{"text_format":"1","workbook":"xlsx","n_sheets":6,"sheets":["Results","Summary","Event Summary","Lists","ELRPA4 event list","Data"],"not_rendered":{"charts":1,"images":2,"macros":1,"external_links":0,"defined_names":24,"comments":0,"pivot_tables":0},"unopened":[],"bounds":{"document_bytes":16777216,"sheet_cells":100000,"rows_first":2000,"rows_last":500,"rows_between":2000,"halvings":0,"cell_chars":16384,"cell_head_chars":4096},"cells_cut":0,"cells_raw":0,"read":"whole","date_system":"1900"}

{"sheet":"Results","index":0,"n_rows":33,"n_cols":19,"rows_kept":33,"cut":false,"hidden":false,"merged":[[4,17,5,17],[4,18,5,18],[30,17,31,17],[30,18,31,18],[4,10,4,16],[24,1,25,1],[30,4,31,4],[4,4,5,4],[4,5,5,5],[30,10,30,16],[4,7,5,7],[4,8,5,8],[4,9,5,9],[30,5,31,5],[30,6,31,6],[30,7,31,7],[30,8,31,8],[30,9,31,9],[4,6,5,6]]}
[]
["Pacific Gas & Electric"]
[{"$f":"evalyear&\" Ex Post Load Impacts - ELRP A4\"","v":"2023 Ex Post Load Impacts - ELRP A4"}]
[null,"Public Version. Confidential data removed. ",null,null,{"$f":"IF(AND(public=TRUE,OR($C$15<=15)),\"Redacted. Select another group\",IF($F$7=\"\",\"No event. Select another group or event date.\",\"\"))","v":""}]
[null,"Table 1: Menu options",null,null,"Hour ending",{"$f":"\"Load  no DR (\"&units&\")\"","v":"Load  no DR (MW)"},{"$f":"\"Observed load w/ DR (\"&units&\")\"","v":"Observed load w/ DR (MW)"},{"$f":"\"Load reduction (\"&units&\")\"","v":"Load reduction (MW)"},"% Load reduction","Avg temp (F, site weighted)","Uncertainty adjusted impact - Percentiles",null,null,null,null,null,null,"Std. error","T-statistic"]
[null,"Type of results","Aggregate",null,null,null,null,null,null,null,"5th","10th","30th","50th","70th","90th","95th"]
[null,"Category","All",null,1,{"$f":"IF(AND(public=TRUE,OR($C$15<=threshold)),\"\",IFERROR(INDEX(INDIRECT(\"Data[\"&Lists!R$8&\"]\"),MATCH(category&subcategory&load&date&$E7,Data[[key]:[key]],0)),\"\"))","v":13.003595352172852},{"$f":"IF(AND(public=TRUE,OR($C$15<=threshold)),\"\",IFERROR(INDEX(INDIRECT(\"Data[\"&Lists!S$8&\"]\"),MATCH(category&subcategory&load&date&$E7,Data[[key]:[key]],0)),\"\"))","v":13.552484512329102},{"$f":"IF(AND(public=TRUE,OR($C$15<=threshold)),\"\",IFERROR(-1*INDEX(INDIRECT(\"Data[\"&Lists!T$8&\"]\"),MATCH(category&subcategory&load&date&$E7,Data[[key]:[key]],0)),\"\"))","v":-0.54888904094696045},{"$f":"IFERROR(H7/F7,\"\")","v":-4.2210559932199306E-2},{"$f":"IF(AND(public=TRUE,OR($C$15<=threshold)),\"\",IFERROR(INDEX(INDIRECT(\"Data[\"&Lists!V$8&\"]\"),MATCH(category&subcategory&load&date&$E7,Data[[key]:[key]],0)),\"\"))","v":63.975791931152344},{"$f":"IF(AND(public=TRUE,OR($C$15<=threshold)),\"\",IFERROR(-1*INDEX(INDIRECT(\"Data[\"&Lists!W$8&\"]\"),MATCH(category&subcategory&load&date&$E7,Data[[key]:[key]],0)),\"\"))","v":-0.71450942754745483},{"$f":"IF(AND(public=TRUE,OR($C$15<=threshold)),\"\",IFERROR(-1*INDEX(INDIRECT(\"Data[\"&Lists!X$8&\"]\"),MATCH(category&subcategory&load&date&$E7,Data[[key]:[key]],0)),\"\"))","v":-0.67792856693267822},{"$f":"IF(AND(public=TRUE,OR($C$15<=threshold)),\"\",IFERROR(-1*INDEX(INDIRECT(\"Data[\"&Lists!Y$8&\"]\"),MATCH(category&subcategory&load&date&$E7,Data[[key]:[key]],0)),\"\"))","v":-0.60169094800949097},{"$f":"IF(AND(public=TRUE,OR($C$15<=threshold)),\"\",IFERROR(-1*INDEX(INDIRECT(\"Data[\"&Lists!Z$8&\"]\"),MATCH(category&subcategory&load&date&$E7,Data[[key]:[key]],0)),\"\"))","v":-0.54888904094696045},{"$f":"IF(AND(public=TRUE,OR($C$15<=threshold)),\"\",IFERROR(-1*INDEX(INDIRECT(\"Data[\"&Lists!AA$8&\"]\"),MATCH(category&subcategory&load&date&$E7,Data[[key]:[key]],0)),\"\"))","v":-0.49608710408210754},{"$f":"IF(AND(public=TRUE,OR($C$15<=threshold)),\"\",IFERROR(-1*INDEX(INDIRECT(\"Data[\"&Lists!AB$8&\"]\"),MATCH(category&subcategory&load&date&$E7,Data[[key]:[key]],0)),\"\"))","v":-0.41984951496124268},{"$f":"IF(AND(public=TRUE,OR($C$15<=threshold)),\"\",IFERROR(-1*INDEX(INDIRECT(\"Data[\"&Lists!AC$8&\"]\"),MATCH(category&subcategory&load&date&$E7,Data[[key]:[key]],0)),\"\"))","v":-0.38326862454414368},{"$f":"IF(AND(public=TRUE,OR($C$15<=threshold)),\"\",IFERROR(-1*INDEX(INDIRECT(\"Data[\"&Lists!AD$8&\"]\"),MATCH(category&subcategory&load&date&$E7,Data[[key]:[key]],0)),\"\"))","v":-0.10069006681442261},{"$f":"IF(AND(public=TRUE,OR($C$15<=threshold)),\"\",IFERROR(-1*INDEX(INDIRECT(\"Data[\"&Lists!AE$8&\"]\"),MATCH(category&subcategory&load&date&$E7,Data[[key]:[key]],0)),\"\"))","v":-5.4512729644775391}]
[null,"Subcategory","All study segments",null,2,{"$f":"IF(AND(public=TRUE,OR($C$15<=threshold)),\"\",IFERROR(INDEX(INDIRECT(\"Data[\"&Lists!R$8&\"]\"),MATCH(category&subcategory&load&date&$E8,Data[[key]:[key]],0)),\"\"))","v":10.851445198059082},{"$f":"IF(AND(public=TRUE,OR($C$15<=threshold)),\"\",IFERROR(INDEX(INDIRECT(\"Data[\"&Lists!S$8&\"]\"),MATCH(category&subcategory&load&date&$E8,Data[[key]:[key]],0)),\"\"))","v":11.653175354003906},{"$f":"IF(AND(public=TRUE,OR($C$15<=threshold)),\"\",IFERROR(-1*INDEX(INDIRECT(\"Data[\"&Lists!T$8&\"]\"),MATCH(category&subcategory&load&date&$E8,Data[[key]:[key]],0)),\"\"))","v":-0.80173075199127197},{"$f":"IFERROR(H8/F8,\"\")","v":-7.3882394221063907E-2},{"$f":"IF(AND(public=TRUE,OR($C$15<=threshold)),\"\",IFERROR(INDEX(INDIRECT(\"Data[\"&Lists!V$8&\"]\"),MATCH(category&subcategory&load&date&$E8,Data[[key]:[key]],0)),\"\"))","v":62.562633514404297},{"$f":"IF(AND(public=TRUE,OR($C$15<=threshold)),\"\",IFERROR(-1*INDEX(INDIRECT(\"Data[\"&Lists!W$8&\"]\"),MATCH(category&subcategory&load&date&$E8,Data[[key]:[key]],0)),\"\"))","v":-0.97634536027908325},{"$f":"IF(AND(public=TRUE,OR($C$15<=threshold)),\"\",IFERROR(-1*INDEX(INDIRECT(\"Data[\"&Lists!X$8&\"]\"),MATCH(category&subcategory&load&date&$E8,Data[[key]:[key]],0)),\"\"))","v":-0.93777787685394287},{"$f":"IF(AND(public=TRUE,OR($C$15<=threshold)),\"\",IFERROR(-1*INDEX(INDIRECT(\"Data[\"&Lists!Y$8&\"]\"),MATCH(category&subcategory&load&date&$E8,Data[[key]:[key]],0)),\"\"))","v":-0.85740017890930176},{"$f":"IF(AND(public=TRUE,OR($C$15<=threshold)),\"\",IFERROR(-1*INDEX(INDIRECT(\"Data[\"&Lists!Z$8&\"]\"),MATCH(category&subcategory&load&date&$E8,Data[[key]:[key]],0)),\"\"))","v":-0.80173075199127197},{"$f":"IF(AND(public=TRUE,OR($C$15<=threshold)),\"\",IFERROR(-1*INDEX(INDIRECT(\"Data[\"&Lists!AA$8&\"]\"),MATCH(category&subcategory&load&date&$E8,Data[[key]:[key]],0)),\"\"))","v":-0.74606132507324219},{"$f":"IF(AND(public=TRUE,OR($C$15<=threshold)),\"\",IFERROR(-1*INDEX(INDIRECT(\"Data[\"&Lists!AB$8&\"]\"),MATCH(category&subcategory&load&date&$E8,Data[[key]:[key]],0)),\"\"))","v":-0.6656835675239563},{"$f":"IF(AND(public=TRUE,OR($C$15<=threshold)),\"\",IFERROR(-1*INDEX(INDIRECT(\"Data[\"&Lists!AC$8&\"]\"),MATCH(category&subcategory&load&date&$E8,Data[[key]:[key]],0)),\"\"))","v":-0.62711608409881592},{"$f":"IF(AND(public=TRUE,OR($C$15<=threshold)),\"\",IFERROR(-1*INDEX(INDIRECT(\"Data[\"&Lists!AD$8&\"]\"),MATCH(category&subcategory&load&date&$E8,Data[[key]:[key]],0)),\"\"))","v":-0.10615817457437515},{"$f":"IF(AND(public=TRUE,OR($C$15<=threshold)),\"\",IFERROR(-1*INDEX(INDIRECT(\"Data[\"&Lists!AE$8&\"]\"),MATCH(category&subcategory&load&date&$E8,Data[[key]:[key]],0)),\"\"))","v":-7.5522279739379883}]
[null,"Event date","Avg Weekday (any)",null,3,{"$f":"IF(AND(public=TRUE,OR($C$15<=threshold)),\"\",IFERROR(INDEX(INDIRECT(\"Data[\"&Lists!R$8&\"]\"),MATCH(category&subcategory&load&date&$E9,Data[[key]:[key]],0)),\"\"))","v":8.1240940093994141},{"$f":"IF(AND(public=TRUE,OR($C$15<=threshold)),\"\",IFERROR(INDEX(INDIRECT(\"Data[\"&Lists!S$8&\"]\"),MATCH(category&subcategory&load&date&$E9,Data[[key]:[key]],0)),\"\"))","v":8.677342414855957},{"$f":"IF(AND(public=TRUE,OR($C$15<=threshold)),\"\",IFERROR(-1*INDEX(INDIRECT(\"Data[\"&Lists!T$8&\"]\"),MATCH(category&subcategory&load&date&$E9,Data[[key]:[key]],0)),\"\"))","v":-0.55324816703796387},-6.8099675655878281E-2,{"$f":"IF(AND(public=TRUE,OR($C$15<=threshold)),\"\",IFERROR(INDEX(INDIRECT(\"Data[\"&Lists!V$8&\"]\"),MATCH(category&subcategory&load&date&$E9,Data[[key]:[key]],0)),\"\"))","v":61.663242340087891},{"$f":"IF(AND(public=TRUE,OR($C$15<=threshold)),\"\",IFERROR(-1*INDEX(INDIRECT(\"Data[\"&Lists!W$8&\"]\"),MATCH(category&subcategory&load&date&$E9,Data[[key]:[key]],0)),\"\"))","v":-0.69994968175888062},{"$f":"IF(AND(public=TRUE,OR($C$15<=threshold)),\"\",IFERROR(-1*INDEX(INDIRECT(\"Data[\"&Lists!X$8&\"]\"),MATCH(category&subcategory&load&date&$E9,Data[[key]:[key]],0)),\"\"))","v":-0.66754746437072754},{"$f":"IF(AND(public=TRUE,OR($C$15<=threshold)),\"\",IFERROR(-1*INDEX(INDIRECT(\"Data[\"&Lists!Y$8&\"]\"),MATCH(category&subcategory&load&date&$E9,Data[[key]:[key]],0)),\"\"))","v":-0.60001850128173828},{"$f":"IF(AND(public=TRUE,OR($C$15<=threshold)),\"\",IFERROR(-1*INDEX(INDIRECT(\"Data[\"&Lists!Z$8&\"]\"),MATCH(category&subcategory&load&date&$E9,Data[[key]:[key]],0)),\"\"))","v":-0.55324816703796387},{"$f":"IF(AND(public=TRUE,OR($C$15<=threshold)),\"\",IFERROR(-1*INDEX(INDIRECT(\"Data[\"&Lists!AA$8&\"]\"),MATCH(category&subcategory&load&date&$E9,Data[[key]:[key]],0)),\"\"))","v":-0.50647789239883423},{"$f":"IF(AND(public=TRUE,OR($C$15<=threshold)),\"\",IFERROR(-1*INDEX(INDIRECT(\"Data[\"&Lists!AB$8&\"]\"),MATCH(category&subcategory&load&date&$E9,Data[[key]:[key]],0)),\"\"))","v":-0.43894892930984497},{"$f":"IF(AND(public=TRUE,OR($C$15<=threshold)),\"\",IFERROR(-1*INDEX(INDIRECT(\"Data[\"&Lists!AC$8&\"]\"),MATCH(category&subcategory&load&date&$E9,Data[[key]:[key]],0)),\"\"))","v":-0.40654671192169189},{"$f":"IF(AND(public=TRUE,OR($C$15<=threshold)),\"\",IFERROR(-1*INDEX(INDIRECT(\"Data[\"&Lists!AD$8&\"]\"),MATCH(category&subcategory&load&date&$E9,Data[[key]:[key]],0)),\"\"))","v":-8.9188173413276672E-2},{"$f":"IF(AND(public=TRUE,OR($C$15<=threshold)),\"\",IFERROR(-1*INDEX(INDIRECT(\"Data[\"&Lists!AE$8&\"]\"),MATCH(category&subcategory&load&date&$E9,Data[[key]:[key]],0)),\"\"))","v":-6.2031564712524414}]
[null,"Load","Net Load",null,4,{"$f":"IF(AND(public=TRUE,OR($C$15<=threshold)),\"\",IFERROR(INDEX(INDIRECT(\"Data[\"&Lists!R$8&\"]\"),MATCH(category&subcategory&load&date&$E10,Data[[key]:[key]],0)),\"\"))","v":6.7255368232727051},{"$f":"IF(AND(public=TRUE,OR($C$15<=threshold)),\"\",IFERROR(INDEX(INDIRECT(\"Data[\"&Lists!S$8&\"]\"),MATCH(category&subcategory&load&date&$E10,Data[[key]:[key]],0)),\"\"))","v":7.2248806953430176},{"$f":"IF(AND(public=TRUE,OR($C$15<=threshold)),\"\",IFERROR(-1*INDEX(INDIRECT(\"Data[\"&Lists!T$8&\"]\"),MATCH(category&subcategory&load&date&$E10,Data[[key]:[key]],0)),\"\"))","v":-0.4993445873260498},-7.4246056552414258E-2,{"$f":"IF(AND(public=TRUE,OR($C$15<=threshold)),\"\",IFERROR(INDEX(INDIRECT(\"Data[\"&Lists!V$8&\"]\"),MATCH(category&subcategory&load&date&$E10,Data[[key]:[key]],0)),\"\"))","v":60.680671691894531},{"$f":"IF(AND(public=TRUE,OR($C$15<=threshold)),\"\",IFERROR(-1*INDEX(INDIRECT(\"Data[\"&Lists!W$8&\"]\"),MATCH(category&subcategory&load&date&$E10,Data[[key]:[key]],0)),\"\"))","v":-0.62688452005386353},{"$f":"IF(AND(public=TRUE,OR($C$15<=threshold)),\"\",IFERROR(-1*INDEX(INDIRECT(\"Data[\"&Lists!X$8&\"]\"),MATCH(category&subcategory&load&date&$E10,Data[[key]:[key]],0)),\"\"))","v":-0.59871453046798706},{"$f":"IF(AND(public=TRUE,OR($C$15<=threshold)),\"\",IFERROR(-1*INDEX(INDIRECT(\"Data[\"&Lists!Y$8&\"]\"),MATCH(category&subcategory&load&date&$E10,Data[[key]:[key]],0)),\"\"))","v":-0.54000598192214966},{"$f":"IF(AND(public=TRUE,OR($C$15<=threshold)),\"\",IFERROR(-1*INDEX(INDIRECT(\"Data[\"&Lists!Z$8&\"]\"),MATCH(category&subcategory&load&date&$E10,Data[[key]:[key]],0)),\"\"))","v":-0.4993445873260498},{"$f":"IF(AND(public=TRUE,OR($C$15<=threshold)),\"\",IFERROR(-1*INDEX(INDIRECT(\"Data[\"&Lists!AA$8&\"]\"),MATCH(category&subcategory&load&date&$E10,Data[[key]:[key]],0)),\"\"))","v":-0.45868322253227234},{"$f":"IF(AND(public=TRUE,OR($C$15<=threshold)),\"\",IFERROR(-1*INDEX(INDIRECT(\"Data[\"&Lists!AB$8&\"]\"),MATCH(category&subcategory&load&date&$E10,Data[[key]:[key]],0)),\"\"))","v":-0.39997464418411255},{"$f":"IF(AND(public=TRUE,OR($C$15<=threshold)),\"\",IFERROR(-1*INDEX(INDIRECT(\"Data[\"&Lists!AC$8&\"]\"),MATCH(category&subcategory&load&date&$E10,Data[[key]:[key]],0)),\"\"))","v":-0.37180465459823608},{"$f":"IF(AND(public=TRUE,OR($C$15<=threshold)),\"\",IFERROR(-1*INDEX(INDIRECT(\"Data[\"&Lists!AD$8&\"]\"),MATCH(category&subcategory&load&date&$E10,Data[[key]:[key]],0)),\"\"))","v":-7.7538773417472839E-2},{"$f":"IF(AND(public=TRUE,OR($C$15<=threshold)),\"\",IFERROR(-1*INDEX(INDIRECT(\"Data[\"&Lists!AE$8&\"]\"),MATCH(category&subcategory&load&date&$E10,Data[[key]:[key]],0)),\"\"))","v":-6.439934253692627}]
[null,null,null,null,5,{"$f":"IF(AND(public=TRUE,OR($C$15<=threshold)),\"\",IFERROR(INDEX(INDIRECT(\"Data[\"&Lists!R$8&\"]\"),MATCH(category&subcategory&load&date&$E11,Data[[key]:[key]],0)),\"\"))","v":6.143890380859375},{"$f":"IF(AND(public=TRUE,OR($C$15<=threshold)),\"\",IFERROR(INDEX(INDIRECT(\"Data[\"&Lists!S$8&\"]\"),MATCH(category&subcategory&load&date&$E11,Data[[key]:[key]],0)),\"\"))","v":6.495849609375},{"$f":"IF(AND(public=TRUE,OR($C$15<=threshold)),\"\",IFERROR(-1*INDEX(INDIRECT(\"Data[\"&Lists!T$8&\"]\"),MATCH(category&subcategory&load&date&$E11,Data[[key]:[key]],0)),\"\"))","v":-0.351959228515625},-5.7286052760986077E-2,{"$f":"IF(AND(public=TRUE,OR($C$15<=threshold)),\"\",IFERROR(INDEX(INDIRECT(\"Data[\"&Lists!V$8&\"]\"),MATCH(category&subcategory&load&date&$E11,Data[[key]:[key]],0)),\"\"))","v":60.022903442382813},{"$f":"IF(AND(public=TRUE,OR($C$15<=threshold)),\"\",IFERROR(-1*INDEX(INDIRECT(\"Data[\"&Lists!W$8&\"]\"),MATCH(category&subcategory&load&date&$E11,Data[[key]:[key]],0)),\"\"))","v":-0.46332001686096191},{"$f":"IF(AND(public=TRUE,OR($C$15<=threshold)),\"\",IFERROR(-1*INDEX(INDIRECT(\"Data[\"&Lists!X$8&\"]\"),MATCH(category&subcategory&load&date&$E11,Data[[key]:[key]],0)),\"\"))","v":-0.43872353434562683},{"$f":"IF(AND(public=TRUE,OR($C$15<=threshold)),\"\",IFERROR(-1*INDEX(INDIRECT(\"Data[\"&Lists!Y$8&\"]\"),MATCH(category&subcategory&load&date&$E11,Data[[key]:[key]],0)),\"\"))","v":-0.38746246695518494},{"$f":"IF(AND(public=TRUE,OR($C$15<=threshold)),\"\",IFERROR(-1*INDEX(INDIRECT(\"Data[\"&Lists!Z$8&\"]\"),MATCH(category&subcategory&load&date&$E11,Data[[key]:[key]],0)),\"\"))","v":-0.351959228515625},{"$f":"IF(AND(public=TRUE,OR($C$15<=threshold)),\"\",IFERROR(-1*INDEX(INDIRECT(\"Data[\"&Lists!AA$8&\"]\"),MATCH(category&subcategory&load&date&$E11,Data[[key]:[key]],0)),\"\"))","v":-0.31645599007606506},{"$f":"IF(AND(public=TRUE,OR($C$15<=threshold)),\"\",IFERROR(-1*INDEX(INDIRECT(\"Data[\"&Lists!AB$8&\"]\"),MATCH(category&subcategory&load&date&$E11,Data[[key]:[key]],0)),\"\"))","v":-0.26519492268562317},{"$f":"IF(AND(public=TRUE,OR($C$15<=threshold)),\"\",IFERROR(-1*INDEX(INDIRECT(\"Data[\"&Lists!AC$8&\"]\"),MATCH(category&subcategory&load&date&$E11,Data[[key]:[key]],0)),\"\"))","v":-0.24059845507144928},{"$f":"IF(AND(public=TRUE,OR($C$15<=threshold)),\"\",IFERROR(-1*INDEX(INDIRECT(\"Data[\"&Lists!AD$8&\"]\"),MATCH(category&subcategory&load&date&$E11,Data[[key]:[key]],0)),\"\"))","v":-6.7702554166316986E-2},{"$f":"IF(AND(public=TRUE,OR($C$15<=threshold)),\"\",IFERROR(-1*INDEX(INDIRECT(\"Data[\"&Lists!AE$8&\"]\"),MATCH(category&subcategory&load&date&$E11,Data[[key]:[key]],0)),\"\"))","v":-5.1986112594604492}]
[null,"Table 2: Event day information",null,null,6,{"$f":"IF(AND(public=TRUE,OR($C$15<=threshold)),\"\",IFERROR(INDEX(INDIRECT(\"Data[\"&Lists!R$8&\"]\"),MATCH(category&subcategory&load&date&$E12,Data[[key]:[key]],0)),\"\"))","v":5.5419678688049316},{"$f":"IF(AND(public=TRUE,OR($C$15<=threshold)),\"\",IFERROR(INDEX(INDIRECT(\"Data[\"&Lists!S$8&\"]\"),MATCH(category&subcategory&load&date&$E12,Data[[key]:[key]],0)),\"\"))","v":5.8940987586975098},{"$f":"IF(AND(public=TRUE,OR($C$15<=threshold)),\"\",IFERROR(-1*INDEX(INDIRECT(\"Data[\"&Lists!T$8&\"]\"),MATCH(category&subcategory&load&date&$E12,Data[[key]:[key]],0)),\"\"))","v":-0.35213124752044678},-6.353902726548652E-2,{"$f":"IF(AND(public=TRUE,OR($C$15<=threshold)),\"\",IFERROR(INDEX(INDIRECT(\"Data[\"&Lists!V$8&\"]\"),MATCH(category&subcategory&load&date&$E12,Data[[key]:[key]],0)),\"\"))","v":59.434318542480469},{"$f":"IF(AND(public=TRUE,OR($C$15<=threshold)),\"\",IFERROR(-1*INDEX(INDIRECT(\"Data[\"&Lists!W$8&\"]\"),MATCH(category&subcategory&load&date&$E12,Data[[key]:[key]],0)),\"\"))","v":-0.44778004288673401},{"$f":"IF(AND(public=TRUE,OR($C$15<=threshold)),\"\",IFERROR(-1*INDEX(INDIRECT(\"Data[\"&Lists!X$8&\"]\"),MATCH(category&subcategory&load&date&$E12,Data[[key]:[key]],0)),\"\"))","v":-0.42665389180183411},{"$f":"IF(AND(public=TRUE,OR($C$15<=threshold)),\"\",IFERROR(-1*INDEX(INDIRECT(\"Data[\"&Lists!Y$8&\"]\"),MATCH(category&subcategory&load&date&$E12,Data[[key]:[key]],0)),\"\"))","v":-0.38262531161308289},{"$f":"IF(AND(public=TRUE,OR($C$15<=threshold)),\"\",IFERROR(-1*INDEX(INDIRECT(\"Data[\"&Lists!Z$8&\"]\"),MATCH(category&subcategory&load&date&$E12,Data[[key]:[key]],0)),\"\"))","v":-0.35213124752044678},{"$f":"IF(AND(public=TRUE,OR($C$15<=threshold)),\"\",IFERROR(-1*INDEX(INDIRECT(\"Data[\"&Lists!AA$8&\"]\"),MATCH(category&subcategory&load&date&$E12,Data[[key]:[key]],0)),\"\"))","v":-0.32163721323013306},{"$f":"IF(AND(public=TRUE,OR($C$15<=threshold)),\"\",IFERROR(-1*INDEX(INDIRECT(\"Data[\"&Lists!AB$8&\"]\"),MATCH(category&subcategory&load&date&$E12,Data[[key]:[key]],0)),\"\"))","v":-0.27760860323905945},{"$f":"IF(AND(public=TRUE,OR($C$15<=threshold)),\"\",IFERROR(-1*INDEX(INDIRECT(\"Data[\"&Lists!AC$8&\"]\"),MATCH(category&subcategory&load&date&$E12,Data[[key]:[key]],0)),\"\"))","v":-0.25648248195648193},{"$f":"IF(AND(public=TRUE,OR($C$15<=threshold)),\"\",IFERROR(-1*INDEX(INDIRECT(\"Data[\"&Lists!AD$8&\"]\"),MATCH(category&subcategory&load&date&$E12,Data[[key]:[key]],0)),\"\"))","v":-5.8150328695774078E-2},{"$f":"IF(AND(public=TRUE,OR($C$15<=threshold)),\"\",IFERROR(-1*INDEX(INDIRECT(\"Data[\"&Lists!AE$8&\"]\"),MATCH(category&subcategory&load&date&$E12,Data[[key]:[key]],0)),\"\"))","v":-6.0555334091186523}]
[null,"Event start",{"$f":"TIME(INDEX(OFFSET(Date_list,0,1),MATCH(date,Date_list,0))-1,0,0)","v":"16:00:00"},null,7,{"$f":"IF(AND(public=TRUE,OR($C$15<=threshold)),\"\",IFERROR(INDEX(INDIRECT(\"Data[\"&Lists!R$8&\"]\"),MATCH(category&subcategory&load&date&$E13,Data[[key]:[key]],0)),\"\"))","v":5.2008357048034668},{"$f":"IF(AND(public=TRUE,OR($C$15<=threshold)),\"\",IFERROR(INDEX(INDIRECT(\"Data[\"&Lists!S$8&\"]\"),MATCH(category&subcategory&load&date&$E13,Data[[key]:[key]],0)),\"\"))","v":5.5050668716430664},{"$f":"IF(AND(public=TRUE,OR($C$15<=threshold)),\"\",IFERROR(-1*INDEX(INDIRECT(\"Data[\"&Lists!T$8&\"]\"),MATCH(category&subcategory&load&date&$E13,Data[[key]:[key]],0)),\"\"))","v":-0.30423149466514587},-5.8496655524834046E-2,{"$f":"IF(AND(public=TRUE,OR($C$15<=threshold)),\"\",IFERROR(INDEX(INDIRECT(\"Data[\"&Lists!V$8&\"]\"),MATCH(category&subcategory&load&date&$E13,Data[[key]:[key]],0)),\"\"))","v":58.985939025878906},{"$f":"IF(AND(public=TRUE,OR($C$15<=threshold)),\"\",IFERROR(-1*INDEX(INDIRECT(\"Data[\"&Lists!W$8&\"]\"),MATCH(category&subcategory&load&date&$E13,Data[[key]:[key]],0)),\"\"))","v":-0.3873349130153656},{"$f":"IF(AND(public=TRUE,OR($C$15<=threshold)),\"\",IFERROR(-1*INDEX(INDIRECT(\"Data[\"&Lists!X$8&\"]\"),MATCH(category&subcategory&load&date&$E13,Data[[key]:[key]],0)),\"\"))","v":-0.36897969245910645},{"$f":"IF(AND(public=TRUE,OR($C$15<=threshold)),\"\",IFERROR(-1*INDEX(INDIRECT(\"Data[\"&Lists!Y$8&\"]\"),MATCH(category&subcategory&load&date&$E13,Data[[key]:[key]],0)),\"\"))","v":-0.33072590827941895},{"$f":"IF(AND(public=TRUE,OR($C$15<=threshold)),\"\",IFERROR(-1*INDEX(INDIRECT(\"Data[\"&Lists!Z$8&\"]\"),MATCH(category&subcategory&load&date&$E13,Data[[key]:[key]],0)),\"\"))","v":-0.30423149466514587},{"$f":"IF(AND(public=TRUE,OR($C$15<=threshold)),\"\",IFERROR(-1*INDEX(INDIRECT(\"Data[\"&Lists!AA$8&\"]\"),MATCH(category&subcategory&load&date&$E13,Data[[key]:[key]],0)),\"\"))","v":-0.27773705124855042},{"$f":"IF(AND(public=TRUE,OR($C$15<=threshold)),\"\",IFERROR(-1*INDEX(INDIRECT(\"Data[\"&Lists!AB$8&\"]\"),MATCH(category&subcategory&load&date&$E13,Data[[key]:[key]],0)),\"\"))","v":-0.23948328197002411},{"$f":"IF(AND(public=TRUE,OR($C$15<=threshold)),\"\",IFERROR(-1*INDEX(INDIRECT(\"Data[\"&Lists!AC$8&\"]\"),MATCH(category&subcategory&load&date&$E13,Data[[key]:[key]],0)),\"\"))","v":-0.22112806141376495},{"$f":"IF(AND(public=TRUE,OR($C$15<=threshold)),\"\",IFERROR(-1*INDEX(INDIRECT(\"Data[\"&Lists!AD$8&\"]\"),MATCH(category&subcategory&load&date&$E13,Data[[key]:[key]],0)),\"\"))","v":-5.0523292273283005E-2},{"$f":"IF(AND(public=TRUE,OR($C$15<=threshold)),\"\",IFERROR(-1*INDEX(INDIRECT(\"Data[\"&Lists!AE$8&\"]\"),MATCH(category&subcategory&load&date&$E13,Data[[key]:[key]],0)),\"\"))","v":-6.021608829498291}]
[null,"Event end",{"$f":"TIME(INDEX(OFFSET(Date_list,0,2),MATCH(date,Date_list,0)),0,0)","v":"21:00:00"},null,8,{"$f":"IF(AND(public=TRUE,OR($C$15<=threshold)),\"\",IFERROR(INDEX(INDIRECT(\"Data[\"&Lists!R$8&\"]\"),MATCH(category&subcategory&load&date&$E14,Data[[key]:[key]],0)),\"\"))","v":4.4269981384277344},{"$f":"IF(AND(public=TRUE,OR($C$15<=threshold)),\"\",IFERROR(INDEX(INDIRECT(\"Data[\"&Lists!S$8&\"]\"),MATCH(category&subcategory&load&date&$E14,Data[[key]:[key]],0)),\"\"))","v":4.7574062347412109},{"$f":"IF(AND(public=TRUE,OR($C$15<=threshold)),\"\",IFERROR(-1*INDEX(INDIRECT(\"Data[\"&Lists!T$8&\"]\"),MATCH(category&subcategory&load&date&$E14,Data[[key]:[key]],0)),\"\"))","v":-0.33040785789489746},-7.463474064442302E-2,{"$f":"IF(AND(public=TRUE,OR($C$15<=threshold)),\"\",IFERROR(INDEX(INDIRECT(\"Data[\"&Lists!V$8&\"]\"),MATCH(category&subcategory&load&date&$E14,Data[[key]:[key]],0)),\"\"))","v":59.645320892333984},{"$f":"IF(AND(public=TRUE,OR($C$15<=threshold)),\"\",IFERROR(-1*INDEX(INDIRECT(\"Data[\"&Lists!W$8&\"]\"),MATCH(category&subcategory&load&date&$E14,Data[[key]:[key]],0)),\"\"))","v":-0.40264230966567993},{"$f":"IF(AND(public=TRUE,OR($C$15<=threshold)),\"\",IFERROR(-1*INDEX(INDIRECT(\"Data[\"&Lists!X$8&\"]\"),MATCH(category&subcategory&load&date&$E14,Data[[key]:[key]],0)),\"\"))","v":-0.3866877555847168},{"$f":"IF(AND(public=TRUE,OR($C$15<=threshold)),\"\",IFERROR(-1*INDEX(INDIRECT(\"Data[\"&Lists!Y$8&\"]\"),MATCH(category&subcategory&load&date&$E14,Data[[key]:[key]],0)),\"\"))","v":-0.35343712568283081},{"$f":"IF(AND(public=TRUE,OR($C$15<=threshold)),\"\",IFERROR(-1*INDEX(INDIRECT(\"Data[\"&Lists!Z$8&\"]\"),MATCH(category&subcategory&load&date&$E14,Data[[key]:[key]],0)),\"\"))","v":-0.33040785789489746},{"$f":"IF(AND(public=TRUE,OR($C$15<=threshold)),\"\",IFERROR(-1*INDEX(INDIRECT(\"Data[\"&Lists!AA$8&\"]\"),MATCH(category&subcategory&load&date&$E14,Data[[key]:[key]],0)),\"\"))","v":-0.30737859010696411},{"$f":"IF(AND(public=TRUE,OR($C$15<=threshold)),\"\",IFERROR(-1*INDEX(INDIRECT(\"Data[\"&Lists!AB$8&\"]\"),MATCH(category&subcategory&load&date&$E14,Data[[key]:[key]],0)),\"\"))","v":-0.27412799000740051},{"$f":"IF(AND(public=TRUE,OR($C$15<=threshold)),\"\",IFERROR(-1*INDEX(INDIRECT(\"Data[\"&Lists!AC$8&\"]\"),MATCH(category&subcategory&load&date&$E14,Data[[key]:[key]],0)),\"\"))","v":-0.25817343592643738},{"$f":"IF(AND(public=TRUE,OR($C$15<=threshold)),\"\",IFERROR(-1*INDEX(INDIRECT(\"Data[\"&Lists!AD$8&\"]\"),MATCH(category&subcategory&load&date&$E14,Data[[key]:[key]],0)),\"\"))","v":-4.3915420770645142E-2},{"$f":"IF(AND(public=TRUE,OR($C$15<=threshold)),\"\",IFERROR(-1*INDEX(INDIRECT(\"Data[\"&Lists!AE$8&\"]\"),MATCH(category&subcategory&load&date&$E14,Data[[key]:[key]],0)),\"\"))","v":-7.5237321853637695}]
[null,"Total enrolled accounts",{"$f":"IFERROR(INDEX(Data[sites],MATCH(category&subcategory&load&date&$E7,Data[key],0)),\"\")","v":5978.7142857142853},null,9,{"$f":"IF(AND(public=TRUE,OR($C$15<=threshold)),\"\",IFERROR(INDEX(INDIRECT(\"Data[\"&Lists!R$8&\"]\"),MATCH(category&subcategory&load&date&$E15,Data[[key]:[key]],0)),\"\"))","v":2.6254868507385254},{"$f":"IF(AND(public=TRUE,OR($C$15<=threshold)),\"\",IFERROR(INDEX(INDIRECT(\"Data[\"&Lists!S$8&\"]\"),MATCH(category&subcategory&load&date&$E15,Data[[key]:[key]],0)),\"\"))","v":2.9574902057647705},{"$f":"IF(AND(public=TRUE,OR($C$15<=threshold)),\"\",IFERROR(-1*INDEX(INDIRECT(\"Data[\"&Lists!T$8&\"]\"),MATCH(category&subcategory&load&date&$E15,Data[[key]:[key]],0)),\"\"))","v":-0.3320033848285675},-0.12645402689226115,{"$f":"IF(AND(public=TRUE,OR($C$15<=threshold)),\"\",IFERROR(INDEX(INDIRECT(\"Data[\"&Lists!V$8&\"]\"),MATCH(category&subcategory&load&date&$E15,Data[[key]:[key]],0)),\"\"))","v":63.068138122558594},{"$f":"IF(AND(public=TRUE,OR($C$15<=threshold)),\"\",IFERROR(-1*INDEX(INDIRECT(\"Data[\"&Lists!W$8&\"]\"),MATCH(category&subcategory&load&date&$E15,Data[[key]:[key]],0)),\"\"))","v":-0.4061998724937439},{"$f":"IF(AND(public=TRUE,OR($C$15<=threshold)),\"\",IFERROR(-1*INDEX(INDIRECT(\"Data[\"&Lists!X$8&\"]\"),MATCH(category&subcategory&load&date&$E15,Data[[key]:[key]],0)),\"\"))","v":-0.38981196284294128},{"$f":"IF(AND(public=TRUE,OR($C$15<=threshold)),\"\",IFERROR(-1*INDEX(INDIRECT(\"Data[\"&Lists!Y$8&\"]\"),MATCH(category&subcategory&load&date&$E15,Data[[key]:[key]],0)),\"\"))","v":-0.35565817356109619},{"$f":"IF(AND(public=TRUE,OR($C$15<=threshold)),\"\",IFERROR(-1*INDEX(INDIRECT(\"Data[\"&Lists!Z$8&\"]\"),MATCH(category&subcategory&load&date&$E15,Data[[key]:[key]],0)),\"\"))","v":-0.3320033848285675},{"$f":"IF(AND(public=TRUE,OR($C$15<=threshold)),\"\",IFERROR(-1*INDEX(INDIRECT(\"Data[\"&Lists!AA$8&\"]\"),MATCH(category&subcategory&load&date&$E15,Data[[key]:[key]],0)),\"\"))","v":-0.30834862589836121},{"$f":"IF(AND(public=TRUE,OR($C$15<=threshold)),\"\",IFERROR(-1*INDEX(INDIRECT(\"Data[\"&Lists!AB$8&\"]\"),MATCH(category&subcategory&load&date&$E15,Data[[key]:[key]],0)),\"\"))","v":-0.27419483661651611},{"$f":"IF(AND(public=TRUE,OR($C$15<=threshold)),\"\",IFERROR(-1*INDEX(INDIRECT(\"Data[\"&Lists!AC$8&\"]\"),MATCH(category&subcategory&load&date&$E15,Data[[key]:[key]],0)),\"\"))","v":-0.25780689716339111},{"$f":"IF(AND(public=TRUE,OR($C$15<=threshold)),\"\",IFERROR(-1*INDEX(INDIRECT(\"Data[\"&Lists!AD$8&\"]\"),MATCH(category&subcategory&load&date&$E15,Data[[key]:[key]],0)),\"\"))","v":-4.5108258724212646E-2},{"$f":"IF(AND(public=TRUE,OR($C$15<=threshold)),\"\",IFERROR(-1*INDEX(INDIRECT(\"Data[\"&Lists!AE$8&\"]\"),MATCH(category&subcategory&load&date&$E15,Data[[key]:[key]],0)),\"\"))","v":-7.3601469993591309}]
[null,"Avg load reduction (Event Window)",{"$f":"IFERROR(H33,\"\")","v":17.712322235107422},null,10,{"$f":"IF(AND(public=TRUE,OR($C$15<=threshold)),\"\",IFERROR(INDEX(INDIRECT(\"Data[\"&Lists!R$8&\"]\"),MATCH(category&subcategory&load&date&$E16,Data[[key]:[key]],0)),\"\"))","v":0.5206148624420166},{"$f":"IF(AND(public=TRUE,OR($C$15<=threshold)),\"\",IFERROR(INDEX(INDIRECT(\"Data[\"&Lists!S$8&\"]\"),MATCH(category&subcategory&load&date&$E16,Data[[key]:[key]],0)),\"\"))","v":1.014439582824707},{"$f":"IF(AND(public=TRUE,OR($C$15<=threshold)),\"\",IFERROR(-1*INDEX(INDIRECT(\"Data[\"&Lists!T$8&\"]\"),MATCH(category&subcategory&load&date&$E16,Data[[key]:[key]],0)),\"\"))","v":-0.49382477998733521},-0.94854145667486556,{"$f":"IF(AND(public=TRUE,OR($C$15<=threshold)),\"\",IFERROR(INDEX(INDIRECT(\"Data[\"&Lists!V$8&\"]\"),MATCH(category&subcategory&load&date&$E16,Data[[key]:[key]],0)),\"\"))","v":67.197586059570313},{"$f":"IF(AND(public=TRUE,OR($C$15<=threshold)),\"\",IFERROR(-1*INDEX(INDIRECT(\"Data[\"&Lists!W$8&\"]\"),MATCH(category&subcategory&load&date&$E16,Data[[key]:[key]],0)),\"\"))","v":-0.58185809850692749},{"$f":"IF(AND(public=TRUE,OR($C$15<=threshold)),\"\",IFERROR(-1*INDEX(INDIRECT(\"Data[\"&Lists!X$8&\"]\"),MATCH(category&subcategory&load&date&$E16,Data[[key]:[key]],0)),\"\"))","v":-0.56241399049758911},{"$f":"IF(AND(public=TRUE,OR($C$15<=threshold)),\"\",IFERROR(-1*INDEX(INDIRECT(\"Data[\"&Lists!Y$8&\"]\"),MATCH(category&subcategory&load&date&$E16,Data[[key]:[key]],0)),\"\"))","v":-0.52189093828201294},{"$f":"IF(AND(public=TRUE,OR($C$15<=threshold)),\"\",IFERROR(-1*INDEX(INDIRECT(\"Data[\"&Lists!Z$8&\"]\"),MATCH(category&subcategory&load&date&$E16,Data[[key]:[key]],0)),\"\"))","v":-0.49382477998733521},{"$f":"IF(AND(public=TRUE,OR($C$15<=threshold)),\"\",IFERROR(-1*INDEX(INDIRECT(\"Data[\"&Lists!AA$8&\"]\"),MATCH(category&subcategory&load&date&$E16,Data[[key]:[key]],0)),\"\"))","v":-0.46575859189033508},{"$f":"IF(AND(public=TRUE,OR($C$15<=threshold)),\"\",IFERROR(-1*INDEX(INDIRECT(\"Data[\"&Lists!AB$8&\"]\"),MATCH(category&subcategory&load&date&$E16,Data[[key]:[key]],0)),\"\"))","v":-0.42523550987243652},{"$f":"IF(AND(public=TRUE,OR($C$15<=threshold)),\"\",IFERROR(-1*INDEX(INDIRECT(\"Data[\"&Lists!AC$8&\"]\"),MATCH(category&subcategory&load&date&$E16,Data[[key]:[key]],0)),\"\"))","v":-0.40579140186309814},{"$f":"IF(AND(public=TRUE,OR($C$15<=threshold)),\"\",IFERROR(-1*INDEX(INDIRECT(\"Data[\"&Lists!AD$8&\"]\"),MATCH(category&subcategory&load&date&$E16,Data[[key]:[key]],0)),\"\"))","v":-5.3520482033491135E-2},{"$f":"IF(AND(public=TRUE,OR($C$15<=threshold)),\"\",IFERROR(-1*INDEX(INDIRECT(\"Data[\"&Lists!AE$8&\"]\"),MATCH(category&subcategory&load&date&$E16,Data[[key]:[key]],0)),\"\"))","v":-9.226837158203125}]
[null,"% Load reduction (Event Window)",{"$f":"I33","v":10.98625669136808},null,11,{"$f":"IF(AND(public=TRUE,OR($C$15<=threshold)),\"\",IFERROR(INDEX(INDIRECT(\"Data[\"&Lists!R$8&\"]\"),MATCH(category&subcategory&load&date&$E17,Data[[key]:[key]],0)),\"\"))","v":-2.72678542137146},{"$f":"IF(AND(public=TRUE,OR($C$15<=threshold)),\"\",IFERROR(INDEX(INDIRECT(\"Data[\"&Lists!S$8&\"]\"),MATCH(category&subcategory&load&date&$E17,Data[[key]:[key]],0)),\"\"))","v":-2.092780590057373},{"$f":"IF(AND(public=TRUE,OR($C$15<=threshold)),\"\",IFERROR(-1*INDEX(INDIRECT(\"Data[\"&Lists!T$8&\"]\"),MATCH(category&subcategory&load&date&$E17,Data[[key]:[key]],0)),\"\"))","v":-0.63400477170944214},0.23250996090134735,{"$f":"IF(AND(public=TRUE,OR($C$15<=threshold)),\"\",IFERROR(INDEX(INDIRECT(\"Data[\"&Lists!V$8&\"]\"),MATCH(category&subcategory&load&date&$E17,Data[[key]:[key]],0)),\"\"))","v":71.395187377929688},{"$f":"IF(AND(public=TRUE,OR($C$15<=threshold)),\"\",IFERROR(-1*INDEX(INDIRECT(\"Data[\"&Lists!W$8&\"]\"),MATCH(category&subcategory&load&date&$E17,Data[[key]:[key]],0)),\"\"))","v":-0.74917024374008179},{"$f":"IF(AND(public=TRUE,OR($C$15<=threshold)),\"\",IFERROR(-1*INDEX(INDIRECT(\"Data[\"&Lists!X$8&\"]\"),MATCH(category&subcategory&load&date&$E17,Data[[key]:[key]],0)),\"\"))","v":-0.72373336553573608},{"$f":"IF(AND(public=TRUE,OR($C$15<=threshold)),\"\",IFERROR(-1*INDEX(INDIRECT(\"Data[\"&Lists!Y$8&\"]\"),MATCH(category&subcategory&load&date&$E17,Data[[key]:[key]],0)),\"\"))","v":-0.67072099447250366},{"$f":"IF(AND(public=TRUE,OR($C$15<=threshold)),\"\",IFERROR(-1*INDEX(INDIRECT(\"Data[\"&Lists!Z$8&\"]\"),MATCH(category&subcategory&load&date&$E17,Data[[key]:[key]],0)),\"\"))","v":-0.63400477170944214},{"$f":"IF(AND(public=TRUE,OR($C$15<=threshold)),\"\",IFERROR(-1*INDEX(INDIRECT(\"Data[\"&Lists!AA$8&\"]\"),MATCH(category&subcategory&load&date&$E17,Data[[key]:[key]],0)),\"\"))","v":-0.59728854894638062},{"$f":"IF(AND(public=TRUE,OR($C$15<=threshold)),\"\",IFERROR(-1*INDEX(INDIRECT(\"Data[\"&Lists!AB$8&\"]\"),MATCH(category&subcategory&load&date&$E17,Data[[key]:[key]],0)),\"\"))","v":-0.54427617788314819},{"$f":"IF(AND(public=TRUE,OR($C$15<=threshold)),\"\",IFERROR(-1*INDEX(INDIRECT(\"Data[\"&Lists!AC$8&\"]\"),MATCH(category&subcategory&load&date&$E17,Data[[key]:[key]],0)),\"\"))","v":-0.51883935928344727},{"$f":"IF(AND(public=TRUE,OR($C$15<=threshold)),\"\",IFERROR(-1*INDEX(INDIRECT(\"Data[\"&Lists!AD$8&\"]\"),MATCH(category&subcategory&load&date&$E17,Data[[key]:[key]],0)),\"\"))","v":-7.0015609264373779E-2},{"$f":"IF(AND(public=TRUE,OR($C$15<=threshold)),\"\",IFERROR(-1*INDEX(INDIRECT(\"Data[\"&Lists!AE$8&\"]\"),MATCH(category&subcategory&load&date&$E17,Data[[key]:[key]],0)),\"\"))","v":-9.0551919937133789}]
[null,null,null,null,12,{"$f":"IF(AND(public=TRUE,OR($C$15<=threshold)),\"\",IFERROR(INDEX(INDIRECT(\"Data[\"&Lists!R$8&\"]\"),MATCH(category&subcategory&load&date&$E18,Data[[key]:[key]],0)),\"\"))","v":-8.3398714065551758},{"$f":"IF(AND(public=TRUE,OR($C$15<=threshold)),\"\",IFERROR(INDEX(INDIRECT(\"Data[\"&Lists!S$8&\"]\"),MATCH(category&subcategory&load&date&$E18,Data[[key]:[key]],0)),\"\"))","v":-7.1543674468994141},{"$f":"IF(AND(public=TRUE,OR($C$15<=threshold)),\"\",IFERROR(-1*INDEX(INDIRECT(\"Data[\"&Lists!T$8&\"]\"),MATCH(category&subcategory&load&date&$E18,Data[[key]:[key]],0)),\"\"))","v":-1.1855040788650513},0.14214896382373951,{"$f":"IF(AND(public=TRUE,OR($C$15<=threshold)),\"\",IFERROR(INDEX(INDIRECT(\"Data[\"&Lists!V$8&\"]\"),MATCH(category&subcategory&load&date&$E18,Data[[key]:[key]],0)),\"\"))","v":75.313606262207031},{"$f":"IF(AND(public=TRUE,OR($C$15<=threshold)),\"\",IFERROR(-1*INDEX(INDIRECT(\"Data[\"&Lists!W$8&\"]\"),MATCH(category&subcategory&load&date&$E18,Data[[key]:[key]],0)),\"\"))","v":-1.3280056715011597},{"$f":"IF(AND(public=TRUE,OR($C$15<=threshold)),\"\",IFERROR(-1*INDEX(INDIRECT(\"Data[\"&Lists!X$8&\"]\"),MATCH(category&subcategory&load&date&$E18,Data[[key]:[key]],0)),\"\"))","v":-1.296531081199646},{"$f":"IF(AND(public=TRUE,OR($C$15<=threshold)),\"\",IFERROR(-1*INDEX(INDIRECT(\"Data[\"&Lists!Y$8&\"]\"),MATCH(category&subcategory&load&date&$E18,Data[[key]:[key]],0)),\"\"))","v":-1.2309353351593018},{"$f":"IF(AND(public=TRUE,OR($C$15<=threshold)),\"\",IFERROR(-1*INDEX(INDIRECT(\"Data[\"&Lists!Z$8&\"]\"),MATCH(category&subcategory&load&date&$E18,Data[[key]:[key]],0)),\"\"))","v":-1.1855040788650513},{"$f":"IF(AND(public=TRUE,OR($C$15<=threshold)),\"\",IFERROR(-1*INDEX(INDIRECT(\"Data[\"&Lists!AA$8&\"]\"),MATCH(category&subcategory&load&date&$E18,Data[[key]:[key]],0)),\"\"))","v":-1.1400727033615112},{"$f":"IF(AND(public=TRUE,OR($C$15<=threshold)),\"\",IFERROR(-1*INDEX(INDIRECT(\"Data[\"&Lists!AB$8&\"]\"),MATCH(category&subcategory&load&date&$E18,Data[[key]:[key]],0)),\"\"))","v":-1.0744770765304565},{"$f":"IF(AND(public=TRUE,OR($C$15<=threshold)),\"\",IFERROR(-1*INDEX(INDIRECT(\"Data[\"&Lists!AC$8&\"]\"),MATCH(category&subcategory&load&date&$E18,Data[[key]:[key]],0)),\"\"))","v":-1.0430024862289429},{"$f":"IF(AND(public=TRUE,OR($C$15<=threshold)),\"\",IFERROR(-1*INDEX(INDIRECT(\"Data[\"&Lists!AD$8&\"]\"),MATCH(category&subcategory&load&date&$E18,Data[[key]:[key]],0)),\"\"))","v":-8.6634799838066101E-2},{"$f":"IF(AND(public=TRUE,OR($C$15<=threshold)),\"\",IFERROR(-1*INDEX(INDIRECT(\"Data[\"&Lists!AE$8&\"]\"),MATCH(category&subcategory&load&date&$E18,Data[[key]:[key]],0)),\"\"))","v":-13.683924674987793}]
[null,null,null,null,13,{"$f":"IF(AND(public=TRUE,OR($C$15<=threshold)),\"\",IFERROR(INDEX(INDIRECT(\"Data[\"&Lists!R$8&\"]\"),MATCH(category&subcategory&load&date&$E19,Data[[key]:[key]],0)),\"\"))","v":-13.92191219329834},{"$f":"IF(AND(public=TRUE,OR($C$15<=threshold)),\"\",IFERROR(INDEX(INDIRECT(\"Data[\"&Lists!S$8&\"]\"),MATCH(category&subcategory&load&date&$E19,Data[[key]:[key]],0)),\"\"))","v":-12.715002059936523},{"$f":"IF(AND(public=TRUE,OR($C$15<=threshold)),\"\",IFERROR(-1*INDEX(INDIRECT(\"Data[\"&Lists!T$8&\"]\"),MATCH(category&subcategory&load&date&$E19,Data[[key]:[key]],0)),\"\"))","v":-1.2069108486175537},8.6691456738143366E-2,{"$f":"IF(AND(public=TRUE,OR($C$15<=threshold)),\"\",IFERROR(INDEX(INDIRECT(\"Data[\"&Lists!V$8&\"]\"),MATCH(category&subcategory&load&date&$E19,Data[[key]:[key]],0)),\"\"))","v":78.657142639160156},{"$f":"IF(AND(public=TRUE,OR($C$15<=threshold)),\"\",IFERROR(-1*INDEX(INDIRECT(\"Data[\"&Lists!W$8&\"]\"),MATCH(category&subcategory&load&date&$E19,Data[[key]:[key]],0)),\"\"))","v":-1.3585807085037231},{"$f":"IF(AND(public=TRUE,OR($C$15<=threshold)),\"\",IFERROR(-1*INDEX(INDIRECT(\"Data[\"&Lists!X$8&\"]\"),MATCH(category&subcategory&load&date&$E19,Data[[key]:[key]],0)),\"\"))","v":-1.3250811100006104},{"$f":"IF(AND(public=TRUE,OR($C$15<=threshold)),\"\",IFERROR(-1*INDEX(INDIRECT(\"Data[\"&Lists!Y$8&\"]\"),MATCH(category&subcategory&load&date&$E19,Data[[key]:[key]],0)),\"\"))","v":-1.2552652359008789},{"$f":"IF(AND(public=TRUE,OR($C$15<=threshold)),\"\",IFERROR(-1*INDEX(INDIRECT(\"Data[\"&Lists!Z$8&\"]\"),MATCH(category&subcategory&load&date&$E19,Data[[key]:[key]],0)),\"\"))","v":-1.2069108486175537},{"$f":"IF(AND(public=TRUE,OR($C$15<=threshold)),\"\",IFERROR(-1*INDEX(INDIRECT(\"Data[\"&Lists!AA$8&\"]\"),MATCH(category&subcategory&load&date&$E19,Data[[key]:[key]],0)),\"\"))","v":-1.1585565805435181},{"$f":"IF(AND(public=TRUE,OR($C$15<=threshold)),\"\",IFERROR(-1*INDEX(INDIRECT(\"Data[\"&Lists!AB$8&\"]\"),MATCH(category&subcategory&load&date&$E19,Data[[key]:[key]],0)),\"\"))","v":-1.0887407064437866},{"$f":"IF(AND(public=TRUE,OR($C$15<=threshold)),\"\",IFERROR(-1*INDEX(INDIRECT(\"Data[\"&Lists!AC$8&\"]\"),MATCH(category&subcategory&load&date&$E19,Data[[key]:[key]],0)),\"\"))","v":-1.0552411079406738},{"$f":"IF(AND(public=TRUE,OR($C$15<=threshold)),\"\",IFERROR(-1*INDEX(INDIRECT(\"Data[\"&Lists!AD$8&\"]\"),MATCH(category&subcategory&load&date&$E19,Data[[key]:[key]],0)),\"\"))","v":-9.2208698391914368E-2},{"$f":"IF(AND(public=TRUE,OR($C$15<=threshold)),\"\",IFERROR(-1*INDEX(INDIRECT(\"Data[\"&Lists!AE$8&\"]\"),MATCH(category&subcategory&load&date&$E19,Data[[key]:[key]],0)),\"\"))","v":-13.08890438079834}]
[null,null,null,null,14,{"$f":"IF(AND(public=TRUE,OR($C$15<=threshold)),\"\",IFERROR(INDEX(INDIRECT(\"Data[\"&Lists!R$8&\"]\"),MATCH(category&subcategory&load&date&$E20,Data[[key]:[key]],0)),\"\"))","v":-17.287714004516602},{"$f":"IF(AND(public=TRUE,OR($C$15<=threshold)),\"\",IFERROR(INDEX(INDIRECT(\"Data[\"&Lists!S$8&\"]\"),MATCH(category&subcategory&load&date&$E20,Data[[key]:[key]],0)),\"\"))","v":-16.399927139282227},{"$f":"IF(AND(public=TRUE,OR($C$15<=threshold)),\"\",IFERROR(-1*INDEX(INDIRECT(\"Data[\"&Lists!T$8&\"]\"),MATCH(category&subcategory&load&date&$E20,Data[[key]:[key]],0)),\"\"))","v":-0.88778561353683472},5.1353557405270076E-2,{"$f":"IF(AND(public=TRUE,OR($C$15<=threshold)),\"\",IFERROR(INDEX(INDIRECT(\"Data[\"&Lists!V$8&\"]\"),MATCH(category&subcategory&load&date&$E20,Data[[key]:[key]],0)),\"\"))","v":81.63385009765625},{"$f":"IF(AND(public=TRUE,OR($C$15<=threshold)),\"\",IFERROR(-1*INDEX(INDIRECT(\"Data[\"&Lists!W$8&\"]\"),MATCH(category&subcategory&load&date&$E20,Data[[key]:[key]],0)),\"\"))","v":-1.049831748008728},{"$f":"IF(AND(public=TRUE,OR($C$15<=threshold)),\"\",IFERROR(-1*INDEX(INDIRECT(\"Data[\"&Lists!X$8&\"]\"),MATCH(category&subcategory&load&date&$E20,Data[[key]:[key]],0)),\"\"))","v":-1.0140403509140015},{"$f":"IF(AND(public=TRUE,OR($C$15<=threshold)),\"\",IFERROR(-1*INDEX(INDIRECT(\"Data[\"&Lists!Y$8&\"]\"),MATCH(category&subcategory&load&date&$E20,Data[[key]:[key]],0)),\"\"))","v":-0.93944805860519409},{"$f":"IF(AND(public=TRUE,OR($C$15<=threshold)),\"\",IFERROR(-1*INDEX(INDIRECT(\"Data[\"&Lists!Z$8&\"]\"),MATCH(category&subcategory&load&date&$E20,Data[[key]:[key]],0)),\"\"))","v":-0.88778561353683472},{"$f":"IF(AND(public=TRUE,OR($C$15<=threshold)),\"\",IFERROR(-1*INDEX(INDIRECT(\"Data[\"&Lists!AA$8&\"]\"),MATCH(category&subcategory&load&date&$E20,Data[[key]:[key]],0)),\"\"))","v":-0.83612310886383057},{"$f":"IF(AND(public=TRUE,OR($C$15<=threshold)),\"\",IFERROR(-1*INDEX(INDIRECT(\"Data[\"&Lists!AB$8&\"]\"),MATCH(category&subcategory&load&date&$E20,Data[[key]:[key]],0)),\"\"))","v":-0.76153081655502319},{"$f":"IF(AND(public=TRUE,OR($C$15<=threshold)),\"\",IFERROR(-1*INDEX(INDIRECT(\"Data[\"&Lists!AC$8&\"]\"),MATCH(category&subcategory&load&date&$E20,Data[[key]:[key]],0)),\"\"))","v":-0.72573935985565186},{"$f":"IF(AND(public=TRUE,OR($C$15<=threshold)),\"\",IFERROR(-1*INDEX(INDIRECT(\"Data[\"&Lists!AD$8&\"]\"),MATCH(category&subcategory&load&date&$E20,Data[[key]:[key]],0)),\"\"))","v":-9.8517097532749176E-2},{"$f":"IF(AND(public=TRUE,OR($C$15<=threshold)),\"\",IFERROR(-1*INDEX(INDIRECT(\"Data[\"&Lists!AE$8&\"]\"),MATCH(category&subcategory&load&date&$E20,Data[[key]:[key]],0)),\"\"))","v":-9.0114870071411133}]
[null,null,null,null,15,{"$f":"IF(AND(public=TRUE,OR($C$15<=threshold)),\"\",IFERROR(INDEX(INDIRECT(\"Data[\"&Lists!R$8&\"]\"),MATCH(category&subcategory&load&date&$E21,Data[[key]:[key]],0)),\"\"))","v":-17.743818283081055},{"$f":"IF(AND(public=TRUE,OR($C$15<=threshold)),\"\",IFERROR(INDEX(INDIRECT(\"Data[\"&Lists!S$8&\"]\"),MATCH(category&subcategory&load&date&$E21,Data[[key]:[key]],0)),\"\"))","v":-17.291114807128906},{"$f":"IF(AND(public=TRUE,OR($C$15<=threshold)),\"\",IFERROR(-1*INDEX(INDIRECT(\"Data[\"&Lists!T$8&\"]\"),MATCH(category&subcategory&load&date&$E21,Data[[key]:[key]],0)),\"\"))","v":-0.45270416140556335},2.5513345221598795E-2,{"$f":"IF(AND(public=TRUE,OR($C$15<=threshold)),\"\",IFERROR(INDEX(INDIRECT(\"Data[\"&Lists!V$8&\"]\"),MATCH(category&subcategory&load&date&$E21,Data[[key]:[key]],0)),\"\"))","v":83.866340637207031},{"$f":"IF(AND(public=TRUE,OR($C$15<=threshold)),\"\",IFERROR(-1*INDEX(INDIRECT(\"Data[\"&Lists!W$8&\"]\"),MATCH(category&subcategory&load&date&$E21,Data[[key]:[key]],0)),\"\"))","v":-0.60739403963088989},{"$f":"IF(AND(public=TRUE,OR($C$15<=threshold)),\"\",IFERROR(-1*INDEX(INDIRECT(\"Data[\"&Lists!X$8&\"]\"),MATCH(category&subcategory&load&date&$E21,Data[[key]:[key]],0)),\"\"))","v":-0.5732274055480957},{"$f":"IF(AND(public=TRUE,OR($C$15<=threshold)),\"\",IFERROR(-1*INDEX(INDIRECT(\"Data[\"&Lists!Y$8&\"]\"),MATCH(category&subcategory&load&date&$E21,Data[[key]:[key]],0)),\"\"))","v":-0.50202131271362305},{"$f":"IF(AND(public=TRUE,OR($C$15<=threshold)),\"\",IFERROR(-1*INDEX(INDIRECT(\"Data[\"&Lists!Z$8&\"]\"),MATCH(category&subcategory&load&date&$E21,Data[[key]:[key]],0)),\"\"))","v":-0.45270416140556335},{"$f":"IF(AND(public=TRUE,OR($C$15<=threshold)),\"\",IFERROR(-1*INDEX(INDIRECT(\"Data[\"&Lists!AA$8&\"]\"),MATCH(category&subcategory&load&date&$E21,Data[[key]:[key]],0)),\"\"))","v":-0.40338706970214844},{"$f":"IF(AND(public=TRUE,OR($C$15<=threshold)),\"\",IFERROR(-1*INDEX(INDIRECT(\"Data[\"&Lists!AB$8&\"]\"),MATCH(category&subcategory&load&date&$E21,Data[[key]:[key]],0)),\"\"))","v":-0.33218097686767578},{"$f":"IF(AND(public=TRUE,OR($C$15<=threshold)),\"\",IFERROR(-1*INDEX(INDIRECT(\"Data[\"&Lists!AC$8&\"]\"),MATCH(category&subcategory&load&date&$E21,Data[[key]:[key]],0)),\"\"))","v":-0.2980143129825592},{"$f":"IF(AND(public=TRUE,OR($C$15<=threshold)),\"\",IFERROR(-1*INDEX(INDIRECT(\"Data[\"&Lists!AD$8&\"]\"),MATCH(category&subcategory&load&date&$E21,Data[[key]:[key]],0)),\"\"))","v":-9.40447598695755E-2},{"$f":"IF(AND(public=TRUE,OR($C$15<=threshold)),\"\",IFERROR(-1*INDEX(INDIRECT(\"Data[\"&Lists!AE$8&\"]\"),MATCH(category&subcategory&load&date&$E21,Data[[key]:[key]],0)),\"\"))","v":-4.8137097358703613}]
[null,null,null,null,16,{"$f":"IF(AND(public=TRUE,OR($C$15<=threshold)),\"\",IFERROR(INDEX(INDIRECT(\"Data[\"&Lists!R$8&\"]\"),MATCH(category&subcategory&load&date&$E22,Data[[key]:[key]],0)),\"\"))","v":-15.806133270263672},{"$f":"IF(AND(public=TRUE,OR($C$15<=threshold)),\"\",IFERROR(INDEX(INDIRECT(\"Data[\"&Lists!S$8&\"]\"),MATCH(category&subcategory&load&date&$E22,Data[[key]:[key]],0)),\"\"))","v":-14.752847671508789},{"$f":"IF(AND(public=TRUE,OR($C$15<=threshold)),\"\",IFERROR(-1*INDEX(INDIRECT(\"Data[\"&Lists!T$8&\"]\"),MATCH(category&subcategory&load&date&$E22,Data[[key]:[key]],0)),\"\"))","v":-1.0532863140106201},6.6637823179194894E-2,{"$f":"IF(AND(public=TRUE,OR($C$15<=threshold)),\"\",IFERROR(INDEX(INDIRECT(\"Data[\"&Lists!V$8&\"]\"),MATCH(category&subcategory&load&date&$E22,Data[[key]:[key]],0)),\"\"))","v":85.011016845703125},{"$f":"IF(AND(public=TRUE,OR($C$15<=threshold)),\"\",IFERROR(-1*INDEX(INDIRECT(\"Data[\"&Lists!W$8&\"]\"),MATCH(category&subcategory&load&date&$E22,Data[[key]:[key]],0)),\"\"))","v":-1.2090734243392944},{"$f":"IF(AND(public=TRUE,OR($C$15<=threshold)),\"\",IFERROR(-1*INDEX(INDIRECT(\"Data[\"&Lists!X$8&\"]\"),MATCH(category&subcategory&load&date&$E22,Data[[key]:[key]],0)),\"\"))","v":-1.1746643781661987},{"$f":"IF(AND(public=TRUE,OR($C$15<=threshold)),\"\",IFERROR(-1*INDEX(INDIRECT(\"Data[\"&Lists!Y$8&\"]\"),MATCH(category&subcategory&load&date&$E22,Data[[key]:[key]],0)),\"\"))","v":-1.1029531955718994},{"$f":"IF(AND(public=TRUE,OR($C$15<=threshold)),\"\",IFERROR(-1*INDEX(INDIRECT(\"Data[\"&Lists!Z$8&\"]\"),MATCH(category&subcategory&load&date&$E22,Data[[key]:[key]],0)),\"\"))","v":-1.0532863140106201},{"$f":"IF(AND(public=TRUE,OR($C$15<=threshold)),\"\",IFERROR(-1*INDEX(INDIRECT(\"Data[\"&Lists!AA$8&\"]\"),MATCH(category&subcategory&load&date&$E22,Data[[key]:[key]],0)),\"\"))","v":-1.0036193132400513},{"$f":"IF(AND(public=TRUE,OR($C$15<=threshold)),\"\",IFERROR(-1*INDEX(INDIRECT(\"Data[\"&Lists!AB$8&\"]\"),MATCH(category&subcategory&load&date&$E22,Data[[key]:[key]],0)),\"\"))","v":-0.93190813064575195},{"$f":"IF(AND(public=TRUE,OR($C$15<=threshold)),\"\",IFERROR(-1*INDEX(INDIRECT(\"Data[\"&Lists!AC$8&\"]\"),MATCH(category&subcategory&load&date&$E22,Data[[key]:[key]],0)),\"\"))","v":-0.89749914407730103},{"$f":"IF(AND(public=TRUE,OR($C$15<=threshold)),\"\",IFERROR(-1*INDEX(INDIRECT(\"Data[\"&Lists!AD$8&\"]\"),MATCH(category&subcategory&load&date&$E22,Data[[key]:[key]],0)),\"\"))","v":-9.4711862504482269E-2},{"$f":"IF(AND(public=TRUE,OR($C$15<=threshold)),\"\",IFERROR(-1*INDEX(INDIRECT(\"Data[\"&Lists!AE$8&\"]\"),MATCH(category&subcategory&load&date&$E22,Data[[key]:[key]],0)),\"\"))","v":-11.120953559875488}]
[null,null,null,null,17,{"$f":"IF(AND(public=TRUE,OR($C$15<=threshold)),\"\",IFERROR(INDEX(INDIRECT(\"Data[\"&Lists!R$8&\"]\"),MATCH(category&subcategory&load&date&$E23,Data[[key]:[key]],0)),\"\"))","v":-12.275226593017578},{"$f":"IF(AND(public=TRUE,OR($C$15<=threshold)),\"\",IFERROR(INDEX(INDIRECT(\"Data[\"&Lists!S$8&\"]\"),MATCH(category&subcategory&load&date&$E23,Data[[key]:[key]],0)),\"\"))","v":-11.846776962280273},{"$f":"IF(AND(public=TRUE,OR($C$15<=threshold)),\"\",IFERROR(-1*INDEX(INDIRECT(\"Data[\"&Lists!T$8&\"]\"),MATCH(category&subcategory&load&date&$E23,Data[[key]:[key]],0)),\"\"))","v":-0.4284503161907196},3.4903658433028985E-2,{"$f":"IF(AND(public=TRUE,OR($C$15<=threshold)),\"\",IFERROR(INDEX(INDIRECT(\"Data[\"&Lists!V$8&\"]\"),MATCH(category&subcategory&load&date&$E23,Data[[key]:[key]],0)),\"\"))","v":85.099578857421875},{"$f":"IF(AND(public=TRUE,OR($C$15<=threshold)),\"\",IFERROR(-1*INDEX(INDIRECT(\"Data[\"&Lists!W$8&\"]\"),MATCH(category&subcategory&load&date&$E23,Data[[key]:[key]],0)),\"\"))","v":-0.59020447731018066},{"$f":"IF(AND(public=TRUE,OR($C$15<=threshold)),\"\",IFERROR(-1*INDEX(INDIRECT(\"Data[\"&Lists!X$8&\"]\"),MATCH(category&subcategory&load&date&$E23,Data[[key]:[key]],0)),\"\"))","v":-0.5544775128364563},{"$f":"IF(AND(public=TRUE,OR($C$15<=threshold)),\"\",IFERROR(-1*INDEX(INDIRECT(\"Data[\"&Lists!Y$8&\"]\"),MATCH(category&subcategory&load&date&$E23,Data[[key]:[key]],0)),\"\"))","v":-0.48001962900161743},{"$f":"IF(AND(public=TRUE,OR($C$15<=threshold)),\"\",IFERROR(-1*INDEX(INDIRECT(\"Data[\"&Lists!Z$8&\"]\"),MATCH(category&subcategory&load&date&$E23,Data[[key]:[key]],0)),\"\"))","v":-0.4284503161907196},{"$f":"IF(AND(public=TRUE,OR($C$15<=threshold)),\"\",IFERROR(-1*INDEX(INDIRECT(\"Data[\"&Lists!AA$8&\"]\"),MATCH(category&subcategory&load&date&$E23,Data[[key]:[key]],0)),\"\"))","v":-0.37688100337982178},{"$f":"IF(AND(public=TRUE,OR($C$15<=threshold)),\"\",IFERROR(-1*INDEX(INDIRECT(\"Data[\"&Lists!AB$8&\"]\"),MATCH(category&subcategory&load&date&$E23,Data[[key]:[key]],0)),\"\"))","v":-0.3024231493473053},{"$f":"IF(AND(public=TRUE,OR($C$15<=threshold)),\"\",IFERROR(-1*INDEX(INDIRECT(\"Data[\"&Lists!AC$8&\"]\"),MATCH(category&subcategory&load&date&$E23,Data[[key]:[key]],0)),\"\"))","v":-0.26669621467590332},{"$f":"IF(AND(public=TRUE,OR($C$15<=threshold)),\"\",IFERROR(-1*INDEX(INDIRECT(\"Data[\"&Lists!AD$8&\"]\"),MATCH(category&subcategory&load&date&$E23,Data[[key]:[key]],0)),\"\"))","v":-9.8339520394802094E-2},{"$f":"IF(AND(public=TRUE,OR($C$15<=threshold)),\"\",IFERROR(-1*INDEX(INDIRECT(\"Data[\"&Lists!AE$8&\"]\"),MATCH(category&subcategory&load&date&$E23,Data[[key]:[key]],0)),\"\"))","v":-4.3568477630615234}]
[null,null,null,null,18,{"$f":"IF(AND(public=TRUE,OR($C$15<=threshold)),\"\",IFERROR(INDEX(INDIRECT(\"Data[\"&Lists!R$8&\"]\"),MATCH(category&subcategory&load&date&$E24,Data[[key]:[key]],0)),\"\"))","v":-5.7813410758972168},{"$f":"IF(AND(public=TRUE,OR($C$15<=threshold)),\"\",IFERROR(INDEX(INDIRECT(\"Data[\"&Lists!S$8&\"]\"),MATCH(category&subcategory&load&date&$E24,Data[[key]:[key]],0)),\"\"))","v":-7.2940154075622559},{"$f":"IF(AND(public=TRUE,OR($C$15<=threshold)),\"\",IFERROR(-1*INDEX(INDIRECT(\"Data[\"&Lists!T$8&\"]\"),MATCH(category&subcategory&load&date&$E24,Data[[key]:[key]],0)),\"\"))","v":1.5126738548278809},-0.26164757189889998,{"$f":"IF(AND(public=TRUE,OR($C$15<=threshold)),\"\",IFERROR(INDEX(INDIRECT(\"Data[\"&Lists!V$8&\"]\"),MATCH(category&subcategory&load&date&$E24,Data[[key]:[key]],0)),\"\"))","v":83.998985290527344},{"$f":"IF(AND(public=TRUE,OR($C$15<=threshold)),\"\",IFERROR(-1*INDEX(INDIRECT(\"Data[\"&Lists!W$8&\"]\"),MATCH(category&subcategory&load&date&$E24,Data[[key]:[key]],0)),\"\"))","v":1.3415540456771851},{"$f":"IF(AND(public=TRUE,OR($C$15<=threshold)),\"\",IFERROR(-1*INDEX(INDIRECT(\"Data[\"&Lists!X$8&\"]\"),MATCH(category&subcategory&load&date&$E24,Data[[key]:[key]],0)),\"\"))","v":1.3793495893478394},{"$f":"IF(AND(public=TRUE,OR($C$15<=threshold)),\"\",IFERROR(-1*INDEX(INDIRECT(\"Data[\"&Lists!Y$8&\"]\"),MATCH(category&subcategory&load&date&$E24,Data[[key]:[key]],0)),\"\"))","v":1.4581186771392822},{"$f":"IF(AND(public=TRUE,OR($C$15<=threshold)),\"\",IFERROR(-1*INDEX(INDIRECT(\"Data[\"&Lists!Z$8&\"]\"),MATCH(category&subcategory&load&date&$E24,Data[[key]:[key]],0)),\"\"))","v":1.5126738548278809},{"$f":"IF(AND(public=TRUE,OR($C$15<=threshold)),\"\",IFERROR(-1*INDEX(INDIRECT(\"Data[\"&Lists!AA$8&\"]\"),MATCH(category&subcategory&load&date&$E24,Data[[key]:[key]],0)),\"\"))","v":1.5672290325164795},{"$f":"IF(AND(public=TRUE,OR($C$15<=threshold)),\"\",IFERROR(-1*INDEX(INDIRECT(\"Data[\"&Lists!AB$8&\"]\"),MATCH(category&subcategory&load&date&$E24,Data[[key]:[key]],0)),\"\"))","v":1.6459981203079224},{"$f":"IF(AND(public=TRUE,OR($C$15<=threshold)),\"\",IFERROR(-1*INDEX(INDIRECT(\"Data[\"&Lists!AC$8&\"]\"),MATCH(category&subcategory&load&date&$E24,Data[[key]:[key]],0)),\"\"))","v":1.6837935447692871},{"$f":"IF(AND(public=TRUE,OR($C$15<=threshold)),\"\",IFERROR(-1*INDEX(INDIRECT(\"Data[\"&Lists!AD$8&\"]\"),MATCH(category&subcategory&load&date&$E24,Data[[key]:[key]],0)),\"\"))","v":-0.1040334478020668},{"$f":"IF(AND(public=TRUE,OR($C$15<=threshold)),\"\",IFERROR(-1*INDEX(INDIRECT(\"Data[\"&Lists!AE$8&\"]\"),MATCH(category&subcategory&load&date&$E24,Data[[key]:[key]],0)),\"\"))","v":14.540264129638672}]
[null,{"$f":"units","v":"MW"},null,null,19,{"$f":"IF(AND(public=TRUE,OR($C$15<=threshold)),\"\",IFERROR(INDEX(INDIRECT(\"Data[\"&Lists!R$8&\"]\"),MATCH(category&subcategory&load&date&$E25,Data[[key]:[key]],0)),\"\"))","v":0.31165367364883423},{"$f":"IF(AND(public=TRUE,OR($C$15<=threshold)),\"\",IFERROR(INDEX(INDIRECT(\"Data[\"&Lists!S$8&\"]\"),MATCH(category&subcategory&load&date&$E25,Data[[key]:[key]],0)),\"\"))","v":-13.493832588195801},{"$f":"IF(AND(public=TRUE,OR($C$15<=threshold)),\"\",IFERROR(-1*INDEX(INDIRECT(\"Data[\"&Lists!T$8&\"]\"),MATCH(category&subcategory&load&date&$E25,Data[[key]:[key]],0)),\"\"))","v":13.805485725402832},44.297522836065156,{"$f":"IF(AND(public=TRUE,OR($C$15<=threshold)),\"\",IFERROR(INDEX(INDIRECT(\"Data[\"&Lists!V$8&\"]\"),MATCH(category&subcategory&load&date&$E25,Data[[key]:[key]],0)),\"\"))","v":81.459053039550781},{"$f":"IF(AND(public=TRUE,OR($C$15<=threshold)),\"\",IFERROR(-1*INDEX(INDIRECT(\"Data[\"&Lists!W$8&\"]\"),MATCH(category&subcategory&load&date&$E25,Data[[key]:[key]],0)),\"\"))","v":13.573119163513184},{"$f":"IF(AND(public=TRUE,OR($C$15<=threshold)),\"\",IFERROR(-1*INDEX(INDIRECT(\"Data[\"&Lists!X$8&\"]\"),MATCH(category&subcategory&load&date&$E25,Data[[key]:[key]],0)),\"\"))","v":13.624444007873535},{"$f":"IF(AND(public=TRUE,OR($C$15<=threshold)),\"\",IFERROR(-1*INDEX(INDIRECT(\"Data[\"&Lists!Y$8&\"]\"),MATCH(category&subcategory&load&date&$E25,Data[[key]:[key]],0)),\"\"))","v":13.731404304504395},{"$f":"IF(AND(public=TRUE,OR($C$15<=threshold)),\"\",IFERROR(-1*INDEX(INDIRECT(\"Data[\"&Lists!Z$8&\"]\"),MATCH(category&subcategory&load&date&$E25,Data[[key]:[key]],0)),\"\"))","v":13.805485725402832},{"$f":"IF(AND(public=TRUE,OR($C$15<=threshold)),\"\",IFERROR(-1*INDEX(INDIRECT(\"Data[\"&Lists!AA$8&\"]\"),MATCH(category&subcategory&load&date&$E25,Data[[key]:[key]],0)),\"\"))","v":13.87956714630127},{"$f":"IF(AND(public=TRUE,OR($C$15<=threshold)),\"\",IFERROR(-1*INDEX(INDIRECT(\"Data[\"&Lists!AB$8&\"]\"),MATCH(category&subcategory&load&date&$E25,Data[[key]:[key]],0)),\"\"))","v":13.986527442932129},{"$f":"IF(AND(public=TRUE,OR($C$15<=threshold)),\"\",IFERROR(-1*INDEX(INDIRECT(\"Data[\"&Lists!AC$8&\"]\"),MATCH(category&subcategory&load&date&$E25,Data[[key]:[key]],0)),\"\"))","v":14.03785228729248},{"$f":"IF(AND(public=TRUE,OR($C$15<=threshold)),\"\",IFERROR(-1*INDEX(INDIRECT(\"Data[\"&Lists!AD$8&\"]\"),MATCH(category&subcategory&load&date&$E25,Data[[key]:[key]],0)),\"\"))","v":-0.14126814901828766},{"$f":"IF(AND(public=TRUE,OR($C$15<=threshold)),\"\",IFERROR(-1*INDEX(INDIRECT(\"Data[\"&Lists!AE$8&\"]\"),MATCH(category&subcategory&load&date&$E25,Data[[key]:[key]],0)),\"\"))","v":97.725395202636719}]
[null,null,null,null,20,{"$f":"IF(AND(public=TRUE,OR($C$15<=threshold)),\"\",IFERROR(INDEX(INDIRECT(\"Data[\"&Lists!R$8&\"]\"),MATCH(category&subcategory&load&date&$E26,Data[[key]:[key]],0)),\"\"))","v":3.4855751991271973},{"$f":"IF(AND(public=TRUE,OR($C$15<=threshold)),\"\",IFERROR(INDEX(INDIRECT(\"Data[\"&Lists!S$8&\"]\"),MATCH(category&subcategory&load&date&$E26,Data[[key]:[key]],0)),\"\"))","v":-11.244929313659668},{"$f":"IF(AND(public=TRUE,OR($C$15<=threshold)),\"\",IFERROR(-1*INDEX(INDIRECT(\"Data[\"&Lists!T$8&\"]\"),MATCH(category&subcategory&load&date&$E26,Data[[key]:[key]],0)),\"\"))","v":14.730504035949707},4.2261329032976498,{"$f":"IF(AND(public=TRUE,OR($C$15<=threshold)),\"\",IFERROR(INDEX(INDIRECT(\"Data[\"&Lists!V$8&\"]\"),MATCH(category&subcategory&load&date&$E26,Data[[key]:[key]],0)),\"\"))","v":77.583755493164063},{"$f":"IF(AND(public=TRUE,OR($C$15<=threshold)),\"\",IFERROR(-1*INDEX(INDIRECT(\"Data[\"&Lists!W$8&\"]\"),MATCH(category&subcategory&load&date&$E26,Data[[key]:[key]],0)),\"\"))","v":14.480610847473145},{"$f":"IF(AND(public=TRUE,OR($C$15<=threshold)),\"\",IFERROR(-1*INDEX(INDIRECT(\"Data[\"&Lists!X$8&\"]\"),MATCH(category&subcategory&load&date&$E26,Data[[key]:[key]],0)),\"\"))","v":14.535805702209473},{"$f":"IF(AND(public=TRUE,OR($C$15<=threshold)),\"\",IFERROR(-1*INDEX(INDIRECT(\"Data[\"&Lists!Y$8&\"]\"),MATCH(category&subcategory&load&date&$E26,Data[[key]:[key]],0)),\"\"))","v":14.650835037231445},{"$f":"IF(AND(public=TRUE,OR($C$15<=threshold)),\"\",IFERROR(-1*INDEX(INDIRECT(\"Data[\"&Lists!Z$8&\"]\"),MATCH(category&subcategory&load&date&$E26,Data[[key]:[key]],0)),\"\"))","v":14.730504035949707},{"$f":"IF(AND(public=TRUE,OR($C$15<=threshold)),\"\",IFERROR(-1*INDEX(INDIRECT(\"Data[\"&Lists!AA$8&\"]\"),MATCH(category&subcategory&load&date&$E26,Data[[key]:[key]],0)),\"\"))","v":14.810173034667969},{"$f":"IF(AND(public=TRUE,OR($C$15<=threshold)),\"\",IFERROR(-1*INDEX(INDIRECT(\"Data[\"&Lists!AB$8&\"]\"),MATCH(category&subcategory&load&date&$E26,Data[[key]:[key]],0)),\"\"))","v":14.925203323364258},{"$f":"IF(AND(public=TRUE,OR($C$15<=threshold)),\"\",IFERROR(-1*INDEX(INDIRECT(\"Data[\"&Lists!AC$8&\"]\"),MATCH(category&subcategory&load&date&$E26,Data[[key]:[key]],0)),\"\"))","v":14.98039722442627},{"$f":"IF(AND(public=TRUE,OR($C$15<=threshold)),\"\",IFERROR(-1*INDEX(INDIRECT(\"Data[\"&Lists!AD$8&\"]\"),MATCH(category&subcategory&load&date&$E26,Data[[key]:[key]],0)),\"\"))","v":-0.15192459523677826},{"$f":"IF(AND(public=TRUE,OR($C$15<=threshold)),\"\",IFERROR(-1*INDEX(INDIRECT(\"Data[\"&Lists!AE$8&\"]\"),MATCH(category&subcategory&load&date&$E26,Data[[key]:[key]],0)),\"\"))","v":96.959320068359375}]
[null,null,null,null,21,{"$f":"IF(AND(public=TRUE,OR($C$15<=threshold)),\"\",IFERROR(INDEX(INDIRECT(\"Data[\"&Lists!R$8&\"]\"),MATCH(category&subcategory&load&date&$E27,Data[[key]:[key]],0)),\"\"))","v":4.8336925506591797},{"$f":"IF(AND(public=TRUE,OR($C$15<=threshold)),\"\",IFERROR(INDEX(INDIRECT(\"Data[\"&Lists!S$8&\"]\"),MATCH(category&subcategory&load&date&$E27,Data[[key]:[key]],0)),\"\"))","v":-13.754223823547363},{"$f":"IF(AND(public=TRUE,OR($C$15<=threshold)),\"\",IFERROR(-1*INDEX(INDIRECT(\"Data[\"&Lists!T$8&\"]\"),MATCH(category&subcategory&load&date&$E27,Data[[key]:[key]],0)),\"\"))","v":18.587917327880859},3.8454901988638044,{"$f":"IF(AND(public=TRUE,OR($C$15<=threshold)),\"\",IFERROR(INDEX(INDIRECT(\"Data[\"&Lists!V$8&\"]\"),MATCH(category&subcategory&load&date&$E27,Data[[key]:[key]],0)),\"\"))","v":73.062210083007813},{"$f":"IF(AND(public=TRUE,OR($C$15<=threshold)),\"\",IFERROR(-1*INDEX(INDIRECT(\"Data[\"&Lists!W$8&\"]\"),MATCH(category&subcategory&load&date&$E27,Data[[key]:[key]],0)),\"\"))","v":18.270544052124023},{"$f":"IF(AND(public=TRUE,OR($C$15<=threshold)),\"\",IFERROR(-1*INDEX(INDIRECT(\"Data[\"&Lists!X$8&\"]\"),MATCH(category&subcategory&load&date&$E27,Data[[key]:[key]],0)),\"\"))","v":18.340642929077148},{"$f":"IF(AND(public=TRUE,OR($C$15<=threshold)),\"\",IFERROR(-1*INDEX(INDIRECT(\"Data[\"&Lists!Y$8&\"]\"),MATCH(category&subcategory&load&date&$E27,Data[[key]:[key]],0)),\"\"))","v":18.486734390258789},{"$f":"IF(AND(public=TRUE,OR($C$15<=threshold)),\"\",IFERROR(-1*INDEX(INDIRECT(\"Data[\"&Lists!Z$8&\"]\"),MATCH(category&subcategory&load&date&$E27,Data[[key]:[key]],0)),\"\"))","v":18.587917327880859},{"$f":"IF(AND(public=TRUE,OR($C$15<=threshold)),\"\",IFERROR(-1*INDEX(INDIRECT(\"Data[\"&Lists!AA$8&\"]\"),MATCH(category&subcategory&load&date&$E27,Data[[key]:[key]],0)),\"\"))","v":18.689098358154297},{"$f":"IF(AND(public=TRUE,OR($C$15<=threshold)),\"\",IFERROR(-1*INDEX(INDIRECT(\"Data[\"&Lists!AB$8&\"]\"),MATCH(category&subcategory&load&date&$E27,Data[[key]:[key]],0)),\"\"))","v":18.835189819335938},{"$f":"IF(AND(public=TRUE,OR($C$15<=threshold)),\"\",IFERROR(-1*INDEX(INDIRECT(\"Data[\"&Lists!AC$8&\"]\"),MATCH(category&subcategory&load&date&$E27,Data[[key]:[key]],0)),\"\"))","v":18.905288696289063},{"$f":"IF(AND(public=TRUE,OR($C$15<=threshold)),\"\",IFERROR(-1*INDEX(INDIRECT(\"Data[\"&Lists!AD$8&\"]\"),MATCH(category&subcategory&load&date&$E27,Data[[key]:[key]],0)),\"\"))","v":-0.19294856488704681},{"$f":"IF(AND(public=TRUE,OR($C$15<=threshold)),\"\",IFERROR(-1*INDEX(INDIRECT(\"Data[\"&Lists!AE$8&\"]\"),MATCH(category&subcategory&load&date&$E27,Data[[key]:[key]],0)),\"\"))","v":96.33612060546875}]
[null,null,null,null,22,{"$f":"IF(AND(public=TRUE,OR($C$15<=threshold)),\"\",IFERROR(INDEX(INDIRECT(\"Data[\"&Lists!R$8&\"]\"),MATCH(category&subcategory&load&date&$E28,Data[[key]:[key]],0)),\"\"))","v":6.5929169654846191},{"$f":"IF(AND(public=TRUE,OR($C$15<=threshold)),\"\",IFERROR(INDEX(INDIRECT(\"Data[\"&Lists!S$8&\"]\"),MATCH(category&subcategory&load&date&$E28,Data[[key]:[key]],0)),\"\"))","v":10.280370712280273},{"$f":"IF(AND(public=TRUE,OR($C$15<=threshold)),\"\",IFERROR(-1*INDEX(INDIRECT(\"Data[\"&Lists!T$8&\"]\"),MATCH(category&subcategory&load&date&$E28,Data[[key]:[key]],0)),\"\"))","v":-3.6874537467956543},-0.5593053524108208,{"$f":"IF(AND(public=TRUE,OR($C$15<=threshold)),\"\",IFERROR(INDEX(INDIRECT(\"Data[\"&Lists!V$8&\"]\"),MATCH(category&subcategory&load&date&$E28,Data[[key]:[key]],0)),\"\"))","v":69.663192749023438},{"$f":"IF(AND(public=TRUE,OR($C$15<=threshold)),\"\",IFERROR(-1*INDEX(INDIRECT(\"Data[\"&Lists!W$8&\"]\"),MATCH(category&subcategory&load&date&$E28,Data[[key]:[key]],0)),\"\"))","v":-3.8797843456268311},{"$f":"IF(AND(public=TRUE,OR($C$15<=threshold)),\"\",IFERROR(-1*INDEX(INDIRECT(\"Data[\"&Lists!X$8&\"]\"),MATCH(category&subcategory&load&date&$E28,Data[[key]:[key]],0)),\"\"))","v":-3.837303638458252},{"$f":"IF(AND(public=TRUE,OR($C$15<=threshold)),\"\",IFERROR(-1*INDEX(INDIRECT(\"Data[\"&Lists!Y$8&\"]\"),MATCH(category&subcategory&load&date&$E28,Data[[key]:[key]],0)),\"\"))","v":-3.7487711906433105},{"$f":"IF(AND(public=TRUE,OR($C$15<=threshold)),\"\",IFERROR(-1*INDEX(INDIRECT(\"Data[\"&Lists!Z$8&\"]\"),MATCH(category&subcategory&load&date&$E28,Data[[key]:[key]],0)),\"\"))","v":-3.6874537467956543},{"$f":"IF(AND(public=TRUE,OR($C$15<=threshold)),\"\",IFERROR(-1*INDEX(INDIRECT(\"Data[\"&Lists!AA$8&\"]\"),MATCH(category&subcategory&load&date&$E28,Data[[key]:[key]],0)),\"\"))","v":-3.6261360645294189},{"$f":"IF(AND(public=TRUE,OR($C$15<=threshold)),\"\",IFERROR(-1*INDEX(INDIRECT(\"Data[\"&Lists!AB$8&\"]\"),MATCH(category&subcategory&load&date&$E28,Data[[key]:[key]],0)),\"\"))","v":-3.5376036167144775},{"$f":"IF(AND(public=TRUE,OR($C$15<=threshold)),\"\",IFERROR(-1*INDEX(INDIRECT(\"Data[\"&Lists!AC$8&\"]\"),MATCH(category&subcategory&load&date&$E28,Data[[key]:[key]],0)),\"\"))","v":-3.4951231479644775},{"$f":"IF(AND(public=TRUE,OR($C$15<=threshold)),\"\",IFERROR(-1*INDEX(INDIRECT(\"Data[\"&Lists!AD$8&\"]\"),MATCH(category&subcategory&load&date&$E28,Data[[key]:[key]],0)),\"\"))","v":-0.11692874133586884},{"$f":"IF(AND(public=TRUE,OR($C$15<=threshold)),\"\",IFERROR(-1*INDEX(INDIRECT(\"Data[\"&Lists!AE$8&\"]\"),MATCH(category&subcategory&load&date&$E28,Data[[key]:[key]],0)),\"\"))","v":-31.535905838012695}]
[{"$f":"units","v":"MW"},null,null,null,23,{"$f":"IF(AND(public=TRUE,OR($C$15<=threshold)),\"\",IFERROR(INDEX(INDIRECT(\"Data[\"&Lists!R$8&\"]\"),MATCH(category&subcategory&load&date&$E29,Data[[key]:[key]],0)),\"\"))","v":6.2717304229736328},{"$f":"IF(AND(public=TRUE,OR($C$15<=threshold)),\"\",IFERROR(INDEX(INDIRECT(\"Data[\"&Lists!S$8&\"]\"),MATCH(category&subcategory&load&date&$E29,Data[[key]:[key]],0)),\"\"))","v":9.4989709854125977},{"$f":"IF(AND(public=TRUE,OR($C$15<=threshold)),\"\",IFERROR(-1*INDEX(INDIRECT(\"Data[\"&Lists!T$8&\"]\"),MATCH(category&subcategory&load&date&$E29,Data[[key]:[key]],0)),\"\"))","v":-3.2272403240203857},-0.51456936226067018,{"$f":"IF(AND(public=TRUE,OR($C$15<=threshold)),\"\",IFERROR(INDEX(INDIRECT(\"Data[\"&Lists!V$8&\"]\"),MATCH(category&subcategory&load&date&$E29,Data[[key]:[key]],0)),\"\"))","v":67.367446899414063},{"$f":"IF(AND(public=TRUE,OR($C$15<=threshold)),\"\",IFERROR(-1*INDEX(INDIRECT(\"Data[\"&Lists!W$8&\"]\"),MATCH(category&subcategory&load&date&$E29,Data[[key]:[key]],0)),\"\"))","v":-3.3969118595123291},{"$f":"IF(AND(public=TRUE,OR($C$15<=threshold)),\"\",IFERROR(-1*INDEX(INDIRECT(\"Data[\"&Lists!X$8&\"]\"),MATCH(category&subcategory&load&date&$E29,Data[[key]:[key]],0)),\"\"))","v":-3.35943603515625},{"$f":"IF(AND(public=TRUE,OR($C$15<=threshold)),\"\",IFERROR(-1*INDEX(INDIRECT(\"Data[\"&Lists!Y$8&\"]\"),MATCH(category&subcategory&load&date&$E29,Data[[key]:[key]],0)),\"\"))","v":-3.2813339233398438},{"$f":"IF(AND(public=TRUE,OR($C$15<=threshold)),\"\",IFERROR(-1*INDEX(INDIRECT(\"Data[\"&Lists!Z$8&\"]\"),MATCH(category&subcategory&load&date&$E29,Data[[key]:[key]],0)),\"\"))","v":-3.2272403240203857},{"$f":"IF(AND(public=TRUE,OR($C$15<=threshold)),\"\",IFERROR(-1*INDEX(INDIRECT(\"Data[\"&Lists!AA$8&\"]\"),MATCH(category&subcategory&load&date&$E29,Data[[key]:[key]],0)),\"\"))","v":-3.1731469631195068},{"$f":"IF(AND(public=TRUE,OR($C$15<=threshold)),\"\",IFERROR(-1*INDEX(INDIRECT(\"Data[\"&Lists!AB$8&\"]\"),MATCH(category&subcategory&load&date&$E29,Data[[key]:[key]],0)),\"\"))","v":-3.0950446128845215},{"$f":"IF(AND(public=TRUE,OR($C$15<=threshold)),\"\",IFERROR(-1*INDEX(INDIRECT(\"Data[\"&Lists!AC$8&\"]\"),MATCH(category&subcategory&load&date&$E29,Data[[key]:[key]],0)),\"\"))","v":-3.0575690269470215},{"$f":"IF(AND(public=TRUE,OR($C$15<=threshold)),\"\",IFERROR(-1*INDEX(INDIRECT(\"Data[\"&Lists!AD$8&\"]\"),MATCH(category&subcategory&load&date&$E29,Data[[key]:[key]],0)),\"\"))","v":-0.10315290838479996},{"$f":"IF(AND(public=TRUE,OR($C$15<=threshold)),\"\",IFERROR(-1*INDEX(INDIRECT(\"Data[\"&Lists!AE$8&\"]\"),MATCH(category&subcategory&load&date&$E29,Data[[key]:[key]],0)),\"\"))","v":-31.285985946655273}]
[null,null,null,null,24,{"$f":"IF(AND(public=TRUE,OR($C$15<=threshold)),\"\",IFERROR(INDEX(INDIRECT(\"Data[\"&Lists!R$8&\"]\"),MATCH(category&subcategory&load&date&$E30,Data[[key]:[key]],0)),\"\"))","v":6.7870736122131348},{"$f":"IF(AND(public=TRUE,OR($C$15<=threshold)),\"\",IFERROR(INDEX(INDIRECT(\"Data[\"&Lists!S$8&\"]\"),MATCH(category&subcategory&load&date&$E30,Data[[key]:[key]],0)),\"\"))","v":8.9472789764404297},{"$f":"IF(AND(public=TRUE,OR($C$15<=threshold)),\"\",IFERROR(-1*INDEX(INDIRECT(\"Data[\"&Lists!T$8&\"]\"),MATCH(category&subcategory&load&date&$E30,Data[[key]:[key]],0)),\"\"))","v":-2.1602053642272949},-0.31828229479345421,{"$f":"IF(AND(public=TRUE,OR($C$15<=threshold)),\"\",IFERROR(INDEX(INDIRECT(\"Data[\"&Lists!V$8&\"]\"),MATCH(category&subcategory&load&date&$E30,Data[[key]:[key]],0)),\"\"))","v":65.60723876953125},{"$f":"IF(AND(public=TRUE,OR($C$15<=threshold)),\"\",IFERROR(-1*INDEX(INDIRECT(\"Data[\"&Lists!W$8&\"]\"),MATCH(category&subcategory&load&date&$E30,Data[[key]:[key]],0)),\"\"))","v":-2.2957310676574707},{"$f":"IF(AND(public=TRUE,OR($C$15<=threshold)),\"\",IFERROR(-1*INDEX(INDIRECT(\"Data[\"&Lists!X$8&\"]\"),MATCH(category&subcategory&load&date&$E30,Data[[key]:[key]],0)),\"\"))","v":-2.2657971382141113},{"$f":"IF(AND(public=TRUE,OR($C$15<=threshold)),\"\",IFERROR(-1*INDEX(INDIRECT(\"Data[\"&Lists!Y$8&\"]\"),MATCH(category&subcategory&load&date&$E30,Data[[key]:[key]],0)),\"\"))","v":-2.2034127712249756},{"$f":"IF(AND(public=TRUE,OR($C$15<=threshold)),\"\",IFERROR(-1*INDEX(INDIRECT(\"Data[\"&Lists!Z$8&\"]\"),MATCH(category&subcategory&load&date&$E30,Data[[key]:[key]],0)),\"\"))","v":-2.1602053642272949},{"$f":"IF(AND(public=TRUE,OR($C$15<=threshold)),\"\",IFERROR(-1*INDEX(INDIRECT(\"Data[\"&Lists!AA$8&\"]\"),MATCH(category&subcategory&load&date&$E30,Data[[key]:[key]],0)),\"\"))","v":-2.1169981956481934},{"$f":"IF(AND(public=TRUE,OR($C$15<=threshold)),\"\",IFERROR(-1*INDEX(INDIRECT(\"Data[\"&Lists!AB$8&\"]\"),MATCH(category&subcategory&load&date&$E30,Data[[key]:[key]],0)),\"\"))","v":-2.0546138286590576},{"$f":"IF(AND(public=TRUE,OR($C$15<=threshold)),\"\",IFERROR(-1*INDEX(INDIRECT(\"Data[\"&Lists!AC$8&\"]\"),MATCH(category&subcategory&load&date&$E30,Data[[key]:[key]],0)),\"\"))","v":-2.0246798992156982},{"$f":"IF(AND(public=TRUE,OR($C$15<=threshold)),\"\",IFERROR(-1*INDEX(INDIRECT(\"Data[\"&Lists!AD$8&\"]\"),MATCH(category&subcategory&load&date&$E30,Data[[key]:[key]],0)),\"\"))","v":-8.2393653690814972E-2},{"$f":"IF(AND(public=TRUE,OR($C$15<=threshold)),\"\",IFERROR(-1*INDEX(INDIRECT(\"Data[\"&Lists!AE$8&\"]\"),MATCH(category&subcategory&load&date&$E30,Data[[key]:[key]],0)),\"\"))","v":-26.218105316162109}]
[null,null,null,null,null,{"$f":"\"Reference load (\"&units&\")\"","v":"Reference load (MW)"},{"$f":"\"Estimated load w/ DR (\"&units&\")\"","v":"Estimated load w/ DR (MW)"},{"$f":"\"Load reduction (\"&units&\")\"","v":"Load reduction (MW)"},"% Load reduction","Weighted temp (F)","Uncertainty adjusted impact - Percentiles",null,null,null,null,null,null,"Std. error","T-statistic"]
[null,null,null,null,null,null,null,null,null,null,"5th","10th","30th","50th","70th","90th","95th"]
[null,null,null,null,"Event Window",{"$f":"IF(AND(public=TRUE,OR($C$15<=threshold)),\"\",IFERROR(INDEX(INDIRECT(\"Data[\"&Lists!R$8&\"]\"),MATCH(category&subcategory&load&date&$E33,Data[[key]:[key]],0)),\"\"))","v":1.6122254133224487},{"$f":"IF(AND(public=TRUE,OR($C$15<=threshold)),\"\",IFERROR(INDEX(INDIRECT(\"Data[\"&Lists!S$8&\"]\"),MATCH(category&subcategory&load&date&$E33,Data[[key]:[key]],0)),\"\"))","v":-16.100095748901367},{"$f":"IF(AND(public=TRUE,OR($C$15<=threshold)),\"\",IFERROR(-1*INDEX(INDIRECT(\"Data[\"&Lists!T$8&\"]\"),MATCH(category&subcategory&load&date&$E33,Data[[key]:[key]],0)),\"\"))","v":17.712322235107422},{"$f":"IFERROR(H33/F33,\"\")","v":10.98625669136808},{"$f":"IF(AND(public=TRUE,OR($C$15<=threshold)),\"\",IFERROR(INDEX(INDIRECT(\"Data[\"&Lists!V$8&\"]\"),MATCH(category&subcategory&load&date&$E33,Data[[key]:[key]],0)),\"\"))","v":77.135887145996094},{"$f":"IF(AND(public=TRUE,OR($C$15<=threshold)),\"\",IFERROR(-1*INDEX(INDIRECT(\"Data[\"&Lists!W$8&\"]\"),MATCH(category&subcategory&load&date&$E33,Data[[key]:[key]],0)),\"\"))","v":17.42625617980957},{"$f":"IF(AND(public=TRUE,OR($C$15<=threshold)),\"\",IFERROR(-1*INDEX(INDIRECT(\"Data[\"&Lists!X$8&\"]\"),MATCH(category&subcategory&load&date&$E33,Data[[key]:[key]],0)),\"\"))","v":17.48944091796875},{"$f":"IF(AND(public=TRUE,OR($C$15<=threshold)),\"\",IFERROR(-1*INDEX(INDIRECT(\"Data[\"&Lists!Y$8&\"]\"),MATCH(category&subcategory&load&date&$E33,Data[[key]:[key]],0)),\"\"))","v":17.621120452880859},{"$f":"IF(AND(public=TRUE,OR($C$15<=threshold)),\"\",IFERROR(-1*INDEX(INDIRECT(\"Data[\"&Lists!Z$8&\"]\"),MATCH(category&subcategory&load&date&$E33,Data[[key]:[key]],0)),\"\"))","v":17.712322235107422},{"$f":"IF(AND(public=TRUE,OR($C$15<=threshold)),\"\",IFERROR(-1*INDEX(INDIRECT(\"Data[\"&Lists!AA$8&\"]\"),MATCH(category&subcategory&load&date&$E33,Data[[key]:[key]],0)),\"\"))","v":17.803524017333984},{"$f":"IF(AND(public=TRUE,OR($C$15<=threshold)),\"\",IFERROR(-1*INDEX(INDIRECT(\"Data[\"&Lists!AB$8&\"]\"),MATCH(category&subcategory&load&date&$E33,Data[[key]:[key]],0)),\"\"))","v":17.935203552246094},{"$f":"IF(AND(public=TRUE,OR($C$15<=threshold)),\"\",IFERROR(-1*INDEX(INDIRECT(\"Data[\"&Lists!AC$8&\"]\"),MATCH(category&subcategory&load&date&$E33,Data[[key]:[key]],0)),\"\"))","v":17.998388290405273},{"$f":"IF(AND(public=TRUE,OR($C$15<=threshold)),\"\",IFERROR(-1*INDEX(INDIRECT(\"Data[\"&Lists!AD$8&\"]\"),MATCH(category&subcategory&load&date&$E33,Data[[key]:[key]],0)),\"\"))","v":-0.1739153265953064},{"$f":"IF(AND(public=TRUE,OR($C$15<=threshold)),\"\",IFERROR(-1*INDEX(INDIRECT(\"Data[\"&Lists!AE$8&\"]\"),MATCH(category&subcategory&load&date&$E33,Data[[key]:[key]],0)),\"\"))","v":101.84451293945313}]

{"sheet":"Summary","index":1,"n_rows":36,"n_cols":13,"rows_kept":36,"cut":false,"hidden":false,"merged":[]}
[]
[{"$f":"Results!A2","v":"Pacific Gas & Electric"}]
[{"$f":"Results!A3","v":"2023 Ex Post Load Impacts - ELRP A4"}]
[]
[null,"Table 1: Menu options"]
[null,"Type of results","Aggregate"]
[null,"Event date","Avg Weekday 6-9pm"]
[null,"Event window","Event Window"]
[null,"Load","Net Load"]
[]
[null,"Table 2: Impact summary by category"]
[null,"Category","Subcategory","Total dispatched sites",{"$f":"\"Reference load (\"&units_summary&\")\"","v":"Reference load (MW)"},{"$f":"\"Load w/ DR (\"&units_summary&\")\"","v":"Load w/ DR (MW)"},{"$f":"\"Load reduction (\"&units_summary&\")\"","v":"Load reduction (MW)"},"% Load reduction","Avg temp (F, site weighted)","Std. error","t-stat","Sig 90%","Sig 95%"]
[null,{"$f":"Lists!G2","v":"All"},{"$f":"Lists!H2","v":"All study segments"},{"$f":"IFERROR(INDEX(INDIRECT(\"Data[\"&Lists!P$12&\"]\"),MATCH($B13&$C13&$C$9&date_summary&$C$8,Data[[key]:[key]],0)),\"\")","v":6003.333333333333},{"$f":"IF(AND(public=TRUE,OR($D13<=threshold)),\"\",IFERROR(INDEX(INDIRECT(\"Data[\"&Lists!R$12&\"]\"),MATCH($B13&$C13&$C$9&date_summary&$C$8,Data[[key]:[key]],0)),\"\"))","v":3.4447686672210693},{"$f":"IF(AND(public=TRUE,OR($D13<=threshold)),\"\",IFERROR(INDEX(INDIRECT(\"Data[\"&Lists!S$12&\"]\"),MATCH($B13&$C13&$C$9&date_summary&$C$8,Data[[key]:[key]],0)),\"\"))","v":-17.931585311889648},{"$f":"IF(AND(public=TRUE,OR($D13<=threshold)),\"\",IFERROR(-1*INDEX(INDIRECT(\"Data[\"&Lists!T$12&\"]\"),MATCH($B13&$C13&$C$9&date_summary&$C$8,Data[[key]:[key]],0)),\"\"))","v":21.376354217529297},{"$f":"IFERROR(G13/E13,\"\")","v":6.2054542068201703},{"$f":"IF(AND(public=TRUE,OR($D13<=threshold)),\"\",IFERROR(INDEX(INDIRECT(\"Data[\"&Lists!V$12&\"]\"),MATCH($B13&$C13&$C$9&date_summary&$C$8,Data[[key]:[key]],0)),\"\"))","v":78.52349853515625},{"$f":"IF(AND(public=TRUE,OR($D13<=threshold)),\"\",IFERROR(INDEX(INDIRECT(\"Data[\"&Lists!AD$12&\"]\"),MATCH($B13&$C13&$C$9&date_summary&$C$8,Data[[key]:[key]],0)),\"\"))","v":0.2085268497467041},{"$f":"IF(AND(public=TRUE,OR($D13<=threshold)),\"\",IFERROR(INDEX(INDIRECT(\"Data[\"&Lists!AE$12&\"]\"),MATCH($B13&$C13&$C$9&date_summary&$C$8,Data[[key]:[key]],0)),\"\"))","v":-102.51127624511719},{"$f":"IF(AND(public=TRUE,OR($D13<=threshold)),\"\",IF(IFERROR(INDEX(INDIRECT(\"Data[\"&Lists!AF$12&\"]\"),MATCH($B13&$C13&$C$9&date_summary&$C$8,Data[[key]:[key]],0)),\"\"),\"Yes\",\"No\"))","v":"Yes"},{"$f":"IF(AND(public=TRUE,OR($D13<=threshold)),\"\",IF(IFERROR(INDEX(INDIRECT(\"Data[\"&Lists!AG$12&\"]\"),MATCH($B13&$C13&$C$9&date_summary&$C$8,Data[[key]:[key]],0)),\"\"),\"Yes\",\"No\"))","v":"Yes"}]
[null,{"$f":"Lists!G3","v":"Climate zones"},{"$f":"Lists!H3","v":"1"},{"$f":"IFERROR(INDEX(INDIRECT(\"Data[\"&Lists!P$12&\"]\"),MATCH($B14&$C14&$C$9&date_summary&$C$8,Data[[key]:[key]],0)),\"\")","v":40},{"$f":"IF(AND(public=TRUE,OR($D14<=threshold)),\"\",IFERROR(INDEX(INDIRECT(\"Data[\"&Lists!R$12&\"]\"),MATCH($B14&$C14&$C$9&date_summary&$C$8,Data[[key]:[key]],0)),\"\"))","v":-1.5712300315499306E-2},{"$f":"IF(AND(public=TRUE,OR($D14<=threshold)),\"\",IFERROR(INDEX(INDIRECT(\"Data[\"&Lists!S$12&\"]\"),MATCH($B14&$C14&$C$9&date_summary&$C$8,Data[[key]:[key]],0)),\"\"))","v":-0.11935880780220032},{"$f":"IF(AND(public=TRUE,OR($D14<=threshold)),\"\",IFERROR(-1*INDEX(INDIRECT(\"Data[\"&Lists!T$12&\"]\"),MATCH($B14&$C14&$C$9&date_summary&$C$8,Data[[key]:[key]],0)),\"\"))","v":0.10364650934934616},{"$f":"IFERROR(G14/E14,\"\")","v":-6.5965203864582884},{"$f":"IF(AND(public=TRUE,OR($D14<=threshold)),\"\",IFERROR(INDEX(INDIRECT(\"Data[\"&Lists!V$12&\"]\"),MATCH($B14&$C14&$C$9&date_summary&$C$8,Data[[key]:[key]],0)),\"\"))","v":63.182926177978516},{"$f":"IF(AND(public=TRUE,OR($D14<=threshold)),\"\",IFERROR(INDEX(INDIRECT(\"Data[\"&Lists!AD$12&\"]\"),MATCH($B14&$C14&$C$9&date_summary&$C$8,Data[[key]:[key]],0)),\"\"))","v":1.6580015420913696E-2},{"$f":"IF(AND(public=TRUE,OR($D14<=threshold)),\"\",IFERROR(INDEX(INDIRECT(\"Data[\"&Lists!AE$12&\"]\"),MATCH($B14&$C14&$C$9&date_summary&$C$8,Data[[key]:[key]],0)),\"\"))","v":-6.2512912750244141},{"$f":"IF(AND(public=TRUE,OR($D14<=threshold)),\"\",IF(IFERROR(INDEX(INDIRECT(\"Data[\"&Lists!AF$12&\"]\"),MATCH($B14&$C14&$C$9&date_summary&$C$8,Data[[key]:[key]],0)),\"\"),\"Yes\",\"No\"))","v":"Yes"},{"$f":"IF(AND(public=TRUE,OR($D14<=threshold)),\"\",IF(IFERROR(INDEX(INDIRECT(\"Data[\"&Lists!AG$12&\"]\"),MATCH($B14&$C14&$C$9&date_summary&$C$8,Data[[key]:[key]],0)),\"\"),\"Yes\",\"No\"))","v":"Yes"}]
[null,{"$f":"Lists!G4","v":"Climate zones"},{"$f":"Lists!H4","v":"13"},{"$f":"IFERROR(INDEX(INDIRECT(\"Data[\"&Lists!P$12&\"]\"),MATCH($B15&$C15&$C$9&date_summary&$C$8,Data[[key]:[key]],0)),\"\")","v":130},{"$f":"IF(AND(public=TRUE,OR($D15<=threshold)),\"\",IFERROR(INDEX(INDIRECT(\"Data[\"&Lists!R$12&\"]\"),MATCH($B15&$C15&$C$9&date_summary&$C$8,Data[[key]:[key]],0)),\"\"))","v":0.16225224733352661},{"$f":"IF(AND(public=TRUE,OR($D15<=threshold)),\"\",IFERROR(INDEX(INDIRECT(\"Data[\"&Lists!S$12&\"]\"),MATCH($B15&$C15&$C$9&date_summary&$C$8,Data[[key]:[key]],0)),\"\"))","v":-0.22057589888572693},{"$f":"IF(AND(public=TRUE,OR($D15<=threshold)),\"\",IFERROR(-1*INDEX(INDIRECT(\"Data[\"&Lists!T$12&\"]\"),MATCH($B15&$C15&$C$9&date_summary&$C$8,Data[[key]:[key]],0)),\"\"))","v":0.38282814621925354},2.3594628272378251,{"$f":"IF(AND(public=TRUE,OR($D15<=threshold)),\"\",IFERROR(INDEX(INDIRECT(\"Data[\"&Lists!V$12&\"]\"),MATCH($B15&$C15&$C$9&date_summary&$C$8,Data[[key]:[key]],0)),\"\"))","v":96.771926879882813},{"$f":"IF(AND(public=TRUE,OR($D15<=threshold)),\"\",IFERROR(INDEX(INDIRECT(\"Data[\"&Lists!AD$12&\"]\"),MATCH($B15&$C15&$C$9&date_summary&$C$8,Data[[key]:[key]],0)),\"\"))","v":2.7694512158632278E-2},{"$f":"IF(AND(public=TRUE,OR($D15<=threshold)),\"\",IFERROR(INDEX(INDIRECT(\"Data[\"&Lists!AE$12&\"]\"),MATCH($B15&$C15&$C$9&date_summary&$C$8,Data[[key]:[key]],0)),\"\"))","v":-13.823249816894531},{"$f":"IF(AND(public=TRUE,OR($D15<=threshold)),\"\",IF(IFERROR(INDEX(INDIRECT(\"Data[\"&Lists!AF$12&\"]\"),MATCH($B15&$C15&$C$9&date_summary&$C$8,Data[[key]:[key]],0)),\"\"),\"Yes\",\"No\"))","v":"Yes"},{"$f":"IF(AND(public=TRUE,OR($D15<=threshold)),\"\",IF(IFERROR(INDEX(INDIRECT(\"Data[\"&Lists!AG$12&\"]\"),MATCH($B15&$C15&$C$9&date_summary&$C$8,Data[[key]:[key]],0)),\"\"),\"Yes\",\"No\"))","v":"Yes"}]
[null,{"$f":"Lists!G5","v":"Climate zones"},{"$f":"Lists!H5","v":"2"},{"$f":"IFERROR(INDEX(INDIRECT(\"Data[\"&Lists!P$12&\"]\"),MATCH($B16&$C16&$C$9&date_summary&$C$8,Data[[key]:[key]],0)),\"\")","v":881.33333333333337},{"$f":"IF(AND(public=TRUE,OR($D16<=threshold)),\"\",IFERROR(INDEX(INDIRECT(\"Data[\"&Lists!R$12&\"]\"),MATCH($B16&$C16&$C$9&date_summary&$C$8,Data[[key]:[key]],0)),\"\"))","v":0.46609756350517273},{"$f":"IF(AND(public=TRUE,OR($D16<=threshold)),\"\",IFERROR(INDEX(INDIRECT(\"Data[\"&Lists!S$12&\"]\"),MATCH($B16&$C16&$C$9&date_summary&$C$8,Data[[key]:[key]],0)),\"\"))","v":-2.6958258152008057},{"$f":"IF(AND(public=TRUE,OR($D16<=threshold)),\"\",IFERROR(-1*INDEX(INDIRECT(\"Data[\"&Lists!T$12&\"]\"),MATCH($B16&$C16&$C$9&date_summary&$C$8,Data[[key]:[key]],0)),\"\"))","v":3.1619234085083008},6.7838230792923033,{"$f":"IF(AND(public=TRUE,OR($D16<=threshold)),\"\",IFERROR(INDEX(INDIRECT(\"Data[\"&Lists!V$12&\"]\"),MATCH($B16&$C16&$C$9&date_summary&$C$8,Data[[key]:[key]],0)),\"\"))","v":79.730537414550781},{"$f":"IF(AND(public=TRUE,OR($D16<=threshold)),\"\",IFERROR(INDEX(INDIRECT(\"Data[\"&Lists!AD$12&\"]\"),MATCH($B16&$C16&$C$9&date_summary&$C$8,Data[[key]:[key]],0)),\"\"))","v":7.919851690530777E-2},{"$f":"IF(AND(public=TRUE,OR($D16<=threshold)),\"\",IFERROR(INDEX(INDIRECT(\"Data[\"&Lists!AE$12&\"]\"),MATCH($B16&$C16&$C$9&date_summary&$C$8,Data[[key]:[key]],0)),\"\"))","v":-39.924022674560547},{"$f":"IF(AND(public=TRUE,OR($D16<=threshold)),\"\",IF(IFERROR(INDEX(INDIRECT(\"Data[\"&Lists!AF$12&\"]\"),MATCH($B16&$C16&$C$9&date_summary&$C$8,Data[[key]:[key]],0)),\"\"),\"Yes\",\"No\"))","v":"Yes"},{"$f":"IF(AND(public=TRUE,OR($D16<=threshold)),\"\",IF(IFERROR(INDEX(INDIRECT(\"Data[\"&Lists!AG$12&\"]\"),MATCH($B16&$C16&$C$9&date_summary&$C$8,Data[[key]:[key]],0)),\"\"),\"Yes\",\"No\"))","v":"Yes"}]
[null,{"$f":"Lists!G6","v":"Climate zones"},{"$f":"Lists!H6","v":"3"},{"$f":"IFERROR(INDEX(INDIRECT(\"Data[\"&Lists!P$12&\"]\"),MATCH($B17&$C17&$C$9&date_summary&$C$8,Data[[key]:[key]],0)),\"\")","v":1445.6666666666667},{"$f":"IF(AND(public=TRUE,OR($D17<=threshold)),\"\",IFERROR(INDEX(INDIRECT(\"Data[\"&Lists!R$12&\"]\"),MATCH($B17&$C17&$C$9&date_summary&$C$8,Data[[key]:[key]],0)),\"\"))","v":0.34349310398101807},{"$f":"IF(AND(public=TRUE,OR($D17<=threshold)),\"\",IFERROR(INDEX(INDIRECT(\"Data[\"&Lists!S$12&\"]\"),MATCH($B17&$C17&$C$9&date_summary&$C$8,Data[[key]:[key]],0)),\"\"))","v":-4.4974727630615234},{"$f":"IF(AND(public=TRUE,OR($D17<=threshold)),\"\",IFERROR(-1*INDEX(INDIRECT(\"Data[\"&Lists!T$12&\"]\"),MATCH($B17&$C17&$C$9&date_summary&$C$8,Data[[key]:[key]],0)),\"\"))","v":4.840965747833252},14.09334188001856,{"$f":"IF(AND(public=TRUE,OR($D17<=threshold)),\"\",IFERROR(INDEX(INDIRECT(\"Data[\"&Lists!V$12&\"]\"),MATCH($B17&$C17&$C$9&date_summary&$C$8,Data[[key]:[key]],0)),\"\"))","v":70.181076049804688},{"$f":"IF(AND(public=TRUE,OR($D17<=threshold)),\"\",IFERROR(INDEX(INDIRECT(\"Data[\"&Lists!AD$12&\"]\"),MATCH($B17&$C17&$C$9&date_summary&$C$8,Data[[key]:[key]],0)),\"\"))","v":8.8417753577232361E-2},{"$f":"IF(AND(public=TRUE,OR($D17<=threshold)),\"\",IFERROR(INDEX(INDIRECT(\"Data[\"&Lists!AE$12&\"]\"),MATCH($B17&$C17&$C$9&date_summary&$C$8,Data[[key]:[key]],0)),\"\"))","v":-54.751060485839844},{"$f":"IF(AND(public=TRUE,OR($D17<=threshold)),\"\",IF(IFERROR(INDEX(INDIRECT(\"Data[\"&Lists!AF$12&\"]\"),MATCH($B17&$C17&$C$9&date_summary&$C$8,Data[[key]:[key]],0)),\"\"),\"Yes\",\"No\"))","v":"Yes"},{"$f":"IF(AND(public=TRUE,OR($D17<=threshold)),\"\",IF(IFERROR(INDEX(INDIRECT(\"Data[\"&Lists!AG$12&\"]\"),MATCH($B17&$C17&$C$9&date_summary&$C$8,Data[[key]:[key]],0)),\"\"),\"Yes\",\"No\"))","v":"Yes"}]
[null,{"$f":"Lists!G7","v":"Climate zones"},{"$f":"Lists!H7","v":"5"},{"$f":"IFERROR(INDEX(INDIRECT(\"Data[\"&Lists!P$12&\"]\"),MATCH($B18&$C18&$C$9&date_summary&$C$8,Data[[key]:[key]],0)),\"\")","v":165},{"$f":"IF(AND(public=TRUE,OR($D18<=threshold)),\"\",IFERROR(INDEX(INDIRECT(\"Data[\"&Lists!R$12&\"]\"),MATCH($B18&$C18&$C$9&date_summary&$C$8,Data[[key]:[key]],0)),\"\"))","v":5.6683164089918137E-2},{"$f":"IF(AND(public=TRUE,OR($D18<=threshold)),\"\",IFERROR(INDEX(INDIRECT(\"Data[\"&Lists!S$12&\"]\"),MATCH($B18&$C18&$C$9&date_summary&$C$8,Data[[key]:[key]],0)),\"\"))","v":-0.47853568196296692},{"$f":"IF(AND(public=TRUE,OR($D18<=threshold)),\"\",IFERROR(-1*INDEX(INDIRECT(\"Data[\"&Lists!T$12&\"]\"),MATCH($B18&$C18&$C$9&date_summary&$C$8,Data[[key]:[key]],0)),\"\"))","v":0.53521883487701416},9.4422893194173341,{"$f":"IF(AND(public=TRUE,OR($D18<=threshold)),\"\",IFERROR(INDEX(INDIRECT(\"Data[\"&Lists!V$12&\"]\"),MATCH($B18&$C18&$C$9&date_summary&$C$8,Data[[key]:[key]],0)),\"\"))","v":66.847305297851563},{"$f":"IF(AND(public=TRUE,OR($D18<=threshold)),\"\",IFERROR(INDEX(INDIRECT(\"Data[\"&Lists!AD$12&\"]\"),MATCH($B18&$C18&$C$9&date_summary&$C$8,Data[[key]:[key]],0)),\"\"))","v":3.4537173807621002E-2},{"$f":"IF(AND(public=TRUE,OR($D18<=threshold)),\"\",IFERROR(INDEX(INDIRECT(\"Data[\"&Lists!AE$12&\"]\"),MATCH($B18&$C18&$C$9&date_summary&$C$8,Data[[key]:[key]],0)),\"\"))","v":-15.496892929077148},{"$f":"IF(AND(public=TRUE,OR($D18<=threshold)),\"\",IF(IFERROR(INDEX(INDIRECT(\"Data[\"&Lists!AF$12&\"]\"),MATCH($B18&$C18&$C$9&date_summary&$C$8,Data[[key]:[key]],0)),\"\"),\"Yes\",\"No\"))","v":"Yes"},{"$f":"IF(AND(public=TRUE,OR($D18<=threshold)),\"\",IF(IFERROR(INDEX(INDIRECT(\"Data[\"&Lists!AG$12&\"]\"),MATCH($B18&$C18&$C$9&date_summary&$C$8,Data[[key]:[key]],0)),\"\"),\"Yes\",\"No\"))","v":"Yes"}]
[null,{"$f":"Lists!G8","v":"NEM"},{"$f":"Lists!H8","v":"NEM"},{"$f":"IFERROR(INDEX(INDIRECT(\"Data[\"&Lists!P$12&\"]\"),MATCH($B19&$C19&$C$9&date_summary&$C$8,Data[[key]:[key]],0)),\"\")","v":5827.666666666667},{"$f":"IF(AND(public=TRUE,OR($D19<=threshold)),\"\",IFERROR(INDEX(INDIRECT(\"Data[\"&Lists!R$12&\"]\"),MATCH($B19&$C19&$C$9&date_summary&$C$8,Data[[key]:[key]],0)),\"\"))","v":3.3982348442077637},{"$f":"IF(AND(public=TRUE,OR($D19<=threshold)),\"\",IFERROR(INDEX(INDIRECT(\"Data[\"&Lists!S$12&\"]\"),MATCH($B19&$C19&$C$9&date_summary&$C$8,Data[[key]:[key]],0)),\"\"))","v":-17.784910202026367},{"$f":"IF(AND(public=TRUE,OR($D19<=threshold)),\"\",IFERROR(-1*INDEX(INDIRECT(\"Data[\"&Lists!T$12&\"]\"),MATCH($B19&$C19&$C$9&date_summary&$C$8,Data[[key]:[key]],0)),\"\"))","v":21.183143615722656},6.2335726007368155,{"$f":"IF(AND(public=TRUE,OR($D19<=threshold)),\"\",IFERROR(INDEX(INDIRECT(\"Data[\"&Lists!V$12&\"]\"),MATCH($B19&$C19&$C$9&date_summary&$C$8,Data[[key]:[key]],0)),\"\"))","v":78.535064697265625},{"$f":"IF(AND(public=TRUE,OR($D19<=threshold)),\"\",IFERROR(INDEX(INDIRECT(\"Data[\"&Lists!AD$12&\"]\"),MATCH($B19&$C19&$C$9&date_summary&$C$8,Data[[key]:[key]],0)),\"\"))","v":0.2034403532743454},{"$f":"IF(AND(public=TRUE,OR($D19<=threshold)),\"\",IFERROR(INDEX(INDIRECT(\"Data[\"&Lists!AE$12&\"]\"),MATCH($B19&$C19&$C$9&date_summary&$C$8,Data[[key]:[key]],0)),\"\"))","v":-104.12459564208984},{"$f":"IF(AND(public=TRUE,OR($D19<=threshold)),\"\",IF(IFERROR(INDEX(INDIRECT(\"Data[\"&Lists!AF$12&\"]\"),MATCH($B19&$C19&$C$9&date_summary&$C$8,Data[[key]:[key]],0)),\"\"),\"Yes\",\"No\"))","v":"Yes"},{"$f":"IF(AND(public=TRUE,OR($D19<=threshold)),\"\",IF(IFERROR(INDEX(INDIRECT(\"Data[\"&Lists!AG$12&\"]\"),MATCH($B19&$C19&$C$9&date_summary&$C$8,Data[[key]:[key]],0)),\"\"),\"Yes\",\"No\"))","v":"Yes"}]
[null,{"$f":"Lists!G9","v":"NEM"},{"$f":"Lists!H9","v":"Not NEM"},{"$f":"IFERROR(INDEX(INDIRECT(\"Data[\"&Lists!P$12&\"]\"),MATCH($B20&$C20&$C$9&date_summary&$C$8,Data[[key]:[key]],0)),\"\")","v":175.66666666666666},{"$f":"IF(AND(public=TRUE,OR($D20<=threshold)),\"\",IFERROR(INDEX(INDIRECT(\"Data[\"&Lists!R$12&\"]\"),MATCH($B20&$C20&$C$9&date_summary&$C$8,Data[[key]:[key]],0)),\"\"))","v":4.5343644917011261E-2},{"$f":"IF(AND(public=TRUE,OR($D20<=threshold)),\"\",IFERROR(INDEX(INDIRECT(\"Data[\"&Lists!S$12&\"]\"),MATCH($B20&$C20&$C$9&date_summary&$C$8,Data[[key]:[key]],0)),\"\"))","v":-0.13837625086307526},{"$f":"IF(AND(public=TRUE,OR($D20<=threshold)),\"\",IFERROR(-1*INDEX(INDIRECT(\"Data[\"&Lists!T$12&\"]\"),MATCH($B20&$C20&$C$9&date_summary&$C$8,Data[[key]:[key]],0)),\"\"))","v":0.18371990323066711},4.0517233135297026,{"$f":"IF(AND(public=TRUE,OR($D20<=threshold)),\"\",IFERROR(INDEX(INDIRECT(\"Data[\"&Lists!V$12&\"]\"),MATCH($B20&$C20&$C$9&date_summary&$C$8,Data[[key]:[key]],0)),\"\"))","v":78.131431579589844},{"$f":"IF(AND(public=TRUE,OR($D20<=threshold)),\"\",IFERROR(INDEX(INDIRECT(\"Data[\"&Lists!AD$12&\"]\"),MATCH($B20&$C20&$C$9&date_summary&$C$8,Data[[key]:[key]],0)),\"\"))","v":3.1031887978315353E-2},{"$f":"IF(AND(public=TRUE,OR($D20<=threshold)),\"\",IFERROR(INDEX(INDIRECT(\"Data[\"&Lists!AE$12&\"]\"),MATCH($B20&$C20&$C$9&date_summary&$C$8,Data[[key]:[key]],0)),\"\"))","v":-5.9203581809997559},{"$f":"IF(AND(public=TRUE,OR($D20<=threshold)),\"\",IF(IFERROR(INDEX(INDIRECT(\"Data[\"&Lists!AF$12&\"]\"),MATCH($B20&$C20&$C$9&date_summary&$C$8,Data[[key]:[key]],0)),\"\"),\"Yes\",\"No\"))","v":"Yes"},{"$f":"IF(AND(public=TRUE,OR($D20<=threshold)),\"\",IF(IFERROR(INDEX(INDIRECT(\"Data[\"&Lists!AG$12&\"]\"),MATCH($B20&$C20&$C$9&date_summary&$C$8,Data[[key]:[key]],0)),\"\"),\"Yes\",\"No\"))","v":"Yes"}]
[null,{"$f":"Lists!G10","v":"Notification"},{"$f":"Lists!H10","v":"No notification"},{"$f":"IFERROR(INDEX(INDIRECT(\"Data[\"&Lists!P$12&\"]\"),MATCH($B21&$C21&$C$9&date_summary&$C$8,Data[[key]:[key]],0)),\"\")","v":6003.333333333333},{"$f":"IF(AND(public=TRUE,OR($D21<=threshold)),\"\",IFERROR(INDEX(INDIRECT(\"Data[\"&Lists!R$12&\"]\"),MATCH($B21&$C21&$C$9&date_summary&$C$8,Data[[key]:[key]],0)),\"\"))","v":3.4447686672210693},{"$f":"IF(AND(public=TRUE,OR($D21<=threshold)),\"\",IFERROR(INDEX(INDIRECT(\"Data[\"&Lists!S$12&\"]\"),MATCH($B21&$C21&$C$9&date_summary&$C$8,Data[[key]:[key]],0)),\"\"))","v":-17.931585311889648},{"$f":"IF(AND(public=TRUE,OR($D21<=threshold)),\"\",IFERROR(-1*INDEX(INDIRECT(\"Data[\"&Lists!T$12&\"]\"),MATCH($B21&$C21&$C$9&date_summary&$C$8,Data[[key]:[key]],0)),\"\"))","v":21.376354217529297},6.2054542068201703,{"$f":"IF(AND(public=TRUE,OR($D21<=threshold)),\"\",IFERROR(INDEX(INDIRECT(\"Data[\"&Lists!V$12&\"]\"),MATCH($B21&$C21&$C$9&date_summary&$C$8,Data[[key]:[key]],0)),\"\"))","v":78.52349853515625},{"$f":"IF(AND(public=TRUE,OR($D21<=threshold)),\"\",IFERROR(INDEX(INDIRECT(\"Data[\"&Lists!AD$12&\"]\"),MATCH($B21&$C21&$C$9&date_summary&$C$8,Data[[key]:[key]],0)),\"\"))","v":0.2085268497467041},{"$f":"IF(AND(public=TRUE,OR($D21<=threshold)),\"\",IFERROR(INDEX(INDIRECT(\"Data[\"&Lists!AE$12&\"]\"),MATCH($B21&$C21&$C$9&date_summary&$C$8,Data[[key]:[key]],0)),\"\"))","v":-102.51127624511719},{"$f":"IF(AND(public=TRUE,OR($D21<=threshold)),\"\",IF(IFERROR(INDEX(INDIRECT(\"Data[\"&Lists!AF$12&\"]\"),MATCH($B21&$C21&$C$9&date_summary&$C$8,Data[[key]:[key]],0)),\"\"),\"Yes\",\"No\"))","v":"Yes"},{"$f":"IF(AND(public=TRUE,OR($D21<=threshold)),\"\",IF(IFERROR(INDEX(INDIRECT(\"Data[\"&Lists!AG$12&\"]\"),MATCH($B21&$C21&$C$9&date_summary&$C$8,Data[[key]:[key]],0)),\"\"),\"Yes\",\"No\"))","v":"Yes"}]
[null,{"$f":"Lists!G11","v":"Sublap"},{"$f":"Lists!H11","v":"SLAP_PGCC"},{"$f":"IFERROR(INDEX(INDIRECT(\"Data[\"&Lists!P$12&\"]\"),MATCH($B22&$C22&$C$9&date_summary&$C$8,Data[[key]:[key]],0)),\"\")","v":271},{"$f":"IF(AND(public=TRUE,OR($D22<=threshold)),\"\",IFERROR(INDEX(INDIRECT(\"Data[\"&Lists!R$12&\"]\"),MATCH($B22&$C22&$C$9&date_summary&$C$8,Data[[key]:[key]],0)),\"\"))","v":4.2810134589672089E-2},{"$f":"IF(AND(public=TRUE,OR($D22<=threshold)),\"\",IFERROR(INDEX(INDIRECT(\"Data[\"&Lists!S$12&\"]\"),MATCH($B22&$C22&$C$9&date_summary&$C$8,Data[[key]:[key]],0)),\"\"))","v":-0.90073168277740479},{"$f":"IF(AND(public=TRUE,OR($D22<=threshold)),\"\",IFERROR(-1*INDEX(INDIRECT(\"Data[\"&Lists!T$12&\"]\"),MATCH($B22&$C22&$C$9&date_summary&$C$8,Data[[key]:[key]],0)),\"\"))","v":0.9435417652130127},22.040149470603193,{"$f":"IF(AND(public=TRUE,OR($D22<=threshold)),\"\",IFERROR(INDEX(INDIRECT(\"Data[\"&Lists!V$12&\"]\"),MATCH($B22&$C22&$C$9&date_summary&$C$8,Data[[key]:[key]],0)),\"\"))","v":67.906974792480469},{"$f":"IF(AND(public=TRUE,OR($D22<=threshold)),\"\",IFERROR(INDEX(INDIRECT(\"Data[\"&Lists!AD$12&\"]\"),MATCH($B22&$C22&$C$9&date_summary&$C$8,Data[[key]:[key]],0)),\"\"))","v":4.256071150302887E-2},{"$f":"IF(AND(public=TRUE,OR($D22<=threshold)),\"\",IFERROR(INDEX(INDIRECT(\"Data[\"&Lists!AE$12&\"]\"),MATCH($B22&$C22&$C$9&date_summary&$C$8,Data[[key]:[key]],0)),\"\"))","v":-22.169313430786133},{"$f":"IF(AND(public=TRUE,OR($D22<=threshold)),\"\",IF(IFERROR(INDEX(INDIRECT(\"Data[\"&Lists!AF$12&\"]\"),MATCH($B22&$C22&$C$9&date_summary&$C$8,Data[[key]:[key]],0)),\"\"),\"Yes\",\"No\"))","v":"Yes"},{"$f":"IF(AND(public=TRUE,OR($D22<=threshold)),\"\",IF(IFERROR(INDEX(INDIRECT(\"Data[\"&Lists!AG$12&\"]\"),MATCH($B22&$C22&$C$9&date_summary&$C$8,Data[[key]:[key]],0)),\"\"),\"Yes\",\"No\"))","v":"Yes"}]
[null,{"$f":"Lists!G12","v":"Sublap"},{"$f":"Lists!H12","v":"SLAP_PGEB"},{"$f":"IFERROR(INDEX(INDIRECT(\"Data[\"&Lists!P$12&\"]\"),MATCH($B23&$C23&$C$9&date_summary&$C$8,Data[[key]:[key]],0)),\"\")","v":1551.3333333333333},{"$f":"IF(AND(public=TRUE,OR($D23<=threshold)),\"\",IFERROR(INDEX(INDIRECT(\"Data[\"&Lists!R$12&\"]\"),MATCH($B23&$C23&$C$9&date_summary&$C$8,Data[[key]:[key]],0)),\"\"))","v":1.092853307723999},{"$f":"IF(AND(public=TRUE,OR($D23<=threshold)),\"\",IFERROR(INDEX(INDIRECT(\"Data[\"&Lists!S$12&\"]\"),MATCH($B23&$C23&$C$9&date_summary&$C$8,Data[[key]:[key]],0)),\"\"))","v":-4.7057428359985352},{"$f":"IF(AND(public=TRUE,OR($D23<=threshold)),\"\",IFERROR(-1*INDEX(INDIRECT(\"Data[\"&Lists!T$12&\"]\"),MATCH($B23&$C23&$C$9&date_summary&$C$8,Data[[key]:[key]],0)),\"\"))","v":5.7985959053039551},5.3059233698804844,{"$f":"IF(AND(public=TRUE,OR($D23<=threshold)),\"\",IFERROR(INDEX(INDIRECT(\"Data[\"&Lists!V$12&\"]\"),MATCH($B23&$C23&$C$9&date_summary&$C$8,Data[[key]:[key]],0)),\"\"))","v":79.895942687988281},{"$f":"IF(AND(public=TRUE,OR($D23<=threshold)),\"\",IFERROR(INDEX(INDIRECT(\"Data[\"&Lists!AD$12&\"]\"),MATCH($B23&$C23&$C$9&date_summary&$C$8,Data[[key]:[key]],0)),\"\"))","v":0.10170243680477142},{"$f":"IF(AND(public=TRUE,OR($D23<=threshold)),\"\",IFERROR(INDEX(INDIRECT(\"Data[\"&Lists!AE$12&\"]\"),MATCH($B23&$C23&$C$9&date_summary&$C$8,Data[[key]:[key]],0)),\"\"))","v":-57.015308380126953},{"$f":"IF(AND(public=TRUE,OR($D23<=threshold)),\"\",IF(IFERROR(INDEX(INDIRECT(\"Data[\"&Lists!AF$12&\"]\"),MATCH($B23&$C23&$C$9&date_summary&$C$8,Data[[key]:[key]],0)),\"\"),\"Yes\",\"No\"))","v":"Yes"},{"$f":"IF(AND(public=TRUE,OR($D23<=threshold)),\"\",IF(IFERROR(INDEX(INDIRECT(\"Data[\"&Lists!AG$12&\"]\"),MATCH($B23&$C23&$C$9&date_summary&$C$8,Data[[key]:[key]],0)),\"\"),\"Yes\",\"No\"))","v":"Yes"}]
[null,{"$f":"Lists!G13","v":"Sublap"},{"$f":"Lists!H13","v":"SLAP_PGF1"},{"$f":"IFERROR(INDEX(INDIRECT(\"Data[\"&Lists!P$12&\"]\"),MATCH($B24&$C24&$C$9&date_summary&$C$8,Data[[key]:[key]],0)),\"\")","v":109.66666666666667},{"$f":"IF(AND(public=TRUE,OR($D24<=threshold)),\"\",IFERROR(INDEX(INDIRECT(\"Data[\"&Lists!R$12&\"]\"),MATCH($B24&$C24&$C$9&date_summary&$C$8,Data[[key]:[key]],0)),\"\"))","v":0.10899759083986282},{"$f":"IF(AND(public=TRUE,OR($D24<=threshold)),\"\",IFERROR(INDEX(INDIRECT(\"Data[\"&Lists!S$12&\"]\"),MATCH($B24&$C24&$C$9&date_summary&$C$8,Data[[key]:[key]],0)),\"\"))","v":-0.23118150234222412},{"$f":"IF(AND(public=TRUE,OR($D24<=threshold)),\"\",IFERROR(-1*INDEX(INDIRECT(\"Data[\"&Lists!T$12&\"]\"),MATCH($B24&$C24&$C$9&date_summary&$C$8,Data[[key]:[key]],0)),\"\"))","v":0.34017908573150635},3.1209780244711185,{"$f":"IF(AND(public=TRUE,OR($D24<=threshold)),\"\",IFERROR(INDEX(INDIRECT(\"Data[\"&Lists!V$12&\"]\"),MATCH($B24&$C24&$C$9&date_summary&$C$8,Data[[key]:[key]],0)),\"\"))","v":95.735237121582031},{"$f":"IF(AND(public=TRUE,OR($D24<=threshold)),\"\",IFERROR(INDEX(INDIRECT(\"Data[\"&Lists!AD$12&\"]\"),MATCH($B24&$C24&$C$9&date_summary&$C$8,Data[[key]:[key]],0)),\"\"))","v":2.7102511376142502E-2},{"$f":"IF(AND(public=TRUE,OR($D24<=threshold)),\"\",IFERROR(INDEX(INDIRECT(\"Data[\"&Lists!AE$12&\"]\"),MATCH($B24&$C24&$C$9&date_summary&$C$8,Data[[key]:[key]],0)),\"\"))","v":-12.551570892333984},{"$f":"IF(AND(public=TRUE,OR($D24<=threshold)),\"\",IF(IFERROR(INDEX(INDIRECT(\"Data[\"&Lists!AF$12&\"]\"),MATCH($B24&$C24&$C$9&date_summary&$C$8,Data[[key]:[key]],0)),\"\"),\"Yes\",\"No\"))","v":"Yes"},{"$f":"IF(AND(public=TRUE,OR($D24<=threshold)),\"\",IF(IFERROR(INDEX(INDIRECT(\"Data[\"&Lists!AG$12&\"]\"),MATCH($B24&$C24&$C$9&date_summary&$C$8,Data[[key]:[key]],0)),\"\"),\"Yes\",\"No\"))","v":"Yes"}]
[null,{"$f":"Lists!G14","v":"Sublap"},{"$f":"Lists!H14","v":"SLAP_PGFG"},{"$f":"IFERROR(INDEX(INDIRECT(\"Data[\"&Lists!P$12&\"]\"),MATCH($B25&$C25&$C$9&date_summary&$C$8,Data[[key]:[key]],0)),\"\")","v":349},{"$f":"IF(AND(public=TRUE,OR($D25<=threshold)),\"\",IFERROR(INDEX(INDIRECT(\"Data[\"&Lists!R$12&\"]\"),MATCH($B25&$C25&$C$9&date_summary&$C$8,Data[[key]:[key]],0)),\"\"))","v":0.22444996237754822},{"$f":"IF(AND(public=TRUE,OR($D25<=threshold)),\"\",IFERROR(INDEX(INDIRECT(\"Data[\"&Lists!S$12&\"]\"),MATCH($B25&$C25&$C$9&date_summary&$C$8,Data[[key]:[key]],0)),\"\"))","v":-1.0522053241729736},{"$f":"IF(AND(public=TRUE,OR($D25<=threshold)),\"\",IFERROR(-1*INDEX(INDIRECT(\"Data[\"&Lists!T$12&\"]\"),MATCH($B25&$C25&$C$9&date_summary&$C$8,Data[[key]:[key]],0)),\"\"))","v":1.2766553163528442},5.6879284043067786,{"$f":"IF(AND(public=TRUE,OR($D25<=threshold)),\"\",IFERROR(INDEX(INDIRECT(\"Data[\"&Lists!V$12&\"]\"),MATCH($B25&$C25&$C$9&date_summary&$C$8,Data[[key]:[key]],0)),\"\"))","v":76.181617736816406},{"$f":"IF(AND(public=TRUE,OR($D25<=threshold)),\"\",IFERROR(INDEX(INDIRECT(\"Data[\"&Lists!AD$12&\"]\"),MATCH($B25&$C25&$C$9&date_summary&$C$8,Data[[key]:[key]],0)),\"\"))","v":5.0200134515762329E-2},{"$f":"IF(AND(public=TRUE,OR($D25<=threshold)),\"\",IFERROR(INDEX(INDIRECT(\"Data[\"&Lists!AE$12&\"]\"),MATCH($B25&$C25&$C$9&date_summary&$C$8,Data[[key]:[key]],0)),\"\"))","v":-25.431312561035156},{"$f":"IF(AND(public=TRUE,OR($D25<=threshold)),\"\",IF(IFERROR(INDEX(INDIRECT(\"Data[\"&Lists!AF$12&\"]\"),MATCH($B25&$C25&$C$9&date_summary&$C$8,Data[[key]:[key]],0)),\"\"),\"Yes\",\"No\"))","v":"Yes"},{"$f":"IF(AND(public=TRUE,OR($D25<=threshold)),\"\",IF(IFERROR(INDEX(INDIRECT(\"Data[\"&Lists!AG$12&\"]\"),MATCH($B25&$C25&$C$9&date_summary&$C$8,Data[[key]:[key]],0)),\"\"),\"Yes\",\"No\"))","v":"Yes"}]
[null,{"$f":"Lists!G15","v":"Sublap"},{"$f":"Lists!H15","v":"SLAP_PGHB"},{"$f":"IFERROR(INDEX(INDIRECT(\"Data[\"&Lists!P$12&\"]\"),MATCH($B26&$C26&$C$9&date_summary&$C$8,Data[[key]:[key]],0)),\"\")","v":31.333333333333332},{"$f":"IF(AND(public=TRUE,OR($D26<=threshold)),\"\",IFERROR(INDEX(INDIRECT(\"Data[\"&Lists!R$12&\"]\"),MATCH($B26&$C26&$C$9&date_summary&$C$8,Data[[key]:[key]],0)),\"\"))","v":-1.1986527591943741E-2},{"$f":"IF(AND(public=TRUE,OR($D26<=threshold)),\"\",IFERROR(INDEX(INDIRECT(\"Data[\"&Lists!S$12&\"]\"),MATCH($B26&$C26&$C$9&date_summary&$C$8,Data[[key]:[key]],0)),\"\"))","v":-8.3283565938472748E-2},{"$f":"IF(AND(public=TRUE,OR($D26<=threshold)),\"\",IFERROR(-1*INDEX(INDIRECT(\"Data[\"&Lists!T$12&\"]\"),MATCH($B26&$C26&$C$9&date_summary&$C$8,Data[[key]:[key]],0)),\"\"))","v":7.1297034621238708E-2},-5.9480974848093728,{"$f":"IF(AND(public=TRUE,OR($D26<=threshold)),\"\",IFERROR(INDEX(INDIRECT(\"Data[\"&Lists!V$12&\"]\"),MATCH($B26&$C26&$C$9&date_summary&$C$8,Data[[key]:[key]],0)),\"\"))","v":63.814235687255859},{"$f":"IF(AND(public=TRUE,OR($D26<=threshold)),\"\",IFERROR(INDEX(INDIRECT(\"Data[\"&Lists!AD$12&\"]\"),MATCH($B26&$C26&$C$9&date_summary&$C$8,Data[[key]:[key]],0)),\"\"))","v":1.3612999580800533E-2},{"$f":"IF(AND(public=TRUE,OR($D26<=threshold)),\"\",IFERROR(INDEX(INDIRECT(\"Data[\"&Lists!AE$12&\"]\"),MATCH($B26&$C26&$C$9&date_summary&$C$8,Data[[key]:[key]],0)),\"\"))","v":-5.2374229431152344},{"$f":"IF(AND(public=TRUE,OR($D26<=threshold)),\"\",IF(IFERROR(INDEX(INDIRECT(\"Data[\"&Lists!AF$12&\"]\"),MATCH($B26&$C26&$C$9&date_summary&$C$8,Data[[key]:[key]],0)),\"\"),\"Yes\",\"No\"))","v":"Yes"},{"$f":"IF(AND(public=TRUE,OR($D26<=threshold)),\"\",IF(IFERROR(INDEX(INDIRECT(\"Data[\"&Lists!AG$12&\"]\"),MATCH($B26&$C26&$C$9&date_summary&$C$8,Data[[key]:[key]],0)),\"\"),\"Yes\",\"No\"))","v":"Yes"}]
[null,{"$f":"Lists!G16","v":"Sublap"},{"$f":"Lists!H16","v":"SLAP_PGKN"},{"$f":"IFERROR(INDEX(INDIRECT(\"Data[\"&Lists!P$12&\"]\"),MATCH($B27&$C27&$C$9&date_summary&$C$8,Data[[key]:[key]],0)),\"\")","v":26.666666666666668},{"$f":"IF(AND(public=TRUE,OR($D27<=threshold)),\"\",IFERROR(INDEX(INDIRECT(\"Data[\"&Lists!R$12&\"]\"),MATCH($B27&$C27&$C$9&date_summary&$C$8,Data[[key]:[key]],0)),\"\"))","v":5.6751910597085953E-2},{"$f":"IF(AND(public=TRUE,OR($D27<=threshold)),\"\",IFERROR(INDEX(INDIRECT(\"Data[\"&Lists!S$12&\"]\"),MATCH($B27&$C27&$C$9&date_summary&$C$8,Data[[key]:[key]],0)),\"\"))","v":-1.2342328205704689E-2},{"$f":"IF(AND(public=TRUE,OR($D27<=threshold)),\"\",IFERROR(-1*INDEX(INDIRECT(\"Data[\"&Lists!T$12&\"]\"),MATCH($B27&$C27&$C$9&date_summary&$C$8,Data[[key]:[key]],0)),\"\"))","v":6.9094240665435791E-2},1.2174786705592178,{"$f":"IF(AND(public=TRUE,OR($D27<=threshold)),\"\",IFERROR(INDEX(INDIRECT(\"Data[\"&Lists!V$12&\"]\"),MATCH($B27&$C27&$C$9&date_summary&$C$8,Data[[key]:[key]],0)),\"\"))","v":96.561508178710938},{"$f":"IF(AND(public=TRUE,OR($D27<=threshold)),\"\",IFERROR(INDEX(INDIRECT(\"Data[\"&Lists!AD$12&\"]\"),MATCH($B27&$C27&$C$9&date_summary&$C$8,Data[[key]:[key]],0)),\"\"))","v":1.2431828305125237E-2},{"$f":"IF(AND(public=TRUE,OR($D27<=threshold)),\"\",IFERROR(INDEX(INDIRECT(\"Data[\"&Lists!AE$12&\"]\"),MATCH($B27&$C27&$C$9&date_summary&$C$8,Data[[key]:[key]],0)),\"\"))","v":-5.5578503608703613},{"$f":"IF(AND(public=TRUE,OR($D27<=threshold)),\"\",IF(IFERROR(INDEX(INDIRECT(\"Data[\"&Lists!AF$12&\"]\"),MATCH($B27&$C27&$C$9&date_summary&$C$8,Data[[key]:[key]],0)),\"\"),\"Yes\",\"No\"))","v":"Yes"},{"$f":"IF(AND(public=TRUE,OR($D27<=threshold)),\"\",IF(IFERROR(INDEX(INDIRECT(\"Data[\"&Lists!AG$12&\"]\"),MATCH($B27&$C27&$C$9&date_summary&$C$8,Data[[key]:[key]],0)),\"\"),\"Yes\",\"No\"))","v":"Yes"}]
[null,{"$f":"Lists!G17","v":"Sublap"},{"$f":"Lists!H17","v":"SLAP_PGNB"},{"$f":"IFERROR(INDEX(INDIRECT(\"Data[\"&Lists!P$12&\"]\"),MATCH($B28&$C28&$C$9&date_summary&$C$8,Data[[key]:[key]],0)),\"\")","v":468.66666666666669},{"$f":"IF(AND(public=TRUE,OR($D28<=threshold)),\"\",IFERROR(INDEX(INDIRECT(\"Data[\"&Lists!R$12&\"]\"),MATCH($B28&$C28&$C$9&date_summary&$C$8,Data[[key]:[key]],0)),\"\"))","v":0.19481454789638519},{"$f":"IF(AND(public=TRUE,OR($D28<=threshold)),\"\",IFERROR(INDEX(INDIRECT(\"Data[\"&Lists!S$12&\"]\"),MATCH($B28&$C28&$C$9&date_summary&$C$8,Data[[key]:[key]],0)),\"\"))","v":-1.4763501882553101},{"$f":"IF(AND(public=TRUE,OR($D28<=threshold)),\"\",IFERROR(-1*INDEX(INDIRECT(\"Data[\"&Lists!T$12&\"]\"),MATCH($B28&$C28&$C$9&date_summary&$C$8,Data[[key]:[key]],0)),\"\"))","v":1.6711647510528564},8.5782338593198304,{"$f":"IF(AND(public=TRUE,OR($D28<=threshold)),\"\",IFERROR(INDEX(INDIRECT(\"Data[\"&Lists!V$12&\"]\"),MATCH($B28&$C28&$C$9&date_summary&$C$8,Data[[key]:[key]],0)),\"\"))","v":81.714828491210938},{"$f":"IF(AND(public=TRUE,OR($D28<=threshold)),\"\",IFERROR(INDEX(INDIRECT(\"Data[\"&Lists!AD$12&\"]\"),MATCH($B28&$C28&$C$9&date_summary&$C$8,Data[[key]:[key]],0)),\"\"))","v":5.7933922857046127E-2},{"$f":"IF(AND(public=TRUE,OR($D28<=threshold)),\"\",IFERROR(INDEX(INDIRECT(\"Data[\"&Lists!AE$12&\"]\"),MATCH($B28&$C28&$C$9&date_summary&$C$8,Data[[key]:[key]],0)),\"\"))","v":-28.846050262451172},{"$f":"IF(AND(public=TRUE,OR($D28<=threshold)),\"\",IF(IFERROR(INDEX(INDIRECT(\"Data[\"&Lists!AF$12&\"]\"),MATCH($B28&$C28&$C$9&date_summary&$C$8,Data[[key]:[key]],0)),\"\"),\"Yes\",\"No\"))","v":"Yes"},{"$f":"IF(AND(public=TRUE,OR($D28<=threshold)),\"\",IF(IFERROR(INDEX(INDIRECT(\"Data[\"&Lists!AG$12&\"]\"),MATCH($B28&$C28&$C$9&date_summary&$C$8,Data[[key]:[key]],0)),\"\"),\"Yes\",\"No\"))","v":"Yes"}]
[null,{"$f":"Lists!G18","v":"Sublap"},{"$f":"Lists!H18","v":"SLAP_PGNC"},{"$f":"IFERROR(INDEX(INDIRECT(\"Data[\"&Lists!P$12&\"]\"),MATCH($B29&$C29&$C$9&date_summary&$C$8,Data[[key]:[key]],0)),\"\")","v":42},{"$f":"IF(AND(public=TRUE,OR($D29<=threshold)),\"\",IFERROR(INDEX(INDIRECT(\"Data[\"&Lists!R$12&\"]\"),MATCH($B29&$C29&$C$9&date_summary&$C$8,Data[[key]:[key]],0)),\"\"))","v":3.261256217956543E-2},{"$f":"IF(AND(public=TRUE,OR($D29<=threshold)),\"\",IFERROR(INDEX(INDIRECT(\"Data[\"&Lists!S$12&\"]\"),MATCH($B29&$C29&$C$9&date_summary&$C$8,Data[[key]:[key]],0)),\"\"))","v":-0.10031706094741821},{"$f":"IF(AND(public=TRUE,OR($D29<=threshold)),\"\",IFERROR(-1*INDEX(INDIRECT(\"Data[\"&Lists!T$12&\"]\"),MATCH($B29&$C29&$C$9&date_summary&$C$8,Data[[key]:[key]],0)),\"\"))","v":0.13292962312698364},4.0760251339674092,{"$f":"IF(AND(public=TRUE,OR($D29<=threshold)),\"\",IFERROR(INDEX(INDIRECT(\"Data[\"&Lists!V$12&\"]\"),MATCH($B29&$C29&$C$9&date_summary&$C$8,Data[[key]:[key]],0)),\"\"))","v":81.956069946289063},{"$f":"IF(AND(public=TRUE,OR($D29<=threshold)),\"\",IFERROR(INDEX(INDIRECT(\"Data[\"&Lists!AD$12&\"]\"),MATCH($B29&$C29&$C$9&date_summary&$C$8,Data[[key]:[key]],0)),\"\"))","v":1.7493287101387978E-2},{"$f":"IF(AND(public=TRUE,OR($D29<=threshold)),\"\",IFERROR(INDEX(INDIRECT(\"Data[\"&Lists!AE$12&\"]\"),MATCH($B29&$C29&$C$9&date_summary&$C$8,Data[[key]:[key]],0)),\"\"))","v":-7.5988931655883789},{"$f":"IF(AND(public=TRUE,OR($D29<=threshold)),\"\",IF(IFERROR(INDEX(INDIRECT(\"Data[\"&Lists!AF$12&\"]\"),MATCH($B29&$C29&$C$9&date_summary&$C$8,Data[[key]:[key]],0)),\"\"),\"Yes\",\"No\"))","v":"Yes"},{"$f":"IF(AND(public=TRUE,OR($D29<=threshold)),\"\",IF(IFERROR(INDEX(INDIRECT(\"Data[\"&Lists!AG$12&\"]\"),MATCH($B29&$C29&$C$9&date_summary&$C$8,Data[[key]:[key]],0)),\"\"),\"Yes\",\"No\"))","v":"Yes"}]
[null,{"$f":"Lists!G19","v":"Sublap"},{"$f":"Lists!H19","v":"SLAP_PGNP"},{"$f":"IFERROR(INDEX(INDIRECT(\"Data[\"&Lists!P$12&\"]\"),MATCH($B30&$C30&$C$9&date_summary&$C$8,Data[[key]:[key]],0)),\"\")","v":212},{"$f":"IF(AND(public=TRUE,OR($D30<=threshold)),\"\",IFERROR(INDEX(INDIRECT(\"Data[\"&Lists!R$12&\"]\"),MATCH($B30&$C30&$C$9&date_summary&$C$8,Data[[key]:[key]],0)),\"\"))","v":0.25199452042579651},{"$f":"IF(AND(public=TRUE,OR($D30<=threshold)),\"\",IFERROR(INDEX(INDIRECT(\"Data[\"&Lists!S$12&\"]\"),MATCH($B30&$C30&$C$9&date_summary&$C$8,Data[[key]:[key]],0)),\"\"))","v":-0.5318981409072876},{"$f":"IF(AND(public=TRUE,OR($D30<=threshold)),\"\",IFERROR(-1*INDEX(INDIRECT(\"Data[\"&Lists!T$12&\"]\"),MATCH($B30&$C30&$C$9&date_summary&$C$8,Data[[key]:[key]],0)),\"\"))","v":0.78389263153076172},3.1107526870275355,{"$f":"IF(AND(public=TRUE,OR($D30<=threshold)),\"\",IFERROR(INDEX(INDIRECT(\"Data[\"&Lists!V$12&\"]\"),MATCH($B30&$C30&$C$9&date_summary&$C$8,Data[[key]:[key]],0)),\"\"))","v":90.110984802246094},{"$f":"IF(AND(public=TRUE,OR($D30<=threshold)),\"\",IFERROR(INDEX(INDIRECT(\"Data[\"&Lists!AD$12&\"]\"),MATCH($B30&$C30&$C$9&date_summary&$C$8,Data[[key]:[key]],0)),\"\"))","v":4.553743451833725E-2},{"$f":"IF(AND(public=TRUE,OR($D30<=threshold)),\"\",IFERROR(INDEX(INDIRECT(\"Data[\"&Lists!AE$12&\"]\"),MATCH($B30&$C30&$C$9&date_summary&$C$8,Data[[key]:[key]],0)),\"\"))","v":-17.21424674987793},{"$f":"IF(AND(public=TRUE,OR($D30<=threshold)),\"\",IF(IFERROR(INDEX(INDIRECT(\"Data[\"&Lists!AF$12&\"]\"),MATCH($B30&$C30&$C$9&date_summary&$C$8,Data[[key]:[key]],0)),\"\"),\"Yes\",\"No\"))","v":"Yes"},{"$f":"IF(AND(public=TRUE,OR($D30<=threshold)),\"\",IF(IFERROR(INDEX(INDIRECT(\"Data[\"&Lists!AG$12&\"]\"),MATCH($B30&$C30&$C$9&date_summary&$C$8,Data[[key]:[key]],0)),\"\"),\"Yes\",\"No\"))","v":"Yes"}]
[null,{"$f":"Lists!G20","v":"Sublap"},{"$f":"Lists!H20","v":"SLAP_PGP2"},{"$f":"IFERROR(INDEX(INDIRECT(\"Data[\"&Lists!P$12&\"]\"),MATCH($B31&$C31&$C$9&date_summary&$C$8,Data[[key]:[key]],0)),\"\")","v":1025.3333333333333},{"$f":"IF(AND(public=TRUE,OR($D31<=threshold)),\"\",IFERROR(INDEX(INDIRECT(\"Data[\"&Lists!R$12&\"]\"),MATCH($B31&$C31&$C$9&date_summary&$C$8,Data[[key]:[key]],0)),\"\"))","v":0.493723064661026},{"$f":"IF(AND(public=TRUE,OR($D31<=threshold)),\"\",IFERROR(INDEX(INDIRECT(\"Data[\"&Lists!S$12&\"]\"),MATCH($B31&$C31&$C$9&date_summary&$C$8,Data[[key]:[key]],0)),\"\"))","v":-3.1223163604736328},{"$f":"IF(AND(public=TRUE,OR($D31<=threshold)),\"\",IFERROR(-1*INDEX(INDIRECT(\"Data[\"&Lists!T$12&\"]\"),MATCH($B31&$C31&$C$9&date_summary&$C$8,Data[[key]:[key]],0)),\"\"))","v":3.616039514541626},7.3240238776859243,{"$f":"IF(AND(public=TRUE,OR($D31<=threshold)),\"\",IFERROR(INDEX(INDIRECT(\"Data[\"&Lists!V$12&\"]\"),MATCH($B31&$C31&$C$9&date_summary&$C$8,Data[[key]:[key]],0)),\"\"))","v":75.48907470703125},{"$f":"IF(AND(public=TRUE,OR($D31<=threshold)),\"\",IFERROR(INDEX(INDIRECT(\"Data[\"&Lists!AD$12&\"]\"),MATCH($B31&$C31&$C$9&date_summary&$C$8,Data[[key]:[key]],0)),\"\"))","v":8.5409633815288544E-2},{"$f":"IF(AND(public=TRUE,OR($D31<=threshold)),\"\",IFERROR(INDEX(INDIRECT(\"Data[\"&Lists!AE$12&\"]\"),MATCH($B31&$C31&$C$9&date_summary&$C$8,Data[[key]:[key]],0)),\"\"))","v":-42.337604522705078},{"$f":"IF(AND(public=TRUE,OR($D31<=threshold)),\"\",IF(IFERROR(INDEX(INDIRECT(\"Data[\"&Lists!AF$12&\"]\"),MATCH($B31&$C31&$C$9&date_summary&$C$8,Data[[key]:[key]],0)),\"\"),\"Yes\",\"No\"))","v":"Yes"},{"$f":"IF(AND(public=TRUE,OR($D31<=threshold)),\"\",IF(IFERROR(INDEX(INDIRECT(\"Data[\"&Lists!AG$12&\"]\"),MATCH($B31&$C31&$C$9&date_summary&$C$8,Data[[key]:[key]],0)),\"\"),\"Yes\",\"No\"))","v":"Yes"}]
[null,{"$f":"Lists!G21","v":"Sublap"},{"$f":"Lists!H21","v":"SLAP_PGSB"},{"$f":"IFERROR(INDEX(INDIRECT(\"Data[\"&Lists!P$12&\"]\"),MATCH($B32&$C32&$C$9&date_summary&$C$8,Data[[key]:[key]],0)),\"\")","v":882.33333333333337},{"$f":"IF(AND(public=TRUE,OR($D32<=threshold)),\"\",IFERROR(INDEX(INDIRECT(\"Data[\"&Lists!R$12&\"]\"),MATCH($B32&$C32&$C$9&date_summary&$C$8,Data[[key]:[key]],0)),\"\"))","v":0.39988717436790466},{"$f":"IF(AND(public=TRUE,OR($D32<=threshold)),\"\",IFERROR(INDEX(INDIRECT(\"Data[\"&Lists!S$12&\"]\"),MATCH($B32&$C32&$C$9&date_summary&$C$8,Data[[key]:[key]],0)),\"\"))","v":-2.9019463062286377},{"$f":"IF(AND(public=TRUE,OR($D32<=threshold)),\"\",IFERROR(-1*INDEX(INDIRECT(\"Data[\"&Lists!T$12&\"]\"),MATCH($B32&$C32&$C$9&date_summary&$C$8,Data[[key]:[key]],0)),\"\"))","v":3.3018336296081543},8.2569130526061763,{"$f":"IF(AND(public=TRUE,OR($D32<=threshold)),\"\",IFERROR(INDEX(INDIRECT(\"Data[\"&Lists!V$12&\"]\"),MATCH($B32&$C32&$C$9&date_summary&$C$8,Data[[key]:[key]],0)),\"\"))","v":77.679580688476563},{"$f":"IF(AND(public=TRUE,OR($D32<=threshold)),\"\",IFERROR(INDEX(INDIRECT(\"Data[\"&Lists!AD$12&\"]\"),MATCH($B32&$C32&$C$9&date_summary&$C$8,Data[[key]:[key]],0)),\"\"))","v":8.0388426780700684E-2},{"$f":"IF(AND(public=TRUE,OR($D32<=threshold)),\"\",IFERROR(INDEX(INDIRECT(\"Data[\"&Lists!AE$12&\"]\"),MATCH($B32&$C32&$C$9&date_summary&$C$8,Data[[key]:[key]],0)),\"\"))","v":-41.073493957519531},{"$f":"IF(AND(public=TRUE,OR($D32<=threshold)),\"\",IF(IFERROR(INDEX(INDIRECT(\"Data[\"&Lists!AF$12&\"]\"),MATCH($B32&$C32&$C$9&date_summary&$C$8,Data[[key]:[key]],0)),\"\"),\"Yes\",\"No\"))","v":"Yes"},{"$f":"IF(AND(public=TRUE,OR($D32<=threshold)),\"\",IF(IFERROR(INDEX(INDIRECT(\"Data[\"&Lists!AG$12&\"]\"),MATCH($B32&$C32&$C$9&date_summary&$C$8,Data[[key]:[key]],0)),\"\"),\"Yes\",\"No\"))","v":"Yes"}]
[null,{"$f":"Lists!G22","v":"Sublap"},{"$f":"Lists!H22","v":"SLAP_PGSF"},{"$f":"IFERROR(INDEX(INDIRECT(\"Data[\"&Lists!P$12&\"]\"),MATCH($B33&$C33&$C$9&date_summary&$C$8,Data[[key]:[key]],0)),\"\")","v":278.66666666666669},{"$f":"IF(AND(public=TRUE,OR($D33<=threshold)),\"\",IFERROR(INDEX(INDIRECT(\"Data[\"&Lists!R$12&\"]\"),MATCH($B33&$C33&$C$9&date_summary&$C$8,Data[[key]:[key]],0)),\"\"))","v":4.0745139122009277E-2},{"$f":"IF(AND(public=TRUE,OR($D33<=threshold)),\"\",IFERROR(INDEX(INDIRECT(\"Data[\"&Lists!S$12&\"]\"),MATCH($B33&$C33&$C$9&date_summary&$C$8,Data[[key]:[key]],0)),\"\"))","v":-0.75170165300369263},{"$f":"IF(AND(public=TRUE,OR($D33<=threshold)),\"\",IFERROR(-1*INDEX(INDIRECT(\"Data[\"&Lists!T$12&\"]\"),MATCH($B33&$C33&$C$9&date_summary&$C$8,Data[[key]:[key]],0)),\"\"))","v":0.79244685173034668},19.448868473792771,{"$f":"IF(AND(public=TRUE,OR($D33<=threshold)),\"\",IFERROR(INDEX(INDIRECT(\"Data[\"&Lists!V$12&\"]\"),MATCH($B33&$C33&$C$9&date_summary&$C$8,Data[[key]:[key]],0)),\"\"))","v":64.519752502441406},{"$f":"IF(AND(public=TRUE,OR($D33<=threshold)),\"\",IFERROR(INDEX(INDIRECT(\"Data[\"&Lists!AD$12&\"]\"),MATCH($B33&$C33&$C$9&date_summary&$C$8,Data[[key]:[key]],0)),\"\"))","v":3.2056648284196854E-2},{"$f":"IF(AND(public=TRUE,OR($D33<=threshold)),\"\",IFERROR(INDEX(INDIRECT(\"Data[\"&Lists!AE$12&\"]\"),MATCH($B33&$C33&$C$9&date_summary&$C$8,Data[[key]:[key]],0)),\"\"))","v":-24.72020149230957},{"$f":"IF(AND(public=TRUE,OR($D33<=threshold)),\"\",IF(IFERROR(INDEX(INDIRECT(\"Data[\"&Lists!AF$12&\"]\"),MATCH($B33&$C33&$C$9&date_summary&$C$8,Data[[key]:[key]],0)),\"\"),\"Yes\",\"No\"))","v":"Yes"},{"$f":"IF(AND(public=TRUE,OR($D33<=threshold)),\"\",IF(IFERROR(INDEX(INDIRECT(\"Data[\"&Lists!AG$12&\"]\"),MATCH($B33&$C33&$C$9&date_summary&$C$8,Data[[key]:[key]],0)),\"\"),\"Yes\",\"No\"))","v":"Yes"}]
[null,{"$f":"Lists!G23","v":"Sublap"},{"$f":"Lists!H23","v":"SLAP_PGSI"},{"$f":"IFERROR(INDEX(INDIRECT(\"Data[\"&Lists!P$12&\"]\"),MATCH($B34&$C34&$C$9&date_summary&$C$8,Data[[key]:[key]],0)),\"\")","v":408.33333333333331},{"$f":"IF(AND(public=TRUE,OR($D34<=threshold)),\"\",IFERROR(INDEX(INDIRECT(\"Data[\"&Lists!R$12&\"]\"),MATCH($B34&$C34&$C$9&date_summary&$C$8,Data[[key]:[key]],0)),\"\"))","v":0.3159734308719635},{"$f":"IF(AND(public=TRUE,OR($D34<=threshold)),\"\",IFERROR(INDEX(INDIRECT(\"Data[\"&Lists!S$12&\"]\"),MATCH($B34&$C34&$C$9&date_summary&$C$8,Data[[key]:[key]],0)),\"\"))","v":-1.1737586259841919},{"$f":"IF(AND(public=TRUE,OR($D34<=threshold)),\"\",IFERROR(-1*INDEX(INDIRECT(\"Data[\"&Lists!T$12&\"]\"),MATCH($B34&$C34&$C$9&date_summary&$C$8,Data[[key]:[key]],0)),\"\"))","v":1.4897321462631226},4.7147386479680984,{"$f":"IF(AND(public=TRUE,OR($D34<=threshold)),\"\",IFERROR(INDEX(INDIRECT(\"Data[\"&Lists!V$12&\"]\"),MATCH($B34&$C34&$C$9&date_summary&$C$8,Data[[key]:[key]],0)),\"\"))","v":86.618240356445313},{"$f":"IF(AND(public=TRUE,OR($D34<=threshold)),\"\",IFERROR(INDEX(INDIRECT(\"Data[\"&Lists!AD$12&\"]\"),MATCH($B34&$C34&$C$9&date_summary&$C$8,Data[[key]:[key]],0)),\"\"))","v":6.3960067927837372E-2},{"$f":"IF(AND(public=TRUE,OR($D34<=threshold)),\"\",IFERROR(INDEX(INDIRECT(\"Data[\"&Lists!AE$12&\"]\"),MATCH($B34&$C34&$C$9&date_summary&$C$8,Data[[key]:[key]],0)),\"\"))","v":-23.291595458984375},{"$f":"IF(AND(public=TRUE,OR($D34<=threshold)),\"\",IF(IFERROR(INDEX(INDIRECT(\"Data[\"&Lists!AF$12&\"]\"),MATCH($B34&$C34&$C$9&date_summary&$C$8,Data[[key]:[key]],0)),\"\"),\"Yes\",\"No\"))","v":"Yes"},{"$f":"IF(AND(public=TRUE,OR($D34<=threshold)),\"\",IF(IFERROR(INDEX(INDIRECT(\"Data[\"&Lists!AG$12&\"]\"),MATCH($B34&$C34&$C$9&date_summary&$C$8,Data[[key]:[key]],0)),\"\"),\"Yes\",\"No\"))","v":"Yes"}]
[null,{"$f":"Lists!G24","v":"Sublap"},{"$f":"Lists!H24","v":"SLAP_PGST"},{"$f":"IFERROR(INDEX(INDIRECT(\"Data[\"&Lists!P$12&\"]\"),MATCH($B35&$C35&$C$9&date_summary&$C$8,Data[[key]:[key]],0)),\"\")","v":111},{"$f":"IF(AND(public=TRUE,OR($D35<=threshold)),\"\",IFERROR(INDEX(INDIRECT(\"Data[\"&Lists!R$12&\"]\"),MATCH($B35&$C35&$C$9&date_summary&$C$8,Data[[key]:[key]],0)),\"\"))","v":9.9397562444210052E-2},{"$f":"IF(AND(public=TRUE,OR($D35<=threshold)),\"\",IFERROR(INDEX(INDIRECT(\"Data[\"&Lists!S$12&\"]\"),MATCH($B35&$C35&$C$9&date_summary&$C$8,Data[[key]:[key]],0)),\"\"))","v":-0.2488132119178772},{"$f":"IF(AND(public=TRUE,OR($D35<=threshold)),\"\",IFERROR(-1*INDEX(INDIRECT(\"Data[\"&Lists!T$12&\"]\"),MATCH($B35&$C35&$C$9&date_summary&$C$8,Data[[key]:[key]],0)),\"\"))","v":0.34821078181266785},3.5032124858002618,{"$f":"IF(AND(public=TRUE,OR($D35<=threshold)),\"\",IFERROR(INDEX(INDIRECT(\"Data[\"&Lists!V$12&\"]\"),MATCH($B35&$C35&$C$9&date_summary&$C$8,Data[[key]:[key]],0)),\"\"))","v":89.589614868164063},{"$f":"IF(AND(public=TRUE,OR($D35<=threshold)),\"\",IFERROR(INDEX(INDIRECT(\"Data[\"&Lists!AD$12&\"]\"),MATCH($B35&$C35&$C$9&date_summary&$C$8,Data[[key]:[key]],0)),\"\"))","v":3.0558545142412186E-2},{"$f":"IF(AND(public=TRUE,OR($D35<=threshold)),\"\",IFERROR(INDEX(INDIRECT(\"Data[\"&Lists!AE$12&\"]\"),MATCH($B35&$C35&$C$9&date_summary&$C$8,Data[[key]:[key]],0)),\"\"))","v":-11.394874572753906},{"$f":"IF(AND(public=TRUE,OR($D35<=threshold)),\"\",IF(IFERROR(INDEX(INDIRECT(\"Data[\"&Lists!AF$12&\"]\"),MATCH($B35&$C35&$C$9&date_summary&$C$8,Data[[key]:[key]],0)),\"\"),\"Yes\",\"No\"))","v":"Yes"},{"$f":"IF(AND(public=TRUE,OR($D35<=threshold)),\"\",IF(IFERROR(INDEX(INDIRECT(\"Data[\"&Lists!AG$12&\"]\"),MATCH($B35&$C35&$C$9&date_summary&$C$8,Data[[key]:[key]],0)),\"\"),\"Yes\",\"No\"))","v":"Yes"}]
[null,{"$f":"Lists!G25","v":"Sublap"},{"$f":"Lists!H25","v":"SLAP_PGZP"},{"$f":"IFERROR(INDEX(INDIRECT(\"Data[\"&Lists!P$12&\"]\"),MATCH($B36&$C36&$C$9&date_summary&$C$8,Data[[key]:[key]],0)),\"\")","v":230},{"$f":"IF(AND(public=TRUE,OR($D36<=threshold)),\"\",IFERROR(INDEX(INDIRECT(\"Data[\"&Lists!R$12&\"]\"),MATCH($B36&$C36&$C$9&date_summary&$C$8,Data[[key]:[key]],0)),\"\"))","v":9.8246082663536072E-2},{"$f":"IF(AND(public=TRUE,OR($D36<=threshold)),\"\",IFERROR(INDEX(INDIRECT(\"Data[\"&Lists!S$12&\"]\"),MATCH($B36&$C36&$C$9&date_summary&$C$8,Data[[key]:[key]],0)),\"\"))","v":-0.6242709755897522},{"$f":"IF(AND(public=TRUE,OR($D36<=threshold)),\"\",IFERROR(-1*INDEX(INDIRECT(\"Data[\"&Lists!T$12&\"]\"),MATCH($B36&$C36&$C$9&date_summary&$C$8,Data[[key]:[key]],0)),\"\"))","v":0.72251707315444946},7.3541565583724884,{"$f":"IF(AND(public=TRUE,OR($D36<=threshold)),\"\",IFERROR(INDEX(INDIRECT(\"Data[\"&Lists!V$12&\"]\"),MATCH($B36&$C36&$C$9&date_summary&$C$8,Data[[key]:[key]],0)),\"\"))","v":73.242500305175781},{"$f":"IF(AND(public=TRUE,OR($D36<=threshold)),\"\",IFERROR(INDEX(INDIRECT(\"Data[\"&Lists!AD$12&\"]\"),MATCH($B36&$C36&$C$9&date_summary&$C$8,Data[[key]:[key]],0)),\"\"))","v":4.1992314159870148E-2},{"$f":"IF(AND(public=TRUE,OR($D36<=threshold)),\"\",IFERROR(INDEX(INDIRECT(\"Data[\"&Lists!AE$12&\"]\"),MATCH($B36&$C36&$C$9&date_summary&$C$8,Data[[key]:[key]],0)),\"\"))","v":-17.205936431884766},{"$f":"IF(AND(public=TRUE,OR($D36<=threshold)),\"\",IF(IFERROR(INDEX(INDIRECT(\"Data[\"&Lists!AF$12&\"]\"),MATCH($B36&$C36&$C$9&date_summary&$C$8,Data[[key]:[key]],0)),\"\"),\"Yes\",\"No\"))","v":"Yes"},{"$f":"IF(AND(public=TRUE,OR($D36<=threshold)),\"\",IF(IFERROR(INDEX(INDIRECT(\"Data[\"&Lists!AG$12&\"]\"),MATCH($B36&$C36&$C$9&date_summary&$C$8,Data[[key]:[key]],0)),\"\"),\"Yes\",\"No\"))","v":"Yes"}]

{"sheet":"Event Summary","index":2,"n_rows":42,"n_cols":13,"rows_kept":42,"cut":false,"hidden":false,"merged":[]}
[]
[{"$f":"Results!A2","v":"Pacific Gas & Electric"}]
[{"$f":"Results!A3","v":"2023 Ex Post Load Impacts - ELRP A4"}]
[]
[null,"Table 1: Menu options"]
[null,"Type of results","Average Customer"]
[null,"Category","All"]
[null,"Subcategory","All study segments"]
[null,"Load","Net Load"]
[null,"Hour of Day","Event Window"]
[null,"Table 2: Impact summary by event",null,null,{"$f":"\"Whole House - \"&result_type_events","v":"Whole House - Average Customer"}]
[null,"Event date","Event window","Total dispatched sites",{"$f":"\"Reference load (\"&units_events&\")\"","v":"Reference load (kW)"},{"$f":"\"Load w/ DR (\"&units_events&\")\"","v":"Load w/ DR (kW)"},{"$f":"\"Load reduction (\"&units_events&\")\"","v":"Load reduction (kW)"},"% Load reduction","Avg temp (F, site weighted)","Std. error","t-stat","Sig 90%","Sig 95%"]
[null,"7/20/2023",{"$f":"Lists!M2","v":"Avg. 8 to 9 pm"},{"$f":"IFERROR(INDEX(INDIRECT(\"Data[\"&Lists!P$16&\"]\"),MATCH(category_events&subcategory_events&$C$9&$B13&$C$10,Data[[key]:[key]],0)),\"\")","v":5784},{"$f":"IF(AND(public=TRUE,OR($D13<=threshold)),\"\",IFERROR(INDEX(INDIRECT(\"Data[\"&Lists!R$16&\"]\"),MATCH(category_events&subcategory_events&$C$9&$B13&$C$10,Data[[key]:[key]],0)),\"\"))","v":0.97494077682495117},{"$f":"IF(AND(public=TRUE,OR($D13<=threshold)),\"\",IFERROR(INDEX(INDIRECT(\"Data[\"&Lists!S$16&\"]\"),MATCH(category_events&subcategory_events&$C$9&$B13&$C$10,Data[[key]:[key]],0)),\"\"))","v":-2.7984323501586914},{"$f":"IF(AND(public=TRUE,OR($D13<=threshold)),\"\",IFERROR(-1*INDEX(INDIRECT(\"Data[\"&Lists!T$16&\"]\"),MATCH(category_events&subcategory_events&$C$9&$B13&$C$10,Data[[key]:[key]],0)),\"\"))","v":3.7733731269836426},{"$f":"IFERROR(G13/E13,\"\")","v":3.8703613764850711},{"$f":"IF(AND(public=TRUE,OR($D13<=threshold)),\"\",IFERROR(INDEX(INDIRECT(\"Data[\"&Lists!V$16&\"]\"),MATCH(category_events&subcategory_events&$C$9&$B13&$C$10,Data[[key]:[key]],0)),\"\"))","v":74.783737182617188},{"$f":"IF(AND(public=TRUE,OR($D13<=threshold)),\"\",IFERROR(INDEX(INDIRECT(\"Data[\"&Lists!W$16&\"]\"),MATCH(category_events&subcategory_events&$C$9&$B13&$C$10,Data[[key]:[key]],0)),\"\"))","v":-3.6910045146942139},{"$f":"IF(AND(public=TRUE,OR($D13<=threshold)),\"\",IFERROR(INDEX(INDIRECT(\"Data[\"&Lists!X$16&\"]\"),MATCH(category_events&subcategory_events&$C$9&$B13&$C$10,Data[[key]:[key]],0)),\"\"))","v":-3.7091975212097168},{"$f":"IF(AND(public=TRUE,OR($D13<=threshold)),\"\",IFERROR(IF(INDEX(INDIRECT(\"Data[\"&Lists!AF$16&\"]\"),MATCH(category_events&subcategory_events&$C$9&$B13&$C$10,Data[[key]:[key]],0)),\"Yes\",\"No\"),\"\"))","v":"Yes"},{"$f":"IF(AND(public=TRUE,OR($D13<=threshold)),\"\",IFERROR(IF(INDEX(INDIRECT(\"Data[\"&Lists!AG$16&\"]\"),MATCH(category_events&subcategory_events&$C$9&$B13&$C$10,Data[[key]:[key]],0)),\"Yes\",\"No\"),\"\"))","v":"Yes"}]
[null,"7/25/2023",{"$f":"Lists!M3","v":"Avg. 8 to 9 pm"},{"$f":"IFERROR(INDEX(INDIRECT(\"Data[\"&Lists!P$16&\"]\"),MATCH(category_events&subcategory_events&$C$9&$B14&$C$10,Data[[key]:[key]],0)),\"\")","v":5804},{"$f":"IF(AND(public=TRUE,OR($D14<=threshold)),\"\",IFERROR(INDEX(INDIRECT(\"Data[\"&Lists!R$16&\"]\"),MATCH(category_events&subcategory_events&$C$9&$B14&$C$10,Data[[key]:[key]],0)),\"\"))","v":0.80340325832366943},{"$f":"IF(AND(public=TRUE,OR($D14<=threshold)),\"\",IFERROR(INDEX(INDIRECT(\"Data[\"&Lists!S$16&\"]\"),MATCH(category_events&subcategory_events&$C$9&$B14&$C$10,Data[[key]:[key]],0)),\"\"))","v":-3.4234864711761475},{"$f":"IF(AND(public=TRUE,OR($D14<=threshold)),\"\",IFERROR(-1*INDEX(INDIRECT(\"Data[\"&Lists!T$16&\"]\"),MATCH(category_events&subcategory_events&$C$9&$B14&$C$10,Data[[key]:[key]],0)),\"\"))","v":4.2268896102905273},{"$f":"IFERROR(G14/E14,\"\")","v":5.2612303553636171},{"$f":"IF(AND(public=TRUE,OR($D14<=threshold)),\"\",IFERROR(INDEX(INDIRECT(\"Data[\"&Lists!V$16&\"]\"),MATCH(category_events&subcategory_events&$C$9&$B14&$C$10,Data[[key]:[key]],0)),\"\"))","v":75.830947875976563},{"$f":"IF(AND(public=TRUE,OR($D14<=threshold)),\"\",IFERROR(INDEX(INDIRECT(\"Data[\"&Lists!W$16&\"]\"),MATCH(category_events&subcategory_events&$C$9&$B14&$C$10,Data[[key]:[key]],0)),\"\"))","v":-4.1300220489501953},{"$f":"IF(AND(public=TRUE,OR($D14<=threshold)),\"\",IFERROR(INDEX(INDIRECT(\"Data[\"&Lists!X$16&\"]\"),MATCH(category_events&subcategory_events&$C$9&$B14&$C$10,Data[[key]:[key]],0)),\"\"))","v":-4.1514172554016113},{"$f":"IF(AND(public=TRUE,OR($D14<=threshold)),\"\",IFERROR(IF(INDEX(INDIRECT(\"Data[\"&Lists!AF$16&\"]\"),MATCH(category_events&subcategory_events&$C$9&$B14&$C$10,Data[[key]:[key]],0)),\"Yes\",\"No\"),\"\"))","v":"Yes"},{"$f":"IF(AND(public=TRUE,OR($D14<=threshold)),\"\",IFERROR(IF(INDEX(INDIRECT(\"Data[\"&Lists!AG$16&\"]\"),MATCH(category_events&subcategory_events&$C$9&$B14&$C$10,Data[[key]:[key]],0)),\"Yes\",\"No\"),\"\"))","v":"Yes"}]
[null,"7/26/2023",{"$f":"Lists!M4","v":"Avg. 6 to 9 pm"},{"$f":"IFERROR(INDEX(INDIRECT(\"Data[\"&Lists!P$16&\"]\"),MATCH(category_events&subcategory_events&$C$9&$B15&$C$10,Data[[key]:[key]],0)),\"\")","v":5803},{"$f":"IF(AND(public=TRUE,OR($D15<=threshold)),\"\",IFERROR(INDEX(INDIRECT(\"Data[\"&Lists!R$16&\"]\"),MATCH(category_events&subcategory_events&$C$9&$B15&$C$10,Data[[key]:[key]],0)),\"\"))","v":0.29716691374778748},{"$f":"IF(AND(public=TRUE,OR($D15<=threshold)),\"\",IFERROR(INDEX(INDIRECT(\"Data[\"&Lists!S$16&\"]\"),MATCH(category_events&subcategory_events&$C$9&$B15&$C$10,Data[[key]:[key]],0)),\"\"))","v":-3.5420775413513184},{"$f":"IF(AND(public=TRUE,OR($D15<=threshold)),\"\",IFERROR(-1*INDEX(INDIRECT(\"Data[\"&Lists!T$16&\"]\"),MATCH(category_events&subcategory_events&$C$9&$B15&$C$10,Data[[key]:[key]],0)),\"\"))","v":3.8392443656921387},12.919487964769171,{"$f":"IF(AND(public=TRUE,OR($D15<=threshold)),\"\",IFERROR(INDEX(INDIRECT(\"Data[\"&Lists!V$16&\"]\"),MATCH(category_events&subcategory_events&$C$9&$B15&$C$10,Data[[key]:[key]],0)),\"\"))","v":73.918190002441406},{"$f":"IF(AND(public=TRUE,OR($D15<=threshold)),\"\",IFERROR(INDEX(INDIRECT(\"Data[\"&Lists!W$16&\"]\"),MATCH(category_events&subcategory_events&$C$9&$B15&$C$10,Data[[key]:[key]],0)),\"\"))","v":-3.7734618186950684},{"$f":"IF(AND(public=TRUE,OR($D15<=threshold)),\"\",IFERROR(INDEX(INDIRECT(\"Data[\"&Lists!X$16&\"]\"),MATCH(category_events&subcategory_events&$C$9&$B15&$C$10,Data[[key]:[key]],0)),\"\"))","v":-3.7879912853240967},{"$f":"IF(AND(public=TRUE,OR($D15<=threshold)),\"\",IFERROR(IF(INDEX(INDIRECT(\"Data[\"&Lists!AF$16&\"]\"),MATCH(category_events&subcategory_events&$C$9&$B15&$C$10,Data[[key]:[key]],0)),\"Yes\",\"No\"),\"\"))","v":"Yes"},{"$f":"IF(AND(public=TRUE,OR($D15<=threshold)),\"\",IFERROR(IF(INDEX(INDIRECT(\"Data[\"&Lists!AG$16&\"]\"),MATCH(category_events&subcategory_events&$C$9&$B15&$C$10,Data[[key]:[key]],0)),\"Yes\",\"No\"),\"\"))","v":"Yes"}]
[null,"8/28/2023",{"$f":"Lists!M5","v":"Avg. 6 to 9 pm"},{"$f":"IFERROR(INDEX(INDIRECT(\"Data[\"&Lists!P$16&\"]\"),MATCH(category_events&subcategory_events&$C$9&$B16&$C$10,Data[[key]:[key]],0)),\"\")","v":6094},{"$f":"IF(AND(public=TRUE,OR($D16<=threshold)),\"\",IFERROR(INDEX(INDIRECT(\"Data[\"&Lists!R$16&\"]\"),MATCH(category_events&subcategory_events&$C$9&$B16&$C$10,Data[[key]:[key]],0)),\"\"))","v":0.49388650059700012},{"$f":"IF(AND(public=TRUE,OR($D16<=threshold)),\"\",IFERROR(INDEX(INDIRECT(\"Data[\"&Lists!S$16&\"]\"),MATCH(category_events&subcategory_events&$C$9&$B16&$C$10,Data[[key]:[key]],0)),\"\"))","v":-2.9702301025390625},{"$f":"IF(AND(public=TRUE,OR($D16<=threshold)),\"\",IFERROR(-1*INDEX(INDIRECT(\"Data[\"&Lists!T$16&\"]\"),MATCH(category_events&subcategory_events&$C$9&$B16&$C$10,Data[[key]:[key]],0)),\"\"))","v":3.4641165733337402},7.0139932335595025,{"$f":"IF(AND(public=TRUE,OR($D16<=threshold)),\"\",IFERROR(INDEX(INDIRECT(\"Data[\"&Lists!V$16&\"]\"),MATCH(category_events&subcategory_events&$C$9&$B16&$C$10,Data[[key]:[key]],0)),\"\"))","v":76.952125549316406},{"$f":"IF(AND(public=TRUE,OR($D16<=threshold)),\"\",IFERROR(INDEX(INDIRECT(\"Data[\"&Lists!W$16&\"]\"),MATCH(category_events&subcategory_events&$C$9&$B16&$C$10,Data[[key]:[key]],0)),\"\"))","v":-3.3982555866241455},{"$f":"IF(AND(public=TRUE,OR($D16<=threshold)),\"\",IFERROR(INDEX(INDIRECT(\"Data[\"&Lists!X$16&\"]\"),MATCH(category_events&subcategory_events&$C$9&$B16&$C$10,Data[[key]:[key]],0)),\"\"))","v":-3.4128024578094482},{"$f":"IF(AND(public=TRUE,OR($D16<=threshold)),\"\",IFERROR(IF(INDEX(INDIRECT(\"Data[\"&Lists!AF$16&\"]\"),MATCH(category_events&subcategory_events&$C$9&$B16&$C$10,Data[[key]:[key]],0)),\"Yes\",\"No\"),\"\"))","v":"Yes"},{"$f":"IF(AND(public=TRUE,OR($D16<=threshold)),\"\",IFERROR(IF(INDEX(INDIRECT(\"Data[\"&Lists!AG$16&\"]\"),MATCH(category_events&subcategory_events&$C$9&$B16&$C$10,Data[[key]:[key]],0)),\"Yes\",\"No\"),\"\"))","v":"Yes"}]
[null,"8/29/2023",{"$f":"Lists!M6","v":"Avg. 4 to 9 pm"},{"$f":"IFERROR(INDEX(INDIRECT(\"Data[\"&Lists!P$16&\"]\"),MATCH(category_events&subcategory_events&$C$9&$B17&$C$10,Data[[key]:[key]],0)),\"\")","v":6095},{"$f":"IF(AND(public=TRUE,OR($D17<=threshold)),\"\",IFERROR(INDEX(INDIRECT(\"Data[\"&Lists!R$16&\"]\"),MATCH(category_events&subcategory_events&$C$9&$B17&$C$10,Data[[key]:[key]],0)),\"\"))","v":-0.32687848806381226},{"$f":"IF(AND(public=TRUE,OR($D17<=threshold)),\"\",IFERROR(INDEX(INDIRECT(\"Data[\"&Lists!S$16&\"]\"),MATCH(category_events&subcategory_events&$C$9&$B17&$C$10,Data[[key]:[key]],0)),\"\"))","v":-2.1517734527587891},{"$f":"IF(AND(public=TRUE,OR($D17<=threshold)),\"\",IFERROR(-1*INDEX(INDIRECT(\"Data[\"&Lists!T$16&\"]\"),MATCH(category_events&subcategory_events&$C$9&$B17&$C$10,Data[[key]:[key]],0)),\"\"))","v":1.8248950242996216},-5.5827932731485559,{"$f":"IF(AND(public=TRUE,OR($D17<=threshold)),\"\",IFERROR(INDEX(INDIRECT(\"Data[\"&Lists!V$16&\"]\"),MATCH(category_events&subcategory_events&$C$9&$B17&$C$10,Data[[key]:[key]],0)),\"\"))","v":81.588432312011719},{"$f":"IF(AND(public=TRUE,OR($D17<=threshold)),\"\",IFERROR(INDEX(INDIRECT(\"Data[\"&Lists!W$16&\"]\"),MATCH(category_events&subcategory_events&$C$9&$B17&$C$10,Data[[key]:[key]],0)),\"\"))","v":-1.7787554264068604},{"$f":"IF(AND(public=TRUE,OR($D17<=threshold)),\"\",IFERROR(INDEX(INDIRECT(\"Data[\"&Lists!X$16&\"]\"),MATCH(category_events&subcategory_events&$C$9&$B17&$C$10,Data[[key]:[key]],0)),\"\"))","v":-1.7889463901519775},{"$f":"IF(AND(public=TRUE,OR($D17<=threshold)),\"\",IFERROR(IF(INDEX(INDIRECT(\"Data[\"&Lists!AF$16&\"]\"),MATCH(category_events&subcategory_events&$C$9&$B17&$C$10,Data[[key]:[key]],0)),\"Yes\",\"No\"),\"\"))","v":"Yes"},{"$f":"IF(AND(public=TRUE,OR($D17<=threshold)),\"\",IFERROR(IF(INDEX(INDIRECT(\"Data[\"&Lists!AG$16&\"]\"),MATCH(category_events&subcategory_events&$C$9&$B17&$C$10,Data[[key]:[key]],0)),\"Yes\",\"No\"),\"\"))","v":"Yes"}]
[null,"8/30/2023",{"$f":"Lists!M7","v":"Avg. 6 to 9 pm"},{"$f":"IFERROR(INDEX(INDIRECT(\"Data[\"&Lists!P$16&\"]\"),MATCH(category_events&subcategory_events&$C$9&$B18&$C$10,Data[[key]:[key]],0)),\"\")","v":6113},{"$f":"IF(AND(public=TRUE,OR($D18<=threshold)),\"\",IFERROR(INDEX(INDIRECT(\"Data[\"&Lists!R$16&\"]\"),MATCH(category_events&subcategory_events&$C$9&$B18&$C$10,Data[[key]:[key]],0)),\"\"))","v":0.89893937110900879},{"$f":"IF(AND(public=TRUE,OR($D18<=threshold)),\"\",IFERROR(INDEX(INDIRECT(\"Data[\"&Lists!S$16&\"]\"),MATCH(category_events&subcategory_events&$C$9&$B18&$C$10,Data[[key]:[key]],0)),\"\"))","v":-2.5142967700958252},{"$f":"IF(AND(public=TRUE,OR($D18<=threshold)),\"\",IFERROR(-1*INDEX(INDIRECT(\"Data[\"&Lists!T$16&\"]\"),MATCH(category_events&subcategory_events&$C$9&$B18&$C$10,Data[[key]:[key]],0)),\"\"))","v":3.413236141204834},3.7969592287341611,{"$f":"IF(AND(public=TRUE,OR($D18<=threshold)),\"\",IFERROR(INDEX(INDIRECT(\"Data[\"&Lists!V$16&\"]\"),MATCH(category_events&subcategory_events&$C$9&$B18&$C$10,Data[[key]:[key]],0)),\"\"))","v":84.336174011230469},{"$f":"IF(AND(public=TRUE,OR($D18<=threshold)),\"\",IFERROR(INDEX(INDIRECT(\"Data[\"&Lists!W$16&\"]\"),MATCH(category_events&subcategory_events&$C$9&$B18&$C$10,Data[[key]:[key]],0)),\"\"))","v":-3.3458387851715088},{"$f":"IF(AND(public=TRUE,OR($D18<=threshold)),\"\",IFERROR(INDEX(INDIRECT(\"Data[\"&Lists!X$16&\"]\"),MATCH(category_events&subcategory_events&$C$9&$B18&$C$10,Data[[key]:[key]],0)),\"\"))","v":-3.360724925994873},{"$f":"IF(AND(public=TRUE,OR($D18<=threshold)),\"\",IFERROR(IF(INDEX(INDIRECT(\"Data[\"&Lists!AF$16&\"]\"),MATCH(category_events&subcategory_events&$C$9&$B18&$C$10,Data[[key]:[key]],0)),\"Yes\",\"No\"),\"\"))","v":"Yes"},{"$f":"IF(AND(public=TRUE,OR($D18<=threshold)),\"\",IFERROR(IF(INDEX(INDIRECT(\"Data[\"&Lists!AG$16&\"]\"),MATCH(category_events&subcategory_events&$C$9&$B18&$C$10,Data[[key]:[key]],0)),\"Yes\",\"No\"),\"\"))","v":"Yes"}]
[null,"9/19/2023",{"$f":"Lists!M8","v":"Avg. 5 to 9 pm"},{"$f":"IFERROR(INDEX(INDIRECT(\"Data[\"&Lists!P$16&\"]\"),MATCH(category_events&subcategory_events&$C$9&$B19&$C$10,Data[[key]:[key]],0)),\"\")","v":6158},{"$f":"IF(AND(public=TRUE,OR($D19<=threshold)),\"\",IFERROR(INDEX(INDIRECT(\"Data[\"&Lists!R$16&\"]\"),MATCH(category_events&subcategory_events&$C$9&$B19&$C$10,Data[[key]:[key]],0)),\"\"))","v":5.6760974228382111E-2},{"$f":"IF(AND(public=TRUE,OR($D19<=threshold)),\"\",IFERROR(INDEX(INDIRECT(\"Data[\"&Lists!S$16&\"]\"),MATCH(category_events&subcategory_events&$C$9&$B19&$C$10,Data[[key]:[key]],0)),\"\"))","v":-2.5166876316070557},{"$f":"IF(AND(public=TRUE,OR($D19<=threshold)),\"\",IFERROR(-1*INDEX(INDIRECT(\"Data[\"&Lists!T$16&\"]\"),MATCH(category_events&subcategory_events&$C$9&$B19&$C$10,Data[[key]:[key]],0)),\"\"))","v":2.573448657989502},45.338345456070485,{"$f":"IF(AND(public=TRUE,OR($D19<=threshold)),\"\",IFERROR(INDEX(INDIRECT(\"Data[\"&Lists!V$16&\"]\"),MATCH(category_events&subcategory_events&$C$9&$B19&$C$10,Data[[key]:[key]],0)),\"\"))","v":69.726448059082031},{"$f":"IF(AND(public=TRUE,OR($D19<=threshold)),\"\",IFERROR(INDEX(INDIRECT(\"Data[\"&Lists!W$16&\"]\"),MATCH(category_events&subcategory_events&$C$9&$B19&$C$10,Data[[key]:[key]],0)),\"\"))","v":-2.5242414474487305},{"$f":"IF(AND(public=TRUE,OR($D19<=threshold)),\"\",IFERROR(INDEX(INDIRECT(\"Data[\"&Lists!X$16&\"]\"),MATCH(category_events&subcategory_events&$C$9&$B19&$C$10,Data[[key]:[key]],0)),\"\"))","v":-2.5351099967956543},{"$f":"IF(AND(public=TRUE,OR($D19<=threshold)),\"\",IFERROR(IF(INDEX(INDIRECT(\"Data[\"&Lists!AF$16&\"]\"),MATCH(category_events&subcategory_events&$C$9&$B19&$C$10,Data[[key]:[key]],0)),\"Yes\",\"No\"),\"\"))","v":"Yes"},{"$f":"IF(AND(public=TRUE,OR($D19<=threshold)),\"\",IFERROR(IF(INDEX(INDIRECT(\"Data[\"&Lists!AG$16&\"]\"),MATCH(category_events&subcategory_events&$C$9&$B19&$C$10,Data[[key]:[key]],0)),\"Yes\",\"No\"),\"\"))","v":"Yes"}]
[null,"Avg Weekday 8-9pm",{"$f":"Lists!M9","v":"Avg. 8 to 9 pm"},{"$f":"IFERROR(INDEX(INDIRECT(\"Data[\"&Lists!P$16&\"]\"),MATCH(category_events&subcategory_events&$C$9&$B20&$C$10,Data[[key]:[key]],0)),\"\")","v":5794},{"$f":"IF(AND(public=TRUE,OR($D20<=threshold)),\"\",IFERROR(INDEX(INDIRECT(\"Data[\"&Lists!R$16&\"]\"),MATCH(category_events&subcategory_events&$C$9&$B20&$C$10,Data[[key]:[key]],0)),\"\"))","v":0.88934791088104248},{"$f":"IF(AND(public=TRUE,OR($D20<=threshold)),\"\",IFERROR(INDEX(INDIRECT(\"Data[\"&Lists!S$16&\"]\"),MATCH(category_events&subcategory_events&$C$9&$B20&$C$10,Data[[key]:[key]],0)),\"\"))","v":-3.1123299598693848},{"$f":"IF(AND(public=TRUE,OR($D20<=threshold)),\"\",IFERROR(-1*INDEX(INDIRECT(\"Data[\"&Lists!T$16&\"]\"),MATCH(category_events&subcategory_events&$C$9&$B20&$C$10,Data[[key]:[key]],0)),\"\"))","v":4.0016779899597168},4.4995641649345188,{"$f":"IF(AND(public=TRUE,OR($D20<=threshold)),\"\",IFERROR(INDEX(INDIRECT(\"Data[\"&Lists!V$16&\"]\"),MATCH(category_events&subcategory_events&$C$9&$B20&$C$10,Data[[key]:[key]],0)),\"\"))","v":75.314697265625},{"$f":"IF(AND(public=TRUE,OR($D20<=threshold)),\"\",IFERROR(INDEX(INDIRECT(\"Data[\"&Lists!W$16&\"]\"),MATCH(category_events&subcategory_events&$C$9&$B20&$C$10,Data[[key]:[key]],0)),\"\"))","v":-3.9203925132751465},{"$f":"IF(AND(public=TRUE,OR($D20<=threshold)),\"\",IFERROR(INDEX(INDIRECT(\"Data[\"&Lists!X$16&\"]\"),MATCH(category_events&subcategory_events&$C$9&$B20&$C$10,Data[[key]:[key]],0)),\"\"))","v":-3.9383461475372314},{"$f":"IF(AND(public=TRUE,OR($D20<=threshold)),\"\",IFERROR(IF(INDEX(INDIRECT(\"Data[\"&Lists!AF$16&\"]\"),MATCH(category_events&subcategory_events&$C$9&$B20&$C$10,Data[[key]:[key]],0)),\"Yes\",\"No\"),\"\"))","v":"Yes"},{"$f":"IF(AND(public=TRUE,OR($D20<=threshold)),\"\",IFERROR(IF(INDEX(INDIRECT(\"Data[\"&Lists!AG$16&\"]\"),MATCH(category_events&subcategory_events&$C$9&$B20&$C$10,Data[[key]:[key]],0)),\"Yes\",\"No\"),\"\"))","v":"Yes"}]
[null,"Avg Weekday 6-9pm",{"$f":"Lists!M10","v":"Avg. 6 to 9 pm"},{"$f":"IFERROR(INDEX(INDIRECT(\"Data[\"&Lists!P$16&\"]\"),MATCH(category_events&subcategory_events&$C$9&$B21&$C$10,Data[[key]:[key]],0)),\"\")","v":6003.333333333333},{"$f":"IF(AND(public=TRUE,OR($D21<=threshold)),\"\",IFERROR(INDEX(INDIRECT(\"Data[\"&Lists!R$16&\"]\"),MATCH(category_events&subcategory_events&$C$9&$B21&$C$10,Data[[key]:[key]],0)),\"\"))","v":0.57380932569503784},{"$f":"IF(AND(public=TRUE,OR($D21<=threshold)),\"\",IFERROR(INDEX(INDIRECT(\"Data[\"&Lists!S$16&\"]\"),MATCH(category_events&subcategory_events&$C$9&$B21&$C$10,Data[[key]:[key]],0)),\"\"))","v":-2.9869379997253418},{"$f":"IF(AND(public=TRUE,OR($D21<=threshold)),\"\",IFERROR(-1*INDEX(INDIRECT(\"Data[\"&Lists!T$16&\"]\"),MATCH(category_events&subcategory_events&$C$9&$B21&$C$10,Data[[key]:[key]],0)),\"\"))","v":3.5607473850250244},6.2054540168234444,{"$f":"IF(AND(public=TRUE,OR($D21<=threshold)),\"\",IFERROR(INDEX(INDIRECT(\"Data[\"&Lists!V$16&\"]\"),MATCH(category_events&subcategory_events&$C$9&$B21&$C$10,Data[[key]:[key]],0)),\"\"))","v":78.52349853515625},{"$f":"IF(AND(public=TRUE,OR($D21<=threshold)),\"\",IFERROR(INDEX(INDIRECT(\"Data[\"&Lists!W$16&\"]\"),MATCH(category_events&subcategory_events&$C$9&$B21&$C$10,Data[[key]:[key]],0)),\"\"))","v":-3.5036129951477051},{"$f":"IF(AND(public=TRUE,OR($D21<=threshold)),\"\",IFERROR(INDEX(INDIRECT(\"Data[\"&Lists!X$16&\"]\"),MATCH(category_events&subcategory_events&$C$9&$B21&$C$10,Data[[key]:[key]],0)),\"\"))","v":-3.5162324905395508},{"$f":"IF(AND(public=TRUE,OR($D21<=threshold)),\"\",IFERROR(IF(INDEX(INDIRECT(\"Data[\"&Lists!AF$16&\"]\"),MATCH(category_events&subcategory_events&$C$9&$B21&$C$10,Data[[key]:[key]],0)),\"Yes\",\"No\"),\"\"))","v":"Yes"},{"$f":"IF(AND(public=TRUE,OR($D21<=threshold)),\"\",IFERROR(IF(INDEX(INDIRECT(\"Data[\"&Lists!AG$16&\"]\"),MATCH(category_events&subcategory_events&$C$9&$B21&$C$10,Data[[key]:[key]],0)),\"Yes\",\"No\"),\"\"))","v":"Yes"}]
[null,"Avg Weekday (any)",{"$f":"Lists!M11","v":"Avg. 4 to 9 pm"},{"$f":"IFERROR(INDEX(INDIRECT(\"Data[\"&Lists!P$16&\"]\"),MATCH(category_events&subcategory_events&$C$9&$B22&$C$10,Data[[key]:[key]],0)),\"\")","v":5978.7142857142853},{"$f":"IF(AND(public=TRUE,OR($D22<=threshold)),\"\",IFERROR(INDEX(INDIRECT(\"Data[\"&Lists!R$16&\"]\"),MATCH(category_events&subcategory_events&$C$9&$B22&$C$10,Data[[key]:[key]],0)),\"\"))","v":0.26966089010238647},{"$f":"IF(AND(public=TRUE,OR($D22<=threshold)),\"\",IFERROR(INDEX(INDIRECT(\"Data[\"&Lists!S$16&\"]\"),MATCH(category_events&subcategory_events&$C$9&$B22&$C$10,Data[[key]:[key]],0)),\"\"))","v":-2.6929028034210205},{"$f":"IF(AND(public=TRUE,OR($D22<=threshold)),\"\",IFERROR(-1*INDEX(INDIRECT(\"Data[\"&Lists!T$16&\"]\"),MATCH(category_events&subcategory_events&$C$9&$B22&$C$10,Data[[key]:[key]],0)),\"\"))","v":2.9625637531280518},10.986256672234552,{"$f":"IF(AND(public=TRUE,OR($D22<=threshold)),\"\",IFERROR(INDEX(INDIRECT(\"Data[\"&Lists!V$16&\"]\"),MATCH(category_events&subcategory_events&$C$9&$B22&$C$10,Data[[key]:[key]],0)),\"\"))","v":77.135887145996094},{"$f":"IF(AND(public=TRUE,OR($D22<=threshold)),\"\",IFERROR(INDEX(INDIRECT(\"Data[\"&Lists!W$16&\"]\"),MATCH(category_events&subcategory_events&$C$9&$B22&$C$10,Data[[key]:[key]],0)),\"\"))","v":-2.9147164821624756},{"$f":"IF(AND(public=TRUE,OR($D22<=threshold)),\"\",IFERROR(INDEX(INDIRECT(\"Data[\"&Lists!X$16&\"]\"),MATCH(category_events&subcategory_events&$C$9&$B22&$C$10,Data[[key]:[key]],0)),\"\"))","v":-2.9252846240997314},{"$f":"IF(AND(public=TRUE,OR($D22<=threshold)),\"\",IFERROR(IF(INDEX(INDIRECT(\"Data[\"&Lists!AF$16&\"]\"),MATCH(category_events&subcategory_events&$C$9&$B22&$C$10,Data[[key]:[key]],0)),\"Yes\",\"No\"),\"\"))","v":"Yes"},{"$f":"IF(AND(public=TRUE,OR($D22<=threshold)),\"\",IFERROR(IF(INDEX(INDIRECT(\"Data[\"&Lists!AG$16&\"]\"),MATCH(category_events&subcategory_events&$C$9&$B22&$C$10,Data[[key]:[key]],0)),\"Yes\",\"No\"),\"\"))","v":"Yes"}]
[null,""]
[null,""]
[null,""]
[null,""]
[null,""]
[null,""]
[null,""]
[null,""]
[null,""]
[null,""]
[null,""]
[null,""]
[null,""]
[null,""]
[null,""]
[null,""]
[null,""]
[null,""]
[null,""]
[null,""]

{"sheet":"Lists","index":3,"n_rows":43,"n_cols":33,"rows_kept":43,"cut":false,"hidden":true,"merged":[]}
["evalyear",null,"(Selections highlighted in green)",null,null,"key","category","subcategory",null,"date","cpp start","cpp end","formatted","hour",null,null,null,"Reference indices",null,null,null,null,"Switched order of these to convert impacts to reductions"]
[2023,null,"Category_list","Subcategory_list",null,{"$f":"G2&H2","v":"AllAll study segments"},"All","All study segments",null,{"$f":"'ELRPA4 event list'!A2","v":"7/20/2023"},{"$f":"'ELRPA4 event list'!B2","v":21},{"$f":"'ELRPA4 event list'!C2","v":21},{"$f":"\"Avg. \"&K2-12-1&\" to \"&L2-12&\" pm\"","v":"Avg. 8 to 9 pm"},{"$f":"'ELRPA4 event list'!E2","v":"1"},null,null,"Load no FLEX","Reference load","Observed load w/ DR (MW)","Load impact (MW)","% Load reduction","Avg temp (F, site weighted)","5th","10th","30th","50th","70th","90th","95th","Std. error","t-stat"]
[null,null,"All",{"$f":"IF( ROWS(E$3:E3) <=COUNTIF(G:G,category),INDEX($H:$H,MATCH(category,G:G,0)+ROWS(E$3:E3)-1),\"\")","v":"All study segments"},null,{"$f":"G3&H3","v":"Climate zones1"},"Climate zones","1",null,{"$f":"'ELRPA4 event list'!A3","v":"7/25/2023"},{"$f":"'ELRPA4 event list'!B3","v":21},{"$f":"'ELRPA4 event list'!C3","v":21},{"$f":"\"Avg. \"&K3-12-1&\" to \"&L3-12&\" pm\"","v":"Avg. 8 to 9 pm"},{"$f":"'ELRPA4 event list'!E3","v":"2"},null,null,"loadnoflex","loadnodr","loadwdr","impact",null,"temp","p95","p90","p70","p50","p30","p10","p05","se","t"]
["Public",null,"Climate zones",{"$f":"IF( ROWS(E$3:E4) <=COUNTIF(G:G,category),INDEX($H:$H,MATCH(category,G:G,0)+ROWS(E$3:E4)-1),\"\")","v":""},null,{"$f":"G4&H4","v":"Climate zones13"},"Climate zones","13",null,{"$f":"'ELRPA4 event list'!A4","v":"7/26/2023"},{"$f":"'ELRPA4 event list'!B4","v":19},{"$f":"'ELRPA4 event list'!C4","v":21},"Avg. 6 to 9 pm",{"$f":"'ELRPA4 event list'!E4","v":"3"}]
["FALSE",null,"NEM",{"$f":"IF( ROWS(E$3:E5) <=COUNTIF(G:G,category),INDEX($H:$H,MATCH(category,G:G,0)+ROWS(E$3:E5)-1),\"\")","v":""},null,"Climate zones2","Climate zones","2",null,{"$f":"'ELRPA4 event list'!A5","v":"8/28/2023"},{"$f":"'ELRPA4 event list'!B5","v":19},{"$f":"'ELRPA4 event list'!C5","v":21},{"$f":"\"Avg. \"&K5-12-1&\" to \"&L5-12&\" pm\"","v":"Avg. 6 to 9 pm"},{"$f":"'ELRPA4 event list'!E5","v":"4"}]
[null,null,"Notification",{"$f":"IF( ROWS(E$3:E6) <=COUNTIF(G:G,category),INDEX($H:$H,MATCH(category,G:G,0)+ROWS(E$3:E6)-1),\"\")","v":""},null,"Climate zones3","Climate zones","3",null,{"$f":"'ELRPA4 event list'!A6","v":"8/29/2023"},{"$f":"'ELRPA4 event list'!B6","v":17},{"$f":"'ELRPA4 event list'!C6","v":21},"Avg. 4 to 9 pm",{"$f":"'ELRPA4 event list'!E6","v":"5"},null,null,null,"Result type suffix (Results tab)",null,null,"Units:",{"$f":"IF(R7=\"\",\"kW\",\"MW\")","v":"MW"}]
["Threshold",null,"Sublap",{"$f":"IF( ROWS(E$3:E7) <=COUNTIF(G:G,category),INDEX($H:$H,MATCH(category,G:G,0)+ROWS(E$3:E7)-1),\"\")","v":""},null,"Climate zones5","Climate zones","5",null,{"$f":"'ELRPA4 event list'!A7","v":"8/30/2023"},{"$f":"'ELRPA4 event list'!B7","v":19},{"$f":"'ELRPA4 event list'!C7","v":21},"Avg. 6 to 9 pm",{"$f":"'ELRPA4 event list'!E7","v":"6"},null,null,null,{"$f":"IF(result_type=\"Aggregate\",\"_mw\",\"\")","v":"_mw"}]
[30,null,"",{"$f":"IF( ROWS(E$3:E8) <=COUNTIF(G:G,category),INDEX($H:$H,MATCH(category,G:G,0)+ROWS(E$3:E8)-1),\"\")","v":""},null,"NEMNEM","NEM","NEM",null,{"$f":"'ELRPA4 event list'!A8","v":"9/19/2023"},{"$f":"'ELRPA4 event list'!B8","v":18},{"$f":"'ELRPA4 event list'!C8","v":21},"Avg. 5 to 9 pm",{"$f":"'ELRPA4 event list'!E8","v":"7"},null,null,{"$f":"Q$3","v":"loadnoflex"},{"$f":"R$3&$R$7","v":"loadnodr_mw"},{"$f":"S$3&$R$7","v":"loadwdr_mw"},"impact_mw",null,"temp","p95_mw","p90_mw","p70_mw","p50_mw","p30_mw","p10_mw","p05_mw",{"$f":"AD$3&$R7","v":"se_mw"},{"$f":"AE$3","v":"t"}]
[null,null,"",{"$f":"IF( ROWS(E$3:E9) <=COUNTIF(G:G,category),INDEX($H:$H,MATCH(category,G:G,0)+ROWS(E$3:E9)-1),\"\")","v":""},null,"NEMNot NEM","NEM","Not NEM",null,{"$f":"'ELRPA4 event list'!A9","v":"Avg Weekday 8-9pm"},{"$f":"'ELRPA4 event list'!B9","v":21},{"$f":"'ELRPA4 event list'!C9","v":21},"Avg. 8 to 9 pm",{"$f":"'ELRPA4 event list'!E9","v":"8"}]
[null,null,"",{"$f":"IF( ROWS(E$3:E10) <=COUNTIF(G:G,category),INDEX($H:$H,MATCH(category,G:G,0)+ROWS(E$3:E10)-1),\"\")","v":""},null,"NotificationNo notification","Notification","No notification",null,{"$f":"'ELRPA4 event list'!A10","v":"Avg Weekday 6-9pm"},{"$f":"'ELRPA4 event list'!B10","v":19},{"$f":"'ELRPA4 event list'!C10","v":21},"Avg. 6 to 9 pm",{"$f":"'ELRPA4 event list'!E10","v":"9"},null,null,null,"Result type suffix (Summary tab)",null,null,"Units:",{"$f":"IF(R11=\"\",\"kW\",\"MW\")","v":"MW"}]
[null,null,"",{"$f":"IF( ROWS(E$3:E11) <=COUNTIF(G:G,category),INDEX($H:$H,MATCH(category,G:G,0)+ROWS(E$3:E11)-1),\"\")","v":""},null,{"$f":"G11&H11","v":"SublapSLAP_PGCC"},"Sublap","SLAP_PGCC",null,{"$f":"'ELRPA4 event list'!A11","v":"Avg Weekday (any)"},{"$f":"'ELRPA4 event list'!B11","v":17},{"$f":"'ELRPA4 event list'!C11","v":21},{"$f":"\"Avg. \"&K11-12-1&\" to \"&L11-12&\" pm\"","v":"Avg. 4 to 9 pm"},{"$f":"'ELRPA4 event list'!E11","v":"10"},null,null,null,{"$f":"IF(result_type_summary=\"Aggregate\",\"_mw\",\"\")","v":"_mw"}]
[null,null,"",{"$f":"IF( ROWS(E$3:E11) <=COUNTIF(G:G,category),INDEX($H:$H,MATCH(category,G:G,0)+ROWS(E$3:E11)-1),\"\")","v":""},null,"SublapSLAP_PGEB","Sublap","SLAP_PGEB",null,null,null,null,null,{"$f":"'ELRPA4 event list'!E12","v":"11"},null,"sites",{"$f":"Q$3","v":"loadnoflex"},{"$f":"R$3&$R11","v":"loadnodr_mw"},{"$f":"S$3&$R11","v":"loadwdr_mw"},"impact_mw",null,"temp",{"$f":"W$3&$R11","v":"p95_mw"},{"$f":"X$3&$R11","v":"p90_mw"},"p70_mw","p50_mw","p30_mw","p10_mw","p05_mw",{"$f":"AD$3&$R11","v":"se_mw"},{"$f":"AE$3","v":"t"},"sig90","sig95"]
[null,null,"",{"$f":"IF( ROWS(E$3:E12) <=COUNTIF(G:G,category),INDEX($H:$H,MATCH(category,G:G,0)+ROWS(E$3:E12)-1),\"\")","v":""},null,"SublapSLAP_PGF1","Sublap","SLAP_PGF1",null,null,null,null,null,{"$f":"'ELRPA4 event list'!E13","v":"12"}]
[null,null,"",{"$f":"IF( ROWS(E$3:E13) <=COUNTIF(G:G,category),INDEX($H:$H,MATCH(category,G:G,0)+ROWS(E$3:E13)-1),\"\")","v":""},null,"SublapSLAP_PGFG","Sublap","SLAP_PGFG",null,null,null,null,null,{"$f":"'ELRPA4 event list'!E14","v":"13"},null,null,null,"Result type suffix (Event Summary tab)",null,null,"Units:",{"$f":"IF(R15=\"\",\"kW\",\"MW\")","v":"kW"}]
[null,null,"",{"$f":"IF( ROWS(E$3:E14) <=COUNTIF(G:G,category),INDEX($H:$H,MATCH(category,G:G,0)+ROWS(E$3:E14)-1),\"\")","v":""},null,"SublapSLAP_PGHB","Sublap","SLAP_PGHB",null,null,null,null,null,{"$f":"'ELRPA4 event list'!E15","v":"14"},null,null,null,{"$f":"IF(result_type_events=\"Aggregate\",\"_mw\",\"\")","v":""}]
[null,null,"",{"$f":"IF( ROWS(E$3:E15) <=COUNTIF(G:G,category),INDEX($H:$H,MATCH(category,G:G,0)+ROWS(E$3:E15)-1),\"\")","v":""},null,{"$f":"G16&H16","v":"SublapSLAP_PGKN"},"Sublap","SLAP_PGKN",null,null,null,null,null,{"$f":"'ELRPA4 event list'!E16","v":"15"},null,"sites",{"$f":"Q$3","v":"loadnoflex"},{"$f":"R$3&$R15","v":"loadnodr"},{"$f":"S$3&$R15","v":"loadwdr"},{"$f":"T$3&$R15","v":"impact"},null,"temp",{"$f":"W$3&$R15","v":"p95"},{"$f":"X$3&$R15","v":"p90"},{"$f":"Y$3&$R15","v":"p70"},{"$f":"Z$3&$R15","v":"p50"},{"$f":"AA$3&$R15","v":"p30"},{"$f":"AB$3&$R15","v":"p10"},{"$f":"AC$3&$R15","v":"p05"},"se",{"$f":"AE$3","v":"t"},"sig90","sig95"]
[null,null,"",{"$f":"IF( ROWS(E$3:E16) <=COUNTIF(G:G,category),INDEX($H:$H,MATCH(category,G:G,0)+ROWS(E$3:E16)-1),\"\")","v":""},null,"SublapSLAP_PGNB","Sublap","SLAP_PGNB",null,null,null,null,null,{"$f":"'ELRPA4 event list'!E17","v":"16"}]
[null,null,"",{"$f":"IF( ROWS(E$3:E17) <=COUNTIF(G:G,category),INDEX($H:$H,MATCH(category,G:G,0)+ROWS(E$3:E17)-1),\"\")","v":""},null,"SublapSLAP_PGNC","Sublap","SLAP_PGNC",null,null,null,null,null,{"$f":"'ELRPA4 event list'!E18","v":"17"}]
[null,null,"",{"$f":"IF( ROWS(E$3:E18) <=COUNTIF(G:G,category),INDEX($H:$H,MATCH(category,G:G,0)+ROWS(E$3:E18)-1),\"\")","v":""},null,"SublapSLAP_PGNP","Sublap","SLAP_PGNP",null,null,null,null,null,{"$f":"'ELRPA4 event list'!E19","v":"18"}]
[null,null,null,null,null,"SublapSLAP_PGP2","Sublap","SLAP_PGP2",null,null,null,null,null,{"$f":"'ELRPA4 event list'!E20","v":"19"}]
[null,null,"For Event Summary:",null,null,"SublapSLAP_PGSB","Sublap","SLAP_PGSB",null,null,null,null,null,{"$f":"'ELRPA4 event list'!E21","v":"20"}]
[null,null,"Category_list","Subcategory_list",null,"SublapSLAP_PGSF","Sublap","SLAP_PGSF",null,null,null,null,null,{"$f":"'ELRPA4 event list'!E22","v":"21"}]
[null,null,"All",{"$f":"IF( ROWS(E$22:E22) <=COUNTIF(G:G,category_events),INDEX($H:$H,MATCH(category_events,G:G,0)+ROWS(E$22:E22)-1),\"\")","v":"All study segments"},null,"SublapSLAP_PGSI","Sublap","SLAP_PGSI",null,null,null,null,null,{"$f":"'ELRPA4 event list'!E23","v":"22"}]
[null,null,"Climate zones",{"$f":"IF( ROWS(E$22:E23) <=COUNTIF(G:G,category_events),INDEX($H:$H,MATCH(category_events,G:G,0)+ROWS(E$22:E23)-1),\"\")","v":""},null,"SublapSLAP_PGST","Sublap","SLAP_PGST",null,null,null,null,null,{"$f":"'ELRPA4 event list'!E24","v":"23"}]
[null,null,"NEM",{"$f":"IF( ROWS(E$22:E24) <=COUNTIF(G:G,category_events),INDEX($H:$H,MATCH(category_events,G:G,0)+ROWS(E$22:E24)-1),\"\")","v":""},null,{"$f":"G25&H25","v":"SublapSLAP_PGZP"},"Sublap","SLAP_PGZP",null,null,null,null,null,{"$f":"'ELRPA4 event list'!E25","v":"24"}]
[null,null,"Notification",{"$f":"IF( ROWS(E$22:E25) <=COUNTIF(G:G,category_events),INDEX($H:$H,MATCH(category_events,G:G,0)+ROWS(E$22:E25)-1),\"\")","v":""},null,null,null,null,null,null,null,null,null,{"$f":"'ELRPA4 event list'!E26","v":"Event Window"}]
[null,null,"Sublap",{"$f":"IF( ROWS(E$22:E26) <=COUNTIF(G:G,category_events),INDEX($H:$H,MATCH(category_events,G:G,0)+ROWS(E$22:E26)-1),\"\")","v":""}]
[null,null,"",{"$f":"IF( ROWS(E$22:E27) <=COUNTIF(G:G,category_events),INDEX($H:$H,MATCH(category_events,G:G,0)+ROWS(E$22:E27)-1),\"\")","v":""}]
[null,null,"",{"$f":"IF( ROWS(E$22:E28) <=COUNTIF(G:G,category_events),INDEX($H:$H,MATCH(category_events,G:G,0)+ROWS(E$22:E28)-1),\"\")","v":""}]
[null,null,"",{"$f":"IF( ROWS(E$22:E29) <=COUNTIF(G:G,category_events),INDEX($H:$H,MATCH(category_events,G:G,0)+ROWS(E$22:E29)-1),\"\")","v":""}]
[null,null,"",{"$f":"IF( ROWS(E$22:E30) <=COUNTIF(G:G,category_events),INDEX($H:$H,MATCH(category_events,G:G,0)+ROWS(E$22:E30)-1),\"\")","v":""}]
[null,null,"",{"$f":"IF( ROWS(E$22:E30) <=COUNTIF(G:G,category_events),INDEX($H:$H,MATCH(category_events,G:G,0)+ROWS(E$22:E30)-1),\"\")","v":""}]
[null,null,"",{"$f":"IF( ROWS(E$22:E31) <=COUNTIF(G:G,category_events),INDEX($H:$H,MATCH(category_events,G:G,0)+ROWS(E$22:E31)-1),\"\")","v":""}]
[null,null,"",{"$f":"IF( ROWS(E$22:E32) <=COUNTIF(G:G,category_events),INDEX($H:$H,MATCH(category_events,G:G,0)+ROWS(E$22:E32)-1),\"\")","v":""}]
[null,null,"",{"$f":"IF( ROWS(E$22:E33) <=COUNTIF(G:G,category_events),INDEX($H:$H,MATCH(category_events,G:G,0)+ROWS(E$22:E33)-1),\"\")","v":""}]
[null,null,"",{"$f":"IF( ROWS(E$22:E34) <=COUNTIF(G:G,category_events),INDEX($H:$H,MATCH(category_events,G:G,0)+ROWS(E$22:E34)-1),\"\")","v":""}]
[null,null,"",{"$f":"IF( ROWS(E$22:E35) <=COUNTIF(G:G,category_events),INDEX($H:$H,MATCH(category_events,G:G,0)+ROWS(E$22:E35)-1),\"\")","v":""}]
[null,null,"",{"$f":"IF( ROWS(E$22:E36) <=COUNTIF(G:G,category_events),INDEX($H:$H,MATCH(category_events,G:G,0)+ROWS(E$22:E36)-1),\"\")","v":""}]
[null,null,"",{"$f":"IF( ROWS(E$22:E37) <=COUNTIF(G:G,category_events),INDEX($H:$H,MATCH(category_events,G:G,0)+ROWS(E$22:E37)-1),\"\")","v":""}]
[]
[null,null,"Load_list"]
[null,null,"Net Load"]
[null,null,"End Use Load"]

{"sheet":"ELRPA4 event list","index":4,"n_rows":31,"n_cols":5,"rows_kept":31,"cut":false,"hidden":true,"merged":[]}
["date","start","end",null,"hour"]
["7/20/2023",21,21,null,"1"]
["7/25/2023",21,21,null,"2"]
["7/26/2023",19,21,null,"3"]
["8/28/2023",19,21,null,"4"]
["8/29/2023",17,21,null,"5"]
["8/30/2023",19,21,null,"6"]
["9/19/2023",18,21,null,"7"]
["Avg Weekday 8-9pm",21,21,null,"8"]
["Avg Weekday 6-9pm",19,21,null,"9"]
["Avg Weekday (any)",17,21,null,"10"]
["",null,null,null,"11"]
["",null,null,null,"12"]
["",null,null,null,"13"]
["",null,null,null,"14"]
["",null,null,null,"15"]
["",null,null,null,"16"]
["",null,null,null,"17"]
["",null,null,null,"18"]
["",null,null,null,"19"]
["",null,null,null,"20"]
["",null,null,null,"21"]
["",null,null,null,"22"]
["",null,null,null,"23"]
["",null,null,null,"24"]
["",null,null,null,"Event Window"]
["",null,null,null,""]
["",null,null,null,""]
["",null,null,null,""]
["",null,null,null,""]
["",null,null,null,""]

{"sheet":"Data","index":5,"n_rows":12001,"n_cols":36,"rows_kept":2250,"cut":true,"hidden":true,"merged":[],"bounds":{"rows_first":1000,"rows_last":250,"rows_between":1000,"halvings":1}}
["key","category","subcategory","delivered","year","date","hour","sites_sample","sites","loadnodr","loadwdr","impact","se","temp","t","sig90","sig95","p05","p10","p30","p50","p70","p90","p95","loadnodr_mw","loadwdr_mw","impact_mw","se_mw","p05_mw","p10_mw","p30_mw","p50_mw","p70_mw","p90_mw","p95_mw","dual_event"]
[{"$f":"Data[[#This Row],[category]]&Data[[#This Row],[subcategory]]&Data[[#This Row],[delivered]]&Data[[#This Row],[date]]&Data[[#This Row],[hour]]","v":"AllAll study segmentsNet Load7/20/20231"},"All","All study segments","Net Load",2023,"7/20/2023","1",5773,5784,2.2124278545379639,2.1221358776092529,-9.0291962027549744E-2,3.9798535406589508E-2,62.926902770996094,-2.2687256336212158,1,1,-0.15575473010540009,-0.14129583537578583,-0.11116233468055725,-9.0291962027549744E-2,-6.9421589374542236E-2,-3.9288084954023361E-2,-2.4829195812344551E-2,12.796682357788086,12.274434089660645,-0.52224868535995483,0.23019473254680634,-0.90088534355163574,-0.81725513935089111,-0.64296293258666992,-0.52224868535995483,-0.40153446793556213,-0.22724227607250214,-0.14361207187175751,0]
[{"$f":"Data[[#This Row],[category]]&Data[[#This Row],[subcategory]]&Data[[#This Row],[delivered]]&Data[[#This Row],[date]]&Data[[#This Row],[hour]]","v":"AllAll study segmentsNet Load7/20/20232"},"All","All study segments","Net Load",2023,"7/20/2023","2",5773,5784,1.8654175996780396,1.8168941736221313,-4.8523459583520889E-2,4.2322259396314621E-2,60.199375152587891,-1.1465233564376831,0,0,-0.11813738197088242,-0.10276161879301071,-7.0717275142669678E-2,-4.8523459583520889E-2,-2.632964588701725E-2,5.7146982289850712E-3,2.1090462803840637E-2,10.789575576782227,10.508915901184082,-0.28065967559814453,0.24479195475578308,-0.68330663442611694,-0.59437322616577148,-0.40902870893478394,-0.28065967559814453,-0.15229067206382751,3.3053815364837646E-2,0.1219872385263443,0]
[{"$f":"Data[[#This Row],[category]]&Data[[#This Row],[subcategory]]&Data[[#This Row],[delivered]]&Data[[#This Row],[date]]&Data[[#This Row],[hour]]","v":"AllAll study segmentsNet Load7/20/20233"},"All","All study segments","Net Load",2023,"7/20/2023","3",5773,5784,1.3748832941055298,1.3605508804321289,-1.4332413673400879E-2,3.8589950650930405E-2,59.7230224609375,-0.37140274047851563,0,0,-7.7807232737541199E-2,-6.3787423074245453E-2,-3.4569002687931061E-2,-1.4332413673400879E-2,5.9041762724518776E-3,3.5122599452733994E-2,4.9142405390739441E-2,7.9523248672485352,7.8694262504577637,-8.2898683845996857E-2,0.22320427000522614,-0.45003703236579895,-0.36894646286964417,-0.19994711875915527,-8.2898683845996857E-2,3.4149754792451859E-2,0.20314911007881165,0.28423967957496643,0]
[{"$f":"Data[[#This Row],[category]]&Data[[#This Row],[subcategory]]&Data[[#This Row],[delivered]]&Data[[#This Row],[date]]&Data[[#This Row],[hour]]","v":"AllAll study segmentsNet Load7/20/20234"},"All","All study segments","Net Load",2023,"7/20/2023","4",5773,5784,1.1388243436813354,1.1506426334381104,1.1818261817097664E-2,3.489990159869194E-2,59.421791076660156,0.33863309025764465,0,0,-4.5586969703435898E-2,-3.2907761633396149E-2,-6.4832642674446106E-3,1.1818261817097664E-2,3.0119787901639938E-2,5.6544285267591476E-2,6.9223493337631226E-2,6.5869598388671875,6.6553168296813965,6.8356826901435852E-2,0.20186102390289307,-0.2636750340461731,-0.19033849239349365,-3.749920055270195E-2,6.8356826901435852E-2,0.17421285808086395,0.32705214619636536,0.4003886878490448,0]
[{"$f":"Data[[#This Row],[category]]&Data[[#This Row],[subcategory]]&Data[[#This Row],[delivered]]&Data[[#This Row],[date]]&Data[[#This Row],[hour]]","v":"AllAll study segmentsNet Load7/20/20235"},"All","All study segments","Net Load",2023,"7/20/2023","5",5773,5784,1.0117485523223877,1.0462619066238403,3.4513309597969055E-2,2.9600996524095535E-2,58.892948150634766,1.1659508943557739,0,0,-1.4175997115671635E-2,-3.4218938089907169E-3,1.899053156375885E-2,3.4513309597969055E-2,5.003608763217926E-2,7.2448514401912689E-2,8.320261538028717E-2,5.8519535064697266,6.0515789985656738,0.19962498545646667,0.17121216654777527,-8.1993967294692993E-2,-1.9792234525084496E-2,0.1098412349820137,0.19962498545646667,0.28940874338150024,0.4190421998500824,0.48124393820762634,0]
[{"$f":"Data[[#This Row],[category]]&Data[[#This Row],[subcategory]]&Data[[#This Row],[delivered]]&Data[[#This Row],[date]]&Data[[#This Row],[hour]]","v":"AllAll study segmentsNet Load7/20/20236"},"All","All study segments","Net Load",2023,"7/20/2023","6",5773,5784,0.89118057489395142,0.90928804874420166,1.8107481300830841E-2,2.3132272064685822E-2,58.445175170898438,0.78278005123138428,0,0,-1.9941721111536026E-2,-1.1537718586623669E-2,5.9769060462713242E-3,1.8107481300830841E-2,3.0238056555390358E-2,4.7752682119607925E-2,5.6156683713197708E-2,5.1545882225036621,5.2593221664428711,0.1047336682677269,0.1337970644235611,-0.11534291505813599,-6.6734164953231812E-2,3.4570425748825073E-2,0.1047336682677269,0.17489692568778992,0.2762015163898468,0.32481026649475098,0]
[{"$f":"Data[[#This Row],[category]]&Data[[#This Row],[subcategory]]&Data[[#This Row],[delivered]]&Data[[#This Row],[date]]&Data[[#This Row],[hour]]","v":"AllAll study segmentsNet Load7/20/20237"},"All","All study segments","Net Load",2023,"7/20/2023","7",5773,5784,0.82541370391845703,0.81589120626449585,-9.5224566757678986E-3,1.9050924107432365E-2,58.223453521728516,-0.49984225630760193,0,0,-4.0858440101146698E-2,-3.3937197178602219E-2,-1.951277069747448E-2,-9.5224566757678986E-3,4.6785769518464804E-4,1.4892284758388996E-2,2.1813524886965752E-2,4.7741928100585938,4.7191147804260254,-5.5077888071537018E-2,0.11019054800271988,-0.2363252192735672,-0.19629274308681488,-0.11286186426877975,-5.5077888071537018E-2,2.70608882419765E-3,8.6136974394321442E-2,0.12616942822933197,0]
[{"$f":"Data[[#This Row],[category]]&Data[[#This Row],[subcategory]]&Data[[#This Row],[delivered]]&Data[[#This Row],[date]]&Data[[#This Row],[hour]]","v":"AllAll study segmentsNet Load7/20/20238"},"All","All study segments","Net Load",2023,"7/20/2023","8",5773,5784,0.65992158651351929,0.66139096021652222,1.4693706762045622E-3,1.7567258328199387E-2,59.279144287109375,8.3642572164535522E-2,0,0,-2.7426198124885559E-2,-2.104397676885128E-2,-7.7429087832570076E-3,1.4693706762045622E-3,1.0681649670004845E-2,2.3982718586921692E-2,3.0364939942955971E-2,3.8169865608215332,3.8254852294921875,8.4988400340080261E-3,0.10160902142524719,-0.15863312780857086,-0.12171836197376251,-4.4784985482692719E-2,8.4988400340080261E-3,6.1782661825418472E-2,0.13871604204177856,0.17563080787658691,0]
[{"$f":"Data[[#This Row],[category]]&Data[[#This Row],[subcategory]]&Data[[#This Row],[delivered]]&Data[[#This Row],[date]]&Data[[#This Row],[hour]]","v":"AllAll study segmentsNet Load7/20/20239"},"All","All study segments","Net Load",2023,"7/20/2023","9",5773,5784,0.42610839009284973,0.38156417012214661,-4.4544205069541931E-2,1.7955034971237183E-2,62.081672668457031,-2.4808754920959473,1,1,-7.4077606201171875E-2,-6.755451112985611E-2,-5.3959835320711136E-2,-4.4544205069541931E-2,-3.5128574818372726E-2,-2.1533902734518051E-2,-1.5010800212621689E-2,2.4646108150482178,2.2069671154022217,-0.25764366984367371,0.10385192185640335,-0.4284648597240448,-0.39073529839515686,-0.31210368871688843,-0.25764366984367371,-0.20318368077278137,-0.12455209344625473,-8.6822465062141418E-2,0]
[{"$f":"Data[[#This Row],[category]]&Data[[#This Row],[subcategory]]&Data[[#This Row],[delivered]]&Data[[#This Row],[date]]&Data[[#This Row],[hour]]","v":"AllAll study segmentsNet Load7/20/202310"},"All","All study segments","Net Load",2023,"7/20/2023","10",5773,5784,-3.1598847359418869E-2,-3.8815174251794815E-2,-7.216326892375946E-3,1.9450565800070763E-2,66.075347900390625,-0.37100857496261597,0,0,-3.9209660142660141E-2,-3.2143231481313705E-2,-1.741621270775795E-2,-7.216326892375946E-3,2.9835598543286324E-3,1.7710575833916664E-2,2.4777006357908249E-2,-0.18276773393154144,-0.22450697422027588,-4.1739236563444138E-2,0.1125020757317543,-0.22678866982460022,-0.18591645359992981,-0.1007353737950325,-4.1739236563444138E-2,1.7256909981369972E-2,0.10243797302246094,0.14331020414829254,0]
[{"$f":"Data[[#This Row],[category]]&Data[[#This Row],[subcategory]]&Data[[#This Row],[delivered]]&Data[[#This Row],[date]]&Data[[#This Row],[hour]]","v":"AllAll study segmentsNet Load7/20/202311"},"All","All study segments","Net Load",2023,"7/20/2023","11",5773,5784,-0.68520045280456543,-0.769916832447052,-8.4716431796550751E-2,2.6916332542896271E-2,70.477737426757813,-3.1473987102508545,1,1,-0.12898986041545868,-0.1192111000418663,-9.883137047290802E-2,-8.4716431796550751E-2,-7.0601493120193481E-2,-5.0221763551235199E-2,-4.0443003177642822E-2,-3.9631993770599365,-4.4531989097595215,-0.48999983072280884,0.15568406879901886,-0.74607735872268677,-0.68951702117919922,-0.57164067029953003,-0.48999983072280884,-0.40835905075073242,-0.29048267006874084,-0.2339223325252533,0]
[{"$f":"Data[[#This Row],[category]]&Data[[#This Row],[subcategory]]&Data[[#This Row],[delivered]]&Data[[#This Row],[date]]&Data[[#This Row],[hour]]","v":"AllAll study segmentsNet Load7/20/202312"},"All","All study segments","Net Load",2023,"7/20/2023","12",5773,5784,-1.7560089826583862,-1.8731491565704346,-0.11714013665914536,3.313378244638443E-2,74.636932373046875,-3.5353686809539795,1,1,-0.17164036631584167,-0.15960279107093811,-0.13451550900936127,-0.11714013665914536,-9.9764764308929443E-2,-7.46774822473526E-2,-6.2639914453029633E-2,-10.156756401062012,-10.834294319152832,-0.67753857374191284,0.19164580106735229,-0.99276787042617798,-0.92314255237579346,-0.77803772687911987,-0.67753857374191284,-0.57703942060470581,-0.43193456530570984,-0.36230927705764771,0]
[{"$f":"Data[[#This Row],[category]]&Data[[#This Row],[subcategory]]&Data[[#This Row],[delivered]]&Data[[#This Row],[date]]&Data[[#This Row],[hour]]","v":"AllAll study segmentsNet Load7/20/202313"},"All","All study segments","Net Load",2023,"7/20/2023","13",5773,5784,-2.8536410331726074,-2.90462327003479,-5.0982147455215454E-2,3.2387107610702515E-2,78.151741027832031,-1.574149489402771,0,0,-0.10425420105457306,-9.2487893998622894E-2,-6.7965961992740631E-2,-5.0982147455215454E-2,-3.3998332917690277E-2,-9.4763990491628647E-3,2.289904048666358E-3,-16.505458831787109,-16.80034065246582,-0.29488074779510498,0.18732702732086182,-0.60300630331039429,-0.53494995832443237,-0.39311513304710388,-0.29488074779510498,-0.19664636254310608,-5.4811492562294006E-2,1.3244804926216602E-2,0]
[{"$f":"Data[[#This Row],[category]]&Data[[#This Row],[subcategory]]&Data[[#This Row],[delivered]]&Data[[#This Row],[date]]&Data[[#This Row],[hour]]","v":"AllAll study segmentsNet Load7/20/202314"},"All","All study segments","Net Load",2023,"7/20/2023","14",5773,5784,-3.3841190338134766,-3.4420664310455322,-5.7947456836700439E-2,3.1952075660228729E-2,81.419105529785156,-1.8135740756988525,1,0,-0.11050394177436829,-9.8895691335201263E-2,-7.4703142046928406E-2,-5.7947456836700439E-2,-4.1191771626472473E-2,-1.6999224200844765E-2,-5.3909691050648689E-3,-19.57374382019043,-19.908912658691406,-0.33516809344291687,0.18481080234050751,-0.63915479183197021,-0.57201266288757324,-0.43208298087120056,-0.33516809344291687,-0.23825320601463318,-9.8323509097099304E-2,-3.1181365251541138E-2,0]
[{"$f":"Data[[#This Row],[category]]&Data[[#This Row],[subcategory]]&Data[[#This Row],[delivered]]&Data[[#This Row],[date]]&Data[[#This Row],[hour]]","v":"AllAll study segmentsNet Load7/20/202315"},"All","All study segments","Net Load",2023,"7/20/2023","15",5773,5784,-3.3911540508270264,-3.4571504592895508,-6.5996475517749786E-2,2.9876818880438805E-2,84.116233825683594,-2.2089526653289795,1,1,-0.11513946950435638,-0.10428515821695328,-8.1663891673088074E-2,-6.5996475517749786E-2,-5.0329055637121201E-2,-2.7707790955901146E-2,-1.6853481531143188E-2,-19.614435195922852,-19.996158599853516,-0.38172361254692078,0.17280751466751099,-0.6659666895866394,-0.60318535566329956,-0.47234395146369934,-0.38172361254692078,-0.29110324382781982,-0.16026186943054199,-9.7480535507202148E-2,0]
[{"$f":"Data[[#This Row],[category]]&Data[[#This Row],[subcategory]]&Data[[#This Row],[delivered]]&Data[[#This Row],[date]]&Data[[#This Row],[hour]]","v":"AllAll study segmentsNet Load7/20/202316"},"All","All study segments","Net Load",2023,"7/20/2023","16",5773,5784,-3.059661865234375,-3.1037847995758057,-4.4123038649559021E-2,2.8404610231518745E-2,86.007537841796875,-1.5533759593963623,0,0,-9.0844467282295227E-2,-8.0525010824203491E-2,-5.901842936873436E-2,-4.4123038649559021E-2,-2.9227646067738533E-2,-7.7210660092532635E-3,2.5983874220401049E-3,-17.697084426879883,-17.952291488647461,-0.25520765781402588,0.16429226100444794,-0.5254443883895874,-0.46575665473937988,-0.3413625955581665,-0.25520765781402588,-0.16905270516872406,-4.4658645987510681E-2,1.5029072761535645E-2,0]
[{"$f":"Data[[#This Row],[category]]&Data[[#This Row],[subcategory]]&Data[[#This Row],[delivered]]&Data[[#This Row],[date]]&Data[[#This Row],[hour]]","v":"AllAll study segmentsNet Load7/20/202317"},"All","All study segments","Net Load",2023,"7/20/2023","17",5773,5784,-2.4443085193634033,-2.5447704792022705,-0.10046186298131943,2.4659192189574242E-2,86.821929931640625,-4.0740127563476563,1,1,-0.14102262258529663,-0.13206389546394348,-0.1133931577205658,-0.10046186298131943,-8.7530568242073059E-2,-6.885983794927597E-2,-5.9901099652051926E-2,-14.137880325317383,-14.718952178955078,-0.58107143640518188,0.14262877404689789,-0.81567484140396118,-0.76385754346847534,-0.65586602687835693,-0.58107143640518188,-0.50627678632736206,-0.39828529953956604,-0.34646797180175781,0]
[{"$f":"Data[[#This Row],[category]]&Data[[#This Row],[subcategory]]&Data[[#This Row],[delivered]]&Data[[#This Row],[date]]&Data[[#This Row],[hour]]","v":"AllAll study segmentsNet Load7/20/202318"},"All","All study segments","Net Load",2023,"7/20/2023","18",5773,5784,-1.3874921798706055,-1.4214810132980347,-3.3988907933235168E-2,2.229144424200058E-2,86.521308898925781,-1.5247513055801392,0,0,-7.0655070245265961E-2,-6.2556542456150055E-2,-4.5678552240133286E-2,-3.3988907933235168E-2,-2.2299263626337051E-2,-5.4212724789977074E-3,2.6772550772875547E-3,-8.0252552032470703,-8.2218465805053711,-0.19659183919429779,0.12893371284008026,-0.40866893529891968,-0.36182704567909241,-0.26420474052429199,-0.19659183919429779,-0.12897893786430359,-3.1356640160083771E-2,1.5485242940485477E-2,0]
[{"$f":"Data[[#This Row],[category]]&Data[[#This Row],[subcategory]]&Data[[#This Row],[delivered]]&Data[[#This Row],[date]]&Data[[#This Row],[hour]]","v":"AllAll study segmentsNet Load7/20/202319"},"All","All study segments","Net Load",2023,"7/20/2023","19",5773,5784,-0.21701455116271973,-0.28201282024383545,-6.4998269081115723E-2,2.2503098472952843E-2,83.84271240234375,-2.8884141445159912,1,1,-0.10201257467269897,-9.3837149441242218E-2,-7.6798908412456512E-2,-6.4998269081115723E-2,-5.3197633475065231E-2,-3.6159388720989227E-2,-2.798396535217762E-2,-1.2552121877670288,-1.631162166595459,-0.37594997882843018,0.13015791773796082,-0.59004074335098267,-0.54275405406951904,-0.4442048966884613,-0.37594997882843018,-0.30769512057304382,-0.20914590358734131,-0.16185925900936127,0]
[{"$f":"Data[[#This Row],[category]]&Data[[#This Row],[subcategory]]&Data[[#This Row],[delivered]]&Data[[#This Row],[date]]&Data[[#This Row],[hour]]","v":"AllAll study segmentsNet Load7/20/202320"},"All","All study segments","Net Load",2023,"7/20/2023","20",5773,5784,0.59930860996246338,0.48781570792198181,-0.11149291694164276,2.4398669600486755E-2,79.556900024414063,-4.5696310997009277,1,1,-0.15162515640258789,-0.14276106655597687,-0.12428759038448334,-0.11149291694164276,-9.8698243498802185E-2,-8.0224767327308655E-2,-7.1360677480697632E-2,3.4664011001586914,2.821526050567627,-0.64487504959106445,0.14112190902233124,-0.87699991464614868,-0.82573002576828003,-0.71887940168380737,-0.64487504959106445,-0.57087063789367676,-0.46402004361152649,-0.41275015473365784,0]
[{"$f":"Data[[#This Row],[category]]&Data[[#This Row],[subcategory]]&Data[[#This Row],[delivered]]&Data[[#This Row],[date]]&Data[[#This Row],[hour]]","v":"AllAll study segmentsNet Load7/20/202321"},"All","All study segments","Net Load",2023,"7/20/2023","21",5773,5784,0.97494077682495117,-2.7984323501586914,-3.7733731269836426,5.0076533108949661E-2,74.783737182617188,-75.352127075195313,1,1,-3.8557417392730713,-3.8375487327575684,-3.799633264541626,-3.7733731269836426,-3.7471129894256592,-3.7091975212097168,-3.6910045146942139,5.6390576362609863,-16.186132431030273,-21.825189590454102,0.28964266180992126,-22.301610946655273,-22.196382522583008,-21.977079391479492,-21.825189590454102,-21.673301696777344,-21.453998565673828,-21.348770141601563,0]
[{"$f":"Data[[#This Row],[category]]&Data[[#This Row],[subcategory]]&Data[[#This Row],[delivered]]&Data[[#This Row],[date]]&Data[[#This Row],[hour]]","v":"AllAll study segmentsNet Load7/20/202322"},"All","All study segments","Net Load",2023,"7/20/2023","22",5773,5784,1.1963913440704346,1.3681153059005737,0.17172405123710632,3.0671829357743263E-2,70.748481750488281,5.5987548828125,1,1,0.12127338349819183,0.13241651654243469,0.15563972294330597,0.17172405123710632,0.18780837953090668,0.21103158593177795,0.22217471897602081,6.9199275970458984,7.9131789207458496,0.99325191974639893,0.17740586400032043,0.70144522190093994,0.76589715480804443,0.90022015571594238,0.99325191974639893,1.0862836837768555,1.2206066846847534,1.2850586175918579,0]
[{"$f":"Data[[#This Row],[category]]&Data[[#This Row],[subcategory]]&Data[[#This Row],[delivered]]&Data[[#This Row],[date]]&Data[[#This Row],[hour]]","v":"AllAll study segmentsNet Load7/20/202323"},"All","All study segments","Net Load",2023,"7/20/2023","23",5773,5784,1.1783393621444702,1.291439414024353,0.11310014128684998,2.8997885063290596E-2,68.035423278808594,3.9002892971038818,1,1,6.5402865409851074E-2,7.5937859714031219E-2,9.789363294839859E-2,0.11310014128684998,0.12830664217472076,0.15026243031024933,0.16079741716384888,6.8155150413513184,7.4696855545043945,0.65417122840881348,0.16772376000881195,0.37829017639160156,0.43922457098960876,0.56621676683425903,0.65417122840881348,0.74212563037872314,0.86911791563034058,0.93005228042602539,0]
[{"$f":"Data[[#This Row],[category]]&Data[[#This Row],[subcategory]]&Data[[#This Row],[delivered]]&Data[[#This Row],[date]]&Data[[#This Row],[hour]]","v":"AllAll study segmentsNet Load7/20/202324"},"All","All study segments","Net Load",2023,"7/20/2023","24",5773,5784,1.227836012840271,1.3742247819900513,0.14638881385326385,2.9615079984068871E-2,66.111297607421875,4.9430499076843262,1,1,9.7676344215869904E-2,0.10843556374311447,0.1308586448431015,0.14638881385326385,0.16191898286342621,0.18434207141399384,0.1951012909412384,7.1018033027648926,7.9485163688659668,0.84671288728713989,0.17129361629486084,0.56496000289916992,0.62719130516052246,0.75688642263412476,0.84671288728713989,0.9365394115447998,1.0662345886230469,1.1284658908843994,0]
[{"$f":"Data[[#This Row],[category]]&Data[[#This Row],[subcategory]]&Data[[#This Row],[delivered]]&Data[[#This Row],[date]]&Data[[#This Row],[hour]]","v":"AllAll study segmentsNet Load7/20/2023Event Window"},"All","All study segments","Net Load",2023,"7/20/2023","Event Window",5773,5784,0.97494077682495117,-2.7984323501586914,-3.7733731269836426,5.0076533108949661E-2,74.783737182617188,-75.352127075195313,1,1,-3.8557417392730713,-3.8375487327575684,-3.799633264541626,-3.7733731269836426,-3.7471129894256592,-3.7091975212097168,-3.6910045146942139,5.6390576362609863,-16.186132431030273,-21.825189590454102,0.28964266180992126,-22.301610946655273,-22.196382522583008,-21.977079391479492,-21.825189590454102,-21.673301696777344,-21.453998565673828,-21.348770141601563,0]
[{"$f":"Data[[#This Row],[category]]&Data[[#This Row],[subcategory]]&Data[[#This Row],[delivered]]&Data[[#This Row],[date]]&Data[[#This Row],[hour]]","v":"AllAll study segmentsNet Load7/25/20231"},"All","All study segments","Net Load",2023,"7/25/2023","1",5794,5804,2.2115581035614014,2.0930860042572021,-0.1184721440076828,4.1819501668214798E-2,64.615638732910156,-2.8329401016235352,1,1,-0.18725910782814026,-0.17206598818302155,-0.14040231704711914,-0.1184721440076828,-9.6541978418827057E-2,-6.4878299832344055E-2,-4.968518391251564E-2,12.835883140563965,12.148271560668945,-0.68761229515075684,0.24272038042545319,-1.0868518352508545,-0.99867099523544312,-0.81489503383636475,-0.68761229515075684,-0.5603296160697937,-0.37655365467071533,-0.28837281465530396,0]
[{"$f":"Data[[#This Row],[category]]&Data[[#This Row],[subcategory]]&Data[[#This Row],[delivered]]&Data[[#This Row],[date]]&Data[[#This Row],[hour]]","v":"AllAll study segmentsNet Load7/25/20232"},"All","All study segments","Net Load",2023,"7/25/2023","2",5794,5804,1.8503400087356567,1.7488850355148315,-0.10145498812198639,4.3564356863498688E-2,62.47747802734375,-2.3288531303405762,1,1,-0.17311197519302368,-0.15728496015071869,-0.12430015951395035,-0.10145498812198639,-7.860981673002243E-2,-4.5625019818544388E-2,-2.9797997325658798E-2,10.739373207092285,10.150528907775879,-0.58884477615356445,0.25284752249717712,-1.004741907119751,-0.91288191080093384,-0.72143810987472534,-0.58884477615356445,-0.45625138282775879,-0.26480761170387268,-0.17294757068157196,0]
[{"$f":"Data[[#This Row],[category]]&Data[[#This Row],[subcategory]]&Data[[#This Row],[delivered]]&Data[[#This Row],[date]]&Data[[#This Row],[hour]]","v":"AllAll study segmentsNet Load7/25/20233"},"All","All study segments","Net Load",2023,"7/25/2023","3",5794,5804,1.3517632484436035,1.2860821485519409,-6.568107008934021E-2,3.7643380463123322E-2,61.590091705322266,-1.7448239326477051,1,0,-0.12759892642498016,-0.11392300575971603,-8.5421279072761536E-2,-6.568107008934021E-2,-4.5940861105918884E-2,-1.7439136281609535E-2,-3.7632191088050604E-3,7.8456339836120605,7.4644207954406738,-0.38121291995048523,0.21848218142986298,-0.74058419466018677,-0.6612091064453125,-0.49578511714935303,-0.38121291995048523,-0.26664075255393982,-0.10121674835681915,-2.1841723471879959E-2,0]
[{"$f":"Data[[#This Row],[category]]&Data[[#This Row],[subcategory]]&Data[[#This Row],[delivered]]&Data[[#This Row],[date]]&Data[[#This Row],[hour]]","v":"AllAll study segmentsNet Load7/25/20234"},"All","All study segments","Net Load",2023,"7/25/2023","4",5794,5804,1.1452498435974121,1.0955626964569092,-4.968714714050293E-2,3.4243088215589523E-2,60.693561553955078,-1.4510124921798706,0,0,-0.1060120165348053,-9.3571431934833527E-2,-6.7644238471984863E-2,-4.968714714050293E-2,-3.1730055809020996E-2,-5.8028637431561947E-3,6.6377208568155766E-3,6.6470298767089844,6.3586459159851074,-0.28838419914245605,0.19874688982963562,-0.61529374122619629,-0.54308861494064331,-0.39260715246200562,-0.28838419914245605,-0.18416124582290649,-3.3679820597171783E-2,3.8525331765413284E-2,0]
[{"$f":"Data[[#This Row],[category]]&Data[[#This Row],[subcategory]]&Data[[#This Row],[delivered]]&Data[[#This Row],[date]]&Data[[#This Row],[hour]]","v":"AllAll study segmentsNet Load7/25/20235"},"All","All study segments","Net Load",2023,"7/25/2023","5",5794,5804,1.0499422550201416,0.97525888681411743,-7.4683412909507751E-2,2.867559902369976E-2,59.997756958007813,-2.6044237613677979,1,1,-0.12185057252645493,-0.11143267154693604,-8.9720912277698517E-2,-7.4683412909507751E-2,-5.9645913541316986E-2,-3.7934154272079468E-2,-2.7516249567270279E-2,6.093864917755127,5.660402774810791,-0.43346253037452698,0.16643317043781281,-0.70722073316574097,-0.64675521850585938,-0.52074015140533447,-0.43346253037452698,-0.34618487954139709,-0.22016982734203339,-0.15970431268215179,0]
[{"$f":"Data[[#This Row],[category]]&Data[[#This Row],[subcategory]]&Data[[#This Row],[delivered]]&Data[[#This Row],[date]]&Data[[#This Row],[hour]]","v":"AllAll study segmentsNet Load7/25/20236"},"All","All study segments","Net Load",2023,"7/25/2023","6",5794,5804,0.9328569769859314,0.88230925798416138,-5.0547711551189423E-2,2.3233937099575996E-2,59.413101196289063,-2.17559814453125,1,1,-8.8764138519763947E-2,-8.0323196947574615E-2,-6.2731601297855377E-2,-5.0547711551189423E-2,-3.8363821804523468E-2,-2.0772222429513931E-2,-1.2331285513937473E-2,5.414301872253418,5.1209230422973633,-0.29337891936302185,0.13484977185726166,-0.51518708467483521,-0.46619582176208496,-0.36409422755241394,-0.29337891936302185,-0.22266362607479095,-0.12056197971105576,-7.1570783853530884E-2,0]
[{"$f":"Data[[#This Row],[category]]&Data[[#This Row],[subcategory]]&Data[[#This Row],[delivered]]&Data[[#This Row],[date]]&Data[[#This Row],[hour]]","v":"AllAll study segmentsNet Load7/25/20237"},"All","All study segments","Net Load",2023,"7/25/2023","7",5794,5804,0.85854381322860718,0.78125649690628052,-7.7287331223487854E-2,1.8797516822814941E-2,58.902053833007813,-4.1115713119506836,1,1,-0.10820649564266205,-0.10137731581926346,-8.7144762277603149E-2,-7.7287331223487854E-2,-6.7429900169372559E-2,-5.3197342902421951E-2,-4.636816680431366E-2,4.9829883575439453,4.5344128608703613,-0.44857567548751831,0.10910078883171082,-0.62803047895431519,-0.5883939266204834,-0.50578820705413818,-0.44857567548751831,-0.39136314392089844,-0.30875736474990845,-0.26912084221839905,0]
[{"$f":"Data[[#This Row],[category]]&Data[[#This Row],[subcategory]]&Data[[#This Row],[delivered]]&Data[[#This Row],[date]]&Data[[#This Row],[hour]]","v":"AllAll study segmentsNet Load7/25/20238"},"All","All study segments","Net Load",2023,"7/25/2023","8",5794,5804,0.67985832691192627,0.61388850212097168,-6.5969832241535187E-2,1.6531364992260933E-2,60.479202270507813,-3.9905858039855957,1,1,-9.3161508440971375E-2,-8.7155625224113464E-2,-7.4638888239860535E-2,-6.5969832241535187E-2,-5.7300776243209839E-2,-4.4784035533666611E-2,-3.8778156042098999E-2,3.9458978176116943,3.5630087852478027,-0.38288891315460205,9.594804048538208E-2,-0.54070937633514404,-0.50585126876831055,-0.43320411443710327,-0.38288891315460205,-0.33257371187210083,-0.25992652773857117,-0.22506842017173767,0]
[{"$f":"Data[[#This Row],[category]]&Data[[#This Row],[subcategory]]&Data[[#This Row],[delivered]]&Data[[#This Row],[date]]&Data[[#This Row],[hour]]","v":"AllAll study segmentsNet Load7/25/20239"},"All","All study segments","Net Load",2023,"7/25/2023","9",5794,5804,0.38370877504348755,0.30652397871017456,-7.7184788882732391E-2,1.6521599143743515E-2,64.590003967285156,-4.671750545501709,1,1,-0.10436040163040161,-9.8358072340488434E-2,-8.5848726332187653E-2,-7.7184788882732391E-2,-6.852085143327713E-2,-5.6011509150266647E-2,-5.0009176135063171E-2,2.2270457744598389,1.7790651321411133,-0.44798052310943604,9.5891363918781281E-2,-0.60570776462554932,-0.57087028026580811,-0.49826601147651672,-0.44798052310943604,-0.39769503474235535,-0.32509079575538635,-0.29025325179100037,0]
[{"$f":"Data[[#This Row],[category]]&Data[[#This Row],[subcategory]]&Data[[#This Row],[delivered]]&Data[[#This Row],[date]]&Data[[#This Row],[hour]]","v":"AllAll study segmentsNet Load7/25/202310"},"All","All study segments","Net Load",2023,"7/25/2023","10",5794,5804,7.919037714600563E-3,-0.12491888552904129,-0.1328379213809967,2.0054072141647339E-2,68.681739807128906,-6.6239871978759766,1,1,-0.16582393646240234,-0.15853825211524963,-0.14335428178310394,-0.1328379213809967,-0.12232155352830887,-0.10713759064674377,-9.9851906299591064E-2,4.5962095260620117E-2,-0.72502923011779785,-0.77099132537841797,0.11639383435249329,-0.96244210004806519,-0.92015600204467773,-0.83202826976776123,-0.77099132537841797,-0.70995432138442993,-0.62182658910751343,-0.57954049110412598,0]
[{"$f":"Data[[#This Row],[category]]&Data[[#This Row],[subcategory]]&Data[[#This Row],[delivered]]&Data[[#This Row],[date]]&Data[[#This Row],[hour]]","v":"AllAll study segmentsNet Load7/25/202311"},"All","All study segments","Net Load",2023,"7/25/2023","11",5794,5804,-0.57462877035140991,-0.85568690299987793,-0.28105816245079041,2.7535161003470421E-2,72.972816467285156,-10.207245826721191,1,1,-0.32634946703910828,-0.31634590029716492,-0.29549762606620789,-0.28105816245079041,-0.26661869883537292,-0.24577043950557709,-0.23576685786247253,-3.3351454734802246,-4.9664068222045898,-1.6312615871429443,0.15981407463550568,-1.8941322565078735,-1.8360716104507446,-1.7150682210922241,-1.6312615871429443,-1.5474549531936646,-1.4264516830444336,-1.3683907985687256,0]
[{"$f":"Data[[#This Row],[category]]&Data[[#This Row],[subcategory]]&Data[[#This Row],[delivered]]&Data[[#This Row],[date]]&Data[[#This Row],[hour]]","v":"AllAll study segmentsNet Load7/25/202312"},"All","All study segments","Net Load",2023,"7/25/2023","12",5794,5804,-1.5133956670761108,-1.9131842851638794,-0.39978861808776855,3.3443477004766464E-2,76.857353210449219,-11.954157829284668,1,1,-0.45479825139045715,-0.44264817237854004,-0.41732639074325562,-0.39978861808776855,-0.38225084543228149,-0.35692906379699707,-0.34477898478507996,-8.7837486267089844,-11.104121208190918,-2.3203730583190918,0.19410593807697296,-2.6396491527557373,-2.5691299438476563,-2.4221622943878174,-2.3203730583190918,-2.2185838222503662,-2.0716161727905273,-2.0010972023010254,0]
[{"$f":"Data[[#This Row],[category]]&Data[[#This Row],[subcategory]]&Data[[#This Row],[delivered]]&Data[[#This Row],[date]]&Data[[#This Row],[hour]]","v":"AllAll study segmentsNet Load7/25/202313"},"All","All study segments","Net Load",2023,"7/25/2023","13",5794,5804,-2.4501879215240479,-2.8909957408905029,-0.44080787897109985,3.5779796540737152E-2,79.941925048828125,-12.320021629333496,1,1,-0.49966040253639221,-0.48666152358055115,-0.45957082509994507,-0.44080787897109985,-0.42204493284225464,-0.39495423436164856,-0.3819553554058075,-14.220890998840332,-16.779338836669922,-2.5584490299224854,0.20766593515872955,-2.9000289440155029,-2.8245835304260254,-2.667349100112915,-2.5584490299224854,-2.4495487213134766,-2.2923142910003662,-2.2168688774108887,0]
[{"$f":"Data[[#This Row],[category]]&Data[[#This Row],[subcategory]]&Data[[#This Row],[delivered]]&Data[[#This Row],[date]]&Data[[#This Row],[hour]]","v":"AllAll study segmentsNet Load7/25/202314"},"All","All study segments","Net Load",2023,"7/25/2023","14",5794,5804,-2.923076868057251,-3.4143822193145752,-0.49130523204803467,3.5010103136301041E-2,83.068946838378906,-14.033241271972656,1,1,-0.54889172315597534,-0.53617250919342041,-0.50966453552246094,-0.49130523204803467,-0.4729459285736084,-0.44643798470497131,-0.43371874094009399,-16.965538024902344,-19.817073822021484,-2.8515355587005615,0.20319864153862,-3.185767650604248,-3.1119451522827148,-2.9580929279327393,-2.8515355587005615,-2.7449781894683838,-2.5911259651184082,-2.517303466796875,0]
[{"$f":"Data[[#This Row],[category]]&Data[[#This Row],[subcategory]]&Data[[#This Row],[delivered]]&Data[[#This Row],[date]]&Data[[#This Row],[hour]]","v":"AllAll study segmentsNet Load7/25/202315"},"All","All study segments","Net Load",2023,"7/25/2023","15",5794,5804,-3.0650656223297119,-3.4014153480529785,-0.33634954690933228,3.3773291856050491E-2,85.752677917480469,-9.9590396881103516,1,1,-0.39190167188644409,-0.37963175773620605,-0.35406029224395752,-0.33634954690933228,-0.31863880157470703,-0.2930673360824585,-0.28079742193222046,-17.789640426635742,-19.741815567016602,-1.9521727561950684,0.19602018594741821,-2.2745974063873291,-2.2033827304840088,-2.0549659729003906,-1.9521727561950684,-1.8493796586990356,-1.7009627819061279,-1.6297482252120972,0]
[{"$f":"Data[[#This Row],[category]]&Data[[#This Row],[subcategory]]&Data[[#This Row],[delivered]]&Data[[#This Row],[date]]&Data[[#This Row],[hour]]","v":"AllAll study segmentsNet Load7/25/202316"},"All","All study segments","Net Load",2023,"7/25/2023","16",5794,5804,-2.8186728954315186,-3.0660028457641602,-0.24732989072799683,3.0289528891444206E-2,87.472900390625,-8.1655244827270508,1,1,-0.29715174436569214,-0.28614747524261475,-0.26321372389793396,-0.24732989072799683,-0.2314460426568985,-0.20851229131221771,-0.19750805199146271,-16.359577178955078,-17.795080184936523,-1.4355026483535767,0.17580042779445648,-1.7246687412261963,-1.6607999801635742,-1.527692437171936,-1.4355026483535767,-1.3433128595352173,-1.2102053165435791,-1.1463366746902466,0]
[{"$f":"Data[[#This Row],[category]]&Data[[#This Row],[subcategory]]&Data[[#This Row],[delivered]]&Data[[#This Row],[date]]&Data[[#This Row],[hour]]","v":"AllAll study segmentsNet Load7/25/202317"},"All","All study segments","Net Load",2023,"7/25/2023","17",5794,5804,-2.3216652870178223,-2.4885017871856689,-0.16683650016784668,2.6783695444464684E-2,87.599845886230469,-6.229032039642334,1,1,-0.21089175343513489,-0.20116119086742401,-0.18088188767433167,-0.16683650016784668,-0.15279111266136169,-0.13251180946826935,-0.12278123944997787,-13.474945068359375,-14.443264007568359,-0.96831905841827393,0.15545256435871124,-1.2240157127380371,-1.1675395965576172,-1.0498384237289429,-0.96831905841827393,-0.88679963350296021,-0.76909852027893066,-0.71262228488922119,0]
[{"$f":"Data[[#This Row],[category]]&Data[[#This Row],[subcategory]]&Data[[#This Row],[delivered]]&Data[[#This Row],[date]]&Data[[#This Row],[hour]]","v":"AllAll study segmentsNet Load7/25/202318"},"All","All study segments","Net Load",2023,"7/25/2023","18",5794,5804,-1.2570513486862183,-1.3633103370666504,-0.10625898092985153,2.5164274498820305E-2,86.484550476074219,-4.2226123809814453,1,1,-0.14765052497386932,-0.13850829005241394,-0.11945513635873795,-0.10625898092985153,-9.3062825500965118E-2,-7.4009664356708527E-2,-6.4867429435253143E-2,-7.2959260940551758,-7.9126529693603516,-0.61672711372375488,0.14605344831943512,-0.8569636344909668,-0.80390208959579468,-0.69331759214401245,-0.61672711372375488,-0.54013663530349731,-0.42955207824707031,-0.37649056315422058,0]
[{"$f":"Data[[#This Row],[category]]&Data[[#This Row],[subcategory]]&Data[[#This Row],[delivered]]&Data[[#This Row],[date]]&Data[[#This Row],[hour]]","v":"AllAll study segmentsNet Load7/25/202319"},"All","All study segments","Net Load",2023,"7/25/2023","19",5794,5804,-0.17334941029548645,-0.22489644587039948,-5.1547028124332428E-2,2.3530879989266396E-2,84.011825561523438,-2.1906120777130127,1,1,-9.0251877903938293E-2,-8.1703066825866699E-2,-6.3886635005474091E-2,-5.1547028124332428E-2,-3.9207421243190765E-2,-2.1390991285443306E-2,-1.2842174619436264E-2,-1.006119966506958,-1.305298924446106,-0.29917895793914795,0.13657322525978088,-0.52382189035415649,-0.47420459985733032,-0.3707980215549469,-0.29917895793914795,-0.22755987942218781,-0.12415331602096558,-7.4535980820655823E-2,0]
[{"$f":"Data[[#This Row],[category]]&Data[[#This Row],[subcategory]]&Data[[#This Row],[delivered]]&Data[[#This Row],[date]]&Data[[#This Row],[hour]]","v":"AllAll study segmentsNet Load7/25/202320"},"All","All study segments","Net Load",2023,"7/25/2023","20",5794,5804,0.49730184674263,-0.74686914682388306,-1.2441710233688354,2.8836304321885109E-2,80.745170593261719,-43.14599609375,1,1,-1.2916024923324585,-1.2811262607574463,-1.2592928409576416,-1.2441710233688354,-1.2290492057800293,-1.2072157859802246,-1.1967395544052124,2.8863399028778076,-4.3348283767700195,-7.2211685180664063,0.1673659086227417,-7.4964609146118164,-7.4356570243835449,-7.3089356422424316,-7.2211685180664063,-7.1334013938903809,-7.0066804885864258,-6.9458765983581543,0]
[{"$f":"Data[[#This Row],[category]]&Data[[#This Row],[subcategory]]&Data[[#This Row],[delivered]]&Data[[#This Row],[date]]&Data[[#This Row],[hour]]","v":"AllAll study segmentsNet Load7/25/202321"},"All","All study segments","Net Load",2023,"7/25/2023","21",5794,5804,0.80340325832366943,-3.4234864711761475,-4.2268896102905273,5.8891229331493378E-2,75.830947875976563,-71.774520874023438,1,1,-4.3237571716308594,-4.3023619651794434,-4.2577719688415527,-4.2268896102905273,-4.196007251739502,-4.1514172554016113,-4.1300220489501953,4.6629524230957031,-19.869915008544922,-24.532867431640625,0.34180468320846558,-25.095087051391602,-24.970909118652344,-24.712108612060547,-24.532867431640625,-24.353626251220703,-24.094825744628906,-23.970647811889648,0]
[{"$f":"Data[[#This Row],[category]]&Data[[#This Row],[subcategory]]&Data[[#This Row],[delivered]]&Data[[#This Row],[date]]&Data[[#This Row],[hour]]","v":"AllAll study segmentsNet Load7/25/202322"},"All","All study segments","Net Load",2023,"7/25/2023","22",5794,5804,1.1953390836715698,1.5186728239059448,0.32333368062973022,3.0648538842797279E-2,71.644203186035156,10.549725532531738,1,1,0.27292132377624512,0.28405600786209106,0.30726155638694763,0.32333368062973022,0.33940580487251282,0.36261135339736938,0.37374603748321533,6.9377479553222656,8.8143768310546875,1.8766286373138428,0.17788411676883698,1.5840353965759277,1.6486610174179077,1.7833460569381714,1.8766286373138428,1.9699113368988037,2.1045963764190674,2.1692221164703369,0]
[{"$f":"Data[[#This Row],[category]]&Data[[#This Row],[subcategory]]&Data[[#This Row],[delivered]]&Data[[#This Row],[date]]&Data[[#This Row],[hour]]","v":"AllAll study segmentsNet Load7/25/202323"},"All","All study segments","Net Load",2023,"7/25/2023","23",5794,5804,1.1105680465698242,1.4285449981689453,0.31797695159912109,2.843652106821537E-2,68.968498229980469,11.181991577148438,1,1,0.27120304107666016,0.28153407573699951,0.30306482315063477,0.31797695159912109,0.33288908004760742,0.35441982746124268,0.36475086212158203,6.4457368850708008,8.2912750244140625,1.8455382585525513,0.16504557430744171,1.5740624666213989,1.6340237855911255,1.7589882612228394,1.8455382585525513,1.9320882558822632,2.0570526123046875,2.1170139312744141,0]
[{"$f":"Data[[#This Row],[category]]&Data[[#This Row],[subcategory]]&Data[[#This Row],[delivered]]&Data[[#This Row],[date]]&Data[[#This Row],[hour]]","v":"AllAll study segmentsNet Load7/25/202324"},"All","All study segments","Net Load",2023,"7/25/2023","24",5794,5804,1.2255867719650269,1.4225647449493408,0.19697798788547516,2.7921075001358986E-2,67.154731750488281,7.0548138618469238,1,1,0.15105190873146057,0.16119569540023804,0.18233616650104523,0.19697798788547516,0.21161980926990509,0.23276028037071228,0.24290406703948975,7.1133055686950684,8.256566047668457,1.1432602405548096,0.1620539128780365,0.87670528888702393,0.93557983636856079,1.0582791566848755,1.1432602405548096,1.2282413244247437,1.3509407043457031,1.4098151922225952,0]
[{"$f":"Data[[#This Row],[category]]&Data[[#This Row],[subcategory]]&Data[[#This Row],[delivered]]&Data[[#This Row],[date]]&Data[[#This Row],[hour]]","v":"AllAll study segmentsNet Load7/25/2023Event Window"},"All","All study segments","Net Load",2023,"7/25/2023","Event Window",5794,5804,0.80340325832366943,-3.4234864711761475,-4.2268896102905273,5.8891229331493378E-2,75.830947875976563,-71.774520874023438,1,1,-4.3237571716308594,-4.3023619651794434,-4.2577719688415527,-4.2268896102905273,-4.196007251739502,-4.1514172554016113,-4.1300220489501953,4.6629524230957031,-19.869915008544922,-24.532867431640625,0.34180468320846558,-25.095087051391602,-24.970909118652344,-24.712108612060547,-24.532867431640625,-24.353626251220703,-24.094825744628906,-23.970647811889648,0]
[{"$f":"Data[[#This Row],[category]]&Data[[#This Row],[subcategory]]&Data[[#This Row],[delivered]]&Data[[#This Row],[date]]&Data[[#This Row],[hour]]","v":"AllAll study segmentsNet Load7/26/20231"},"All","All study segments","Net Load",2023,"7/26/2023","1",5794,5803,2.3341631889343262,2.5373160839080811,0.20315292477607727,4.1378285735845566E-2,63.489212036132813,4.9096508026123047,1,1,0.13509170711040497,0.15012452006340027,0.181454136967659,0.20315292477607727,0.22485171258449554,0.25618132948875427,0.27121415734291077,13.545148849487305,14.724044799804688,1.178896427154541,0.24011819064617157,0.78393715620040894,0.87117260694503784,1.0529783964157104,1.178896427154541,1.3048144578933716,1.486620306968689,1.5738557577133179,0]
[{"$f":"Data[[#This Row],[category]]&Data[[#This Row],[subcategory]]&Data[[#This Row],[delivered]]&Data[[#This Row],[date]]&Data[[#This Row],[hour]]","v":"AllAll study segmentsNet Load7/26/20232"},"All","All study segments","Net Load",2023,"7/26/2023","2",5794,5803,1.9977266788482666,2.2283844947814941,0.23065783083438873,4.3729964643716812E-2,64.462982177734375,5.2745943069458008,1,1,0.15872843563556671,0.17461562156677246,0.20772580802440643,0.23065783083438873,0.25358983874320984,0.286700040102005,0.30258721113204956,11.592807769775391,12.931315422058105,1.3385074138641357,0.25376498699188232,0.92110109329223633,1.0132944583892822,1.2054328918457031,1.3385074138641357,1.4715818166732788,1.6637203693389893,1.7559136152267456,0]
[{"$f":"Data[[#This Row],[category]]&Data[[#This Row],[subcategory]]&Data[[#This Row],[delivered]]&Data[[#This Row],[date]]&Data[[#This Row],[hour]]","v":"AllAll study segmentsNet Load7/26/20233"},"All","All study segments","Net Load",2023,"7/26/2023","3",5794,5803,1.4697790145874023,1.6156386137008667,0.14585959911346436,3.7553761154413223E-2,63.287021636962891,3.8840210437774658,1,1,8.4089159965515137E-2,9.7732514142990112E-2,0.12616638839244843,0.14585959911346436,0.16555280983448029,0.1939866840839386,0.20763003826141357,8.5291280746459961,9.3755512237548828,0.84642326831817627,0.21792447566986084,0.48796939849853516,0.56714177131652832,0.7321435809135437,0.84642326831817627,0.96070295572280884,1.1257047653198242,1.2048771381378174,0]
[{"$f":"Data[[#This Row],[category]]&Data[[#This Row],[subcategory]]&Data[[#This Row],[delivered]]&Data[[#This Row],[date]]&Data[[#This Row],[hour]]","v":"AllAll study segmentsNet Load7/26/20234"},"All","All study segments","Net Load",2023,"7/26/2023","4",5794,5803,1.2495841979980469,1.3454780578613281,9.589385986328125E-2,3.4308567643165588E-2,62.223766326904297,2.7950410842895508,1,1,3.9461288601160049E-2,5.1925662904977798E-2,7.7902428805828094E-2,9.589385986328125E-2,0.11388529092073441,0.139862060546875,0.15232643485069275,7.2513370513916016,7.8078093528747559,0.5564720630645752,0.19909261167049408,0.22899386286735535,0.30132463574409485,0.4520677924156189,0.5564720630645752,0.66087633371353149,0.81161952018737793,0.88395029306411743,0]
[{"$f":"Data[[#This Row],[category]]&Data[[#This Row],[subcategory]]&Data[[#This Row],[delivered]]&Data[[#This Row],[date]]&Data[[#This Row],[hour]]","v":"AllAll study segmentsNet Load7/26/20235"},"All","All study segments","Net Load",2023,"7/26/2023","5",5794,5803,1.1474360227584839,1.2244735956192017,7.7037625014781952E-2,3.0844638124108315E-2,61.184844970703125,2.4976017475128174,1,1,2.6302710175514221E-2,3.7508629262447357E-2,6.086268275976181E-2,7.7037625014781952E-2,9.3212567269802094E-2,0.11656662076711655,0.12777253985404968,6.6585712432861328,7.1056203842163086,0.4470493495464325,0.17899143695831299,0.15263462066650391,0.21766257286071777,0.35318616032600403,0.4470493495464325,0.54091250896453857,0.67643612623214722,0.74146407842636108,0]
[{"$f":"Data[[#This Row],[category]]&Data[[#This Row],[subcategory]]&Data[[#This Row],[delivered]]&Data[[#This Row],[date]]&Data[[#This Row],[hour]]","v":"AllAll study segmentsNet Load7/26/20236"},"All","All study segments","Net Load",2023,"7/26/2023","6",5794,5803,0.9938349723815918,1.1075180768966675,0.11368312686681747,2.500639483332634E-2,60.557041168212891,4.5461621284484863,1,1,7.2551265358924866E-2,8.1636145710945129E-2,0.10056976228952408,0.11368312686681747,0.12679649889469147,0.14573010802268982,0.15481498837471008,5.7672243118286133,6.4269275665283203,0.65970319509506226,0.14511211216449738,0.42101499438285828,0.47373455762863159,0.5836063027381897,0.65970319509506226,0.73580008745193481,0.84567183256149292,0.89839136600494385,0]
[{"$f":"Data[[#This Row],[category]]&Data[[#This Row],[subcategory]]&Data[[#This Row],[delivered]]&Data[[#This Row],[date]]&Data[[#This Row],[hour]]","v":"AllAll study segmentsNet Load7/26/20237"},"All","All study segments","Net Load",2023,"7/26/2023","7",5794,5803,0.88929039239883423,0.99788749217987061,0.10859708487987518,2.0286867395043373E-2,60.290298461914063,5.3530731201171875,1,1,7.522815465927124E-2,8.2598417997360229E-2,9.795863926410675E-2,0.10859708487987518,0.11923553049564362,0.13459575176239014,0.14196601510047913,5.1605520248413086,5.790740966796875,0.63018888235092163,0.1177246943116188,0.43654897809028625,0.47931861877441406,0.56845396757125854,0.63018888235092163,0.69192379713058472,0.7810591459274292,0.82382875680923462,0]
[{"$f":"Data[[#This Row],[category]]&Data[[#This Row],[subcategory]]&Data[[#This Row],[delivered]]&Data[[#This Row],[date]]&Data[[#This Row],[hour]]","v":"AllAll study segmentsNet Load7/26/20238"},"All","All study segments","Net Load",2023,"7/26/2023","8",5794,5803,0.68310552835464478,0.77559024095535278,9.2484727501869202E-2,1.6807219013571739E-2,60.983345031738281,5.5026788711547852,1,1,6.4839310944080353E-2,7.0945411920547485E-2,8.3671011030673981E-2,9.2484727501869202E-2,0.10129844397306442,0.11402404308319092,0.12013014405965805,3.9640614986419678,4.5007500648498535,0.53668886423110962,9.7532294690608978E-2,0.37626251578330994,0.41169622540473938,0.48554286360740662,0.53668886423110962,0.58783489465713501,0.66168153285980225,0.69711524248123169,0]
[{"$f":"Data[[#This Row],[category]]&Data[[#This Row],[subcategory]]&Data[[#This Row],[delivered]]&Data[[#This Row],[date]]&Data[[#This Row],[hour]]","v":"AllAll study segmentsNet Load7/26/20239"},"All","All study segments","Net Load",2023,"7/26/2023","9",5794,5803,0.40579375624656677,0.50677770376205444,0.10098395496606827,1.720857247710228E-2,63.506904602050781,5.8682355880737305,1,1,7.2678372263908386E-2,7.8930281102657318E-2,9.1959767043590546E-2,0.10098395496606827,0.11000814288854599,0.12303762882947922,0.12928953766822815,2.3548212051391602,2.9408309459686279,0.5860099196434021,9.9861346185207367E-2,0.42175260186195374,0.45803242921829224,0.53364253044128418,0.5860099196434021,0.63837724924087524,0.71398735046386719,0.75026720762252808,0]
[{"$f":"Data[[#This Row],[category]]&Data[[#This Row],[subcategory]]&Data[[#This Row],[delivered]]&Data[[#This Row],[date]]&Data[[#This Row],[hour]]","v":"AllAll study segmentsNet Load7/26/202310"},"All","All study segments","Net Load",2023,"7/26/2023","10",5794,5803,4.9869272857904434E-2,0.2343769371509552,0.18450766801834106,2.055652067065239E-2,66.813690185546875,8.9756269454956055,1,1,0.15069520473480225,0.15816342830657959,0.17372782528400421,0.18450766801834106,0.19528751075267792,0.21085190773010254,0.21832013130187988,0.28939139842987061,1.3600894212722778,1.0706980228424072,0.11928948760032654,0.87448430061340332,0.91782236099243164,1.0081425905227661,1.0706980228424072,1.1332534551620483,1.2235735654830933,1.2669117450714111,0]
[{"$f":"Data[[#This Row],[category]]&Data[[#This Row],[subcategory]]&Data[[#This Row],[delivered]]&Data[[#This Row],[date]]&Data[[#This Row],[hour]]","v":"AllAll study segmentsNet Load7/26/202311"},"All","All study segments","Net Load",2023,"7/26/2023","11",5794,5803,-0.41161331534385681,-0.15693303942680359,0.25468027591705322,2.5314778089523315E-2,70.654212951660156,10.060537338256836,1,1,0.21304117143154144,0.22223807871341705,0.241405189037323,0.25468027591705322,0.26795536279678345,0.2871224582195282,0.2963193953037262,-2.388592004776001,-0.91068243980407715,1.4779096841812134,0.14690165221691132,1.2362779378890991,1.2896475791931152,1.4008742570877075,1.4779096841812134,1.5549449920654297,1.666171669960022,1.7195414304733276,0]
[{"$f":"Data[[#This Row],[category]]&Data[[#This Row],[subcategory]]&Data[[#This Row],[delivered]]&Data[[#This Row],[date]]&Data[[#This Row],[hour]]","v":"AllAll study segmentsNet Load7/26/202312"},"All","All study segments","Net Load",2023,"7/26/2023","12",5794,5803,-1.3210747241973877,-0.88138937950134277,0.43968537449836731,3.0054325237870216E-2,73.82110595703125,14.629687309265137,1,1,0.39025041460990906,0.40116921067237854,0.42392486333847046,0.43968537449836731,0.45544588565826416,0.47820153832435608,0.48912033438682556,-7.6661968231201172,-5.1147027015686035,2.5514941215515137,0.17440524697303772,2.2646231651306152,2.3279850482940674,2.460036039352417,2.5514941215515137,2.6429524421691895,2.7750034332275391,2.8383653163909912,0]
[{"$f":"Data[[#This Row],[category]]&Data[[#This Row],[subcategory]]&Data[[#This Row],[delivered]]&Data[[#This Row],[date]]&Data[[#This Row],[hour]]","v":"AllAll study segmentsNet Load7/26/202313"},"All","All study segments","Net Load",2023,"7/26/2023","13",5794,5803,-2.17592453956604,-1.6328028440475464,0.54312163591384888,3.4359924495220184E-2,76.702362060546875,15.80683422088623,1,1,0.48660460114479065,0.4990876317024231,0.52510327100753784,0.54312163591384888,0.56114000082015991,0.58715564012527466,0.59963870048522949,-12.626890182495117,-9.4751548767089844,3.1517348289489746,0.19939063489437103,2.8237664699554443,2.8962054252624512,3.0471742153167725,3.1517348289489746,3.2562954425811768,3.407264232635498,3.479703426361084,0]
[{"$f":"Data[[#This Row],[category]]&Data[[#This Row],[subcategory]]&Data[[#This Row],[delivered]]&Data[[#This Row],[date]]&Data[[#This Row],[hour]]","v":"AllAll study segmentsNet Load7/26/202314"},"All","All study segments","Net Load",2023,"7/26/2023","14",5794,5803,-2.7565629482269287,-2.1721591949462891,0.5844038724899292,4.3129485100507736E-2,79.378753662109375,13.549984931945801,1,1,0.51346218585968018,0.52913123369216919,0.56178677082061768,0.5844038724899292,0.60702097415924072,0.63967651128768921,0.65534555912017822,-15.996335029602051,-12.605039596557617,3.3912956714630127,0.25028041005134583,2.9796211719512939,3.0705485343933105,3.2600486278533936,3.3912956714630127,3.5225427150726318,3.7120428085327148,3.8029701709747314,0]
[{"$f":"Data[[#This Row],[category]]&Data[[#This Row],[subcategory]]&Data[[#This Row],[delivered]]&Data[[#This Row],[date]]&Data[[#This Row],[hour]]","v":"AllAll study segmentsNet Load7/26/202315"},"All","All study segments","Net Load",2023,"7/26/2023","15",5794,5803,-2.9370458126068115,-2.9456179141998291,-8.5719749331474304E-3,3.5836219787597656E-2,81.055488586425781,-0.23919863998889923,0,0,-6.7517310380935669E-2,-5.4497938603162766E-2,-2.736450731754303E-2,-8.5719749331474304E-3,1.0220557451248169E-2,3.7353988736867905E-2,5.0373360514640808E-2,-17.043676376342773,-17.093420028686523,-4.9743171781301498E-2,0.20795758068561554,-0.39180296659469604,-0.31625154614448547,-0.15879623591899872,-4.9743171781301498E-2,5.930989608168602E-2,0.21676519513130188,0.29231661558151245,0]
[{"$f":"Data[[#This Row],[category]]&Data[[#This Row],[subcategory]]&Data[[#This Row],[delivered]]&Data[[#This Row],[date]]&Data[[#This Row],[hour]]","v":"AllAll study segmentsNet Load7/26/202316"},"All","All study segments","Net Load",2023,"7/26/2023","16",5794,5803,-2.7737350463867188,-2.6566896438598633,0.11704547703266144,3.1908415257930756E-2,81.825248718261719,3.6681694984436035,1,1,6.4560800790786743E-2,7.6153196394443512E-2,0.10031268745660782,0.11704547703266144,0.13377825915813446,0.15793775022029877,0.16953015327453613,-16.095985412597656,-15.416769981384277,0.67921489477157593,0.18516454100608826,0.37464633584022522,0.44191700220108032,0.58211451768875122,0.67921489477157593,0.77631521224975586,0.91651278734207153,0.98378348350524902,0]
[{"$f":"Data[[#This Row],[category]]&Data[[#This Row],[subcategory]]&Data[[#This Row],[delivered]]&Data[[#This Row],[date]]&Data[[#This Row],[hour]]","v":"AllAll study segmentsNet Load7/26/202317"},"All","All study segments","Net Load",2023,"7/26/2023","17",5794,5803,-2.3564186096191406,-1.782806396484375,0.5736122727394104,3.127458319067955E-2,81.723251342773438,18.341163635253906,1,1,0.52217018604278564,0.53353226184844971,0.55721187591552734,0.5736122727394104,0.59001266956329346,0.61369228363037109,0.62505435943603516,-13.674297332763672,-10.345625877380371,3.328671932220459,0.18148641288280487,3.0301535129547119,3.0960876941680908,3.2335004806518555,3.328671932220459,3.4238436222076416,3.5612564086914063,3.6271903514862061,0]
[{"$f":"Data[[#This Row],[category]]&Data[[#This Row],[subcategory]]&Data[[#This Row],[delivered]]&Data[[#This Row],[date]]&Data[[#This Row],[hour]]","v":"AllAll study segmentsNet Load7/26/202318"},"All","All study segments","Net Load",2023,"7/26/2023","18",5794,5803,-1.3313326835632324,-0.52489989995956421,0.80643278360366821,3.1084185466170311E-2,80.305747985839844,25.943506240844727,1,1,0.75530385971069336,0.76659679412841797,0.79013222455978394,0.80643278360366821,0.82273334264755249,0.84626877307891846,0.85756170749664307,-7.7257237434387207,-3.0459940433502197,4.6797294616699219,0.18038152158260345,4.383028507232666,4.4485611915588379,4.5851373672485352,4.6797294616699219,4.7743215560913086,4.9108977317810059,4.9764304161071777,0]
[{"$f":"Data[[#This Row],[category]]&Data[[#This Row],[subcategory]]&Data[[#This Row],[delivered]]&Data[[#This Row],[date]]&Data[[#This Row],[hour]]","v":"AllAll study segmentsNet Load7/26/202319"},"All","All study segments","Net Load",2023,"7/26/2023","19",5794,5803,-0.31707528233528137,-5.6711511611938477,-5.3540759086608887,4.993467777967453E-2,77.81964111328125,-107.22159576416016,1,1,-5.436211109161377,-5.4180698394775391,-5.3802618980407715,-5.3540759086608887,-5.3278899192810059,-5.2900819778442383,-5.2719407081604004,-1.8399878740310669,-32.909690856933594,-31.0697021484375,0.28977093100547791,-31.546333312988281,-31.441059112548828,-31.221660614013672,-31.0697021484375,-30.917745590209961,-30.698345184326172,-30.593070983886719,0]
[{"$f":"Data[[#This Row],[category]]&Data[[#This Row],[subcategory]]&Data[[#This Row],[delivered]]&Data[[#This Row],[date]]&Data[[#This Row],[hour]]","v":"AllAll study segmentsNet Load7/26/202320"},"All","All study segments","Net Load",2023,"7/26/2023","20",5794,5803,0.43568149209022522,-4.4841475486755371,-4.9198288917541504,5.2127037197351456E-2,74.229118347167969,-94.381515502929688,1,1,-5.0055704116821289,-4.9866323471069336,-4.9471645355224609,-4.9198288917541504,-4.8924932479858398,-4.8530254364013672,-4.8340873718261719,2.5282597541809082,-26.021509170532227,-28.549766540527344,0.30249318480491638,-29.047325134277344,-28.937427520751953,-28.708395004272461,-28.549766540527344,-28.391138076782227,-28.162107467651367,-28.052209854125977,0]
[{"$f":"Data[[#This Row],[category]]&Data[[#This Row],[subcategory]]&Data[[#This Row],[delivered]]&Data[[#This Row],[date]]&Data[[#This Row],[hour]]","v":"AllAll study segmentsNet Load7/26/202321"},"All","All study segments","Net Load",2023,"7/26/2023","21",5794,5803,0.77289456129074097,-0.47093373537063599,-1.243828296661377,4.5902606099843979E-2,69.705818176269531,-27.097116470336914,1,1,-1.3193314075469971,-1.3026548624038696,-1.2678996324539185,-1.243828296661377,-1.2197569608688354,-1.1850017309188843,-1.1683251857757568,4.4851069450378418,-2.7328283786773682,-7.2179355621337891,0.26637282967567444,-7.6560802459716797,-7.5593061447143555,-7.3576216697692871,-7.2179355621337891,-7.078249454498291,-6.8765649795532227,-6.7797908782958984,0]
[{"$f":"Data[[#This Row],[category]]&Data[[#This Row],[subcategory]]&Data[[#This Row],[delivered]]&Data[[#This Row],[date]]&Data[[#This Row],[hour]]","v":"AllAll study segmentsNet Load7/26/202322"},"All","All study segments","Net Load",2023,"7/26/2023","22",5794,5803,0.97184455394744873,1.7507766485214233,0.77893209457397461,3.107718750834465E-2,65.870040893554688,25.064434051513672,1,1,0.72781467437744141,0.73910510540008545,0.76263523101806641,0.77893209457397461,0.79522895812988281,0.81875908374786377,0.83004951477050781,5.6396141052246094,10.159756660461426,4.5201430320739746,0.18034091591835022,4.223508358001709,4.2890267372131348,4.425572395324707,4.5201430320739746,4.6147136688232422,4.7512588500976563,4.816777229309082,0]
[{"$f":"Data[[#This Row],[category]]&Data[[#This Row],[subcategory]]&Data[[#This Row],[delivered]]&Data[[#This Row],[date]]&Data[[#This Row],[hour]]","v":"AllAll study segmentsNet Load7/26/202323"},"All","All study segments","Net Load",2023,"7/26/2023","23",5794,5803,0.97395968437194824,1.6387711763381958,0.66481143236160278,3.1185630708932877E-2,63.675525665283203,21.317876815795898,1,1,0.61351561546325684,0.62484544515609741,0.64845764636993408,0.66481143236160278,0.68116521835327148,0.70477741956710815,0.71610724925994873,5.6518878936767578,9.5097894668579102,3.857900857925415,0.18097022175788879,3.5602312088012695,3.6259782314300537,3.7629997730255127,3.857900857925415,3.9528017044067383,4.0898232460021973,4.1555705070495605,0]
[{"$f":"Data[[#This Row],[category]]&Data[[#This Row],[subcategory]]&Data[[#This Row],[delivered]]&Data[[#This Row],[date]]&Data[[#This Row],[hour]]","v":"AllAll study segmentsNet Load7/26/202324"},"All","All study segments","Net Load",2023,"7/26/2023","24",5794,5803,1.0966775417327881,1.5419209003448486,0.44524344801902771,3.0122566968202591E-2,62.207023620605469,14.781059265136719,1,1,0.39569622278213501,0.40663981437683105,0.42944714426994324,0.44524344801902771,0.46103975176811218,0.48384708166122437,0.49479067325592041,6.3640198707580566,8.9477672576904297,2.5837476253509521,0.17480126023292542,2.2962250709533691,2.3597309589385986,2.492081880569458,2.5837476253509521,2.6754136085510254,2.8077645301818848,2.8712701797485352,0]
[{"$f":"Data[[#This Row],[category]]&Data[[#This Row],[subcategory]]&Data[[#This Row],[delivered]]&Data[[#This Row],[date]]&Data[[#This Row],[hour]]","v":"AllAll study segmentsNet Load7/26/2023Event Window"},"All","All study segments","Net Load",2023,"7/26/2023","Event Window",5794,5803,0.29716691374778748,-3.5420775413513184,-3.8392443656921387,3.9992962032556534E-2,73.918190002441406,-95.998001098632813,1,1,-3.905026912689209,-3.8904974460601807,-3.8602166175842285,-3.8392443656921387,-3.8182721138000488,-3.7879912853240967,-3.7734618186950684,1.7244596481323242,-20.554676055908203,-22.279134750366211,0.2320791631937027,-22.660871505737305,-22.576557159423828,-22.400836944580078,-22.279134750366211,-22.157432556152344,-21.981714248657227,-21.897397994995117,0]
[{"$f":"Data[[#This Row],[category]]&Data[[#This Row],[subcategory]]&Data[[#This Row],[delivered]]&Data[[#This Row],[date]]&Data[[#This Row],[hour]]","v":"AllAll study segmentsNet Load8/28/20231"},"All","All study segments","Net Load",2023,"8/28/2023","1",6085,6094,2.1280357837677002,2.0266919136047363,-0.10134395956993103,4.1328389197587967E-2,63.658668518066406,-2.4521632194519043,1,1,-0.16932311654090881,-0.15430842339992523,-0.1230165883898735,-0.10134395956993103,-7.9671330749988556E-2,-4.8379499465227127E-2,-3.3364810049533844E-2,12.968250274658203,12.35066032409668,-0.61759006977081299,0.25185519456863403,-1.0318551063537598,-0.94035553932189941,-0.74966311454772949,-0.61759006977081299,-0.48551708459854126,-0.29482465982437134,-0.20332515239715576,0]
[{"$f":"Data[[#This Row],[category]]&Data[[#This Row],[subcategory]]&Data[[#This Row],[delivered]]&Data[[#This Row],[date]]&Data[[#This Row],[hour]]","v":"AllAll study segmentsNet Load8/28/20232"},"All","All study segments","Net Load",2023,"8/28/2023","2",6085,6094,1.83805251121521,1.765110969543457,-7.2941616177558899E-2,4.2432121932506561E-2,62.927772521972656,-1.719018816947937,1,0,-0.14273624122142792,-0.12732057273387909,-9.5193043351173401E-2,-7.2941616177558899E-2,-5.0690189003944397E-2,-1.8562663346529007E-2,-3.1469864770770073E-3,11.201091766357422,10.756586074829102,-0.4445061981678009,0.25858134031295776,-0.86983466148376465,-0.77589154243469238,-0.58010637760162354,-0.4445061981678009,-0.30890601873397827,-0.11312086880207062,-1.9177734851837158E-2,0]
[{"$f":"Data[[#This Row],[category]]&Data[[#This Row],[subcategory]]&Data[[#This Row],[delivered]]&Data[[#This Row],[date]]&Data[[#This Row],[hour]]","v":"AllAll study segmentsNet Load8/28/20233"},"All","All study segments","Net Load",2023,"8/28/2023","3",6085,6094,1.330824613571167,1.3445143699645996,1.3689801096916199E-2,3.7700295448303223E-2,61.760723114013672,0.36312183737754822,0,0,-4.8321668058633804E-2,-3.4625072032213211E-2,-6.0802530497312546E-3,1.3689801096916199E-2,3.3459857106208801E-2,6.2004674226045609E-2,7.5701266527175903E-2,8.1100454330444336,8.1934709548950195,8.3425648510456085E-2,0.22974559664726257,-0.29447224736213684,-0.21100519597530365,-3.705306351184845E-2,8.3425648510456085E-2,0.20390437543392181,0.37785649299621582,0.46132352948188782,0]
[{"$f":"Data[[#This Row],[category]]&Data[[#This Row],[subcategory]]&Data[[#This Row],[delivered]]&Data[[#This Row],[date]]&Data[[#This Row],[hour]]","v":"AllAll study segmentsNet Load8/28/20234"},"All","All study segments","Net Load",2023,"8/28/2023","4",6085,6094,1.0623698234558105,1.1341495513916016,7.1779698133468628E-2,3.2767437398433685E-2,60.227443695068359,2.1905801296234131,1,1,1.7882060259580612E-2,2.9786538332700729E-2,5.4596439003944397E-2,7.1779698133468628E-2,8.8962957262992859E-2,0.11377286165952682,0.12567733228206635,6.4740815162658691,6.9115071296691895,0.43742549419403076,0.19968476891517639,0.10897327214479446,0.18151916563510895,0.33271071314811707,0.43742549419403076,0.54214024543762207,0.69333183765411377,0.76587766408920288,0]
[{"$f":"Data[[#This Row],[category]]&Data[[#This Row],[subcategory]]&Data[[#This Row],[delivered]]&Data[[#This Row],[date]]&Data[[#This Row],[hour]]","v":"AllAll study segmentsNet Load8/28/20235"},"All","All study segments","Net Load",2023,"8/28/2023","5",6085,6094,1.0008108615875244,1.0044387578964233,3.6279633641242981E-3,2.8016483411192894E-2,59.579952239990234,0.12949389219284058,0,0,-4.2455051094293594E-2,-3.2276604324579239E-2,-1.1063895188271999E-2,3.6279633641242981E-3,1.8319820985198021E-2,3.9532531052827835E-2,4.9710977822542191E-2,6.0989413261413574,6.1210498809814453,2.2108808159828186E-2,0.17073245346546173,-0.25872108340263367,-0.19669362902641296,-6.742338091135025E-2,2.2108808159828186E-2,0.11164098978042603,0.24091124534606934,0.30293869972229004,0]
[{"$f":"Data[[#This Row],[category]]&Data[[#This Row],[subcategory]]&Data[[#This Row],[delivered]]&Data[[#This Row],[date]]&Data[[#This Row],[hour]]","v":"AllAll study segmentsNet Load8/28/20236"},"All","All study segments","Net Load",2023,"8/28/2023","6",6085,6094,0.90623921155929565,0.90910273790359497,2.8634890913963318E-3,2.382434718310833E-2,59.105506896972656,0.12019171565771103,0,0,-3.6324076354503632E-2,-2.766864001750946E-2,-9.6300104632973671E-3,2.8634890913963318E-3,1.5356988646090031E-2,3.3395618200302124E-2,4.2051054537296295E-2,5.5226216316223145,5.540071964263916,1.7450101673603058E-2,0.14518557488918304,-0.22135892510414124,-0.16861268877983093,-5.8685284107923508E-2,1.7450101673603058E-2,9.3585491180419922E-2,0.20351289212703705,0.25625911355018616,0]
[{"$f":"Data[[#This Row],[category]]&Data[[#This Row],[subcategory]]&Data[[#This Row],[delivered]]&Data[[#This Row],[date]]&Data[[#This Row],[hour]]","v":"AllAll study segmentsNet Load8/28/20237"},"All","All study segments","Net Load",2023,"8/28/2023","7",6085,6094,0.87486177682876587,0.86239278316497803,-1.2468991801142693E-2,2.0494572818279266E-2,58.390880584716797,-0.60840457677841187,0,0,-4.617956280708313E-2,-3.8733843713998795E-2,-2.3216355592012405E-2,-1.2468991801142693E-2,-1.7216273117810488E-3,1.3795860111713409E-2,2.1241581067442894E-2,5.3314075469970703,5.2554216384887695,-7.5986035168170929E-2,0.1248939260840416,-0.28141826391220093,-0.23604404926300049,-0.14148047566413879,-7.5986035168170929E-2,-1.0491596534848213E-2,8.4071971476078033E-2,0.12944619357585907,0]
[{"$f":"Data[[#This Row],[category]]&Data[[#This Row],[subcategory]]&Data[[#This Row],[delivered]]&Data[[#This Row],[date]]&Data[[#This Row],[hour]]","v":"AllAll study segmentsNet Load8/28/20238"},"All","All study segments","Net Load",2023,"8/28/2023","8",6085,6094,0.74026930332183838,0.77330976724624634,3.3040482550859451E-2,1.7846893519163132E-2,58.947738647460938,1.8513295650482178,1,0,3.6849549505859613E-3,1.0168768465518951E-2,2.3681562393903732E-2,3.3040482550859451E-2,4.239940270781517E-2,5.5912196636199951E-2,6.2396008521318436E-2,4.5112009048461914,4.7125496864318848,0.20134870707988739,0.10875897109508514,2.2456115111708641E-2,6.1968475580215454E-2,0.1443154364824295,0.20134870707988739,0.25838196277618408,0.34072893857955933,0.3802412748336792,0]
[{"$f":"Data[[#This Row],[category]]&Data[[#This Row],[subcategory]]&Data[[#This Row],[delivered]]&Data[[#This Row],[date]]&Data[[#This Row],[hour]]","v":"AllAll study segmentsNet Load8/28/20239"},"All","All study segments","Net Load",2023,"8/28/2023","9",6085,6094,0.39310345053672791,0.48121938109397888,8.8115938007831573E-2,1.8735447898507118E-2,63.078144073486328,4.7031669616699219,1,1,5.7298868894577026E-2,6.4105495810508728E-2,7.8291058540344238E-2,8.8115938007831573E-2,9.7940817475318909E-2,0.11212638020515442,0.11893300712108612,2.3955724239349365,2.9325509071350098,0.53697854280471802,0.11417382210493088,0.34917929768562317,0.39065888524055481,0.47710570693016052,0.53697854280471802,0.59685134887695313,0.68329817056655884,0.72477775812149048,0]
[{"$f":"Data[[#This Row],[category]]&Data[[#This Row],[subcategory]]&Data[[#This Row],[delivered]]&Data[[#This Row],[date]]&Data[[#This Row],[hour]]","v":"AllAll study segmentsNet Load8/28/202310"},"All","All study segments","Net Load",2023,"8/28/2023","10",6085,6094,5.1063153892755508E-2,8.6507804691791534E-2,3.5444650799036026E-2,2.2598756477236748E-2,67.714622497558594,1.5684336423873901,0,0,-1.7269958043470979E-3,6.4831790514290333E-3,2.3593850433826447E-2,3.5444650799036026E-2,4.7295451164245605E-2,6.4406119287014008E-2,7.2616294026374817E-2,0.31117886304855347,0.52717858552932739,0.21599970757961273,0.13771681487560272,-1.0524312034249306E-2,3.950849175453186E-2,0.14378093183040619,0.21599970757961273,0.28821846842765808,0.39249089360237122,0.44252368807792664,0]
[{"$f":"Data[[#This Row],[category]]&Data[[#This Row],[subcategory]]&Data[[#This Row],[delivered]]&Data[[#This Row],[date]]&Data[[#This Row],[hour]]","v":"AllAll study segmentsNet Load8/28/202311"},"All","All study segments","Net Load",2023,"8/28/2023","11",6085,6094,-0.45532217621803284,-0.51603782176971436,-6.0715615749359131E-2,2.8660934418439865E-2,72.234268188476563,-2.1184101104736328,1,1,-0.10785865783691406,-9.7446084022521973E-2,-7.5745426118373871E-2,-6.0715615749359131E-2,-4.5685805380344391E-2,-2.3985151201486588E-2,-1.3572573661804199E-2,-2.774733304977417,-3.1447343826293945,-0.37000095844268799,0.17465972900390625,-0.65729063749313354,-0.59383642673492432,-0.46159261465072632,-0.37000095844268799,-0.27840930223464966,-0.14616550505161285,-8.2711264491081238E-2,0]
[{"$f":"Data[[#This Row],[category]]&Data[[#This Row],[subcategory]]&Data[[#This Row],[delivered]]&Data[[#This Row],[date]]&Data[[#This Row],[hour]]","v":"AllAll study segmentsNet Load8/28/202312"},"All","All study segments","Net Load",2023,"8/28/2023","12",6085,6094,-1.27117919921875,-1.47618567943573,-0.20500648021697998,3.4413348883390427E-2,76.616683959960938,-5.957179069519043,1,1,-0.26161140203475952,-0.24910895526409149,-0.22305285930633545,-0.20500648021697998,-0.18696010112762451,-0.16090400516986847,-0.14840155839920044,-7.7465658187866211,-8.995875358581543,-1.2493095397949219,0.20971494913101196,-1.5942598581314087,-1.5180699825286865,-1.3592841625213623,-1.2493095397949219,-1.1393347978591919,-0.98054897785186768,-0.90435910224914551,0]
[{"$f":"Data[[#This Row],[category]]&Data[[#This Row],[subcategory]]&Data[[#This Row],[delivered]]&Data[[#This Row],[date]]&Data[[#This Row],[hour]]","v":"AllAll study segmentsNet Load8/28/202313"},"All","All study segments","Net Load",2023,"8/28/2023","13",6085,6094,-2.1247317790985107,-2.4575185775756836,-0.33278679847717285,3.7049558013677597E-2,80.108467102050781,-8.9822072982788086,1,1,-0.39372789859771729,-0.38026770949363708,-0.35221561789512634,-0.33278679847717285,-0.31335797905921936,-0.28530588746070862,-0.27184569835662842,-12.948115348815918,-14.976118087768555,-2.0280027389526367,0.22578001022338867,-2.3993778228759766,-2.3173513412475586,-2.1464018821716309,-2.0280027389526367,-1.909603476524353,-1.7386541366577148,-1.6566276550292969,0]
[{"$f":"Data[[#This Row],[category]]&Data[[#This Row],[subcategory]]&Data[[#This Row],[delivered]]&Data[[#This Row],[date]]&Data[[#This Row],[hour]]","v":"AllAll study segmentsNet Load8/28/202314"},"All","All study segments","Net Load",2023,"8/28/2023","14",6085,6094,-2.6617622375488281,-3.0421364307403564,-0.38037419319152832,3.7770114839076996E-2,83.159164428710938,-10.070771217346191,1,1,-0.44250050187110901,-0.42877852916717529,-0.40018084645271301,-0.38037419319152832,-0.36056753993034363,-0.33196985721588135,-0.31824788451194763,-16.220779418945313,-18.538780212402344,-2.318000316619873,0.2301710844039917,-2.6965980529785156,-2.6129763126373291,-2.4387021064758301,-2.318000316619873,-2.197298526763916,-2.023024320602417,-1.9394025802612305,0]
[{"$f":"Data[[#This Row],[category]]&Data[[#This Row],[subcategory]]&Data[[#This Row],[delivered]]&Data[[#This Row],[date]]&Data[[#This Row],[hour]]","v":"AllAll study segmentsNet Load8/28/202315"},"All","All study segments","Net Load",2023,"8/28/2023","15",6085,6094,-2.8348269462585449,-2.9534871578216553,-0.11866030097007751,3.6703918129205704E-2,85.651191711425781,-3.2329056262969971,1,1,-0.17903287708759308,-0.16569826006889343,-0.13790784776210785,-0.11866030097007751,-9.9412746727466583E-2,-7.1622334420681E-2,-5.8287728577852249E-2,-17.275434494018555,-17.998550415039063,-0.72311586141586304,0.22367367148399353,-1.0910263061523438,-1.0097651481628418,-0.84041041135787964,-0.72311586141586304,-0.60582125186920166,-0.4364665150642395,-0.35520541667938232,0]
[{"$f":"Data[[#This Row],[category]]&Data[[#This Row],[subcategory]]&Data[[#This Row],[delivered]]&Data[[#This Row],[date]]&Data[[#This Row],[hour]]","v":"AllAll study segmentsNet Load8/28/202316"},"All","All study segments","Net Load",2023,"8/28/2023","16",6085,6094,-2.4563755989074707,-2.3943500518798828,6.2025457620620728E-2,3.5730049014091492E-2,87.058425903320313,1.7359466552734375,1,0,3.2547567971050739E-3,1.6235556453466415E-2,4.328860342502594E-2,6.2025457620620728E-2,8.0762311816215515E-2,0.10781535506248474,0.12079615890979767,-14.969152450561523,-14.591169357299805,0.37798315286636353,0.21773891150951385,1.98344886302948E-2,9.8939478397369385E-2,0.26380074024200439,0.37798315286636353,0.49216553568840027,0.65702676773071289,0.73613178730010986,0]
[{"$f":"Data[[#This Row],[category]]&Data[[#This Row],[subcategory]]&Data[[#This Row],[delivered]]&Data[[#This Row],[date]]&Data[[#This Row],[hour]]","v":"AllAll study segmentsNet Load8/28/202317"},"All","All study segments","Net Load",2023,"8/28/2023","17",6085,6094,-1.8896023035049438,-1.3363401889801025,0.55326217412948608,3.4297987818717957E-2,86.301399230957031,16.131038665771484,1,1,0.496847003698349,0.50930756330490112,0.53527629375457764,0.55326217412948608,0.57124805450439453,0.59721678495407104,0.60967731475830078,-11.515236854553223,-8.1436567306518555,3.371579647064209,0.20901194214820862,3.0277855396270752,3.1037201881408691,3.2619736194610596,3.371579647064209,3.4811856746673584,3.6394391059875488,3.7153735160827637,0]
[{"$f":"Data[[#This Row],[category]]&Data[[#This Row],[subcategory]]&Data[[#This Row],[delivered]]&Data[[#This Row],[date]]&Data[[#This Row],[hour]]","v":"AllAll study segmentsNet Load8/28/202318"},"All","All study segments","Net Load",2023,"8/28/2023","18",6085,6094,-0.83148449659347534,0.11133278161287308,0.94281727075576782,3.4312151372432709E-2,84.689483642578125,27.477649688720703,1,1,0.88637882471084595,0.89884448051452637,0.92482393980026245,0.94281727075576782,0.96081060171127319,0.98679006099700928,0.9992557168006897,-5.0670666694641113,0.67846196889877319,5.7455282211303711,0.20909824967384338,5.4015927314758301,5.4775581359863281,5.6358771324157715,5.7455282211303711,5.8551797866821289,6.0134987831115723,6.0894641876220703,0]
[{"$f":"Data[[#This Row],[category]]&Data[[#This Row],[subcategory]]&Data[[#This Row],[delivered]]&Data[[#This Row],[date]]&Data[[#This Row],[hour]]","v":"AllAll study segmentsNet Load8/28/202319"},"All","All study segments","Net Load",2023,"8/28/2023","19",6085,6094,0.18389050662517548,-3.0807361602783203,-3.2646267414093018,4.2269177734851837E-2,81.686027526855469,-77.234214782714844,1,1,-3.334153413772583,-3.3187968730926514,-3.2867927551269531,-3.2646267414093018,-3.2424607276916504,-3.2104566097259521,-3.1951000690460205,1.1206287145614624,-18.774005889892578,-19.894636154174805,0.25758835673332214,-20.318330764770508,-20.224748611450195,-20.029714584350586,-19.894636154174805,-19.759555816650391,-19.564521789550781,-19.470939636230469,0]
[{"$f":"Data[[#This Row],[category]]&Data[[#This Row],[subcategory]]&Data[[#This Row],[delivered]]&Data[[#This Row],[date]]&Data[[#This Row],[hour]]","v":"AllAll study segmentsNet Load8/28/202320"},"All","All study segments","Net Load",2023,"8/28/2023","20",6085,6094,0.54201203584671021,-2.7584552764892578,-3.3004672527313232,4.2403612285852432E-2,77.052093505859375,-77.834579467773438,1,1,-3.3702149391174316,-3.3548097610473633,-3.3227038383483887,-3.3004672527313232,-3.2782306671142578,-3.2461247444152832,-3.2307195663452148,3.3030214309692383,-16.810026168823242,-20.113046646118164,0.25840762257575989,-20.538089752197266,-20.444210052490234,-20.248558044433594,-20.113046646118164,-19.977537155151367,-19.781883239746094,-19.688005447387695,0]
[{"$f":"Data[[#This Row],[category]]&Data[[#This Row],[subcategory]]&Data[[#This Row],[delivered]]&Data[[#This Row],[date]]&Data[[#This Row],[hour]]","v":"AllAll study segmentsNet Load8/28/202321"},"All","All study segments","Net Load",2023,"8/28/2023","21",6085,6094,0.75575697422027588,-3.0714988708496094,-3.8272557258605957,4.5175954699516296E-2,72.118240356445313,-84.718864440917969,1,1,-3.9015636444091797,-3.8851511478424072,-3.8509459495544434,-3.8272557258605957,-3.803565502166748,-3.7693603038787842,-3.7529478073120117,4.6055831909179688,-18.717714309692383,-23.323295593261719,0.27530226111412048,-23.776128768920898,-23.676111221313477,-23.46766471862793,-23.323295593261719,-23.178928375244141,-22.970481872558594,-22.870464324951172,0]
[{"$f":"Data[[#This Row],[category]]&Data[[#This Row],[subcategory]]&Data[[#This Row],[delivered]]&Data[[#This Row],[date]]&Data[[#This Row],[hour]]","v":"AllAll study segmentsNet Load8/28/202322"},"All","All study segments","Net Load",2023,"8/28/2023","22",6085,6094,1.1340477466583252,1.8005603551864624,0.66651260852813721,3.3894844353199005E-2,68.789726257324219,19.664129257202148,1,1,0.61076056957244873,0.62307459115982056,0.64873814582824707,0.66651260852813721,0.68428707122802734,0.70995062589645386,0.72226464748382568,6.9108867645263672,10.972615242004395,4.0617280006408691,0.20655518770217896,3.7219748497009277,3.7970166206359863,3.9534101486206055,4.0617280006408691,4.1700453758239746,4.3264389038085938,4.4014806747436523,0]
[{"$f":"Data[[#This Row],[category]]&Data[[#This Row],[subcategory]]&Data[[#This Row],[delivered]]&Data[[#This Row],[date]]&Data[[#This Row],[hour]]","v":"AllAll study segmentsNet Load8/28/202323"},"All","All study segments","Net Load",2023,"8/28/2023","23",6085,6094,0.99726825952529907,1.6351749897003174,0.63790678977966309,3.0712591484189034E-2,66.461463928222656,20.770204544067383,1,1,0.58738905191421509,0.59854704141616821,0.62180107831954956,0.63790678977966309,0.65401250123977661,0.67726653814315796,0.68842452764511108,6.0773530006408691,9.9647560119628906,3.8874039649963379,0.18716253340244293,3.5795488357543945,3.6475455760955811,3.7892558574676514,3.8874039649963379,3.9855520725250244,4.1272621154785156,4.1952590942382813,0]
[{"$f":"Data[[#This Row],[category]]&Data[[#This Row],[subcategory]]&Data[[#This Row],[delivered]]&Data[[#This Row],[date]]&Data[[#This Row],[hour]]","v":"AllAll study segmentsNet Load8/28/202324"},"All","All study segments","Net Load",2023,"8/28/2023","24",6085,6094,1.1635714769363403,1.4848347902297974,0.32126337289810181,3.0935289338231087E-2,64.604110717773438,10.385012626647949,1,1,0.27037936449050903,0.28161820769309998,0.30504089593887329,0.32126337289810181,0.33748584985733032,0.36090853810310364,0.37214738130569458,7.0908045768737793,9.0485830307006836,1.9577790498733521,0.18851965665817261,1.6476918458938599,1.7161813974380493,1.8589192628860474,1.9577790498733521,2.0566387176513672,2.1993765830993652,2.2678661346435547,0]
[{"$f":"Data[[#This Row],[category]]&Data[[#This Row],[subcategory]]&Data[[#This Row],[delivered]]&Data[[#This Row],[date]]&Data[[#This Row],[hour]]","v":"AllAll study segmentsNet Load8/28/2023Event Window"},"All","All study segments","Net Load",2023,"8/28/2023","Event Window",6085,6094,0.49388650059700012,-2.9702301025390625,-3.4641165733337402,4.0040586143732071E-2,76.952125549316406,-86.515129089355469,1,1,-3.529977560043335,-3.5154306888580322,-3.4851138591766357,-3.4641165733337402,-3.4431192874908447,-3.4128024578094482,-3.3982555866241455,3.00974440574646,-18.100582122802734,-21.110326766967773,0.24400733411312103,-21.511682510375977,-21.42303466796875,-21.238283157348633,-21.110326766967773,-20.982368469238281,-20.797618865966797,-20.708969116210938,0]
[{"$f":"Data[[#This Row],[category]]&Data[[#This Row],[subcategory]]&Data[[#This Row],[delivered]]&Data[[#This Row],[date]]&Data[[#This Row],[hour]]","v":"AllAll study segmentsNet Load8/29/20231"},"All","All study segments","Net Load",2023,"8/29/2023","1",6084,6095,2.1387605667114258,2.5365779399871826,0.39781731367111206,4.0849670767784119E-2,64.774818420410156,9.7385683059692383,1,1,0.33062559366226196,0.34546634554862976,0.37639573216438293,0.39781731367111206,0.41923889517784119,0.45016828179359436,0.46500903367996216,13.035745620727539,15.460442543029785,2.4246964454650879,0.24897874891757965,2.0151629447937012,2.1056172847747803,2.2941319942474365,2.4246964454650879,2.5552611351013184,2.7437756061553955,2.8342299461364746,0]
[{"$f":"Data[[#This Row],[category]]&Data[[#This Row],[subcategory]]&Data[[#This Row],[delivered]]&Data[[#This Row],[date]]&Data[[#This Row],[hour]]","v":"AllAll study segmentsNet Load8/29/20232"},"All","All study segments","Net Load",2023,"8/29/2023","2",6084,6095,1.663283109664917,2.2358579635620117,0.57257485389709473,4.2212415486574173E-2,62.362178802490234,13.564133644104004,1,1,0.50314158201217651,0.51847743988037109,0.55043864250183105,0.57257485389709473,0.5947110652923584,0.62667226791381836,0.64200812578201294,10.137710571289063,13.627553939819336,3.4898438453674316,0.25728467106819153,3.066648006439209,3.1601200103759766,3.3549234867095947,3.4898438453674316,3.6247639656066895,3.8195674419403076,3.9130394458770752,0]
[{"$f":"Data[[#This Row],[category]]&Data[[#This Row],[subcategory]]&Data[[#This Row],[delivered]]&Data[[#This Row],[date]]&Data[[#This Row],[hour]]","v":"AllAll study segmentsNet Load8/29/20233"},"All","All study segments","Net Load",2023,"8/29/2023","3",6084,6095,1.2089285850524902,1.6462031602859497,0.43727460503578186,3.6561809480190277E-2,61.149406433105469,11.959873199462891,1,1,0.37713578343391418,0.39041876792907715,0.41810157895088196,0.43727460503578186,0.45644763112068176,0.48413044214248657,0.49741342663764954,7.3684196472167969,10.033608436584473,2.6651887893676758,0.22284422814846039,2.298642635345459,2.3796024322509766,2.5483291149139404,2.6651887893676758,2.782048225402832,2.950775146484375,3.0317349433898926,0]
[{"$f":"Data[[#This Row],[category]]&Data[[#This Row],[subcategory]]&Data[[#This Row],[delivered]]&Data[[#This Row],[date]]&Data[[#This Row],[hour]]","v":"AllAll study segmentsNet Load8/29/20234"},"All","All study segments","Net Load",2023,"8/29/2023","4",6084,6095,0.99693691730499268,1.3252547979354858,0.32831782102584839,3.1692862510681152E-2,60.064678192138672,10.35936164855957,1,1,0.27618768811225891,0.28770178556442261,0.31169807910919189,0.32831782102584839,0.34493756294250488,0.36893385648727417,0.38044795393943787,6.0763306617736816,8.077427864074707,2.0010972023010254,0.19316799938678741,1.6833639144897461,1.753542423248291,1.8997998237609863,2.0010972023010254,2.1023943424224854,2.2486517429351807,2.3188302516937256,0]
[{"$f":"Data[[#This Row],[category]]&Data[[#This Row],[subcategory]]&Data[[#This Row],[delivered]]&Data[[#This Row],[date]]&Data[[#This Row],[hour]]","v":"AllAll study segmentsNet Load8/29/20235"},"All","All study segments","Net Load",2023,"8/29/2023","5",6084,6095,0.92731451988220215,1.1777383089065552,0.25042378902435303,2.7831822633743286E-2,59.242439270019531,8.9977502822875977,1,1,0.20464451611042023,0.21475587785243988,0.23582877218723297,0.25042378902435303,0.26501882076263428,0.28609171509742737,0.29620307683944702,5.6519818305969238,7.1783151626586914,1.5263329744338989,0.16963495314121246,1.2473083734512329,1.3089370727539063,1.4373763799667358,1.5263329744338989,1.6152896881103516,1.7437289953231812,1.8053576946258545,0]
[{"$f":"Data[[#This Row],[category]]&Data[[#This Row],[subcategory]]&Data[[#This Row],[delivered]]&Data[[#This Row],[date]]&Data[[#This Row],[hour]]","v":"AllAll study segmentsNet Load8/29/20236"},"All","All study segments","Net Load",2023,"8/29/2023","6",6084,6095,0.85765880346298218,1.0826890468597412,0.22503022849559784,2.2377112880349159E-2,58.549720764160156,10.056267738342285,1,1,0.18822315335273743,0.19635280966758728,0.21329565346240997,0.22503022849559784,0.23676480352878571,0.2537076473236084,0.26183730363845825,5.2274303436279297,6.5989899635314941,1.3715592622756958,0.13638849556446075,1.1472201347351074,1.1967704296112061,1.3000370264053345,1.3715592622756958,1.4430814981460571,1.5463480949401855,1.5958983898162842,0]
[{"$f":"Data[[#This Row],[category]]&Data[[#This Row],[subcategory]]&Data[[#This Row],[delivered]]&Data[[#This Row],[date]]&Data[[#This Row],[hour]]","v":"AllAll study segmentsNet Load8/29/20237"},"All","All study segments","Net Load",2023,"8/29/2023","7",6084,6095,0.85619872808456421,1.0387589931488037,0.18256029486656189,1.9154272973537445E-2,57.801445007324219,9.5310478210449219,1,1,0.15105432271957397,0.15801310539245605,0.17251577973365784,0.18256029486656189,0.19260480999946594,0.20710748434066772,0.2140662670135498,5.2185311317443848,6.3312358856201172,1.1127049922943115,0.11674529314041138,0.92067611217498779,0.96308988332748413,1.0514836311340332,1.1127049922943115,1.1739263534545898,1.2623201608657837,1.3047338724136353,0]
[{"$f":"Data[[#This Row],[category]]&Data[[#This Row],[subcategory]]&Data[[#This Row],[delivered]]&Data[[#This Row],[date]]&Data[[#This Row],[hour]]","v":"AllAll study segmentsNet Load8/29/20238"},"All","All study segments","Net Load",2023,"8/29/2023","8",6084,6095,0.75174069404602051,0.94460386037826538,0.19286321103572845,1.7128705978393555E-2,58.256000518798828,11.259648323059082,1,1,0.16468898952007294,0.17091189324855804,0.18388091027736664,0.19286321103572845,0.20184551179409027,0.21481452882289886,0.22103743255138397,4.5818595886230469,5.7573604583740234,1.1755012273788452,0.10439946502447128,1.003779411315918,1.0417079925537109,1.1207541227340698,1.1755012273788452,1.2302484512329102,1.309294581413269,1.347223162651062,0]
[{"$f":"Data[[#This Row],[category]]&Data[[#This Row],[subcategory]]&Data[[#This Row],[delivered]]&Data[[#This Row],[date]]&Data[[#This Row],[hour]]","v":"AllAll study segmentsNet Load8/29/20239"},"All","All study segments","Net Load",2023,"8/29/2023","9",6084,6095,0.4376717209815979,0.60240632295608521,0.1647346019744873,1.7772531136870384E-2,62.221893310546875,9.2690572738647461,1,1,0.13550138473510742,0.14195819199085236,0.15541467070579529,0.1647346019744873,0.17405453324317932,0.18751101195812225,0.19396781921386719,2.6676092147827148,3.6716666221618652,1.0040574073791504,0.10832357406616211,0.82588094472885132,0.86523520946502686,0.94725239276885986,1.0040574073791504,1.0608624219894409,1.1428796052932739,1.1822338104248047,0]
[{"$f":"Data[[#This Row],[category]]&Data[[#This Row],[subcategory]]&Data[[#This Row],[delivered]]&Data[[#This Row],[date]]&Data[[#This Row],[hour]]","v":"AllAll study segmentsNet Load8/29/202310"},"All","All study segments","Net Load",2023,"8/29/2023","10",6084,6095,0.17211781442165375,0.41048324108123779,0.23836542665958405,2.4529319256544113E-2,66.610374450683594,9.7175722122192383,1,1,0.19801828265190125,0.20692983269691467,0.22550223767757416,0.23836542665958405,0.25122860074043274,0.26980102062225342,0.27871257066726685,1.0490580797195435,2.5018954277038574,1.4528372287750244,0.14950619637966156,1.2069214582443237,1.2612373828887939,1.3744361400604248,1.4528372287750244,1.531238317489624,1.6444371938705444,1.6987531185150146,0]
[{"$f":"Data[[#This Row],[category]]&Data[[#This Row],[subcategory]]&Data[[#This Row],[delivered]]&Data[[#This Row],[date]]&Data[[#This Row],[hour]]","v":"AllAll study segmentsNet Load8/29/202311"},"All","All study segments","Net Load",2023,"8/29/2023","11",6084,6095,-0.45368680357933044,2.174227312207222E-2,0.47542908787727356,2.9178278520703316E-2,71.102645874023438,16.293939590454102,1,1,0.42743510007858276,0.43803560733795166,0.46012797951698303,0.47542908787727356,0.49073019623756409,0.51282256841659546,0.52342307567596436,-2.765221118927002,0.13251915574073792,2.897740364074707,0.17784160375595093,2.6052169799804688,2.6698269844055176,2.8044800758361816,2.897740364074707,2.9910006523132324,3.1256535053253174,3.1902637481689453,0]
[{"$f":"Data[[#This Row],[category]]&Data[[#This Row],[subcategory]]&Data[[#This Row],[delivered]]&Data[[#This Row],[date]]&Data[[#This Row],[hour]]","v":"AllAll study segmentsNet Load8/29/202312"},"All","All study segments","Net Load",2023,"8/29/2023","12",6084,6095,-1.5981452465057373,-0.70241290330886841,0.8957323431968689,3.3797822892665863E-2,75.067802429199219,26.502664566040039,1,1,0.84013986587524414,0.85241866111755371,0.87800872325897217,0.8957323431968689,0.91345596313476563,0.93904602527618408,0.95132482051849365,-9.7406949996948242,-4.2812066078186035,5.4594888687133789,0.20599773526191711,5.1206526756286621,5.1954917907714844,5.3514633178710938,5.4594888687133789,5.5675139427185059,5.7234854698181152,5.7983245849609375,0]
[{"$f":"Data[[#This Row],[category]]&Data[[#This Row],[subcategory]]&Data[[#This Row],[delivered]]&Data[[#This Row],[date]]&Data[[#This Row],[hour]]","v":"AllAll study segmentsNet Load8/29/202313"},"All","All study segments","Net Load",2023,"8/29/2023","13",6084,6095,-2.6728167533874512,-1.7028155326843262,0.970001220703125,3.6755260080099106E-2,78.64801025390625,26.390813827514648,1,1,0.90954416990280151,0.92289745807647705,0.95072674751281738,0.970001220703125,0.98927569389343262,1.0171049833297729,1.0304582118988037,-16.290817260742188,-10.378660202026367,5.9121575355529785,0.22402331233024597,5.5436716079711914,5.6250600814819336,5.7946796417236328,5.9121575355529785,6.0296354293823242,6.1992549896240234,6.2806429862976074,0]
[{"$f":"Data[[#This Row],[category]]&Data[[#This Row],[subcategory]]&Data[[#This Row],[delivered]]&Data[[#This Row],[date]]&Data[[#This Row],[hour]]","v":"AllAll study segmentsNet Load8/29/202314"},"All","All study segments","Net Load",2023,"8/29/2023","14",6084,6095,-3.3133606910705566,-2.4991304874420166,0.81423026323318481,3.6055479198694229E-2,81.993339538574219,22.582704544067383,1,1,0.75492429733276367,0.76802331209182739,0.79532277584075928,0.81423026323318481,0.83313775062561035,0.86043721437454224,0.87353622913360596,-20.19493293762207,-15.232200622558594,4.962733268737793,0.21975815296173096,4.6012635231018066,4.6811022758483887,4.8474922180175781,4.962733268737793,5.077974796295166,5.2443647384643555,5.3242034912109375,0]
[{"$f":"Data[[#This Row],[category]]&Data[[#This Row],[subcategory]]&Data[[#This Row],[delivered]]&Data[[#This Row],[date]]&Data[[#This Row],[hour]]","v":"AllAll study segmentsNet Load8/29/202315"},"All","All study segments","Net Load",2023,"8/29/2023","15",6084,6095,-3.3102436065673828,-2.7162361145019531,0.59400761127471924,3.3533480018377304E-2,84.032958984375,17.7138671875,1,1,0.53884994983673096,0.55103272199630737,0.57642263174057007,0.59400761127471924,0.61159259080886841,0.6369825005531311,0.64916527271270752,-20.175933837890625,-16.555459976196289,3.6204764842987061,0.20438656210899353,3.2842905521392822,3.3585443496704102,3.5132958889007568,3.6204764842987061,3.7276568412780762,3.8824083805084229,3.9566624164581299,0]
[{"$f":"Data[[#This Row],[category]]&Data[[#This Row],[subcategory]]&Data[[#This Row],[delivered]]&Data[[#This Row],[date]]&Data[[#This Row],[hour]]","v":"AllAll study segmentsNet Load8/29/202316"},"All","All study segments","Net Load",2023,"8/29/2023","16",6084,6095,-2.8759281635284424,-2.2537918090820313,0.62213623523712158,3.2116752117872238E-2,85.28509521484375,19.371082305908203,1,1,0.56930887699127197,0.58097696304321289,0.60529416799545288,0.62213623523712158,0.63897830247879028,0.66329550743103027,0.67496359348297119,-17.528781890869141,-13.736861228942871,3.7919204235076904,0.1957516074180603,3.4699375629425049,3.5410544872283936,3.6892678737640381,3.7919204235076904,3.8945727348327637,4.0427861213684082,4.1139030456542969,0]
[{"$f":"Data[[#This Row],[category]]&Data[[#This Row],[subcategory]]&Data[[#This Row],[delivered]]&Data[[#This Row],[date]]&Data[[#This Row],[hour]]","v":"AllAll study segmentsNet Load8/29/202317"},"All","All study segments","Net Load",2023,"8/29/2023","17",6084,6095,-2.1835651397705078,-4.037590503692627,-1.8540252447128296,3.4949030727148056E-2,85.703895568847656,-53.049404144287109,1,1,-1.9115113019943237,-1.8988142013549805,-1.8723524808883667,-1.8540252447128296,-1.8356980085372925,-1.8092362880706787,-1.7965391874313354,-13.308829307556152,-24.609113693237305,-11.300283432006836,0.21301434934139252,-11.650661468505859,-11.573272705078125,-11.411988258361816,-11.300283432006836,-11.188579559326172,-11.027295112609863,-10.949906349182129,0]
[{"$f":"Data[[#This Row],[category]]&Data[[#This Row],[subcategory]]&Data[[#This Row],[delivered]]&Data[[#This Row],[date]]&Data[[#This Row],[hour]]","v":"AllAll study segmentsNet Load8/29/202318"},"All","All study segments","Net Load",2023,"8/29/2023","18",6084,6095,-0.96670752763748169,-2.6740467548370361,-1.7073391675949097,3.5330023616552353E-2,84.867607116699219,-48.325447082519531,1,1,-1.7654519081115723,-1.7526164054870605,-1.7258661985397339,-1.7073391675949097,-1.6888121366500854,-1.6620619297027588,-1.6492264270782471,-5.8920822143554688,-16.298315048217773,-10.406231880187988,0.21533648669719696,-10.760429382324219,-10.682196617126465,-10.51915454864502,-10.406231880187988,-10.293310165405273,-10.130267143249512,-10.052035331726074,0]
[{"$f":"Data[[#This Row],[category]]&Data[[#This Row],[subcategory]]&Data[[#This Row],[delivered]]&Data[[#This Row],[date]]&Data[[#This Row],[hour]]","v":"AllAll study segmentsNet Load8/29/202319"},"All","All study segments","Net Load",2023,"8/29/2023","19",6084,6095,9.9392928183078766E-2,-1.5831936597824097,-1.6825865507125854,3.3326923847198486E-2,83.102073669433594,-50.4873046875,1,1,-1.737404465675354,-1.7252967357635498,-1.7000632286071777,-1.6825865507125854,-1.6651098728179932,-1.6398763656616211,-1.6277686357498169,0.60579991340637207,-9.6495656967163086,-10.255365371704102,0.20312760770320892,-10.589480400085449,-10.515683174133301,-10.361885070800781,-10.255365371704102,-10.148844718933105,-9.9950466156005859,-9.9212493896484375,0]
[{"$f":"Data[[#This Row],[category]]&Data[[#This Row],[subcategory]]&Data[[#This Row],[delivered]]&Data[[#This Row],[date]]&Data[[#This Row],[hour]]","v":"AllAll study segmentsNet Load8/29/202320"},"All","All study segments","Net Load",2023,"8/29/2023","20",6084,6095,0.62000495195388794,-1.1556491851806641,-1.7756541967391968,3.3090770244598389E-2,79.4791259765625,-53.660102844238281,1,1,-1.8300837278366089,-1.8180617094039917,-1.7930070161819458,-1.7756541967391968,-1.7583013772964478,-1.7332466840744019,-1.7212246656417847,3.7789301872253418,-7.0436816215515137,-10.822612762451172,0.2016882449388504,-11.154360771179199,-11.081086158752441,-10.928378105163574,-10.822612762451172,-10.716846466064453,-10.564138412475586,-10.490864753723145,0]
[{"$f":"Data[[#This Row],[category]]&Data[[#This Row],[subcategory]]&Data[[#This Row],[delivered]]&Data[[#This Row],[date]]&Data[[#This Row],[hour]]","v":"AllAll study segmentsNet Load8/29/202321"},"All","All study segments","Net Load",2023,"8/29/2023","21",6084,6095,0.79648250341415405,-1.3083875179290771,-2.104870080947876,3.5965621471405029E-2,74.789443969726563,-58.524501800537109,1,1,-2.1640281677246094,-2.1509618759155273,-2.1237304210662842,-2.104870080947876,-2.0860097408294678,-2.0587782859802246,-2.0457119941711426,4.8545608520507813,-7.9746217727661133,-12.829183578491211,0.21921046078205109,-13.189751625061035,-13.110112190246582,-12.944136619567871,-12.829183578491211,-12.714229583740234,-12.548254013061523,-12.46861457824707,0]
[{"$f":"Data[[#This Row],[category]]&Data[[#This Row],[subcategory]]&Data[[#This Row],[delivered]]&Data[[#This Row],[date]]&Data[[#This Row],[hour]]","v":"AllAll study segmentsNet Load8/29/202322"},"All","All study segments","Net Load",2023,"8/29/2023","22",6084,6095,1.0262230634689331,1.9462984800338745,0.92007547616958618,3.2599657773971558E-2,71.770713806152344,28.223470687866211,1,1,0.86645382642745972,0.87829732894897461,0.90298020839691162,0.92007547616958618,0.93717074394226074,0.96185362339019775,0.97369712591171265,6.2548294067382813,11.862689018249512,5.6078600883483887,0.19869491457939148,5.2810359001159668,5.3532223701477051,5.503664493560791,5.6078600883483887,5.7120556831359863,5.8624978065490723,5.9346837997436523,0]
[{"$f":"Data[[#This Row],[category]]&Data[[#This Row],[subcategory]]&Data[[#This Row],[delivered]]&Data[[#This Row],[date]]&Data[[#This Row],[hour]]","v":"AllAll study segmentsNet Load8/29/202323"},"All","All study segments","Net Load",2023,"8/29/2023","23",6084,6095,0.98450988531112671,1.756901741027832,0.77239179611206055,3.3076226711273193E-2,69.483482360839844,23.351871490478516,1,1,0.71798622608184814,0.73000288009643555,0.75504660606384277,0.77239179611206055,0.78973698616027832,0.81478071212768555,0.82679736614227295,6.0005879402160645,10.708315849304199,4.7077279090881348,0.2015995979309082,4.3761258125305176,4.4493675231933594,4.6020092964172363,4.7077279090881348,4.8134469985961914,4.9660882949829102,5.039330005645752,0]
[{"$f":"Data[[#This Row],[category]]&Data[[#This Row],[subcategory]]&Data[[#This Row],[delivered]]&Data[[#This Row],[date]]&Data[[#This Row],[hour]]","v":"AllAll study segmentsNet Load8/29/202324"},"All","All study segments","Net Load",2023,"8/29/2023","24",6084,6095,1.0422303676605225,1.5878040790557861,0.5455736517906189,3.0270295217633247E-2,67.779090881347656,18.023401260375977,1,1,0.49578344821929932,0.50678068399429321,0.52969992160797119,0.5455736517906189,0.5614473819732666,0.58436661958694458,0.59536385536193848,6.3523941040039063,9.6776657104492188,3.3252713680267334,0.18449744582176208,3.0218000411987305,3.0888283252716064,3.2285211086273193,3.3252713680267334,3.4220218658447266,3.5617146492004395,3.6287426948547363,0]
[{"$f":"Data[[#This Row],[category]]&Data[[#This Row],[subcategory]]&Data[[#This Row],[delivered]]&Data[[#This Row],[date]]&Data[[#This Row],[hour]]","v":"AllAll study segmentsNet Load8/29/2023Event Window"},"All","All study segments","Net Load",2023,"8/29/2023","Event Window",6084,6095,-0.32687848806381226,-2.1517734527587891,-1.8248950242996216,2.8050892055034637E-2,81.588432312011719,-65.05657958984375,1,1,-1.8710346221923828,-1.8608436584472656,-1.8396049737930298,-1.8248950242996216,-1.8101850748062134,-1.7889463901519775,-1.7787554264068604,-1.9923243522644043,-13.115058898925781,-11.122735023498535,0.17097018659114838,-11.403956413269043,-11.341841697692871,-11.21239185333252,-11.122735023498535,-11.033078193664551,-10.903628349304199,-10.841514587402344,0]
[{"$f":"Data[[#This Row],[category]]&Data[[#This Row],[subcategory]]&Data[[#This Row],[delivered]]&Data[[#This Row],[date]]&Data[[#This Row],[hour]]","v":"AllAll study segmentsNet Load8/30/20231"},"All","All study segments","Net Load",2023,"8/30/2023","1",6103,6113,2.2838950157165527,2.6508045196533203,0.36690962314605713,4.52585369348526E-2,67.13690185546875,8.1069707870483398,1,1,0.29246595501899719,0.30890846252441406,0.34317603707313538,0.36690962314605713,0.39064320921897888,0.4249107837677002,0.44135329127311707,13.961450576782227,16.204368591308594,2.2429184913635254,0.27666544914245605,1.7878444194793701,1.888357400894165,2.0978350639343262,2.2429184913635254,2.3880019187927246,2.5974795818328857,2.6979925632476807,0]
[{"$f":"Data[[#This Row],[category]]&Data[[#This Row],[subcategory]]&Data[[#This Row],[delivered]]&Data[[#This Row],[date]]&Data[[#This Row],[hour]]","v":"AllAll study segmentsNet Load8/30/20232"},"All","All study segments","Net Load",2023,"8/30/2023","2",6103,6113,1.9903924465179443,2.31134033203125,0.32094782590866089,4.7659512609243393E-2,64.811241149902344,6.7341818809509277,1,1,0.24255490303039551,0.25986969470977783,0.29595515131950378,0.32094782590866089,0.34594050049781799,0.38202595710754395,0.39934074878692627,12.167268753051758,14.129223823547363,1.9619541168212891,0.29134258627891541,1.4827381372451782,1.5885834693908691,1.8091738224029541,1.9619541168212891,2.1147341728210449,2.335324764251709,2.4411699771881104,0]
[{"$f":"Data[[#This Row],[category]]&Data[[#This Row],[subcategory]]&Data[[#This Row],[delivered]]&Data[[#This Row],[date]]&Data[[#This Row],[hour]]","v":"AllAll study segmentsNet Load8/30/20233"},"All","All study segments","Net Load",2023,"8/30/2023","3",6103,6113,1.5682555437088013,1.7248910665512085,0.15663550794124603,4.1078731417655945E-2,63.976322174072266,3.8130562305450439,1,1,8.90670046210289E-2,0.10399099439382553,0.13509379327297211,0.15663550794124603,0.17817722260951996,0.20928001403808594,0.22420400381088257,9.5867462158203125,10.544259071350098,0.95751285552978516,0.25111427903175354,0.54446661472320557,0.63569694757461548,0.82582837343215942,0.95751285552978516,1.0891973972320557,1.2793287038803101,1.3705590963363647,0]
[{"$f":"Data[[#This Row],[category]]&Data[[#This Row],[subcategory]]&Data[[#This Row],[delivered]]&Data[[#This Row],[date]]&Data[[#This Row],[hour]]","v":"AllAll study segmentsNet Load8/30/20234"},"All","All study segments","Net Load",2023,"8/30/2023","4",6103,6113,1.2407358884811401,1.4015074968338013,0.16077154874801636,3.3291984349489212E-2,62.88128662109375,4.829136848449707,1,1,0.10601110756397247,0.11810615658760071,0.1433132141828537,0.16077154874801636,0.17822988331317902,0.20343694090843201,0.21553198993206024,7.5846185684204102,8.5674152374267578,0.98279649019241333,0.20351390540599823,0.64804589748382568,0.72198295593261719,0.87607365846633911,0.98279649019241333,1.0895192623138428,1.2436100244522095,1.317547082901001,0]
[{"$f":"Data[[#This Row],[category]]&Data[[#This Row],[subcategory]]&Data[[#This Row],[delivered]]&Data[[#This Row],[date]]&Data[[#This Row],[hour]]","v":"AllAll study segmentsNet Load8/30/20235"},"All","All study segments","Net Load",2023,"8/30/2023","5",6103,6113,1.0914894342422485,1.2737128734588623,0.18222346901893616,2.9029315337538719E-2,62.296493530273438,6.2772226333618164,1,1,0.1344745010137558,0.14502090215682983,0.16700048744678497,0.18222346901893616,0.19744645059108734,0.21942603588104248,0.22997243702411652,6.6722750663757324,7.7862067222595215,1.1139320135116577,0.17745620012283325,0.82204264402389526,0.88651275634765625,1.0208740234375,1.1139320135116577,1.206990122795105,1.3413513898849487,1.4058215618133545,0]
[{"$f":"Data[[#This Row],[category]]&Data[[#This Row],[subcategory]]&Data[[#This Row],[delivered]]&Data[[#This Row],[date]]&Data[[#This Row],[hour]]","v":"AllAll study segmentsNet Load8/30/20236"},"All","All study segments","Net Load",2023,"8/30/2023","6",6103,6113,0.99682474136352539,1.1487383842468262,0.15191356837749481,2.4128630757331848E-2,61.326641082763672,6.2959880828857422,1,1,0.11222550272941589,0.12099148333072662,0.13926050066947937,0.15191356837749481,0.16456663608551025,0.182835653424263,0.19160163402557373,6.0935897827148438,7.0222377777099609,0.92864763736724854,0.14749832451343536,0.68603450059890747,0.73962092399597168,0.8512994647026062,0.92864763736724854,1.0059958696365356,1.1176743507385254,1.1712608337402344,0]
[{"$f":"Data[[#This Row],[category]]&Data[[#This Row],[subcategory]]&Data[[#This Row],[delivered]]&Data[[#This Row],[date]]&Data[[#This Row],[hour]]","v":"AllAll study segmentsNet Load8/30/20237"},"All","All study segments","Net Load",2023,"8/30/2023","7",6103,6113,0.93444293737411499,1.1019744873046875,0.16753149032592773,2.0326513797044754E-2,60.958133697509766,8.2420177459716797,1,1,0.13409735262393951,0.14148201048374176,0.15687225759029388,0.16753149032592773,0.17819072306156158,0.19358097016811371,0.20096562802791595,5.712249755859375,6.7363700866699219,1.0241199731826782,0.12425597757101059,0.81973713636398315,0.8648795485496521,0.95896011590957642,1.0241199731826782,1.0892798900604248,1.1833604574203491,1.2285028696060181,0]
[{"$f":"Data[[#This Row],[category]]&Data[[#This Row],[subcategory]]&Data[[#This Row],[delivered]]&Data[[#This Row],[date]]&Data[[#This Row],[hour]]","v":"AllAll study segmentsNet Load8/30/20238"},"All","All study segments","Net Load",2023,"8/30/2023","8",6103,6113,0.81442749500274658,0.96475666761398315,0.15032920241355896,1.8558841198682785E-2,61.330574035644531,8.1001396179199219,1,1,0.11980262398719788,0.12654508650302887,0.14059694111347198,0.15032920241355896,0.16006146371364594,0.17411331832408905,0.18085578083992004,4.9785952568054199,5.8975577354431152,0.91896241903305054,0.11345019936561584,0.73235344886779785,0.77357012033462524,0.85946911573410034,0.91896241903305054,0.97845572233200073,1.0643546581268311,1.1055713891983032,0]
[{"$f":"Data[[#This Row],[category]]&Data[[#This Row],[subcategory]]&Data[[#This Row],[delivered]]&Data[[#This Row],[date]]&Data[[#This Row],[hour]]","v":"AllAll study segmentsNet Load8/30/20239"},"All","All study segments","Net Load",2023,"8/30/2023","9",6103,6113,0.44206401705741882,0.57248401641845703,0.1304200142621994,1.8256828188896179E-2,65.449287414550781,7.1436295509338379,1,1,0.10039020329713821,0.10702294856309891,0.12084612250328064,0.1304200142621994,0.13999390602111816,0.15381708741188049,0.16044981777667999,2.7023372650146484,3.4995946884155273,0.79725754261016846,0.1116039901971817,0.61368530988693237,0.65423130989074707,0.73873233795166016,0.79725754261016846,0.85578274726867676,0.94028383493423462,0.98082971572875977,0]
[{"$f":"Data[[#This Row],[category]]&Data[[#This Row],[subcategory]]&Data[[#This Row],[delivered]]&Data[[#This Row],[date]]&Data[[#This Row],[hour]]","v":"AllAll study segmentsNet Load8/30/202310"},"All","All study segments","Net Load",2023,"8/30/2023","10",6103,6113,4.9753341823816299E-2,0.27720466256141663,0.22745130956172943,2.2892538458108902E-2,70.951171875,9.9356088638305664,1,1,0.18979643285274506,0.1981133371591568,0.21544645726680756,0.22745130956172943,0.23945616185665131,0.25678926706314087,0.26510617136955261,0.30414217710494995,1.6945520639419556,1.3904098272323608,0.13994209468364716,1.1602256298065186,1.2110668420791626,1.3170242309570313,1.3904098272323608,1.46379554271698,1.5697528123855591,1.6205940246582031,0]
[{"$f":"Data[[#This Row],[category]]&Data[[#This Row],[subcategory]]&Data[[#This Row],[delivered]]&Data[[#This Row],[date]]&Data[[#This Row],[hour]]","v":"AllAll study segmentsNet Load8/30/202311"},"All","All study segments","Net Load",2023,"8/30/2023","11",6103,6113,-0.48033830523490906,-6.8045221269130707E-2,0.41229307651519775,2.7673454955220222E-2,76.288795471191406,14.898504257202148,1,1,0.3667742908000946,0.37682810425758362,0.39778110384941101,0.41229307651519775,0.4268050491809845,0.44775804877281189,0.4578118622303009,-2.9363081455230713,-0.41596043109893799,2.5203475952148438,0.16916783154010773,2.242091178894043,2.3035502433776855,2.431635856628418,2.5203475952148438,2.6090593338012695,2.737144947052002,2.7986040115356445,0]
[{"$f":"Data[[#This Row],[category]]&Data[[#This Row],[subcategory]]&Data[[#This Row],[delivered]]&Data[[#This Row],[date]]&Data[[#This Row],[hour]]","v":"AllAll study segmentsNet Load8/30/202312"},"All","All study segments","Net Load",2023,"8/30/2023","12",6103,6113,-1.4407386779785156,-0.61132556200027466,0.82941305637359619,3.3133432269096375E-2,81.38751220703125,25.032512664794922,1,1,0.77491343021392822,0.78695082664489746,0.8120378851890564,0.82941305637359619,0.84678822755813599,0.87187528610229492,0.88391268253326416,-8.8072357177734375,-3.7370331287384033,5.0702018737792969,0.2025446742773056,4.7370457649230957,4.8106303215026855,4.9639878273010254,5.0702018737792969,5.1764163970947266,5.3297734260559082,5.4033584594726563,0]
[{"$f":"Data[[#This Row],[category]]&Data[[#This Row],[subcategory]]&Data[[#This Row],[delivered]]&Data[[#This Row],[date]]&Data[[#This Row],[hour]]","v":"AllAll study segmentsNet Load8/30/202313"},"All","All study segments","Net Load",2023,"8/30/2023","13",6103,6113,-2.2846775054931641,-1.3364672660827637,0.94821029901504517,3.6042708903551102E-2,85.743736267089844,26.307964324951172,1,1,0.88892531394958496,0.9020196795463562,0.92930948734283447,0.94821029901504517,0.96711111068725586,0.99440091848373413,1.0074952840805054,-13.966233253479004,-8.1698246002197266,5.7964096069335938,0.22032907605171204,5.4340004920959473,5.5140461921691895,5.6808691024780273,5.7964096069335938,5.9119501113891602,6.078773021697998,6.1588187217712402,0]
[{"$f":"Data[[#This Row],[category]]&Data[[#This Row],[subcategory]]&Data[[#This Row],[delivered]]&Data[[#This Row],[date]]&Data[[#This Row],[hour]]","v":"AllAll study segmentsNet Load8/30/202314"},"All","All study segments","Net Load",2023,"8/30/2023","14",6103,6113,-2.7441847324371338,-1.9391659498214722,0.8050188422203064,3.6750722676515579E-2,89.010566711425781,21.904844284057617,1,1,0.74456930160522461,0.75792092084884644,0.78574675321578979,0.8050188422203064,0.824290931224823,0.85211676359176636,0.86546838283538818,-16.775201797485352,-11.854121208190918,4.9210801124572754,0.22465716302394867,4.5515522956848145,4.6331706047058105,4.8032698631286621,4.9210801124572754,5.0388903617858887,5.2089896202087402,5.2906084060668945,0]
[{"$f":"Data[[#This Row],[category]]&Data[[#This Row],[subcategory]]&Data[[#This Row],[delivered]]&Data[[#This Row],[date]]&Data[[#This Row],[hour]]","v":"AllAll study segmentsNet Load8/30/202315"},"All","All study segments","Net Load",2023,"8/30/2023","15",6103,6113,-2.5746045112609863,-2.0455398559570313,0.52906465530395508,3.5434767603874207E-2,91.60101318359375,14.930665016174316,1,1,0.4707796573638916,0.48365318775177002,0.51048266887664795,0.52906465530395508,0.54764664173126221,0.57447612285614014,0.58734965324401855,-15.738557815551758,-12.504384994506836,3.2341723442077637,0.21661274135112762,2.8778760433197021,2.9565720558166504,3.1205806732177734,3.2341723442077637,3.3477640151977539,3.511772632598877,3.5904684066772461,0]
[{"$f":"Data[[#This Row],[category]]&Data[[#This Row],[subcategory]]&Data[[#This Row],[delivered]]&Data[[#This Row],[date]]&Data[[#This Row],[hour]]","v":"AllAll study segmentsNet Load8/30/202316"},"All","All study segments","Net Load",2023,"8/30/2023","16",6103,6113,-2.160914421081543,-1.6336326599121094,0.52728170156478882,3.252951055765152E-2,93.039649963378906,16.209333419799805,1,1,0.47377541661262512,0.48559346795082092,0.51022320985794067,0.52728170156478882,0.54434019327163696,0.5689699649810791,0.58078795671463013,-13.209670066833496,-9.9863967895507813,3.2232730388641357,0.19885289669036865,2.8961892127990723,2.9684329032897949,3.1189944744110107,3.2232730388641357,3.3275516033172607,3.4781134128570557,3.5503568649291992,0]
[{"$f":"Data[[#This Row],[category]]&Data[[#This Row],[subcategory]]&Data[[#This Row],[delivered]]&Data[[#This Row],[date]]&Data[[#This Row],[hour]]","v":"AllAll study segmentsNet Load8/30/202317"},"All","All study segments","Net Load",2023,"8/30/2023","17",6103,6113,-1.5273953676223755,-0.65735703706741333,0.87003839015960693,3.3763345330953598E-2,93.270851135253906,25.768726348876953,1,1,0.81450265645980835,0.82676893472671509,0.85233289003372192,0.87003839015960693,0.88774389028549194,0.91330784559249878,0.92557412385940552,-9.3369674682617188,-4.0184235572814941,5.318544864654541,0.20639532804489136,4.9790549278259277,5.0540385246276855,5.2103109359741211,5.318544864654541,5.4267783164978027,5.5830507278442383,5.6580348014831543,0]
[{"$f":"Data[[#This Row],[category]]&Data[[#This Row],[subcategory]]&Data[[#This Row],[delivered]]&Data[[#This Row],[date]]&Data[[#This Row],[hour]]","v":"AllAll study segmentsNet Load8/30/202318"},"All","All study segments","Net Load",2023,"8/30/2023","18",6103,6113,-0.46007436513900757,0.72369652986526489,1.1837708950042725,3.719736635684967E-2,91.561691284179688,31.824050903320313,1,1,1.122586727142334,1.1361005306243896,1.1642645597457886,1.1837708950042725,1.2032772302627563,1.2314412593841553,1.2449550628662109,-2.8124346733093262,4.4239568710327148,7.236391544342041,0.22738750278949738,6.862372875213623,6.9449825286865234,7.1171493530273438,7.236391544342041,7.3556337356567383,7.5278005599975586,7.610410213470459,0]
[{"$f":"Data[[#This Row],[category]]&Data[[#This Row],[subcategory]]&Data[[#This Row],[delivered]]&Data[[#This Row],[date]]&Data[[#This Row],[hour]]","v":"AllAll study segmentsNet Load8/30/202319"},"All","All study segments","Net Load",2023,"8/30/2023","19",6103,6113,0.55839014053344727,-2.5889627933502197,-3.147352933883667,4.358789324760437E-2,88.808212280273438,-72.207046508789063,1,1,-3.2190487384796143,-3.2032129764556885,-3.1702103614807129,-3.147352933883667,-3.1244955062866211,-3.0914928913116455,-3.0756571292877197,3.4134390354156494,-15.826329231262207,-19.239768981933594,0.26645278930664063,-19.678045272827148,-19.581241607666016,-19.379495620727539,-19.239768981933594,-19.100040435791016,-18.898296356201172,-18.801492691040039,0]
[{"$f":"Data[[#This Row],[category]]&Data[[#This Row],[subcategory]]&Data[[#This Row],[delivered]]&Data[[#This Row],[date]]&Data[[#This Row],[hour]]","v":"AllAll study segmentsNet Load8/30/202320"},"All","All study segments","Net Load",2023,"8/30/2023","20",6103,6113,1.0187060832977295,-2.3148205280303955,-3.333526611328125,4.4100958853960037E-2,84.785682678222656,-75.588531494140625,1,1,-3.4060661792755127,-3.3900442123413086,-3.3566532135009766,-3.333526611328125,-3.3104000091552734,-3.2770090103149414,-3.2609870433807373,6.2273502349853516,-14.150497436523438,-20.377847671508789,0.26958915591239929,-20.821283340454102,-20.72334098815918,-20.519220352172852,-20.377847671508789,-20.236474990844727,-20.032356262207031,-19.934413909912109,0]
[{"$f":"Data[[#This Row],[category]]&Data[[#This Row],[subcategory]]&Data[[#This Row],[delivered]]&Data[[#This Row],[date]]&Data[[#This Row],[hour]]","v":"AllAll study segmentsNet Load8/30/202321"},"All","All study segments","Net Load",2023,"8/30/2023","21",6103,6113,1.1197211742401123,-2.6391069889068604,-3.7588281631469727,4.6441040933132172E-2,79.414634704589844,-80.937637329101563,1,1,-3.835216760635376,-3.8183448314666748,-3.78318190574646,-3.7588281631469727,-3.7344744205474854,-3.6993114948272705,-3.6824395656585693,6.8448553085327148,-16.13286018371582,-22.977716445922852,0.28389409184455872,-23.444679260253906,-23.341541290283203,-23.126590728759766,-22.977716445922852,-22.828842163085938,-22.6138916015625,-22.510753631591797,0]
[{"$f":"Data[[#This Row],[category]]&Data[[#This Row],[subcategory]]&Data[[#This Row],[delivered]]&Data[[#This Row],[date]]&Data[[#This Row],[hour]]","v":"AllAll study segmentsNet Load8/30/202322"},"All","All study segments","Net Load",2023,"8/30/2023","22",6103,6113,1.4181380271911621,2.0318777561187744,0.61373978853225708,3.4862939268350601E-2,75.598884582519531,17.604362487792969,1,1,0.55639535188674927,0.56906116008758545,0.59545767307281494,0.61373978853225708,0.63202190399169922,0.65841841697692871,0.67108422517776489,8.6690778732299805,12.420868873596191,3.75179123878479,0.21311715245246887,3.4012448787689209,3.4786708354949951,3.6400327682495117,3.75179123878479,3.8635499477386475,4.0249118804931641,4.1023378372192383,0]
[{"$f":"Data[[#This Row],[category]]&Data[[#This Row],[subcategory]]&Data[[#This Row],[delivered]]&Data[[#This Row],[date]]&Data[[#This Row],[hour]]","v":"AllAll study segmentsNet Load8/30/202323"},"All","All study segments","Net Load",2023,"8/30/2023","23",6103,6113,1.3601235151290894,1.8912420272827148,0.53111851215362549,3.5360265523195267E-2,72.803619384765625,15.020207405090332,1,1,0.47295606136322021,0.48580250144004822,0.51257556676864624,0.53111851215362549,0.54966145753860474,0.57643449306488037,0.58928096294403076,8.3144350051879883,11.561162948608398,3.246727466583252,0.21615730226039886,2.8911805152893066,2.9697105884552002,3.1333744525909424,3.246727466583252,3.3600804805755615,3.5237441062927246,3.6022744178771973,0]
[{"$f":"Data[[#This Row],[category]]&Data[[#This Row],[subcategory]]&Data[[#This Row],[delivered]]&Data[[#This Row],[date]]&Data[[#This Row],[hour]]","v":"AllAll study segmentsNet Load8/30/202324"},"All","All study segments","Net Load",2023,"8/30/2023","24",6103,6113,1.3674507141113281,1.7464951276779175,0.37904444336891174,3.2427422702312469E-2,70.16180419921875,11.689009666442871,1,1,0.32570606470108032,0.33748704195022583,0.3620394766330719,0.37904444336891174,0.39604941010475159,0.42060184478759766,0.43238282203674316,8.3592262268066406,10.676324844360352,2.3170986175537109,0.19822883605957031,1.9910411834716797,2.0630583763122559,2.2131474018096924,2.3170986175537109,2.4210500717163086,2.5711390972137451,2.6431562900543213,0]
[{"$f":"Data[[#This Row],[category]]&Data[[#This Row],[subcategory]]&Data[[#This Row],[delivered]]&Data[[#This Row],[date]]&Data[[#This Row],[hour]]","v":"AllAll study segmentsNet Load8/30/2023Event Window"},"All","All study segments","Net Load",2023,"8/30/2023","Event Window",6103,6113,0.89893937110900879,-2.5142967700958252,-3.413236141204834,4.0974654257297516E-2,84.336174011230469,-83.301155090332031,1,1,-3.4806334972381592,-3.4657473564147949,-3.4347233772277832,-3.413236141204834,-3.3917489051818848,-3.360724925994873,-3.3458387851715088,5.4952163696289063,-15.369895935058594,-20.8651123046875,0.25047805905342102,-21.27711296081543,-21.186113357543945,-20.996463775634766,-20.8651123046875,-20.733760833740234,-20.544111251831055,-20.45311164855957,0]
[{"$f":"Data[[#This Row],[category]]&Data[[#This Row],[subcategory]]&Data[[#This Row],[delivered]]&Data[[#This Row],[date]]&Data[[#This Row],[hour]]","v":"AllAll study segmentsNet Load9/19/20231"},"All","All study segments","Net Load",2023,"9/19/2023","1",6146,6158,1.9986244440078735,2.0313944816589355,3.2769922167062759E-2,3.7275541573762894E-2,61.236740112304688,0.87912666797637939,0,0,-2.8542887419462204E-2,-1.5000606887042522E-2,1.3222608715295792E-2,3.2769922167062759E-2,5.2317235618829727E-2,8.0540448427200317E-2,9.4082735478878021E-2,12.307529449462891,12.509326934814453,0.20179718732833862,0.22954279184341431,-0.17576709389686584,-9.2373736202716827E-2,8.1424824893474579E-2,0.20179718732833862,0.32216954231262207,0.49596807360649109,0.57936149835586548,0]
[{"$f":"Data[[#This Row],[category]]&Data[[#This Row],[subcategory]]&Data[[#This Row],[delivered]]&Data[[#This Row],[date]]&Data[[#This Row],[hour]]","v":"AllAll study segmentsNet Load9/19/20232"},"All","All study segments","Net Load",2023,"9/19/2023","2",6146,6158,1.5740756988525391,1.6654587984085083,9.1383084654808044E-2,3.9083473384380341E-2,60.687030792236328,2.3381514549255371,1,1,2.7096491307020187E-2,4.1295599192380905E-2,7.0887692272663116E-2,9.1383084654808044E-2,0.11187847703695297,0.14147056639194489,0.1556696742773056,9.6931581497192383,10.255895614624023,0.56273704767227173,0.24067603051662445,0.1668601930141449,0.25429829955101013,0.43652641773223877,0.56273704767227173,0.68894767761230469,0.87117576599121094,0.95861387252807617,0]
[{"$f":"Data[[#This Row],[category]]&Data[[#This Row],[subcategory]]&Data[[#This Row],[delivered]]&Data[[#This Row],[date]]&Data[[#This Row],[hour]]","v":"AllAll study segmentsNet Load9/19/20233"},"All","All study segments","Net Load",2023,"9/19/2023","3",6146,6158,1.2479772567749023,1.2729986906051636,2.5021396577358246E-2,3.6632183939218521E-2,60.147899627685547,0.68304407596588135,0,0,-3.5233184695243835E-2,-2.1924635395407677E-2,5.8114603161811829E-3,2.5021396577358246E-2,4.4231332838535309E-2,7.1967430412769318E-2,8.5275977849960327E-2,7.6850438117980957,7.8391261100769043,0.15408176183700562,0.22558099031448364,-0.21696595847606659,-0.13501191139221191,3.578697144985199E-2,0.15408176183700562,0.27237653732299805,0.44317543506622314,0.52512949705123901,0]
[{"$f":"Data[[#This Row],[category]]&Data[[#This Row],[subcategory]]&Data[[#This Row],[delivered]]&Data[[#This Row],[date]]&Data[[#This Row],[hour]]","v":"AllAll study segmentsNet Load9/19/20234"},"All","All study segments","Net Load",2023,"9/19/2023","4",6146,6158,1.0747385025024414,1.0712755918502808,-3.4628212451934814E-3,3.2125029712915421E-2,59.31085205078125,-0.10779200494289398,0,0,-5.6303791701793671E-2,-4.4632703065872192E-2,-2.0309202373027802E-2,-3.4628212451934814E-3,1.3383560813963413E-2,3.7707060575485229E-2,4.9378149211406708E-2,6.6182398796081543,6.5969152450561523,-2.1324053406715393E-2,0.19782593846321106,-0.34671875834465027,-0.27484819293022156,-0.12506407499313354,-2.1324053406715393E-2,8.2415968179702759E-2,0.23220008611679077,0.30407065153121948,0]
[{"$f":"Data[[#This Row],[category]]&Data[[#This Row],[subcategory]]&Data[[#This Row],[delivered]]&Data[[#This Row],[date]]&Data[[#This Row],[hour]]","v":"AllAll study segmentsNet Load9/19/20235"},"All","All study segments","Net Load",2023,"9/19/2023","5",6146,6158,0.99650901556015015,0.96760004758834839,-2.890896238386631E-2,2.6990039274096489E-2,58.986251831054688,-1.0710974931716919,0,0,-7.3303624987602234E-2,-6.3498087227344513E-2,-4.3062552809715271E-2,-2.890896238386631E-2,-1.4755371958017349E-2,5.6801647879183292E-3,1.5485701151192188E-2,6.136502742767334,5.9584813117980957,-0.1780213862657547,0.16620466113090515,-0.45140373706817627,-0.39102122187614441,-0.26517918705940247,-0.1780213862657547,-9.0863578021526337E-2,3.4978453069925308E-2,9.5360949635505676E-2,0]
[{"$f":"Data[[#This Row],[category]]&Data[[#This Row],[subcategory]]&Data[[#This Row],[delivered]]&Data[[#This Row],[date]]&Data[[#This Row],[hour]]","v":"AllAll study segmentsNet Load9/19/20236"},"All","All study segments","Net Load",2023,"9/19/2023","6",6146,6158,0.93697267770767212,0.90614545345306396,-3.0827205628156662E-2,2.319786325097084E-2,58.658882141113281,-1.3288812637329102,0,0,-6.8984292447566986E-2,-6.0556463897228241E-2,-4.2992178350687027E-2,-3.0827205628156662E-2,-1.8662234768271446E-2,-1.0979477083310485E-3,7.329883985221386E-3,5.7698779106140137,5.5800437927246094,-0.18983393907546997,0.14285244047641754,-0.42480528354644775,-0.37290671467781067,-0.26474583148956299,-0.18983393907546997,-0.11492203921079636,-6.7611620761454105E-3,4.5137424021959305E-2,0]
[{"$f":"Data[[#This Row],[category]]&Data[[#This Row],[subcategory]]&Data[[#This Row],[delivered]]&Data[[#This Row],[date]]&Data[[#This Row],[hour]]","v":"AllAll study segmentsNet Load9/19/20237"},"All","All study segments","Net Load",2023,"9/19/2023","7",6146,6158,0.87286299467086792,0.87891471385955811,6.0517378151416779E-3,1.8664395436644554E-2,58.3736572265625,0.32423970103263855,0,0,-2.4648461490869522E-2,-1.7867647111415863E-2,-3.735880833119154E-3,6.0517378151416779E-3,1.5839356929063797E-2,2.9971122741699219E-2,3.6751937121152878E-2,5.3750901222229004,5.4123568534851074,3.7266600877046585E-2,0.11493534594774246,-0.1517852246761322,-0.11002896726131439,-2.300555445253849E-2,3.7266600877046585E-2,9.7538761794567108E-2,0.18456217646598816,0.22631843388080597,0]
[{"$f":"Data[[#This Row],[category]]&Data[[#This Row],[subcategory]]&Data[[#This Row],[delivered]]&Data[[#This Row],[date]]&Data[[#This Row],[hour]]","v":"AllAll study segmentsNet Load9/19/20238"},"All","All study segments","Net Load",2023,"9/19/2023","8",6146,6158,0.84828519821166992,0.83387893438339233,-1.4406276866793633E-2,1.6850423067808151E-2,58.419460296630859,-0.8549504280090332,0,0,-4.2122755199670792E-2,-3.6000963300466537E-2,-2.32426468282938E-2,-1.4406276866793633E-2,-5.5699064396321774E-3,7.1884091012179852E-3,1.3310202397406101E-2,5.2237401008605957,5.1350264549255371,-8.8713854551315308E-2,0.10376490652561188,-0.25939193367958069,-0.22169393301010132,-0.14312821626663208,-8.8713854551315308E-2,-3.4299485385417938E-2,4.4266223907470703E-2,8.1964224576950073E-2,0]
[{"$f":"Data[[#This Row],[category]]&Data[[#This Row],[subcategory]]&Data[[#This Row],[delivered]]&Data[[#This Row],[date]]&Data[[#This Row],[hour]]","v":"AllAll study segmentsNet Load9/19/20239"},"All","All study segments","Net Load",2023,"9/19/2023","9",6146,6158,0.58803695440292358,0.59740316867828369,9.3662552535533905E-3,1.7121190205216408E-2,60.677921295166016,0.54705631732940674,0,0,-1.8795596435666084E-2,-1.2575432658195496E-2,3.8789433892816305E-4,9.3662552535533905E-3,1.8344616517424583E-2,3.1307943165302277E-2,3.7528108805418015E-2,3.6211316585540771,3.6788086891174316,5.767739936709404E-2,0.10543228685855865,-0.11574327945709229,-7.743951678276062E-2,2.3886533454060555E-3,5.767739936709404E-2,0.1129661500453949,0.1927943080663681,0.23109810054302216,0]
[{"$f":"Data[[#This Row],[category]]&Data[[#This Row],[subcategory]]&Data[[#This Row],[delivered]]&Data[[#This Row],[date]]&Data[[#This Row],[hour]]","v":"AllAll study segmentsNet Load9/19/202310"},"All","All study segments","Net Load",2023,"9/19/2023","10",6146,6158,0.2957892119884491,0.30439147353172302,8.6022615432739258E-3,1.957620307803154E-2,63.615604400634766,0.43942442536354065,0,0,-2.3597726598381996E-2,-1.6485651955008507E-2,-1.6635094070807099E-3,8.6022615432739258E-3,1.8868032842874527E-2,3.3690176904201508E-2,4.0802251547574997E-2,1.8214700222015381,1.8744426965713501,5.297272652387619E-2,0.12055025994777679,-0.14531479775905609,-0.10151864588260651,-1.0243890807032585E-2,5.297272652387619E-2,0.11618934571743011,0.20746411383152008,0.25126025080680847,0]
[{"$f":"Data[[#This Row],[category]]&Data[[#This Row],[subcategory]]&Data[[#This Row],[delivered]]&Data[[#This Row],[date]]&Data[[#This Row],[hour]]","v":"AllAll study segmentsNet Load9/19/202311"},"All","All study segments","Net Load",2023,"9/19/2023","11",6146,6158,-0.14787659049034119,-0.15428408980369568,-6.4074993133544922E-3,2.2695759311318398E-2,66.18939208984375,-0.28232142329216003,0,0,-4.3738700449466705E-2,-3.5493284463882446E-2,-1.830916665494442E-2,-6.4074993133544922E-3,5.4941684938967228E-3,2.2678285837173462E-2,3.0923701822757721E-2,-0.91062402725219727,-0.95008140802383423,-3.9457380771636963E-2,0.13976047933101654,-0.26934292912483215,-0.21856763958930969,-0.11274784803390503,-3.9457380771636963E-2,3.3833090215921402E-2,0.13965287804603577,0.19042815268039703,0]
[{"$f":"Data[[#This Row],[category]]&Data[[#This Row],[subcategory]]&Data[[#This Row],[delivered]]&Data[[#This Row],[date]]&Data[[#This Row],[hour]]","v":"AllAll study segmentsNet Load9/19/202312"},"All","All study segments","Net Load",2023,"9/19/2023","12",6146,6158,-0.89625042676925659,-0.97234296798706055,-7.6092585921287537E-2,2.6727275922894478E-2,68.960624694824219,-2.8470010757446289,1,1,-0.12005504220724106,-0.11034496873617172,-9.0108379721641541E-2,-7.6092585921287537E-2,-6.2076788395643234E-2,-4.1840203106403351E-2,-3.2130129635334015E-2,-5.5191102027893066,-5.9876880645751953,-0.46857813000679016,0.16458655893802643,-0.73929893970489502,-0.67950433492660522,-0.55488741397857666,-0.46857813000679016,-0.38226887583732605,-0.25765198469161987,-0.1978573352098465,0]
[{"$f":"Data[[#This Row],[category]]&Data[[#This Row],[subcategory]]&Data[[#This Row],[delivered]]&Data[[#This Row],[date]]&Data[[#This Row],[hour]]","v":"AllAll study segmentsNet Load9/19/202313"},"All","All study segments","Net Load",2023,"9/19/2023","13",6146,6158,-1.7709647417068481,-1.9782395362854004,-0.20727480947971344,2.9420027509331703E-2,71.472099304199219,-7.0453643798828125,1,1,-0.25566643476486206,-0.24497808516025543,-0.22270268201828003,-0.20727480947971344,-0.19184693694114685,-0.16957153379917145,-0.15888316929340363,-10.905600547790527,-12.181999206542969,-1.2763983011245728,0.18116852641105652,-1.5743938684463501,-1.5085750818252563,-1.3714030981063843,-1.2763983011245728,-1.1813933849334717,-1.0442215204238892,-0.97840255498886108,0]
[{"$f":"Data[[#This Row],[category]]&Data[[#This Row],[subcategory]]&Data[[#This Row],[delivered]]&Data[[#This Row],[date]]&Data[[#This Row],[hour]]","v":"AllAll study segmentsNet Load9/19/202314"},"All","All study segments","Net Load",2023,"9/19/2023","14",6146,6158,-2.4505090713500977,-2.6769313812255859,-0.22642223536968231,2.9167195782065392E-2,73.674179077148438,-7.7629070281982422,1,1,-0.27439799904823303,-0.26380151510238647,-0.24171753227710724,-0.22642223536968231,-0.21112693846225739,-0.18904297053813934,-0.17844647169113159,-15.090234756469727,-16.484542846679688,-1.3943080902099609,0.17961159348487854,-1.6897429227828979,-1.6244897842407227,-1.4884965419769287,-1.3943080902099609,-1.3001196384429932,-1.1641266345977783,-1.0988733768463135,0]
[{"$f":"Data[[#This Row],[category]]&Data[[#This Row],[subcategory]]&Data[[#This Row],[delivered]]&Data[[#This Row],[date]]&Data[[#This Row],[hour]]","v":"AllAll study segmentsNet Load9/19/202315"},"All","All study segments","Net Load",2023,"9/19/2023","15",6146,6158,-2.6640129089355469,-2.7655549049377441,-0.10154196619987488,2.6917684823274612E-2,75.216728210449219,-3.7723143100738525,1,1,-0.14581762254238129,-0.13603836297988892,-0.11565761268138885,-0.10154196619987488,-8.7426319718360901E-2,-6.7045561969280243E-2,-5.7266313582658768E-2,-16.404991149902344,-17.03028678894043,-0.62529540061950684,0.16575910151004791,-0.89794492721557617,-0.83772426843643188,-0.71221959590911865,-0.62529540061950684,-0.53837126493453979,-0.41286656260490417,-0.35264596343040466,0]
[{"$f":"Data[[#This Row],[category]]&Data[[#This Row],[subcategory]]&Data[[#This Row],[delivered]]&Data[[#This Row],[date]]&Data[[#This Row],[hour]]","v":"AllAll study segmentsNet Load9/19/202316"},"All","All study segments","Net Load",2023,"9/19/2023","16",6146,6158,-2.4266653060913086,-2.2590286731719971,0.16763678193092346,2.34513059258461E-2,74.941017150878906,7.148292064666748,1,1,0.12906281650066376,0.13758271932601929,0.15533889830112457,0.16763678193092346,0.17993466556072235,0.19769084453582764,0.20621074736118317,-14.943405151367188,-13.911098480224609,1.0323072671890259,0.14441314339637756,0.7947688102722168,0.84723436832427979,0.95657694339752197,1.0323072671890259,1.1080377101898193,1.217380166053772,1.269845724105835,0]
[{"$f":"Data[[#This Row],[category]]&Data[[#This Row],[subcategory]]&Data[[#This Row],[delivered]]&Data[[#This Row],[date]]&Data[[#This Row],[hour]]","v":"AllAll study segmentsNet Load9/19/202317"},"All","All study segments","Net Load",2023,"9/19/2023","17",6146,6158,-1.777894139289856,-1.1446257829666138,0.63326835632324219,2.519538439810276E-2,74.892692565917969,25.134300231933594,1,1,0.59182566404342651,0.60097914934158325,0.62005585432052612,0.63326835632324219,0.64648085832595825,0.66555756330490112,0.67471104860305786,-10.948271751403809,-7.0486054420471191,3.8996665477752686,0.15515317022800446,3.6444623470306396,3.7008295059204102,3.8183040618896484,3.8996665477752686,3.9810290336608887,4.098503589630127,4.1548705101013184,0]
[{"$f":"Data[[#This Row],[category]]&Data[[#This Row],[subcategory]]&Data[[#This Row],[delivered]]&Data[[#This Row],[date]]&Data[[#This Row],[hour]]","v":"AllAll study segmentsNet Load9/19/202318"},"All","All study segments","Net Load",2023,"9/19/2023","18",6146,6158,-0.69134223461151123,-3.215517520904541,-2.5241751670837402,3.4454703330993652E-2,74.18548583984375,-73.260688781738281,1,1,-2.580848217010498,-2.5683307647705078,-2.5422432422637939,-2.5241751670837402,-2.5061070919036865,-2.4800195693969727,-2.4675021171569824,-4.2572855949401855,-19.801156997680664,-15.54387092590332,0.21217206120491028,-15.892863273620605,-15.815780639648438,-15.655134201049805,-15.54387092590332,-15.432607650756836,-15.271960258483887,-15.194877624511719,0]
[{"$f":"Data[[#This Row],[category]]&Data[[#This Row],[subcategory]]&Data[[#This Row],[delivered]]&Data[[#This Row],[date]]&Data[[#This Row],[hour]]","v":"AllAll study segmentsNet Load9/19/202319"},"All","All study segments","Net Load",2023,"9/19/2023","19",6146,6158,0.11155208945274353,-2.335984468460083,-2.4475364685058594,3.218657523393631E-2,71.56378173828125,-76.042152404785156,1,1,-2.5004787445068359,-2.4887852668762207,-2.4644150733947754,-2.4475364685058594,-2.4306578636169434,-2.406287670135498,-2.3945941925048828,0.68693774938583374,-14.384992599487305,-15.071929931640625,0.19820493459701538,-15.397948265075684,-15.325940132141113,-15.175868034362793,-15.071929931640625,-14.967990875244141,-14.817919731140137,-14.74591064453125,0]
[{"$f":"Data[[#This Row],[category]]&Data[[#This Row],[subcategory]]&Data[[#This Row],[delivered]]&Data[[#This Row],[date]]&Data[[#This Row],[hour]]","v":"AllAll study segmentsNet Load9/19/202320"},"All","All study segments","Net Load",2023,"9/19/2023","20",6146,6158,0.33998993039131165,-2.128096342086792,-2.4680862426757813,3.2623503357172012E-2,67.883827209472656,-75.65362548828125,1,1,-2.5217471122741699,-2.509894847869873,-2.4851939678192139,-2.4680862426757813,-2.4509785175323486,-2.4262776374816895,-2.4144253730773926,2.0936579704284668,-13.104817390441895,-15.198474884033203,0.2008955329656601,-15.528918266296387,-15.4559326171875,-15.303824424743652,-15.198474884033203,-15.093125343322754,-14.941018104553223,-14.86803150177002,0]
[{"$f":"Data[[#This Row],[category]]&Data[[#This Row],[subcategory]]&Data[[#This Row],[delivered]]&Data[[#This Row],[date]]&Data[[#This Row],[hour]]","v":"AllAll study segmentsNet Load9/19/202321"},"All","All study segments","Net Load",2023,"9/19/2023","21",6146,6158,0.46684414148330688,-2.3871526718139648,-2.853996753692627,3.6157760769128799E-2,65.272697448730469,-78.931785583496094,1,1,-2.913470983505249,-2.9003348350524902,-2.8729579448699951,-2.853996753692627,-2.8350355625152588,-2.8076586723327637,-2.7945225238800049,2.874826192855835,-14.70008659362793,-17.574911117553711,0.22265948355197906,-17.941154479980469,-17.860261917114258,-17.691675186157227,-17.574911117553711,-17.458148956298828,-17.289562225341797,-17.208669662475586,0]
[{"$f":"Data[[#This Row],[category]]&Data[[#This Row],[subcategory]]&Data[[#This Row],[delivered]]&Data[[#This Row],[date]]&Data[[#This Row],[hour]]","v":"AllAll study segmentsNet Load9/19/202322"},"All","All study segments","Net Load",2023,"9/19/2023","22",6146,6158,0.79348164796829224,1.5997298955917358,0.8062482476234436,2.962351031601429E-2,63.43914794921875,27.216499328613281,1,1,0.75752192735671997,0.76828420162200928,0.79071366786956787,0.8062482476234436,0.82178282737731934,0.84421229362487793,0.85497456789016724,4.8862600326538086,9.8511371612548828,4.964876651763916,0.18242157995700836,4.6648201942443848,4.7310938835144043,4.8692145347595215,4.964876651763916,5.0605387687683105,5.1986594200134277,5.2649335861206055,0]
[{"$f":"Data[[#This Row],[category]]&Data[[#This Row],[subcategory]]&Data[[#This Row],[delivered]]&Data[[#This Row],[date]]&Data[[#This Row],[hour]]","v":"AllAll study segmentsNet Load9/19/202323"},"All","All study segments","Net Load",2023,"9/19/2023","23",6146,6158,0.77873945236206055,1.4938496351242065,0.715110182762146,3.0165648087859154E-2,62.2470703125,23.706110000610352,1,1,0.66549211740493774,0.67645132541656494,0.69929128885269165,0.715110182762146,0.73092907667160034,0.75376904010772705,0.76472824811935425,4.7954773902893066,9.1991262435913086,4.4036483764648438,0.18576006591320038,4.0981006622314453,4.1655874252319336,4.3062357902526855,4.4036483764648438,4.5010614395141602,4.6417098045349121,4.7091965675354004,0]
[{"$f":"Data[[#This Row],[category]]&Data[[#This Row],[subcategory]]&Data[[#This Row],[delivered]]&Data[[#This Row],[date]]&Data[[#This Row],[hour]]","v":"AllAll study segmentsNet Load9/19/202324"},"All","All study segments","Net Load",2023,"9/19/2023","24",6146,6158,0.88970959186553955,1.3866302967071533,0.49692073464393616,2.7930872514843941E-2,61.291816711425781,17.791091918945313,1,1,0.45097854733467102,0.46112588047981262,0.48227375745773315,0.49692073464393616,0.51156771183013916,0.5327155590057373,0.54286295175552368,5.4788317680358887,8.5388689041137695,3.0600378513336182,0.17199830710887909,2.7771258354187012,2.8396131992340088,2.9698417186737061,3.0600378513336182,3.1502339839935303,3.2804625034332275,3.3429501056671143,0]
[{"$f":"Data[[#This Row],[category]]&Data[[#This Row],[subcategory]]&Data[[#This Row],[delivered]]&Data[[#This Row],[date]]&Data[[#This Row],[hour]]","v":"AllAll study segmentsNet Load9/19/2023Event Window"},"All","All study segments","Net Load",2023,"9/19/2023","Event Window",6146,6158,5.6760974228382111E-2,-2.5166876316070557,-2.573448657989502,2.9915811493992805E-2,69.726448059082031,-86.023025512695313,1,1,-2.6226558685302734,-2.6117873191833496,-2.5891366004943848,-2.573448657989502,-2.5577607154846191,-2.5351099967956543,-2.5242414474487305,0.34953406453132629,-15.497762680053711,-15.847296714782715,0.18422156572341919,-16.150314331054688,-16.083385467529297,-15.943902969360352,-15.847296714782715,-15.750690460205078,-15.611207008361816,-15.544279098510742,0]
[{"$f":"Data[[#This Row],[category]]&Data[[#This Row],[subcategory]]&Data[[#This Row],[delivered]]&Data[[#This Row],[date]]&Data[[#This Row],[hour]]","v":"AllAll study segmentsNet LoadAvg Weekday 8-9pm1"},"All","All study segments","Net Load",2023,"Avg Weekday 8-9pm","1",5796,5794,2.2127842903137207,2.1094236373901367,-0.10336045920848846,3.0013320967555046E-2,63.776741027832031,-3.443819522857666,1,1,-0.15272797644138336,-0.14182408154010773,-0.119099460542202,-0.10336045920848846,-8.7621457874774933E-2,-6.4896844327449799E-2,-5.3992938250303268E-2,12.82087230682373,12.222000122070313,-0.59887051582336426,0.17389717698097229,-0.88490587472915649,-0.82172870635986328,-0.69006228446960449,-0.59887051582336426,-0.50767874717712402,-0.37601232528686523,-0.31283509731292725,0]
[{"$f":"Data[[#This Row],[category]]&Data[[#This Row],[subcategory]]&Data[[#This Row],[delivered]]&Data[[#This Row],[date]]&Data[[#This Row],[hour]]","v":"AllAll study segmentsNet LoadAvg Weekday 8-9pm2"},"All","All study segments","Net Load",2023,"Avg Weekday 8-9pm","2",5796,5794,1.8591592311859131,1.7830201387405396,-7.6139047741889954E-2,3.1310107558965683E-2,61.344463348388672,-2.4317722320556641,1,1,-0.12763959169387817,-0.11626456677913666,-9.2558085918426514E-2,-7.6139047741889954E-2,-5.9720009565353394E-2,-3.601352870464325E-2,-2.4638503789901733E-2,10.771968841552734,10.330819129943848,-0.44114965200424194,0.18141075968742371,-0.73954379558563232,-0.67363691329956055,-0.5362815260887146,-0.44114965200424194,-0.3460177481174469,-0.20866239070892334,-0.14275549352169037,0]
[{"$f":"Data[[#This Row],[category]]&Data[[#This Row],[subcategory]]&Data[[#This Row],[delivered]]&Data[[#This Row],[date]]&Data[[#This Row],[hour]]","v":"AllAll study segmentsNet LoadAvg Weekday 8-9pm3"},"All","All study segments","Net Load",2023,"Avg Weekday 8-9pm","3",5796,5794,1.364066481590271,1.322719931602478,-4.1346561163663864E-2,2.7243638411164284E-2,60.661273956298828,-1.5176593065261841,0,0,-8.6158357560634613E-2,-7.6260685920715332E-2,-5.5633138865232468E-2,-4.1346561163663864E-2,-2.7059983462095261E-2,-6.4324336126446724E-3,3.465236397460103E-3,7.9034013748168945,7.6638393402099609,-0.23956197500228882,0.15784963965415955,-0.49920153617858887,-0.44185441732406616,-0.32233840227127075,-0.23956197500228882,-0.15678554773330688,-3.7269521504640579E-2,2.0077580586075783E-2,0]
[{"$f":"Data[[#This Row],[category]]&Data[[#This Row],[subcategory]]&Data[[#This Row],[delivered]]&Data[[#This Row],[date]]&Data[[#This Row],[hour]]","v":"AllAll study segmentsNet LoadAvg Weekday 8-9pm4"},"All","All study segments","Net Load",2023,"Avg Weekday 8-9pm","4",5796,5794,1.1420236825942993,1.1218340396881104,-2.0189668983221054E-2,2.4484016001224518E-2,60.061119079589844,-0.82460612058639526,0,0,-6.0462292283773422E-2,-5.1567196846008301E-2,-3.3029098063707352E-2,-2.0189668983221054E-2,-7.3502385057508945E-3,1.1187859810888767E-2,2.0082954317331314E-2,6.6168851852416992,6.4999065399169922,-0.11697894334793091,0.14186039566993713,-0.35031852126121521,-0.29878035187721252,-0.19137059152126312,-0.11697894334793091,-4.25872802734375E-2,6.4822457730770111E-2,0.11636063456535339,0]
[{"$f":"Data[[#This Row],[category]]&Data[[#This Row],[subcategory]]&Data[[#This Row],[delivered]]&Data[[#This Row],[date]]&Data[[#This Row],[hour]]","v":"AllAll study segmentsNet LoadAvg Weekday 8-9pm5"},"All","All study segments","Net Load",2023,"Avg Weekday 8-9pm","5",5796,5794,1.0302091836929321,1.0096316337585449,-2.0577523857355118E-2,2.0284345373511314E-2,59.448455810546875,-1.0144534111022949,0,0,-5.3942304104566574E-2,-4.6572957187891006E-2,-3.1214645132422447E-2,-2.0577523857355118E-2,-9.9404025822877884E-3,5.4179108701646328E-3,1.2787255458533764E-2,5.969031810760498,5.8498058319091797,-0.11922617256641388,0.11752749979496002,-0.31254172325134277,-0.26984372735023499,-0.18085765838623047,-0.11922617256641388,-5.7594694197177887E-2,3.139137476682663E-2,7.4089355766773224E-2,0]
[{"$f":"Data[[#This Row],[category]]&Data[[#This Row],[subcategory]]&Data[[#This Row],[delivered]]&Data[[#This Row],[date]]&Data[[#This Row],[hour]]","v":"AllAll study segmentsNet LoadAvg Weekday 8-9pm6"},"All","All study segments","Net Load",2023,"Avg Weekday 8-9pm","6",5796,5794,0.91174280643463135,0.89499479532241821,-1.6748007386922836E-2,1.6209229826927185E-2,58.931934356689453,-1.0332388877868652,0,0,-4.3409816920757294E-2,-3.7520971149206161E-2,-2.524813637137413E-2,-1.6748007386922836E-2,-8.247879333794117E-3,4.0249563753604889E-3,9.9138030782341957E-3,5.2826375961303711,5.1855998039245605,-9.7037956118583679E-2,9.3916274607181549E-2,-0.25151649117469788,-0.21739651262760162,-0.1462877094745636,-9.7037956118583679E-2,-4.7788213938474655E-2,2.3320596665143967E-2,5.7440575212240219E-2,0]
[{"$f":"Data[[#This Row],[category]]&Data[[#This Row],[subcategory]]&Data[[#This Row],[delivered]]&Data[[#This Row],[date]]&Data[[#This Row],[hour]]","v":"AllAll study segmentsNet LoadAvg Weekday 8-9pm7"},"All","All study segments","Net Load",2023,"Avg Weekday 8-9pm","7",5796,5794,0.84196770191192627,0.79816681146621704,-4.3800864368677139E-2,1.3285649940371513E-2,58.565086364746094,-3.2968552112579346,1,1,-6.5653815865516663E-2,-6.0827109962701797E-2,-5.0767865031957626E-2,-4.3800864368677139E-2,-3.6833863705396652E-2,-2.6774618774652481E-2,-2.1947914734482765E-2,4.8783607482910156,4.6245784759521484,-0.25378221273422241,7.6977059245109558E-2,-0.3803982138633728,-0.35243228077888489,-0.2941490113735199,-0.25378221273422241,-0.21341539919376373,-0.15513214468955994,-0.12716621160507202,0]
[{"$f":"Data[[#This Row],[category]]&Data[[#This Row],[subcategory]]&Data[[#This Row],[delivered]]&Data[[#This Row],[date]]&Data[[#This Row],[hour]]","v":"AllAll study segmentsNet LoadAvg Weekday 8-9pm8"},"All","All study segments","Net Load",2023,"Avg Weekday 8-9pm","8",5796,5794,0.66975051164627075,0.63710230588912964,-3.2648216933012009E-2,1.1999769136309624E-2,59.882762908935547,-2.7207369804382324,1,1,-5.2386078983545303E-2,-4.8026539385318756E-2,-3.8940902799367905E-2,-3.2648216933012009E-2,-2.6355531066656113E-2,-1.7269894480705261E-2,-1.2910353019833565E-2,3.8805344104766846,3.6913707256317139,-0.18916377425193787,6.9526664912700653E-2,-0.30352494120597839,-0.27826577425003052,-0.22562359273433685,-0.18916377425193787,-0.15270394086837769,-0.10006176680326462,-7.4802584946155548E-2,0]
[{"$f":"Data[[#This Row],[category]]&Data[[#This Row],[subcategory]]&Data[[#This Row],[delivered]]&Data[[#This Row],[date]]&Data[[#This Row],[hour]]","v":"AllAll study segmentsNet LoadAvg Weekday 8-9pm9"},"All","All study segments","Net Load",2023,"Avg Weekday 8-9pm","9",5796,5794,0.40466839075088501,0.34380176663398743,-6.0866616666316986E-2,1.2307798489928246E-2,63.342781066894531,-4.9453697204589844,1,1,-8.1111140549182892E-2,-7.6639696955680847E-2,-6.7320831120014191E-2,-6.0866616666316986E-2,-5.4412402212619781E-2,-4.5093540102243423E-2,-4.0622089058160782E-2,2.3446485996246338,1.9919874668121338,-0.35266116261482239,7.1311384439468384E-2,-0.46995794773101807,-0.44405040144920349,-0.39005690813064575,-0.35266116261482239,-0.31526544690132141,-0.26127198338508606,-0.23536437749862671,0]
[{"$f":"Data[[#This Row],[category]]&Data[[#This Row],[subcategory]]&Data[[#This Row],[delivered]]&Data[[#This Row],[date]]&Data[[#This Row],[hour]]","v":"AllAll study segmentsNet LoadAvg Weekday 8-9pm10"},"All","All study segments","Net Load",2023,"Avg Weekday 8-9pm","10",5796,5794,-1.1954608373343945E-2,-8.1823669373989105E-2,-6.9869063794612885E-2,1.4600349590182304E-2,67.387123107910156,-4.7854375839233398,1,1,-9.3884505331516266E-2,-8.8580161333084106E-2,-7.7525496482849121E-2,-6.9869063794612885E-2,-6.2212634831666946E-2,-5.1157962530851364E-2,-4.5853625982999802E-2,-6.9265000522136688E-2,-0.47408634424209595,-0.40482136607170105,8.4594428539276123E-2,-0.54396682977676392,-0.513233482837677,-0.44918271899223328,-0.40482136607170105,-0.36046001315116882,-0.2964092493057251,-0.26567590236663818,0]
[{"$f":"Data[[#This Row],[category]]&Data[[#This Row],[subcategory]]&Data[[#This Row],[delivered]]&Data[[#This Row],[date]]&Data[[#This Row],[hour]]","v":"AllAll study segmentsNet LoadAvg Weekday 8-9pm11"},"All","All study segments","Net Load",2023,"Avg Weekday 8-9pm","11",5796,5794,-0.62973350286483765,-0.81407696008682251,-0.18434344232082367,2.0913753658533096E-2,71.734642028808594,-8.8144598007202148,1,1,-0.21874350309371948,-0.21114549040794373,-0.19531062245368958,-0.18434344232082367,-0.17337626218795776,-0.15754139423370361,-0.14994338154792786,-3.6486759185791016,-4.7167620658874512,-1.0680859088897705,0.12117429077625275,-1.2673999071121216,-1.223376989364624,-1.1316297054290771,-1.0680859088897705,-1.0045421123504639,-0.91279482841491699,-0.86877197027206421,0]
[{"$f":"Data[[#This Row],[category]]&Data[[#This Row],[subcategory]]&Data[[#This Row],[delivered]]&Data[[#This Row],[date]]&Data[[#This Row],[hour]]","v":"AllAll study segmentsNet LoadAvg Weekday 8-9pm12"},"All","All study segments","Net Load",2023,"Avg Weekday 8-9pm","12",5796,5794,-1.6335146427154541,-1.8944815397262573,-0.260966956615448,2.4877013638615608E-2,75.756385803222656,-10.49028491973877,1,1,-0.30188599228858948,-0.292848140001297,-0.27401247620582581,-0.260966956615448,-0.24792143702507019,-0.22908578813076019,-0.22004790604114532,-9.4645833969116211,-10.976626396179199,-1.5120425224304199,0.14413741230964661,-1.7491273880004883,-1.6967620849609375,-1.5876282453536987,-1.5120425224304199,-1.4364567995071411,-1.3273230791091919,-1.274957537651062,0]
[{"$f":"Data[[#This Row],[category]]&Data[[#This Row],[subcategory]]&Data[[#This Row],[delivered]]&Data[[#This Row],[date]]&Data[[#This Row],[hour]]","v":"AllAll study segmentsNet LoadAvg Weekday 8-9pm13"},"All","All study segments","Net Load",2023,"Avg Weekday 8-9pm","13",5796,5794,-2.6497101783752441,-2.8984723091125488,-0.2487621009349823,2.5463879108428955E-2,79.055213928222656,-9.7692146301269531,1,1,-0.29064646363258362,-0.28139537572860718,-0.26211535930633545,-0.2487621009349823,-0.23540882766246796,-0.21612882614135742,-0.20687775313854218,-15.352420806884766,-16.79374885559082,-1.4413275718688965,0.1475377082824707,-1.6840056180953979,-1.6304048299789429,-1.5186964273452759,-1.4413275718688965,-1.3639587163925171,-1.2522504329681396,-1.1986496448516846,0]
[{"$f":"Data[[#This Row],[category]]&Data[[#This Row],[subcategory]]&Data[[#This Row],[delivered]]&Data[[#This Row],[date]]&Data[[#This Row],[hour]]","v":"AllAll study segmentsNet LoadAvg Weekday 8-9pm14"},"All","All study segments","Net Load",2023,"Avg Weekday 8-9pm","14",5796,5794,-3.1509549617767334,-3.4290468692779541,-0.27809172868728638,2.520226314663887E-2,82.252716064453125,-11.034395217895508,1,1,-0.31954577565193176,-0.31038972735404968,-0.29130780696868896,-0.27809172868728638,-0.26487565040588379,-0.24579373002052307,-0.23663769662380219,-18.256633758544922,-19.867897033691406,-1.6112635135650635,0.14602191746234894,-1.8514481782913208,-1.7983981370925903,-1.6878374814987183,-1.6112635135650635,-1.5346895456314087,-1.4241288900375366,-1.3710788488388062,0]
[{"$f":"Data[[#This Row],[category]]&Data[[#This Row],[subcategory]]&Data[[#This Row],[delivered]]&Data[[#This Row],[date]]&Data[[#This Row],[hour]]","v":"AllAll study segmentsNet LoadAvg Weekday 8-9pm15"},"All","All study segments","Net Load",2023,"Avg Weekday 8-9pm","15",5796,5794,-3.225933313369751,-3.4301707744598389,-0.20423758029937744,2.3853965103626251E-2,84.943107604980469,-8.5619974136352539,1,1,-0.24347385764122009,-0.23480767011642456,-0.21674661338329315,-0.20423758029937744,-0.19172854721546173,-0.17366749048233032,-0.16500130295753479,-18.691057205200195,-19.874408721923828,-1.1833525896072388,0.13820987939834595,-1.4106875658035278,-1.3604756593704224,-1.255829930305481,-1.1833525896072388,-1.1108752489089966,-1.0062294006347656,-0.95601755380630493,0]
[{"$f":"Data[[#This Row],[category]]&Data[[#This Row],[subcategory]]&Data[[#This Row],[delivered]]&Data[[#This Row],[date]]&Data[[#This Row],[hour]]","v":"AllAll study segmentsNet LoadAvg Weekday 8-9pm16"},"All","All study segments","Net Load",2023,"Avg Weekday 8-9pm","16",5796,5794,-2.9388628005981445,-3.0845332145690918,-0.14567053318023682,2.2330883890390396E-2,86.74896240234375,-6.5232768058776855,1,1,-0.18240156769752502,-0.17428870499134064,-0.15738086402416229,-0.14567053318023682,-0.13396020233631134,-0.1170523539185524,-0.10893949866294861,-17.02777099609375,-17.871786117553711,-0.84401506185531616,0.12938514351844788,-1.0568346977233887,-1.0098288059234619,-0.91186469793319702,-0.84401506185531616,-0.7761654257774353,-0.67820131778717041,-0.63119542598724365,0]
[{"$f":"Data[[#This Row],[category]]&Data[[#This Row],[subcategory]]&Data[[#This Row],[delivered]]&Data[[#This Row],[date]]&Data[[#This Row],[hour]]","v":"AllAll study segmentsNet LoadAvg Weekday 8-9pm17"},"All","All study segments","Net Load",2023,"Avg Weekday 8-9pm","17",5796,5794,-2.3831419944763184,-2.5179331302642822,-0.13479116559028625,1.9372034817934036E-2,87.218559265136719,-6.9580283164978027,1,1,-0.16665533185005188,-0.15961742401123047,-0.14494986832141876,-0.13479116559028625,-0.12463246285915375,-0.10996490716934204,-0.10292700678110123,-13.807924270629883,-14.58890438079834,-0.78097999095916748,0.11224156618118286,-0.96560096740722656,-0.9248233437538147,-0.83983951807022095,-0.78097999095916748,-0.72212046384811401,-0.63713669776916504,-0.59635907411575317,0]
[{"$f":"Data[[#This Row],[category]]&Data[[#This Row],[subcategory]]&Data[[#This Row],[delivered]]&Data[[#This Row],[date]]&Data[[#This Row],[hour]]","v":"AllAll study segmentsNet LoadAvg Weekday 8-9pm18"},"All","All study segments","Net Load",2023,"Avg Weekday 8-9pm","18",5796,5794,-1.3226052522659302,-1.3940622806549072,-7.1457035839557648E-2,1.7977174371480942E-2,86.509315490722656,-3.9748759269714355,1,1,-0.10102685540914536,-9.4495713710784912E-2,-8.0884277820587158E-2,-7.1457035839557648E-2,-6.2029797583818436E-2,-4.8418361693620682E-2,-4.188721626996994E-2,-7.6631746292114258,-8.0771970748901367,-0.4140220582485199,0.10415975004434586,-0.58534961938858032,-0.54750818014144897,-0.46864351630210876,-0.4140220582485199,-0.35940065979957581,-0.2805359959602356,-0.24269452691078186,0]
[{"$f":"Data[[#This Row],[category]]&Data[[#This Row],[subcategory]]&Data[[#This Row],[delivered]]&Data[[#This Row],[date]]&Data[[#This Row],[hour]]","v":"AllAll study segmentsNet LoadAvg Weekday 8-9pm19"},"All","All study segments","Net Load",2023,"Avg Weekday 8-9pm","19",5796,5794,-0.19505427777767181,-0.25479036569595337,-5.9736095368862152E-2,1.7133545130491257E-2,83.934608459472656,-3.486499547958374,1,1,-8.7918266654014587E-2,-8.16936194896698E-2,-6.872093677520752E-2,-5.9736095368862152E-2,-5.0751253962516785E-2,-3.7778574973344803E-2,-3.1553920358419418E-2,-1.130144476890564,-1.4762554168701172,-0.34611093997955322,9.9271759390830994E-2,-0.50939846038818359,-0.47333282232284546,-0.39816910028457642,-0.34611093997955322,-0.29405277967453003,-0.21888905763626099,-0.18282341957092285,0]
[{"$f":"Data[[#This Row],[category]]&Data[[#This Row],[subcategory]]&Data[[#This Row],[delivered]]&Data[[#This Row],[date]]&Data[[#This Row],[hour]]","v":"AllAll study segmentsNet LoadAvg Weekday 8-9pm20"},"All","All study segments","Net Load",2023,"Avg Weekday 8-9pm","20",5796,5794,0.54886966943740845,-0.13207642734050751,-0.68094611167907715,2.0154427736997604E-2,80.159721374511719,-33.786426544189453,1,1,-0.71409720182418823,-0.70677506923675537,-0.69151508808135986,-0.68094611167907715,-0.67037713527679443,-0.65511715412139893,-0.64779502153396606,3.1801507472991943,-0.7652508020401001,-3.945401668548584,0.11677475273609161,-4.137479305267334,-4.0950546264648438,-4.0066385269165039,-3.945401668548584,-3.8841650485992432,-3.7957487106323242,-3.7533242702484131,0]
[{"$f":"Data[[#This Row],[category]]&Data[[#This Row],[subcategory]]&Data[[#This Row],[delivered]]&Data[[#This Row],[date]]&Data[[#This Row],[hour]]","v":"AllAll study segmentsNet LoadAvg Weekday 8-9pm21"},"All","All study segments","Net Load",2023,"Avg Weekday 8-9pm","21",5796,5794,0.88934791088104248,-3.1123299598693848,-4.0016779899597168,4.9418035894632339E-2,75.314697265625,-80.976066589355469,1,1,-4.0829634666442871,-4.065009593963623,-4.027592658996582,-4.0016779899597168,-3.9757630825042725,-3.9383461475372314,-3.9203925132751465,5.1528816223144531,-18.032840728759766,-23.185722351074219,0.28632810711860657,-23.65669059753418,-23.552665710449219,-23.335872650146484,-23.185722351074219,-23.035572052001953,-22.818777084350586,-22.714754104614258,0]
[{"$f":"Data[[#This Row],[category]]&Data[[#This Row],[subcategory]]&Data[[#This Row],[delivered]]&Data[[#This Row],[date]]&Data[[#This Row],[hour]]","v":"AllAll study segmentsNet LoadAvg Weekday 8-9pm22"},"All","All study segments","Net Load",2023,"Avg Weekday 8-9pm","22",5796,5794,1.1968568563461304,1.4437085390090942,0.24685177206993103,2.4552918970584869E-2,71.203117370605469,10.053866386413574,1,1,0.20646581053733826,0.21538594365119934,0.23397621512413025,0.24685177206993103,0.25972732901573181,0.27831760048866272,0.2872377336025238,6.9345884323120117,8.3648471832275391,1.430259108543396,0.14225961267948151,1.1962629556655884,1.2479461431503296,1.3556581735610962,1.430259108543396,1.5048601627349854,1.612572193145752,1.6642553806304932,0]
[{"$f":"Data[[#This Row],[category]]&Data[[#This Row],[subcategory]]&Data[[#This Row],[delivered]]&Data[[#This Row],[date]]&Data[[#This Row],[hour]]","v":"AllAll study segmentsNet LoadAvg Weekday 8-9pm23"},"All","All study segments","Net Load",2023,"Avg Weekday 8-9pm","23",5796,5794,1.1451723575592041,1.359930157661438,0.2147577702999115,2.1944910287857056E-2,68.50750732421875,9.7862224578857422,1,1,0.17866159975528717,0.18663424253463745,0.20324984192848206,0.2147577702999115,0.22626569867134094,0.24288129806518555,0.25085392594337463,6.6351284980773926,7.8794355392456055,1.2443065643310547,0.12714880704879761,1.0351653099060059,1.081358790397644,1.1776295900344849,1.2443065643310547,1.310983419418335,1.4072542190551758,1.453447699546814,0]
[{"$f":"Data[[#This Row],[category]]&Data[[#This Row],[subcategory]]&Data[[#This Row],[delivered]]&Data[[#This Row],[date]]&Data[[#This Row],[hour]]","v":"AllAll study segmentsNet LoadAvg Weekday 8-9pm24"},"All","All study segments","Net Load",2023,"Avg Weekday 8-9pm","24",5796,5794,1.2267093658447266,1.3978743553161621,0.17116497457027435,2.1588711068034172E-2,66.637855529785156,7.9284482002258301,1,1,0.13565470278263092,0.14349792897701263,0.15984384715557098,0.17116497457027435,0.18248610198497772,0.19883202016353607,0.20667524635791779,7.1075539588928223,8.0992841720581055,0.99172985553741455,0.12508499622344971,0.78598332405090332,0.83142697811126709,0.92613524198532104,0.99172985553741455,1.0573245286941528,1.152032732963562,1.1974763870239258,0]
[{"$f":"Data[[#This Row],[category]]&Data[[#This Row],[subcategory]]&Data[[#This Row],[delivered]]&Data[[#This Row],[date]]&Data[[#This Row],[hour]]","v":"AllAll study segmentsNet LoadAvg Weekday 8-9pmEvent Window"},"All","All study segments","Net Load",2023,"Avg Weekday 8-9pm","Event Window",5796,5794,0.88934791088104248,-3.1123299598693848,-4.0016779899597168,4.9418035894632339E-2,75.314697265625,-80.976066589355469,1,1,-4.0829634666442871,-4.065009593963623,-4.027592658996582,-4.0016779899597168,-3.9757630825042725,-3.9383461475372314,-3.9203925132751465,5.1528816223144531,-18.032840728759766,-23.185722351074219,0.28632810711860657,-23.65669059753418,-23.552665710449219,-23.335872650146484,-23.185722351074219,-23.035572052001953,-22.818777084350586,-22.714754104614258,0]
[{"$f":"Data[[#This Row],[category]]&Data[[#This Row],[subcategory]]&Data[[#This Row],[delivered]]&Data[[#This Row],[date]]&Data[[#This Row],[hour]]","v":"AllAll study segmentsNet LoadAvg Weekday 6-9pm1"},"All","All study segments","Net Load",2023,"Avg Weekday 6-9pm","1",6108,6003.333333333333,2.2396433353424072,2.3890268802642822,0.14938358962535858,2.5300007313489914E-2,64.798545837402344,5.9044880867004395,1,1,0.10776878148317337,0.1169603243470192,0.13611625134944916,0.14938358962535858,0.16265092790126801,0.18180684745311737,0.19099840521812439,13.44532585144043,14.342124938964844,0.89679950475692749,0.15188437700271606,0.6469719409942627,0.7021518349647522,0.81715124845504761,0.89679950475692749,0.97644776105880737,1.091447114944458,1.1466270685195923,0]
[{"$f":"Data[[#This Row],[category]]&Data[[#This Row],[subcategory]]&Data[[#This Row],[delivered]]&Data[[#This Row],[date]]&Data[[#This Row],[hour]]","v":"AllAll study segmentsNet LoadAvg Weekday 6-9pm2"},"All","All study segments","Net Load",2023,"Avg Weekday 6-9pm","2",6108,6003.333333333333,1.9330670833587646,2.0874254703521729,0.15435847640037537,2.7151215821504593E-2,64.059677124023438,5.6851406097412109,1,1,0.10969869792461395,0.1195627897977829,0.14012037217617035,0.15435847640037537,0.16859658062458038,0.18915416300296783,0.19901825487613678,11.604846000671387,12.531511306762695,0.92666536569595337,0.16299779713153839,0.65855783224105835,0.71777528524398804,0.84118932485580444,0.92666536569595337,1.0121414661407471,1.1355555057525635,1.1947729587554932,0]
[{"$f":"Data[[#This Row],[category]]&Data[[#This Row],[subcategory]]&Data[[#This Row],[delivered]]&Data[[#This Row],[date]]&Data[[#This Row],[hour]]","v":"AllAll study segmentsNet LoadAvg Weekday 6-9pm3"},"All","All study segments","Net Load",2023,"Avg Weekday 6-9pm","3",6108,6003.333333333333,1.4512349367141724,1.5541372299194336,0.10290230065584183,2.2484641522169113E-2,63.003082275390625,4.5765595436096191,1,1,6.591835618019104E-2,7.4087075889110565E-2,9.1111339628696442E-2,0.10290230065584183,0.11469326168298721,0.13171753287315369,0.13988624513149261,8.7122468948364258,9.3300037384033203,0.61775678396224976,0.13498279452323914,0.39572986960411072,0.44476941227912903,0.54697173833847046,0.61775678396224976,0.68854188919067383,0.79074424505233765,0.83978378772735596,0]
[{"$f":"Data[[#This Row],[category]]&Data[[#This Row],[subcategory]]&Data[[#This Row],[delivered]]&Data[[#This Row],[date]]&Data[[#This Row],[hour]]","v":"AllAll study segmentsNet LoadAvg Weekday 6-9pm4"},"All","All study segments","Net Load",2023,"Avg Weekday 6-9pm","4",6108,6003.333333333333,1.1794266700744629,1.2882722616195679,0.10884559899568558,1.9543096423149109E-2,61.768215179443359,5.569516658782959,1,1,7.6700069010257721E-2,8.3800114691257477E-2,9.8597191274166107E-2,0.10884559899568558,0.11909400671720505,0.13389109075069427,0.14099113643169403,7.0804915428161621,7.7339277267456055,0.65343642234802246,0.11732371896505356,0.46045607328414917,0.50308001041412354,0.59191179275512695,0.65343642234802246,0.71496099233627319,0.80379283428192139,0.84641677141189575,0]
[{"$f":"Data[[#This Row],[category]]&Data[[#This Row],[subcategory]]&Data[[#This Row],[delivered]]&Data[[#This Row],[date]]&Data[[#This Row],[hour]]","v":"AllAll study segmentsNet LoadAvg Weekday 6-9pm5"},"All","All study segments","Net Load",2023,"Avg Weekday 6-9pm","5",6108,6003.333333333333,1.0757315158843994,1.1606051921844482,8.4873713552951813E-2,1.7206242308020592E-2,61.018707275390625,4.9327278137207031,1,1,5.6571964174509048E-2,6.2823027372360229E-2,7.5850754976272583E-2,8.4873713552951813E-2,9.3896672129631042E-2,0.1069243997335434,0.11317546665668488,6.457974910736084,6.9674997329711914,0.50952517986297607,0.10329480469226837,0.33962035179138184,0.37714758515357971,0.45535737276077271,0.50952517986297607,0.56369304656982422,0.64190280437469482,0.67943006753921509,0]
[{"$f":"Data[[#This Row],[category]]&Data[[#This Row],[subcategory]]&Data[[#This Row],[delivered]]&Data[[#This Row],[date]]&Data[[#This Row],[hour]]","v":"AllAll study segmentsNet LoadAvg Weekday 6-9pm6"},"All","All study segments","Net Load",2023,"Avg Weekday 6-9pm","6",6108,6003.333333333333,0.96209067106246948,1.0498663187026978,8.7775617837905884E-2,1.4382675290107727E-2,60.325542449951172,6.1028714179992676,1,1,6.4118221402168274E-2,6.9343477487564087E-2,8.0233335494995117E-2,8.7775617837905884E-2,9.531790018081665E-2,0.10620775818824768,0.11143301427364349,5.7757511138916016,6.3026976585388184,0.5269463062286377,8.6343996226787567E-2,0.38492307066917419,0.41629201173782349,0.48166745901107788,0.5269463062286377,0.57222515344619751,0.6376006007194519,0.66896951198577881,0]
[{"$f":"Data[[#This Row],[category]]&Data[[#This Row],[subcategory]]&Data[[#This Row],[delivered]]&Data[[#This Row],[date]]&Data[[#This Row],[hour]]","v":"AllAll study segmentsNet LoadAvg Weekday 6-9pm7"},"All","All study segments","Net Load",2023,"Avg Weekday 6-9pm","7",6108,6003.333333333333,0.89783638715744019,0.98413366079330444,8.6297273635864258E-2,1.246177963912487E-2,59.870567321777344,6.9249558448791504,1,1,6.5799467265605927E-2,7.0326857268810272E-2,7.9762309789657593E-2,8.6297273635864258E-2,9.2832237482070923E-2,0.10226769000291824,0.10679508000612259,5.3900113105773926,5.9080824851989746,0.51807129383087158,7.4812218546867371E-2,0.3950161337852478,0.42219555377960205,0.47883972525596619,0.51807129383087158,0.55730289220809937,0.61394703388214111,0.64112645387649536,0]
[{"$f":"Data[[#This Row],[category]]&Data[[#This Row],[subcategory]]&Data[[#This Row],[delivered]]&Data[[#This Row],[date]]&Data[[#This Row],[hour]]","v":"AllAll study segmentsNet LoadAvg Weekday 6-9pm8"},"All","All study segments","Net Load",2023,"Avg Weekday 6-9pm","8",6108,6003.333333333333,0.7470252513885498,0.83775240182876587,9.0727135539054871E-2,1.0806316509842873E-2,60.409408569335938,8.3957500457763672,1,1,7.2952330112457275E-2,7.6878286898136139E-2,8.5060298442840576E-2,9.0727135539054871E-2,9.6393972635269165E-2,0.1045759841799736,0.10850194096565247,4.4846415519714355,5.0293068885803223,0.54466521739959717,6.4873918890953064E-2,0.43795716762542725,0.46152597665786743,0.51064532995223999,0.54466521739959717,0.57868516445159912,0.62780451774597168,0.65137332677841187,0]
[{"$f":"Data[[#This Row],[category]]&Data[[#This Row],[subcategory]]&Data[[#This Row],[delivered]]&Data[[#This Row],[date]]&Data[[#This Row],[hour]]","v":"AllAll study segmentsNet LoadAvg Weekday 6-9pm9"},"All","All study segments","Net Load",2023,"Avg Weekday 6-9pm","9",6108,6003.333333333333,0.41326567530632019,0.52060574293136597,0.10734008252620697,1.1082246899604797E-2,64.029319763183594,9.6857690811157227,1,1,8.9111410081386566E-2,9.313761442899704E-2,0.10152854770421982,0.10734008252620697,0.11315161734819412,0.1215425506234169,0.12556876242160797,2.4809715747833252,3.1253697872161865,0.6443982720375061,6.6530421376228333E-2,0.53496551513671875,0.55913615226745605,0.60950970649719238,0.6443982720375061,0.6792868971824646,0.72966045141220093,0.75383114814758301,0]
[{"$f":"Data[[#This Row],[category]]&Data[[#This Row],[subcategory]]&Data[[#This Row],[delivered]]&Data[[#This Row],[date]]&Data[[#This Row],[hour]]","v":"AllAll study segmentsNet LoadAvg Weekday 6-9pm10"},"All","All study segments","Net Load",2023,"Avg Weekday 6-9pm","10",6108,6003.333333333333,4.9282610416412354E-2,0.20016644895076752,0.15088383853435516,1.3517796061933041E-2,68.544189453125,11.161867141723633,1,1,0.128649041056633,0.13356009125709534,0.14379510283470154,0.15088383853435516,0.15797257423400879,0.16820758581161499,0.17311863601207733,0.2958599328994751,1.2016658782958984,0.90580600500106812,8.115183562040329E-2,0.77232307195663452,0.80180573463439941,0.86324995756149292,0.90580600500106812,0.94836199283599854,1.0098061561584473,1.0392888784408569,0]
[{"$f":"Data[[#This Row],[category]]&Data[[#This Row],[subcategory]]&Data[[#This Row],[delivered]]&Data[[#This Row],[date]]&Data[[#This Row],[hour]]","v":"AllAll study segmentsNet LoadAvg Weekday 6-9pm11"},"All","All study segments","Net Load",2023,"Avg Weekday 6-9pm","11",6108,6003.333333333333,-0.45255205035209656,-0.2476421594619751,0.20490989089012146,1.7119288444519043E-2,73.131752014160156,11.96953296661377,1,1,0.17675116658210754,0.18297064304351807,0.19593252241611481,0.20490989089012146,0.21388725936412811,0.22684913873672485,0.23306861519813538,-2.7168207168579102,-1.4866784811019897,1.23014235496521,0.1027727946639061,1.06109619140625,1.0984337329864502,1.1762481927871704,1.23014235496521,1.2840365171432495,1.3618509769439697,1.3991886377334595,0]
[{"$f":"Data[[#This Row],[category]]&Data[[#This Row],[subcategory]]&Data[[#This Row],[delivered]]&Data[[#This Row],[date]]&Data[[#This Row],[hour]]","v":"AllAll study segmentsNet LoadAvg Weekday 6-9pm12"},"All","All study segments","Net Load",2023,"Avg Weekday 6-9pm","12",6108,6003.333333333333,-1.3503422737121582,-0.99291777610778809,0.35742449760437012,2.0552070811390877E-2,77.375595092773438,17.391166687011719,1,1,0.32361933588981628,0.33108595013618469,0.3466469943523407,0.35742449760437012,0.36820200085639954,0.38376304507255554,0.39122965931892395,-8.1065549850463867,-5.9608163833618164,2.1457383632659912,0.12338092923164368,1.9427947998046875,1.9876192808151245,2.0810375213623047,2.1457383632659912,2.2104394435882568,2.3038575649261475,2.348682165145874,0]
[{"$f":"Data[[#This Row],[category]]&Data[[#This Row],[subcategory]]&Data[[#This Row],[delivered]]&Data[[#This Row],[date]]&Data[[#This Row],[hour]]","v":"AllAll study segmentsNet LoadAvg Weekday 6-9pm13"},"All","All study segments","Net Load",2023,"Avg Weekday 6-9pm","13",6108,6003.333333333333,-2.2030205726623535,-1.8163610696792603,0.38665956258773804,2.2161565721035004E-2,80.969696044921875,17.447303771972656,1,1,0.35020703077316284,0.35825836658477783,0.3750380277633667,0.38665956258773804,0.39828109741210938,0.41506075859069824,0.42311209440231323,-13.225466728210449,-10.904220581054688,2.3212461471557617,0.13304325938224792,2.1024096012115479,2.1507444381713867,2.2514781951904297,2.3212461471557617,2.3910140991210938,2.4917480945587158,2.5400829315185547,0]
[{"$f":"Data[[#This Row],[category]]&Data[[#This Row],[subcategory]]&Data[[#This Row],[delivered]]&Data[[#This Row],[date]]&Data[[#This Row],[hour]]","v":"AllAll study segmentsNet LoadAvg Weekday 6-9pm14"},"All","All study segments","Net Load",2023,"Avg Weekday 6-9pm","14",6108,6003.333333333333,-2.7264363765716553,-2.3927786350250244,0.33365780115127563,2.4598527699708939E-2,83.972099304199219,13.56413745880127,1,1,0.29319682717323303,0.30213353037834167,0.32075831294059753,0.33365780115127563,0.34655728936195374,0.36518207192420959,0.37411877512931824,-16.367706298828125,-14.36464786529541,2.003058910369873,0.14767315983772278,1.7601583003997803,1.8138083219528198,1.9256191253662109,2.003058910369873,2.0804989337921143,2.1923096179962158,2.2459597587585449,0]
[{"$f":"Data[[#This Row],[category]]&Data[[#This Row],[subcategory]]&Data[[#This Row],[delivered]]&Data[[#This Row],[date]]&Data[[#This Row],[hour]]","v":"AllAll study segmentsNet LoadAvg Weekday 6-9pm15"},"All","All study segments","Net Load",2023,"Avg Weekday 6-9pm","15",6108,6003.333333333333,-2.7813699245452881,-2.6438817977905273,0.13748809695243835,2.3114463314414024E-2,86.237472534179688,5.9481415748596191,1,1,9.9468186497688293E-2,0.10786572098731995,0.12536686658859253,0.13748809695243835,0.14960932731628418,0.16711047291755676,0.17550800740718842,-16.697490692138672,-15.872103691101074,0.82538688182830811,0.13876383006572723,0.59714066982269287,0.64755386114120483,0.75261908769607544,0.82538688182830811,0.89815467596054077,1.0032198429107666,1.0536330938339233,0]
[{"$f":"Data[[#This Row],[category]]&Data[[#This Row],[subcategory]]&Data[[#This Row],[delivered]]&Data[[#This Row],[date]]&Data[[#This Row],[hour]]","v":"AllAll study segmentsNet LoadAvg Weekday 6-9pm16"},"All","All study segments","Net Load",2023,"Avg Weekday 6-9pm","16",6108,6003.333333333333,-2.4547967910766602,-2.2219736576080322,0.23282307386398315,2.3090904578566551E-2,87.453704833984375,10.082891464233398,1,1,0.19484192132949829,0.20323088765144348,0.22071419656276703,0.23282307386398315,0.24493195116519928,0.26241526007652283,0.27080422639846802,-14.736963272094727,-13.339248657226563,1.3977144956588745,0.13862240314483643,1.1697009801864624,1.2200627326965332,1.3250209093093872,1.3977144956588745,1.4704082012176514,1.5753662586212158,1.6257280111312866,0]
[{"$f":"Data[[#This Row],[category]]&Data[[#This Row],[subcategory]]&Data[[#This Row],[delivered]]&Data[[#This Row],[date]]&Data[[#This Row],[hour]]","v":"AllAll study segmentsNet LoadAvg Weekday 6-9pm17"},"All","All study segments","Net Load",2023,"Avg Weekday 6-9pm","17",6108,6003.333333333333,-1.9097206592559814,-1.2494932413101196,0.66022741794586182,2.4497030302882195E-2,87.242752075195313,26.951324462890625,1,1,0.6199333667755127,0.62883323431015015,0.64738118648529053,0.66022741794586182,0.67307364940643311,0.69162160158157349,0.70052146911621094,-11.464689254760742,-7.501124382019043,3.9635653495788574,0.14706383645534515,3.7216665744781494,3.7750954627990723,3.8864450454711914,3.9635653495788574,4.0406856536865234,4.1520352363586426,4.2054638862609863,0]
[{"$f":"Data[[#This Row],[category]]&Data[[#This Row],[subcategory]]&Data[[#This Row],[delivered]]&Data[[#This Row],[date]]&Data[[#This Row],[hour]]","v":"AllAll study segmentsNet LoadAvg Weekday 6-9pm18"},"All","All study segments","Net Load",2023,"Avg Weekday 6-9pm","18",6108,6003.333333333333,-0.85834503173828125,0.11378465592861176,0.9721297025680542,2.5529783219099045E-2,85.658927917480469,38.078258514404297,1,1,0.93013691902160645,0.93941199779510498,0.95874184370040894,0.9721297025680542,0.98551756143569946,1.0048474073410034,1.014122486114502,-5.1529312133789063,0.68308722972869873,5.8360185623168945,0.15326379239559174,5.5839219093322754,5.6396031379699707,5.7556467056274414,5.8360185623168945,5.9163904190063477,6.0324339866638184,6.0881152153015137,0]
[{"$f":"Data[[#This Row],[category]]&Data[[#This Row],[subcategory]]&Data[[#This Row],[delivered]]&Data[[#This Row],[date]]&Data[[#This Row],[hour]]","v":"AllAll study segmentsNet LoadAvg Weekday 6-9pm19"},"All","All study segments","Net Load",2023,"Avg Weekday 6-9pm","19",6108,6003.333333333333,0.15915606915950775,-3.7240078449249268,-3.8831639289855957,3.6943875253200531E-2,82.904541015625,-105.10981750488281,1,1,-3.9439311027526855,-3.9305093288421631,-3.9025373458862305,-3.8831639289855957,-3.8637905120849609,-3.8358185291290283,-3.8223967552185059,0.95546692609786987,-22.356460571289063,-23.311927795410156,0.22178639471530914,-23.676733016967773,-23.596157073974609,-23.428232192993164,-23.311927795410156,-23.195621490478516,-23.02769660949707,-22.947122573852539,0]
[{"$f":"Data[[#This Row],[category]]&Data[[#This Row],[subcategory]]&Data[[#This Row],[delivered]]&Data[[#This Row],[date]]&Data[[#This Row],[hour]]","v":"AllAll study segmentsNet LoadAvg Weekday 6-9pm20"},"All","All study segments","Net Load",2023,"Avg Weekday 6-9pm","20",6108,6003.333333333333,0.67523360252380371,-3.1449317932128906,-3.8201653957366943,3.833407536149025E-2,78.809295654296875,-99.654556274414063,1,1,-3.8832192420959473,-3.8692924976348877,-3.8402678966522217,-3.8201653957366943,-3.800062894821167,-3.771038293838501,-3.7571115493774414,4.053652286529541,-18.880073547363281,-22.933725357055664,0.23013223707675934,-23.312259674072266,-23.228652954101563,-23.054409027099609,-22.933725357055664,-22.813043594360352,-22.638799667358398,-22.555192947387695,0]
[{"$f":"Data[[#This Row],[category]]&Data[[#This Row],[subcategory]]&Data[[#This Row],[delivered]]&Data[[#This Row],[date]]&Data[[#This Row],[hour]]","v":"AllAll study segmentsNet LoadAvg Weekday 6-9pm21"},"All","All study segments","Net Load",2023,"Avg Weekday 6-9pm","21",6108,6003.333333333333,0.88703799247741699,-2.0918745994567871,-2.9789125919342041,3.6390703171491623E-2,73.856674194335938,-81.859169006347656,1,1,-3.0387699604034424,-3.0255491733551025,-2.9979958534240723,-2.9789125919342041,-2.9598293304443359,-2.9322760105133057,-2.9190552234649658,5.3251848220825195,-12.558220863342285,-17.883405685424805,0.21846552193164825,-18.242748260498047,-18.163379669189453,-17.997968673706055,-17.883405685424805,-17.768842697143555,-17.603429794311523,-17.52406120300293,0]
[{"$f":"Data[[#This Row],[category]]&Data[[#This Row],[subcategory]]&Data[[#This Row],[delivered]]&Data[[#This Row],[date]]&Data[[#This Row],[hour]]","v":"AllAll study segmentsNet LoadAvg Weekday 6-9pm22"},"All","All study segments","Net Load",2023,"Avg Weekday 6-9pm","22",6108,6003.333333333333,1.1813312768936157,1.8611441850662231,0.67981290817260742,2.4729400873184204E-2,70.201057434082031,27.490068435668945,1,1,0.6391366720199585,0.64812088012695313,0.66684478521347046,0.67981290817260742,0.69278103113174438,0.71150493621826172,0.72048914432525635,7.0919256210327148,11.173069000244141,4.0811433792114258,0.14845883846282959,3.8369505405426025,3.890885591506958,4.0032916069030762,4.0811433792114258,4.1589956283569336,4.2714014053344727,4.3253364562988281,0]
[{"$f":"Data[[#This Row],[category]]&Data[[#This Row],[subcategory]]&Data[[#This Row],[delivered]]&Data[[#This Row],[date]]&Data[[#This Row],[hour]]","v":"AllAll study segmentsNet LoadAvg Weekday 6-9pm23"},"All","All study segments","Net Load",2023,"Avg Weekday 6-9pm","23",6108,6003.333333333333,1.1120854616165161,1.719260573387146,0.60717505216598511,2.3304469883441925E-2,67.755241394042969,26.05401611328125,1,1,0.56884258985519409,0.57730919122695923,0.59495419263839722,0.60717505216598511,0.619395911693573,0.63704091310501099,0.64550751447677612,6.6762199401855469,10.321294784545898,3.6450741291046143,0.13990449905395508,3.4149515628814697,3.4657795429229736,3.5717084407806396,3.6450741291046143,3.718440055847168,3.824368953704834,3.8751966953277588,0]
[{"$f":"Data[[#This Row],[category]]&Data[[#This Row],[subcategory]]&Data[[#This Row],[delivered]]&Data[[#This Row],[date]]&Data[[#This Row],[hour]]","v":"AllAll study segmentsNet LoadAvg Weekday 6-9pm24"},"All","All study segments","Net Load",2023,"Avg Weekday 6-9pm","24",6108,6003.333333333333,1.2068848609924316,1.5851863622665405,0.37830156087875366,2.028181217610836E-2,65.751922607421875,18.652256011962891,1,1,0.34494096040725708,0.35230937600135803,0.36766576766967773,0.37830156087875366,0.38893735408782959,0.40429374575614929,0.41166216135025024,7.2453322410583496,9.5164022445678711,2.2710704803466797,0.12175847589969635,2.0707955360412598,2.1150305271148682,2.2072200775146484,2.2710704803466797,2.3349206447601318,2.4271101951599121,2.4713451862335205,0]
[{"$f":"Data[[#This Row],[category]]&Data[[#This Row],[subcategory]]&Data[[#This Row],[delivered]]&Data[[#This Row],[date]]&Data[[#This Row],[hour]]","v":"AllAll study segmentsNet LoadAvg Weekday 6-9pmEvent Window"},"All","All study segments","Net Load",2023,"Avg Weekday 6-9pm","Event Window",6108,6003.333333333333,0.57380932569503784,-2.9869379997253418,-3.5607473850250244,3.4735176712274551E-2,78.52349853515625,-102.51127624511719,1,1,-3.6178817749023438,-3.605262279510498,-3.5789625644683838,-3.5607473850250244,-3.542532205581665,-3.5162324905395508,-3.5036129951477051,3.4447686672210693,-17.931585311889648,-21.376354217529297,0.2085268497467041,-21.719350814819336,-21.643590927124023,-21.48570442199707,-21.376354217529297,-21.267002105712891,-21.109115600585938,-21.033357620239258,0]
[{"$f":"Data[[#This Row],[category]]&Data[[#This Row],[subcategory]]&Data[[#This Row],[delivered]]&Data[[#This Row],[date]]&Data[[#This Row],[hour]]","v":"AllAll study segmentsNet LoadAvg Weekday (any)1"},"All","All study segments","Net Load",2023,"Avg Weekday (any)","1",6158,5978.7142857142853,2.1749818325042725,2.2667891979217529,9.1807201504707336E-2,1.6841424629092216E-2,63.975791931152344,5.4512729644775391,1,1,6.4105525612831116E-2,7.022404670715332E-2,8.297555148601532E-2,9.1807201504707336E-2,0.10063885152339935,0.11339035630226135,0.11950887739658356,13.003595352172852,13.552484512329102,0.54888904094696045,0.10069006681442261,0.38326862454414368,0.41984951496124268,0.49608710408210754,0.54888904094696045,0.60169094800949097,0.67792856693267822,0.71450942754745483,0]
[{"$f":"Data[[#This Row],[category]]&Data[[#This Row],[subcategory]]&Data[[#This Row],[delivered]]&Data[[#This Row],[date]]&Data[[#This Row],[hour]]","v":"AllAll study segmentsNet LoadAvg Weekday (any)2"},"All","All study segments","Net Load",2023,"Avg Weekday (any)","2",6158,5978.7142857142853,1.8150131702423096,1.9491106271743774,0.13409751653671265,1.7756020650267601E-2,62.562633514404297,7.5522279739379883,1,1,0.10489146411418915,0.11134225875139236,0.12478625029325485,0.13409751653671265,0.14340879023075104,0.15685276687145233,0.16330356895923615,10.851445198059082,11.653175354003906,0.80173075199127197,0.10615817457437515,0.62711608409881592,0.6656835675239563,0.74606132507324219,0.80173075199127197,0.85740017890930176,0.93777787685394287,0.97634536027908325,0]
[{"$f":"Data[[#This Row],[category]]&Data[[#This Row],[subcategory]]&Data[[#This Row],[delivered]]&Data[[#This Row],[date]]&Data[[#This Row],[hour]]","v":"AllAll study segmentsNet LoadAvg Weekday (any)3"},"All","All study segments","Net Load",2023,"Avg Weekday (any)","3",6158,5978.7142857142853,1.35883629322052,1.4513726234436035,9.2536315321922302E-2,1.4917617663741112E-2,61.663242340087891,6.2031564712524414,1,1,6.7999020218849182E-2,7.3418617248535156E-2,8.4713511168956757E-2,9.2536315321922302E-2,0.10035911947488785,0.11165401339530945,0.11707361042499542,8.1240940093994141,8.677342414855957,0.55324816703796387,8.9188173413276672E-2,0.40654671192169189,0.43894892930984497,0.50647789239883423,0.55324816703796387,0.60001850128173828,0.66754746437072754,0.69994968175888062,0]
[{"$f":"Data[[#This Row],[category]]&Data[[#This Row],[subcategory]]&Data[[#This Row],[delivered]]&Data[[#This Row],[date]]&Data[[#This Row],[hour]]","v":"AllAll study segmentsNet LoadAvg Weekday (any)4"},"All","All study segments","Net Load",2023,"Avg Weekday (any)","4",6158,5978.7142857142853,1.1249135732650757,1.2084338665008545,8.3520397543907166E-2,1.2969138100743294E-2,60.680671691894531,6.439934253692627,1,1,6.2188062816858292E-2,6.6899776458740234E-2,7.6719373464584351E-2,8.3520397543907166E-2,9.032142162322998E-2,0.1001410186290741,0.10485272854566574,6.7255368232727051,7.2248806953430176,0.4993445873260498,7.7538773417472839E-2,0.37180465459823608,0.39997464418411255,0.45868322253227234,0.4993445873260498,0.54000598192214966,0.59871453046798706,0.62688452005386353,0]
[{"$f":"Data[[#This Row],[category]]&Data[[#This Row],[subcategory]]&Data[[#This Row],[delivered]]&Data[[#This Row],[date]]&Data[[#This Row],[hour]]","v":"AllAll study segmentsNet LoadAvg Weekday (any)5"},"All","All study segments","Net Load",2023,"Avg Weekday (any)","5",6158,5978.7142857142853,1.0276273488998413,1.086496114730835,5.8868717402219772E-2,1.1323931626975536E-2,60.022903442382813,5.1986112594604492,1,1,4.0242508053779602E-2,4.4356513768434525E-2,5.2930440753698349E-2,5.8868717402219772E-2,6.4806990325450897E-2,7.3380917310714722E-2,7.7494926750659943E-2,6.143890380859375,6.495849609375,0.351959228515625,6.7702554166316986E-2,0.24059845507144928,0.26519492268562317,0.31645599007606506,0.351959228515625,0.38746246695518494,0.43872353434562683,0.46332001686096191,0]
[{"$f":"Data[[#This Row],[category]]&Data[[#This Row],[subcategory]]&Data[[#This Row],[delivered]]&Data[[#This Row],[date]]&Data[[#This Row],[hour]]","v":"AllAll study segmentsNet LoadAvg Weekday (any)6"},"All","All study segments","Net Load",2023,"Avg Weekday (any)","6",6158,5978.7142857142853,0.92694973945617676,0.98584723472595215,5.8897487819194794E-2,9.7262263298034668E-3,59.434318542480469,6.0555334091186523,1,1,4.2899269610643387E-2,4.6432826668024063E-2,5.3797051310539246E-2,5.8897487819194794E-2,6.3997924327850342E-2,7.1362145245075226E-2,7.4895709753036499E-2,5.5419678688049316,5.8940987586975098,0.35213124752044678,5.8150328695774078E-2,0.25648248195648193,0.27760860323905945,0.32163721323013306,0.35213124752044678,0.38262531161308289,0.42665389180183411,0.44778004288673401,0]
[{"$f":"Data[[#This Row],[category]]&Data[[#This Row],[subcategory]]&Data[[#This Row],[delivered]]&Data[[#This Row],[date]]&Data[[#This Row],[hour]]","v":"AllAll study segmentsNet LoadAvg Weekday (any)7"},"All","All study segments","Net Load",2023,"Avg Weekday (any)","7",6158,5978.7142857142853,0.86989200115203857,0.92077773809432983,5.0885770469903946E-2,8.4505276754498482E-3,58.985939025878906,6.021608829498291,1,1,3.6985889077186584E-2,4.0055982768535614E-2,4.6454310417175293E-2,5.0885770469903946E-2,5.5317230522632599E-2,6.1715558171272278E-2,6.4785651862621307E-2,5.2008357048034668,5.5050668716430664,0.30423149466514587,5.0523292273283005E-2,0.22112806141376495,0.23948328197002411,0.27773705124855042,0.30423149466514587,0.33072590827941895,0.36897969245910645,0.3873349130153656,0]
[{"$f":"Data[[#This Row],[category]]&Data[[#This Row],[subcategory]]&Data[[#This Row],[delivered]]&Data[[#This Row],[date]]&Data[[#This Row],[hour]]","v":"AllAll study segmentsNet LoadAvg Weekday (any)8"},"All","All study segments","Net Load",2023,"Avg Weekday (any)","8",6158,5978.7142857142853,0.74045991897583008,0.79572397470474243,5.5264033377170563E-2,7.3452950455248356E-3,59.645320892333984,7.5237321853637695,1,1,4.3182097375392914E-2,4.5850660651922226E-2,5.1412157714366913E-2,5.5264033377170563E-2,5.9115909039974213E-2,6.4677409827709198E-2,6.7345969378948212E-2,4.4269981384277344,4.7574062347412109,0.33040785789489746,4.3915420770645142E-2,0.25817343592643738,0.27412799000740051,0.30737859010696411,0.33040785789489746,0.35343712568283081,0.3866877555847168,0.40264230966567993,0]
[{"$f":"Data[[#This Row],[category]]&Data[[#This Row],[subcategory]]&Data[[#This Row],[delivered]]&Data[[#This Row],[date]]&Data[[#This Row],[hour]]","v":"AllAll study segmentsNet LoadAvg Weekday (any)9"},"All","All study segments","Net Load",2023,"Avg Weekday (any)","9",6158,5978.7142857142853,0.43913903832435608,0.49466994404792786,5.5530901998281479E-2,7.5448090210556984E-3,63.068138122558594,7.3601469993591309,1,1,4.3120793998241425E-2,4.586184024810791E-2,5.1574401557445526E-2,5.5530901998281479E-2,5.9487402439117432E-2,6.5199963748455048E-2,6.7941009998321533E-2,2.6254868507385254,2.9574902057647705,0.3320033848285675,4.5108258724212646E-2,0.25780689716339111,0.27419483661651611,0.30834862589836121,0.3320033848285675,0.35565817356109619,0.38981196284294128,0.4061998724937439,0]
[{"$f":"Data[[#This Row],[category]]&Data[[#This Row],[subcategory]]&Data[[#This Row],[delivered]]&Data[[#This Row],[date]]&Data[[#This Row],[hour]]","v":"AllAll study segmentsNet LoadAvg Weekday (any)10"},"All","All study segments","Net Load",2023,"Avg Weekday (any)","10",6158,5978.7142857142853,8.7078064680099487E-2,0.16967521607875824,8.2597151398658752E-2,8.9518381282687187E-3,67.197586059570313,9.226837158203125,1,1,6.7872688174247742E-2,7.1124911308288574E-2,7.7902801334857941E-2,8.2597151398658752E-2,8.7291501462459564E-2,9.4069391489028931E-2,9.7321614623069763E-2,0.5206148624420166,1.014439582824707,0.49382477998733521,5.3520482033491135E-2,0.40579140186309814,0.42523550987243652,0.46575859189033508,0.49382477998733521,0.52189093828201294,0.56241399049758911,0.58185809850692749,0]
[{"$f":"Data[[#This Row],[category]]&Data[[#This Row],[subcategory]]&Data[[#This Row],[delivered]]&Data[[#This Row],[date]]&Data[[#This Row],[hour]]","v":"AllAll study segmentsNet LoadAvg Weekday (any)11"},"All","All study segments","Net Load",2023,"Avg Weekday (any)","11",6158,5978.7142857142853,-0.45608225464820862,-0.35003858804702759,0.10604366660118103,1.1710814200341702E-2,71.395187377929688,9.0551919937133789,1,1,8.67810919880867E-2,9.1035656630992889E-2,9.9902510643005371E-2,0.10604366660118103,0.11218482255935669,0.12105167657136917,0.12530624866485596,-2.72678542137146,-2.092780590057373,0.63400477170944214,7.0015609264373779E-2,0.51883935928344727,0.54427617788314819,0.59728854894638062,0.63400477170944214,0.67072099447250366,0.72373336553573608,0.74917024374008179,0]
[{"$f":"Data[[#This Row],[category]]&Data[[#This Row],[subcategory]]&Data[[#This Row],[delivered]]&Data[[#This Row],[date]]&Data[[#This Row],[hour]]","v":"AllAll study segmentsNet LoadAvg Weekday (any)12"},"All","All study segments","Net Load",2023,"Avg Weekday (any)","12",6158,5978.7142857142853,-1.3949272632598877,-1.1966397762298584,0.19828745722770691,1.4490540139377117E-2,75.313606262207031,13.683924674987793,1,1,0.17445263266563416,0.17971707880496979,0.1906886100769043,0.19828745722770691,0.20588630437850952,0.21685783565044403,0.22212228178977966,-8.3398714065551758,-7.1543674468994141,1.1855040788650513,8.6634799838066101E-2,1.0430024862289429,1.0744770765304565,1.1400727033615112,1.1855040788650513,1.2309353351593018,1.296531081199646,1.3280056715011597,0]
[{"$f":"Data[[#This Row],[category]]&Data[[#This Row],[subcategory]]&Data[[#This Row],[delivered]]&Data[[#This Row],[date]]&Data[[#This Row],[hour]]","v":"AllAll study segmentsNet LoadAvg Weekday (any)13"},"All","All study segments","Net Load",2023,"Avg Weekday (any)","13",6158,5978.7142857142853,-2.3285796642303467,-2.1267118453979492,0.2018679678440094,1.5422831289470196E-2,78.657142639160156,13.08890438079834,1,1,0.17649966478347778,0.18210281431674957,0.19378022849559784,0.2018679678440094,0.20995570719242096,0.22163312137126923,0.22723627090454102,-13.92191219329834,-12.715002059936523,1.2069108486175537,9.2208698391914368E-2,1.0552411079406738,1.0887407064437866,1.1585565805435181,1.2069108486175537,1.2552652359008789,1.3250811100006104,1.3585807085037231,0]
[{"$f":"Data[[#This Row],[category]]&Data[[#This Row],[subcategory]]&Data[[#This Row],[delivered]]&Data[[#This Row],[date]]&Data[[#This Row],[hour]]","v":"AllAll study segmentsNet LoadAvg Weekday (any)14"},"All","All study segments","Net Load",2023,"Avg Weekday (any)","14",6158,5978.7142857142853,-2.8915436267852783,-2.7430524826049805,0.14849105477333069,1.6477974131703377E-2,81.63385009765625,9.0114870071411133,1,1,0.12138719856739044,0.12737368047237396,0.13984999060630798,0.14849105477333069,0.15713211894035339,0.16960842907428741,0.17559491097927094,-17.287714004516602,-16.399927139282227,0.88778561353683472,9.8517097532749176E-2,0.72573935985565186,0.76153081655502319,0.83612310886383057,0.88778561353683472,0.93944805860519409,1.0140403509140015,1.049831748008728,0]
[{"$f":"Data[[#This Row],[category]]&Data[[#This Row],[subcategory]]&Data[[#This Row],[delivered]]&Data[[#This Row],[date]]&Data[[#This Row],[hour]]","v":"AllAll study segmentsNet LoadAvg Weekday (any)15"},"All","All study segments","Net Load",2023,"Avg Weekday (any)","15",6158,5978.7142857142853,-2.9678318500518799,-2.8921127319335938,7.571931928396225E-2,1.5729930251836777E-2,83.866340637207031,4.8137097358703613,1,1,4.984588548541069E-2,5.5560603737831116E-2,6.7470535635948181E-2,7.571931928396225E-2,8.3968102931976318E-2,9.5878034830093384E-2,0.10159274935722351,-17.743818283081055,-17.291114807128906,0.45270416140556335,9.40447598695755E-2,0.2980143129825592,0.33218097686767578,0.40338706970214844,0.45270416140556335,0.50202131271362305,0.5732274055480957,0.60739403963088989,0]
[{"$f":"Data[[#This Row],[category]]&Data[[#This Row],[subcategory]]&Data[[#This Row],[delivered]]&Data[[#This Row],[date]]&Data[[#This Row],[hour]]","v":"AllAll study segmentsNet LoadAvg Weekday (any)16"},"All","All study segments","Net Load",2023,"Avg Weekday (any)","16",6158,5978.7142857142853,-2.6437344551086426,-2.4675619602203369,0.17617270350456238,1.5841510146856308E-2,85.011016845703125,11.120953559875488,1,1,0.15011574327945709,0.15587098896503448,0.16786541044712067,0.17617270350456238,0.18447999656200409,0.19647441804409027,0.20222966372966766,-15.806133270263672,-14.752847671508789,1.0532863140106201,9.4711862504482269E-2,0.89749914407730103,0.93190813064575195,1.0036193132400513,1.0532863140106201,1.1029531955718994,1.1746643781661987,1.2090734243392944,0]
[{"$f":"Data[[#This Row],[category]]&Data[[#This Row],[subcategory]]&Data[[#This Row],[delivered]]&Data[[#This Row],[date]]&Data[[#This Row],[hour]]","v":"AllAll study segmentsNet LoadAvg Weekday (any)17"},"All","All study segments","Net Load",2023,"Avg Weekday (any)","17",6158,5978.7142857142853,-2.0531549453735352,-1.9814924001693726,7.1662619709968567E-2,1.644827239215374E-2,85.099578857421875,4.3568477630615234,1,1,4.4607620686292648E-2,5.0583310425281525E-2,6.303713470697403E-2,7.1662619709968567E-2,8.0288104712963104E-2,9.2741928994655609E-2,9.8717622458934784E-2,-12.275226593017578,-11.846776962280273,0.4284503161907196,9.8339520394802094E-2,0.26669621467590332,0.3024231493473053,0.37688100337982178,0.4284503161907196,0.48001962900161743,0.5544775128364563,0.59020447731018066,0]
[{"$f":"Data[[#This Row],[category]]&Data[[#This Row],[subcategory]]&Data[[#This Row],[delivered]]&Data[[#This Row],[date]]&Data[[#This Row],[hour]]","v":"AllAll study segmentsNet LoadAvg Weekday (any)18"},"All","All study segments","Net Load",2023,"Avg Weekday (any)","18",6158,5978.7142857142853,-0.96698737144470215,-1.2199972867965698,-0.25300988554954529,1.740063913166523E-2,83.998985290527344,-14.540264129638672,1,1,-0.28163138031959534,-0.27530971169471741,-0.26213479042053223,-0.25300988554954529,-0.24388498067855835,-0.23071007430553436,-0.22438837587833405,-5.7813410758972168,-7.2940154075622559,-1.5126738548278809,0.1040334478020668,-1.6837935447692871,-1.6459981203079224,-1.5672290325164795,-1.5126738548278809,-1.4581186771392822,-1.3793495893478394,-1.3415540456771851,0]
[{"$f":"Data[[#This Row],[category]]&Data[[#This Row],[subcategory]]&Data[[#This Row],[delivered]]&Data[[#This Row],[date]]&Data[[#This Row],[hour]]","v":"AllAll study segmentsNet LoadAvg Weekday (any)19"},"All","All study segments","Net Load",2023,"Avg Weekday (any)","19",6158,5978.7142857142853,5.2127208560705185E-2,-2.2569789886474609,-2.3091061115264893,2.3628516122698784E-2,81.459053039550781,-97.725395202636719,1,1,-2.3479716777801514,-2.3393871784210205,-2.3214969635009766,-2.3091061115264893,-2.296715259552002,-2.278825044631958,-2.2702405452728271,0.31165367364883423,-13.493832588195801,-13.805485725402832,0.14126814901828766,-14.03785228729248,-13.986527442932129,-13.87956714630127,-13.805485725402832,-13.731404304504395,-13.624444007873535,-13.573119163513184,0]
[{"$f":"Data[[#This Row],[category]]&Data[[#This Row],[subcategory]]&Data[[#This Row],[delivered]]&Data[[#This Row],[date]]&Data[[#This Row],[hour]]","v":"AllAll study segmentsNet LoadAvg Weekday (any)20"},"All","All study segments","Net Load",2023,"Avg Weekday (any)","20",6158,5978.7142857142853,0.58299744129180908,-1.8808273077011108,-2.4638247489929199,2.5410912930965424E-2,77.583755493164063,-96.959320068359375,1,1,-2.5056219100952148,-2.4963901042938232,-2.4771502017974854,-2.4638247489929199,-2.4504992961883545,-2.4312593936920166,-2.422027587890625,3.4855751991271973,-11.244929313659668,-14.730504035949707,0.15192459523677826,-14.98039722442627,-14.925203323364258,-14.810173034667969,-14.730504035949707,-14.650835037231445,-14.535805702209473,-14.480610847473145,0]
[{"$f":"Data[[#This Row],[category]]&Data[[#This Row],[subcategory]]&Data[[#This Row],[delivered]]&Data[[#This Row],[date]]&Data[[#This Row],[hour]]","v":"AllAll study segmentsNet LoadAvg Weekday (any)21"},"All","All study segments","Net Load",2023,"Avg Weekday (any)","21",6158,5978.7142857142853,0.80848360061645508,-2.3005321025848389,-3.1090157032012939,3.2272584736347198E-2,73.062210083007813,-96.33612060546875,1,1,-3.1620993614196777,-3.1503746509552002,-3.1259393692016602,-3.1090157032012939,-3.0920920372009277,-3.0676567554473877,-3.0559320449829102,4.8336925506591797,-13.754223823547363,-18.587917327880859,0.19294856488704681,-18.905288696289063,-18.835189819335938,-18.689098358154297,-18.587917327880859,-18.486734390258789,-18.340642929077148,-18.270544052124023,0]
[{"$f":"Data[[#This Row],[category]]&Data[[#This Row],[subcategory]]&Data[[#This Row],[delivered]]&Data[[#This Row],[date]]&Data[[#This Row],[hour]]","v":"AllAll study segmentsNet LoadAvg Weekday (any)22"},"All","All study segments","Net Load",2023,"Avg Weekday (any)","22",6158,5978.7142857142853,1.1027315855026245,1.7194951772689819,0.6167636513710022,1.955750584602356E-2,69.663192749023438,31.535905838012695,1,1,0.58459442853927612,0.59169971942901611,0.60650765895843506,0.6167636513710022,0.62701964378356934,0.64182758331298828,0.64893287420272827,6.5929169654846191,10.280370712280273,3.6874537467956543,0.11692874133586884,3.4951231479644775,3.5376036167144775,3.6261360645294189,3.6874537467956543,3.7487711906433105,3.837303638458252,3.8797843456268311,0]
[{"$f":"Data[[#This Row],[category]]&Data[[#This Row],[subcategory]]&Data[[#This Row],[delivered]]&Data[[#This Row],[date]]&Data[[#This Row],[hour]]","v":"AllAll study segmentsNet LoadAvg Weekday (any)23"},"All","All study segments","Net Load",2023,"Avg Weekday (any)","23",6158,5978.7142857142853,1.0490099191665649,1.5887982845306396,0.53978836536407471,1.7253359779715538E-2,67.367446899414063,31.285985946655273,1,1,0.51140910387039185,0.51767730712890625,0.53074067831039429,0.53978836536407471,0.54883605241775513,0.56189942359924316,0.56816762685775757,6.2717304229736328,9.4989709854125977,3.2272403240203857,0.10315290838479996,3.0575690269470215,3.0950446128845215,3.1731469631195068,3.2272403240203857,3.2813339233398438,3.35943603515625,3.3969118595123291,0]
[{"$f":"Data[[#This Row],[category]]&Data[[#This Row],[subcategory]]&Data[[#This Row],[delivered]]&Data[[#This Row],[date]]&Data[[#This Row],[hour]]","v":"AllAll study segmentsNet LoadAvg Weekday (any)24"},"All","All study segments","Net Load",2023,"Avg Weekday (any)","24",6158,5978.7142857142853,1.1352062225341797,1.4965223073959351,0.36131605505943298,1.3781165704131126E-2,65.60723876953125,26.218105316162109,1,1,0.33864805102348328,0.34365478157997131,0.35408920049667358,0.36131605505943298,0.36854290962219238,0.37897732853889465,0.38398405909538269,6.7870736122131348,8.9472789764404297,2.1602053642272949,8.2393653690814972E-2,2.0246798992156982,2.0546138286590576,2.1169981956481934,2.1602053642272949,2.2034127712249756,2.2657971382141113,2.2957310676574707,0]
[{"$f":"Data[[#This Row],[category]]&Data[[#This Row],[subcategory]]&Data[[#This Row],[delivered]]&Data[[#This Row],[date]]&Data[[#This Row],[hour]]","v":"AllAll study segmentsNet LoadAvg Weekday (any)Event Window"},"All","All study segments","Net Load",2023,"Avg Weekday (any)","Event Window",6158,5978.7142857142853,0.26966089010238647,-2.6929028034210205,-2.9625637531280518,2.9089085757732391E-2,77.135887145996094,-101.84451293945313,1,1,-3.0104110240936279,-2.9998428821563721,-2.9778180122375488,-2.9625637531280518,-2.9473094940185547,-2.9252846240997314,-2.9147164821624756,1.6122254133224487,-16.100095748901367,-17.712322235107422,0.1739153265953064,-17.998388290405273,-17.935203552246094,-17.803524017333984,-17.712322235107422,-17.621120452880859,-17.48944091796875,-17.42625617980957,0]
[{"$f":"Data[[#This Row],[category]]&Data[[#This Row],[subcategory]]&Data[[#This Row],[delivered]]&Data[[#This Row],[date]]&Data[[#This Row],[hour]]","v":"AllAll study segmentsEnd Use Load7/20/20231"},"All","All study segments","End Use Load",2023,"7/20/2023","1",5315,5784,0.23279105126857758,0.20338964462280273,-2.9401406645774841E-2,1.3995558023452759E-2,62.891250610351563,-2.1007668972015381,1,1,-5.2422050386667252E-2,-4.7337435185909271E-2,-3.6740683019161224E-2,-2.9401406645774841E-2,-2.2062128409743309E-2,-1.1465377174317837E-2,-6.3807624392211437E-3,1.3464634418487549,1.176405668258667,-0.17005772888660431,8.0950304865837097E-2,-0.30320912599563599,-0.27379971742630005,-0.21250811219215393,-0.17005772888660431,-0.12760734558105469,-6.6315740346908569E-2,-3.6906331777572632E-2,0]
[{"$f":"Data[[#This Row],[category]]&Data[[#This Row],[subcategory]]&Data[[#This Row],[delivered]]&Data[[#This Row],[date]]&Data[[#This Row],[hour]]","v":"AllAll study segmentsEnd Use Load7/20/20232"},"All","All study segments","End Use Load",2023,"7/20/2023","2",5315,5784,4.4355530291795731E-2,3.41290682554245E-2,-1.0226462036371231E-2,1.2380522675812244E-2,60.159172058105469,-0.82601213455200195,0,0,-3.0590610578656197E-2,-2.6092739775776863E-2,-1.671881414949894E-2,-1.0226462036371231E-2,-3.734109690412879E-3,5.6398161686956882E-3,1.013768557459116E-2,0.25655239820480347,0.19740253686904907,-5.9149857610464096E-2,7.1608945727348328E-2,-0.17693608999252319,-0.15092040598392487,-9.6701622009277344E-2,-5.9149857610464096E-2,-2.1598091349005699E-2,3.2620698213577271E-2,5.8636374771595001E-2,0]
[{"$f":"Data[[#This Row],[category]]&Data[[#This Row],[subcategory]]&Data[[#This Row],[delivered]]&Data[[#This Row],[date]]&Data[[#This Row],[hour]]","v":"AllAll study segmentsEnd Use Load7/20/20233"},"All","All study segments","End Use Load",2023,"7/20/2023","3",5315,5784,-0.18091267347335815,-0.20566585659980774,-2.4753181263804436E-2,7.1106110699474812E-3,59.693603515625,-3.4811608791351318,1,1,-3.6449097096920013E-2,-3.3865794539451599E-2,-2.8481990098953247E-2,-2.4753181263804436E-2,-2.1024372428655624E-2,-1.5640566125512123E-2,-1.3057267293334007E-2,-1.0463988780975342,-1.1895712614059448,-0.14317239820957184,4.1127774864435196E-2,-0.21082158386707306,-0.19587975740432739,-0.16473983228206635,-0.14317239820957184,-0.12160497158765793,-9.0465031564235687E-2,-7.5523234903812408E-2,0]
[{"$f":"Data[[#This Row],[category]]&Data[[#This Row],[subcategory]]&Data[[#This Row],[delivered]]&Data[[#This Row],[date]]&Data[[#This Row],[hour]]","v":"AllAll study segmentsEnd Use Load7/20/20234"},"All","All study segments","End Use Load",2023,"7/20/2023","4",5315,5784,-0.21464988589286804,-0.22479850053787231,-1.0148616507649422E-2,5.3950031287968159E-3,59.402633666992188,-1.88111412525177,1,0,-1.9022606313228607E-2,-1.7062591388821602E-2,-1.2977759353816509E-2,-1.0148616507649422E-2,-7.3194741271436214E-3,-3.2346418593078852E-3,-1.2746260035783052E-3,-1.241534948348999,-1.3002345561981201,-5.8699596673250198E-2,3.1204698607325554E-2,-0.11002675443887711,-9.8690025508403778E-2,-7.5063362717628479E-2,-5.8699596673250198E-2,-4.2335838079452515E-2,-1.8709167838096619E-2,-7.3724365793168545E-3,0]
[{"$f":"Data[[#This Row],[category]]&Data[[#This Row],[subcategory]]&Data[[#This Row],[delivered]]&Data[[#This Row],[date]]&Data[[#This Row],[hour]]","v":"AllAll study segmentsEnd Use Load7/20/20235"},"All","All study segments","End Use Load",2023,"7/20/2023","5",5315,5784,-0.19657737016677856,-0.19643381237983704,1.4356042083818465E-4,5.5086957290768623E-3,58.877609252929688,2.6060691103339195E-2,0,0,-8.9174378663301468E-3,-6.9161173887550831E-3,-2.7452025096863508E-3,1.4356042083818465E-4,3.0323232058435678E-3,7.2032380849123001E-3,9.2045590281486511E-3,-1.1370035409927368,-1.1361731290817261,8.3035347051918507E-4,3.1862296164035797E-2,-5.157846212387085E-2,-4.0002822875976563E-2,-1.5878250822424889E-2,8.3035347051918507E-4,1.7538957297801971E-2,4.1663527488708496E-2,5.3239170461893082E-2,0]
[{"$f":"Data[[#This Row],[category]]&Data[[#This Row],[subcategory]]&Data[[#This Row],[delivered]]&Data[[#This Row],[date]]&Data[[#This Row],[hour]]","v":"AllAll study segmentsEnd Use Load7/20/20236"},"All","All study segments","End Use Load",2023,"7/20/2023","6",5315,5784,-0.19540241360664368,-0.20369619131088257,-8.2937814295291901E-3,6.1655095778405666E-3,58.435089111328125,-1.3451899290084839,0,0,-1.8435142934322357E-2,-1.6195200383663177E-2,-1.1526977643370628E-2,-8.2937814295291901E-3,-5.0605852156877518E-3,-3.923629701603204E-4,1.8475793767720461E-3,-1.1302075386047363,-1.1781787872314453,-4.7971230000257492E-2,3.5661306232213974E-2,-0.10662886500358582,-9.3673035502433777E-2,-6.6672042012214661E-2,-4.7971230000257492E-2,-2.927042543888092E-2,-2.2694275248795748E-3,1.0686399415135384E-2,0]
[{"$f":"Data[[#This Row],[category]]&Data[[#This Row],[subcategory]]&Data[[#This Row],[delivered]]&Data[[#This Row],[date]]&Data[[#This Row],[hour]]","v":"AllAll study segmentsEnd Use Load7/20/20237"},"All","All study segments","End Use Load",2023,"7/20/2023","7",5315,5784,-0.15460030734539032,-0.15240852534770966,2.1917882841080427E-3,5.5785290896892548E-3,58.213924407958984,0.39289715886116028,0,0,-6.9840755313634872E-3,-4.957384429872036E-3,-7.3359522502869368E-4,2.1917882841080427E-3,5.1171719096601009E-3,9.3409605324268341E-3,1.1367651633918285E-2,-0.89420819282531738,-0.88153088092803955,1.267730351537466E-2,3.226621076464653E-2,-4.0395893156528473E-2,-2.8673510998487473E-2,-4.2431149631738663E-3,1.267730351537466E-2,2.9597721993923187E-2,5.4028116166591644E-2,6.5750494599342346E-2,0]
[{"$f":"Data[[#This Row],[category]]&Data[[#This Row],[subcategory]]&Data[[#This Row],[delivered]]&Data[[#This Row],[date]]&Data[[#This Row],[hour]]","v":"AllAll study segmentsEnd Use Load7/20/20238"},"All","All study segments","End Use Load",2023,"7/20/2023","8",5315,5784,0.14669837057590485,0.16920676827430725,2.2508399561047554E-2,6.9695566780865192E-3,59.258983612060547,3.2295310497283936,1,1,1.1044498533010483E-2,1.3576553203165531E-2,1.8853560090065002E-2,2.2508399561047554E-2,2.6163239032030106E-2,3.1440246850252151E-2,3.3972300589084625E-2,0.84850335121154785,0.97869193553924561,0.13018858432769775,4.0311917662620544E-2,6.3881382346153259E-2,7.8526780009269714E-2,0.109048992395401,0.13018858432769775,0.15132817625999451,0.18185038864612579,0.19649578630924225,0]
[{"$f":"Data[[#This Row],[category]]&Data[[#This Row],[subcategory]]&Data[[#This Row],[delivered]]&Data[[#This Row],[date]]&Data[[#This Row],[hour]]","v":"AllAll study segmentsEnd Use Load7/20/20239"},"All","All study segments","End Use Load",2023,"7/20/2023","9",5315,5784,0.7810710072517395,0.85395371913909912,7.2882726788520813E-2,8.3442730829119682E-3,62.036029815673828,8.7344608306884766,1,1,5.9157617390155792E-2,6.2189109623432159E-2,6.8506985902786255E-2,7.2882726788520813E-2,7.7258467674255371E-2,8.3576343953609467E-2,8.6607836186885834E-2,4.5177145004272461,4.9392681121826172,0.42155370116233826,4.8263274133205414E-2,0.34216764569282532,0.35970181226730347,0.39624440670013428,0.42155370116233826,0.44686296582221985,0.48340556025505066,0.50093972682952881,0]
[{"$f":"Data[[#This Row],[category]]&Data[[#This Row],[subcategory]]&Data[[#This Row],[delivered]]&Data[[#This Row],[date]]&Data[[#This Row],[hour]]","v":"AllAll study segmentsEnd Use Load7/20/202310"},"All","All study segments","End Use Load",2023,"7/20/2023","10",5315,5784,1.6476538181304932,1.8121700286865234,0.16451631486415863,1.1713105253875256E-2,66.015617370605469,14.045491218566895,1,1,0.14524997770786285,0.1495053619146347,0.15837395191192627,0.16451631486415863,0.17065867781639099,0.17952726781368256,0.18378265202045441,9.530029296875,10.48159122467041,0.95156234502792358,6.7748598754405975E-2,0.84012585878372192,0.86473900079727173,0.91603493690490723,0.95156234502792358,0.98708981275558472,1.0383857488632202,1.06299889087677,0]
[{"$f":"Data[[#This Row],[category]]&Data[[#This Row],[subcategory]]&Data[[#This Row],[delivered]]&Data[[#This Row],[date]]&Data[[#This Row],[hour]]","v":"AllAll study segmentsEnd Use Load7/20/202311"},"All","All study segments","End Use Load",2023,"7/20/2023","11",5315,5784,2.1820855140686035,2.2430438995361328,6.0958381742238998E-2,1.6718398779630661E-2,70.418907165527344,3.6461853981018066,1,1,3.3459063619375229E-2,3.9532892405986786E-2,5.2191246300935745E-2,6.0958381742238998E-2,6.972552090883255E-2,8.2383871078491211E-2,8.8457703590393066E-2,12.621182441711426,12.973766326904297,0.35258328914642334,9.6699215471744537E-2,0.1935272216796875,0.22865824401378632,0.30187416076660156,0.35258328914642334,0.40329241752624512,0.47650831937789917,0.51163935661315918,0]
[{"$f":"Data[[#This Row],[category]]&Data[[#This Row],[subcategory]]&Data[[#This Row],[delivered]]&Data[[#This Row],[date]]&Data[[#This Row],[hour]]","v":"AllAll study segmentsEnd Use Load7/20/202312"},"All","All study segments","End Use Load",2023,"7/20/2023","12",5315,5784,2.0094001293182373,1.9275773763656616,-8.1822775304317474E-2,1.9774815067648888E-2,74.5762939453125,-4.1377263069152832,1,1,-0.11434945464134216,-0.10716521739959717,-9.2192701995372772E-2,-8.1822775304317474E-2,-7.1452848613262177E-2,-5.6480329483747482E-2,-4.9296099692583084E-2,11.622370719909668,11.149107933044434,-0.47326293587684631,0.11437752842903137,-0.66139721870422363,-0.61984360218048096,-0.53324258327484131,-0.47326293587684631,-0.41328328847885132,-0.32668223977088928,-0.28512865304946899,0]
[{"$f":"Data[[#This Row],[category]]&Data[[#This Row],[subcategory]]&Data[[#This Row],[delivered]]&Data[[#This Row],[date]]&Data[[#This Row],[hour]]","v":"AllAll study segmentsEnd Use Load7/20/202313"},"All","All study segments","End Use Load",2023,"7/20/2023","13",5315,5784,1.4153100252151489,1.2481914758682251,-0.16711845993995667,1.826000027358532E-2,78.092002868652344,-9.15216064453125,1,1,-0.1971534937620163,-0.19051958620548248,-0.17669402062892914,-0.16711845993995667,-0.15754289925098419,-0.14371733367443085,-0.13708342611789703,8.1861534118652344,7.2195396423339844,-0.96661317348480225,0.10561583936214447,-1.1403357982635498,-1.1019653081893921,-1.0219981670379639,-0.96661317348480225,-0.91122812032699585,-0.8312610387802124,-0.79289054870605469,0]
[{"$f":"Data[[#This Row],[category]]&Data[[#This Row],[subcategory]]&Data[[#This Row],[delivered]]&Data[[#This Row],[date]]&Data[[#This Row],[hour]]","v":"AllAll study segmentsEnd Use Load7/20/202314"},"All","All study segments","End Use Load",2023,"7/20/2023","14",5315,5784,0.80810755491256714,0.66966855525970459,-0.13843898475170135,1.5672387555241585E-2,81.360115051269531,-8.8333053588867188,1,1,-0.16421777009963989,-0.15852396190166473,-0.14665758609771729,-0.13843898475170135,-0.13022038340568542,-0.11835401505231857,-0.11266019940376282,4.6740942001342773,3.8733630180358887,-0.80073106288909912,9.0649090707302094E-2,-0.94983559846878052,-0.91690260171890259,-0.84826749563217163,-0.80073106288909912,-0.75319468975067139,-0.68455964326858521,-0.6516265869140625,0]
[{"$f":"Data[[#This Row],[category]]&Data[[#This Row],[subcategory]]&Data[[#This Row],[delivered]]&Data[[#This Row],[date]]&Data[[#This Row],[hour]]","v":"AllAll study segmentsEnd Use Load7/20/202315"},"All","All study segments","End Use Load",2023,"7/20/2023","15",5315,5784,0.32640355825424194,0.23487144708633423,-9.1532111167907715E-2,1.2671482749283314E-2,84.051078796386719,-7.2234725952148438,1,1,-0.11237484216690063,-0.10777126997709274,-9.8177045583724976E-2,-9.1532111167907715E-2,-8.4887176752090454E-2,-7.5292952358722687E-2,-7.0689380168914795E-2,1.88791823387146,1.3584964275360107,-0.52942174673080444,7.3291853070259094E-2,-0.64997607469558716,-0.62334901094436646,-0.56785601377487183,-0.52942174673080444,-0.49098742008209229,-0.43549442291259766,-0.40886738896369934,0]
[{"$f":"Data[[#This Row],[category]]&Data[[#This Row],[subcategory]]&Data[[#This Row],[delivered]]&Data[[#This Row],[date]]&Data[[#This Row],[hour]]","v":"AllAll study segmentsEnd Use Load7/20/202316"},"All","All study segments","End Use Load",2023,"7/20/2023","16",5315,5784,-0.136788010597229,-0.19844590127468109,-6.1657890677452087E-2,1.2433848343789577E-2,85.93170166015625,-4.9588742256164551,1,1,-8.2109749317169189E-2,-7.7592507004737854E-2,-6.81782066822052E-2,-6.1657890677452087E-2,-5.5137574672698975E-2,-4.5723274350166321E-2,-4.1206028312444687E-2,-0.79118186235427856,-1.1478110551834106,-0.35662925243377686,7.1917377412319183E-2,-0.474922776222229,-0.44879505038261414,-0.39434275031089783,-0.35662925243377686,-0.3189157247543335,-0.26446342468261719,-0.23833566904067993,0]
[{"$f":"Data[[#This Row],[category]]&Data[[#This Row],[subcategory]]&Data[[#This Row],[delivered]]&Data[[#This Row],[date]]&Data[[#This Row],[hour]]","v":"AllAll study segmentsEnd Use Load7/20/202317"},"All","All study segments","End Use Load",2023,"7/20/2023","17",5315,5784,-0.66526347398757935,-0.77320736646652222,-0.10794393718242645,1.408699993044138E-2,86.750419616699219,-7.662663459777832,1,1,-0.13111498951911926,-0.1259971559047699,-0.11533116549253464,-0.10794393718242645,-0.10055670887231827,-8.9890718460083008E-2,-8.4772884845733643E-2,-3.847883939743042,-4.472231388092041,-0.6243477463722229,8.1479206681251526E-2,-0.7583690881729126,-0.72876757383346558,-0.66707545518875122,-0.6243477463722229,-0.5816199779510498,-0.51992791891098022,-0.49032637476921082,0]
[{"$f":"Data[[#This Row],[category]]&Data[[#This Row],[subcategory]]&Data[[#This Row],[delivered]]&Data[[#This Row],[date]]&Data[[#This Row],[hour]]","v":"AllAll study segmentsEnd Use Load7/20/202318"},"All","All study segments","End Use Load",2023,"7/20/2023","18",5315,5784,-0.91304290294647217,-1.0942757129669189,-0.18123281002044678,1.4436622150242329E-2,86.446281433105469,-12.553685188293457,1,1,-0.20497894287109375,-0.19973409175872803,-0.18880337476730347,-0.18123281002044678,-0.17366224527359009,-0.16273152828216553,-0.1574866771697998,-5.2810401916503906,-6.3292908668518066,-1.0482505559921265,8.3501420915126801E-2,-1.1855982542037964,-1.1552619934082031,-1.0920387506484985,-1.0482505559921265,-1.0044624805450439,-0.94123917818069458,-0.91090291738510132,0]
[{"$f":"Data[[#This Row],[category]]&Data[[#This Row],[subcategory]]&Data[[#This Row],[delivered]]&Data[[#This Row],[date]]&Data[[#This Row],[hour]]","v":"AllAll study segmentsEnd Use Load7/20/202319"},"All","All study segments","End Use Load",2023,"7/20/2023","19",5315,5784,-1.0302911996841431,-1.2571101188659668,-0.22681885957717896,1.6428245231509209E-2,83.759078979492188,-13.806639671325684,1,1,-0.25384092330932617,-0.24787250161170959,-0.23543384671211243,-0.22681885957717896,-0.21820387244224548,-0.20576521754264832,-0.19979679584503174,-5.9592041969299316,-7.2711248397827148,-1.3119202852249146,9.5020972192287445E-2,-1.4682159423828125,-1.43369460105896,-1.3617494106292725,-1.3119202852249146,-1.2620911598205566,-1.1901459693908691,-1.1556246280670166,0]
[{"$f":"Data[[#This Row],[category]]&Data[[#This Row],[subcategory]]&Data[[#This Row],[delivered]]&Data[[#This Row],[date]]&Data[[#This Row],[hour]]","v":"AllAll study segmentsEnd Use Load7/20/202320"},"All","All study segments","End Use Load",2023,"7/20/2023","20",5315,5784,-1.0725016593933105,-1.2380387783050537,-0.16553707420825958,1.5503488481044769E-2,79.468955993652344,-10.677408218383789,1,1,-0.19103804230690002,-0.18540559709072113,-0.17366711795330048,-0.16553707420825958,-0.15740703046321869,-0.14566855132579803,-0.14003610610961914,-6.2033495903015137,-7.1608161926269531,-0.95746642351150513,8.9672178030014038E-2,-1.104964017868042,-1.0723860263824463,-1.0044906139373779,-0.95746642351150513,-0.9104422926902771,-0.84254688024520874,-0.80996882915496826,0]
[{"$f":"Data[[#This Row],[category]]&Data[[#This Row],[subcategory]]&Data[[#This Row],[delivered]]&Data[[#This Row],[date]]&Data[[#This Row],[hour]]","v":"AllAll study segmentsEnd Use Load7/20/202321"},"All","All study segments","End Use Load",2023,"7/20/2023","21",5315,5784,-1.0294557809829712,-4.7196860313415527,-3.6902298927307129,4.4259175658226013E-2,74.716743469238281,-83.377738952636719,1,1,-3.7630298137664795,-3.7469503879547119,-3.7134394645690918,-3.6902298927307129,-3.667020320892334,-3.6335093975067139,-3.6174299716949463,-5.9543724060058594,-27.298664093017578,-21.344289779663086,0.25599506497383118,-21.765363693237305,-21.672361373901367,-21.478534698486328,-21.344289779663086,-21.210044860839844,-21.016218185424805,-20.923215866088867,0]
[{"$f":"Data[[#This Row],[category]]&Data[[#This Row],[subcategory]]&Data[[#This Row],[delivered]]&Data[[#This Row],[date]]&Data[[#This Row],[hour]]","v":"AllAll study segmentsEnd Use Load7/20/202322"},"All","All study segments","End Use Load",2023,"7/20/2023","22",5315,5784,-0.80881679058074951,-0.5714758038520813,0.23734097182750702,1.7789803445339203E-2,70.696800231933594,13.341404914855957,1,1,0.20807935297489166,0.21454241871833801,0.22801199555397034,0.23734097182750702,0.2466699481010437,0.26013952493667603,0.26660260558128357,-4.6781964302062988,-3.3054161071777344,1.3727802038192749,0.10289622098207474,1.20353102684021,1.2409133911132813,1.3188214302062988,1.3727802038192749,1.426738977432251,1.5046470165252686,1.5420295000076294,0]
[{"$f":"Data[[#This Row],[category]]&Data[[#This Row],[subcategory]]&Data[[#This Row],[delivered]]&Data[[#This Row],[date]]&Data[[#This Row],[hour]]","v":"AllAll study segmentsEnd Use Load7/20/202323"},"All","All study segments","End Use Load",2023,"7/20/2023","23",5315,5784,-0.68669968843460083,-0.46911934018135071,0.21758034825325012,1.2250863015651703E-2,67.996803283691406,17.760410308837891,1,1,0.19742947816848755,0.20188023149967194,0.21115599572658539,0.21758034825325012,0.22400470077991486,0.23328046500682831,0.2377312183380127,-3.9718708992004395,-2.7133862972259521,1.2584847211837769,7.0858992636203766E-2,1.1419321298599243,1.167675256729126,1.2213262319564819,1.2584847211837769,1.2956432104110718,1.3492941856384277,1.3750373125076294,0]
[{"$f":"Data[[#This Row],[category]]&Data[[#This Row],[subcategory]]&Data[[#This Row],[delivered]]&Data[[#This Row],[date]]&Data[[#This Row],[hour]]","v":"AllAll study segmentsEnd Use Load7/20/202324"},"All","All study segments","End Use Load",2023,"7/20/2023","24",5315,5784,-0.4485553503036499,-0.25146427750587463,0.19709107279777527,9.901764802634716E-3,66.07855224609375,19.904640197753906,1,1,0.18080411851406097,0.18440145254135132,0.19189858436584473,0.19709107279777527,0.20228356122970581,0.20978069305419922,0.21337802708148956,-2.5944440364837646,-1.4544693231582642,1.1399747133255005,5.7271808385848999E-2,1.0457710027694702,1.0665780305862427,1.1099413633346558,1.1399747133255005,1.1700080633163452,1.2133715152740479,1.2341785430908203,0]
[{"$f":"Data[[#This Row],[category]]&Data[[#This Row],[subcategory]]&Data[[#This Row],[delivered]]&Data[[#This Row],[date]]&Data[[#This Row],[hour]]","v":"AllAll study segmentsEnd Use Load7/20/2023Event Window"},"All","All study segments","End Use Load",2023,"7/20/2023","Event Window",5315,5784,-1.0294557809829712,-4.7196860313415527,-3.6902298927307129,4.4259175658226013E-2,74.716743469238281,-83.377738952636719,1,1,-3.7630298137664795,-3.7469503879547119,-3.7134394645690918,-3.6902298927307129,-3.667020320892334,-3.6335093975067139,-3.6174299716949463,-5.9543724060058594,-27.298664093017578,-21.344289779663086,0.25599506497383118,-21.765363693237305,-21.672361373901367,-21.478534698486328,-21.344289779663086,-21.210044860839844,-21.016218185424805,-20.923215866088867,0]
[{"$f":"Data[[#This Row],[category]]&Data[[#This Row],[subcategory]]&Data[[#This Row],[delivered]]&Data[[#This Row],[date]]&Data[[#This Row],[hour]]","v":"AllAll study segmentsEnd Use Load7/25/20231"},"All","All study segments","End Use Load",2023,"7/25/2023","1",5335,5804,0.33433964848518372,0.23039737343788147,-0.10394228249788284,1.5685349702835083E-2,64.596435546875,-6.626711368560791,1,1,-0.12974238395690918,-0.12404386699199677,-0.11216768622398376,-0.10394228249788284,-9.5716878771781921E-2,-8.3840698003768921E-2,-7.8142181038856506E-2,1.9405072927474976,1.337226390838623,-0.60328102111816406,9.1037772595882416E-2,-0.75302481651306152,-0.71995061635971069,-0.65102124214172363,-0.60328102111816406,-0.55554074048995972,-0.48661142587661743,-0.4535372257232666,0]
[{"$f":"Data[[#This Row],[category]]&Data[[#This Row],[subcategory]]&Data[[#This Row],[delivered]]&Data[[#This Row],[date]]&Data[[#This Row],[hour]]","v":"AllAll study segmentsEnd Use Load7/25/20232"},"All","All study segments","End Use Load",2023,"7/25/2023","2",5335,5804,0.16417771577835083,3.4015510231256485E-2,-0.13016219437122345,1.3946536928415298E-2,62.460357666015625,-9.3329401016235352,1,1,-0.15310220420360565,-0.14803540706634521,-0.13747575879096985,-0.13016219437122345,-0.12284862250089645,-0.11228898912668228,-0.10722218453884125,0.95288747549057007,0.19742602109909058,-0.75546139478683472,8.0945700407028198E-2,-0.88860517740249634,-0.85919749736785889,-0.79790931940078735,-0.75546139478683472,-0.7130134105682373,-0.65172529220581055,-0.62231755256652832,0]
[{"$f":"Data[[#This Row],[category]]&Data[[#This Row],[subcategory]]&Data[[#This Row],[delivered]]&Data[[#This Row],[date]]&Data[[#This Row],[hour]]","v":"AllAll study segmentsEnd Use Load7/25/20233"},"All","All study segments","End Use Load",2023,"7/25/2023","3",5335,5804,-9.5628410577774048E-2,-0.19935661554336548,-0.10372821241617203,7.8873327001929283E-3,61.5738525390625,-13.151241302490234,1,1,-0.11670172214508057,-0.11383623629808426,-0.10786433517932892,-0.10372821241617203,-9.9592089653015137E-2,-9.3620188534259796E-2,-9.0754702687263489E-2,-0.5550273060798645,-1.157065749168396,-0.60203856229782104,4.5778080821037292E-2,-0.67733681201934814,-0.66070550680160522,-0.6260446310043335,-0.60203856229782104,-0.57803249359130859,-0.54337155818939209,-0.52674031257629395,0]
[{"$f":"Data[[#This Row],[category]]&Data[[#This Row],[subcategory]]&Data[[#This Row],[delivered]]&Data[[#This Row],[date]]&Data[[#This Row],[hour]]","v":"AllAll study segmentsEnd Use Load7/25/20234"},"All","All study segments","End Use Load",2023,"7/25/2023","4",5335,5804,-0.14928382635116577,-0.23127582669258118,-8.1992007791996002E-2,6.3008605502545834E-3,60.678726196289063,-13.012826919555664,1,1,-9.2356003820896149E-2,-9.0066887438297272E-2,-8.5296183824539185E-2,-8.1992007791996002E-2,-7.868783175945282E-2,-7.3917128145694733E-2,-7.1628011763095856E-2,-0.86644333600997925,-1.3423248529434204,-0.47588160634040833,3.6570195108652115E-2,-0.5360342264175415,-0.52274823188781738,-0.49505904316902161,-0.47588160634040833,-0.45670416951179504,-0.42901501059532166,-0.41572898626327515,0]
[{"$f":"Data[[#This Row],[category]]&Data[[#This Row],[subcategory]]&Data[[#This Row],[delivered]]&Data[[#This Row],[date]]&Data[[#This Row],[hour]]","v":"AllAll study segmentsEnd Use Load7/25/20235"},"All","All study segments","End Use Load",2023,"7/25/2023","5",5335,5804,-0.13557843863964081,-0.19815558195114136,-6.2577135860919952E-2,5.115114152431488E-3,59.987068176269531,-12.233771324157715,1,1,-7.0990748703479767E-2,-6.9132417440414429E-2,-6.5259501338005066E-2,-6.2577135860919952E-2,-5.989476665854454E-2,-5.6021854281425476E-2,-5.4163523018360138E-2,-0.78689724206924438,-1.1500949859619141,-0.3631976842880249,2.9688121750950813E-2,-0.41203030943870544,-0.40124455094337463,-0.37876614928245544,-0.3631976842880249,-0.34762921929359436,-0.32515084743499756,-0.31436508893966675,0]
[{"$f":"Data[[#This Row],[category]]&Data[[#This Row],[subcategory]]&Data[[#This Row],[delivered]]&Data[[#This Row],[date]]&Data[[#This Row],[hour]]","v":"AllAll study segmentsEnd Use Load7/25/20236"},"All","All study segments","End Use Load",2023,"7/25/2023","6",5335,5804,-0.13774473965167999,-0.20534969866275787,-6.7604959011077881E-2,5.3680022247135639E-3,59.401687622070313,-12.594062805175781,1,1,-7.6434537768363953E-2,-7.4484333395957947E-2,-7.0419944822788239E-2,-6.7604959011077881E-2,-6.4789973199367523E-2,-6.0725588351488113E-2,-5.8775380253791809E-2,-0.79947048425674438,-1.1918497085571289,-0.39237919449806213,3.1155884265899658E-2,-0.4436260461807251,-0.43230706453323364,-0.40871736407279968,-0.39237919449806213,-0.3760409951210022,-0.35245132446289063,-0.34113231301307678,0]
[{"$f":"Data[[#This Row],[category]]&Data[[#This Row],[subcategory]]&Data[[#This Row],[delivered]]&Data[[#This Row],[date]]&Data[[#This Row],[hour]]","v":"AllAll study segmentsEnd Use Load7/25/20237"},"All","All study segments","End Use Load",2023,"7/25/2023","7",5335,5804,-8.9217305183410645E-2,-0.14740480482578278,-5.818750336766243E-2,5.1909959875047207E-3,58.888751983642578,-11.209314346313477,1,1,-6.6725932061672211E-2,-6.4840033650398254E-2,-6.0909666121006012E-2,-5.818750336766243E-2,-5.5465340614318848E-2,-5.1534973084926605E-2,-4.9649074673652649E-2,-0.51781725883483887,-0.85553747415542603,-0.33772027492523193,3.0128540471196175E-2,-0.38727730512619019,-0.37633156776428223,-0.35351970791816711,-0.33772027492523193,-0.32192084193229675,-0.29910898208618164,-0.28816321492195129,0]
[{"$f":"Data[[#This Row],[category]]&Data[[#This Row],[subcategory]]&Data[[#This Row],[delivered]]&Data[[#This Row],[date]]&Data[[#This Row],[hour]]","v":"AllAll study segmentsEnd Use Load7/25/20238"},"All","All study segments","End Use Load",2023,"7/25/2023","8",5335,5804,0.19939741492271423,0.23017445206642151,3.077702596783638E-2,6.2841610051691532E-3,60.469448089599609,4.8975553512573242,1,1,2.0440500229597092E-2,2.2723549976944923E-2,2.7481608092784882E-2,3.077702596783638E-2,3.4072443842887878E-2,3.8830503821372986E-2,4.1113551706075668E-2,1.1573026180267334,1.3359324932098389,0.17862986028194427,3.6473270505666733E-2,0.11863666027784348,0.13188748061656952,0.15950325131416321,0.17862986028194427,0.19775646924972534,0.22537223994731903,0.23862305283546448,0]
[{"$f":"Data[[#This Row],[category]]&Data[[#This Row],[subcategory]]&Data[[#This Row],[delivered]]&Data[[#This Row],[date]]&Data[[#This Row],[hour]]","v":"AllAll study segmentsEnd Use Load7/25/20239"},"All","All study segments","End Use Load",2023,"7/25/2023","9",5335,5804,0.75974583625793457,0.97305405139923096,0.21330820024013519,8.9423814788460732E-3,64.569351196289063,23.85362434387207,1,1,0.19859929382801056,0.20184807479381561,0.20861880481243134,0.21330820024013519,0.21799759566783905,0.22476832568645477,0.22801710665225983,4.4095649719238281,5.6476058959960938,1.2380408048629761,5.1901582628488541E-2,1.1526702642440796,1.1715261936187744,1.2108235359191895,1.2380408048629761,1.2652580738067627,1.3045554161071777,1.3234113454818726,0]
[{"$f":"Data[[#This Row],[category]]&Data[[#This Row],[subcategory]]&Data[[#This Row],[delivered]]&Data[[#This Row],[date]]&Data[[#This Row],[hour]]","v":"AllAll study segmentsEnd Use Load7/25/202310"},"All","All study segments","End Use Load",2023,"7/25/2023","10",5335,5804,1.4599428176879883,1.8022656440734863,0.34232276678085327,1.3383636251091957E-2,68.638145446777344,25.577709197998047,1,1,0.32030865550041199,0.32517093420028687,0.3353043794631958,0.34232276678085327,0.34934115409851074,0.35947459936141968,0.36433687806129456,8.4735078811645508,10.460350036621094,1.9868413209915161,7.7678628265857697E-2,1.8590714931488037,1.8872921466827393,1.9461066722869873,1.9868413209915161,2.0275759696960449,2.086390495300293,2.1146111488342285,0]
[{"$f":"Data[[#This Row],[category]]&Data[[#This Row],[subcategory]]&Data[[#This Row],[delivered]]&Data[[#This Row],[date]]&Data[[#This Row],[hour]]","v":"AllAll study segmentsEnd Use Load7/25/202311"},"All","All study segments","End Use Load",2023,"7/25/2023","11",5335,5804,1.9017468690872192,2.1780750751495361,0.27632811665534973,1.8407871946692467E-2,72.922958374023438,15.011409759521484,1,1,0.24604986608028412,0.25273749232292175,0.26667502522468567,0.27632811665534973,0.28598120808601379,0.29991874098777771,0.30660638213157654,11.037738800048828,12.641548156738281,1.6038084030151367,0.10683929175138474,1.4280734062194824,1.466888427734375,1.5477818250656128,1.6038084030151367,1.6598349809646606,1.7407283782958984,1.779543399810791,0]
[{"$f":"Data[[#This Row],[category]]&Data[[#This Row],[subcategory]]&Data[[#This Row],[delivered]]&Data[[#This Row],[date]]&Data[[#This Row],[hour]]","v":"AllAll study segmentsEnd Use Load7/25/202312"},"All","All study segments","End Use Load",2023,"7/25/2023","12",5335,5804,1.8178998231887817,1.8641120195388794,4.6212270855903625E-2,2.1275974810123444E-2,76.80609130859375,2.1720402240753174,1,1,1.1216406710445881E-2,1.8946012482047081E-2,3.5055138170719147E-2,4.6212270855903625E-2,5.7369403541088104E-2,7.3478527367115021E-2,8.1208132207393646E-2,10.551090240478516,10.819306373596191,0.26821601390838623,0.1234857589006424,6.5100021660327911E-2,0.10996265709400177,0.20346002280712128,0.26821601390838623,0.33297201991081238,0.42646938562393188,0.47133201360702515,0]
[{"$f":"Data[[#This Row],[category]]&Data[[#This Row],[subcategory]]&Data[[#This Row],[delivered]]&Data[[#This Row],[date]]&Data[[#This Row],[hour]]","v":"AllAll study segmentsEnd Use Load7/25/202313"},"All","All study segments","End Use Load",2023,"7/25/2023","13",5335,5804,1.3955326080322266,1.2287546396255493,-0.16677796840667725,1.9869221374392509E-2,79.88800048828125,-8.3937845230102539,1,1,-0.19945992529392242,-0.19224140048027039,-0.17719739675521851,-0.16677796840667725,-0.15635854005813599,-0.14131453633308411,-0.13409601151943207,8.0996713638305664,7.1316919326782227,-0.9679793119430542,0.11532095819711685,-1.1576653718948364,-1.1157691478729248,-1.0284537076950073,-0.9679793119430542,-0.90750497579574585,-0.82018959522247314,-0.77829325199127197,0]
[{"$f":"Data[[#This Row],[category]]&Data[[#This Row],[subcategory]]&Data[[#This Row],[delivered]]&Data[[#This Row],[date]]&Data[[#This Row],[hour]]","v":"AllAll study segmentsEnd Use Load7/25/202314"},"All","All study segments","End Use Load",2023,"7/25/2023","14",5335,5804,0.92606592178344727,0.66126543283462524,-0.26480051875114441,1.6699107363820076E-2,83.016304016113281,-15.857166290283203,1,1,-0.29226809740066528,-0.28620129823684692,-0.27355754375457764,-0.26480051875114441,-0.25604349374771118,-0.24339975416660309,-0.23733292520046234,5.3748865127563477,3.837984561920166,-1.5369021892547607,9.6921622753143311E-2,-1.6963239908218384,-1.6611123085021973,-1.5877280235290527,-1.5369021892547607,-1.4860764741897583,-1.4126921892166138,-1.3774802684783936,0]
[{"$f":"Data[[#This Row],[category]]&Data[[#This Row],[subcategory]]&Data[[#This Row],[delivered]]&Data[[#This Row],[date]]&Data[[#This Row],[hour]]","v":"AllAll study segmentsEnd Use Load7/25/202315"},"All","All study segments","End Use Load",2023,"7/25/2023","15",5335,5804,0.48846867680549622,0.21918594837188721,-0.26928272843360901,1.3523331843316555E-2,85.699996948242188,-19.912454605102539,1,1,-0.29152661561965942,-0.2866135835647583,-0.27637436985969543,-0.26928272843360901,-0.26219108700752258,-0.25195187330245972,-0.2470388263463974,2.8350722789764404,1.2721552848815918,-1.5629169940948486,7.8489415347576141E-2,-1.6920205354690552,-1.6635051965713501,-1.6040768623352051,-1.5629169940948486,-1.5217571258544922,-1.4623286724090576,-1.4338133335113525,0]
[{"$f":"Data[[#This Row],[category]]&Data[[#This Row],[subcategory]]&Data[[#This Row],[delivered]]&Data[[#This Row],[date]]&Data[[#This Row],[hour]]","v":"AllAll study segmentsEnd Use Load7/25/202316"},"All","All study segments","End Use Load",2023,"7/25/2023","16",5335,5804,-6.0090799815952778E-3,-0.2029825747013092,-0.19697348773479462,1.2764886021614075E-2,87.421463012695313,-15.430885314941406,1,1,-0.21796984970569611,-0.21333234012126923,-0.20366740226745605,-0.19697348773479462,-0.19027957320213318,-0.18061463534832001,-0.17597712576389313,-3.487670049071312E-2,-1.1781108379364014,-1.1432341337203979,7.4087396264076233E-2,-1.2650970220565796,-1.2381808757781982,-1.1820856332778931,-1.1432341337203979,-1.1043826341629028,-1.0482873916625977,-1.0213712453842163,0]
[{"$f":"Data[[#This Row],[category]]&Data[[#This Row],[subcategory]]&Data[[#This Row],[delivered]]&Data[[#This Row],[date]]&Data[[#This Row],[hour]]","v":"AllAll study segmentsEnd Use Load7/25/202317"},"All","All study segments","End Use Load",2023,"7/25/2023","17",5335,5804,-0.56887602806091309,-0.78676360845565796,-0.21788759529590607,1.4674852602183819E-2,87.537300109863281,-14.847685813903809,1,1,-0.24202558398246765,-0.23669417202472687,-0.22558309137821198,-0.21788759529590607,-0.21019209921360016,-0.19908101856708527,-0.19374960660934448,-3.3017563819885254,-4.5663762092590332,-1.2646195888519287,8.5172846913337708E-2,-1.4047164916992188,-1.3737729787826538,-1.3092842102050781,-1.2646195888519287,-1.2199549674987793,-1.1554661989212036,-1.1245226860046387,0]
[{"$f":"Data[[#This Row],[category]]&Data[[#This Row],[subcategory]]&Data[[#This Row],[delivered]]&Data[[#This Row],[date]]&Data[[#This Row],[hour]]","v":"AllAll study segmentsEnd Use Load7/25/202318"},"All","All study segments","End Use Load",2023,"7/25/2023","18",5335,5804,-0.84638798236846924,-1.0879385471343994,-0.24155052006244659,1.556825079023838E-2,86.419403076171875,-15.515584945678711,1,1,-0.26715800166130066,-0.26150202751159668,-0.24971452355384827,-0.24155052006244659,-0.23338651657104492,-0.22159899771213531,-0.21594302356243134,-4.9124360084533691,-6.3143954277038574,-1.4019591808319092,9.0358130633831024E-2,-1.5505850315093994,-1.517757773399353,-1.4493430852890015,-1.4019591808319092,-1.3545753955841064,-1.2861605882644653,-1.2533333301544189,0]
[{"$f":"Data[[#This Row],[category]]&Data[[#This Row],[subcategory]]&Data[[#This Row],[delivered]]&Data[[#This Row],[date]]&Data[[#This Row],[hour]]","v":"AllAll study segmentsEnd Use Load7/25/202319"},"All","All study segments","End Use Load",2023,"7/25/2023","19",5335,5804,-0.95761466026306152,-1.255914568901062,-0.2982998788356781,1.6130756586790085E-2,83.943580627441406,-18.49261474609375,1,1,-0.32483261823654175,-0.31897228956222534,-0.30675885081291199,-0.2982998788356781,-0.28984090685844421,-0.27762746810913086,-0.27176713943481445,-5.5579953193664551,-7.2893280982971191,-1.731332540512085,9.3622907996177673E-2,-1.8853285312652588,-1.8513151407241821,-1.780428409576416,-1.731332540512085,-1.6822366714477539,-1.6113498210906982,-1.5773364305496216,0]
[{"$f":"Data[[#This Row],[category]]&Data[[#This Row],[subcategory]]&Data[[#This Row],[delivered]]&Data[[#This Row],[date]]&Data[[#This Row],[hour]]","v":"AllAll study segmentsEnd Use Load7/25/202320"},"All","All study segments","End Use Load",2023,"7/25/2023","20",5335,5804,-1.0034031867980957,-2.4640214443206787,-1.4606183767318726,2.0063228905200958E-2,80.682571411132813,-72.800765991210938,1,1,-1.493619441986084,-1.4863303899765015,-1.4711395502090454,-1.4606183767318726,-1.4500972032546997,-1.4349063634872437,-1.4276173114776611,-5.8237519264221191,-14.301180839538574,-8.4774293899536133,0.11644697934389114,-8.6689672470092773,-8.6266613006591797,-8.5384941101074219,-8.4774293899536133,-8.4163637161254883,-8.3281965255737305,-8.2858905792236328,0]
[{"$f":"Data[[#This Row],[category]]&Data[[#This Row],[subcategory]]&Data[[#This Row],[delivered]]&Data[[#This Row],[date]]&Data[[#This Row],[hour]]","v":"AllAll study segmentsEnd Use Load7/25/202321"},"All","All study segments","End Use Load",2023,"7/25/2023","21",5335,5804,-0.96606713533401489,-5.3824858665466309,-4.4164190292358398,5.5233336985111237E-2,75.778350830078125,-79.959304809570313,1,1,-4.5072698593139648,-4.4872035980224609,-4.4453835487365723,-4.4164190292358398,-4.3874545097351074,-4.3456344604492188,-4.3255681991577148,-5.6070537567138672,-31.239948272705078,-25.632896423339844,0.32057428359985352,-26.160194396972656,-26.043729782104492,-25.801006317138672,-25.632896423339844,-25.464786529541016,-25.222063064575195,-25.105598449707031,0]
[{"$f":"Data[[#This Row],[category]]&Data[[#This Row],[subcategory]]&Data[[#This Row],[delivered]]&Data[[#This Row],[date]]&Data[[#This Row],[hour]]","v":"AllAll study segmentsEnd Use Load7/25/202322"},"All","All study segments","End Use Load",2023,"7/25/2023","22",5335,5804,-0.73751252889633179,-0.4111754298210144,0.32633709907531738,1.8514061346650124E-2,71.596908569335938,17.626445770263672,1,1,0.29588419198989868,0.3026103675365448,0.31662830710411072,0.32633709907531738,0.33604589104652405,0.35006383061408997,0.35679000616073608,-4.2805228233337402,-2.3864622116088867,1.894060492515564,0.10745561122894287,1.7173118591308594,1.7563505172729492,1.8377107381820679,1.894060492515564,1.9504103660583496,2.0317704677581787,2.0708091259002686,0]
[{"$f":"Data[[#This Row],[category]]&Data[[#This Row],[subcategory]]&Data[[#This Row],[delivered]]&Data[[#This Row],[date]]&Data[[#This Row],[hour]]","v":"AllAll study segmentsEnd Use Load7/25/202323"},"All","All study segments","End Use Load",2023,"7/25/2023","23",5335,5804,-0.62975502014160156,-0.30247929692268372,0.32727575302124023,1.3584854081273079E-2,68.936172485351563,24.091222763061523,1,1,0.30493065714836121,0.30986607074737549,0.32015183568000793,0.32727575302124023,0.33439967036247253,0.34468543529510498,0.34962084889411926,-3.6550981998443604,-1.7555898427963257,1.8995084762573242,7.8846491873264313E-2,1.769817590713501,1.7984626293182373,1.8581612110137939,1.8995084762573242,1.9408557415008545,2.0005543231964111,2.0291993618011475,0]
[{"$f":"Data[[#This Row],[category]]&Data[[#This Row],[subcategory]]&Data[[#This Row],[delivered]]&Data[[#This Row],[date]]&Data[[#This Row],[hour]]","v":"AllAll study segmentsEnd Use Load7/25/202324"},"All","All study segments","End Use Load",2023,"7/25/2023","24",5335,5804,-0.39709433913230896,-0.14325509965419769,0.25383922457695007,1.0752644389867783E-2,67.131118774414063,23.607143402099609,1,1,0.23615269362926483,0.24005915224552155,0.24820053577423096,0.25383922457695007,0.25947791337966919,0.26761928200721741,0.27152574062347412,-2.3047356605529785,-0.83145260810852051,1.4732828140258789,6.2408346682786942E-2,1.3706302642822266,1.3933032751083374,1.4405559301376343,1.4732828140258789,1.5060098171234131,1.5532623529434204,1.5759353637695313,0]
[{"$f":"Data[[#This Row],[category]]&Data[[#This Row],[subcategory]]&Data[[#This Row],[delivered]]&Data[[#This Row],[date]]&Data[[#This Row],[hour]]","v":"AllAll study segmentsEnd Use Load7/25/2023Event Window"},"All","All study segments","End Use Load",2023,"7/25/2023","Event Window",5335,5804,-0.96606713533401489,-5.3824858665466309,-4.4164190292358398,5.5233336985111237E-2,75.778350830078125,-79.959304809570313,1,1,-4.5072698593139648,-4.4872035980224609,-4.4453835487365723,-4.4164190292358398,-4.3874545097351074,-4.3456344604492188,-4.3255681991577148,-5.6070537567138672,-31.239948272705078,-25.632896423339844,0.32057428359985352,-26.160194396972656,-26.043729782104492,-25.801006317138672,-25.632896423339844,-25.464786529541016,-25.222063064575195,-25.105598449707031,0]
[{"$f":"Data[[#This Row],[category]]&Data[[#This Row],[subcategory]]&Data[[#This Row],[delivered]]&Data[[#This Row],[date]]&Data[[#This Row],[hour]]","v":"AllAll study segmentsEnd Use Load7/26/20231"},"All","All study segments","End Use Load",2023,"7/26/2023","1",5335,5803,0.30306404829025269,0.52278441190719604,0.21972033381462097,1.5224136412143707E-2,63.473194122314453,14.432367324829102,1,1,0.19467885792255402,0.20020981132984161,0.21173678338527679,0.21972033381462097,0.22770388424396515,0.23923085629940033,0.24476180970668793,1.7586807012557983,3.0337178707122803,1.2750370502471924,8.8345661759376526E-2,1.1297214031219482,1.1618175506591797,1.2287085056304932,1.2750370502471924,1.3213655948638916,1.3882566690444946,1.4203528165817261,0]
[{"$f":"Data[[#This Row],[category]]&Data[[#This Row],[subcategory]]&Data[[#This Row],[delivered]]&Data[[#This Row],[date]]&Data[[#This Row],[hour]]","v":"AllAll study segmentsEnd Use Load7/26/20232"},"All","All study segments","End Use Load",2023,"7/26/2023","2",5335,5803,0.1271873414516449,0.37402528524398804,0.24683795869350433,1.5557467937469482E-2,64.453422546386719,15.866204261779785,1,1,0.22124819457530975,0.22690026462078094,0.23867961764335632,0.24683795869350433,0.25499629974365234,0.26677566766738892,0.27242770791053772,0.73806816339492798,2.170468807220459,1.4324007034301758,9.0279988944530487E-2,1.2839032411575317,1.3167022466659546,1.385057806968689,1.4324007034301758,1.479743480682373,1.548099160194397,1.5808980464935303,0]
[{"$f":"Data[[#This Row],[category]]&Data[[#This Row],[subcategory]]&Data[[#This Row],[delivered]]&Data[[#This Row],[date]]&Data[[#This Row],[hour]]","v":"AllAll study segmentsEnd Use Load7/26/20233"},"All","All study segments","End Use Load",2023,"7/26/2023","3",5335,5803,-0.12076986581087112,1.1388315819203854E-2,0.13215819001197815,8.8285598903894424E-3,63.276477813720703,14.969393730163574,1,1,0.11763650178909302,0.12084393203258514,0.12752848863601685,0.13215819001197815,0.13678789138793945,0.14347244799137115,0.14667987823486328,-0.70082753896713257,6.608639657497406E-2,0.76691395044326782,5.1232133060693741E-2,0.68264460563659668,0.70125734806060791,0.74004781246185303,0.76691395044326782,0.79378014802932739,0.83257061243057251,0.85118335485458374,0]
[{"$f":"Data[[#This Row],[category]]&Data[[#This Row],[subcategory]]&Data[[#This Row],[delivered]]&Data[[#This Row],[date]]&Data[[#This Row],[hour]]","v":"AllAll study segmentsEnd Use Load7/26/20234"},"All","All study segments","End Use Load",2023,"7/26/2023","4",5335,5803,-0.17106091976165771,-8.7104104459285736E-2,8.3956815302371979E-2,5.4658395238220692E-3,62.211902618408203,15.360278129577637,1,1,7.4966311454772949E-2,7.6952062547206879E-2,8.1090524792671204E-2,8.3956815302371979E-2,8.6823105812072754E-2,9.0961568057537079E-2,9.2947319149971008E-2,-0.99266654253005981,-0.50546509027481079,0.48720139265060425,3.1718265265226364E-2,0.43502950668334961,0.4465528130531311,0.47056832909584045,0.48720139265060425,0.50383448600769043,0.52784997224807739,0.53937327861785889,0]
[{"$f":"Data[[#This Row],[category]]&Data[[#This Row],[subcategory]]&Data[[#This Row],[delivered]]&Data[[#This Row],[date]]&Data[[#This Row],[hour]]","v":"AllAll study segmentsEnd Use Load7/26/20235"},"All","All study segments","End Use Load",2023,"7/26/2023","5",5335,5803,-0.15557748079299927,-7.2738498449325562E-2,8.2838982343673706E-2,5.3121293894946575E-3,61.171413421630859,15.594307899475098,1,1,7.410130649805069E-2,7.6031215488910675E-2,8.005329966545105E-2,8.2838982343673706E-2,8.5624665021896362E-2,8.9646749198436737E-2,9.1576658189296722E-2,-0.90281611680984497,-0.42210149765014648,0.48071461915969849,3.0826287344098091E-2,0.4300098717212677,0.44120913743972778,0.46454930305480957,0.48071461915969849,0.4968799352645874,0.52022010087966919,0.53141933679580688,0]
[{"$f":"Data[[#This Row],[category]]&Data[[#This Row],[subcategory]]&Data[[#This Row],[delivered]]&Data[[#This Row],[date]]&Data[[#This Row],[hour]]","v":"AllAll study segmentsEnd Use Load7/26/20236"},"All","All study segments","End Use Load",2023,"7/26/2023","6",5335,5803,-0.15669351816177368,-6.7636057734489441E-2,8.9057460427284241E-2,4.9639586359262466E-3,60.540206909179688,17.940814971923828,1,1,8.0892473459243774E-2,8.2695893943309784E-2,8.64543616771698E-2,8.9057460427284241E-2,9.1660559177398682E-2,9.5419026911258698E-2,9.7222447395324707E-2,-0.90929245948791504,-0.39249205589294434,0.51680046319961548,2.8805851936340332E-2,0.46941903233528137,0.47988426685333252,0.50169467926025391,0.51680046319961548,0.53190624713897705,0.55371659994125366,0.5641818642616272,0]
[{"$f":"Data[[#This Row],[category]]&Data[[#This Row],[subcategory]]&Data[[#This Row],[delivered]]&Data[[#This Row],[date]]&Data[[#This Row],[hour]]","v":"AllAll study segmentsEnd Use Load7/26/20237"},"All","All study segments","End Use Load",2023,"7/26/2023","7",5335,5803,-0.10721972584724426,-1.4955576509237289E-2,9.2264145612716675E-2,4.4185114093124866E-3,60.269821166992188,20.88127326965332,1,1,8.4996342658996582E-2,8.6601592600345612E-2,8.994707465171814E-2,9.2264145612716675E-2,9.458121657371521E-2,9.7926698625087738E-2,9.9531948566436768E-2,-0.62219607830047607,-8.6787208914756775E-2,0.53540885448455811,2.5640621781349182E-2,0.49323377013206482,0.50254905223846436,0.52196288108825684,0.53540885448455811,0.54885482788085938,0.56826865673065186,0.577583909034729,0]
[{"$f":"Data[[#This Row],[category]]&Data[[#This Row],[subcategory]]&Data[[#This Row],[delivered]]&Data[[#This Row],[date]]&Data[[#This Row],[hour]]","v":"AllAll study segmentsEnd Use Load7/26/20238"},"All","All study segments","End Use Load",2023,"7/26/2023","8",5335,5803,0.20980030298233032,0.31204536557197571,0.10224505513906479,5.84071921184659E-3,60.961013793945313,17.505559921264648,1,1,9.2637926340103149E-2,9.4759874045848846E-2,9.9182181060314178E-2,0.10224505513906479,0.1053079292178154,0.10973023623228073,0.11185218393802643,1.2174711227416992,1.810799241065979,0.59332805871963501,3.389369323849678E-2,0.53757786750793457,0.54989153146743774,0.57555419206619263,0.59332805871963501,0.61110192537307739,0.63676458597183228,0.64907824993133545,0]
[{"$f":"Data[[#This Row],[category]]&Data[[#This Row],[subcategory]]&Data[[#This Row],[delivered]]&Data[[#This Row],[date]]&Data[[#This Row],[hour]]","v":"AllAll study segmentsEnd Use Load7/26/20239"},"All","All study segments","End Use Load",2023,"7/26/2023","9",5335,5803,0.84935885667800903,0.98487496376037598,0.13551607728004456,9.3411821871995926E-3,63.468135833740234,14.507379531860352,1,1,0.12015119940042496,0.12354487180709839,0.13061755895614624,0.13551607728004456,0.14041459560394287,0.14748728275299072,0.15088094770908356,4.9288296699523926,5.7152295112609863,0.78639978170394897,5.4206881672143936E-2,0.69723743200302124,0.71693086624145508,0.75797367095947266,0.78639978170394897,0.81482589244842529,0.85586869716644287,0.87556213140487671,0]
[{"$f":"Data[[#This Row],[category]]&Data[[#This Row],[subcategory]]&Data[[#This Row],[delivered]]&Data[[#This Row],[date]]&Data[[#This Row],[hour]]","v":"AllAll study segmentsEnd Use Load7/26/202310"},"All","All study segments","End Use Load",2023,"7/26/2023","10",5335,5803,1.6341644525527954,1.9721242189407349,0.33795976638793945,1.3417841866612434E-2,66.764007568359375,25.187341690063477,1,1,0.3158893883228302,0.32076412439346313,0.33092343807220459,0.33795976638793945,0.34499609470367432,0.35515540838241577,0.36003014445304871,9.4830560684204102,11.444236755371094,1.961180567741394,7.7863737940788269E-2,1.8331061601638794,1.8613941669464111,1.9203487634658813,1.961180567741394,2.0020122528076172,2.0609667301177979,2.0892548561096191,0]
[{"$f":"Data[[#This Row],[category]]&Data[[#This Row],[subcategory]]&Data[[#This Row],[delivered]]&Data[[#This Row],[date]]&Data[[#This Row],[hour]]","v":"AllAll study segmentsEnd Use Load7/26/202311"},"All","All study segments","End Use Load",2023,"7/26/2023","11",5335,5803,2.0613551139831543,2.7519495487213135,0.69059455394744873,1.8773442134261131E-2,70.602622985839844,36.785717010498047,1,1,0.65971499681472778,0.66653543710708618,0.68074977397918701,0.69059455394744873,0.70043933391571045,0.71465367078781128,0.72147411108016968,11.962043762207031,15.969563484191895,4.0075201988220215,0.10894228518009186,3.8283262252807617,3.8679051399230957,3.9503910541534424,4.0075201988220215,4.0646495819091797,4.1471352577209473,4.1867141723632813,0]
[{"$f":"Data[[#This Row],[category]]&Data[[#This Row],[subcategory]]&Data[[#This Row],[delivered]]&Data[[#This Row],[date]]&Data[[#This Row],[hour]]","v":"AllAll study segmentsEnd Use Load7/26/202312"},"All","All study segments","End Use Load",2023,"7/26/2023","12",5335,5803,1.8636438846588135,2.8064994812011719,0.9428555965423584,2.2830711677670479E-2,73.76251220703125,41.297687530517578,1,1,0.90530240535736084,0.91359686851501465,0.93088316917419434,0.9428555965423584,0.95482802391052246,0.97211432456970215,0.98040878772735596,10.814725875854492,16.286115646362305,5.4713912010192871,0.13248662650585175,5.2534699440002441,5.301602840423584,5.4019150733947754,5.4713912010192871,5.5408668518066406,5.6411795616149902,5.6893119812011719,0]
[{"$f":"Data[[#This Row],[category]]&Data[[#This Row],[subcategory]]&Data[[#This Row],[delivered]]&Data[[#This Row],[date]]&Data[[#This Row],[hour]]","v":"AllAll study segmentsEnd Use Load7/26/202313"},"All","All study segments","End Use Load",2023,"7/26/2023","13",5335,5803,1.3427332639694214,2.4199576377868652,1.0772243738174438,2.4161949753761292E-2,76.643203735351563,44.583503723144531,1,1,1.0374815464019775,1.0462596416473389,1.0645538568496704,1.0772243738174438,1.0898948907852173,1.1081891059875488,1.1169672012329102,7.7918810844421387,14.043014526367188,6.2511329650878906,0.1402117908000946,6.020505428314209,6.0714445114135742,6.1776061058044434,6.2511329650878906,6.3246598243713379,6.430821418762207,6.4817605018615723,0]
[{"$f":"Data[[#This Row],[category]]&Data[[#This Row],[subcategory]]&Data[[#This Row],[delivered]]&Data[[#This Row],[date]]&Data[[#This Row],[hour]]","v":"AllAll study segmentsEnd Use Load7/26/202314"},"All","All study segments","End Use Load",2023,"7/26/2023","14",5335,5803,0.83053755760192871,1.8582327365875244,1.0276951789855957,3.1265508383512497E-2,79.320243835449219,32.86993408203125,1,1,0.97626799345016479,0.98762679100036621,1.0112994909286499,1.0276951789855957,1.0440908670425415,1.0677635669708252,1.0791223049163818,4.8196096420288086,10.783324241638184,5.9637150764465332,0.18143375217914581,5.665283203125,5.7311983108520508,5.8685708045959473,5.9637150764465332,6.0588593482971191,6.1962318420410156,6.2621469497680664,0]
[{"$f":"Data[[#This Row],[category]]&Data[[#This Row],[subcategory]]&Data[[#This Row],[delivered]]&Data[[#This Row],[date]]&Data[[#This Row],[hour]]","v":"AllAll study segmentsEnd Use Load7/26/202315"},"All","All study segments","End Use Load",2023,"7/26/2023","15",5335,5803,0.40129902958869934,0.69615417718887329,0.29485511779785156,2.0151982083916664E-2,80.998497009277344,14.631568908691406,1,1,0.26170805096626282,0.26902931928634644,0.28428742289543152,0.29485511779785156,0.30542281270027161,0.32068091630935669,0.32800218462944031,2.3287382125854492,4.0397825241088867,1.7110441923141479,0.11694195121526718,1.5186917781829834,1.561177134513855,1.6497199535369873,1.7110441923141479,1.7723685503005981,1.8609113693237305,1.9033967256546021,0]
[{"$f":"Data[[#This Row],[category]]&Data[[#This Row],[subcategory]]&Data[[#This Row],[delivered]]&Data[[#This Row],[date]]&Data[[#This Row],[hour]]","v":"AllAll study segmentsEnd Use Load7/26/202316"},"All","All study segments","End Use Load",2023,"7/26/2023","16",5335,5803,-7.251054048538208E-2,0.26190704107284546,0.33441758155822754,1.6071630641818047E-2,81.768135070800781,20.807943344116211,1,1,0.30798208713531494,0.31382095813751221,0.32598960399627686,0.33441758155822754,0.34284555912017822,0.35501420497894287,0.36085307598114014,-0.42077866196632385,1.5198465585708618,1.9406251907348633,9.3263670802116394E-2,1.7872200012207031,1.8211029767990112,1.8917176723480225,1.9406251907348633,1.9895328283309937,2.0601475238800049,2.0940303802490234,0]
[{"$f":"Data[[#This Row],[category]]&Data[[#This Row],[subcategory]]&Data[[#This Row],[delivered]]&Data[[#This Row],[date]]&Data[[#This Row],[hour]]","v":"AllAll study segmentsEnd Use Load7/26/202317"},"All","All study segments","End Use Load",2023,"7/26/2023","17",5335,5803,-0.59430158138275146,7.1486413478851318E-2,0.66578799486160278,2.0016435533761978E-2,81.670570373535156,33.262065887451172,1,1,0.63286387920379639,0.64013588428497314,0.65529137849807739,0.66578799486160278,0.67628461122512817,0.69144010543823242,0.69871211051940918,-3.4487321376800537,0.41483566164970398,3.8635678291320801,0.11615537852048874,3.6725091934204102,3.7147085666656494,3.8026559352874756,3.8635678291320801,3.9244794845581055,4.0124268531799316,4.05462646484375,0]
[{"$f":"Data[[#This Row],[category]]&Data[[#This Row],[subcategory]]&Data[[#This Row],[delivered]]&Data[[#This Row],[date]]&Data[[#This Row],[hour]]","v":"AllAll study segmentsEnd Use Load7/26/202318"},"All","All study segments","End Use Load",2023,"7/26/2023","18",5335,5803,-0.87148702144622803,-1.0417994111776352E-2,0.86106902360916138,1.9811660051345825E-2,80.2506103515625,43.462738037109375,1,1,0.82848173379898071,0.83567935228347778,0.85067975521087646,0.86106902360916138,0.87145829200744629,0.88645869493484497,0.89365631341934204,-5.0572390556335449,-6.0455620288848877E-2,4.9967837333679199,0.11496706306934357,4.8076796531677246,4.8494472503662109,4.9364948272705078,4.9967837333679199,5.057072639465332,5.1441197395324707,5.1858878135681152,0]
[{"$f":"Data[[#This Row],[category]]&Data[[#This Row],[subcategory]]&Data[[#This Row],[delivered]]&Data[[#This Row],[date]]&Data[[#This Row],[hour]]","v":"AllAll study segmentsEnd Use Load7/26/202319"},"All","All study segments","End Use Load",2023,"7/26/2023","19",5335,5803,-1.0037379264831543,-6.4434757232666016,-5.4397377967834473,4.7847755253314972E-2,77.761482238769531,-113.68846130371094,1,1,-5.5184402465820313,-5.5010571479797363,-5.4648289680480957,-5.4397377967834473,-5.4146466255187988,-5.3784184455871582,-5.3610353469848633,-5.8246912956237793,-37.391490936279297,-31.566799163818359,0.27766051888465881,-32.023509979248047,-31.922634124755859,-31.71240234375,-31.566799163818359,-31.421194076538086,-31.210962295532227,-31.110088348388672,0]
[{"$f":"Data[[#This Row],[category]]&Data[[#This Row],[subcategory]]&Data[[#This Row],[delivered]]&Data[[#This Row],[date]]&Data[[#This Row],[hour]]","v":"AllAll study segmentsEnd Use Load7/26/202320"},"All","All study segments","End Use Load",2023,"7/26/2023","20",5335,5803,-1.0614511966705322,-6.0524578094482422,-4.9910068511962891,5.0121698528528214E-2,74.167007446289063,-99.577766418457031,1,1,-5.0734496116638184,-5.0552401542663574,-5.0172905921936035,-4.9910068511962891,-4.9647231101989746,-4.9267735481262207,-4.9085640907287598,-6.1596012115478516,-35.122413635253906,-28.962812423706055,0.29085621237754822,-29.441228866577148,-29.33555793762207,-29.115337371826172,-28.962812423706055,-28.810287475585938,-28.590066909790039,-28.484397888183594,0]
[{"$f":"Data[[#This Row],[category]]&Data[[#This Row],[subcategory]]&Data[[#This Row],[delivered]]&Data[[#This Row],[date]]&Data[[#This Row],[hour]]","v":"AllAll study segmentsEnd Use Load7/26/202321"},"All","All study segments","End Use Load",2023,"7/26/2023","21",5335,5803,-1.0103018283843994,-2.261775016784668,-1.2514731884002686,4.1321836411952972E-2,69.645545959472656,-30.286001205444336,1,1,-1.319441556930542,-1.304429292678833,-1.2731423377990723,-1.2514731884002686,-1.2298040390014648,-1.1985170841217041,-1.1835048198699951,-5.8627815246582031,-13.125080108642578,-7.2622990608215332,0.23979061841964722,-7.6567192077636719,-7.5696029663085938,-7.3880448341369629,-7.2622990608215332,-7.1365528106689453,-6.9549946784973145,-6.8678784370422363,0]
[{"$f":"Data[[#This Row],[category]]&Data[[#This Row],[subcategory]]&Data[[#This Row],[delivered]]&Data[[#This Row],[date]]&Data[[#This Row],[hour]]","v":"AllAll study segmentsEnd Use Load7/26/202322"},"All","All study segments","End Use Load",2023,"7/26/2023","22",5335,5803,-0.76885122060775757,5.0736993551254272E-2,0.81958818435668945,2.0150283351540565E-2,65.820335388183594,40.673778533935547,1,1,0.78644388914108276,0.79376453161239624,0.80902135372161865,0.81958818435668945,0.83015501499176025,0.84541183710098267,0.85273247957229614,-4.4616436958312988,0.29442676901817322,4.7560701370239258,0.11693209409713745,4.5637340545654297,4.6062154769897461,4.6947507858276367,4.7560701370239258,4.8173894882202148,4.9059247970581055,4.9484066963195801,0]
[{"$f":"Data[[#This Row],[category]]&Data[[#This Row],[subcategory]]&Data[[#This Row],[delivered]]&Data[[#This Row],[date]]&Data[[#This Row],[hour]]","v":"AllAll study segmentsEnd Use Load7/26/202323"},"All","All study segments","End Use Load",2023,"7/26/2023","23",5335,5803,-0.65278959274291992,5.717681348323822E-2,0.70996642112731934,1.7888361588120461E-2,63.632801055908203,39.688732147216797,1,1,0.6805427074432373,0.68704158067703247,0.70058578252792358,0.70996642112731934,0.71934705972671509,0.7328912615776062,0.73939013481140137,-3.7881379127502441,0.33179706335067749,4.1199350357055664,0.10380616039037704,3.9491894245147705,3.9869022369384766,4.0654993057250977,4.1199350357055664,4.1743707656860352,4.2529678344726563,4.2906808853149414,0]
[{"$f":"Data[[#This Row],[category]]&Data[[#This Row],[subcategory]]&Data[[#This Row],[delivered]]&Data[[#This Row],[date]]&Data[[#This Row],[hour]]","v":"AllAll study segmentsEnd Use Load7/26/202324"},"All","All study segments","End Use Load",2023,"7/26/2023","24",5335,5803,-0.41381034255027771,8.1141799688339233E-2,0.49495214223861694,1.1134786531329155E-2,62.171882629394531,44.450977325439453,1,1,0.47663703560829163,0.48068234324455261,0.48911306262016296,0.49495214223861694,0.50079125165939331,0.50922197103500366,0.51326721906661987,-2.401341438293457,0.4708658754825592,2.8722071647644043,6.4615167677402496E-2,2.7659246921539307,2.7893996238708496,2.8383231163024902,2.8722071647644043,2.9060916900634766,2.9550151824951172,2.9784896373748779,0]
[{"$f":"Data[[#This Row],[category]]&Data[[#This Row],[subcategory]]&Data[[#This Row],[delivered]]&Data[[#This Row],[date]]&Data[[#This Row],[hour]]","v":"AllAll study segmentsEnd Use Load7/26/2023Event Window"},"All","All study segments","End Use Load",2023,"7/26/2023","Event Window",5335,5803,-1.0251636505126953,-4.9192361831665039,-3.8940725326538086,3.7315886467695236E-2,73.858009338378906,-104.35427856445313,1,1,-3.9554517269134521,-3.9418947696685791,-3.9136409759521484,-3.8940725326538086,-3.8745040893554688,-3.8462502956390381,-3.832693338394165,-5.9490246772766113,-28.546327590942383,-22.59730339050293,0.21654409170150757,-22.953485488891602,-22.874814987182617,-22.710859298706055,-22.59730339050293,-22.483747482299805,-22.319789886474609,-22.241119384765625,0]
[{"$f":"Data[[#This Row],[category]]&Data[[#This Row],[subcategory]]&Data[[#This Row],[delivered]]&Data[[#This Row],[date]]&Data[[#This Row],[hour]]","v":"AllAll study segmentsEnd Use Load8/28/20231"},"All","All study segments","End Use Load",2023,"8/28/2023","1",5614,6094,0.30946975946426392,0.16778025031089783,-0.14168950915336609,1.8083380535244942E-2,63.642055511474609,-7.8353443145751953,1,1,-0.17143402993679047,-0.16486428678035736,-0.1511724442243576,-0.14168950915336609,-0.13220657408237457,-0.11851472407579422,-0.11194499582052231,1.8859087228775024,1.0224528312683105,-0.86345589160919189,0.11020012199878693,-1.0447189807891846,-1.0046830177307129,-0.92124485969543457,-0.86345589160919189,-0.80566686391830444,-0.72222870588302612,-0.68219280242919922,0]
[{"$f":"Data[[#This Row],[category]]&Data[[#This Row],[subcategory]]&Data[[#This Row],[delivered]]&Data[[#This Row],[date]]&Data[[#This Row],[hour]]","v":"AllAll study segmentsEnd Use Load8/28/20232"},"All","All study segments","End Use Load",2023,"8/28/2023","2",5614,6094,0.13392889499664307,7.4159659445285797E-2,-5.9769243001937866E-2,1.4253654517233372E-2,62.921089172363281,-4.1932573318481445,1,1,-8.3214417099952698E-2,-7.8036032617092133E-2,-6.7243866622447968E-2,-5.9769243001937866E-2,-5.2294619381427765E-2,-4.1502449661493301E-2,-3.6324068903923035E-2,0.81616270542144775,0.45192897319793701,-0.36423376202583313,8.6861774325370789E-2,-0.50710862874984741,-0.47555157542228699,-0.40978410840034485,-0.36423376202583313,-0.31868341565132141,-0.25291591882705688,-0.22135888040065765,0]
[{"$f":"Data[[#This Row],[category]]&Data[[#This Row],[subcategory]]&Data[[#This Row],[delivered]]&Data[[#This Row],[date]]&Data[[#This Row],[hour]]","v":"AllAll study segmentsEnd Use Load8/28/20233"},"All","All study segments","End Use Load",2023,"8/28/2023","3",5614,6094,-0.10830852389335632,-0.14660204946994781,-3.8293521851301193E-2,9.5888599753379822E-3,61.75213623046875,-3.9935426712036133,1,1,-5.4065793752670288E-2,-5.0582140684127808E-2,-4.3321926146745682E-2,-3.8293521851301193E-2,-3.3265117555856705E-2,-2.6004903018474579E-2,-2.2521249949932098E-2,-0.66003215312957764,-0.89339286088943481,-0.23336072266101837,5.8434512466192245E-2,-0.32947695255279541,-0.30824756622314453,-0.26400381326675415,-0.23336072266101837,-0.20271763205528259,-0.15847387909889221,-0.13724449276924133,0]
[{"$f":"Data[[#This Row],[category]]&Data[[#This Row],[subcategory]]&Data[[#This Row],[delivered]]&Data[[#This Row],[date]]&Data[[#This Row],[hour]]","v":"AllAll study segmentsEnd Use Load8/28/20234"},"All","All study segments","End Use Load",2023,"8/28/2023","4",5614,6094,-0.15783888101577759,-0.19402885437011719,-3.6189980804920197E-2,6.0336156748235226E-3,60.220607757568359,-5.9980587959289551,1,1,-4.6114396303892136E-2,-4.3922372162342072E-2,-3.9354011416435242E-2,-3.6189980804920197E-2,-3.3025950193405151E-2,-2.8457591310143471E-2,-2.6265565305948257E-2,-0.96187013387680054,-1.182411789894104,-0.22054174542427063,3.6768853664398193E-2,-0.2810211181640625,-0.26766294240951538,-0.23982334136962891,-0.22054174542427063,-0.20126013457775116,-0.17342056334018707,-0.16006235778331757,0]
[{"$f":"Data[[#This Row],[category]]&Data[[#This Row],[subcategory]]&Data[[#This Row],[delivered]]&Data[[#This Row],[date]]&Data[[#This Row],[hour]]","v":"AllAll study segmentsEnd Use Load8/28/20235"},"All","All study segments","End Use Load",2023,"8/28/2023","5",5614,6094,-0.14450177550315857,-0.19669139385223389,-5.2189614623785019E-2,6.3500856049358845E-3,59.576770782470703,-8.2187261581420898,1,1,-6.2634572386741638E-2,-6.0327578336000443E-2,-5.5519603192806244E-2,-5.2189614623785019E-2,-4.8859626054763794E-2,-4.4051650911569595E-2,-4.1744653135538101E-2,-0.88059383630752563,-1.1986373662948608,-0.31804350018501282,3.8697421550750732E-2,-0.38169509172439575,-0.36763626337051392,-0.33833646774291992,-0.31804350018501282,-0.2977505624294281,-0.26845076680183411,-0.25439190864562988,0]
[{"$f":"Data[[#This Row],[category]]&Data[[#This Row],[subcategory]]&Data[[#This Row],[delivered]]&Data[[#This Row],[date]]&Data[[#This Row],[hour]]","v":"AllAll study segmentsEnd Use Load8/28/20236"},"All","All study segments","End Use Load",2023,"8/28/2023","6",5614,6094,-0.14774689078330994,-0.18725371360778809,-3.9506819099187851E-2,5.401968490332365E-3,59.101619720458984,-7.3134117126464844,1,1,-4.8392266035079956E-2,-4.6429719775915146E-2,-4.2339615523815155E-2,-3.9506819099187851E-2,-3.6674022674560547E-2,-3.2583918422460556E-2,-3.0621372163295746E-2,-0.90036952495574951,-1.1411241292953491,-0.24075455963611603,3.2919596880674362E-2,-0.29490247368812561,-0.28294271230697632,-0.25801762938499451,-0.24075455963611603,-0.22349148988723755,-0.19856639206409454,-0.18660664558410645,0]
[{"$f":"Data[[#This Row],[category]]&Data[[#This Row],[subcategory]]&Data[[#This Row],[delivered]]&Data[[#This Row],[date]]&Data[[#This Row],[hour]]","v":"AllAll study segmentsEnd Use Load8/28/20237"},"All","All study segments","End Use Load",2023,"8/28/2023","7",5614,6094,-9.6047371625900269E-2,-0.19075237214565277,-9.4704993069171906E-2,5.1107918843626976E-3,58.386531829833984,-18.5303955078125,1,1,-0.10311149805784225,-0.10125473886728287,-9.7385093569755554E-2,-9.4704993069171906E-2,-9.2024892568588257E-2,-8.8155247271060944E-2,-8.6298488080501556E-2,-0.58531266450881958,-1.1624449491500854,-0.57713222503662109,3.1145166605710983E-2,-0.62836146354675293,-0.61704635620117188,-0.59346473217010498,-0.57713222503662109,-0.56079971790313721,-0.53721809387207031,-0.52590298652648926,0]
[{"$f":"Data[[#This Row],[category]]&Data[[#This Row],[subcategory]]&Data[[#This Row],[delivered]]&Data[[#This Row],[date]]&Data[[#This Row],[hour]]","v":"AllAll study segmentsEnd Use Load8/28/20238"},"All","All study segments","End Use Load",2023,"8/28/2023","8",5614,6094,0.19587618112564087,5.8205600827932358E-2,-0.13767057657241821,6.903340108692646E-3,58.941219329833984,-19.942604064941406,1,1,-0.149025559425354,-0.1465175598859787,-0.14129069447517395,-0.13767057657241821,-0.13405045866966248,-0.12882359325885773,-0.12631559371948242,1.1936694383621216,0.35470494627952576,-0.83896452188491821,4.2068954557180405E-2,-0.90816175937652588,-0.89287799596786499,-0.86102551221847534,-0.83896452188491821,-0.81690347194671631,-0.78505098819732666,-0.76976722478866577,0]
[{"$f":"Data[[#This Row],[category]]&Data[[#This Row],[subcategory]]&Data[[#This Row],[delivered]]&Data[[#This Row],[date]]&Data[[#This Row],[hour]]","v":"AllAll study segmentsEnd Use Load8/28/20239"},"All","All study segments","End Use Load",2023,"8/28/2023","9",5614,6094,0.7403448224067688,0.76980787515640259,2.9463078826665878E-2,1.0153818875551224E-2,63.065105438232422,2.901674747467041,1,1,1.2761533260345459E-2,1.6450436785817146E-2,2.413841150701046E-2,2.9463078826665878E-2,3.4787748008966446E-2,4.247572273015976E-2,4.6164624392986298E-2,4.5116615295410156,4.6912093162536621,0.1795479953289032,6.1877373605966568E-2,7.7768780291080475E-2,0.10024896264076233,0.14709948003292084,0.1795479953289032,0.21199654042720795,0.25884705781936646,0.28132721781730652,0]
[{"$f":"Data[[#This Row],[category]]&Data[[#This Row],[subcategory]]&Data[[#This Row],[delivered]]&Data[[#This Row],[date]]&Data[[#This Row],[hour]]","v":"AllAll study segmentsEnd Use Load8/28/202310"},"All","All study segments","End Use Load",2023,"8/28/2023","10",5614,6094,1.4706982374191284,1.619471549987793,0.14877322316169739,1.3320304453372955E-2,67.684181213378906,11.168905258178711,1,1,0.1268632709980011,0.13170257210731506,0.141788050532341,0.14877322316169739,0.15575839579105377,0.16584387421607971,0.17068317532539368,8.9624347686767578,9.8690595626831055,0.90662401914596558,8.1173934042453766E-2,0.77310478687286377,0.80259549617767334,0.86405640840530396,0.90662401914596558,0.94919168949127197,1.0106525421142578,1.0401432514190674,0]
[{"$f":"Data[[#This Row],[category]]&Data[[#This Row],[subcategory]]&Data[[#This Row],[delivered]]&Data[[#This Row],[date]]&Data[[#This Row],[hour]]","v":"AllAll study segmentsEnd Use Load8/28/202311"},"All","All study segments","End Use Load",2023,"8/28/2023","11",5614,6094,1.9214528799057007,2.1715803146362305,0.25012737512588501,1.823459193110466E-2,72.192733764648438,13.717190742492676,1,1,0.22013413906097412,0.22675880789756775,0.24056515097618103,0.25012737512588501,0.25968959927558899,0.27349594235420227,0.2801206111907959,11.709333419799805,13.233610153198242,1.5242762565612793,0.11112160235643387,1.3414974212646484,1.3818681240081787,1.4660040140151978,1.5242762565612793,1.5825483798980713,1.6666842699050903,1.7070549726486206,0]
[{"$f":"Data[[#This Row],[category]]&Data[[#This Row],[subcategory]]&Data[[#This Row],[delivered]]&Data[[#This Row],[date]]&Data[[#This Row],[hour]]","v":"AllAll study segmentsEnd Use Load8/28/202312"},"All","All study segments","End Use Load",2023,"8/28/2023","12",5614,6094,1.8085175752639771,2.0198419094085693,0.21132442355155945,2.1222334355115891E-2,76.574989318847656,9.9576425552368164,1,1,0.1764167845249176,0.18412691354751587,0.20019541680812836,0.21132442355155945,0.22245343029499054,0.23852193355560303,0.24623206257820129,11.021105766296387,12.308917045593262,1.2878110408782959,0.12932890653610229,1.07508385181427,1.1220693588256836,1.2199908494949341,1.2878110408782959,1.3556312322616577,1.4535526037216187,1.5005382299423218,0]
[{"$f":"Data[[#This Row],[category]]&Data[[#This Row],[subcategory]]&Data[[#This Row],[delivered]]&Data[[#This Row],[date]]&Data[[#This Row],[hour]]","v":"AllAll study segmentsEnd Use Load8/28/202313"},"All","All study segments","End Use Load",2023,"8/28/2023","13",5614,6094,1.3724148273468018,1.4329280853271484,6.0513276606798172E-2,2.0810818299651146E-2,80.06982421875,2.9077796936035156,1,1,2.6282526552677155E-2,3.3843141049146652E-2,4.9600072205066681E-2,6.0513276606798172E-2,7.1426481008529663E-2,8.718341588973999E-2,9.4744026660919189E-2,8.3634958267211914,8.7322635650634766,0.36876791715621948,0.1268211305141449,0.16016571223735809,0.20624010264873505,0.30226284265518188,0.36876791715621948,0.43527296185493469,0.53129571676254272,0.57737010717391968,0]
[{"$f":"Data[[#This Row],[category]]&Data[[#This Row],[subcategory]]&Data[[#This Row],[delivered]]&Data[[#This Row],[date]]&Data[[#This Row],[hour]]","v":"AllAll study segmentsEnd Use Load8/28/202314"},"All","All study segments","End Use Load",2023,"8/28/2023","14",5614,6094,0.90901452302932739,0.78743410110473633,-0.12158045917749405,1.7124243080615997E-2,83.118545532226563,-7.0999026298522949,1,1,-0.1497473269701004,-0.14352606236934662,-0.13056042790412903,-0.12158045917749405,-0.11260049790143967,-9.9634855985641479E-2,-9.3413583934307098E-2,5.5395345687866211,4.7986235618591309,-0.74091130495071411,0.10435513406991959,-0.91256022453308105,-0.87464779615402222,-0.79563522338867188,-0.74091130495071411,-0.68618744611740112,-0.60717481374740601,-0.56926238536834717,0]
[{"$f":"Data[[#This Row],[category]]&Data[[#This Row],[subcategory]]&Data[[#This Row],[delivered]]&Data[[#This Row],[date]]&Data[[#This Row],[hour]]","v":"AllAll study segmentsEnd Use Load8/28/202315"},"All","All study segments","End Use Load",2023,"8/28/2023","15",5614,6094,0.48486727476119995,0.4032212495803833,-8.1646032631397247E-2,1.5466582961380482E-2,85.611770629882813,-5.2788667678833008,1,1,-0.10708630084991455,-0.10146725922822952,-8.9756719768047333E-2,-8.1646032631397247E-2,-7.3535345494747162E-2,-6.182480975985527E-2,-5.6205768138170242E-2,2.9547810554504395,2.4572303295135498,-0.49755093455314636,9.4253353774547577E-2,-0.65258389711380005,-0.61834150552749634,-0.5469774603843689,-0.49755093455314636,-0.44812440872192383,-0.37676039338111877,-0.34251794219017029,0]
[{"$f":"Data[[#This Row],[category]]&Data[[#This Row],[subcategory]]&Data[[#This Row],[delivered]]&Data[[#This Row],[date]]&Data[[#This Row],[hour]]","v":"AllAll study segmentsEnd Use Load8/28/202316"},"All","All study segments","End Use Load",2023,"8/28/2023","16",5614,6094,1.50311179459095E-2,0.1570708304643631,0.1420397162437439,1.3658334501087666E-2,87.015411376953125,10.399490356445313,1,1,0.11957375705242157,0.12453585863113403,0.1348772794008255,0.1420397162437439,0.14920215308666229,0.15954357385635376,0.16450567543506622,9.1599635779857635E-2,0.95718961954116821,0.86559003591537476,8.3233892917633057E-2,0.72868245840072632,0.75892150402069092,0.82194215059280396,0.86559003591537476,0.90923792123794556,0.97225856781005859,1.0024975538253784,0]
[{"$f":"Data[[#This Row],[category]]&Data[[#This Row],[subcategory]]&Data[[#This Row],[delivered]]&Data[[#This Row],[date]]&Data[[#This Row],[hour]]","v":"AllAll study segmentsEnd Use Load8/28/202317"},"All","All study segments","End Use Load",2023,"8/28/2023","17",5614,6094,-0.49850106239318848,-1.3453509658575058E-2,0.48504754900932312,1.8281629309058189E-2,86.2467041015625,26.531965255737305,1,1,0.45497694611549377,0.46161869168281555,0.47546064853668213,0.48504754900932312,0.49463444948196411,0.5084763765335083,0.51511818170547485,-3.0378654003143311,-8.1985689699649811E-2,2.9558796882629395,0.11140824854373932,2.7726294994354248,2.8131043910980225,2.8974571228027344,2.9558796882629395,3.0143022537231445,3.0986549854278564,3.1391301155090332,0]
[{"$f":"Data[[#This Row],[category]]&Data[[#This Row],[subcategory]]&Data[[#This Row],[delivered]]&Data[[#This Row],[date]]&Data[[#This Row],[hour]]","v":"AllAll study segmentsEnd Use Load8/28/202318"},"All","All study segments","End Use Load",2023,"8/28/2023","18",5614,6094,-0.77199012041091919,-1.9130019471049309E-2,0.75286012887954712,2.0550590008497238E-2,84.627182006835938,36.634475708007813,1,1,0.71905744075775146,0.72652345895767212,0.74208337068557739,0.75286012887954712,0.76363688707351685,0.77919679880142212,0.78666281700134277,-4.7045078277587891,-0.11657834053039551,4.5879297256469727,0.12523528933525085,4.3819360733032227,4.427433967590332,4.5222558975219727,4.5879297256469727,4.6536030769348145,4.7484254837036133,4.7939233779907227,0]
[{"$f":"Data[[#This Row],[category]]&Data[[#This Row],[subcategory]]&Data[[#This Row],[delivered]]&Data[[#This Row],[date]]&Data[[#This Row],[hour]]","v":"AllAll study segmentsEnd Use Load8/28/202319"},"All","All study segments","End Use Load",2023,"8/28/2023","19",5614,6094,-0.90709018707275391,-4.3467674255371094,-3.4396774768829346,3.6338720470666885E-2,81.621574401855469,-94.655990600585938,1,1,-3.4994492530822754,-3.4862475395202637,-3.4587335586547852,-3.4396774768829346,-3.420621395111084,-3.3931074142456055,-3.3799057006835938,-5.5278077125549316,-26.489200592041016,-20.961395263671875,0.22144816815853119,-21.325643539428711,-21.24519157409668,-21.077522277832031,-20.961395263671875,-20.845266342163086,-20.677597045898438,-20.597145080566406,0]
[{"$f":"Data[[#This Row],[category]]&Data[[#This Row],[subcategory]]&Data[[#This Row],[delivered]]&Data[[#This Row],[date]]&Data[[#This Row],[hour]]","v":"AllAll study segmentsEnd Use Load8/28/202320"},"All","All study segments","End Use Load",2023,"8/28/2023","20",5614,6094,-0.97643071413040161,-4.5725679397583008,-3.5961372852325439,3.7110637873411179E-2,76.993141174316406,-96.90313720703125,1,1,-3.6571788787841797,-3.6436965465545654,-3.615598201751709,-3.5961372852325439,-3.5766763687133789,-3.5485780239105225,-3.5350956916809082,-5.9503688812255859,-27.865228652954102,-21.914859771728516,0.22615222632884979,-22.286848068237305,-22.204687118530273,-22.033454895019531,-21.914859771728516,-21.796266555786133,-21.625034332275391,-21.542873382568359,0]
[{"$f":"Data[[#This Row],[category]]&Data[[#This Row],[subcategory]]&Data[[#This Row],[delivered]]&Data[[#This Row],[date]]&Data[[#This Row],[hour]]","v":"AllAll study segmentsEnd Use Load8/28/202321"},"All","All study segments","End Use Load",2023,"8/28/2023","21",5614,6094,-0.95722001791000366,-4.9031906127929688,-3.9459707736968994,4.0480721741914749E-2,72.07196044921875,-97.477775573730469,1,1,-4.0125555992126465,-3.9978489875793457,-3.9671988487243652,-3.9459707736968994,-3.9247426986694336,-3.8940925598144531,-3.8793859481811523,-5.8332986831665039,-29.880043029785156,-24.046745300292969,0.24668951332569122,-24.4525146484375,-24.362892150878906,-24.176109313964844,-24.046745300292969,-23.917381286621094,-23.730600357055664,-23.64097785949707,0]
[{"$f":"Data[[#This Row],[category]]&Data[[#This Row],[subcategory]]&Data[[#This Row],[delivered]]&Data[[#This Row],[date]]&Data[[#This Row],[hour]]","v":"AllAll study segmentsEnd Use Load8/28/202322"},"All","All study segments","End Use Load",2023,"8/28/2023","22",5614,6094,-0.74560123682022095,-8.2871317863464355E-3,0.73731410503387451,2.1294886246323586E-2,68.751869201660156,34.623996734619141,1,1,0.70228713750839233,0.71002358198165894,0.72614705562591553,0.73731410503387451,0.7484811544418335,0.76460462808609009,0.77234107255935669,-4.543694019317627,-5.0501782447099686E-2,4.493192195892334,0.12977103888988495,4.2797379493713379,4.3268837928771973,4.425140380859375,4.493192195892334,4.561244010925293,4.6595005989074707,4.7066464424133301,0]
[{"$f":"Data[[#This Row],[category]]&Data[[#This Row],[subcategory]]&Data[[#This Row],[delivered]]&Data[[#This Row],[date]]&Data[[#This Row],[hour]]","v":"AllAll study segmentsEnd Use Load8/28/202323"},"All","All study segments","End Use Load",2023,"8/28/2023","23",5614,6094,-0.64501464366912842,4.6968165785074234E-2,0.69198280572891235,1.8530188128352165E-2,66.433113098144531,37.343540191650391,1,1,0.6615033745765686,0.6682354211807251,0.68226557970046997,0.69198280572891235,0.70170003175735474,0.71573019027709961,0.7224622368812561,-3.9307191371917725,0.28622400760650635,4.2169432640075684,0.11292296648025513,4.0312013626098633,4.0722265243530273,4.1577262878417969,4.2169432640075684,4.2761597633361816,4.3616600036621094,4.4026846885681152,0]
[{"$f":"Data[[#This Row],[category]]&Data[[#This Row],[subcategory]]&Data[[#This Row],[delivered]]&Data[[#This Row],[date]]&Data[[#This Row],[hour]]","v":"AllAll study segmentsEnd Use Load8/28/202324"},"All","All study segments","End Use Load",2023,"8/28/2023","24",5614,6094,-0.41495883464813232,6.3075974583625793E-2,0.47803482413291931,1.3409122824668884E-2,64.58184814453125,35.649971008300781,1,1,0.45597878098487854,0.46085032820701599,0.47100308537483215,0.47803482413291931,0.48506656289100647,0.49521932005882263,0.50009089708328247,-2.528759241104126,0.38438498973846436,2.9131441116333008,8.1715196371078491E-2,2.7787346839904785,2.8084218502044678,2.8702929019927979,2.9131441116333008,2.9559955596923828,3.0178666114807129,3.0475540161132813,0]
[{"$f":"Data[[#This Row],[category]]&Data[[#This Row],[subcategory]]&Data[[#This Row],[delivered]]&Data[[#This Row],[date]]&Data[[#This Row],[hour]]","v":"AllAll study segmentsEnd Use Load8/28/2023Event Window"},"All","All study segments","End Use Load",2023,"8/28/2023","Event Window",5614,6094,-0.94691359996795654,-4.607508659362793,-3.660595178604126,3.6808300763368607E-2,76.895561218261719,-99.450263977050781,1,1,-3.7211394309997559,-3.7077670097351074,-3.6798975467681885,-3.660595178604126,-3.6412928104400635,-3.6134233474731445,-3.6000509262084961,-5.7704916000366211,-28.078157424926758,-22.307666778564453,0.22430978715419769,-22.676624298095703,-22.595132827758789,-22.425294876098633,-22.307666778564453,-22.190038681030273,-22.02020263671875,-21.938711166381836,0]
[{"$f":"Data[[#This Row],[category]]&Data[[#This Row],[subcategory]]&Data[[#This Row],[delivered]]&Data[[#This Row],[date]]&Data[[#This Row],[hour]]","v":"AllAll study segmentsEnd Use Load8/29/20231"},"All","All study segments","End Use Load",2023,"8/29/2023","1",5614,6095,0.24413047730922699,0.68348842859268188,0.4393579363822937,2.0377574488520622E-2,64.761756896972656,21.560855865478516,1,1,0.40583980083465576,0.41324302554130554,0.42867192625999451,0.4393579363822937,0.4500439465045929,0.46547284722328186,0.47287607192993164,1.4879752397537231,4.1658620834350586,2.6778867244720459,0.12420132011175156,2.4735934734344482,2.5187163352966309,2.612755298614502,2.6778867244720459,2.7430179119110107,2.8370571136474609,2.8821797370910645,0]
[{"$f":"Data[[#This Row],[category]]&Data[[#This Row],[subcategory]]&Data[[#This Row],[delivered]]&Data[[#This Row],[date]]&Data[[#This Row],[hour]]","v":"AllAll study segmentsEnd Use Load8/29/20232"},"All","All study segments","End Use Load",2023,"8/29/2023","2",5614,6095,3.9816569536924362E-2,0.52702689170837402,0.48721033334732056,2.2189823910593987E-2,62.344940185546875,21.956476211547852,1,1,0.45071130990982056,0.4587729275226593,0.47557398676872253,0.48721033334732056,0.49884667992591858,0.51564770936965942,0.52370935678482056,0.24268199503421783,3.2122290134429932,2.9695470333099365,0.13524697721004486,2.7470853328704834,2.7962210178375244,2.8986234664916992,2.9695470333099365,3.0404706001281738,3.1428728103637695,3.1920084953308105,0]
[{"$f":"Data[[#This Row],[category]]&Data[[#This Row],[subcategory]]&Data[[#This Row],[delivered]]&Data[[#This Row],[date]]&Data[[#This Row],[hour]]","v":"AllAll study segmentsEnd Use Load8/29/20233"},"All","All study segments","End Use Load",2023,"8/29/2023","3",5614,6095,-0.16193437576293945,0.1272316575050354,0.28916603326797485,1.1532530188560486E-2,61.132167816162109,25.073945999145508,1,1,0.27019670605659485,0.27438649535179138,0.28311836719512939,0.28916603326797485,0.29521369934082031,0.30394557118415833,0.30813536047935486,-0.98699003458023071,0.77547693252563477,1.7624670267105103,7.029077410697937E-2,1.6468489170074463,1.6723856925964355,1.7256064414978027,1.7624670267105103,1.7993274927139282,1.8525482416152954,1.8780850172042847,0]
[{"$f":"Data[[#This Row],[category]]&Data[[#This Row],[subcategory]]&Data[[#This Row],[delivered]]&Data[[#This Row],[date]]&Data[[#This Row],[hour]]","v":"AllAll study segmentsEnd Use Load8/29/20234"},"All","All study segments","End Use Load",2023,"8/29/2023","4",5614,6095,-0.18911303579807281,-1.2724719941616058E-2,0.17638832330703735,7.3192217387259007E-3,60.049606323242188,24.099327087402344,1,1,0.1643492728471756,0.16700837016105652,0.17255012691020966,0.17638832330703735,0.18022651970386505,0.18576827645301819,0.18842737376689911,-1.1526439189910889,-7.7557168900966644E-2,1.0750868320465088,4.4610656797885895E-2,1.0017088651657104,1.0179159641265869,1.0516930818557739,1.0750868320465088,1.0984805822372437,1.1322576999664307,1.1484647989273071,0]
[{"$f":"Data[[#This Row],[category]]&Data[[#This Row],[subcategory]]&Data[[#This Row],[delivered]]&Data[[#This Row],[date]]&Data[[#This Row],[hour]]","v":"AllAll study segmentsEnd Use Load8/29/20235"},"All","All study segments","End Use Load",2023,"8/29/2023","5",5614,6095,-0.17855748534202576,-2.1970730274915695E-2,0.15658675134181976,5.3799557499587536E-3,59.231475830078125,29.105583190917969,1,1,0.14773751795291901,0.14969205856323242,0.15376549959182739,0.15658675134181976,0.15940800309181213,0.1634814441204071,0.16543598473072052,-1.0883078575134277,-0.13391159474849701,0.95439624786376953,3.2790828496217728E-2,0.90046018362045288,0.9123731255531311,0.93720072507858276,0.95439624786376953,0.9715917706489563,0.99641942977905273,1.008332371711731,0]
[{"$f":"Data[[#This Row],[category]]&Data[[#This Row],[subcategory]]&Data[[#This Row],[delivered]]&Data[[#This Row],[date]]&Data[[#This Row],[hour]]","v":"AllAll study segmentsEnd Use Load8/29/20236"},"All","All study segments","End Use Load",2023,"8/29/2023","6",5614,6095,-0.17701700329780579,-2.6212101802229881E-2,0.15080490708351135,5.0042401999235153E-3,58.538742065429688,30.135425567626953,1,1,0.14257366955280304,0.14439171552658081,0.14818067848682404,0.15080490708351135,0.15342913568019867,0.15721809864044189,0.15903614461421967,-1.0789185762405396,-0.15976275503635406,0.91915589570999146,3.0500844120979309E-2,0.86898648738861084,0.88006752729415894,0.90316122770309448,0.91915589570999146,0.93515056371688843,0.95824432373046875,0.96932530403137207,0]
[{"$f":"Data[[#This Row],[category]]&Data[[#This Row],[subcategory]]&Data[[#This Row],[delivered]]&Data[[#This Row],[date]]&Data[[#This Row],[hour]]","v":"AllAll study segmentsEnd Use Load8/29/20237"},"All","All study segments","End Use Load",2023,"8/29/2023","7",5614,6095,-0.16385160386562347,-1.7361808568239212E-2,0.14648979902267456,6.1982311308383942E-3,57.795333862304688,23.634130477905273,1,1,0.13629461824893951,0.13854645192623138,0.14323943853378296,0.14648979902267456,0.14974015951156616,0.15443314611911774,0.15668497979640961,-0.99867552518844604,-0.10582022368907928,0.89285534620285034,3.7778217345476151E-2,0.83071571588516235,0.84444063901901245,0.87304437160491943,0.89285534620285034,0.91266626119613647,0.94127005338668823,0.95499497652053833,0]
[{"$f":"Data[[#This Row],[category]]&Data[[#This Row],[subcategory]]&Data[[#This Row],[delivered]]&Data[[#This Row],[date]]&Data[[#This Row],[hour]]","v":"AllAll study segmentsEnd Use Load8/29/20238"},"All","All study segments","End Use Load",2023,"8/29/2023","8",5614,6095,5.2487164735794067E-2,0.24977938830852509,0.19729222357273102,8.4691969677805901E-3,58.2532958984375,23.295269012451172,1,1,0.18336163461208344,0.18643851578235626,0.19285097718238831,0.19729222357273102,0.20173346996307373,0.20814593136310577,0.2112228125333786,0.31990927457809448,1.5224053859710693,1.2024960517883301,5.16197569668293E-2,1.1175891160964966,1.1363427639007568,1.175426721572876,1.2024960517883301,1.2295655012130737,1.2686494588851929,1.2874029874801636,0]
[{"$f":"Data[[#This Row],[category]]&Data[[#This Row],[subcategory]]&Data[[#This Row],[delivered]]&Data[[#This Row],[date]]&Data[[#This Row],[hour]]","v":"AllAll study segmentsEnd Use Load8/29/20239"},"All","All study segments","End Use Load",2023,"8/29/2023","9",5614,6095,0.63774842023849487,0.94456398487091064,0.30681553483009338,9.5945708453655243E-3,62.213485717773438,31.978036880493164,1,1,0.29103386402130127,0.29451960325241089,0.30178412795066833,0.30681553483009338,0.31184694170951843,0.31911146640777588,0.3225972056388855,3.8870766162872314,5.7571172714233398,1.8700406551361084,5.8478910475969315E-2,1.7738513946533203,1.7950969934463501,1.839374303817749,1.8700406551361084,1.9007071256637573,1.9449844360351563,1.9662299156188965,0]
[{"$f":"Data[[#This Row],[category]]&Data[[#This Row],[subcategory]]&Data[[#This Row],[delivered]]&Data[[#This Row],[date]]&Data[[#This Row],[hour]]","v":"AllAll study segmentsEnd Use Load8/29/202310"},"All","All study segments","End Use Load",2023,"8/29/2023","10",5614,6095,1.4323345422744751,2.0503027439117432,0.61796826124191284,1.6585063189268112E-2,66.586654663085938,37.260532379150391,1,1,0.59068828821182251,0.59671366214752197,0.60927104949951172,0.61796826124191284,0.62666547298431396,0.63922286033630371,0.64524823427200317,8.7300786972045898,12.49659538269043,3.7665164470672607,0.10108596086502075,3.6002449989318848,3.6369698047637939,3.7135069370269775,3.7665164470672607,3.8195259571075439,3.8960633277893066,3.9327878952026367,0]
[{"$f":"Data[[#This Row],[category]]&Data[[#This Row],[subcategory]]&Data[[#This Row],[delivered]]&Data[[#This Row],[date]]&Data[[#This Row],[hour]]","v":"AllAll study segmentsEnd Use Load8/29/202311"},"All","All study segments","End Use Load",2023,"8/29/2023","11",5614,6095,2.0039858818054199,2.881732702255249,0.87774693965911865,2.1917585283517838E-2,71.072227478027344,40.047611236572266,1,1,0.84169572591781616,0.84965842962265015,0.86625337600708008,0.87774693965911865,0.88924050331115723,0.90583544969558716,0.91379815340042114,12.214293479919434,17.56416130065918,5.3498678207397461,0.13358768820762634,5.1301355361938477,5.1786680221557617,5.2798142433166504,5.3498678207397461,5.4199209213256836,5.5210671424865723,5.5695996284484863,0]
[{"$f":"Data[[#This Row],[category]]&Data[[#This Row],[subcategory]]&Data[[#This Row],[delivered]]&Data[[#This Row],[date]]&Data[[#This Row],[hour]]","v":"AllAll study segmentsEnd Use Load8/29/202312"},"All","All study segments","End Use Load",2023,"8/29/2023","12",5614,6095,1.9757379293441772,2.989633321762085,1.0138953924179077,2.5702673941850662E-2,75.031707763671875,39.447078704833984,1,1,0.97161823511123657,0.98095607757568359,1.0004168748855591,1.0138953924179077,1.0273739099502563,1.0468347072601318,1.0561724901199341,12.042122840881348,18.22181510925293,6.179692268371582,0.15665780007839203,5.9220132827758789,5.9789271354675293,6.0975408554077148,6.179692268371582,6.2618441581726074,6.3804574012756348,6.4373712539672852,0]
[{"$f":"Data[[#This Row],[category]]&Data[[#This Row],[subcategory]]&Data[[#This Row],[delivered]]&Data[[#This Row],[date]]&Data[[#This Row],[hour]]","v":"AllAll study segmentsEnd Use Load8/29/202313"},"All","All study segments","End Use Load",2023,"8/29/2023","13",5614,6095,1.4937897920608521,2.3911557197570801,0.8973659873008728,2.6857985183596611E-2,78.614982604980469,33.411514282226563,1,1,0.85318851470947266,0.86294609308242798,0.8832816481590271,0.8973659873008728,0.91145032644271851,0.93178588151931763,0.94154345989227295,9.1046485900878906,14.574093818664551,5.4694457054138184,0.16369941830635071,5.2001838684082031,5.2596564292907715,5.3836016654968262,5.4694457054138184,5.5552897453308105,5.6792349815368652,5.7387075424194336,0]
[{"$f":"Data[[#This Row],[category]]&Data[[#This Row],[subcategory]]&Data[[#This Row],[delivered]]&Data[[#This Row],[date]]&Data[[#This Row],[hour]]","v":"AllAll study segmentsEnd Use Load8/29/202314"},"All","All study segments","End Use Load",2023,"8/29/2023","14",5614,6095,0.93416744470596313,1.5675176382064819,0.6333501935005188,2.3759815841913223E-2,81.960098266601563,26.65635871887207,1,1,0.594268798828125,0.60290074348449707,0.62089055776596069,0.6333501935005188,0.6458098292350769,0.66379964351654053,0.6724315881729126,5.6937503814697266,9.5540199279785156,3.8602695465087891,0.1448160707950592,3.6220684051513672,3.6746799945831299,3.7843279838562012,3.8602695465087891,3.9362108707427979,4.0458588600158691,4.0984706878662109,0]
[{"$f":"Data[[#This Row],[category]]&Data[[#This Row],[subcategory]]&Data[[#This Row],[delivered]]&Data[[#This Row],[date]]&Data[[#This Row],[hour]]","v":"AllAll study segmentsEnd Use Load8/29/202315"},"All","All study segments","End Use Load",2023,"8/29/2023","15",5614,6095,0.43599817156791687,0.87951761484146118,0.4435194730758667,1.9908899441361427E-2,83.990028381347656,22.277448654174805,1,1,0.41077223420143127,0.41800519824028015,0.43307924270629883,0.4435194730758667,0.45395970344543457,0.46903374791145325,0.47626671195030212,2.6574089527130127,5.3606600761413574,2.7032511234283447,0.12134474515914917,2.5036568641662598,2.5477416515350342,2.639617919921875,2.7032511234283447,2.7668843269348145,2.8587605953216553,2.9028456211090088,0]
[{"$f":"Data[[#This Row],[category]]&Data[[#This Row],[subcategory]]&Data[[#This Row],[delivered]]&Data[[#This Row],[date]]&Data[[#This Row],[hour]]","v":"AllAll study segmentsEnd Use Load8/29/202316"},"All","All study segments","End Use Load",2023,"8/29/2023","16",5614,6095,-9.9351987242698669E-2,0.52713364362716675,0.62648564577102661,2.1638020873069763E-2,85.23583984375,28.953001022338867,1,1,0.59089428186416626,0.59875541925430298,0.61513864994049072,0.62648564577102661,0.6378326416015625,0.65421587228775024,0.66207700967788696,-0.60555034875869751,3.2128796577453613,3.8184299468994141,0.13188374042510986,3.6015007495880127,3.6494143009185791,3.749269962310791,3.8184299468994141,3.8875899314880371,3.9874458312988281,4.0353593826293945,0]
[{"$f":"Data[[#This Row],[category]]&Data[[#This Row],[subcategory]]&Data[[#This Row],[delivered]]&Data[[#This Row],[date]]&Data[[#This Row],[hour]]","v":"AllAll study segmentsEnd Use Load8/29/202317"},"All","All study segments","End Use Load",2023,"8/29/2023","17",5614,6095,-0.71957582235336304,-2.4914917945861816,-1.7719159126281738,2.7787523344159126E-2,85.650962829589844,-63.7666015625,1,1,-1.8176223039627075,-1.8075270652770996,-1.7864876985549927,-1.7719159126281738,-1.757344126701355,-1.736304759979248,-1.7262095212936401,-4.3858146667480469,-15.185642242431641,-10.799827575683594,0.16936495900154114,-11.078408241271973,-11.016877174377441,-10.888642311096191,-10.799827575683594,-10.711012840270996,-10.582777976989746,-10.521246910095215,0]
[{"$f":"Data[[#This Row],[category]]&Data[[#This Row],[subcategory]]&Data[[#This Row],[delivered]]&Data[[#This Row],[date]]&Data[[#This Row],[hour]]","v":"AllAll study segmentsEnd Use Load8/29/202318"},"All","All study segments","End Use Load",2023,"8/29/2023","18",5614,6095,-1.0200910568237305,-2.6460747718811035,-1.6259835958480835,2.7119040489196777E-2,84.814033508300781,-59.957267761230469,1,1,-1.6705904006958008,-1.6607379913330078,-1.6402047872543335,-1.6259835958480835,-1.6117624044418335,-1.5912292003631592,-1.5813767910003662,-6.2174549102783203,-16.127824783325195,-9.910369873046875,0.16529054939746857,-10.182248115539551,-10.122198104858398,-9.9970483779907227,-9.910369873046875,-9.8236923217773438,-9.6985416412353516,-9.6384916305541992,0]
[{"$f":"Data[[#This Row],[category]]&Data[[#This Row],[subcategory]]&Data[[#This Row],[delivered]]&Data[[#This Row],[date]]&Data[[#This Row],[hour]]","v":"AllAll study segmentsEnd Use Load8/29/202319"},"All","All study segments","End Use Load",2023,"8/29/2023","19",5614,6095,-1.156584620475769,-2.7751102447509766,-1.618525505065918,2.5094730779528618E-2,83.052276611328125,-64.496627807617188,1,1,-1.6598026752471924,-1.6506856679916382,-1.6316851377487183,-1.618525505065918,-1.6053658723831177,-1.5863653421401978,-1.5772483348846436,-7.0493831634521484,-16.914297103881836,-9.8649129867553711,0.15295238792896271,-10.116497039794922,-10.060929298400879,-9.9451208114624023,-9.8649129867553711,-9.7847051620483398,-9.6688966751098633,-9.6133289337158203,0]
[{"$f":"Data[[#This Row],[category]]&Data[[#This Row],[subcategory]]&Data[[#This Row],[delivered]]&Data[[#This Row],[date]]&Data[[#This Row],[hour]]","v":"AllAll study segmentsEnd Use Load8/29/202320"},"All","All study segments","End Use Load",2023,"8/29/2023","20",5614,6095,-1.1733397245407104,-2.9256007671356201,-1.7522610425949097,2.481379359960556E-2,79.439170837402344,-70.616409301757813,1,1,-1.7930761575698853,-1.7840611934661865,-1.7652734518051147,-1.7522610425949097,-1.7392486333847046,-1.7204608917236328,-1.7114459276199341,-7.1515054702758789,-17.831537246704102,-10.680030822753906,0.15124006569385529,-10.928799629211426,-10.873852729797363,-10.759341239929199,-10.680030822753906,-10.600720405578613,-10.486208915710449,-10.431262969970703,0]
[{"$f":"Data[[#This Row],[category]]&Data[[#This Row],[subcategory]]&Data[[#This Row],[delivered]]&Data[[#This Row],[date]]&Data[[#This Row],[hour]]","v":"AllAll study segmentsEnd Use Load8/29/202321"},"All","All study segments","End Use Load",2023,"8/29/2023","21",5614,6095,-1.0632383823394775,-3.1593847274780273,-2.0961463451385498,2.8501469641923904E-2,74.757484436035156,-73.545204162597656,1,1,-2.1430270671844482,-2.1326725482940674,-2.1110925674438477,-2.0961463451385498,-2.081200122833252,-2.0596201419830322,-2.0492656230926514,-6.4804377555847168,-19.256450653076172,-12.776012420654297,0.17371645569801331,-13.061750411987305,-12.998639106750488,-12.867109298706055,-12.776012420654297,-12.684914588928223,-12.553384780883789,-12.490274429321289,0]
[{"$f":"Data[[#This Row],[category]]&Data[[#This Row],[subcategory]]&Data[[#This Row],[delivered]]&Data[[#This Row],[date]]&Data[[#This Row],[hour]]","v":"AllAll study segmentsEnd Use Load8/29/202322"},"All","All study segments","End Use Load",2023,"8/29/2023","22",5614,6095,-0.79092758893966675,9.8049476742744446E-2,0.88897705078125,2.2225504741072655E-2,71.745994567871094,39.998058319091797,1,1,0.85241937637329102,0.86049389839172363,0.87732195854187012,0.88897705078125,0.90063214302062988,0.91746020317077637,0.92553472518920898,-4.8207035064697266,0.59761154651641846,5.4183149337768555,0.13546444475650787,5.1954960823059082,5.2447104454040527,5.3472771644592285,5.4183149337768555,5.4893527030944824,5.5919198989868164,5.6411342620849609,0]
[{"$f":"Data[[#This Row],[category]]&Data[[#This Row],[subcategory]]&Data[[#This Row],[delivered]]&Data[[#This Row],[date]]&Data[[#This Row],[hour]]","v":"AllAll study segmentsEnd Use Load8/29/202323"},"All","All study segments","End Use Load",2023,"8/29/2023","23",5614,6095,-0.64948147535324097,0.13031724095344543,0.77979868650436401,2.1099332720041275E-2,69.465179443359375,36.958454132080078,1,1,0.74509334564208984,0.75275880098342896,0.7687341570854187,0.77979868650436401,0.79086321592330933,0.80683857202529907,0.81450402736663818,-3.9585895538330078,0.79428356885910034,4.7528729438781738,0.12860043346881866,4.541344165802002,4.5880646705627441,4.6854348182678223,4.7528729438781738,4.8203110694885254,4.9176812171936035,4.9644021987915039,0]
[{"$f":"Data[[#This Row],[category]]&Data[[#This Row],[subcategory]]&Data[[#This Row],[delivered]]&Data[[#This Row],[date]]&Data[[#This Row],[hour]]","v":"AllAll study segmentsEnd Use Load8/29/202324"},"All","All study segments","End Use Load",2023,"8/29/2023","24",5614,6095,-0.4184897243976593,0.11806429922580719,0.53655403852462769,1.4992285519838333E-2,67.769859313964844,35.788673400878906,1,1,0.51189392805099487,0.51734066009521484,0.52869206666946411,0.53655403852462769,0.54441601037979126,0.55576741695404053,0.5612141489982605,-2.5506949424743652,0.71960192918777466,3.2702968120574951,9.1377981007099152E-2,3.1199934482574463,3.1531913280487061,3.2223782539367676,3.2702968120574951,3.3182156085968018,3.3874022960662842,3.4206001758575439,0]
[{"$f":"Data[[#This Row],[category]]&Data[[#This Row],[subcategory]]&Data[[#This Row],[delivered]]&Data[[#This Row],[date]]&Data[[#This Row],[hour]]","v":"AllAll study segmentsEnd Use Load8/29/2023Event Window"},"All","All study segments","End Use Load",2023,"8/29/2023","Event Window",5614,6095,-1.0265659093856812,-2.799532413482666,-1.7729665040969849,2.3319168016314507E-2,81.54278564453125,-76.030433654785156,1,1,-1.8113231658935547,-1.8028512001037598,-1.7851951122283936,-1.7729665040969849,-1.7607378959655762,-1.74308180809021,-1.734609842300415,-6.2569193840026855,-17.063150405883789,-10.806230545043945,0.14213033020496368,-11.040014266967773,-10.988378524780273,-10.880764007568359,-10.806230545043945,-10.731697082519531,-10.624083518981934,-10.572446823120117,0]
[{"$f":"Data[[#This Row],[category]]&Data[[#This Row],[subcategory]]&Data[[#This Row],[delivered]]&Data[[#This Row],[date]]&Data[[#This Row],[hour]]","v":"AllAll study segmentsEnd Use Load8/30/20231"},"All","All study segments","End Use Load",2023,"8/30/2023","1",5632,6113,0.24717661738395691,0.6887972354888916,0.44162061810493469,2.2554889321327209E-2,67.139205932617188,19.579816818237305,1,1,0.40452113747596741,0.4127153754234314,0.42979282140731812,0.44162061810493469,0.45344841480255127,0.47052586078643799,0.47872009873390198,1.5109906196594238,4.2106175422668457,2.6996269226074219,0.13787804543972015,2.4728376865386963,2.5229291915893555,2.6273236274719238,2.6996269226074219,2.7719302177429199,2.8763246536254883,2.9264159202575684,0]
[{"$f":"Data[[#This Row],[category]]&Data[[#This Row],[subcategory]]&Data[[#This Row],[delivered]]&Data[[#This Row],[date]]&Data[[#This Row],[hour]]","v":"AllAll study segmentsEnd Use Load8/30/20232"},"All","All study segments","End Use Load",2023,"8/30/2023","2",5632,6113,3.7593171000480652E-2,0.51436609029769897,0.47677290439605713,2.3312976583838463E-2,64.806465148925781,20.450965881347656,1,1,0.43842646479606628,0.44689613580703735,0.46454757452011108,0.47677290439605713,0.48899823427200317,0.5066496729850769,0.51511931419372559,0.229807049036026,3.144320011138916,2.9145128726959229,0.14251223206520081,2.6801009178161621,2.7318761348724365,2.8397793769836426,2.9145128726959229,2.989246129989624,3.0971493721008301,3.1489243507385254,0]
[{"$f":"Data[[#This Row],[category]]&Data[[#This Row],[subcategory]]&Data[[#This Row],[delivered]]&Data[[#This Row],[date]]&Data[[#This Row],[hour]]","v":"AllAll study segmentsEnd Use Load8/30/20233"},"All","All study segments","End Use Load",2023,"8/30/2023","3",5632,6113,-0.16655418276786804,0.12033569812774658,0.28688988089561462,1.2128929607570171E-2,63.969284057617188,23.653354644775391,1,1,0.26693958044052124,0.27134603261947632,0.28052946925163269,0.28688988089561462,0.29325029253959656,0.30243372917175293,0.30684018135070801,-1.0181456804275513,0.73561209440231323,1.7537578344345093,7.4144147336483002E-2,1.6318016052246094,1.6587382555007935,1.714876651763916,1.7537578344345093,1.7926390171051025,1.8487774133682251,1.8757140636444092,0]
[{"$f":"Data[[#This Row],[category]]&Data[[#This Row],[subcategory]]&Data[[#This Row],[delivered]]&Data[[#This Row],[date]]&Data[[#This Row],[hour]]","v":"AllAll study segmentsEnd Use Load8/30/20234"},"All","All study segments","End Use Load",2023,"8/30/2023","4",5632,6113,-0.19074283540248871,-1.4149699360132217E-2,0.17659313976764679,6.2373699620366096E-3,62.876953125,28.312114715576172,1,1,0.16633358597755432,0.16859963536262512,0.17332226037979126,0.17659313976764679,0.17986401915550232,0.18458664417266846,0.18685269355773926,-1.1660109758377075,-8.6497113108634949E-2,1.0795139074325562,3.8129042834043503E-2,1.0167971849441528,1.0306495428085327,1.0595189332962036,1.0795139074325562,1.0995087623596191,1.12837815284729,1.1422305107116699,0]
[{"$f":"Data[[#This Row],[category]]&Data[[#This Row],[subcategory]]&Data[[#This Row],[delivered]]&Data[[#This Row],[date]]&Data[[#This Row],[hour]]","v":"AllAll study segmentsEnd Use Load8/30/20235"},"All","All study segments","End Use Load",2023,"8/30/2023","5",5632,6113,-0.17911092936992645,-2.9168197885155678E-2,0.14994272589683533,5.121889989823103E-3,62.294921875,29.274881362915039,1,1,0.14151796698570251,0.14337876439094543,0.14725680649280548,0.14994272589683533,0.15262864530086517,0.15650668740272522,0.15836748480796814,-1.0949051380157471,-0.17830519378185272,0.91659986972808838,3.131011500954628E-2,0.86509931087493896,0.87647438049316406,0.9001808762550354,0.91659986972808838,0.93301892280578613,0.9567253589630127,0.96810042858123779,0]
[{"$f":"Data[[#This Row],[category]]&Data[[#This Row],[subcategory]]&Data[[#This Row],[delivered]]&Data[[#This Row],[date]]&Data[[#This Row],[hour]]","v":"AllAll study segmentsEnd Use Load8/30/20236"},"All","All study segments","End Use Load",2023,"8/30/2023","6",5632,6113,-0.17887674272060394,-2.5233661755919456E-2,0.15364308655261993,5.883676465600729E-3,61.326259613037109,26.113449096679688,1,1,0.14396530389785767,0.14610284566879272,0.15055768191814423,0.15364308655261993,0.15672849118709564,0.16118332743644714,0.1633208692073822,-1.0934735536575317,-0.15425337851047516,0.93922019004821777,3.5966914147138596E-2,0.88005989789962769,0.89312666654586792,0.92035913467407227,0.93922019004821777,0.95808124542236328,0.98531365394592285,0.99838048219680786,0]
[{"$f":"Data[[#This Row],[category]]&Data[[#This Row],[subcategory]]&Data[[#This Row],[delivered]]&Data[[#This Row],[date]]&Data[[#This Row],[hour]]","v":"AllAll study segmentsEnd Use Load8/30/20237"},"All","All study segments","End Use Load",2023,"8/30/2023","7",5632,6113,-0.16153340041637421,-1.048712432384491E-2,0.1510462760925293,7.8670652583241463E-3,60.961471557617188,19.199825286865234,1,1,0.13810610771179199,0.14096422493457794,0.14692078530788422,0.1510462760925293,0.15517176687717438,0.16112832725048065,0.1639864444732666,-0.98745369911193848,-6.4107790589332581E-2,0.92334586381912231,4.8091370612382889E-2,0.8442426323890686,0.86171430349349976,0.89812678098678589,0.92334586381912231,0.94856500625610352,0.98497748374938965,1.0024491548538208,0]
[{"$f":"Data[[#This Row],[category]]&Data[[#This Row],[subcategory]]&Data[[#This Row],[delivered]]&Data[[#This Row],[date]]&Data[[#This Row],[hour]]","v":"AllAll study segmentsEnd Use Load8/30/20238"},"All","All study segments","End Use Load",2023,"8/30/2023","8",5632,6113,6.7050755023956299E-2,0.21035231649875641,0.14330156147480011,7.0366659201681614E-3,61.331142425537109,20.364980697631836,1,1,0.13172727823257446,0.13428370654582977,0.13961152732372284,0.14330156147480011,0.14699159562587738,0.15231941640377045,0.15487584471702576,0.40988126397132874,1.2858836650848389,0.87600243091583252,4.3015137314796448E-2,0.80524885654449463,0.82087630033493042,0.85344529151916504,0.87600243091583252,0.89855962991714478,0.93112862110137939,0.94675606489181519,0]
[{"$f":"Data[[#This Row],[category]]&Data[[#This Row],[subcategory]]&Data[[#This Row],[delivered]]&Data[[#This Row],[date]]&Data[[#This Row],[hour]]","v":"AllAll study segmentsEnd Use Load8/30/20239"},"All","All study segments","End Use Load",2023,"8/30/2023","9",5632,6113,0.62334215641021729,0.82072532176971436,0.19738316535949707,1.0476932860910892E-2,65.446731567382813,18.839784622192383,1,1,0.18015015125274658,0.18395642936229706,0.19188906252384186,0.19738316535949707,0.20287726819515228,0.21080990135669708,0.21461617946624756,3.810490608215332,5.0170936584472656,1.2066032886505127,6.4045488834381104E-2,1.1012579202651978,1.1245256662368774,1.1730178594589233,1.2066032886505127,1.2401887178421021,1.2886809110641479,1.3119486570358276,0]
[{"$f":"Data[[#This Row],[category]]&Data[[#This Row],[subcategory]]&Data[[#This Row],[delivered]]&Data[[#This Row],[date]]&Data[[#This Row],[hour]]","v":"AllAll study segmentsEnd Use Load8/30/202310"},"All","All study segments","End Use Load",2023,"8/30/2023","10",5632,6113,1.40045166015625,1.7090089321136475,0.30855724215507507,1.5683138743042946E-2,70.941497802734375,19.674457550048828,1,1,0.28276076912879944,0.28845849633216858,0.30033299326896667,0.30855724215507507,0.31678149104118347,0.32865598797798157,0.33435371518135071,8.5609607696533203,10.447171211242676,1.8862104415893555,9.5871023833751678E-2,1.7285165786743164,1.763346791267395,1.8359355926513672,1.8862104415893555,1.9364852905273438,2.0090739727020264,2.0439043045043945,0]
[{"$f":"Data[[#This Row],[category]]&Data[[#This Row],[subcategory]]&Data[[#This Row],[delivered]]&Data[[#This Row],[date]]&Data[[#This Row],[hour]]","v":"AllAll study segmentsEnd Use Load8/30/202311"},"All","All study segments","End Use Load",2023,"8/30/2023","11",5632,6113,1.9879167079925537,2.4880902767181396,0.50017362833023071,2.108621783554554E-2,76.274505615234375,23.720405578613281,1,1,0.46548989415168762,0.47315055131912231,0.48911601305007935,0.50017362833023071,0.51123124361038208,0.52719670534133911,0.53485739231109619,12.152134895324707,15.209695816040039,3.0575613975524902,0.12890005111694336,2.8455398082733154,2.892369270324707,2.9899661540985107,3.0575613975524902,3.1251566410064697,3.2227535247802734,3.2695832252502441,0]
[{"$f":"Data[[#This Row],[category]]&Data[[#This Row],[subcategory]]&Data[[#This Row],[delivered]]&Data[[#This Row],[date]]&Data[[#This Row],[hour]]","v":"AllAll study segmentsEnd Use Load8/30/202312"},"All","All study segments","End Use Load",2023,"8/30/2023","12",5632,6113,1.9930254220962524,2.7289018630981445,0.73587632179260254,2.5465384125709534E-2,81.384590148925781,28.897123336791992,1,1,0.69398951530456543,0.70324110984802246,0.72252225875854492,0.73587632179260254,0.74923038482666016,0.76851153373718262,0.77776312828063965,12.183364868164063,16.681777954101563,4.4984121322631836,0.15566989779472351,4.2423577308654785,4.2989130020141602,4.416778564453125,4.4984121322631836,4.580045223236084,4.6979107856750488,4.7544660568237305,0]
[{"$f":"Data[[#This Row],[category]]&Data[[#This Row],[subcategory]]&Data[[#This Row],[delivered]]&Data[[#This Row],[date]]&Data[[#This Row],[hour]]","v":"AllAll study segmentsEnd Use Load8/30/202313"},"All","All study segments","End Use Load",2023,"8/30/2023","13",5632,6113,1.5222287178039551,2.3651840686798096,0.84295523166656494,2.6783812791109085E-2,85.743339538574219,31.472562789916992,1,1,0.79889976978302002,0.80863040685653687,0.82890981435775757,0.84295523166656494,0.85700064897537231,0.87728005647659302,0.88701069355010986,9.3053836822509766,14.458370208740234,5.1529850959777832,0.16372944414615631,4.883674144744873,4.9431576728820801,5.0671257972717285,5.1529850959777832,5.2388448715209961,5.3628129959106445,5.4222965240478516,0]
[{"$f":"Data[[#This Row],[category]]&Data[[#This Row],[subcategory]]&Data[[#This Row],[delivered]]&Data[[#This Row],[date]]&Data[[#This Row],[hour]]","v":"AllAll study segmentsEnd Use Load8/30/202314"},"All","All study segments","End Use Load",2023,"8/30/2023","14",5632,6113,0.94122940301895142,1.6409186124801636,0.69968926906585693,2.4018872529268265E-2,89.007545471191406,29.13081169128418,1,1,0.66018176078796387,0.66890782117843628,0.68709373474121094,0.69968926906585693,0.71228480339050293,0.73047071695327759,0.73919677734375,5.7537355422973633,10.030935287475586,4.2772006988525391,0.14682736992835999,4.0356912612915039,4.0890336036682129,4.2002038955688477,4.2772006988525391,4.3541970252990723,4.465367317199707,4.5187101364135742,0]
[{"$f":"Data[[#This Row],[category]]&Data[[#This Row],[subcategory]]&Data[[#This Row],[delivered]]&Data[[#This Row],[date]]&Data[[#This Row],[hour]]","v":"AllAll study segmentsEnd Use Load8/30/202315"},"All","All study segments","End Use Load",2023,"8/30/2023","15",5632,6113,0.43262055516242981,0.93701225519180298,0.50439167022705078,1.9204840064048767E-2,91.597923278808594,26.263778686523438,1,1,0.47280251979827881,0.4797796905040741,0.49432063102722168,0.50439167022705078,0.51446270942687988,0.52900367975234985,0.53598082065582275,2.6446094512939453,5.7279558181762695,3.0833463668823242,0.1173991858959198,2.8902418613433838,2.9328932762145996,3.0217819213867188,3.0833463668823242,3.1449105739593506,3.2337994575500488,3.2764508724212646,0]
[{"$f":"Data[[#This Row],[category]]&Data[[#This Row],[subcategory]]&Data[[#This Row],[delivered]]&Data[[#This Row],[date]]&Data[[#This Row],[hour]]","v":"AllAll study segmentsEnd Use Load8/30/202316"},"All","All study segments","End Use Load",2023,"8/30/2023","16",5632,6113,-8.9805930852890015E-2,0.46783798933029175,0.55764389038085938,1.7041318118572235E-2,93.033912658691406,32.723049163818359,1,1,0.5296134352684021,0.53580456972122192,0.54870742559432983,0.55764389038085938,0.56658035516738892,0.57948321104049683,0.58567434549331665,-0.54898363351821899,2.8598935604095459,3.4088771343231201,0.10417357832193375,3.2375268936157227,3.2753732204437256,3.3542485237121582,3.4088771343231201,3.463505744934082,3.5423808097839355,3.5802273750305176,0]
[{"$f":"Data[[#This Row],[category]]&Data[[#This Row],[subcategory]]&Data[[#This Row],[delivered]]&Data[[#This Row],[date]]&Data[[#This Row],[hour]]","v":"AllAll study segmentsEnd Use Load8/30/202317"},"All","All study segments","End Use Load",2023,"8/30/2023","17",5632,6113,-0.69119364023208618,0.14088574051856995,0.83207941055297852,2.0852234214544296E-2,93.26171875,39.903610229492188,1,1,0.79778051376342773,0.80535620450973511,0.8211444616317749,0.83207941055297852,0.84301435947418213,0.85880261659622192,0.8663783073425293,-4.2252669334411621,0.86123454570770264,5.0865015983581543,0.12746970355510712,4.8768324851989746,4.9231424331665039,5.0196561813354492,5.0865015983581543,5.1533470153808594,5.2498602867126465,5.296170711517334,0]
[{"$f":"Data[[#This Row],[category]]&Data[[#This Row],[subcategory]]&Data[[#This Row],[delivered]]&Data[[#This Row],[date]]&Data[[#This Row],[hour]]","v":"AllAll study segmentsEnd Use Load8/30/202318"},"All","All study segments","End Use Load",2023,"8/30/2023","18",5632,6113,-0.98708510398864746,0.13248005509376526,1.1195651292800903,2.4447459727525711E-2,91.545989990234375,45.794742584228516,1,1,1.0793526172637939,1.0882344245910645,1.1067448854446411,1.1195651292800903,1.1323853731155396,1.1508958339691162,1.1597776412963867,-6.0340514183044434,0.80985057353973389,6.8439016342163086,0.14944732189178467,6.5980825424194336,6.6523771286010742,6.7655315399169922,6.8439016342163086,6.922271728515625,7.035426139831543,7.0897207260131836,0]
[{"$f":"Data[[#This Row],[category]]&Data[[#This Row],[subcategory]]&Data[[#This Row],[delivered]]&Data[[#This Row],[date]]&Data[[#This Row],[hour]]","v":"AllAll study segmentsEnd Use Load8/30/202319"},"All","All study segments","End Use Load",2023,"8/30/2023","19",5632,6113,-1.1253719329833984,-4.2204456329345703,-3.0950736999511719,3.6212220788002014E-2,88.785865783691406,-85.470420837402344,1,1,-3.1546375751495361,-3.1414816379547119,-3.1140635013580322,-3.0950736999511719,-3.0760838985443115,-3.0486657619476318,-3.0355098247528076,-6.8793988227844238,-25.799583435058594,-18.920185089111328,0.2213653028011322,-19.284299850463867,-19.203876495361328,-19.036270141601563,-18.920185089111328,-18.804100036621094,-18.636493682861328,-18.556072235107422,0]
[{"$f":"Data[[#This Row],[category]]&Data[[#This Row],[subcategory]]&Data[[#This Row],[delivered]]&Data[[#This Row],[date]]&Data[[#This Row],[hour]]","v":"AllAll study segmentsEnd Use Load8/30/202320"},"All","All study segments","End Use Load",2023,"8/30/2023","20",5632,6113,-1.1529592275619507,-4.4220681190490723,-3.269108772277832,3.6540959030389786E-2,84.772193908691406,-89.4642333984375,1,1,-3.3292133808135986,-3.3159379959106445,-3.2882709503173828,-3.269108772277832,-3.2499465942382813,-3.2222795486450195,-3.2090041637420654,-7.0480399131774902,-27.032102584838867,-19.984062194824219,0.22337488830089569,-20.351480484008789,-20.270328521728516,-20.101200103759766,-19.984062194824219,-19.866924285888672,-19.697793960571289,-19.616641998291016,0]
[{"$f":"Data[[#This Row],[category]]&Data[[#This Row],[subcategory]]&Data[[#This Row],[delivered]]&Data[[#This Row],[date]]&Data[[#This Row],[hour]]","v":"AllAll study segmentsEnd Use Load8/30/202321"},"All","All study segments","End Use Load",2023,"8/30/2023","21",5632,6113,-1.0563514232635498,-4.796238899230957,-3.7398872375488281,3.9759114384651184E-2,79.421875,-94.063644409179688,1,1,-3.8052852153778076,-3.7908406257629395,-3.7607369422912598,-3.7398872375488281,-3.7190375328063965,-3.6889338493347168,-3.6744892597198486,-6.4574761390686035,-29.319408416748047,-22.861930847167969,0.24304746091365814,-23.261709213256836,-23.173408508300781,-22.989385604858398,-22.861930847167969,-22.734476089477539,-22.550453186035156,-22.462152481079102,0]
[{"$f":"Data[[#This Row],[category]]&Data[[#This Row],[subcategory]]&Data[[#This Row],[delivered]]&Data[[#This Row],[date]]&Data[[#This Row],[hour]]","v":"AllAll study segmentsEnd Use Load8/30/202322"},"All","All study segments","End Use Load",2023,"8/30/2023","22",5632,6113,-0.80181020498275757,-0.12337040901184082,0.67843979597091675,2.1152369678020477E-2,75.611770629882813,32.073936462402344,1,1,0.64364725351333618,0.65133196115493774,0.6673474907875061,0.67843979597091675,0.68953210115432739,0.70554763078689575,0.71323233842849731,-4.901465892791748,-0.75416332483291626,4.1473026275634766,0.129304438829422,3.9346156120300293,3.9815921783447266,4.0794954299926758,4.1473026275634766,4.2151098251342773,4.3130125999450684,4.3599891662597656,0]
[{"$f":"Data[[#This Row],[category]]&Data[[#This Row],[subcategory]]&Data[[#This Row],[delivered]]&Data[[#This Row],[date]]&Data[[#This Row],[hour]]","v":"AllAll study segmentsEnd Use Load8/30/202323"},"All","All study segments","End Use Load",2023,"8/30/2023","23",5632,6113,-0.6677888035774231,-1.2764767743647099E-2,0.65502399206161499,1.9164586439728737E-2,72.815696716308594,34.178874969482422,1,1,0.62350106239318848,0.63046360015869141,0.64497405290603638,0.65502399206161499,0.6650739312171936,0.67958438396453857,0.6865469217300415,-4.0821928977966309,-7.8031025826931E-2,4.0041618347167969,0.1171531155705452,3.8114619255065918,3.8540239334106445,3.9427263736724854,4.0041618347167969,4.0655970573425293,4.154299259185791,4.1968612670898438,0]
[{"$f":"Data[[#This Row],[category]]&Data[[#This Row],[subcategory]]&Data[[#This Row],[delivered]]&Data[[#This Row],[date]]&Data[[#This Row],[hour]]","v":"AllAll study segmentsEnd Use Load8/30/202324"},"All","All study segments","End Use Load",2023,"8/30/2023","24",5632,6113,-0.42944642901420593,3.8171581923961639E-2,0.46761801838874817,1.276390440762043E-2,70.174362182617188,36.635971069335938,1,1,0.44662326574325562,0.45126041769981384,0.46092462539672852,0.46761801838874817,0.47431141138076782,0.4839756190776825,0.48861277103424072,-2.6252059936523438,0.23334288597106934,2.8585488796234131,7.8025750815868378E-2,2.7302079200744629,2.7585549354553223,2.8176321983337402,2.8585488796234131,2.8994655609130859,2.958543062210083,2.9868898391723633,0]
[{"$f":"Data[[#This Row],[category]]&Data[[#This Row],[subcategory]]&Data[[#This Row],[delivered]]&Data[[#This Row],[date]]&Data[[#This Row],[hour]]","v":"AllAll study segmentsEnd Use Load8/30/2023Event Window"},"All","All study segments","End Use Load",2023,"8/30/2023","Event Window",5632,6113,-1.1115608215332031,-4.4795842170715332,-3.368023157119751,3.6095231771469116E-2,84.326644897460938,-93.309364318847656,1,1,-3.4273946285247803,-3.4142811298370361,-3.3869514465332031,-3.368023157119751,-3.3490948677062988,-3.3217651844024658,-3.3086516857147217,-6.7949714660644531,-27.383697509765625,-20.588726043701172,0.22065015137195587,-20.951663970947266,-20.871500015258789,-20.704433441162109,-20.588726043701172,-20.473016738891602,-20.305950164794922,-20.225788116455078,0]
[{"$f":"Data[[#This Row],[category]]&Data[[#This Row],[subcategory]]&Data[[#This Row],[delivered]]&Data[[#This Row],[date]]&Data[[#This Row],[hour]]","v":"AllAll study segmentsEnd Use Load9/19/20231"},"All","All study segments","End Use Load",2023,"9/19/2023","1",5677,6158,0.31548586487770081,0.30107873678207397,-1.440711971372366E-2,1.3557787053287029E-2,61.239387512207031,-1.0626453161239624,0,0,-3.6707695573568344E-2,-3.1782124191522598E-2,-2.15168297290802E-2,-1.440711971372366E-2,-7.2974092327058315E-3,2.967883599922061E-3,7.8934552147984505E-3,1.9427618980407715,1.8540428876876831,-8.8719040155410767E-2,8.348885178565979E-2,-0.22604599595069885,-0.1957143247127533,-0.13250063359737396,-8.8719040155410767E-2,-4.4937446713447571E-2,1.827622763812542E-2,4.8607897013425827E-2,0]
[{"$f":"Data[[#This Row],[category]]&Data[[#This Row],[subcategory]]&Data[[#This Row],[delivered]]&Data[[#This Row],[date]]&Data[[#This Row],[hour]]","v":"AllAll study segmentsEnd Use Load9/19/20232"},"All","All study segments","End Use Load",2023,"9/19/2023","2",5677,6158,9.0645752847194672E-2,3.188655897974968E-2,-5.8759193867444992E-2,1.161140576004982E-2,60.691825866699219,-5.0604720115661621,1,1,-7.7858254313468933E-2,-7.3639810085296631E-2,-6.4848221838474274E-2,-5.8759193867444992E-2,-5.267016589641571E-2,-4.3878577649593353E-2,-3.9660129696130753E-2,0.5581965446472168,0.19635742902755737,-0.36183911561965942,7.1503035724163055E-2,-0.47945111989974976,-0.45347395539283752,-0.3993353545665741,-0.36183911561965942,-0.32434287667274475,-0.27020427584648132,-0.2442270815372467,0]
[{"$f":"Data[[#This Row],[category]]&Data[[#This Row],[subcategory]]&Data[[#This Row],[delivered]]&Data[[#This Row],[date]]&Data[[#This Row],[hour]]","v":"AllAll study segmentsEnd Use Load9/19/20233"},"All","All study segments","End Use Load",2023,"9/19/2023","3",5677,6158,-0.13162629306316376,-0.15834742784500122,-2.6721136644482613E-2,6.6837402991950512E-3,60.156421661376953,-3.9979317188262939,1,1,-3.7714909762144089E-2,-3.5286694765090942E-2,-3.0226092785596848E-2,-2.6721136644482613E-2,-2.3216180503368378E-2,-1.8155578523874283E-2,-1.5727361664175987E-2,-0.81055468320846558,-0.97510343790054321,-0.16454875469207764,4.1158471256494522E-2,-0.23224841058254242,-0.21729546785354614,-0.1861322820186615,-0.16454875469207764,-0.14296524226665497,-0.11180204898118973,-9.6849091351032257E-2,0]
[{"$f":"Data[[#This Row],[category]]&Data[[#This Row],[subcategory]]&Data[[#This Row],[delivered]]&Data[[#This Row],[date]]&Data[[#This Row],[hour]]","v":"AllAll study segmentsEnd Use Load9/19/20234"},"All","All study segments","End Use Load",2023,"9/19/2023","4",5677,6158,-0.1704542338848114,-0.18793384730815887,-1.7479609698057175E-2,4.6983016654849052E-3,59.317951202392578,-3.7204103469848633,1,1,-2.5207627564668655E-2,-2.3500725626945496E-2,-1.9943401217460632E-2,-1.7479609698057175E-2,-1.5015818178653717E-2,-1.1458493769168854E-2,-9.7515909001231194E-3,-1.0496572256088257,-1.1572966575622559,-0.10763943940401077,2.893214114010334E-2,-0.15522857010364532,-0.14471746981143951,-0.12281146645545959,-0.10763943940401077,-9.2467404901981354E-2,-7.0561401546001434E-2,-6.0050297528505325E-2,0]
[{"$f":"Data[[#This Row],[category]]&Data[[#This Row],[subcategory]]&Data[[#This Row],[delivered]]&Data[[#This Row],[date]]&Data[[#This Row],[hour]]","v":"AllAll study segmentsEnd Use Load9/19/20235"},"All","All study segments","End Use Load",2023,"9/19/2023","5",5677,6158,-0.16233125329017639,-0.1795053631067276,-1.7174111679196358E-2,5.0274869427084923E-3,58.993305206298828,-3.4160430431365967,1,1,-2.5443591177463531E-2,-2.3617096245288849E-2,-1.9810527563095093E-2,-1.7174111679196358E-2,-1.4537694863975048E-2,-1.0731128044426441E-2,-8.9046312496066093E-3,-0.99963587522506714,-1.1053940057754517,-0.1057581827044487,3.0959265306591988E-2,-0.15668162703514099,-0.14543408155441284,-0.12199322879314423,-0.1057581827044487,-8.952312171459198E-2,-6.6082283854484558E-2,-5.4834719747304916E-2,0]
[{"$f":"Data[[#This Row],[category]]&Data[[#This Row],[subcategory]]&Data[[#This Row],[delivered]]&Data[[#This Row],[date]]&Data[[#This Row],[hour]]","v":"AllAll study segmentsEnd Use Load9/19/20236"},"All","All study segments","End Use Load",2023,"9/19/2023","6",5677,6158,-0.16293953359127045,-0.17368566989898682,-1.074614655226469E-2,4.3588476255536079E-3,58.6654052734375,-2.4653642177581787,1,1,-1.7915813252329826E-2,-1.6332235187292099E-2,-1.3031928800046444E-2,-1.074614655226469E-2,-8.4603643044829369E-3,-5.1600583828985691E-3,-3.5764803178608418E-3,-1.003381609916687,-1.0695563554763794,-6.6174767911434174E-2,2.68417838960886E-2,-0.11032557487487793,-0.10057390481233597,-8.025062084197998E-2,-6.6174767911434174E-2,-5.2098922431468964E-2,-3.1775638461112976E-2,-2.2023966535925865E-2,0]
[{"$f":"Data[[#This Row],[category]]&Data[[#This Row],[subcategory]]&Data[[#This Row],[delivered]]&Data[[#This Row],[date]]&Data[[#This Row],[hour]]","v":"AllAll study segmentsEnd Use Load9/19/20237"},"All","All study segments","End Use Load",2023,"9/19/2023","7",5677,6158,-0.15144115686416626,-0.18614795804023743,-3.4706812351942062E-2,5.2536451257765293E-3,58.379161834716797,-6.6062345504760742,1,1,-4.3348290026187897E-2,-4.1439630091190338E-2,-3.7461824715137482E-2,-3.4706812351942062E-2,-3.1951799988746643E-2,-2.7973994612693787E-2,-2.6065334677696228E-2,-0.93257462978363037,-1.1462991237640381,-0.21372455358505249,3.2351948320865631E-2,-0.26693877577781677,-0.25518524646759033,-0.23068991303443909,-0.21372455358505249,-0.1967591792345047,-0.17226386070251465,-0.16051033139228821,0]
[{"$f":"Data[[#This Row],[category]]&Data[[#This Row],[subcategory]]&Data[[#This Row],[delivered]]&Data[[#This Row],[date]]&Data[[#This Row],[hour]]","v":"AllAll study segmentsEnd Use Load9/19/20238"},"All","All study segments","End Use Load",2023,"9/19/2023","8",5677,6158,2.3745615035295486E-2,-6.7910030484199524E-2,-9.1655649244785309E-2,5.1791160367429256E-3,58.427162170410156,-17.697160720825195,1,1,-0.10017453879117966,-9.829295426607132E-2,-9.4371579587459564E-2,-9.1655649244785309E-2,-8.8939718902111053E-2,-8.5018344223499298E-2,-8.3136759698390961E-2,0.14622549712657928,-0.41818997263908386,-0.56441551446914673,3.1892996281385422E-2,-0.6168748140335083,-0.60528802871704102,-0.58114016056060791,-0.56441551446914673,-0.54769080877304077,-0.52354294061660767,-0.51195615530014038,0]
[{"$f":"Data[[#This Row],[category]]&Data[[#This Row],[subcategory]]&Data[[#This Row],[delivered]]&Data[[#This Row],[date]]&Data[[#This Row],[hour]]","v":"AllAll study segmentsEnd Use Load9/19/20239"},"All","All study segments","End Use Load",2023,"9/19/2023","9",5677,6158,0.58610272407531738,0.43824324011802673,-0.14785945415496826,7.4907499365508556E-3,60.683811187744141,-19.73893928527832,1,1,-0.16018064320087433,-0.15745922923088074,-0.15178760886192322,-0.14785945415496826,-0.14393129944801331,-0.13825967907905579,-0.13553826510906219,3.6092205047607422,2.6987018585205078,-0.91051852703094482,4.6128038316965103E-2,-0.98639237880706787,-0.96963393688201904,-0.9347081184387207,-0.91051852703094482,-0.88632893562316895,-0.85140311717987061,-0.834644615650177,0]
[{"$f":"Data[[#This Row],[category]]&Data[[#This Row],[subcategory]]&Data[[#This Row],[delivered]]&Data[[#This Row],[date]]&Data[[#This Row],[hour]]","v":"AllAll study segmentsEnd Use Load9/19/202310"},"All","All study segments","End Use Load",2023,"9/19/2023","10",5677,6158,1.3479920625686646,1.1888570785522461,-0.15913508832454681,1.0669326409697533E-2,63.610973358154297,-14.915195465087891,1,1,-0.17668457329273224,-0.17280837893486023,-0.16473008692264557,-0.15913508832454681,-0.15354008972644806,-0.1454617977142334,-0.14158560335636139,8.3009347915649414,7.3209819793701172,-0.97995388507843018,6.5701715648174286E-2,-1.0880235433578491,-1.0641540288925171,-1.0144078731536865,-0.97995388507843018,-0.94549989700317383,-0.89575374126434326,-0.87188416719436646,0]
[{"$f":"Data[[#This Row],[category]]&Data[[#This Row],[subcategory]]&Data[[#This Row],[delivered]]&Data[[#This Row],[date]]&Data[[#This Row],[hour]]","v":"AllAll study segmentsEnd Use Load9/19/202311"},"All","All study segments","End Use Load",2023,"9/19/2023","11",5677,6158,1.9513224363327026,1.9651578664779663,1.3835462741553783E-2,1.4230309054255486E-2,66.179229736328125,0.97225314378738403,0,0,-9.5713129267096519E-3,-4.4014123268425465E-3,6.3730813562870026E-3,1.3835462741553783E-2,2.1297844126820564E-2,3.2072339206933975E-2,3.7242237478494644E-2,12.016243934631348,12.101442337036133,8.5198782384395599E-2,8.7630242109298706E-2,-5.8940146118402481E-2,-2.710389718413353E-2,3.9245434105396271E-2,8.5198782384395599E-2,0.13115212321281433,0.19750146567821503,0.22933769226074219,0]
[{"$f":"Data[[#This Row],[category]]&Data[[#This Row],[subcategory]]&Data[[#This Row],[delivered]]&Data[[#This Row],[date]]&Data[[#This Row],[hour]]","v":"AllAll study segmentsEnd Use Load9/19/202312"},"All","All study segments","End Use Load",2023,"9/19/2023","12",5677,6158,2.0463862419128418,2.1144349575042725,6.8048819899559021E-2,1.7117287963628769E-2,68.949180603027344,3.9754440784454346,1,1,3.9893385022878647E-2,4.6112131327390671E-2,5.9072505682706833E-2,6.8048819899559021E-2,7.7025137841701508E-2,8.9985504746437073E-2,9.6204251050949097E-2,12.601646423339844,13.02069091796875,0.41904464364051819,0.10540825873613358,0.24566346406936646,0.28395849466323853,0.36376848816871643,0.41904464364051819,0.47432079911231995,0.55413073301315308,0.59242576360702515,0]
[{"$f":"Data[[#This Row],[category]]&Data[[#This Row],[subcategory]]&Data[[#This Row],[delivered]]&Data[[#This Row],[date]]&Data[[#This Row],[hour]]","v":"AllAll study segmentsEnd Use Load9/19/202313"},"All","All study segments","End Use Load",2023,"9/19/2023","13",5677,6158,1.6651935577392578,1.6046619415283203,-6.0531597584486008E-2,1.8164956942200661E-2,71.460281372070313,-3.3323280811309814,1,1,-9.0410292148590088E-2,-8.3810925483703613E-2,-7.0057310163974762E-2,-6.0531597584486008E-2,-5.1005885004997253E-2,-3.7252269685268402E-2,-3.0652903020381927E-2,10.25426197052002,9.8815078735351563,-0.37275359034538269,0.11185980588197708,-0.55674660205841064,-0.51610767841339111,-0.43141290545463562,-0.37275359034538269,-0.31409424543380737,-0.22939947247505188,-0.18876057863235474,0]
[{"$f":"Data[[#This Row],[category]]&Data[[#This Row],[subcategory]]&Data[[#This Row],[delivered]]&Data[[#This Row],[date]]&Data[[#This Row],[hour]]","v":"AllAll study segmentsEnd Use Load9/19/202314"},"All","All study segments","End Use Load",2023,"9/19/2023","14",5677,6158,1.115382194519043,0.98239928483963013,-0.13298296928405762,1.6490072011947632E-2,73.658355712890625,-8.0644264221191406,1,1,-0.16010671854019165,-0.15411584079265594,-0.14163036644458771,-0.13298296928405762,-0.12433556467294693,-0.11185009032487869,-0.10585921257734299,6.8685235977172852,6.0496149063110352,-0.81890910863876343,0.10154586285352707,-0.98593717813491821,-0.94904536008834839,-0.87215977907180786,-0.81890910863876343,-0.76565837860107422,-0.68877285718917847,-0.65188103914260864,0]
[{"$f":"Data[[#This Row],[category]]&Data[[#This Row],[subcategory]]&Data[[#This Row],[delivered]]&Data[[#This Row],[date]]&Data[[#This Row],[hour]]","v":"AllAll study segmentsEnd Use Load9/19/202315"},"All","All study segments","End Use Load",2023,"9/19/2023","15",5677,6158,0.56893676519393921,0.52645343542098999,-4.2483381927013397E-2,1.4785422943532467E-2,75.19781494140625,-2.8733289241790771,1,1,-6.6803239285945892E-2,-6.1431664973497391E-2,-5.0236865878105164E-2,-4.2483381927013397E-2,-3.4729897975921631E-2,-2.3535100743174553E-2,-1.8163524568080902E-2,3.5035126209259033,3.2419002056121826,-0.2616126537322998,9.1048635542392731E-2,-0.41137436032295227,-0.37829619646072388,-0.3093586266040802,-0.2616126537322998,-0.2138667106628418,-0.14492915570735931,-0.11185098439455032,0]
[{"$f":"Data[[#This Row],[category]]&Data[[#This Row],[subcategory]]&Data[[#This Row],[delivered]]&Data[[#This Row],[date]]&Data[[#This Row],[hour]]","v":"AllAll study segmentsEnd Use Load9/19/202316"},"All","All study segments","End Use Load",2023,"9/19/2023","16",5677,6158,1.1621268466114998E-2,0.22224751114845276,0.21062624454498291,1.3577889651060104E-2,74.908134460449219,15.512443542480469,1,1,0.18829260766506195,0.19322547316551208,0.2035059928894043,0.21062624454498291,0.21774649620056152,0.22802701592445374,0.23295988142490387,7.1563772857189178E-2,1.3686001300811768,1.2970364093780518,8.3612643182277679E-2,1.1595058441162109,1.1898825168609619,1.2531899213790894,1.2970364093780518,1.3408828973770142,1.4041904211044312,1.4345669746398926,0]
[{"$f":"Data[[#This Row],[category]]&Data[[#This Row],[subcategory]]&Data[[#This Row],[delivered]]&Data[[#This Row],[date]]&Data[[#This Row],[hour]]","v":"AllAll study segmentsEnd Use Load9/19/202317"},"All","All study segments","End Use Load",2023,"9/19/2023","17",5677,6158,-0.54410868883132935,8.8475294411182404E-2,0.63258403539657593,1.8752053380012512E-2,74.8570556640625,33.734119415283203,1,1,0.60173964500427246,0.60855233669281006,0.62275046110153198,0.63258403539657593,0.64241760969161987,0.6566157341003418,0.66342842578887939,-3.350621223449707,0.54483085870742798,3.8954524993896484,0.11547514796257019,3.7055127620697021,3.7474653720855713,3.8348972797393799,3.8954524993896484,3.956007719039917,4.0434398651123047,4.0853924751281738,0]
[{"$f":"Data[[#This Row],[category]]&Data[[#This Row],[subcategory]]&Data[[#This Row],[delivered]]&Data[[#This Row],[date]]&Data[[#This Row],[hour]]","v":"AllAll study segmentsEnd Use Load9/19/202318"},"All","All study segments","End Use Load",2023,"9/19/2023","18",5677,6158,-0.82580393552780151,-3.3524389266967773,-2.5266349315643311,3.1227013096213341E-2,74.153251647949219,-80.911834716796875,1,1,-2.5779988765716553,-2.5666539669036865,-2.5430104732513428,-2.5266349315643311,-2.5102593898773193,-2.4866158962249756,-2.4752709865570068,-5.0853004455566406,-20.644319534301758,-15.559018135070801,0.19229595363140106,-15.875316619873047,-15.805455207824707,-15.659858703613281,-15.559018135070801,-15.45817756652832,-15.312581062316895,-15.242718696594238,0]
[{"$f":"Data[[#This Row],[category]]&Data[[#This Row],[subcategory]]&Data[[#This Row],[delivered]]&Data[[#This Row],[date]]&Data[[#This Row],[hour]]","v":"AllAll study segmentsEnd Use Load9/19/202319"},"All","All study segments","End Use Load",2023,"9/19/2023","19",5677,6158,-0.98092359304428101,-3.496107816696167,-2.5151841640472412,2.9267137870192528E-2,71.529502868652344,-85.938850402832031,1,1,-2.5633242130279541,-2.5526914596557617,-2.5305318832397461,-2.5151841640472412,-2.4998364448547363,-2.4776768684387207,-2.4670441150665283,-6.04052734375,-21.529031753540039,-15.488504409790039,0.18022704124450684,-15.784950256347656,-15.719473838806152,-15.583015441894531,-15.488504409790039,-15.39399242401123,-15.257534027099609,-15.192057609558105,0]
[{"$f":"Data[[#This Row],[category]]&Data[[#This Row],[subcategory]]&Data[[#This Row],[delivered]]&Data[[#This Row],[date]]&Data[[#This Row],[hour]]","v":"AllAll study segmentsEnd Use Load9/19/202320"},"All","All study segments","End Use Load",2023,"9/19/2023","20",5677,6158,-1.0263080596923828,-3.6546721458435059,-2.628364086151123,2.8727050870656967E-2,67.856704711914063,-91.494392395019531,1,1,-2.6756157875061035,-2.6651792526245117,-2.6434285640716553,-2.628364086151123,-2.6132996082305908,-2.5915489196777344,-2.5811123847961426,-6.320004940032959,-22.505470275878906,-16.185466766357422,0.17690117657184601,-16.476442337036133,-16.412174224853516,-16.278232574462891,-16.185466766357422,-16.09269905090332,-15.958758354187012,-15.894490242004395,0]
[{"$f":"Data[[#This Row],[category]]&Data[[#This Row],[subcategory]]&Data[[#This Row],[delivered]]&Data[[#This Row],[date]]&Data[[#This Row],[hour]]","v":"AllAll study segmentsEnd Use Load9/19/202321"},"All","All study segments","End Use Load",2023,"9/19/2023","21",5677,6158,-0.94423413276672363,-3.9551944732666016,-3.0109603404998779,3.205200657248497E-2,65.258674621582031,-93.939842224121094,1,1,-3.0636811256408691,-3.0520365238189697,-3.0277683734893799,-3.0109603404998779,-2.994152307510376,-2.9698841571807861,-2.9582395553588867,-5.8145937919616699,-24.356086730957031,-18.541494369506836,0.19737625122070313,-18.866147994995117,-18.794441223144531,-18.644998550415039,-18.541494369506836,-18.437990188598633,-18.288547515869141,-18.216838836669922,0]
[{"$f":"Data[[#This Row],[category]]&Data[[#This Row],[subcategory]]&Data[[#This Row],[delivered]]&Data[[#This Row],[date]]&Data[[#This Row],[hour]]","v":"AllAll study segmentsEnd Use Load9/19/202322"},"All","All study segments","End Use Load",2023,"9/19/2023","22",5677,6158,-0.74895703792572021,5.6540660560131073E-2,0.80549770593643188,1.9769260659813881E-2,63.430332183837891,40.744956970214844,1,1,0.77298015356063843,0.78016239404678345,0.79513067007064819,0.80549770593643188,0.81586474180221558,0.83083301782608032,0.83801525831222534,-4.6120772361755371,0.34817737340927124,4.9602546691894531,0.12173910439014435,4.7600116729736328,4.8042402267456055,4.8964147567749023,4.9602546691894531,5.0240950584411621,5.116269588470459,5.1604981422424316,0]
[{"$f":"Data[[#This Row],[category]]&Data[[#This Row],[subcategory]]&Data[[#This Row],[delivered]]&Data[[#This Row],[date]]&Data[[#This Row],[hour]]","v":"AllAll study segmentsEnd Use Load9/19/202323"},"All","All study segments","End Use Load",2023,"9/19/2023","23",5677,6158,-0.63671606779098511,9.5058634877204895E-2,0.73177474737167358,1.8588302657008171E-2,62.240970611572266,39.367485046386719,1,1,0.70119971036911011,0.70795285701751709,0.7220270037651062,0.73177474737167358,0.74152249097824097,0.75559663772583008,0.76234978437423706,-3.9208974838256836,0.58537107706069946,4.5062689781188965,0.11446677148342133,4.3179879188537598,4.3595738410949707,4.4462423324584961,4.5062689781188965,4.5662956237792969,4.6529641151428223,4.6945500373840332,0]
[{"$f":"Data[[#This Row],[category]]&Data[[#This Row],[subcategory]]&Data[[#This Row],[delivered]]&Data[[#This Row],[date]]&Data[[#This Row],[hour]]","v":"AllAll study segmentsEnd Use Load9/19/202324"},"All","All study segments","End Use Load",2023,"9/19/2023","24",5677,6158,-0.42562249302864075,0.10243687778711319,0.52805936336517334,1.2427187524735928E-2,61.289413452148438,42.492267608642578,1,1,0.5076184868812561,0.51213330030441284,0.52154254913330078,0.52805936336517334,0.5345761775970459,0.54398542642593384,0.54850023984909058,-2.620983362197876,0.63080626726150513,3.2517895698547363,7.6526619493961334E-2,3.1259145736694336,3.1537168025970459,3.2116589546203613,3.2517895698547363,3.2919201850891113,3.3498623371124268,3.3776645660400391,0]
[{"$f":"Data[[#This Row],[category]]&Data[[#This Row],[subcategory]]&Data[[#This Row],[delivered]]&Data[[#This Row],[date]]&Data[[#This Row],[hour]]","v":"AllAll study segmentsEnd Use Load9/19/2023Event Window"},"All","All study segments","End Use Load",2023,"9/19/2023","Event Window",5677,6158,-0.94431746006011963,-3.6146032810211182,-2.6702859401702881,2.8414648026227951E-2,69.699531555175781,-93.975685119628906,1,1,-2.7170238494873047,-2.7067008018493652,-2.6851866245269775,-2.6702859401702881,-2.6553852558135986,-2.6338710784912109,-2.6235480308532715,-5.8151068687438965,-22.258726119995117,-16.443620681762695,0.17497740685939789,-16.73143196105957,-16.667863845825195,-16.535379409790039,-16.443620681762695,-16.351861953735352,-16.219377517700195,-16.15580940246582,0]
[{"$f":"Data[[#This Row],[category]]&Data[[#This Row],[subcategory]]&Data[[#This Row],[delivered]]&Data[[#This Row],[date]]&Data[[#This Row],[hour]]","v":"AllAll study segmentsEnd Use LoadAvg Weekday 8-9pm1"},"All","All study segments","End Use Load",2023,"Avg Weekday 8-9pm","1",5335,5794,0.28342679142951965,0.21661536395549774,-6.6811434924602509E-2,1.063611451536417E-2,63.748313903808594,-6.2815642356872559,1,1,-8.4306284785270691E-2,-8.0442167818546295E-2,-7.2389021515846252E-2,-6.6811434924602509E-2,-6.1233852058649063E-2,-5.318070575594902E-2,-4.9316585063934326E-2,1.6421748399734497,1.255069375038147,-0.38710546493530273,6.16256482899189E-2,-0.48847061395645142,-0.46608191728591919,-0.41942200064659119,-0.38710546493530273,-0.35478892922401428,-0.30812901258468628,-0.28574028611183167,0]
[{"$f":"Data[[#This Row],[category]]&Data[[#This Row],[subcategory]]&Data[[#This Row],[delivered]]&Data[[#This Row],[date]]&Data[[#This Row],[hour]]","v":"AllAll study segmentsEnd Use LoadAvg Weekday 8-9pm2"},"All","All study segments","End Use Load",2023,"Avg Weekday 8-9pm","2",5335,5794,0.10428793728351593,3.4374766051769257E-2,-6.9913171231746674E-2,1.0007171891629696E-2,61.3145751953125,-6.9863066673278809,1,1,-8.6373500525951385E-2,-8.273787796497345E-2,-7.5160935521125793E-2,-6.9913171231746674E-2,-6.4665406942367554E-2,-5.7088464498519897E-2,-5.3452838212251663E-2,0.60424429178237915,0.199167400598526,-0.40507692098617554,5.7981554418802261E-2,-0.50044804811477661,-0.47938326001167297,-0.43548247218132019,-0.40507692098617554,-0.37467136979103088,-0.33077055215835571,-0.30970573425292969,0]
[{"$f":"Data[[#This Row],[category]]&Data[[#This Row],[subcategory]]&Data[[#This Row],[delivered]]&Data[[#This Row],[date]]&Data[[#This Row],[hour]]","v":"AllAll study segmentsEnd Use LoadAvg Weekday 8-9pm3"},"All","All study segments","End Use Load",2023,"Avg Weekday 8-9pm","3",5335,5794,-0.1382240355014801,-0.20249781012535095,-6.427377462387085E-2,5.6290691718459129E-3,60.637348175048828,-11.41818904876709,1,1,-7.3532767593860626E-2,-7.148771733045578E-2,-6.7225664854049683E-2,-6.427377462387085E-2,-6.1321888118982315E-2,-5.7059831917285919E-2,-5.5014777928590775E-2,-0.80087006092071533,-1.1732723712921143,-0.37240225076675415,3.2614827156066895E-2,-0.42604884505271912,-0.4141998291015625,-0.38950550556182861,-0.37240225076675415,-0.35529902577400208,-0.3306046724319458,-0.3187556266784668,0]
[{"$f":"Data[[#This Row],[category]]&Data[[#This Row],[subcategory]]&Data[[#This Row],[delivered]]&Data[[#This Row],[date]]&Data[[#This Row],[hour]]","v":"AllAll study segmentsEnd Use LoadAvg Weekday 8-9pm4"},"All","All study segments","End Use Load",2023,"Avg Weekday 8-9pm","4",5335,5794,-0.18189945816993713,-0.22814999520778656,-4.6250537037849426E-2,4.410215187817812E-3,60.043392181396484,-10.487138748168945,1,1,-5.3504694253206253E-2,-5.1902454346418381E-2,-4.8563256859779358E-2,-4.6250537037849426E-2,-4.3937817215919495E-2,-4.0598619729280472E-2,-3.8996379822492599E-2,-1.0539255142211914,-1.3219010829925537,-0.26797559857368469,2.5552786886692047E-2,-0.31000620126724243,-0.30072280764579773,-0.28137549757957458,-0.26797559857368469,-0.2545756995677948,-0.23522840440273285,-0.22594502568244934,0]
[{"$f":"Data[[#This Row],[category]]&Data[[#This Row],[subcategory]]&Data[[#This Row],[delivered]]&Data[[#This Row],[date]]&Data[[#This Row],[hour]]","v":"AllAll study segmentsEnd Use LoadAvg Weekday 8-9pm5"},"All","All study segments","End Use Load",2023,"Avg Weekday 8-9pm","5",5335,5794,-0.16598197817802429,-0.19750943779945374,-3.1527459621429443E-2,4.1334261186420918E-3,59.434864044189453,-7.6274399757385254,1,1,-3.8326341658830643E-2,-3.6824658513069153E-2,-3.3695030957460403E-2,-3.1527459621429443E-2,-2.9359888285398483E-2,-2.6230260729789734E-2,-2.4728579446673393E-2,-0.96169960498809814,-1.1443697214126587,-0.18267010152339935,2.3949071764945984E-2,-0.22206282615661621,-0.21336206793785095,-0.19522900879383087,-0.18267010152339935,-0.17011119425296783,-0.15197813510894775,-0.14327739179134369,0]
[{"$f":"Data[[#This Row],[category]]&Data[[#This Row],[subcategory]]&Data[[#This Row],[delivered]]&Data[[#This Row],[date]]&Data[[#This Row],[hour]]","v":"AllAll study segmentsEnd Use LoadAvg Weekday 8-9pm6"},"All","All study segments","End Use Load",2023,"Avg Weekday 8-9pm","6",5335,5794,-0.16649578511714935,-0.20476250350475311,-3.8266722112894058E-2,4.1859839111566544E-3,58.920619964599609,-9.1416311264038086,1,1,-4.5152053236961365E-2,-4.3631277978420258E-2,-4.046185314655304E-2,-3.8266722112894058E-2,-3.6071591079235077E-2,-3.2902166247367859E-2,-3.1381390988826752E-2,-0.96467655897140503,-1.1863939762115479,-0.22171738743782043,2.4253590032458305E-2,-0.26161098480224609,-0.2527996301651001,-0.23443597555160522,-0.22171738743782043,-0.20899879932403564,-0.19063514471054077,-0.18182377517223358,0]
[{"$f":"Data[[#This Row],[category]]&Data[[#This Row],[subcategory]]&Data[[#This Row],[delivered]]&Data[[#This Row],[date]]&Data[[#This Row],[hour]]","v":"AllAll study segmentsEnd Use LoadAvg Weekday 8-9pm7"},"All","All study segments","End Use Load",2023,"Avg Weekday 8-9pm","7",5335,5794,-0.12166982144117355,-0.14995181560516357,-2.8282003477215767E-2,3.8884682580828667E-3,58.553047180175781,-7.2733020782470703,1,1,-3.4677963703870773E-2,-3.3265277743339539E-2,-3.0321117490530014E-2,-2.8282003477215767E-2,-2.624288946390152E-2,-2.3298731073737144E-2,-2.188604325056076E-2,-0.70495492219924927,-0.86882084608078003,-0.16386592388153076,2.2529784590005875E-2,-0.20092412829399109,-0.19273902475833893,-0.17568054795265198,-0.16386592388153076,-0.15205129981040955,-0.13499285280704498,-0.12680773437023163,0]
[{"$f":"Data[[#This Row],[category]]&Data[[#This Row],[subcategory]]&Data[[#This Row],[delivered]]&Data[[#This Row],[date]]&Data[[#This Row],[hour]]","v":"AllAll study segmentsEnd Use LoadAvg Weekday 8-9pm8"},"All","All study segments","End Use Load",2023,"Avg Weekday 8-9pm","8",5335,5794,0.17317180335521698,0.19981862604618073,2.6646820828318596E-2,4.6128197573125362E-3,59.867057800292969,5.7766880989074707,1,1,1.9059406593441963E-2,2.0735254511237144E-2,2.422785572707653E-2,2.6646820828318596E-2,2.9065785929560661E-2,3.2558389008045197E-2,3.4234233200550079E-2,1.0033574104309082,1.1577491760253906,0.15439167618751526,2.6726678013801575E-2,0.11043020337820053,0.12014006823301315,0.14037619531154633,0.15439167618751526,0.16840715706348419,0.18864330649375916,0.19835314154624939,0]
[{"$f":"Data[[#This Row],[category]]&Data[[#This Row],[subcategory]]&Data[[#This Row],[delivered]]&Data[[#This Row],[date]]&Data[[#This Row],[hour]]","v":"AllAll study segmentsEnd Use LoadAvg Weekday 8-9pm9"},"All","All study segments","End Use Load",2023,"Avg Weekday 8-9pm","9",5335,5794,0.77055090665817261,0.91402226686477661,0.14347131550312042,6.4811934716999531E-3,63.308387756347656,22.136558532714844,1,1,0.13281069695949554,0.13516533374786377,0.14007256925106049,0.14347131550312042,0.14687006175518036,0.15177729725837708,0.1541319340467453,4.4645719528198242,5.2958450317382813,0.83127278089523315,3.7552036345005035E-2,0.76950520277023315,0.78314793109893799,0.81158047914505005,0.83127278089523315,0.85096514225006104,0.87939763069152832,0.89304041862487793,0]
[{"$f":"Data[[#This Row],[category]]&Data[[#This Row],[subcategory]]&Data[[#This Row],[delivered]]&Data[[#This Row],[date]]&Data[[#This Row],[hour]]","v":"AllAll study segmentsEnd Use LoadAvg Weekday 8-9pm10"},"All","All study segments","End Use Load",2023,"Avg Weekday 8-9pm","10",5335,5794,1.553475022315979,1.8071810007095337,0.25370591878890991,9.6621140837669373E-3,67.333976745605469,26.257806777954102,1,1,0.23781315982341766,0.24132342636585236,0.24863910675048828,0.25370591878890991,0.25877273082733154,0.26608842611312866,0.26959869265556335,9.0008344650268555,10.470807075500488,1.4699721336364746,5.5982287973165512E-2,1.3778893947601318,1.3982279300689697,1.4406149387359619,1.4699721336364746,1.4993292093276978,1.5417163372039795,1.5620548725128174,0]
[{"$f":"Data[[#This Row],[category]]&Data[[#This Row],[subcategory]]&Data[[#This Row],[delivered]]&Data[[#This Row],[date]]&Data[[#This Row],[hour]]","v":"AllAll study segmentsEnd Use LoadAvg Weekday 8-9pm11"},"All","All study segments","End Use Load",2023,"Avg Weekday 8-9pm","11",5335,5794,2.0414707660675049,2.2099153995513916,0.16844464838504791,1.3291404582560062E-2,71.679100036621094,12.673201560974121,1,1,0.14658223092556,0.1514110267162323,0.16147463023662567,0.16844464838504791,0.17541466653347015,0.18547827005386353,0.19030706584453583,11.828281402587891,12.80424976348877,0.97596830129623413,7.7010400593280792E-2,0.84929746389389038,0.87727546691894531,0.93558400869369507,0.97596830129623413,1.0163525342941284,1.0746611356735229,1.1026391983032227,0]
[{"$f":"Data[[#This Row],[category]]&Data[[#This Row],[subcategory]]&Data[[#This Row],[delivered]]&Data[[#This Row],[date]]&Data[[#This Row],[hour]]","v":"AllAll study segmentsEnd Use LoadAvg Weekday 8-9pm12"},"All","All study segments","End Use Load",2023,"Avg Weekday 8-9pm","12",5335,5794,1.9135715961456299,1.8957321643829346,-1.783950999379158E-2,1.5400689095258713E-2,75.699394226074219,-1.1583578586578369,0,0,-4.3171390891075134E-2,-3.7576287984848022E-2,-2.5915639474987984E-2,-1.783950999379158E-2,-9.7633805125951767E-3,1.8972671823576093E-3,7.492369506508112E-3,11.087233543395996,10.983872413635254,-0.10336212068796158,8.9231595396995544E-2,-0.25013503432273865,-0.2177170068025589,-0.15015521645545959,-0.10336212068796158,-5.6569024920463562E-2,1.0992766357958317E-2,4.3410789221525192E-2,0]
[{"$f":"Data[[#This Row],[category]]&Data[[#This Row],[subcategory]]&Data[[#This Row],[delivered]]&Data[[#This Row],[date]]&Data[[#This Row],[hour]]","v":"AllAll study segmentsEnd Use LoadAvg Weekday 8-9pm13"},"All","All study segments","End Use Load",2023,"Avg Weekday 8-9pm","13",5335,5794,1.4058612585067749,1.2384558916091919,-0.16740535199642181,1.4216210693120956E-2,78.997749328613281,-11.775666236877441,1,1,-0.19078893959522247,-0.18562415242195129,-0.17486034333705902,-0.16740535199642181,-0.15995036065578461,-0.14918655157089233,-0.14402176439762115,8.1455602645874023,7.1756134033203125,-0.96994662284851074,8.2368724048137665E-2,-1.105431079864502,-1.075506329536438,-1.0131407976150513,-0.96994662284851074,-0.92675238847732544,-0.86438685655593872,-0.83446210622787476,0]
[{"$f":"Data[[#This Row],[category]]&Data[[#This Row],[subcategory]]&Data[[#This Row],[delivered]]&Data[[#This Row],[date]]&Data[[#This Row],[hour]]","v":"AllAll study segmentsEnd Use LoadAvg Weekday 8-9pm14"},"All","All study segments","End Use Load",2023,"Avg Weekday 8-9pm","14",5335,5794,0.86779654026031494,0.66552102565765381,-0.20227552950382233,1.2024144642055035E-2,82.196533203125,-16.822446823120117,1,1,-0.22205348312854767,-0.21768508851528168,-0.20858100056648254,-0.20227552950382233,-0.19597005844116211,-0.18686597049236298,-0.18249757587909698,5.0280132293701172,3.8560287952423096,-1.1719844341278076,6.9667890667915344E-2,-1.2865779399871826,-1.2612674236297607,-1.2085182666778564,-1.1719844341278076,-1.1354504823684692,-1.0827014446258545,-1.0573909282684326,0]
[{"$f":"Data[[#This Row],[category]]&Data[[#This Row],[subcategory]]&Data[[#This Row],[delivered]]&Data[[#This Row],[date]]&Data[[#This Row],[hour]]","v":"AllAll study segmentsEnd Use LoadAvg Weekday 8-9pm15"},"All","All study segments","End Use Load",2023,"Avg Weekday 8-9pm","15",5335,5794,0.40803143382072449,0.22688741981983185,-0.18114401400089264,9.5520652830600739E-3,84.884162902832031,-18.963857650756836,1,1,-0.19685576856136322,-0.19338548183441162,-0.18615312874317169,-0.18114401400089264,-0.17613489925861359,-0.16890254616737366,-0.16543225944042206,2.3641340732574463,1.3145856857299805,-1.0495483875274658,5.5344667285680771E-2,-1.1405823230743408,-1.1204755306243896,-1.0785712003707886,-1.0495483875274658,-1.0205255746841431,-0.97862136363983154,-0.9585145115852356,0]
[{"$f":"Data[[#This Row],[category]]&Data[[#This Row],[subcategory]]&Data[[#This Row],[delivered]]&Data[[#This Row],[date]]&Data[[#This Row],[hour]]","v":"AllAll study segmentsEnd Use LoadAvg Weekday 8-9pm16"},"All","All study segments","End Use Load",2023,"Avg Weekday 8-9pm","16",5335,5794,-7.0947401225566864E-2,-0.20050252974033356,-0.12955513596534729,9.3263993039727211E-3,86.6854248046875,-13.891227722167969,1,1,-0.14489570260047913,-0.14150740206241608,-0.1344459056854248,-0.12955513596534729,-0.12466436624526978,-0.1176028773188591,-0.11421457678079605,-0.41106924414634705,-1.1617116928100586,-0.75064247846603394,5.4037157446146011E-2,-0.83952569961547852,-0.81989389657974243,-0.7789795994758606,-0.75064247846603394,-0.72230535745620728,-0.68139106035232544,-0.66175925731658936,0]
[{"$f":"Data[[#This Row],[category]]&Data[[#This Row],[subcategory]]&Data[[#This Row],[delivered]]&Data[[#This Row],[date]]&Data[[#This Row],[hour]]","v":"AllAll study segmentsEnd Use LoadAvg Weekday 8-9pm17"},"All","All study segments","End Use Load",2023,"Avg Weekday 8-9pm","17",5335,5794,-0.61710202693939209,-0.78018099069595337,-0.16307894885540009,1.0723775252699852E-2,87.151969909667969,-15.207233428955078,1,1,-0.18071798980236053,-0.17682202160358429,-0.16870249807834625,-0.16307894885540009,-0.15745539963245392,-0.14933587610721588,-0.14543990790843964,-3.5754890441894531,-4.5203685760498047,-0.94487941265106201,6.2133554369211197E-2,-1.0470800399780273,-1.0245068073272705,-0.9774622917175293,-0.94487941265106201,-0.9122965931892395,-0.86525207757949829,-0.84267884492874146,0]
[{"$f":"Data[[#This Row],[category]]&Data[[#This Row],[subcategory]]&Data[[#This Row],[delivered]]&Data[[#This Row],[date]]&Data[[#This Row],[hour]]","v":"AllAll study segmentsEnd Use LoadAvg Weekday 8-9pm18"},"All","All study segments","End Use Load",2023,"Avg Weekday 8-9pm","18",5335,5794,-0.87972265481948853,-1.0917354822158813,-0.21201278269290924,1.1391564272344112E-2,86.439453125,-18.611385345458984,1,1,-0.23075023293495178,-0.2266116589307785,-0.21798652410507202,-0.21201278269290924,-0.20603904128074646,-0.19741390645503998,-0.1932753324508667,-5.0971131324768066,-6.3255152702331543,-1.2284020185470581,6.6002726554870605E-2,-1.336966872215271,-1.3129879236221313,-1.2630139589309692,-1.2284020185470581,-1.1937901973724365,-1.1438162326812744,-1.1198372840881348,0]
[{"$f":"Data[[#This Row],[category]]&Data[[#This Row],[subcategory]]&Data[[#This Row],[delivered]]&Data[[#This Row],[date]]&Data[[#This Row],[hour]]","v":"AllAll study segmentsEnd Use LoadAvg Weekday 8-9pm19"},"All","All study segments","End Use Load",2023,"Avg Weekday 8-9pm","19",5335,5794,-0.9942556619644165,-1.257786750793457,-0.26353102922439575,1.2491657398641109E-2,83.858665466308594,-21.096561431884766,1,1,-0.2840779721736908,-0.27953973412513733,-0.27008166909217834,-0.26353102922439575,-0.25698038935661316,-0.24752232432365417,-0.24298408627510071,-5.7607173919677734,-7.2876162528991699,-1.5268987417221069,7.2376661002635956E-2,-1.6459478139877319,-1.6196532249450684,-1.5648531913757324,-1.5268987417221069,-1.488944411277771,-1.4341443777084351,-1.4078497886657715,0]
[{"$f":"Data[[#This Row],[category]]&Data[[#This Row],[subcategory]]&Data[[#This Row],[delivered]]&Data[[#This Row],[date]]&Data[[#This Row],[hour]]","v":"AllAll study segmentsEnd Use LoadAvg Weekday 8-9pm20"},"All","All study segments","End Use Load",2023,"Avg Weekday 8-9pm","20",5335,5794,-1.0379288196563721,-1.8535305261611938,-0.81560170650482178,1.3568407855927944E-2,80.084022521972656,-60.110347747802734,1,1,-0.83791977167129517,-0.83299034833908081,-0.82271701097488403,-0.81560170650482178,-0.80848640203475952,-0.79821306467056274,-0.79328364133834839,-6.0137596130371094,-10.73935604095459,-4.7255964279174805,7.8615352511405945E-2,-4.8549070358276367,-4.8263459205627441,-4.766822338104248,-4.7255964279174805,-4.6843700408935547,-4.6248464584350586,-4.596285343170166,0]
[{"$f":"Data[[#This Row],[category]]&Data[[#This Row],[subcategory]]&Data[[#This Row],[delivered]]&Data[[#This Row],[date]]&Data[[#This Row],[hour]]","v":"AllAll study segmentsEnd Use LoadAvg Weekday 8-9pm21"},"All","All study segments","End Use Load",2023,"Avg Weekday 8-9pm","21",5335,5794,-0.99762231111526489,-5.0542278289794922,-4.0566058158874512,4.7069709748029709E-2,75.254829406738281,-86.182937622070313,1,1,-4.134028434753418,-4.1169281005859375,-4.0812892913818359,-4.0566058158874512,-4.0319223403930664,-3.9962835311889648,-3.9791829586029053,-5.7802238464355469,-29.284196853637695,-23.503974914550781,0.27272188663482666,-23.952560424804688,-23.853481292724609,-23.646989822387695,-23.503974914550781,-23.360958099365234,-23.15446662902832,-23.055385589599609,0]
[{"$f":"Data[[#This Row],[category]]&Data[[#This Row],[subcategory]]&Data[[#This Row],[delivered]]&Data[[#This Row],[date]]&Data[[#This Row],[hour]]","v":"AllAll study segmentsEnd Use LoadAvg Weekday 8-9pm22"},"All","All study segments","End Use Load",2023,"Avg Weekday 8-9pm","22",5335,5794,-0.77235394716262817,-0.48923850059509277,0.28311541676521301,1.6018660739064217E-2,71.153564453125,17.674100875854492,1,1,0.25676706433296204,0.26258668303489685,0.27471521496772766,0.28311541676521301,0.29151561856269836,0.30364415049552917,0.30946376919746399,-4.4750189781188965,-2.8346478939056396,1.6403707265853882,9.2812120914459229E-2,1.4877083301544189,1.5214272737503052,1.5916999578475952,1.6403707265853882,1.6890414953231812,1.7593141794204712,1.7930331230163574,0]
[{"$f":"Data[[#This Row],[category]]&Data[[#This Row],[subcategory]]&Data[[#This Row],[delivered]]&Data[[#This Row],[date]]&Data[[#This Row],[hour]]","v":"AllAll study segmentsEnd Use LoadAvg Weekday 8-9pm23"},"All","All study segments","End Use Load",2023,"Avg Weekday 8-9pm","23",5335,5794,-0.65777862071990967,-0.38479909300804138,0.27297952771186829,1.0727107524871826E-2,68.471511840820313,25.447635650634766,1,1,0.2553350031375885,0.25923219323158264,0.26735422015190125,0.27297952771186829,0.27860483527183533,0.28672686219215393,0.29062405228614807,-3.8111693859100342,-2.2295260429382324,1.5816433429718018,6.2152862548828125E-2,1.4794110059738159,1.5019912719726563,1.5490503311157227,1.5816433429718018,1.6142364740371704,1.6612954139709473,1.6838757991790771,0]
[{"$f":"Data[[#This Row],[category]]&Data[[#This Row],[subcategory]]&Data[[#This Row],[delivered]]&Data[[#This Row],[date]]&Data[[#This Row],[hour]]","v":"AllAll study segmentsEnd Use LoadAvg Weekday 8-9pm24"},"All","All study segments","End Use Load",2023,"Avg Weekday 8-9pm","24",5335,5794,-0.42281875014305115,-0.197206050157547,0.22561268508434296,8.3008967339992523E-3,66.608901977539063,27.179315567016602,1,1,0.21195892989635468,0.21497465670108795,0.22125968337059021,0.22561268508434296,0.2299656867980957,0.23625071346759796,0.23926644027233124,-2.4498119354248047,-1.1426118612289429,1.3071999549865723,4.8095393925905228E-2,1.2280900478363037,1.2455631494522095,1.2819786071777344,1.3071999549865723,1.3324211835861206,1.3688366413116455,1.3863097429275513,0]
[{"$f":"Data[[#This Row],[category]]&Data[[#This Row],[subcategory]]&Data[[#This Row],[delivered]]&Data[[#This Row],[date]]&Data[[#This Row],[hour]]","v":"AllAll study segmentsEnd Use LoadAvg Weekday 8-9pmEvent Window"},"All","All study segments","End Use Load",2023,"Avg Weekday 8-9pm","Event Window",5335,5794,-0.99762231111526489,-5.0542278289794922,-4.0566058158874512,4.7069709748029709E-2,75.254829406738281,-86.182937622070313,1,1,-4.134028434753418,-4.1169281005859375,-4.0812892913818359,-4.0566058158874512,-4.0319223403930664,-3.9962835311889648,-3.9791829586029053,-5.7802238464355469,-29.284196853637695,-23.503974914550781,0.27272188663482666,-23.952560424804688,-23.853481292724609,-23.646989822387695,-23.503974914550781,-23.360958099365234,-23.15446662902832,-23.055385589599609,0]
[{"$f":"Data[[#This Row],[category]]&Data[[#This Row],[subcategory]]&Data[[#This Row],[delivered]]&Data[[#This Row],[date]]&Data[[#This Row],[hour]]","v":"AllAll study segmentsEnd Use LoadAvg Weekday 6-9pm1"},"All","All study segments","End Use Load",2023,"Avg Weekday 6-9pm","1",5632,6003.333333333333,0.28111317753791809,0.45021846890449524,0.16910530626773834,1.1345387436449528E-2,64.791610717773438,14.905202865600586,1,1,0.15044380724430084,0.15456560254096985,0.16315577924251556,0.16910530626773834,0.17505483329296112,0.18364500999450684,0.18776680529117584,1.6876161098480225,2.7028114795684814,1.0151954889297485,6.8110145628452301E-2,0.9031643271446228,0.92790883779525757,0.97947853803634644,1.0151954889297485,1.0509124994277954,1.1024821996688843,1.127226710319519,0]
[{"$f":"Data[[#This Row],[category]]&Data[[#This Row],[subcategory]]&Data[[#This Row],[delivered]]&Data[[#This Row],[date]]&Data[[#This Row],[hour]]","v":"AllAll study segmentsEnd Use LoadAvg Weekday 6-9pm2"},"All","All study segments","End Use Load",2023,"Avg Weekday 6-9pm","2",5632,6003.333333333333,9.4488441944122314E-2,0.31285163760185242,0.2183632105588913,1.2041830457746983E-2,64.053207397460938,18.133722305297852,1,1,0.19855615496635437,0.2029309868812561,0.21204847097396851,0.2183632105588913,0.22467795014381409,0.23379543423652649,0.23817026615142822,0.56724560260772705,1.87815260887146,1.3109071254730225,7.2291120886802673E-2,1.1919988393783569,1.2182623147964478,1.2729976177215576,1.3109071254730225,1.3488166332244873,1.4035519361495972,1.4298155307769775,0]
[{"$f":"Data[[#This Row],[category]]&Data[[#This Row],[subcategory]]&Data[[#This Row],[delivered]]&Data[[#This Row],[date]]&Data[[#This Row],[hour]]","v":"AllAll study segmentsEnd Use LoadAvg Weekday 6-9pm3"},"All","All study segments","End Use Load",2023,"Avg Weekday 6-9pm","3",5632,6003.333333333333,-0.13369986414909363,-7.7152503654360771E-3,0.12598462402820587,6.6236220300197601E-3,62.9951171875,19.020503997802734,1,1,0.11508973687887192,0.11749611049890518,0.12251119315624237,0.12598462402820587,0.12945805490016937,0.13447313010692596,0.13687951862812042,-0.80264484882354736,-4.6317219734191895E-2,0.75632768869400024,3.9763811975717545E-2,0.6909220814704895,0.70536834001541138,0.73547554016113281,0.75632768869400024,0.77717983722686768,0.80728703737258911,0.82173335552215576,0]
[{"$f":"Data[[#This Row],[category]]&Data[[#This Row],[subcategory]]&Data[[#This Row],[delivered]]&Data[[#This Row],[date]]&Data[[#This Row],[hour]]","v":"AllAll study segmentsEnd Use LoadAvg Weekday 6-9pm4"},"All","All study segments","End Use Load",2023,"Avg Weekday 6-9pm","4",5632,6003.333333333333,-0.17392690479755402,-9.9619634449481964E-2,7.4307270348072052E-2,3.678508335724473E-3,61.760932922363281,20.200380325317383,1,1,6.8256661295890808E-2,6.9593071937561035E-2,7.2378255426883698E-2,7.4307270348072052E-2,7.6236285269260406E-2,7.9021468758583069E-2,8.0357879400253296E-2,-1.0441411733627319,-0.59804987907409668,0.44609132409095764,2.2083312273025513E-2,0.40976747870445251,0.41779041290283203,0.43451079726219177,0.44609132409095764,0.45767182111740112,0.47439220547676086,0.48241513967514038,0]
[{"$f":"Data[[#This Row],[category]]&Data[[#This Row],[subcategory]]&Data[[#This Row],[delivered]]&Data[[#This Row],[date]]&Data[[#This Row],[hour]]","v":"AllAll study segmentsEnd Use LoadAvg Weekday 6-9pm5"},"All","All study segments","End Use Load",2023,"Avg Weekday 6-9pm","5",5632,6003.333333333333,-0.16088506579399109,-0.10096884518861771,5.9916216880083084E-2,3.3299589995294809E-3,61.013301849365234,17.993080139160156,1,1,5.4438922554254532E-2,5.5648703128099442E-2,5.8169983327388763E-2,5.9916216880083084E-2,6.1662450432777405E-2,6.4183734357357025E-2,6.5393514931201935E-2,-0.96584665775299072,-0.60614961385726929,0.35969701409339905,1.999085396528244E-2,0.32681500911712646,0.33407771587371826,0.34921380877494812,0.35969701409339905,0.37018024921417236,0.38531634211540222,0.39257907867431641,0]
[{"$f":"Data[[#This Row],[category]]&Data[[#This Row],[subcategory]]&Data[[#This Row],[delivered]]&Data[[#This Row],[date]]&Data[[#This Row],[hour]]","v":"AllAll study segmentsEnd Use LoadAvg Weekday 6-9pm6"},"All","All study segments","End Use Load",2023,"Avg Weekday 6-9pm","6",5632,6003.333333333333,-0.16234889626502991,-9.4724163413047791E-2,6.7624732851982117E-2,3.2073324546217918E-3,60.318714141845703,21.084415435791016,1,1,6.2349140644073486E-2,6.3514374196529388E-2,6.5942808985710144E-2,6.7624732851982117E-2,6.9306656718254089E-2,7.1735091507434845E-2,7.2900325059890747E-2,-0.97463452816009521,-0.56866073608398438,0.40597382187843323,1.9254686310887337E-2,0.37430268526077271,0.38129794597625732,0.3958766758441925,0.40597382187843323,0.41607096791267395,0.43064966797828674,0.43764495849609375,0]
[{"$f":"Data[[#This Row],[category]]&Data[[#This Row],[subcategory]]&Data[[#This Row],[delivered]]&Data[[#This Row],[date]]&Data[[#This Row],[hour]]","v":"AllAll study segmentsEnd Use LoadAvg Weekday 6-9pm7"},"All","All study segments","End Use Load",2023,"Avg Weekday 6-9pm","7",5632,6003.333333333333,-0.1227572113275528,-7.4657820165157318E-2,4.8099394887685776E-2,3.6378756631165743E-3,59.863574981689453,13.221836090087891,1,1,4.2115621268749237E-2,4.343726858496666E-2,4.6191692352294922E-2,4.8099394887685776E-2,5.000709742307663E-2,5.2761521190404892E-2,5.4083168506622314E-2,-0.73695248365402222,-0.44819578528404236,0.28875669836997986,2.1839380264282227E-2,0.25283411145210266,0.26076841354370117,0.27730411291122437,0.28875669836997986,0.30020928382873535,0.31674501299858093,0.32467928528785706,0]
[{"$f":"Data[[#This Row],[category]]&Data[[#This Row],[subcategory]]&Data[[#This Row],[delivered]]&Data[[#This Row],[date]]&Data[[#This Row],[hour]]","v":"AllAll study segmentsEnd Use LoadAvg Weekday 6-9pm8"},"All","All study segments","End Use Load",2023,"Avg Weekday 6-9pm","8",5632,6003.333333333333,0.15593841671943665,0.18973654508590698,3.3798132091760635E-2,4.242992028594017E-3,60.399726867675781,7.9656362533569336,1,1,2.6819031685590744E-2,2.8360519558191299E-2,3.1573105603456497E-2,3.3798132091760635E-2,3.6023158580064774E-2,3.9235744625329971E-2,4.0777232497930527E-2,0.93615031242370605,1.1390516757965088,0.2029014527797699,2.5472095236182213E-2,0.16100358963012695,0.17025765776634216,0.18954387307167053,0.2029014527797699,0.21625903248786926,0.23554524779319763,0.24479931592941284,0]
[{"$f":"Data[[#This Row],[category]]&Data[[#This Row],[subcategory]]&Data[[#This Row],[delivered]]&Data[[#This Row],[date]]&Data[[#This Row],[hour]]","v":"AllAll study segmentsEnd Use LoadAvg Weekday 6-9pm9"},"All","All study segments","End Use Load",2023,"Avg Weekday 6-9pm","9",5632,6003.333333333333,0.73464149236679077,0.85595643520355225,0.12131492793560028,6.4908456988632679E-3,64.012794494628906,18.690156936645508,1,1,0.11063843965530396,0.11299657076597214,0.11791112273931503,0.12131492793560028,0.12471873313188553,0.12963327765464783,0.13199141621589661,4.4102978706359863,5.1385917663574219,0.72829395532608032,3.8966711610555649E-2,0.66419941186904907,0.67835605144500732,0.70785975456237793,0.72829395532608032,0.74872815608978271,0.77823179960250854,0.7923884391784668,0]
[{"$f":"Data[[#This Row],[category]]&Data[[#This Row],[subcategory]]&Data[[#This Row],[delivered]]&Data[[#This Row],[date]]&Data[[#This Row],[hour]]","v":"AllAll study segmentsEnd Use LoadAvg Weekday 6-9pm10"},"All","All study segments","End Use Load",2023,"Avg Weekday 6-9pm","10",5632,6003.333333333333,1.4979957342147827,1.7645920515060425,0.2665962278842926,9.1730915009975433E-3,68.517608642578125,29.062854766845703,1,1,0.25150784850120544,0.2548404335975647,0.26178586483001709,0.2665962278842926,0.27140659093856812,0.27835202217102051,0.28168460726737976,8.9929676055908203,10.59343433380127,1.6004660129547119,5.5069126188755035E-2,1.5098854303359985,1.5298920869827271,1.5715878009796143,1.6004660129547119,1.6293442249298096,1.6710399389266968,1.6910465955734253,0]
[{"$f":"Data[[#This Row],[category]]&Data[[#This Row],[subcategory]]&Data[[#This Row],[delivered]]&Data[[#This Row],[date]]&Data[[#This Row],[hour]]","v":"AllAll study segmentsEnd Use LoadAvg Weekday 6-9pm11"},"All","All study segments","End Use Load",2023,"Avg Weekday 6-9pm","11",5632,6003.333333333333,1.9873895645141602,2.4651610851287842,0.4777715802192688,1.2428879737854004E-2,73.100662231445313,38.440437316894531,1,1,0.45732790231704712,0.461843341588974,0.47125387191772461,0.4777715802192688,0.48428928852081299,0.4936998188495636,0.49821525812149048,11.930961608886719,14.79918384552002,2.8682219982147217,7.4614711105823517E-2,2.7454917430877686,2.772599458694458,2.8290941715240479,2.8682219982147217,2.9073500633239746,2.9638445377349854,2.9909522533416748,0]
[{"$f":"Data[[#This Row],[category]]&Data[[#This Row],[subcategory]]&Data[[#This Row],[delivered]]&Data[[#This Row],[date]]&Data[[#This Row],[hour]]","v":"AllAll study segmentsEnd Use LoadAvg Weekday 6-9pm12"},"All","All study segments","End Use Load",2023,"Avg Weekday 6-9pm","12",5632,6003.333333333333,1.8857662677764893,2.5089876651763916,0.62322151660919189,1.4662405475974083E-2,77.347625732421875,42.504726409912109,1,1,0.59910398721694946,0.6044309139251709,0.6155325174331665,0.62322151660919189,0.63091051578521729,0.64201211929321289,0.64733904600143433,11.320883750915527,15.062289237976074,3.7414064407348633,8.802330493927002E-2,3.596621036529541,3.6286003589630127,3.6952469348907471,3.7414064407348633,3.7875661849975586,3.854212760925293,3.8861920833587646,0]
[{"$f":"Data[[#This Row],[category]]&Data[[#This Row],[subcategory]]&Data[[#This Row],[delivered]]&Data[[#This Row],[date]]&Data[[#This Row],[hour]]","v":"AllAll study segmentsEnd Use LoadAvg Weekday 6-9pm13"},"All","All study segments","End Use Load",2023,"Avg Weekday 6-9pm","13",5632,6003.333333333333,1.410953164100647,2.060391902923584,0.64943861961364746,1.4472699724137783E-2,80.945152282714844,44.873355865478516,1,1,0.6256331205368042,0.63089108467102051,0.6418491005897522,0.64943861961364746,0.65702813863754272,0.66798615455627441,0.67324411869049072,8.4704217910766602,12.369219779968262,3.898796558380127,8.6884438991546631E-2,3.7558841705322266,3.7874493598937988,3.8532340526580811,3.898796558380127,3.9443588256835938,4.0101437568664551,4.0417089462280273,0]
[{"$f":"Data[[#This Row],[category]]&Data[[#This Row],[subcategory]]&Data[[#This Row],[delivered]]&Data[[#This Row],[date]]&Data[[#This Row],[hour]]","v":"AllAll study segmentsEnd Use LoadAvg Weekday 6-9pm14"},"All","All study segments","End Use Load",2023,"Avg Weekday 6-9pm","14",5632,6003.333333333333,0.89268308877944946,1.4153085947036743,0.52262544631958008,1.4930020086467266E-2,83.94775390625,35.0050048828125,1,1,0.49806773662567139,0.50349187850952148,0.51479613780975342,0.52262544631958008,0.53045475482940674,0.54175901412963867,0.54718315601348877,5.3590741157531738,8.4965696334838867,3.1374948024749756,8.9629888534545898E-2,2.9900665283203125,3.0226294994354248,3.0904927253723145,3.1374948024749756,3.1844966411590576,3.2523598670959473,3.2849228382110596,0]
[{"$f":"Data[[#This Row],[category]]&Data[[#This Row],[subcategory]]&Data[[#This Row],[delivered]]&Data[[#This Row],[date]]&Data[[#This Row],[hour]]","v":"AllAll study segmentsEnd Use LoadAvg Weekday 6-9pm15"},"All","All study segments","End Use Load",2023,"Avg Weekday 6-9pm","15",5632,6003.333333333333,0.43863749504089355,0.67719739675521851,0.23855988681316376,1.2130117975175381E-2,86.215301513671875,19.666740417480469,1,1,0.21860761940479279,0.22301451861858368,0.23219884932041168,0.23855988681316376,0.24492092430591583,0.25410526990890503,0.25851216912269592,2.6332871913909912,4.0654416084289551,1.4321545362472534,7.2821140289306641E-2,1.3123743534088135,1.3388304710388184,1.3939671516418457,1.4321545362472534,1.4703419208526611,1.5254786014556885,1.5519347190856934,0]
[{"$f":"Data[[#This Row],[category]]&Data[[#This Row],[subcategory]]&Data[[#This Row],[delivered]]&Data[[#This Row],[date]]&Data[[#This Row],[hour]]","v":"AllAll study segmentsEnd Use LoadAvg Weekday 6-9pm16"},"All","All study segments","End Use Load",2023,"Avg Weekday 6-9pm","16",5632,6003.333333333333,-4.7499511390924454E-2,0.29523727297782898,0.34273678064346313,1.2103688903152943E-2,87.430160522460938,28.316720962524414,1,1,0.32282799482345581,0.32722526788711548,0.33638960123062134,0.34273678064346313,0.34908396005630493,0.35824829339981079,0.36264556646347046,-0.28515538573265076,1.7724077701568604,2.0575630664825439,7.2662480175495148E-2,1.9380440711975098,1.9644423723220825,2.0194590091705322,2.0575630664825439,2.0956673622131348,2.1506838798522949,2.1770823001861572,0]
[{"$f":"Data[[#This Row],[category]]&Data[[#This Row],[subcategory]]&Data[[#This Row],[delivered]]&Data[[#This Row],[date]]&Data[[#This Row],[hour]]","v":"AllAll study segmentsEnd Use LoadAvg Weekday 6-9pm17"},"All","All study segments","End Use Load",2023,"Avg Weekday 6-9pm","17",5632,6003.333333333333,-0.58989077806472778,6.3603617250919342E-2,0.65349441766738892,1.7333706840872765E-2,87.216278076171875,37.700790405273438,1,1,0.62498301267623901,0.63128036260604858,0.64440459012985229,0.65349441766738892,0.66258424520492554,0.67570847272872925,0.68200582265853882,-3.5413110256195068,0.38183370232582092,3.9231448173522949,0.10406001657247543,3.751981258392334,3.7897863388061523,3.8685755729675293,3.9231448173522949,3.9777140617370605,4.0565032958984375,4.0943083763122559,0]
[{"$f":"Data[[#This Row],[category]]&Data[[#This Row],[subcategory]]&Data[[#This Row],[delivered]]&Data[[#This Row],[date]]&Data[[#This Row],[hour]]","v":"AllAll study segmentsEnd Use LoadAvg Weekday 6-9pm18"},"All","All study segments","End Use Load",2023,"Avg Weekday 6-9pm","18",5632,6003.333333333333,-0.8721466064453125,3.0927835032343864E-2,0.90307444334030151,1.8983436748385429E-2,85.627189636230469,47.571704864501953,1,1,0.87184947729110718,0.87874621152877808,0.89311951398849487,0.90307444334030151,0.91302937269210815,0.92740267515182495,0.93429940938949585,-5.2357869148254395,0.18567010760307312,5.4214568138122559,0.11396390199661255,5.2340030670166016,5.2754063606262207,5.3616943359375,5.4214568138122559,5.4812197685241699,5.567507266998291,5.6089105606079102,0]
[{"$f":"Data[[#This Row],[category]]&Data[[#This Row],[subcategory]]&Data[[#This Row],[delivered]]&Data[[#This Row],[date]]&Data[[#This Row],[hour]]","v":"AllAll study segmentsEnd Use LoadAvg Weekday 6-9pm19"},"All","All study segments","End Use Load",2023,"Avg Weekday 6-9pm","19",5632,6003.333333333333,-1.008756160736084,-4.9512996673583984,-3.9425435066223145,3.5360440611839294E-2,82.868492126464844,-111.49588012695313,1,1,-4.0007061958312988,-3.9878597259521484,-3.9610865116119385,-3.9425435066223145,-3.9240005016326904,-3.8972272872924805,-3.8843808174133301,-6.0558996200561523,-29.724302291870117,-23.668403625488281,0.2122805118560791,-24.017572402954102,-23.940450668334961,-23.779722213745117,-23.668403625488281,-23.557083129882813,-23.396354675292969,-23.319232940673828,0]
[{"$f":"Data[[#This Row],[category]]&Data[[#This Row],[subcategory]]&Data[[#This Row],[delivered]]&Data[[#This Row],[date]]&Data[[#This Row],[hour]]","v":"AllAll study segmentsEnd Use LoadAvg Weekday 6-9pm20"},"All","All study segments","End Use Load",2023,"Avg Weekday 6-9pm","20",5632,6003.333333333333,-1.061467170715332,-4.973259449005127,-3.9117922782897949,3.7035237997770309E-2,78.775924682617188,-105.62351989746094,1,1,-3.9727098941802979,-3.9592547416687012,-3.9312136173248291,-3.9117922782897949,-3.8923709392547607,-3.8643298149108887,-3.850874662399292,-6.3723411560058594,-29.856134414672852,-23.483793258666992,0.22233487665653229,-23.849502563476563,-23.768726348876953,-23.600385665893555,-23.483793258666992,-23.36720085144043,-23.198860168457031,-23.118083953857422,0]
[{"$f":"Data[[#This Row],[category]]&Data[[#This Row],[subcategory]]&Data[[#This Row],[delivered]]&Data[[#This Row],[date]]&Data[[#This Row],[hour]]","v":"AllAll study segmentsEnd Use LoadAvg Weekday 6-9pm21"},"All","All study segments","End Use Load",2023,"Avg Weekday 6-9pm","21",5632,6003.333333333333,-1.0055112838745117,-4.0169482231140137,-3.0114371776580811,3.4552920609712601E-2,73.833335876464844,-87.154342651367188,1,1,-3.0682716369628906,-3.0557184219360352,-3.0295567512512207,-3.0114371776580811,-2.9933176040649414,-2.967155933380127,-2.9546027183532715,-6.0364193916320801,-24.115079879760742,-18.07866096496582,0.20743270218372345,-18.419857025146484,-18.34449577331543,-18.18743896484375,-18.07866096496582,-17.969882965087891,-17.812826156616211,-17.737464904785156,0]
[{"$f":"Data[[#This Row],[category]]&Data[[#This Row],[subcategory]]&Data[[#This Row],[delivered]]&Data[[#This Row],[date]]&Data[[#This Row],[hour]]","v":"AllAll study segmentsEnd Use LoadAvg Weekday 6-9pm22"},"All","All study segments","End Use Load",2023,"Avg Weekday 6-9pm","22",5632,6003.333333333333,-0.77256381511688232,-3.2143045216798782E-2,0.74042075872421265,1.8260793760418892E-2,70.184921264648438,40.547019958496094,1,1,0.71038442850112915,0.71701860427856445,0.73084479570388794,0.74042075872421265,0.74999672174453735,0.76382291316986084,0.77045708894729614,-4.6379580497741699,-0.19296541810035706,4.4449925422668457,0.10962563008069992,4.2646746635437012,4.3045015335083008,4.387505054473877,4.4449925422668457,4.5024805068969727,4.5854835510253906,4.6253108978271484,0]
[{"$f":"Data[[#This Row],[category]]&Data[[#This Row],[subcategory]]&Data[[#This Row],[delivered]]&Data[[#This Row],[date]]&Data[[#This Row],[hour]]","v":"AllAll study segmentsEnd Use LoadAvg Weekday 6-9pm23"},"All","All study segments","End Use Load",2023,"Avg Weekday 6-9pm","23",5632,6003.333333333333,-0.65611213445663452,2.5422962382435799E-2,0.68153506517410278,1.615472137928009E-2,67.743354797363281,42.187980651855469,1,1,0.65496289730072021,0.66083192825317383,0.67306351661682129,0.68153506517410278,0.69000661373138428,0.70223820209503174,0.70810723304748535,-3.9388599395751953,0.1526225209236145,4.0914821624755859,9.6982181072235107E-2,3.9319605827331543,3.9671943187713623,4.0406246185302734,4.0914821624755859,4.1423397064208984,4.2157702445983887,4.2510037422180176,0]
[{"$f":"Data[[#This Row],[category]]&Data[[#This Row],[subcategory]]&Data[[#This Row],[delivered]]&Data[[#This Row],[date]]&Data[[#This Row],[hour]]","v":"AllAll study segmentsEnd Use LoadAvg Weekday 6-9pm24"},"All","All study segments","End Use Load",2023,"Avg Weekday 6-9pm","24",5632,6003.333333333333,-0.42097470164299011,5.4704245179891586E-2,0.475678950548172,9.9344607442617416E-3,65.743682861328125,47.881710052490234,1,1,0.45933821797370911,0.46294742822647095,0.47046932578086853,0.475678950548172,0.48088857531547546,0.48841047286987305,0.49201968312263489,-2.5272514820098877,0.32840782403945923,2.8556592464447021,5.9639878571033478E-2,2.7575604915618896,2.7792277336120605,2.8243842124938965,2.8556592464447021,2.8869345188140869,2.9320907592773438,2.9537582397460938,0]
[{"$f":"Data[[#This Row],[category]]&Data[[#This Row],[subcategory]]&Data[[#This Row],[delivered]]&Data[[#This Row],[date]]&Data[[#This Row],[hour]]","v":"AllAll study segmentsEnd Use LoadAvg Weekday 6-9pmEvent Window"},"All","All study segments","End Use Load",2023,"Avg Weekday 6-9pm","Event Window",5632,6003.333333333333,-1.0252448320388794,-4.6471691131591797,-3.6219244003295898,3.381449356675148E-2,78.492584228515625,-107.11159515380859,1,1,-3.6775443553924561,-3.6652593612670898,-3.6396567821502686,-3.6219244003295898,-3.6041920185089111,-3.5785894393920898,-3.5663044452667236,-6.1548862457275391,-27.898506164550781,-21.743619918823242,0.20299968123435974,-22.077524185180664,-22.003774642944336,-21.850072860717773,-21.743619918823242,-21.637166976928711,-21.483465194702148,-21.409713745117188,0]
[{"$f":"Data[[#This Row],[category]]&Data[[#This Row],[subcategory]]&Data[[#This Row],[delivered]]&Data[[#This Row],[date]]&Data[[#This Row],[hour]]","v":"AllAll study segmentsEnd Use LoadAvg Weekday (any)1"},"All","All study segments","End Use Load",2023,"Avg Weekday (any)","1",5677,5978.7142857142853,0.27620464563369751,0.39067825675010681,0.11447359621524811,7.7156415209174156E-3,63.960861206054688,14.836562156677246,1,1,0.10178249329328537,0.10458560287952423,0.11042750626802444,0.11447359621524811,0.11851968616247177,0.12436158955097198,0.12716469168663025,1.6513487100601196,2.3357536792755127,0.68440490961074829,4.6129617840051651E-2,0.60852843523025513,0.62528741359710693,0.66021448373794556,0.68440490961074829,0.70859533548355103,0.74352240562438965,0.76028138399124146,0]
[{"$f":"Data[[#This Row],[category]]&Data[[#This Row],[subcategory]]&Data[[#This Row],[delivered]]&Data[[#This Row],[date]]&Data[[#This Row],[hour]]","v":"AllAll study segmentsEnd Use LoadAvg Weekday (any)2"},"All","All study segments","End Use Load",2023,"Avg Weekday (any)","2",5677,5978.7142857142853,8.5821233689785004E-2,0.22022423148155212,0.13440299034118652,7.6157050207257271E-3,62.548248291015625,17.648134231567383,1,1,0.12187626957893372,0.12464307248592377,0.13040931522846222,0.13440299034118652,0.13839666545391083,0.14416290819644928,0.14692971110343933,0.51310062408447266,1.3166577816009521,0.80355709791183472,4.5532125979661942E-2,0.72866338491439819,0.7452053427696228,0.77968001365661621,0.80355709791183472,0.82743412256240845,0.86190885305404663,0.87845075130462646,0]
[{"$f":"Data[[#This Row],[category]]&Data[[#This Row],[subcategory]]&Data[[#This Row],[delivered]]&Data[[#This Row],[date]]&Data[[#This Row],[hour]]","v":"AllAll study segmentsEnd Use LoadAvg Weekday (any)3"},"All","All study segments","End Use Load",2023,"Avg Weekday (any)","3",5677,5978.7142857142853,-0.14017799496650696,-6.6381171345710754E-2,7.3796823620796204E-2,4.2913230136036873E-3,61.650302886962891,17.196752548217773,1,1,6.6738225519657135E-2,6.829727441072464E-2,7.1546450257301331E-2,7.3796823620796204E-2,7.6047196984291077E-2,7.9296372830867767E-2,8.0855421721935272E-2,-0.83808416128158569,-0.3968740701675415,0.44121012091636658,2.5656593963503838E-2,0.39900878071784973,0.40832990407943726,0.42775577306747437,0.44121012091636658,0.45466446876525879,0.47409036755561829,0.48341146111488342,0]
[{"$f":"Data[[#This Row],[category]]&Data[[#This Row],[subcategory]]&Data[[#This Row],[delivered]]&Data[[#This Row],[date]]&Data[[#This Row],[hour]]","v":"AllAll study segmentsEnd Use LoadAvg Weekday (any)4"},"All","All study segments","End Use Load",2023,"Avg Weekday (any)","4",5677,5978.7142857142853,-0.17867551743984222,-0.13678227365016937,4.189324751496315E-2,2.4528533685952425E-3,60.669994354248047,17.07939338684082,1,1,3.7858661264181137E-2,3.8749787956476212E-2,4.0606968104839325E-2,4.189324751496315E-2,4.3179526925086975E-2,4.5036707073450089E-2,4.5927833765745163E-2,-1.0682498216629028,-0.81778210401535034,0.25046774744987488,1.4664909802377224E-2,0.22634612023830414,0.23167391121387482,0.24277746677398682,0.25046774744987488,0.25815805792808533,0.26926159858703613,0.27458938956260681,0]
[{"$f":"Data[[#This Row],[category]]&Data[[#This Row],[subcategory]]&Data[[#This Row],[delivered]]&Data[[#This Row],[date]]&Data[[#This Row],[hour]]","v":"AllAll study segmentsEnd Use LoadAvg Weekday (any)5"},"All","All study segments","End Use Load",2023,"Avg Weekday (any)","5",5677,5978.7142857142853,-0.16608694195747375,-0.12915617227554321,3.693077340722084E-2,2.3808847181499004E-3,60.014732360839844,15.51136589050293,1,1,3.3014565706253052E-2,3.3879548311233521E-2,3.5682234913110733E-2,3.693077340722084E-2,3.8179311901330948E-2,3.998199850320816E-2,4.0846981108188629E-2,-0.99298638105392456,-0.77218782901763916,0.22079853713512421,1.4234629459679127E-2,0.19738465547561646,0.20255613327026367,0.21333388984203339,0.22079853713512421,0.22826319932937622,0.23904094099998474,0.24421243369579315,0]
[{"$f":"Data[[#This Row],[category]]&Data[[#This Row],[subcategory]]&Data[[#This Row],[delivered]]&Data[[#This Row],[date]]&Data[[#This Row],[hour]]","v":"AllAll study segmentsEnd Use LoadAvg Weekday (any)6"},"All","All study segments","End Use Load",2023,"Avg Weekday (any)","6",5677,5978.7142857142853,-0.1669948399066925,-0.12772589921951294,3.9268944412469864E-2,2.2185335401445627E-3,59.426204681396484,17.700405120849609,1,1,3.5619780421257019E-2,3.642578050494194E-2,3.8105543702840805E-2,3.9268944412469864E-2,4.0432345122098923E-2,4.2112108319997787E-2,4.2918108403682709E-2,-0.99841445684432983,-0.76363664865493774,0.2347777932882309,1.3263978064060211E-2,0.21296049654483795,0.21777933835983276,0.22782215476036072,0.2347777932882309,0.24173344671726227,0.25177627801895142,0.25659510493278503,0]
[{"$f":"Data[[#This Row],[category]]&Data[[#This Row],[subcategory]]&Data[[#This Row],[delivered]]&Data[[#This Row],[date]]&Data[[#This Row],[hour]]","v":"AllAll study segmentsEnd Use LoadAvg Weekday (any)7"},"All","All study segments","End Use Load",2023,"Avg Weekday (any)","7",5677,5978.7142857142853,-0.13536643981933594,-0.10559246689081192,2.9773969203233719E-2,2.6627657935023308E-3,58.977954864501953,11.181594848632813,1,1,2.5394110009074211E-2,2.6361497119069099E-2,2.8377613052725792E-2,2.9773969203233719E-2,3.1170325353741646E-2,3.3186439424753189E-2,3.4153830260038376E-2,-0.80931729078292847,-0.63130718469619751,0.17801006138324738,1.5919916331768036E-2,0.15182413160800934,0.15760785341262817,0.16966164112091064,0.17801006138324738,0.18635846674442291,0.19841223955154419,0.20419599115848541,0]
[{"$f":"Data[[#This Row],[category]]&Data[[#This Row],[subcategory]]&Data[[#This Row],[delivered]]&Data[[#This Row],[date]]&Data[[#This Row],[hour]]","v":"AllAll study segmentsEnd Use LoadAvg Weekday (any)8"},"All","All study segments","End Use Load",2023,"Avg Weekday (any)","8",5677,5978.7142857142853,0.12396164983510971,0.16057969629764557,3.661804273724556E-2,2.9721627943217754E-3,59.634891510009766,12.320335388183594,1,1,3.1729269772768021E-2,3.2809063792228699E-2,3.505944088101387E-2,3.661804273724556E-2,3.8176644593477249E-2,4.0427021682262421E-2,4.1506815701723099E-2,0.74113130569458008,0.96006011962890625,0.21892881393432617,1.7769712954759598E-2,0.18970024585723877,0.19615602493286133,0.20961037278175354,0.21892881393432617,0.2282472550868988,0.24170161783695221,0.24815739691257477,0]
[{"$f":"Data[[#This Row],[category]]&Data[[#This Row],[subcategory]]&Data[[#This Row],[delivered]]&Data[[#This Row],[date]]&Data[[#This Row],[hour]]","v":"AllAll study segmentsEnd Use LoadAvg Weekday (any)9"},"All","All study segments","End Use Load",2023,"Avg Weekday (any)","9",5677,5978.7142857142853,0.7083396315574646,0.82182770967483521,0.11348807066679001,4.2953738011419773E-3,63.048057556152344,26.420999526977539,1,1,0.10642281174659729,0.10798332840204239,0.11123557388782501,0.11348807066679001,0.115740567445755,0.11899281293153763,0.12055332958698273,4.2349600791931152,4.9134731292724609,0.67851275205612183,2.5680812075734138E-2,0.63627159595489502,0.64560145139694214,0.66504573822021484,0.67851275205612183,0.69197976589202881,0.71142405271530151,0.72075390815734863,0]
[{"$f":"Data[[#This Row],[category]]&Data[[#This Row],[subcategory]]&Data[[#This Row],[delivered]]&Data[[#This Row],[date]]&Data[[#This Row],[hour]]","v":"AllAll study segmentsEnd Use LoadAvg Weekday (any)10"},"All","All study segments","End Use Load",2023,"Avg Weekday (any)","10",5677,5978.7142857142853,1.4838966131210327,1.7341300249099731,0.25023341178894043,6.5089678391814232E-3,67.16357421875,38.444408416748047,1,1,0.23952710628509521,0.24189183115959167,0.2468201071023941,0.25023341178894043,0.25364673137664795,0.25857499241828918,0.26093971729278564,8.8717937469482422,10.367868423461914,1.4960740804672241,3.8915257900953293E-2,1.4320641756057739,1.4462021589279175,1.475666880607605,1.4960740804672241,1.5164812803268433,1.5459460020065308,1.5600839853286743,0]
[{"$f":"Data[[#This Row],[category]]&Data[[#This Row],[subcategory]]&Data[[#This Row],[delivered]]&Data[[#This Row],[date]]&Data[[#This Row],[hour]]","v":"AllAll study segmentsEnd Use LoadAvg Weekday (any)11"},"All","All study segments","End Use Load",2023,"Avg Weekday (any)","11",5677,5978.7142857142853,2.0026028156280518,2.3859889507293701,0.38338619470596313,8.4887081757187843E-3,71.35601806640625,45.164257049560547,1,1,0.369423508644104,0.3725074827671051,0.37893471121788025,0.38338619470596313,0.38783767819404602,0.39426490664482117,0.39734888076782227,11.972990036010742,14.265146255493164,2.292156457901001,5.0751559436321259E-2,2.2086775302886963,2.2271158695220947,2.2655422687530518,2.292156457901001,2.3187706470489502,2.3571972846984863,2.3756353855133057,0]
[{"$f":"Data[[#This Row],[category]]&Data[[#This Row],[subcategory]]&Data[[#This Row],[delivered]]&Data[[#This Row],[date]]&Data[[#This Row],[hour]]","v":"AllAll study segmentsEnd Use LoadAvg Weekday (any)12"},"All","All study segments","End Use Load",2023,"Avg Weekday (any)","12",5677,5978.7142857142853,1.9332116842269897,2.3556540012359619,0.422442227602005,9.831281378865242E-3,75.273757934570313,42.969192504882813,1,1,0.40627121925354004,0.40984293818473816,0.41728669404983521,0.422442227602005,0.4275977611541748,0.43504151701927185,0.43861323595046997,11.558120727539063,14.083782196044922,2.5256614685058594,5.8778423815965652E-2,2.4289796352386475,2.450333833694458,2.4948379993438721,2.5256614685058594,2.5564849376678467,2.6009888648986816,2.6223433017730713,0]
[{"$f":"Data[[#This Row],[category]]&Data[[#This Row],[subcategory]]&Data[[#This Row],[delivered]]&Data[[#This Row],[date]]&Data[[#This Row],[hour]]","v":"AllAll study segmentsEnd Use LoadAvg Weekday (any)13"},"All","All study segments","End Use Load",2023,"Avg Weekday (any)","13",5677,5978.7142857142853,1.4619826078414917,1.8149703741073608,0.35298776626586914,9.7845429554581642E-3,78.618949890136719,36.076061248779297,1,1,0.33689361810684204,0.34044837951660156,0.34785676002502441,0.35298776626586914,0.35811877250671387,0.36552715301513672,0.36908191442489624,8.7407760620117188,10.851189613342285,2.1104130744934082,5.8498986065387726E-2,2.014190673828125,2.0354435443878174,2.0797362327575684,2.1104130744934082,2.141089916229248,2.1853823661804199,2.2066352367401123,0]
[{"$f":"Data[[#This Row],[category]]&Data[[#This Row],[subcategory]]&Data[[#This Row],[delivered]]&Data[[#This Row],[date]]&Data[[#This Row],[hour]]","v":"AllAll study segmentsEnd Use LoadAvg Weekday (any)14"},"All","All study segments","End Use Load",2023,"Avg Weekday (any)","14",5677,5978.7142857142853,0.92562079429626465,1.163733959197998,0.23811312019824982,9.7127305343747139E-3,81.595344543457031,24.515569686889648,1,1,0.22213709354400635,0.22566574811935425,0.23301975429058075,0.23811312019824982,0.24320648610591888,0.25056049227714539,0.25408914685249329,5.534022331237793,6.9576330184936523,1.4236103296279907,5.8069642633199692E-2,1.3280942440032959,1.3491910696029663,1.3931585550308228,1.4236103296279907,1.4540621042251587,1.4980295896530151,1.5191264152526855,0]
[{"$f":"Data[[#This Row],[category]]&Data[[#This Row],[subcategory]]&Data[[#This Row],[delivered]]&Data[[#This Row],[date]]&Data[[#This Row],[hour]]","v":"AllAll study segmentsEnd Use LoadAvg Weekday (any)15"},"All","All study segments","End Use Load",2023,"Avg Weekday (any)","15",5677,5978.7142857142853,0.44842010736465454,0.55971908569335938,0.11129894852638245,8.268904872238636E-3,83.826004028320313,13.459938049316406,1,1,9.7697809338569641E-2,0.10070192068815231,0.10696273297071457,0.11129894852638245,0.11563516408205032,0.12189597636461258,0.12490008771419525,2.6809756755828857,3.3464004993438721,0.66542458534240723,4.9437418580055237E-2,0.58410727977752686,0.60206800699234009,0.63949960470199585,0.66542458534240723,0.69134962558746338,0.72878122329711914,0.74674195051193237,0]
[{"$f":"Data[[#This Row],[category]]&Data[[#This Row],[subcategory]]&Data[[#This Row],[delivered]]&Data[[#This Row],[date]]&Data[[#This Row],[hour]]","v":"AllAll study segmentsEnd Use LoadAvg Weekday (any)16"},"All","All study segments","End Use Load",2023,"Avg Weekday (any)","16",5677,5978.7142857142853,-5.0762951374053955E-2,0.18243984878063202,0.23320280015468597,8.6102085188031197E-3,84.965072631835938,27.084453582763672,1,1,0.21904027462005615,0.22216837108135223,0.2286875993013382,0.23320280015468597,0.23771800100803375,0.24423722922801971,0.2473653256893158,-0.30349719524383545,1.0907557010650635,1.3942528963088989,5.1477976143360138E-2,1.3095792531967163,1.3282811641693115,1.367257833480835,1.3942528963088989,1.4212479591369629,1.4602246284484863,1.4789266586303711,0]
[{"$f":"Data[[#This Row],[category]]&Data[[#This Row],[subcategory]]&Data[[#This Row],[delivered]]&Data[[#This Row],[date]]&Data[[#This Row],[hour]]","v":"AllAll study segmentsEnd Use LoadAvg Weekday (any)17"},"All","All study segments","End Use Load",2023,"Avg Weekday (any)","17",5677,5978.7142857142853,-0.60443425178527832,-0.5326424241065979,7.1791775524616241E-2,1.1788320727646351E-2,85.050704956054688,6.0900764465332031,1,1,5.2401714026927948E-2,5.6684434413909912E-2,6.5609976649284363E-2,7.1791775524616241E-2,7.797357439994812E-2,8.6899116635322571E-2,9.1181837022304535E-2,-3.6137397289276123,-3.1845169067382813,0.42922252416610718,7.0478998124599457E-2,0.31329488754272461,0.33890002965927124,0.39226329326629639,0.42922252416610718,0.46618172526359558,0.51954501867294312,0.54515016078948975,0]
[{"$f":"Data[[#This Row],[category]]&Data[[#This Row],[subcategory]]&Data[[#This Row],[delivered]]&Data[[#This Row],[date]]&Data[[#This Row],[hour]]","v":"AllAll study segmentsEnd Use LoadAvg Weekday (any)18"},"All","All study segments","End Use Load",2023,"Avg Weekday (any)","18",5677,5978.7142857142853,-0.88240498304367065,-1.1914855241775513,-0.309080570936203,1.3553193770349026E-2,83.946937561035156,-22.804998397827148,1,1,-0.33137360215187073,-0.3264496922492981,-0.31618785858154297,-0.309080570936203,-0.30197328329086304,-0.29171144962310791,-0.28678753972053528,-5.2756471633911133,-7.1235513687133789,-1.8479044437408447,8.1030674278736115E-2,-1.9811880588531494,-1.9517494440078735,-1.8903968334197998,-1.8479044437408447,-1.8054119348526001,-1.7440594434738159,-1.7146207094192505,0]
[{"$f":"Data[[#This Row],[category]]&Data[[#This Row],[subcategory]]&Data[[#This Row],[delivered]]&Data[[#This Row],[date]]&Data[[#This Row],[hour]]","v":"AllAll study segmentsEnd Use LoadAvg Weekday (any)19"},"All","All study segments","End Use Load",2023,"Avg Weekday (any)","19",5677,5978.7142857142853,-1.0186924934387207,-3.4088752269744873,-2.3901827335357666,2.2451944649219513E-2,81.403717041015625,-106.45771789550781,1,1,-2.4271128177642822,-2.4189560413360596,-2.4019565582275391,-2.3901827335357666,-2.3784089088439941,-2.3614094257354736,-2.353252649307251,-6.0904712677001953,-20.380691528320313,-14.290219306945801,0.134233757853508,-14.511013984680176,-14.462246894836426,-14.360611915588379,-14.290219306945801,-14.219827651977539,-14.118192672729492,-14.069425582885742,0]
[{"$f":"Data[[#This Row],[category]]&Data[[#This Row],[subcategory]]&Data[[#This Row],[delivered]]&Data[[#This Row],[date]]&Data[[#This Row],[hour]]","v":"AllAll study segmentsEnd Use LoadAvg Weekday (any)20"},"All","All study segments","End Use Load",2023,"Avg Weekday (any)","20",5677,5978.7142857142853,-1.0659158229827881,-3.6257648468017578,-2.5598490238189697,2.4214372038841248E-2,77.531829833984375,-105.71610260009766,1,1,-2.5996780395507813,-2.5908811092376709,-2.5725469589233398,-2.5598490238189697,-2.5471510887145996,-2.5288169384002686,-2.5200200080871582,-6.3728060722351074,-21.677412033081055,-15.304605484008789,0.14477081596851349,-15.542732238769531,-15.490138053894043,-15.380523681640625,-15.304605484008789,-15.22868824005127,-15.119073867797852,-15.066479682922363,0]
[{"$f":"Data[[#This Row],[category]]&Data[[#This Row],[subcategory]]&Data[[#This Row],[delivered]]&Data[[#This Row],[date]]&Data[[#This Row],[hour]]","v":"AllAll study segmentsEnd Use LoadAvg Weekday (any)21"},"All","All study segments","End Use Load",2023,"Avg Weekday (any)","21",5677,5978.7142857142853,-1.0025378465652466,-4.1588559150695801,-3.1563184261322021,3.1681172549724579E-2,73.022918701171875,-99.627578735351563,1,1,-3.2084293365478516,-3.1969194412231445,-3.1729321479797363,-3.1563184261322021,-3.139704704284668,-3.1157174110412598,-3.1042075157165527,-5.9938874244689941,-24.86461067199707,-18.870725631713867,0.1894126832485199,-19.182281494140625,-19.113468170166016,-18.970054626464844,-18.870725631713867,-18.771396636962891,-18.627985000610352,-18.559169769287109,0]
[{"$f":"Data[[#This Row],[category]]&Data[[#This Row],[subcategory]]&Data[[#This Row],[delivered]]&Data[[#This Row],[date]]&Data[[#This Row],[hour]]","v":"AllAll study segmentsEnd Use LoadAvg Weekday (any)22"},"All","All study segments","End Use Load",2023,"Avg Weekday (any)","22",5677,5978.7142857142853,-0.77350515127182007,-0.12307792901992798,0.65042722225189209,1.6051795333623886E-2,69.63250732421875,40.520526885986328,1,1,0.62402439117431641,0.62985599040985107,0.6420096755027771,0.65042722225189209,0.65884476900100708,0.67099845409393311,0.67683005332946777,-4.6245660781860352,-0.73584777116775513,3.8887186050415039,9.5969095826148987E-2,3.7308635711669922,3.7657289505004883,3.8383924961090088,3.8887186050415039,3.939044713973999,4.0117082595825195,4.0465736389160156,0]
[{"$f":"Data[[#This Row],[category]]&Data[[#This Row],[subcategory]]&Data[[#This Row],[delivered]]&Data[[#This Row],[date]]&Data[[#This Row],[hour]]","v":"AllAll study segmentsEnd Use LoadAvg Weekday (any)23"},"All","All study segments","End Use Load",2023,"Avg Weekday (any)","23",5677,5978.7142857142853,-0.65468156337738037,-6.1016548424959183E-2,0.59366500377655029,1.3249045237898827E-2,67.344528198242188,44.808135986328125,1,1,0.57187223434448242,0.57668566703796387,0.58671718835830688,0.59366500377655029,0.6006128191947937,0.61064434051513672,0.61545777320861816,-3.914154052734375,-0.36480051279067993,3.5493533611297607,7.9212255775928497E-2,3.4190607070922852,3.4478387832641602,3.5078144073486328,3.5493533611297607,3.5908925533294678,3.6508679389953613,3.6796462535858154,0]
[{"$f":"Data[[#This Row],[category]]&Data[[#This Row],[subcategory]]&Data[[#This Row],[delivered]]&Data[[#This Row],[date]]&Data[[#This Row],[hour]]","v":"AllAll study segmentsEnd Use LoadAvg Weekday (any)24"},"All","All study segments","End Use Load",2023,"Avg Weekday (any)","24",5677,5978.7142857142853,-0.42564770579338074,-1.903085969388485E-3,0.42374461889266968,8.3088446408510208E-3,65.589805603027344,50.999221801757813,1,1,0.4100777804851532,0.41309639811515808,0.41938745975494385,0.42374461889266968,0.42810177803039551,0.43439283967018127,0.43741145730018616,-2.5448260307312012,-1.1378007009625435E-2,2.5334479808807373,4.9676209688186646E-2,2.4517378807067871,2.4697854518890381,2.5073978900909424,2.5334479808807373,2.5594983100891113,2.5971107482910156,2.6151580810546875,0]
[{"$f":"Data[[#This Row],[category]]&Data[[#This Row],[subcategory]]&Data[[#This Row],[delivered]]&Data[[#This Row],[date]]&Data[[#This Row],[hour]]","v":"AllAll study segmentsEnd Use LoadAvg Weekday (any)Event Window"},"All","All study segments","End Use Load",2023,"Avg Weekday (any)","Event Window",5677,5978.7142857142853,-1.0050797462463379,-4.0061140060424805,-3.0010344982147217,2.8737155720591545E-2,77.097465515136719,-104.43046569824219,1,1,-3.0483028888702393,-3.0378625392913818,-3.0161042213439941,-3.0010344982147217,-2.9859647750854492,-2.9642064571380615,-2.9537661075592041,-6.0090847015380859,-23.951410293579102,-17.942327499389648,0.17181123793125153,-18.224931716918945,-18.162511825561523,-18.032424926757813,-17.942327499389648,-17.852230072021484,-17.722143173217773,-17.659723281860352,0]
[{"$f":"Data[[#This Row],[category]]&Data[[#This Row],[subcategory]]&Data[[#This Row],[delivered]]&Data[[#This Row],[date]]&Data[[#This Row],[hour]]","v":"Climate zones1Net Load7/20/20231"},"Climate zones","1","Net Load",2023,"7/20/2023","1",39,39,1.8649742603302002,1.5030769109725952,-0.36189734935760498,0.41595649719238281,58.5,-0.8700365424156189,0,0,-1.0460848808288574,-0.89496707916259766,-0.58002513647079468,-0.36189734935760498,-0.14376954734325409,0.17117235064506531,0.32229021191596985,7.273399829864502E-2,5.8619998395442963E-2,-1.4113996177911758E-2,1.6222303733229637E-2,-4.0797311812639236E-2,-3.4903716295957565E-2,-2.2620979696512222E-2,-1.4113996177911758E-2,-5.6070121936500072E-3,6.6757216118276119E-3,1.2569318525493145E-2,0]
[{"$f":"Data[[#This Row],[category]]&Data[[#This Row],[subcategory]]&Data[[#This Row],[delivered]]&Data[[#This Row],[date]]&Data[[#This Row],[hour]]","v":"Climate zones1Net Load7/20/20232"},"Climate zones","1","Net Load",2023,"7/20/2023","2",39,39,1.3080512285232544,1.4402563571929932,0.13220512866973877,0.50673604011535645,58,0.26089546084403992,0,0,-0.7013014554977417,-0.51720321178436279,-0.13352751731872559,0.13220512866973877,0.39793777465820313,0.78161346912384033,0.96571171283721924,5.1013998687267303E-2,5.6169997900724411E-2,5.1560001447796822E-3,1.9762706011533737E-2,-2.7350757271051407E-2,-2.0170925185084343E-2,-5.2075730636715889E-3,5.1560001447796822E-3,1.5519573353230953E-2,3.0482925474643707E-2,3.7662755697965622E-2,0]
[{"$f":"Data[[#This Row],[category]]&Data[[#This Row],[subcategory]]&Data[[#This Row],[delivered]]&Data[[#This Row],[date]]&Data[[#This Row],[hour]]","v":"Climate zones1Net Load7/20/20233"},"Climate zones","1","Net Load",2023,"7/20/2023","3",39,39,0.95389747619628906,1.2920513153076172,0.33815380930900574,0.43789607286453247,58,0.77222388982772827,0,0,-0.38212114572525024,-0.22303259372711182,0.10852088779211044,0.33815380930900574,0.56778675317764282,0.89934021234512329,1.0584287643432617,3.7202000617980957E-2,5.0390001386404037E-2,1.3187998905777931E-2,1.7077947035431862E-2,-1.4902724884450436E-2,-8.6982715874910355E-3,4.2323144152760506E-3,1.3187998905777931E-2,2.2143682464957237E-2,3.5074267536401749E-2,4.1278723627328873E-2,0]
[{"$f":"Data[[#This Row],[category]]&Data[[#This Row],[subcategory]]&Data[[#This Row],[delivered]]&Data[[#This Row],[date]]&Data[[#This Row],[hour]]","v":"Climate zones1Net Load7/20/20234"},"Climate zones","1","Net Load",2023,"7/20/2023","4",39,39,1.0545641183853149,1.2497435808181763,0.19517947733402252,0.39757147431373596,58,0.49092927575111389,0,0,-0.45876741409301758,-0.3143288791179657,-1.3307207264006138E-2,0.19517947733402252,0.4036661684513092,0.70468783378601074,0.84912633895874023,4.1128002107143402E-2,4.8739999532699585E-2,7.6119997538626194E-3,1.5505287796258926E-2,-1.7891928553581238E-2,-1.2258825823664665E-2,-5.1898107631132007E-4,7.6119997538626194E-3,1.5742979943752289E-2,2.7482826262712479E-2,3.3115927129983902E-2,0]
[{"$f":"Data[[#This Row],[category]]&Data[[#This Row],[subcategory]]&Data[[#This Row],[delivered]]&Data[[#This Row],[date]]&Data[[#This Row],[hour]]","v":"Climate zones1Net Load7/20/20235"},"Climate zones","1","Net Load",2023,"7/20/2023","5",39,39,1.2164102792739868,1.1902563571929932,-2.6153847575187683E-2,0.43671447038650513,57,-5.9887751936912537E-2,0,0,-0.74448519945144653,-0.58582597970962524,-0.25516712665557861,-2.6153847575187683E-2,0.20285944640636444,0.53351825475692749,0.69217753410339355,4.7439999878406525E-2,4.641999676823616E-2,-1.0200000833719969E-3,1.7031865194439888E-2,-2.9034921899437904E-2,-2.2847212851047516E-2,-9.9515179172158241E-3,-1.0200000833719969E-3,7.9115182161331177E-3,2.0807212218642235E-2,2.6994923129677773E-2,0]
[{"$f":"Data[[#This Row],[category]]&Data[[#This Row],[subcategory]]&Data[[#This Row],[delivered]]&Data[[#This Row],[date]]&Data[[#This Row],[hour]]","v":"Climate zones1Net Load7/20/20236"},"Climate zones","1","Net Load",2023,"7/20/2023","6",39,39,0.95676922798156738,0.89717948436737061,-5.9589732438325882E-2,0.28963005542755127,57,-0.20574429631233215,0,0,-0.53598880767822266,-0.43076556921005249,-0.21147188544273376,-5.9589732438325882E-2,9.2292420566082001E-2,0.31158611178398132,0.4168093204498291,3.7314001470804214E-2,3.499000146985054E-2,-2.323999535292387E-3,1.129557192325592E-2,-2.0903563126921654E-2,-1.6799857839941978E-2,-8.2474034279584885E-3,-2.323999535292387E-3,3.5994043573737144E-3,1.2151858769357204E-2,1.6255563125014305E-2,0]
[{"$f":"Data[[#This Row],[category]]&Data[[#This Row],[subcategory]]&Data[[#This Row],[delivered]]&Data[[#This Row],[date]]&Data[[#This Row],[hour]]","v":"Climate zones1Net Load7/20/20237"},"Climate zones","1","Net Load",2023,"7/20/2023","7",39,39,0.65220510959625244,0.70179486274719238,4.9589745700359344E-2,0.29300829768180847,57,0.16924348473548889,0,0,-0.4323660135269165,-0.32591548562049866,-0.10406395792961121,4.9589745700359344E-2,0.2032434493303299,0.42509499192237854,0.53154551982879639,2.5435999035835266E-2,2.7370000258088112E-2,1.9340000580996275E-3,1.1427323333919048E-2,-1.6862275078892708E-2,-1.2710703536868095E-2,-4.0584942325949669E-3,1.9340000580996275E-3,7.9264948144555092E-3,1.6578704118728638E-2,2.073027566075325E-2,0]
[{"$f":"Data[[#This Row],[category]]&Data[[#This Row],[subcategory]]&Data[[#This Row],[delivered]]&Data[[#This Row],[date]]&Data[[#This Row],[hour]]","v":"Climate zones1Net Load7/20/20238"},"Climate zones","1","Net Load",2023,"7/20/2023","8",39,39,0.83415383100509644,0.80948716402053833,-2.4666666984558105E-2,0.28137782216072083,57,-8.7663866579532623E-2,0,0,-0.48749199509620667,-0.38526687026023865,-0.1722213476896286,-2.4666666984558105E-2,0.12288800626993179,0.33593353629112244,0.43815866112709045,3.2531999051570892E-2,3.156999871134758E-2,-9.619999909773469E-4,1.0973734781146049E-2,-1.9012188538908958E-2,-1.5025408007204533E-2,-6.7166327498853207E-3,-9.619999909773469E-4,4.7926320694386959E-3,1.3101408258080482E-2,1.7088187858462334E-2,0]
[{"$f":"Data[[#This Row],[category]]&Data[[#This Row],[subcategory]]&Data[[#This Row],[delivered]]&Data[[#This Row],[date]]&Data[[#This Row],[hour]]","v":"Climate zones1Net Load7/20/20239"},"Climate zones","1","Net Load",2023,"7/20/2023","9",39,39,0.72323077917098999,0.97820514440536499,0.254974365234375,0.37538358569145203,57,0.67923682928085327,0,0,-0.36247667670249939,-0.22609905898571014,5.8123018592596054E-2,0.254974365234375,0.45182570815086365,0.73604780435562134,0.87242543697357178,2.8206000104546547E-2,3.815000131726265E-2,9.944000281393528E-3,1.4639959670603275E-2,-1.413659006357193E-2,-8.8178636506199837E-3,2.2667977027595043E-3,9.944000281393528E-3,1.7621202394366264E-2,2.8705865144729614E-2,3.4024592489004135E-2,0]
[{"$f":"Data[[#This Row],[category]]&Data[[#This Row],[subcategory]]&Data[[#This Row],[delivered]]&Data[[#This Row],[date]]&Data[[#This Row],[hour]]","v":"Climate zones1Net Load7/20/202310"},"Climate zones","1","Net Load",2023,"7/20/2023","10",39,39,0.29476922750473022,0.67897433042526245,0.38420513272285461,0.25259357690811157,57.5,1.5210407972335815,0,0,-3.1274329870939255E-2,6.0493439435958862E-2,0.25174492597579956,0.38420513272285461,0.51666533946990967,0.70791685581207275,0.79968458414077759,1.1495999991893768E-2,2.6479998603463173E-2,1.4984000474214554E-2,9.851149283349514E-3,-1.219698810018599E-3,2.3592440411448479E-3,9.8180519416928291E-3,1.4984000474214554E-2,2.0149948075413704E-2,2.7608757838606834E-2,3.1187698245048523E-2,0]
[{"$f":"Data[[#This Row],[category]]&Data[[#This Row],[subcategory]]&Data[[#This Row],[delivered]]&Data[[#This Row],[date]]&Data[[#This Row],[hour]]","v":"Climate zones1Net Load7/20/202311"},"Climate zones","1","Net Load",2023,"7/20/2023","11",39,39,-0.14497435092926025,0.19717949628829956,0.34215384721755981,0.19153213500976563,58,1.7864043712615967,1,0,2.7111520990729332E-2,9.6695542335510254E-2,0.24171429872512817,0.34215384721755981,0.44259339570999146,0.58761215209960938,0.65719616413116455,-5.6539997458457947E-3,7.6900003477931023E-3,1.3344000093638897E-2,7.4697532691061497E-3,1.0573492618277669E-3,3.7711260374635458E-3,9.4268573448061943E-3,1.3344000093638897E-2,1.7261141911149025E-2,2.2916873916983604E-2,2.5630651041865349E-2,0]
[{"$f":"Data[[#This Row],[category]]&Data[[#This Row],[subcategory]]&Data[[#This Row],[delivered]]&Data[[#This Row],[date]]&Data[[#This Row],[hour]]","v":"Climate zones1Net Load7/20/202312"},"Climate zones","1","Net Load",2023,"7/20/2023","12",39,39,-0.16810254752635956,-0.10487179458141327,6.3230752944946289E-2,0.2490675151348114,60,0.2538699209690094,0,0,-0.34644883871078491,-0.25596210360527039,-6.7380376160144806E-2,6.3230752944946289E-2,0.19384188950061798,0.38242360949516296,0.47291034460067749,-6.5559991635382175E-3,-4.0899999439716339E-3,2.4659994523972273E-3,9.7136329859495163E-3,-1.3511504977941513E-2,-9.9825216457247734E-3,-2.627834677696228E-3,2.4659994523972273E-3,7.5598335824906826E-3,1.4914521016180515E-2,1.8443504348397255E-2,0]
[{"$f":"Data[[#This Row],[category]]&Data[[#This Row],[subcategory]]&Data[[#This Row],[delivered]]&Data[[#This Row],[date]]&Data[[#This Row],[hour]]","v":"Climate zones1Net Load7/20/202313"},"Climate zones","1","Net Load",2023,"7/20/2023","13",39,39,-0.66307693719863892,-0.69512820243835449,-3.2051265239715576E-2,0.31032130122184753,61,-0.10328412801027298,0,0,-0.54248440265655518,-0.42974400520324707,-0.19478391110897064,-3.2051265239715576E-2,0.13068138062953949,0.36564147472381592,0.47838184237480164,-2.5860000401735306E-2,-2.710999920964241E-2,-1.2499993899837136E-3,1.2102530337870121E-2,-2.115689218044281E-2,-1.6760015860199928E-2,-7.596572395414114E-3,-1.2499993899837136E-3,5.0965738482773304E-3,1.4260017313063145E-2,1.8656892701983452E-2,0]
[{"$f":"Data[[#This Row],[category]]&Data[[#This Row],[subcategory]]&Data[[#This Row],[delivered]]&Data[[#This Row],[date]]&Data[[#This Row],[hour]]","v":"Climate zones1Net Load7/20/202314"},"Climate zones","1","Net Load",2023,"7/20/2023","14",39,39,-1.6051794290542603,-0.69564104080200195,0.9095383882522583,0.34940791130065918,62.5,2.6030848026275635,1,1,0.33481350541114807,0.46175414323806763,0.72630870342254639,0.9095383882522583,1.0927680730819702,1.3573226928710938,1.4842633008956909,-6.2601998448371887E-2,-2.7130000293254852E-2,3.5471998155117035E-2,1.3626908883452415E-2,1.3057726435363293E-2,1.8008410930633545E-2,2.8326040133833885E-2,3.5471998155117035E-2,4.2617954313755035E-2,5.2935585379600525E-2,5.7886268943548203E-2,0]
[{"$f":"Data[[#This Row],[category]]&Data[[#This Row],[subcategory]]&Data[[#This Row],[delivered]]&Data[[#This Row],[date]]&Data[[#This Row],[hour]]","v":"Climate zones1Net Load7/20/202315"},"Climate zones","1","Net Load",2023,"7/20/2023","15",39,39,-1.9859488010406494,-1.6589744091033936,0.32697439193725586,0.36882147192955017,64,0.88653838634490967,0,0,-0.27968293428421021,-0.14568933844566345,0.13356421887874603,0.32697439193725586,0.52038455009460449,0.79963815212249756,0.93363171815872192,-7.7452003955841064E-2,-6.4699999988079071E-2,1.275200117379427E-2,1.4384037815034389E-2,-1.0907634161412716E-2,-5.6818840093910694E-3,5.2090045064687729E-3,1.275200117379427E-2,2.0294997841119766E-2,3.118588775396347E-2,3.641163557767868E-2,0]
[{"$f":"Data[[#This Row],[category]]&Data[[#This Row],[subcategory]]&Data[[#This Row],[delivered]]&Data[[#This Row],[date]]&Data[[#This Row],[hour]]","v":"Climate zones1Net Load7/20/202316"},"Climate zones","1","Net Load",2023,"7/20/2023","16",39,39,-2.2822563648223877,-2.4574358463287354,-0.17517945170402527,0.37489140033721924,64,-0.46728053689002991,0,0,-0.7918209433555603,-0.65562212467193604,-0.37177270650863647,-0.17517945170402527,2.1413790062069893E-2,0.3052632212638855,0.44146203994750977,-8.9007996022701263E-2,-9.5839999616146088E-2,-6.8319984711706638E-3,1.4620764181017876E-2,-3.0881017446517944E-2,-2.5569261983036995E-2,-1.4499135315418243E-2,-6.8319984711706638E-3,8.3513779100030661E-4,1.1905265972018242E-2,1.7217019572854042E-2,0]
[{"$f":"Data[[#This Row],[category]]&Data[[#This Row],[subcategory]]&Data[[#This Row],[delivered]]&Data[[#This Row],[date]]&Data[[#This Row],[hour]]","v":"Climate zones1Net Load7/20/202317"},"Climate zones","1","Net Load",2023,"7/20/2023","17",39,39,-3.1213846206665039,-3.464871883392334,-0.3434872031211853,0.3553558886051178,66,-0.96660053730010986,0,0,-0.92799562215805054,-0.79889410734176636,-0.52983599901199341,-0.3434872031211853,-0.157138392329216,0.11191969364881516,0.24102121591567993,-0.12173400074243546,-0.13513000309467316,-1.3396000489592552E-2,1.3858879916369915E-2,-3.6191828548908234E-2,-3.1156869605183601E-2,-2.0663604140281677E-2,-1.3396000489592552E-2,-6.1283973045647144E-3,4.3648681603372097E-3,9.3998275697231293E-3,0]
[{"$f":"Data[[#This Row],[category]]&Data[[#This Row],[subcategory]]&Data[[#This Row],[delivered]]&Data[[#This Row],[date]]&Data[[#This Row],[hour]]","v":"Climate zones1Net Load7/20/202318"},"Climate zones","1","Net Load",2023,"7/20/2023","18",39,39,-2.0020513534545898,-2.3592307567596436,-0.35717946290969849,0.29365473985671997,65,-1.2163245677947998,0,0,-0.84019851684570313,-0.73351317644119263,-0.51117217540740967,-0.35717946290969849,-0.2031867653131485,1.9154228270053864E-2,0.12583960592746735,-7.8080005943775177E-2,-9.2009998857975006E-2,-1.3929999433457851E-2,1.1452535167336464E-2,-3.2767742872238159E-2,-2.8607014566659927E-2,-1.9935714080929756E-2,-1.3929999433457851E-2,-7.924283854663372E-3,7.4701488483697176E-4,4.9077444709837437E-3,0]
[{"$f":"Data[[#This Row],[category]]&Data[[#This Row],[subcategory]]&Data[[#This Row],[delivered]]&Data[[#This Row],[date]]&Data[[#This Row],[hour]]","v":"Climate zones1Net Load7/20/202319"},"Climate zones","1","Net Load",2023,"7/20/2023","19",39,39,-0.69071793556213379,-1.217179536819458,-0.52646154165267944,0.23676098883152008,64.5,-2.2235991954803467,1,1,-0.91589874029159546,-0.82988297939300537,-0.65061914920806885,-0.52646154165267944,-0.40230396389961243,-0.22304011881351471,-0.13702437281608582,-2.6937998831272125E-2,-4.7470003366470337E-2,-2.0532000809907913E-2,9.2336786910891533E-3,-3.572005033493042E-2,-3.2365437597036362E-2,-2.5374146178364754E-2,-2.0532000809907913E-2,-1.5689855441451073E-2,-8.6985649541020393E-3,-5.3439503535628319E-3,0]
[{"$f":"Data[[#This Row],[category]]&Data[[#This Row],[subcategory]]&Data[[#This Row],[delivered]]&Data[[#This Row],[date]]&Data[[#This Row],[hour]]","v":"Climate zones1Net Load7/20/202320"},"Climate zones","1","Net Load",2023,"7/20/2023","20",39,39,-5.2666667848825455E-2,-0.25692307949066162,-0.20425640046596527,0.13205398619174957,63,-1.5467643737792969,0,0,-0.42146587371826172,-0.37349039316177368,-0.2735055685043335,-0.20425640046596527,-0.13500721752643585,-3.502240777015686E-2,1.295307744294405E-2,-2.0540000405162573E-3,-1.0019999928772449E-2,-7.9659996554255486E-3,5.1501053385436535E-3,-1.6437169164419174E-2,-1.4566125348210335E-2,-1.066671684384346E-2,-7.9659996554255486E-3,-5.2652815356850624E-3,-1.3658738462254405E-3,5.0517002819105983E-4,0]
[{"$f":"Data[[#This Row],[category]]&Data[[#This Row],[subcategory]]&Data[[#This Row],[delivered]]&Data[[#This Row],[date]]&Data[[#This Row],[hour]]","v":"Climate zones1Net Load7/20/202321"},"Climate zones","1","Net Load",2023,"7/20/2023","21",39,39,0.33312812447547913,-2.754615306854248,-3.0877435207366943,0.50657480955123901,61.5,-6.0953354835510254,1,1,-3.9209849834442139,-3.7369451522827148,-3.3533916473388672,-3.0877435207366943,-2.8220953941345215,-2.4385418891906738,-2.2545020580291748,1.2991996482014656E-2,-0.10742999613285065,-0.12042199820280075,1.9756417721509933E-2,-0.15291841328144073,-0.14574086666107178,-0.13078227639198303,-0.12042199820280075,-0.11006172001361847,-9.5103137195110321E-2,-8.7925583124160767E-2,0]
[{"$f":"Data[[#This Row],[category]]&Data[[#This Row],[subcategory]]&Data[[#This Row],[delivered]]&Data[[#This Row],[date]]&Data[[#This Row],[hour]]","v":"Climate zones1Net Load7/20/202322"},"Climate zones","1","Net Load",2023,"7/20/2023","22",39,39,0.5984615683555603,0.9633333683013916,0.3648717999458313,0.26156273484230042,59,1.3949686288833618,0,0,-6.5360613167285919E-2,2.9665667563676834E-2,0.22770816087722778,0.3648717999458313,0.50203543901443481,0.70007795095443726,0.79510420560836792,2.3340001702308655E-2,3.7569999694824219E-2,1.4229999855160713E-2,1.0200946591794491E-2,-2.5490638799965382E-3,1.1569610796868801E-3,8.8806180283427238E-3,1.4229999855160713E-2,1.9579382613301277E-2,2.7303040027618408E-2,3.1009063124656677E-2,0]
[{"$f":"Data[[#This Row],[category]]&Data[[#This Row],[subcategory]]&Data[[#This Row],[delivered]]&Data[[#This Row],[date]]&Data[[#This Row],[hour]]","v":"Climate zones1Net Load7/20/202323"},"Climate zones","1","Net Load",2023,"7/20/2023","23",39,39,0.23128204047679901,0.3228205144405365,9.1538466513156891E-2,0.16702562570571899,59,0.5480504035949707,0,0,-0.18319423496723175,-0.12251348793506622,3.9501427672803402E-3,9.1538466513156891E-2,0.17912678420543671,0.30559042096138,0.36627116799354553,9.0199997648596764E-3,1.2590000405907631E-2,3.5700001753866673E-3,6.5139993093907833E-3,-7.1445750072598457E-3,-4.7780261375010014E-3,1.5405556769110262E-4,3.5700001753866673E-3,6.9859446957707405E-3,1.1918026022613049E-2,1.428457535803318E-2,0]
[{"$f":"Data[[#This Row],[category]]&Data[[#This Row],[subcategory]]&Data[[#This Row],[delivered]]&Data[[#This Row],[date]]&Data[[#This Row],[hour]]","v":"Climate zones1Net Load7/20/202324"},"Climate zones","1","Net Load",2023,"7/20/2023","24",39,39,0.18958976864814758,0.29871794581413269,0.1091281846165657,0.1669464111328125,58.5,0.65367192029953003,0,0,-0.16547422111034393,-0.10482224822044373,2.1581400185823441E-2,0.1091281846165657,0.19667497277259827,0.32307863235473633,0.38373059034347534,7.3940008878707886E-3,1.1649999767541885E-2,4.2559993453323841E-3,6.5109101124107838E-3,-6.4534945413470268E-3,-4.0880674496293068E-3,8.4167462773621082E-4,4.2559993453323841E-3,7.6703238300979137E-3,1.260006707161665E-2,1.4965493232011795E-2,0]
[{"$f":"Data[[#This Row],[category]]&Data[[#This Row],[subcategory]]&Data[[#This Row],[delivered]]&Data[[#This Row],[date]]&Data[[#This Row],[hour]]","v":"Climate zones1Net Load7/20/2023Event Window"},"Climate zones","1","Net Load",2023,"7/20/2023","Event Window",39,39,0.33312812447547913,-2.754615306854248,-3.0877435207366943,0.50657480955123901,61.5,-6.0953354835510254,1,1,-3.9209849834442139,-3.7369451522827148,-3.3533916473388672,-3.0877435207366943,-2.8220953941345215,-2.4385418891906738,-2.2545020580291748,1.2991996482014656E-2,-0.10742999613285065,-0.12042199820280075,1.9756417721509933E-2,-0.15291841328144073,-0.14574086666107178,-0.13078227639198303,-0.12042199820280075,-0.11006172001361847,-9.5103137195110321E-2,-8.7925583124160767E-2,0]
[{"$f":"Data[[#This Row],[category]]&Data[[#This Row],[subcategory]]&Data[[#This Row],[delivered]]&Data[[#This Row],[date]]&Data[[#This Row],[hour]]","v":"Climate zones1Net Load7/25/20231"},"Climate zones","1","Net Load",2023,"7/25/2023","1",39,39,1.1847178936004639,1.3666666746139526,0.18194872140884399,0.41054999828338623,57.5,0.44318285584449768,0,0,-0.4933459460735321,-0.3441922664642334,-3.3343907445669174E-2,0.18194872140884399,0.39724135398864746,0.70808970928192139,0.85724335908889771,4.6203996986150742E-2,5.3300000727176666E-2,7.0960000157356262E-3,1.6011450439691544E-2,-1.9240491092205048E-2,-1.3423498719930649E-2,-1.3004123466089368E-3,7.0960000157356262E-3,1.5492413192987442E-2,2.7615498751401901E-2,3.34324911236763E-2,0]
[{"$f":"Data[[#This Row],[category]]&Data[[#This Row],[subcategory]]&Data[[#This Row],[delivered]]&Data[[#This Row],[date]]&Data[[#This Row],[hour]]","v":"Climate zones1Net Load7/25/20232"},"Climate zones","1","Net Load",2023,"7/25/2023","2",39,39,0.72769230604171753,1.170769214630127,0.44307693839073181,0.3692384660243988,58,1.1999750137329102,0,0,-0.16426628828048706,-3.0121196061372757E-2,0.24944809079170227,0.44307693839073181,0.63670575618743896,0.91627508401870728,1.0504201650619507,2.8379999101161957E-2,4.5660000294446945E-2,1.7280001193284988E-2,1.4400300569832325E-2,-6.4063854515552521E-3,-1.1747266398742795E-3,9.7284754738211632E-3,1.7280001193284988E-2,2.483152411878109E-2,3.573472797870636E-2,4.0966387838125229E-2,0]
[{"$f":"Data[[#This Row],[category]]&Data[[#This Row],[subcategory]]&Data[[#This Row],[delivered]]&Data[[#This Row],[date]]&Data[[#This Row],[hour]]","v":"Climate zones1Net Load7/25/20233"},"Climate zones","1","Net Load",2023,"7/25/2023","3",39,39,0.5609743595123291,0.80384618043899536,0.24287180602550507,0.35594931244850159,57.5,0.68232131004333496,0,0,-0.34261271357536316,-0.2132955938577652,5.6211803108453751E-2,0.24287180602550507,0.42953181266784668,0.69903922080993652,0.82835632562637329,2.1878000348806381E-2,3.1350001692771912E-2,9.4720004126429558E-3,1.388202328234911E-2,-1.3361895456910133E-2,-8.3185285329818726E-3,2.1922602318227291E-3,9.4720004126429558E-3,1.6751740127801895E-2,2.7262529358267784E-2,3.2305896282196045E-2,0]
[{"$f":"Data[[#This Row],[category]]&Data[[#This Row],[subcategory]]&Data[[#This Row],[delivered]]&Data[[#This Row],[date]]&Data[[#This Row],[hour]]","v":"Climate zones1Net Load7/25/20234"},"Climate zones","1","Net Load",2023,"7/25/2023","4",39,39,0.75538462400436401,1.1828205585479736,0.42743590474128723,0.31614977121353149,57,1.3520045280456543,0,0,-9.2584192752838135E-2,2.2273670881986618E-2,0.2616468071937561,0.42743590474128723,0.59322500228881836,0.83259814977645874,0.9474560022354126,2.94599998742342E-2,4.6130001544952393E-2,1.6669999808073044E-2,1.2329841032624245E-2,-3.61078348942101E-3,8.6867314530536532E-4,1.0204225778579712E-2,1.6669999808073044E-2,2.3135775700211525E-2,3.2471328973770142E-2,3.6950785666704178E-2,0]
[{"$f":"Data[[#This Row],[category]]&Data[[#This Row],[subcategory]]&Data[[#This Row],[delivered]]&Data[[#This Row],[date]]&Data[[#This Row],[hour]]","v":"Climate zones1Net Load7/25/20235"},"Climate zones","1","Net Load",2023,"7/25/2023","5",39,39,0.86317944526672363,1.3289743661880493,0.46579486131668091,0.34261158108711243,57.5,1.3595421314239502,0,0,-9.7751043736934662E-2,2.6720453053712845E-2,0.2861291766166687,0.46579486131668091,0.64546054601669312,0.90486925840377808,1.0293407440185547,3.3663999289274216E-2,5.1830001175403595E-2,1.816600002348423E-2,1.3361851684749126E-2,-3.8122907280921936E-3,1.0420976905152202E-3,1.1159038171172142E-2,1.816600002348423E-2,2.5172961875796318E-2,3.5289902240037918E-2,4.0144290775060654E-2,0]
[{"$f":"Data[[#This Row],[category]]&Data[[#This Row],[subcategory]]&Data[[#This Row],[delivered]]&Data[[#This Row],[date]]&Data[[#This Row],[hour]]","v":"Climate zones1Net Load7/25/20236"},"Climate zones","1","Net Load",2023,"7/25/2023","6",39,39,0.655589759349823,0.59487181901931763,-6.0717955231666565E-2,0.31912657618522644,57,-0.19026292860507965,0,0,-0.58563446998596191,-0.46969512104988098,-0.22806809842586517,-6.0717955231666565E-2,0.10663218796253204,0.34825921058654785,0.46419855952262878,2.5568000972270966E-2,2.3200001567602158E-2,-2.3680003359913826E-3,1.2445936910808086E-2,-2.28397436439991E-2,-1.8318109214305878E-2,-8.894655853509903E-3,-2.3680003359913826E-3,4.1586551815271378E-3,1.3582109473645687E-2,1.8103742972016335E-2,0]
[{"$f":"Data[[#This Row],[category]]&Data[[#This Row],[subcategory]]&Data[[#This Row],[delivered]]&Data[[#This Row],[date]]&Data[[#This Row],[hour]]","v":"Climate zones1Net Load7/25/20237"},"Climate zones","1","Net Load",2023,"7/25/2023","7",39,39,0.64282047748565674,0.28282052278518677,-0.35999998450279236,0.21459271013736725,56,-1.6775965690612793,1,0,-0.71297359466552734,-0.63501161336898804,-0.47253251075744629,-0.35999998450279236,-0.24746745824813843,-8.4988363087177277E-2,-7.0263869129121304E-3,2.5069998577237129E-2,1.1030000634491444E-2,-1.4039999805390835E-2,8.3691161125898361E-3,-2.780597098171711E-2,-2.4765452370047569E-2,-1.842876709997654E-2,-1.4039999805390835E-2,-9.6512306481599808E-3,-3.3145460765808821E-3,-2.7402909472584724E-4,0]
[{"$f":"Data[[#This Row],[category]]&Data[[#This Row],[subcategory]]&Data[[#This Row],[delivered]]&Data[[#This Row],[date]]&Data[[#This Row],[hour]]","v":"Climate zones1Net Load7/25/20238"},"Climate zones","1","Net Load",2023,"7/25/2023","8",39,39,0.39030769467353821,0.41051283478736877,2.0205140113830566E-2,0.12768246233463287,56.5,0.15824522078037262,0,0,-0.18981382250785828,-0.14342652261257172,-4.6751607209444046E-2,2.0205140113830566E-2,8.7161891162395477E-2,0.18383680284023285,0.23022410273551941,1.5221999958157539E-2,1.6010001301765442E-2,7.8800047049298882E-4,4.9796160310506821E-3,-7.4027390219271183E-3,-5.5936342105269432E-3,-1.8233127193525434E-3,7.8800047049298882E-4,3.399313660338521E-3,7.1696355007588863E-3,8.9787403121590614E-3,0]
[{"$f":"Data[[#This Row],[category]]&Data[[#This Row],[subcategory]]&Data[[#This Row],[delivered]]&Data[[#This Row],[date]]&Data[[#This Row],[hour]]","v":"Climate zones1Net Load7/25/20239"},"Climate zones","1","Net Load",2023,"7/25/2023","9",39,39,7.8000016510486603E-2,0.45769229531288147,0.37969228625297546,0.12791268527507782,58.5,2.9683709144592285,1,1,0.16929464042186737,0.215765580534935,0.3126147985458374,0.37969228625297546,0.44676977396011353,0.54361897706985474,0.59008991718292236,3.0420005787163973E-3,1.7850000411272049E-2,1.4807999134063721E-2,4.9885949119925499E-3,6.6024907864630222E-3,8.4148580208420753E-3,1.2191977351903915E-2,1.4807999134063721E-2,1.7424020916223526E-2,2.1201139315962791E-2,2.3013506084680557E-2,0]
[{"$f":"Data[[#This Row],[category]]&Data[[#This Row],[subcategory]]&Data[[#This Row],[delivered]]&Data[[#This Row],[date]]&Data[[#This Row],[hour]]","v":"Climate zones1Net Load7/25/202310"},"Climate zones","1","Net Load",2023,"7/25/2023","10",39,39,3.5897544585168362E-3,0.1351282000541687,0.13153845071792603,0.13755956292152405,60.5,0.95622903108596802,0,0,-9.4726897776126862E-2,-4.4751223176717758E-2,5.9402145445346832E-2,0.13153845071792603,0.20367476344108582,0.30782812833786011,0.35780379176139832,1.4000042574480176E-4,5.2699996158480644E-3,5.1299994811415672E-3,5.364823155105114E-3,-3.694348968565464E-3,-1.7452976899221539E-3,2.3166837636381388E-3,5.1299994811415672E-3,7.9433154314756393E-3,1.2005297467112541E-2,1.3954347930848598E-2,0]
[{"$f":"Data[[#This Row],[category]]&Data[[#This Row],[subcategory]]&Data[[#This Row],[delivered]]&Data[[#This Row],[date]]&Data[[#This Row],[hour]]","v":"Climate zones1Net Load7/25/202311"},"Climate zones","1","Net Load",2023,"7/25/2023","11",39,39,-0.34779483079910278,-0.31461536884307861,3.317946195602417E-2,0.22907190024852753,63,0.14484299719333649,0,0,-0.34361028671264648,-0.26038798689842224,-8.6945958435535431E-2,3.317946195602417E-2,0.15330488979816437,0.32674691081047058,0.40996921062469482,-1.356399804353714E-2,-1.2269999831914902E-2,1.2939990265294909E-3,8.9338039979338646E-3,-1.3400801457464695E-2,-1.0155131109058857E-2,-3.3908924087882042E-3,1.2939990265294909E-3,5.9788906946778297E-3,1.2743129394948483E-2,1.5988798812031746E-2,0]
[{"$f":"Data[[#This Row],[category]]&Data[[#This Row],[subcategory]]&Data[[#This Row],[delivered]]&Data[[#This Row],[date]]&Data[[#This Row],[hour]]","v":"Climate zones1Net Load7/25/202312"},"Climate zones","1","Net Load",2023,"7/25/2023","12",39,39,-0.24476918578147888,-0.629230797290802,-0.38446158170700073,0.36831524968147278,64,-1.0438383817672729,0,0,-0.99028623104095459,-0.8564765453338623,-0.57760626077651978,-0.38446158170700073,-0.1913168728351593,8.7553404271602631E-2,0.22136309742927551,-9.5459986478090286E-3,-2.4540001526474953E-2,-1.4994001947343349E-2,1.4364294707775116E-2,-3.8621164858341217E-2,-3.3402584493160248E-2,-2.2526644170284271E-2,-1.4994001947343349E-2,-7.4613578617572784E-3,3.4145826939493418E-3,8.6331609636545181E-3,0]
[{"$f":"Data[[#This Row],[category]]&Data[[#This Row],[subcategory]]&Data[[#This Row],[delivered]]&Data[[#This Row],[date]]&Data[[#This Row],[hour]]","v":"Climate zones1Net Load7/25/202313"},"Climate zones","1","Net Load",2023,"7/25/2023","13",39,39,-1.1966153383255005,-1.5820512771606445,-0.38543593883514404,0.47787845134735107,65,-0.80655640363693237,0,0,-1.1714760065078735,-0.99786180257797241,-0.63603562116622925,-0.38543593883514404,-0.13483622670173645,0.22698993980884552,0.40060415863990784,-4.6667996793985367E-2,-6.1700001358985901E-2,-1.503200177103281E-2,1.8637260422110558E-2,-4.5687563717365265E-2,-3.8916610181331635E-2,-2.480538934469223E-2,-1.503200177103281E-2,-5.2586128003895283E-3,8.8526075705885887E-3,1.5623562037944794E-2,0]
[{"$f":"Data[[#This Row],[category]]&Data[[#This Row],[subcategory]]&Data[[#This Row],[delivered]]&Data[[#This Row],[date]]&Data[[#This Row],[hour]]","v":"Climate zones1Net Load7/25/202314"},"Climate zones","1","Net Load",2023,"7/25/2023","14",39,39,-2.5207178592681885,-2.2858974933624268,0.23482051491737366,0.48346221446990967,66,0.48570603132247925,0,0,-0.56040406227111816,-0.38476124405860901,-1.8707318231463432E-2,0.23482051491737366,0.4883483350276947,0.85440224409103394,1.0300450325012207,-9.8307996988296509E-2,-8.9150004088878632E-2,9.1580003499984741E-3,1.8855025991797447E-2,-2.1855758503079414E-2,-1.5005688183009624E-2,-7.2958541568368673E-4,9.1580003499984741E-3,1.9045585766434669E-2,3.3321686089038849E-2,4.0171757340431213E-2,0]
[{"$f":"Data[[#This Row],[category]]&Data[[#This Row],[subcategory]]&Data[[#This Row],[delivered]]&Data[[#This Row],[date]]&Data[[#This Row],[hour]]","v":"Climate zones1Net Load7/25/202315"},"Climate zones","1","Net Load",2023,"7/25/2023","15",39,39,-2.8886666297912598,-3.3361537456512451,-0.44748711585998535,0.3467676043510437,67.5,-1.2904524803161621,0,0,-1.0178691148757935,-0.89188766479492188,-0.62933224439620972,-0.44748711585998535,-0.26564201712608337,-3.0865496955811977E-3,0.12289483845233917,-0.11265800148248672,-0.1301099956035614,-1.7451997846364975E-2,1.352393627166748E-2,-3.9696894586086273E-2,-3.478362038731575E-2,-2.4543957784771919E-2,-1.7451997846364975E-2,-1.0360038839280605E-2,-1.2037543638143688E-4,4.7928988933563232E-3,0]
[{"$f":"Data[[#This Row],[category]]&Data[[#This Row],[subcategory]]&Data[[#This Row],[delivered]]&Data[[#This Row],[date]]&Data[[#This Row],[hour]]","v":"Climate zones1Net Load7/25/202316"},"Climate zones","1","Net Load",2023,"7/25/2023","16",39,39,-3.4639487266540527,-3.6358973979949951,-0.17194879055023193,0.31868627667427063,68,-0.53955507278442383,0,0,-0.69614106416702271,-0.58036166429519653,-0.33906802535057068,-0.17194879055023193,-4.8295436426997185E-3,0.23646411299705505,0.35224348306655884,-0.13509400188922882,-0.14180000126361847,-6.7060026340186596E-3,1.2428765185177326E-2,-2.71495021879673E-2,-2.2634105756878853E-2,-1.3223652727901936E-2,-6.7060026340186596E-3,-1.8835220544133335E-4,9.2221004888415337E-3,1.3737495988607407E-2,0]
[{"$f":"Data[[#This Row],[category]]&Data[[#This Row],[subcategory]]&Data[[#This Row],[delivered]]&Data[[#This Row],[date]]&Data[[#This Row],[hour]]","v":"Climate zones1Net Load7/25/202317"},"Climate zones","1","Net Load",2023,"7/25/2023","17",39,39,-3.6361024379730225,-3.8669230937957764,-0.23082053661346436,0.26972106099128723,68,-0.85577499866485596,0,0,-0.67447221279144287,-0.57648199796676636,-0.3722623884677887,-0.23082053661346436,-8.9378677308559418E-2,0.11484090983867645,0.21283112466335297,-0.14180798828601837,-0.15081000328063965,-9.0020010247826576E-3,1.0519121773540974E-2,-2.6304416358470917E-2,-2.2482797503471375E-2,-1.4518233016133308E-2,-9.0020010247826576E-3,-3.4857683349400759E-3,4.4787954539060593E-3,8.3004143089056015E-3,0]
[{"$f":"Data[[#This Row],[category]]&Data[[#This Row],[subcategory]]&Data[[#This Row],[delivered]]&Data[[#This Row],[date]]&Data[[#This Row],[hour]]","v":"Climate zones1Net Load7/25/202318"},"Climate zones","1","Net Load",2023,"7/25/2023","18",39,39,-2.5743589401245117,-2.7564103603363037,-0.18205130100250244,0.28100848197937012,67.5,-0.64784985780715942,0,0,-0.64426910877227783,-0.54217815399169922,-0.32941228151321411,-0.18205130100250244,-3.4690309315919876E-2,0.17807555198669434,0.28016650676727295,-0.10040000081062317,-0.10750000178813934,-7.100000511854887E-3,1.0959330946207047E-2,-2.5126494467258453E-2,-2.1144948899745941E-2,-1.2847078964114189E-2,-7.100000511854887E-3,-1.3529220595955849E-3,6.9449464790523052E-3,1.0926493443548679E-2,0]
[{"$f":"Data[[#This Row],[category]]&Data[[#This Row],[subcategory]]&Data[[#This Row],[delivered]]&Data[[#This Row],[date]]&Data[[#This Row],[hour]]","v":"Climate zones1Net Load7/25/202319"},"Climate zones","1","Net Load",2023,"7/25/2023","19",39,39,-1.1670256853103638,-1.4987179040908813,-0.33169230818748474,0.18760257959365845,66.5,-1.7680583000183105,1,0,-0.64027106761932373,-0.57211470603942871,-0.43007120490074158,-0.33169230818748474,-0.2333134263753891,-9.1269925236701965E-2,-2.3113524541258812E-2,-4.5514002442359924E-2,-5.8449998497962952E-2,-1.2935999780893326E-2,7.3165004141628742E-3,-2.497057244181633E-2,-2.2312473505735397E-2,-1.677277684211731E-2,-1.2935999780893326E-2,-9.0992236509919167E-3,-3.5595269873738289E-3,-9.0142746921628714E-4,0]
[{"$f":"Data[[#This Row],[category]]&Data[[#This Row],[subcategory]]&Data[[#This Row],[delivered]]&Data[[#This Row],[date]]&Data[[#This Row],[hour]]","v":"Climate zones1Net Load7/25/202320"},"Climate zones","1","Net Load",2023,"7/25/2023","20",39,39,-0.17476928234100342,-1.2089743614196777,-1.0342050790786743,0.20969010889530182,64.5,-4.9320640563964844,1,1,-1.3791146278381348,-1.3029338121414185,-1.1441667079925537,-1.0342050790786743,-0.92424345016479492,-0.76547640562057495,-0.68929553031921387,-6.8160020746290684E-3,-4.7150000929832458E-2,-4.0333997458219528E-2,8.1779146566987038E-3,-5.3785469383001328E-2,-5.0814419984817505E-2,-4.4622503221035004E-2,-4.0333997458219528E-2,-3.6045495420694351E-2,-2.9853580519556999E-2,-2.6882525533437729E-2,0]
[{"$f":"Data[[#This Row],[category]]&Data[[#This Row],[subcategory]]&Data[[#This Row],[delivered]]&Data[[#This Row],[date]]&Data[[#This Row],[hour]]","v":"Climate zones1Net Load7/25/202321"},"Climate zones","1","Net Load",2023,"7/25/2023","21",39,39,-0.22989758849143982,-3.5866665840148926,-3.3567690849304199,0.64483016729354858,63,-5.2056636810302734,1,1,-4.4174203872680664,-4.1831521987915039,-3.6949183940887451,-3.3567690849304199,-3.0186197757720947,-2.5303859710693359,-2.2961177825927734,-8.966006338596344E-3,-0.13988000154495239,-0.13091398775577545,2.5148376822471619E-2,-0.17227938771247864,-0.16314293444156647,-0.1441018134355545,-0.13091398775577545,-0.117726169526577,-9.868505597114563E-2,-8.9548595249652863E-2,0]
[{"$f":"Data[[#This Row],[category]]&Data[[#This Row],[subcategory]]&Data[[#This Row],[delivered]]&Data[[#This Row],[date]]&Data[[#This Row],[hour]]","v":"Climate zones1Net Load7/25/202322"},"Climate zones","1","Net Load",2023,"7/25/2023","22",39,39,0.63051283359527588,1.3266667127609253,0.69615381956100464,0.30778974294662476,60,2.2617835998535156,1,1,0.1898847371339798,0.30170539021492004,0.53474873304367065,0.69615381956100464,0.85755890607833862,1.0906022787094116,1.2024228572845459,2.4590000510215759E-2,5.1740001887083054E-2,2.7149999514222145E-2,1.200379990041256E-2,7.405504584312439E-3,1.1766510084271431E-2,2.0855201408267021E-2,2.7149999514222145E-2,3.344479575753212E-2,4.253348708152771E-2,4.6894490718841553E-2,0]
[{"$f":"Data[[#This Row],[category]]&Data[[#This Row],[subcategory]]&Data[[#This Row],[delivered]]&Data[[#This Row],[date]]&Data[[#This Row],[hour]]","v":"Climate zones1Net Load7/25/202323"},"Climate zones","1","Net Load",2023,"7/25/2023","23",39,39,0.49671798944473267,0.57692307233810425,8.0205082893371582E-2,0.29029050469398499,59,0.27629247307777405,0,0,-0.39728030562400818,-0.29181715846061707,-7.2023406624794006E-2,8.0205082893371582E-2,0.23243357241153717,0.45222732424736023,0.55769050121307373,1.937200129032135E-2,2.2499999031424522E-2,3.1279982067644596E-3,1.1321329511702061E-2,-1.549393218010664E-2,-1.1380868963897228E-2,-2.8089128900319338E-3,3.1279982067644596E-3,9.0649090707302094E-3,1.7636865377426147E-2,2.1749930456280708E-2,0]
[{"$f":"Data[[#This Row],[category]]&Data[[#This Row],[subcategory]]&Data[[#This Row],[delivered]]&Data[[#This Row],[date]]&Data[[#This Row],[hour]]","v":"Climate zones1Net Load7/25/202324"},"Climate zones","1","Net Load",2023,"7/25/2023","24",39,39,7.7333338558673859E-2,0.7905128002166748,0.71317946910858154,0.29911729693412781,58,2.3842802047729492,1,1,0.22117529809474945,0.32984521985054016,0.55632221698760986,0.71317946910858154,0.87003672122955322,1.0965137481689453,1.2051836252212524,3.016000147908926E-3,3.0829999595880508E-2,2.7813998982310295E-2,1.166557427495718E-2,8.625837042927742E-3,1.2863963842391968E-2,2.1696565672755241E-2,2.7813998982310295E-2,3.39314304292202E-2,4.2764037847518921E-2,4.7002162784337997E-2,0]
[{"$f":"Data[[#This Row],[category]]&Data[[#This Row],[subcategory]]&Data[[#This Row],[delivered]]&Data[[#This Row],[date]]&Data[[#This Row],[hour]]","v":"Climate zones1Net Load7/25/2023Event Window"},"Climate zones","1","Net Load",2023,"7/25/2023","Event Window",39,39,-0.22989758849143982,-3.5866665840148926,-3.3567690849304199,0.64483016729354858,63,-5.2056636810302734,1,1,-4.4174203872680664,-4.1831521987915039,-3.6949183940887451,-3.3567690849304199,-3.0186197757720947,-2.5303859710693359,-2.2961177825927734,-8.966006338596344E-3,-0.13988000154495239,-0.13091398775577545,2.5148376822471619E-2,-0.17227938771247864,-0.16314293444156647,-0.1441018134355545,-0.13091398775577545,-0.117726169526577,-9.868505597114563E-2,-8.9548595249652863E-2,0]
[{"$f":"Data[[#This Row],[category]]&Data[[#This Row],[subcategory]]&Data[[#This Row],[delivered]]&Data[[#This Row],[date]]&Data[[#This Row],[hour]]","v":"Climate zones1Net Load7/26/20231"},"Climate zones","1","Net Load",2023,"7/26/2023","1",39,39,1.2689744234085083,1.3461538553237915,7.7179446816444397E-2,0.38966557383537292,56.5,0.1980658620595932,0,0,-0.56376338005065918,-0.42219707369804382,-0.12716138362884521,7.7179446816444397E-2,0.28152027726173401,0.57655596733093262,0.71812230348587036,4.9490001052618027E-2,5.2500002086162567E-2,3.0099984724074602E-3,1.5196957625448704E-2,-2.1986771374940872E-2,-1.64656862616539E-2,-4.959294106811285E-3,3.0099984724074602E-3,1.0979291051626205E-2,2.2485682740807533E-2,2.8006769716739655E-2,0]
[{"$f":"Data[[#This Row],[category]]&Data[[#This Row],[subcategory]]&Data[[#This Row],[delivered]]&Data[[#This Row],[date]]&Data[[#This Row],[hour]]","v":"Climate zones1Net Load7/26/20232"},"Climate zones","1","Net Load",2023,"7/26/2023","2",39,39,1.0433845520019531,0.93230772018432617,-0.11107690632343292,0.47507584095001221,57,-0.23380878567695618,0,0,-0.89250713586807251,-0.71991109848022461,-0.36020693182945251,-0.11107690632343292,0.13805310428142548,0.49775728583335876,0.67035329341888428,4.0691997855901718E-2,3.63599993288517E-2,-4.3319994583725929E-3,1.8527958542108536E-2,-3.4807778894901276E-2,-2.8076533228158951E-2,-1.4048070646822453E-2,-4.3319994583725929E-3,5.3840712644159794E-3,1.9412534311413765E-2,2.6143778115510941E-2,0]
[{"$f":"Data[[#This Row],[category]]&Data[[#This Row],[subcategory]]&Data[[#This Row],[delivered]]&Data[[#This Row],[date]]&Data[[#This Row],[hour]]","v":"Climate zones1Net Load7/26/20233"},"Climate zones","1","Net Load",2023,"7/26/2023","3",39,39,0.87687182426452637,0.60564100742340088,-0.2712307870388031,0.28227648138999939,58,-0.96086925268173218,0,0,-0.73553431034088135,-0.63298267126083374,-0.41925671696662903,-0.2712307870388031,-0.12320485711097717,9.0521082282066345E-2,0.19307270646095276,3.4198001027107239E-2,2.36200001090765E-2,-1.0578000918030739E-2,1.1008782312273979E-2,-2.8685837984085083E-2,-2.468632347881794E-2,-1.6351012513041496E-2,-1.0578000918030739E-2,-4.8049893230199814E-3,3.5303221084177494E-3,7.529835682362318E-3,0]
[{"$f":"Data[[#This Row],[category]]&Data[[#This Row],[subcategory]]&Data[[#This Row],[delivered]]&Data[[#This Row],[date]]&Data[[#This Row],[hour]]","v":"Climate zones1Net Load7/26/20234"},"Climate zones","1","Net Load",2023,"7/26/2023","4",39,39,0.94184613227844238,0.74025642871856689,-0.20158970355987549,0.24397581815719604,57,-0.82626920938491821,0,0,-0.60289418697357178,-0.51425731182098389,-0.3295307457447052,-0.20158970355987549,-7.3648661375045776E-2,0.11107788980007172,0.19971480965614319,3.673199936747551E-2,2.8870001435279846E-2,-7.8619988635182381E-3,9.5150573179125786E-3,-2.351287379860878E-2,-2.0056035369634628E-2,-1.2851699255406857E-2,-7.8619988635182381E-3,-2.8722977731376886E-3,4.3320376425981522E-3,7.7888774685561657E-3,0]
[{"$f":"Data[[#This Row],[category]]&Data[[#This Row],[subcategory]]&Data[[#This Row],[delivered]]&Data[[#This Row],[date]]&Data[[#This Row],[hour]]","v":"Climate zones1Net Load7/26/20235"},"Climate zones","1","Net Load",2023,"7/26/2023","5",39,39,0.87000000476837158,0.9264102578163147,5.6410267949104309E-2,0.22410584986209869,56.5,0.2517126202583313,0,0,-0.31221106648445129,-0.23079293966293335,-6.1110954731702805E-2,5.6410267949104309E-2,0.17393149435520172,0.34361347556114197,0.42503160238265991,3.392999991774559E-2,3.6129999905824661E-2,2.2000004537403584E-3,8.7401280179619789E-3,-1.2176231481134892E-2,-9.0009244158864021E-3,-2.3833273444324732E-3,2.2000004537403584E-3,6.7833284847438335E-3,1.3400925323367119E-2,1.6576232388615608E-2,0]
[{"$f":"Data[[#This Row],[category]]&Data[[#This Row],[subcategory]]&Data[[#This Row],[delivered]]&Data[[#This Row],[date]]&Data[[#This Row],[hour]]","v":"Climate zones1Net Load7/26/20236"},"Climate zones","1","Net Load",2023,"7/26/2023","6",39,39,0.7608717679977417,1.002307653427124,0.24143590033054352,0.27130106091499329,55.5,0.8899187445640564,0,0,-0.20481462776660919,-0.10625039786100388,9.9165484309196472E-2,0.24143590033054352,0.38370630145072937,0.58912217617034912,0.68768644332885742,2.9673999175429344E-2,3.9090000092983246E-2,9.4159999862313271E-3,1.0580741800367832E-2,-7.98777025192976E-3,-4.1437656618654728E-3,3.867453895509243E-3,9.4159999862313271E-3,1.4964546076953411E-2,2.297576516866684E-2,2.6819771155714989E-2,0]
[{"$f":"Data[[#This Row],[category]]&Data[[#This Row],[subcategory]]&Data[[#This Row],[delivered]]&Data[[#This Row],[date]]&Data[[#This Row],[hour]]","v":"Climate zones1Net Load7/26/20237"},"Climate zones","1","Net Load",2023,"7/26/2023","7",39,39,0.58543592691421509,0.75051283836364746,0.16507692635059357,0.21605940163135529,56,0.7640349268913269,0,0,-0.19030916690826416,-0.11181433498859406,5.1775265485048294E-2,0.16507692635059357,0.27837857604026794,0.44196820259094238,0.52046298980712891,2.2832000628113747E-2,2.9270000755786896E-2,6.4380001276731491E-3,8.4263170138001442E-3,-7.4220574460923672E-3,-4.3607591651380062E-3,2.0192353986203671E-3,6.4380001276731491E-3,1.0856764391064644E-2,1.7236759886145592E-2,2.0298056304454803E-2,0]
[{"$f":"Data[[#This Row],[category]]&Data[[#This Row],[subcategory]]&Data[[#This Row],[delivered]]&Data[[#This Row],[date]]&Data[[#This Row],[hour]]","v":"Climate zones1Net Load7/26/20238"},"Climate zones","1","Net Load",2023,"7/26/2023","8",39,39,0.49143588542938232,0.66666668653488159,0.17523077130317688,0.12655314803123474,56.5,1.3846417665481567,0,0,-3.2930634915828705E-2,1.3046386651694775E-2,0.10886623710393906,0.17523077130317688,0.2415953129529953,0.33741515874862671,0.38339218497276306,1.9166000187397003E-2,2.6000000536441803E-2,6.8339998833835125E-3,4.9355728551745415E-3,-1.2842947617173195E-3,5.0880905473604798E-4,4.2457832023501396E-3,6.8339998833835125E-3,9.42221749573946E-3,1.3159191235899925E-2,1.4952295459806919E-2,0]
[{"$f":"Data[[#This Row],[category]]&Data[[#This Row],[subcategory]]&Data[[#This Row],[delivered]]&Data[[#This Row],[date]]&Data[[#This Row],[hour]]","v":"Climate zones1Net Load7/26/20239"},"Climate zones","1","Net Load",2023,"7/26/2023","9",39,39,0.30210256576538086,0.46230769157409668,0.16020512580871582,0.13936305046081543,57.5,1.1495523452758789,0,0,-6.902669370174408E-2,-1.8395809456706047E-2,8.7123073637485504E-2,0.16020512580871582,0.23328718543052673,0.33880606293678284,0.38943693041801453,1.1781999841332436E-2,1.8030000850558281E-2,6.2480000779032707E-3,5.4351589642465115E-3,-2.6920409873127937E-3,-7.1743654552847147E-4,3.3977997954934835E-3,6.2480000779032707E-3,9.0982001274824142E-3,1.3213436119258404E-2,1.5188040211796761E-2,0]
[{"$f":"Data[[#This Row],[category]]&Data[[#This Row],[subcategory]]&Data[[#This Row],[delivered]]&Data[[#This Row],[date]]&Data[[#This Row],[hour]]","v":"Climate zones1Net Load7/26/202310"},"Climate zones","1","Net Load",2023,"7/26/2023","10",39,39,0.12835896015167236,0.34000000357627869,0.21164104342460632,0.18890947103500366,59.5,1.1203304529190063,0,0,-9.9087387323379517E-2,-3.0456185340881348E-2,0.11257681995630264,0.21164104342460632,0.3107052743434906,0.45373827219009399,0.52236944437026978,5.005999468266964E-3,1.3260000385344028E-2,8.2540009170770645E-3,7.3674693703651428E-3,-3.8644080050289631E-3,-1.1877912329509854E-3,4.3904958292841911E-3,8.2540009170770645E-3,1.2117506004869938E-2,1.7695792019367218E-2,2.0372407510876656E-2,0]
[{"$f":"Data[[#This Row],[category]]&Data[[#This Row],[subcategory]]&Data[[#This Row],[delivered]]&Data[[#This Row],[date]]&Data[[#This Row],[hour]]","v":"Climate zones1Net Load7/26/202311"},"Climate zones","1","Net Load",2023,"7/26/2023","11",39,39,-0.18912819027900696,0.15153846144676208,0.34066665172576904,0.22483114898204803,61,1.5152111053466797,0,0,-2.914767898619175E-2,5.2533939480781555E-2,0.22276508808135986,0.34066665172576904,0.45856821537017822,0.62879937887191772,0.71048098802566528,-7.375999353826046E-3,5.9099998325109482E-3,1.3285999186336994E-2,8.7684150785207748E-3,-1.1367595288902521E-3,2.0488237496465445E-3,8.6878379806876183E-3,1.3285999186336994E-2,1.7884161323308945E-2,2.4523176252841949E-2,2.7708757668733597E-2,0]
[{"$f":"Data[[#This Row],[category]]&Data[[#This Row],[subcategory]]&Data[[#This Row],[delivered]]&Data[[#This Row],[date]]&Data[[#This Row],[hour]]","v":"Climate zones1Net Load7/26/202312"},"Climate zones","1","Net Load",2023,"7/26/2023","12",39,39,-0.42846152186393738,9.4871772453188896E-3,0.43794870376586914,0.24278756976127625,65,1.8038349151611328,1,0,3.8598690181970596E-2,0.126803919672966,0.31063076853752136,0.43794870376586914,0.56526660919189453,0.74909347295761108,0.8372986912727356,-1.6710000112652779E-2,3.6999990697950125E-4,1.7079999670386314E-2,9.468715637922287E-3,1.5053489478304982E-3,4.9453526735305786E-3,1.2114600278437138E-2,1.7079999670386314E-2,2.2045398131012917E-2,2.9214644804596901E-2,3.2654650509357452E-2,0]
[{"$f":"Data[[#This Row],[category]]&Data[[#This Row],[subcategory]]&Data[[#This Row],[delivered]]&Data[[#This Row],[date]]&Data[[#This Row],[hour]]","v":"Climate zones1Net Load7/26/202313"},"Climate zones","1","Net Load",2023,"7/26/2023","13",39,39,-0.84574359655380249,-0.55846154689788818,0.28728204965591431,0.37233728170394897,67,0.77156400680541992,0,0,-0.32515826821327209,-0.18988737463951111,9.2028185725212097E-2,0.28728204965591431,0.48253589868545532,0.76445150375366211,0.8997223973274231,-3.2983999699354172E-2,-2.1780000999569893E-2,1.1203999631106853E-2,1.4521153643727303E-2,-1.2681172229349613E-2,-7.405607495456934E-3,3.5890992730855942E-3,1.1203999631106853E-2,1.8818899989128113E-2,2.9813608154654503E-2,3.5089172422885895E-2,0]
[{"$f":"Data[[#This Row],[category]]&Data[[#This Row],[subcategory]]&Data[[#This Row],[delivered]]&Data[[#This Row],[date]]&Data[[#This Row],[hour]]","v":"Climate zones1Net Load7/26/202314"},"Climate zones","1","Net Load",2023,"7/26/2023","14",39,39,-2.2481539249420166,-2.0907692909240723,0.15738463401794434,0.3671870231628418,68.5,0.4286225438117981,0,0,-0.44658428430557251,-0.3131844699382782,-3.5168427973985672E-2,0.15738463401794434,0.34993770718574524,0.62795376777648926,0.76135355234146118,-8.7678000330924988E-2,-8.1540003418922424E-2,6.1380006372928619E-3,1.4320293441414833E-2,-1.7416786402463913E-2,-1.2214194051921368E-2,-1.3715686509385705E-3,6.1380006372928619E-3,1.364757027477026E-2,2.4490196257829666E-2,2.9692787677049637E-2,0]
[{"$f":"Data[[#This Row],[category]]&Data[[#This Row],[subcategory]]&Data[[#This Row],[delivered]]&Data[[#This Row],[date]]&Data[[#This Row],[hour]]","v":"Climate zones1Net Load7/26/202315"},"Climate zones","1","Net Load",2023,"7/26/2023","15",39,39,-3.0934360027313232,-3.0735898017883301,1.9846171140670776E-2,0.43559834361076355,68.5,4.5560713857412338E-2,0,0,-0.69664937257766724,-0.53839558362960815,-0.20858182013034821,1.9846171140670776E-2,0.24827416241168976,0.57808792591094971,0.73634171485900879,-0.12064400315284729,-0.11986999958753586,7.7400065492838621E-4,1.6988335177302361E-2,-2.7169326320290565E-2,-2.0997427403926849E-2,-8.1346910446882248E-3,7.7400065492838621E-4,9.6826925873756409E-3,2.2545428946614265E-2,2.8717326000332832E-2,0]
[{"$f":"Data[[#This Row],[category]]&Data[[#This Row],[subcategory]]&Data[[#This Row],[delivered]]&Data[[#This Row],[date]]&Data[[#This Row],[hour]]","v":"Climate zones1Net Load7/26/202316"},"Climate zones","1","Net Load",2023,"7/26/2023","16",39,39,-3.3815896511077881,-3.2020514011383057,0.17953845858573914,0.34571999311447144,66.5,0.51931756734848022,0,0,-0.38912034034729004,-0.2635195255279541,-1.7572831129655242E-3,0.17953845858573914,0.36083421111106873,0.62259644269943237,0.74819725751876831,-0.13188199698925018,-0.12488000094890594,7.0019997656345367E-3,1.3483080081641674E-2,-1.5175693668425083E-2,-1.0277261957526207E-2,-6.8534041929524392E-5,7.0019997656345367E-3,1.4072534628212452E-2,2.428126148879528E-2,2.9179692268371582E-2,0]
[{"$f":"Data[[#This Row],[category]]&Data[[#This Row],[subcategory]]&Data[[#This Row],[delivered]]&Data[[#This Row],[date]]&Data[[#This Row],[hour]]","v":"Climate zones1Net Load7/26/202317"},"Climate zones","1","Net Load",2023,"7/26/2023","17",39,39,-3.1158461570739746,-3.2620513439178467,-0.14620515704154968,0.39175698161125183,66,-0.37320369482040405,0,0,-0.79058802127838135,-0.6482619047164917,-0.35164272785186768,-0.14620515704154968,5.9232406318187714E-2,0.35585162043571472,0.49817773699760437,-0.12151800096035004,-0.12722000479698181,-5.7020010426640511E-3,1.5278521925210953E-2,-3.0832933261990547E-2,-2.5282213464379311E-2,-1.3714066706597805E-2,-5.7020010426640511E-3,2.3100639227777719E-3,1.3878213241696358E-2,1.9428931176662445E-2,0]
[{"$f":"Data[[#This Row],[category]]&Data[[#This Row],[subcategory]]&Data[[#This Row],[delivered]]&Data[[#This Row],[date]]&Data[[#This Row],[hour]]","v":"Climate zones1Net Load7/26/202318"},"Climate zones","1","Net Load",2023,"7/26/2023","18",39,39,-2.2637948989868164,-2.1405129432678223,0.12328201532363892,0.33418694138526917,65,0.36890134215354919,0,0,-0.42640659213066101,-0.30499577522277832,-5.1965788006782532E-2,0.12328201532363892,0.29852983355522156,0.55155980587005615,0.67297059297561646,-8.8288001716136932E-2,-8.3480007946491241E-2,4.807998426258564E-3,1.3033290393650532E-2,-1.6629857942461967E-2,-1.1894835159182549E-2,-2.026665722951293E-3,4.807998426258564E-3,1.1642663739621639E-2,2.1510832011699677E-2,2.6245852932333946E-2,0]
[{"$f":"Data[[#This Row],[category]]&Data[[#This Row],[subcategory]]&Data[[#This Row],[delivered]]&Data[[#This Row],[date]]&Data[[#This Row],[hour]]","v":"Climate zones1Net Load7/26/202319"},"Climate zones","1","Net Load",2023,"7/26/2023","19",39,39,-1.5720515251159668,-5.1212821006774902,-3.5492305755615234,0.68638622760772705,64.5,-5.1708941459655762,1,1,-4.6782355308532715,-4.4288697242736816,-3.9091718196868896,-3.5492305755615234,-3.1892893314361572,-2.6695911884307861,-2.4202256202697754,-6.131000816822052E-2,-0.19973000884056091,-0.1384199857711792,2.6769062504172325E-2,-0.18245118856430054,-0.17272591590881348,-0.15245769917964935,-0.1384199857711792,-0.12438228726387024,-0.10411405563354492,-9.4388797879219055E-2,0]
[{"$f":"Data[[#This Row],[category]]&Data[[#This Row],[subcategory]]&Data[[#This Row],[delivered]]&Data[[#This Row],[date]]&Data[[#This Row],[hour]]","v":"Climate zones1Net Load7/26/202320"},"Climate zones","1","Net Load",2023,"7/26/2023","20",39,39,-0.63071775436401367,-3.9274358749389648,-3.2967181205749512,0.7189367413520813,63,-4.5855469703674316,1,1,-4.4792637825012207,-4.2180724143981934,-3.6737289428710938,-3.2967181205749512,-2.9197072982788086,-2.3753635883331299,-2.1141724586486816,-2.4597993120551109E-2,-0.15317000448703766,-0.1285720020532608,2.803853340446949E-2,-0.17469128966331482,-0.16450482606887817,-0.1432754248380661,-0.1285720020532608,-0.1138685867190361,-9.2639178037643433E-2,-8.2452729344367981E-2,0]
[{"$f":"Data[[#This Row],[category]]&Data[[#This Row],[subcategory]]&Data[[#This Row],[delivered]]&Data[[#This Row],[date]]&Data[[#This Row],[hour]]","v":"Climate zones1Net Load7/26/202321"},"Climate zones","1","Net Load",2023,"7/26/2023","21",39,39,-2.5589762255549431E-2,-1.3199999332427979,-1.294410228729248,0.43868348002433777,61,-2.9506700038909912,1,1,-2.0159802436828613,-1.8566057682037354,-1.5244560241699219,-1.294410228729248,-1.0643644332885742,-0.73221474885940552,-0.57284009456634521,-9.9800073076039553E-4,-5.1479998975992203E-2,-5.0481997430324554E-2,1.7108656466007233E-2,-7.8623227775096893E-2,-7.2407625615596771E-2,-5.9453785419464111E-2,-5.0481997430324554E-2,-4.1510213166475296E-2,-2.8556374832987785E-2,-2.2340763360261917E-2,0]
[{"$f":"Data[[#This Row],[category]]&Data[[#This Row],[subcategory]]&Data[[#This Row],[delivered]]&Data[[#This Row],[date]]&Data[[#This Row],[hour]]","v":"Climate zones1Net Load7/26/202322"},"Climate zones","1","Net Load",2023,"7/26/2023","22",39,39,0.52794861793518066,1.8258974552154541,1.2979488372802734,0.46911758184432983,57.5,2.7667877674102783,1,1,0.52631908655166626,0.6967504620552063,1.051943302154541,1.2979488372802734,1.5439543724060059,1.8991471529006958,2.0695786476135254,2.0589996129274368E-2,7.1210004389286041E-2,5.0620004534721375E-2,1.8295586109161377E-2,2.0526444539427757E-2,2.7173267677426338E-2,4.1025787591934204E-2,5.0620004534721375E-2,6.0214221477508545E-2,7.4066735804080963E-2,8.0713570117950439E-2,0]
[{"$f":"Data[[#This Row],[category]]&Data[[#This Row],[subcategory]]&Data[[#This Row],[delivered]]&Data[[#This Row],[date]]&Data[[#This Row],[hour]]","v":"Climate zones1Net Load7/26/202323"},"Climate zones","1","Net Load",2023,"7/26/2023","23",39,39,0.14353838562965393,1.4305127859115601,1.2869744300842285,0.41676828265190125,57,3.0879855155944824,1,1,0.60145163536071777,0.75286436080932617,1.0684208869934082,1.2869744300842285,1.5055279731750488,1.8210844993591309,1.9724972248077393,5.5979969911277294E-3,5.5789999663829803E-2,5.0192002207040787E-2,1.6253963112831116E-2,2.3456614464521408E-2,2.9361709952354431E-2,4.1668415069580078E-2,5.0192002207040787E-2,5.8715589344501495E-2,7.1022294461727142E-2,7.6927393674850464E-2,0]
[{"$f":"Data[[#This Row],[category]]&Data[[#This Row],[subcategory]]&Data[[#This Row],[delivered]]&Data[[#This Row],[date]]&Data[[#This Row],[hour]]","v":"Climate zones1Net Load7/26/202324"},"Climate zones","1","Net Load",2023,"7/26/2023","24",39,39,7.8359000384807587E-2,1.0528204441070557,0.97446149587631226,0.32465708255767822,56,3.0015101432800293,1,1,0.4404481053352356,0.55839669704437256,0.80421113967895508,0.97446149587631226,1.1447118520736694,1.390526294708252,1.5084748268127441,3.0560009181499481E-3,4.105999693274498E-2,3.800399973988533E-2,1.2661626562476158E-2,1.7177475616335869E-2,2.1777471527457237E-2,3.1364236027002335E-2,3.800399973988533E-2,4.4643763452768326E-2,5.4230526089668274E-2,5.8830518275499344E-2,0]
[{"$f":"Data[[#This Row],[category]]&Data[[#This Row],[subcategory]]&Data[[#This Row],[delivered]]&Data[[#This Row],[date]]&Data[[#This Row],[hour]]","v":"Climate zones1Net Load7/26/2023Event Window"},"Climate zones","1","Net Load",2023,"7/26/2023","Event Window",39,39,-0.7427862286567688,-3.4562392234802246,-2.7134530544281006,0.52879703044891357,62.833332061767578,-5.1313695907592773,1,1,-3.5832467079162598,-3.3911337852478027,-2.9907546043395996,-2.7134530544281006,-2.4361515045166016,-2.0357723236083984,-1.8436592817306519,-2.8968662023544312E-2,-0.13479332625865936,-0.10582467168569565,2.0623084157705307E-2,-0.13974662125110626,-0.1322542130947113,-0.11663942784070969,-0.10582467168569565,-9.5009908080101013E-2,-7.9395122826099396E-2,-7.1902714669704437E-2,0]
[{"$f":"Data[[#This Row],[category]]&Data[[#This Row],[subcategory]]&Data[[#This Row],[delivered]]&Data[[#This Row],[date]]&Data[[#This Row],[hour]]","v":"Climate zones1Net Load8/28/20231"},"Climate zones","1","Net Load",2023,"8/28/2023","1",40,40,1.5069500207901001,1.3539999723434448,-0.15295001864433289,0.3680092990398407,57,-0.4156145453453064,0,0,-0.75827145576477051,-0.62457293272018433,-0.34593427181243896,-0.15295001864433289,4.0034245699644089E-2,0.31867286562919617,0.45237141847610474,6.0278002172708511E-2,5.4159998893737793E-2,-6.1180009506642818E-3,1.4720371924340725E-2,-3.0330859124660492E-2,-2.4982918053865433E-2,-1.3837371021509171E-2,-6.1180009506642818E-3,1.6013698186725378E-3,1.274691428989172E-2,1.8094856292009354E-2,0]
[{"$f":"Data[[#This Row],[category]]&Data[[#This Row],[subcategory]]&Data[[#This Row],[delivered]]&Data[[#This Row],[date]]&Data[[#This Row],[hour]]","v":"Climate zones1Net Load8/28/20232"},"Climate zones","1","Net Load",2023,"8/28/2023","2",40,40,1.23170006275177,1.0889999866485596,-0.14270001649856567,0.36975792050361633,57,-0.38592821359634399,0,0,-0.75089764595031738,-0.61656385660171509,-0.33660125732421875,-0.14270001649856567,5.1201228052377701E-2,0.33116382360458374,0.46549764275550842,4.9268003553152084E-2,4.3559998273849487E-2,-5.708000622689724E-3,1.4790317043662071E-2,-3.0035905539989471E-2,-2.4662554264068604E-2,-1.3464050367474556E-2,-5.708000622689724E-3,2.048049122095108E-3,1.3246553018689156E-2,1.8619906157255173E-2,0]
[{"$f":"Data[[#This Row],[category]]&Data[[#This Row],[subcategory]]&Data[[#This Row],[delivered]]&Data[[#This Row],[date]]&Data[[#This Row],[hour]]","v":"Climate zones1Net Load8/28/20233"},"Climate zones","1","Net Load",2023,"8/28/2023","3",40,40,0.87000000476837158,1.1797499656677246,0.3097500205039978,0.4326973557472229,57,0.7158583402633667,0,0,-0.40197378396987915,-0.24477395415306091,8.2843303680419922E-2,0.3097500205039978,0.53665673732757568,0.86427396535873413,1.0214738845825195,3.4800000488758087E-2,4.7189999371767044E-2,1.2390000745654106E-2,1.7307894304394722E-2,-1.6078950837254524E-2,-9.7909579053521156E-3,3.3137321006506681E-3,1.2390000745654106E-2,2.1466270089149475E-2,3.4570958465337753E-2,4.0858954191207886E-2,0]
[{"$f":"Data[[#This Row],[category]]&Data[[#This Row],[subcategory]]&Data[[#This Row],[delivered]]&Data[[#This Row],[date]]&Data[[#This Row],[hour]]","v":"Climate zones1Net Load8/28/20234"},"Climate zones","1","Net Load",2023,"8/28/2023","4",40,40,0.92715001106262207,0.99650001525878906,6.9350004196166992E-2,0.45322436094284058,57,0.15301473438739777,0,0,-0.67613774538040161,-0.51148039102554321,-0.16832108795642853,6.9350004196166992E-2,0.30702108144760132,0.6501803994178772,0.8148377537727356,3.7085998803377151E-2,3.9859998971223831E-2,2.7740001678466797E-3,1.8128974363207817E-2,-2.7045510709285736E-2,-2.0459216088056564E-2,-6.7328433506190777E-3,2.7740001678466797E-3,1.228084322065115E-2,2.6007216423749924E-2,3.2593511044979095E-2,0]
[{"$f":"Data[[#This Row],[category]]&Data[[#This Row],[subcategory]]&Data[[#This Row],[delivered]]&Data[[#This Row],[date]]&Data[[#This Row],[hour]]","v":"Climate zones1Net Load8/28/20235"},"Climate zones","1","Net Load",2023,"8/28/2023","5",40,40,1.091249942779541,0.94124996662139893,-0.14999999105930328,0.38473108410835266,57,-0.38988268375396729,0,0,-0.78282630443572998,-0.64305269718170166,-0.35175317525863647,-0.14999999105930328,5.175318568944931E-2,0.34305274486541748,0.48282632231712341,4.3649997562170029E-2,3.7650000303983688E-2,-5.9999995864927769E-3,1.5389243140816689E-2,-3.1313050538301468E-2,-2.5722108781337738E-2,-1.4070127159357071E-2,-5.9999995864927769E-3,2.0701275207102299E-3,1.3722109608352184E-2,1.9313052296638489E-2,0]
[{"$f":"Data[[#This Row],[category]]&Data[[#This Row],[subcategory]]&Data[[#This Row],[delivered]]&Data[[#This Row],[date]]&Data[[#This Row],[hour]]","v":"Climate zones1Net Load8/28/20236"},"Climate zones","1","Net Load",2023,"8/28/2023","6",40,40,0.9430999755859375,0.62099999189376831,-0.32209998369216919,0.31935206055641174,57,-1.0086046457290649,0,0,-0.84738737344741821,-0.73136609792709351,-0.48956838250160217,-0.32209998369216919,-0.1546315997838974,8.7166152894496918E-2,0.20318740606307983,3.7723999470472336E-2,2.4839999154210091E-2,-1.2883999384939671E-2,1.2774082832038403E-2,-3.3895496279001236E-2,-2.9254643246531487E-2,-1.9582735374569893E-2,-1.2883999384939671E-2,-6.1852638609707355E-3,3.486646106466651E-3,8.1274965777993202E-3,0]
[{"$f":"Data[[#This Row],[category]]&Data[[#This Row],[subcategory]]&Data[[#This Row],[delivered]]&Data[[#This Row],[date]]&Data[[#This Row],[hour]]","v":"Climate zones1Net Load8/28/20237"},"Climate zones","1","Net Load",2023,"8/28/2023","7",40,40,0.92444998025894165,0.44475001096725464,-0.4796999990940094,0.22619064152240753,57,-2.1207773685455322,1,1,-0.85175049304962158,-0.76957494020462036,-0.59831446409225464,-0.4796999990940094,-0.36108550429344177,-0.18982502818107605,-0.10764950513839722,3.6977998912334442E-2,1.7790000885725021E-2,-1.918799988925457E-2,9.0476255863904953E-3,-3.407001867890358E-2,-3.0782997608184814E-2,-2.3932578042149544E-2,-1.918799988925457E-2,-1.4443419873714447E-2,-7.5930012390017509E-3,-4.3059801682829857E-3,0]
[{"$f":"Data[[#This Row],[category]]&Data[[#This Row],[subcategory]]&Data[[#This Row],[delivered]]&Data[[#This Row],[date]]&Data[[#This Row],[hour]]","v":"Climate zones1Net Load8/28/20238"},"Climate zones","1","Net Load",2023,"8/28/2023","8",40,40,0.86225003004074097,0.67849999666213989,-0.18375000357627869,0.16427367925643921,57,-1.1185601949691772,0,0,-0.45395615696907043,-0.39427518844604492,-0.26989519596099854,-0.18375000357627869,-9.7604803740978241E-2,2.6775186881422997E-2,8.6456157267093658E-2,3.4490000456571579E-2,2.7139998972415924E-2,-7.350000087171793E-3,6.5709473565220833E-3,-1.8158245831727982E-2,-1.5771007165312767E-2,-1.0795807465910912E-2,-7.350000087171793E-3,-3.9041922427713871E-3,1.0710074566304684E-3,3.4582463558763266E-3,0]
[{"$f":"Data[[#This Row],[category]]&Data[[#This Row],[subcategory]]&Data[[#This Row],[delivered]]&Data[[#This Row],[date]]&Data[[#This Row],[hour]]","v":"Climate zones1Net Load8/28/20239"},"Climate zones","1","Net Load",2023,"8/28/2023","9",40,40,0.7149999737739563,0.68550002574920654,-2.9499992728233337E-2,0.25832602381706238,57,-0.11419675499200821,0,0,-0.45440849661827087,-0.36055812239646912,-0.16496628522872925,-2.9499992728233337E-2,0.10596630722284317,0.30155813694000244,0.3954085111618042,2.8599999845027924E-2,2.7420001104474068E-2,-1.1799996718764305E-3,1.0333040729165077E-2,-1.8176339566707611E-2,-1.4422324486076832E-2,-6.5986514091491699E-3,-1.1799996718764305E-3,4.2386520653963089E-3,1.2062325142323971E-2,1.581634022295475E-2,0]
[{"$f":"Data[[#This Row],[category]]&Data[[#This Row],[subcategory]]&Data[[#This Row],[delivered]]&Data[[#This Row],[date]]&Data[[#This Row],[hour]]","v":"Climate zones1Net Load8/28/202310"},"Climate zones","1","Net Load",2023,"8/28/2023","10",40,40,0.86270004510879517,0.26675000786781311,-0.59595006704330444,0.25759643316268921,58,-2.3135027885437012,1,1,-1.0196584463119507,-0.92607319355010986,-0.73103374242782593,-0.59595006704330444,-0.46086636185646057,-0.26582694053649902,-0.17224164307117462,3.4508001059293747E-2,1.0670000687241554E-2,-2.3838002234697342E-2,1.0303857736289501E-2,-4.0786337107419968E-2,-3.7042926996946335E-2,-2.9241349548101425E-2,-2.3838002234697342E-2,-1.8434654921293259E-2,-1.0633077472448349E-2,-6.889665499329567E-3,0]
[{"$f":"Data[[#This Row],[category]]&Data[[#This Row],[subcategory]]&Data[[#This Row],[delivered]]&Data[[#This Row],[date]]&Data[[#This Row],[hour]]","v":"Climate zones1Net Load8/28/202311"},"Climate zones","1","Net Load",2023,"8/28/2023","11",40,40,0.51955002546310425,0.12300000339746475,-0.39654999971389771,0.25649625062942505,58.5,-1.5460264682769775,0,0,-0.81844878196716309,-0.72526317834854126,-0.53105676174163818,-0.39654999971389771,-0.26204323768615723,-6.7836828529834747E-2,2.5348788127303123E-2,2.0782001316547394E-2,4.9200002104043961E-3,-1.5861999243497849E-2,1.0259849950671196E-2,-3.2737951725721359E-2,-2.9010526835918427E-2,-2.1242270246148109E-2,-1.5861999243497849E-2,-1.0481729172170162E-2,-2.7134730480611324E-3,1.0139514924958348E-3,0]
[{"$f":"Data[[#This Row],[category]]&Data[[#This Row],[subcategory]]&Data[[#This Row],[delivered]]&Data[[#This Row],[date]]&Data[[#This Row],[hour]]","v":"Climate zones1Net Load8/28/202312"},"Climate zones","1","Net Load",2023,"8/28/2023","12",40,40,0.18840000033378601,-0.34650000929832458,-0.5349000096321106,0.29301503300666809,59.5,-1.8255035877227783,1,0,-1.0168668031692505,-0.91041386127471924,-0.68855726718902588,-0.5349000096321106,-0.3812427818775177,-0.15938612818717957,-5.2933171391487122E-2,7.5360001064836979E-3,-1.3860000297427177E-2,-2.1395999938249588E-2,1.1720601469278336E-2,-4.0674671530723572E-2,-3.641655296087265E-2,-2.7542291209101677E-2,-2.1395999938249588E-2,-1.5249711461365223E-2,-6.3754450529813766E-3,-2.1173269487917423E-3,0]
[{"$f":"Data[[#This Row],[category]]&Data[[#This Row],[subcategory]]&Data[[#This Row],[delivered]]&Data[[#This Row],[date]]&Data[[#This Row],[hour]]","v":"Climate zones1Net Load8/28/202313"},"Climate zones","1","Net Load",2023,"8/28/2023","13",40,40,-0.55019998550415039,-0.81325000524520874,-0.26304998993873596,0.37891873717308044,61.5,-0.69421213865280151,0,0,-0.88631582260131836,-0.74865388870239258,-0.46175515651702881,-0.26304998993873596,-6.4344808459281921E-2,0.22255390882492065,0.36021587252616882,-2.2007999941706657E-2,-3.2529998570680618E-2,-1.0521999560296535E-2,1.515674963593483E-2,-3.545263409614563E-2,-2.9946155846118927E-2,-1.8470205366611481E-2,-1.0521999560296535E-2,-2.5737923569977283E-3,8.902156725525856E-3,1.4408634975552559E-2,0]
[{"$f":"Data[[#This Row],[category]]&Data[[#This Row],[subcategory]]&Data[[#This Row],[delivered]]&Data[[#This Row],[date]]&Data[[#This Row],[hour]]","v":"Climate zones1Net Load8/28/202314"},"Climate zones","1","Net Load",2023,"8/28/2023","14",40,40,-1.8141499757766724,-1.1652499437332153,0.64889997243881226,0.42999699711799622,64,1.5090802907943726,0,0,-5.8382146060466766E-2,9.7836650907993317E-2,0.42340931296348572,0.64889997243881226,0.87439060211181641,1.1999633312225342,1.3561820983886719,-7.2566002607345581E-2,-4.6609997749328613E-2,2.595599927008152E-2,1.7199879512190819E-2,-2.3352857679128647E-3,3.9134658873081207E-3,1.6936372965574265E-2,2.595599927008152E-2,3.4975625574588776E-2,4.7998532652854919E-2,5.4247282445430756E-2,0]
[{"$f":"Data[[#This Row],[category]]&Data[[#This Row],[subcategory]]&Data[[#This Row],[delivered]]&Data[[#This Row],[date]]&Data[[#This Row],[hour]]","v":"Climate zones1Net Load8/28/202315"},"Climate zones","1","Net Load",2023,"8/28/2023","15",40,40,-3.3094000816345215,-1.6840000152587891,1.6254000663757324,0.5456840991973877,67,2.9786465167999268,1,1,0.72782957553863525,0.92607778310775757,1.3392430543899536,1.6254000663757324,1.9115570783615112,2.3247222900390625,2.52297043800354,-0.13237600028514862,-6.7359998822212219E-2,6.5016001462936401E-2,2.1827364340424538E-2,2.9113182798027992E-2,3.7043109536170959E-2,5.3569722920656204E-2,6.5016001462936401E-2,7.6462283730506897E-2,9.2988893389701843E-2,0.10091881453990936,0]
[{"$f":"Data[[#This Row],[category]]&Data[[#This Row],[subcategory]]&Data[[#This Row],[delivered]]&Data[[#This Row],[date]]&Data[[#This Row],[hour]]","v":"Climate zones1Net Load8/28/202316"},"Climate zones","1","Net Load",2023,"8/28/2023","16",40,40,-3.0737001895904541,-2.1170001029968262,0.95670008659362793,0.46372348070144653,67.5,2.0630831718444824,1,1,0.1939428448677063,0.36241453886032104,0.713523268699646,0.95670008659362793,1.1998769044876099,1.5509856939315796,1.7194573879241943,-0.12294800579547882,-8.468000590801239E-2,3.8268003612756729E-2,1.8548939377069473E-2,7.7577140182256699E-3,1.4496581628918648E-2,2.8540931642055511E-2,3.8268003612756729E-2,4.7995075583457947E-2,6.203942745923996E-2,6.8778298795223236E-2,0]
[{"$f":"Data[[#This Row],[category]]&Data[[#This Row],[subcategory]]&Data[[#This Row],[delivered]]&Data[[#This Row],[date]]&Data[[#This Row],[hour]]","v":"Climate zones1Net Load8/28/202317"},"Climate zones","1","Net Load",2023,"8/28/2023","17",40,40,-2.4110500812530518,-2.6380000114440918,-0.22694998979568481,0.39058342576026917,68,-0.58105379343032837,0,0,-0.86940252780914307,-0.72750276327133179,-0.4317721426486969,-0.22694998979568481,-2.2127840667963028E-2,0.27360281348228455,0.41550257802009583,-9.6442006528377533E-2,-0.10552000254392624,-9.0779997408390045E-3,1.5623336657881737E-2,-3.4776102751493454E-2,-2.9100110754370689E-2,-1.7270885407924652E-2,-9.0779997408390045E-3,-8.8511360809206963E-4,1.0944112204015255E-2,1.6620103269815445E-2,0]
[{"$f":"Data[[#This Row],[category]]&Data[[#This Row],[subcategory]]&Data[[#This Row],[delivered]]&Data[[#This Row],[date]]&Data[[#This Row],[hour]]","v":"Climate zones1Net Load8/28/202318"},"Climate zones","1","Net Load",2023,"8/28/2023","18",40,40,-1.70169997215271,-1.7324999570846558,-3.0799981206655502E-2,0.27690970897674561,68,-0.11122752726078033,0,0,-0.48627591133117676,-0.38567405939102173,-0.1760115772485733,-3.0799981206655502E-2,0.1144116148352623,0.32407408952713013,0.42467597126960754,-6.8067997694015503E-2,-6.9299995899200439E-2,-1.231999252922833E-3,1.1076387949287891E-2,-1.9451037049293518E-2,-1.542696263641119E-2,-7.0404629223048687E-3,-1.231999252922833E-3,4.5764646492898464E-3,1.2962963432073593E-2,1.6987038776278496E-2,0]
[{"$f":"Data[[#This Row],[category]]&Data[[#This Row],[subcategory]]&Data[[#This Row],[delivered]]&Data[[#This Row],[date]]&Data[[#This Row],[hour]]","v":"Climate zones1Net Load8/28/202319"},"Climate zones","1","Net Load",2023,"8/28/2023","19",40,40,-0.72170007228851318,-3.3192501068115234,-2.5975499153137207,0.44781503081321716,66.5,-5.8004975318908691,1,1,-3.3341400623321533,-3.1714479923248291,-2.8323843479156494,-2.5975499153137207,-2.362715482711792,-2.0236518383026123,-1.8609597682952881,-2.8868002817034721E-2,-0.13277000188827515,-0.10390199720859528,1.7912602052092552E-2,-0.13336560130119324,-0.12685792148113251,-0.11329537630081177,-0.10390199720859528,-9.4508618116378784E-2,-8.0946072936058044E-2,-7.4438393115997314E-2,0]
[{"$f":"Data[[#This Row],[category]]&Data[[#This Row],[subcategory]]&Data[[#This Row],[delivered]]&Data[[#This Row],[date]]&Data[[#This Row],[hour]]","v":"Climate zones1Net Load8/28/202320"},"Climate zones","1","Net Load",2023,"8/28/2023","20",40,40,-0.18755008280277252,-2.6319999694824219,-2.4444499015808105,0.50189626216888428,63,-4.8704285621643066,1,1,-3.2699956893920898,-3.087655782699585,-2.7076444625854492,-2.4444499015808105,-2.1812553405761719,-1.8012440204620361,-1.6189039945602417,-7.5020031072199345E-3,-0.10527999699115753,-9.7777992486953735E-2,2.0075850188732147E-2,-0.13079982995986938,-0.12350623309612274,-0.10830578207969666,-9.7777992486953735E-2,-8.7250210344791412E-2,-7.2049759328365326E-2,-6.4756162464618683E-2,0]
[{"$f":"Data[[#This Row],[category]]&Data[[#This Row],[subcategory]]&Data[[#This Row],[delivered]]&Data[[#This Row],[date]]&Data[[#This Row],[hour]]","v":"Climate zones1Net Load8/28/202321"},"Climate zones","1","Net Load",2023,"8/28/2023","21",40,40,-5.6450162082910538E-2,-2.5387499332427979,-2.4822998046875,0.51286214590072632,59.5,-4.8400917053222656,1,1,-3.3258829116821289,-3.1395590305328369,-2.7512450218200684,-2.4822998046875,-2.2133545875549316,-1.8250404596328735,-1.6387166976928711,-2.2580064833164215E-3,-0.10154999792575836,-9.9291995167732239E-2,2.0514486357569695E-2,-0.1330353170633316,-0.12558236718177795,-0.11004979908466339,-9.9291995167732239E-2,-8.853418380022049E-2,-7.3001615703105927E-2,-6.5548665821552277E-2,0]
[{"$f":"Data[[#This Row],[category]]&Data[[#This Row],[subcategory]]&Data[[#This Row],[delivered]]&Data[[#This Row],[date]]&Data[[#This Row],[hour]]","v":"Climate zones1Net Load8/28/202322"},"Climate zones","1","Net Load",2023,"8/28/2023","22",40,40,0.85729998350143433,1.6407499313354492,0.78345000743865967,0.36745777726173401,58,2.1320817470550537,1,1,0.17903575301170349,0.3125339150428772,0.59075498580932617,0.78345000743865967,0.97614502906799316,1.2543660402297974,1.3878642320632935,3.429199755191803E-2,6.5629996359348297E-2,3.1337998807430267E-2,1.4698310755193233E-2,7.1614300832152367E-3,1.2501356191933155E-2,2.3630199953913689E-2,3.1337998807430267E-2,3.9045799523591995E-2,5.0174642354249954E-2,5.5514570325613022E-2,0]
[{"$f":"Data[[#This Row],[category]]&Data[[#This Row],[subcategory]]&Data[[#This Row],[delivered]]&Data[[#This Row],[date]]&Data[[#This Row],[hour]]","v":"Climate zones1Net Load8/28/202323"},"Climate zones","1","Net Load",2023,"8/28/2023","23",40,40,0.57859998941421509,0.85900002717971802,0.28040000796318054,0.2819485068321228,57,0.99450784921646118,0,0,-0.18336401879787445,-8.0931544303894043E-2,0.132546067237854,0.28040000796318054,0.42825394868850708,0.64173156023025513,0.74416404962539673,2.314399927854538E-2,3.4360002726316452E-2,1.1216000653803349E-2,1.12779401242733E-2,-7.3345606215298176E-3,-3.2372616697102785E-3,5.3018424659967422E-3,1.1216000653803349E-2,1.7130158841609955E-2,2.5669261813163757E-2,2.9766561463475227E-2,0]
[{"$f":"Data[[#This Row],[category]]&Data[[#This Row],[subcategory]]&Data[[#This Row],[delivered]]&Data[[#This Row],[date]]&Data[[#This Row],[hour]]","v":"Climate zones1Net Load8/28/202324"},"Climate zones","1","Net Load",2023,"8/28/2023","24",40,40,0.26144999265670776,0.5807499885559082,0.31929999589920044,0.26741576194763184,56.5,1.1940208673477173,0,0,-0.12055978924036026,-2.3407092317938805E-2,0.17906703054904938,0.31929999589920044,0.45953294634819031,0.66200709342956543,0.75915980339050293,1.0458000004291534E-2,2.3229999467730522E-2,1.2771999463438988E-2,1.0696630924940109E-2,-4.8223915509879589E-3,-9.3628367176279426E-4,7.1626813150942326E-3,1.2771999463438988E-2,1.838131807744503E-2,2.6480283588171005E-2,3.0366392806172371E-2,0]
[{"$f":"Data[[#This Row],[category]]&Data[[#This Row],[subcategory]]&Data[[#This Row],[delivered]]&Data[[#This Row],[date]]&Data[[#This Row],[hour]]","v":"Climate zones1Net Load8/28/2023Event Window"},"Climate zones","1","Net Load",2023,"8/28/2023","Event Window",40,40,-0.32189995050430298,-2.8299999237060547,-2.5081000328063965,0.46272659301757813,63,-5.4202632904052734,1,1,-3.2692174911499023,-3.1011080741882324,-2.7507541179656982,-2.5081000328063965,-2.2654459476470947,-1.9150919914245605,-1.7469825744628906,-1.2875998392701149E-2,-0.11319999396800995,-0.10032400488853455,1.8509063869714737E-2,-0.13076870143413544,-0.12404432147741318,-0.1100301668047905,-0.10032400488853455,-9.0617835521697998E-2,-7.6603680849075317E-2,-6.9879300892353058E-2,0]
[{"$f":"Data[[#This Row],[category]]&Data[[#This Row],[subcategory]]&Data[[#This Row],[delivered]]&Data[[#This Row],[date]]&Data[[#This Row],[hour]]","v":"Climate zones1Net Load8/29/20231"},"Climate zones","1","Net Load",2023,"8/29/2023","1",40,40,1.2467499971389771,1.780500054359436,0.53374999761581421,0.39806506037712097,57.5,1.3408612012863159,0,0,-0.12100876122713089,2.3609096184372902E-2,0.32500448822975159,0.53374999761581421,0.74249553680419922,1.0438909530639648,1.1885087490081787,4.9869999289512634E-2,7.1220003068447113E-2,2.135000005364418E-2,1.5922602266073227E-2,-4.8403502441942692E-3,9.4436382642015815E-4,1.3000179082155228E-2,2.135000005364418E-2,2.9699821025133133E-2,4.1755639016628265E-2,4.7540351748466492E-2,0]
[{"$f":"Data[[#This Row],[category]]&Data[[#This Row],[subcategory]]&Data[[#This Row],[delivered]]&Data[[#This Row],[date]]&Data[[#This Row],[hour]]","v":"Climate zones1Net Load8/29/20232"},"Climate zones","1","Net Load",2023,"8/29/2023","2",40,40,0.98504996299743652,1.2277499437332153,0.2427000105381012,0.37059009075164795,58,0.65490150451660156,0,0,-0.36686643958091736,-0.23223030567169189,4.8362378031015396E-2,0.2427000105381012,0.43703764677047729,0.71763032674789429,0.85226649045944214,3.940199688076973E-2,4.9109999090433121E-2,9.7080003470182419E-3,1.4823603443801403E-2,-1.4674657955765724E-2,-9.2892125248908997E-3,1.9344951724633574E-3,9.7080003470182419E-3,1.7481505870819092E-2,2.8705213218927383E-2,3.4090660512447357E-2,0]
[{"$f":"Data[[#This Row],[category]]&Data[[#This Row],[subcategory]]&Data[[#This Row],[delivered]]&Data[[#This Row],[date]]&Data[[#This Row],[hour]]","v":"Climate zones1Net Load8/29/20233"},"Climate zones","1","Net Load",2023,"8/29/2023","3",40,40,0.85975003242492676,0.95800000429153442,9.8249971866607666E-2,0.27983191609382629,59,0.3511035144329071,0,0,-0.36203256249427795,-0.26036906242370605,-4.849402979016304E-2,9.8249971866607666E-2,0.24499396979808807,0.45686900615692139,0.55853253602981567,3.4390002489089966E-2,3.8320001214742661E-2,3.9299987256526947E-3,1.1193276382982731E-2,-1.4481302350759506E-2,-1.0414762422442436E-2,-1.9397612195461988E-3,3.9299987256526947E-3,9.7997589036822319E-3,1.8274759873747826E-2,2.2341301664710045E-2,0]
[{"$f":"Data[[#This Row],[category]]&Data[[#This Row],[subcategory]]&Data[[#This Row],[delivered]]&Data[[#This Row],[date]]&Data[[#This Row],[hour]]","v":"Climate zones1Net Load8/29/20234"},"Climate zones","1","Net Load",2023,"8/29/2023","4",40,40,0.98430001735687256,0.92299997806549072,-6.1300009489059448E-2,0.28052061796188354,58.5,-0.21852229535579681,0,0,-0.52271538972854614,-0.42080163955688477,-0.20840516686439514,-6.1300009489059448E-2,8.5805147886276245E-2,0.29820162057876587,0.40011534094810486,3.9372000843286514E-2,3.6919999867677689E-2,-2.4520002771168947E-3,1.1220824904739857E-2,-2.0908616483211517E-2,-1.6832064837217331E-2,-8.3362068980932236E-3,-2.4520002771168947E-3,3.4322058781981468E-3,1.1928064748644829E-2,1.6004614531993866E-2,0]
[{"$f":"Data[[#This Row],[category]]&Data[[#This Row],[subcategory]]&Data[[#This Row],[delivered]]&Data[[#This Row],[date]]&Data[[#This Row],[hour]]","v":"Climate zones1Net Load8/29/20235"},"Climate zones","1","Net Load",2023,"8/29/2023","5",40,40,0.88585001230239868,1.0414999723434448,0.15565000474452972,0.27461546659469604,60,0.56679254770278931,0,0,-0.2960522472858429,-0.19628387689590454,1.1641513556241989E-2,0.15565000474452972,0.29965850710868835,0.5075838565826416,0.60735225677490234,3.5434000194072723E-2,4.1659999638795853E-2,6.2260003760457039E-3,1.0984618216753006E-2,-1.1842089705169201E-2,-7.8513547778129578E-3,4.6566053060814738E-4,6.2260003760457039E-3,1.1986340396106243E-2,2.0303353667259216E-2,2.4294089525938034E-2,0]
[{"$f":"Data[[#This Row],[category]]&Data[[#This Row],[subcategory]]&Data[[#This Row],[delivered]]&Data[[#This Row],[date]]&Data[[#This Row],[hour]]","v":"Climate zones1Net Load8/29/20236"},"Climate zones","1","Net Load",2023,"8/29/2023","6",40,40,1.0661499500274658,1.0507500171661377,-1.53999924659729E-2,0.30739662051200867,58,-5.009811744093895E-2,0,0,-0.52102243900299072,-0.40934461355209351,-0.1765989363193512,-1.53999924659729E-2,0.1457989513874054,0.37854462862014771,0.49022245407104492,4.2645998299121857E-2,4.2029999196529388E-2,-6.159996846690774E-4,1.2295864522457123E-2,-2.0840898156166077E-2,-1.6373785212635994E-2,-7.0639573968946934E-3,-6.159996846690774E-4,5.8319582603871822E-3,1.5141785144805908E-2,1.9608898088335991E-2,0]
[{"$f":"Data[[#This Row],[category]]&Data[[#This Row],[subcategory]]&Data[[#This Row],[delivered]]&Data[[#This Row],[date]]&Data[[#This Row],[hour]]","v":"Climate zones1Net Load8/29/20237"},"Climate zones","1","Net Load",2023,"8/29/2023","7",40,40,0.80005002021789551,0.73100000619888306,-6.9049999117851257E-2,0.25315913558006287,56.5,-0.27275332808494568,0,0,-0.48545971512794495,-0.39348649978637695,-0.20180678367614746,-6.9049999117851257E-2,6.3706777989864349E-2,0.25538650155067444,0.34735971689224243,3.2002002000808716E-2,2.9240000993013382E-2,-2.7620000764727592E-3,1.0126365348696709E-2,-1.9418388605117798E-2,-1.5739459544420242E-2,-8.0722710117697716E-3,-2.7620000764727592E-3,2.5482710916548967E-3,1.0215460322797298E-2,1.3894388452172279E-2,0]
[{"$f":"Data[[#This Row],[category]]&Data[[#This Row],[subcategory]]&Data[[#This Row],[delivered]]&Data[[#This Row],[date]]&Data[[#This Row],[hour]]","v":"Climate zones1Net Load8/29/20238"},"Climate zones","1","Net Load",2023,"8/29/2023","8",40,40,0.87099999189376831,0.92675000429153442,5.5749982595443726E-2,0.25674700736999512,55.5,0.21713975071907043,0,0,-0.36656126379966736,-0.27328455448150635,-7.8888282179832458E-2,5.5749982595443726E-2,0.19038824737071991,0.3847845196723938,0.47806122899055481,3.4839998930692673E-2,3.7069998681545258E-2,2.2299992851912975E-3,1.0269880294799805E-2,-1.4662450179457664E-2,-1.0931381955742836E-2,-3.1555313616991043E-3,2.2299992851912975E-3,7.6155299320816994E-3,1.5391380526125431E-2,1.9122449681162834E-2,0]
[{"$f":"Data[[#This Row],[category]]&Data[[#This Row],[subcategory]]&Data[[#This Row],[delivered]]&Data[[#This Row],[date]]&Data[[#This Row],[hour]]","v":"Climate zones1Net Load8/29/20239"},"Climate zones","1","Net Load",2023,"8/29/2023","9",40,40,0.76970005035400391,0.64499998092651367,-0.12470002472400665,0.27033057808876038,57.5,-0.46128717064857483,0,0,-0.56935423612594604,-0.47114259004592896,-0.26646152138710022,-0.12470002472400665,1.7061468213796616E-2,0.22174255549907684,0.31995421648025513,3.0788002535700798E-2,2.5799999013543129E-2,-4.9880011938512325E-3,1.0813223198056221E-2,-2.2774169221520424E-2,-1.8845703452825546E-2,-1.0658460669219494E-2,-4.9880011938512325E-3,6.8245874717831612E-4,8.8697019964456558E-3,1.2798168696463108E-2,0]
[{"$f":"Data[[#This Row],[category]]&Data[[#This Row],[subcategory]]&Data[[#This Row],[delivered]]&Data[[#This Row],[date]]&Data[[#This Row],[hour]]","v":"Climate zones1Net Load8/29/202310"},"Climate zones","1","Net Load",2023,"8/29/2023","10",40,40,0.51134997606277466,0.50300002098083496,-8.3499923348426819E-3,0.22807541489601135,58.5,-3.6610662937164307E-2,0,0,-0.38350066542625427,-0.30064040422439575,-0.12795285880565643,-8.3499923348426819E-3,0.11125287413597107,0.28394040465354919,0.3668006956577301,2.0453998818993568E-2,2.0120000466704369E-2,-3.3399969106540084E-4,9.1230161488056183E-3,-1.5340026468038559E-2,-1.2025616131722927E-2,-5.1181144081056118E-3,-3.3399969106540084E-4,4.4501149095594883E-3,1.1357616633176804E-2,1.467202790081501E-2,0]
[{"$f":"Data[[#This Row],[category]]&Data[[#This Row],[subcategory]]&Data[[#This Row],[delivered]]&Data[[#This Row],[date]]&Data[[#This Row],[hour]]","v":"Climate zones1Net Load8/29/202311"},"Climate zones","1","Net Load",2023,"8/29/2023","11",40,40,4.4950000941753387E-2,9.4499997794628143E-2,4.9549996852874756E-2,0.27237889170646667,62,0.18191570043563843,0,0,-0.39847341179847717,-0.29951760172843933,-9.3285635113716125E-2,4.9549996852874756E-2,0.19238562881946564,0.39861759543418884,0.49757340550422668,1.7980000702664256E-3,3.7799999117851257E-3,1.9819999579340219E-3,1.0895155370235443E-2,-1.5938935801386833E-2,-1.198070403188467E-2,-3.7314253859221935E-3,1.9819999579340219E-3,7.6954253017902374E-3,1.5944704413414001E-2,1.9902937114238739E-2,0]
[{"$f":"Data[[#This Row],[category]]&Data[[#This Row],[subcategory]]&Data[[#This Row],[delivered]]&Data[[#This Row],[date]]&Data[[#This Row],[hour]]","v":"Climate zones1Net Load8/29/202312"},"Climate zones","1","Net Load",2023,"8/29/2023","12",40,40,-0.34060001373291016,-0.22874999046325684,0.11185000836849213,0.35514870285987854,64.5,0.31493851542472839,0,0,-0.47231763601303101,-0.34329137206077576,-7.4390150606632233E-2,0.11185000836849213,0.29809015989303589,0.56699138879776001,0.69601762294769287,-1.3624000363051891E-2,-9.1499993577599525E-3,4.4740005396306515E-3,1.4205948449671268E-2,-1.889270544052124E-2,-1.3731654733419418E-2,-2.9756061267107725E-3,4.4740005396306515E-3,1.1923606507480145E-2,2.2679654881358147E-2,2.7840705588459969E-2,0]
[{"$f":"Data[[#This Row],[category]]&Data[[#This Row],[subcategory]]&Data[[#This Row],[delivered]]&Data[[#This Row],[date]]&Data[[#This Row],[hour]]","v":"Climate zones1Net Load8/29/202313"},"Climate zones","1","Net Load",2023,"8/29/2023","13",40,40,-1.1142499446868896,-0.85574996471405029,0.25850000977516174,0.42834979295730591,66.5,0.60347878932952881,0,0,-0.44607269763946533,-0.29045233130455017,3.3873159438371658E-2,0.25850000977516174,0.48312684893608093,0.80745238065719604,0.96307271718978882,-4.4569998979568481E-2,-3.4229997545480728E-2,1.0340000502765179E-2,1.7133992165327072E-2,-1.7842907458543777E-2,-1.1618093587458134E-2,1.3549263821914792E-3,1.0340000502765179E-2,1.9325073808431625E-2,3.2298095524311066E-2,3.8522910326719284E-2,0]
[{"$f":"Data[[#This Row],[category]]&Data[[#This Row],[subcategory]]&Data[[#This Row],[delivered]]&Data[[#This Row],[date]]&Data[[#This Row],[hour]]","v":"Climate zones1Net Load8/29/202314"},"Climate zones","1","Net Load",2023,"8/29/2023","14",40,40,-2.1004500389099121,-1.812000036239624,0.28845000267028809,0.4478224515914917,66,0.64411687850952148,0,0,-0.44815239310264587,-0.2854575514793396,5.3611680865287781E-2,0.28845000267028809,0.5232883095741272,0.86235755681991577,1.0250524282455444,-8.4017999470233917E-2,-7.2480000555515289E-2,1.1537999846041203E-2,1.791289821267128E-2,-1.7926095053553581E-2,-1.1418301612138748E-2,2.1444673184305429E-3,1.1537999846041203E-2,2.0931532606482506E-2,3.4494303166866302E-2,4.1002098470926285E-2,0]
[{"$f":"Data[[#This Row],[category]]&Data[[#This Row],[subcategory]]&Data[[#This Row],[delivered]]&Data[[#This Row],[date]]&Data[[#This Row],[hour]]","v":"Climate zones1Net Load8/29/202315"},"Climate zones","1","Net Load",2023,"8/29/2023","15",40,40,-2.3560001850128174,-2.9835000038146973,-0.62749987840652466,0.44374823570251465,66,-1.4140897989273071,0,0,-1.3574007749557495,-1.1961860656738281,-0.86020165681838989,-0.62749987840652466,-0.39479807019233704,-5.8813631534576416E-2,0.1024010181427002,-9.4240009784698486E-2,-0.11934000253677368,-2.5099994614720345E-2,1.7749929800629616E-2,-5.4296031594276428E-2,-4.7847442328929901E-2,-3.4408066421747208E-2,-2.5099994614720345E-2,-1.5791922807693481E-2,-2.3525452706962824E-3,4.0960405021905899E-3,0]
[{"$f":"Data[[#This Row],[category]]&Data[[#This Row],[subcategory]]&Data[[#This Row],[delivered]]&Data[[#This Row],[date]]&Data[[#This Row],[hour]]","v":"Climate zones1Net Load8/29/202316"},"Climate zones","1","Net Load",2023,"8/29/2023","16",40,40,-2.6413500308990479,-2.8910000324249268,-0.24965003132820129,0.29975911974906921,68.5,-0.83283549547195435,0,0,-0.7427099347114563,-0.63380682468414307,-0.4068438708782196,-0.24965003132820129,-9.2456191778182983E-2,0.13450673222541809,0.24340984225273132,-0.10565400123596191,-0.11563999950885773,-9.9860010668635368E-3,1.1990364640951157E-2,-2.9708396643400192E-2,-2.5352273136377335E-2,-1.6273755580186844E-2,-9.9860010668635368E-3,-3.6982477176934481E-3,5.3802691400051117E-3,9.736393578350544E-3,0]
[{"$f":"Data[[#This Row],[category]]&Data[[#This Row],[subcategory]]&Data[[#This Row],[delivered]]&Data[[#This Row],[date]]&Data[[#This Row],[hour]]","v":"Climate zones1Net Load8/29/202317"},"Climate zones","1","Net Load",2023,"8/29/2023","17",40,40,-3.0778999328613281,-4.815000057220459,-1.7371001243591309,0.40974852442741394,69,-4.2394299507141113,1,1,-2.411076545715332,-2.2622139453887939,-1.951972484588623,-1.7371001243591309,-1.5222277641296387,-1.2119863033294678,-1.0631238222122192,-0.12311599403619766,-0.19259999692440033,-6.9484002888202667E-2,1.6389941796660423E-2,-9.6443064510822296E-2,-9.0488560497760773E-2,-7.8078895807266235E-2,-6.9484002888202667E-2,-6.0889109969139099E-2,-4.8479452729225159E-2,-4.2524952441453934E-2,0]
[{"$f":"Data[[#This Row],[category]]&Data[[#This Row],[subcategory]]&Data[[#This Row],[delivered]]&Data[[#This Row],[date]]&Data[[#This Row],[hour]]","v":"Climate zones1Net Load8/29/202318"},"Climate zones","1","Net Load",2023,"8/29/2023","18",40,40,-2.0204000473022461,-3.622499942779541,-1.6021000146865845,0.33936238288879395,68,-4.720911979675293,1,1,-2.1603014469146729,-2.0370104312896729,-1.7800618410110474,-1.6021000146865845,-1.4241381883621216,-1.1671895980834961,-1.0438985824584961,-8.0816000699996948E-2,-0.14489999413490295,-6.4084000885486603E-2,1.3574494980275631E-2,-8.6412057280540466E-2,-8.1480413675308228E-2,-7.1202471852302551E-2,-6.4084000885486603E-2,-5.6965526193380356E-2,-4.668758437037468E-2,-4.1755944490432739E-2,0]
[{"$f":"Data[[#This Row],[category]]&Data[[#This Row],[subcategory]]&Data[[#This Row],[delivered]]&Data[[#This Row],[date]]&Data[[#This Row],[hour]]","v":"Climate zones1Net Load8/29/202319"},"Climate zones","1","Net Load",2023,"8/29/2023","19",40,40,-0.76389998197555542,-2.6137499809265137,-1.849850058555603,0.3361017107963562,67,-5.5038399696350098,1,1,-2.4026882648468018,-2.2805817127227783,-2.0261020660400391,-1.849850058555603,-1.6735981702804565,-1.4191184043884277,-1.2970119714736938,-3.0555998906493187E-2,-0.10454999655485153,-7.3994003236293793E-2,1.3444068841636181E-2,-9.6107527613639832E-2,-9.1223269701004028E-2,-8.1044085323810577E-2,-7.3994003236293793E-2,-6.6943928599357605E-2,-5.6764736771583557E-2,-5.1880478858947754E-2,0]
[{"$f":"Data[[#This Row],[category]]&Data[[#This Row],[subcategory]]&Data[[#This Row],[delivered]]&Data[[#This Row],[date]]&Data[[#This Row],[hour]]","v":"Climate zones1Net Load8/29/202320"},"Climate zones","1","Net Load",2023,"8/29/2023","20",40,40,9.4300039112567902E-2,-1.6497499942779541,-1.7440500259399414,0.38949978351593018,65.5,-4.4776663780212402,1,1,-2.3847200870513916,-2.2432141304016113,-1.9483039379119873,-1.7440500259399414,-1.5397961139678955,-1.2448859214782715,-1.1033798456192017,3.7720014806836843E-3,-6.599000096321106E-2,-6.9761998951435089E-2,1.5579991042613983E-2,-9.5388799905776978E-2,-8.9728564023971558E-2,-7.7932156622409821E-2,-6.9761998951435089E-2,-6.1591845005750656E-2,-4.9795437604188919E-2,-4.4135194271802902E-2,0]
[{"$f":"Data[[#This Row],[category]]&Data[[#This Row],[subcategory]]&Data[[#This Row],[delivered]]&Data[[#This Row],[date]]&Data[[#This Row],[hour]]","v":"Climate zones1Net Load8/29/202321"},"Climate zones","1","Net Load",2023,"8/29/2023","21",40,40,0.15309993922710419,-1.6030000448226929,-1.7560999393463135,0.40298736095428467,62.5,-4.3577046394348145,1,1,-2.4189550876617432,-2.2725489139556885,-1.9674267768859863,-1.7560999393463135,-1.5447731018066406,-1.2396508455276489,-1.0932446718215942,6.1239977367222309E-3,-6.4120002090930939E-2,-7.0243999361991882E-2,1.6119495034217834E-2,-9.6758201718330383E-2,-9.0901955962181091E-2,-7.8697070479393005E-2,-7.0243999361991882E-2,-6.1790924519300461E-2,-4.9586035311222076E-2,-4.3729785829782486E-2,0]
[{"$f":"Data[[#This Row],[category]]&Data[[#This Row],[subcategory]]&Data[[#This Row],[delivered]]&Data[[#This Row],[date]]&Data[[#This Row],[hour]]","v":"Climate zones1Net Load8/29/202322"},"Climate zones","1","Net Load",2023,"8/29/2023","22",40,40,0.2787499725818634,1.7274999618530273,1.4487500190734863,0.38242670893669128,61.5,3.7883076667785645,1,1,0.81971406936645508,0.95865046977996826,1.248205304145813,1.4487500190734863,1.6492947340011597,1.9388495683670044,2.0777859687805176,1.1149998754262924E-2,6.9099999964237213E-2,5.7950001209974289E-2,1.5297068282961845E-2,3.2788563519716263E-2,3.8346018642187119E-2,4.99282106757164E-2,5.7950001209974289E-2,6.5971791744232178E-2,7.7553980052471161E-2,8.3111435174942017E-2,0]
[{"$f":"Data[[#This Row],[category]]&Data[[#This Row],[subcategory]]&Data[[#This Row],[delivered]]&Data[[#This Row],[date]]&Data[[#This Row],[hour]]","v":"Climate zones1Net Load8/29/202323"},"Climate zones","1","Net Load",2023,"8/29/2023","23",40,40,0.17789995670318604,1.0807499885559082,0.90285003185272217,0.37801337242126465,60.5,2.3884077072143555,1,1,0.28107336163520813,0.41840639710426331,0.7046196460723877,0.90285003185272217,1.1010804176330566,1.3872936964035034,1.5246267318725586,7.1159983053803444E-3,4.3230000883340836E-2,3.6113999783992767E-2,1.5120535157620907E-2,1.1242934502661228E-2,1.6736255958676338E-2,2.8184786438941956E-2,3.6113999783992767E-2,4.4043216854333878E-2,5.5491749197244644E-2,6.098506972193718E-2,0]
[{"$f":"Data[[#This Row],[category]]&Data[[#This Row],[subcategory]]&Data[[#This Row],[delivered]]&Data[[#This Row],[date]]&Data[[#This Row],[hour]]","v":"Climate zones1Net Load8/29/202324"},"Climate zones","1","Net Load",2023,"8/29/2023","24",40,40,3.5699993371963501E-2,0.6287500262260437,0.59305000305175781,0.24211490154266357,59.5,2.4494569301605225,1,1,0.19480642676353455,0.28276726603507996,0.46608483791351318,0.59305000305175781,0.72001516819000244,0.90333271026611328,0.99129354953765869,1.4279996976256371E-3,2.5150001049041748E-2,2.3722000420093536E-2,9.6845962107181549E-3,7.7922572381794453E-3,1.1310691013932228E-2,1.8643394112586975E-2,2.3722000420093536E-2,2.8800606727600098E-2,3.6133307963609695E-2,3.9651740342378616E-2,0]
[{"$f":"Data[[#This Row],[category]]&Data[[#This Row],[subcategory]]&Data[[#This Row],[delivered]]&Data[[#This Row],[date]]&Data[[#This Row],[hour]]","v":"Climate zones1Net Load8/29/2023Event Window"},"Climate zones","1","Net Load",2023,"8/29/2023","Event Window",40,40,-1.122960090637207,-2.86080002784729,-1.737839937210083,0.31626638770103455,66.400001525878906,-5.4948611259460449,1,1,-2.258051872253418,-2.1431515216827393,-1.9036902189254761,-1.737839937210083,-1.5719896554946899,-1.3325282335281372,-1.217628002166748,-4.4918403029441833E-2,-0.11443199962377548,-6.9513596594333649E-2,1.2650655582547188E-2,-9.032207727432251E-2,-8.5726059973239899E-2,-7.6147608458995819E-2,-6.9513596594333649E-2,-6.2879584729671478E-2,-5.33011294901371E-2,-4.8705119639635086E-2,0]
[{"$f":"Data[[#This Row],[category]]&Data[[#This Row],[subcategory]]&Data[[#This Row],[delivered]]&Data[[#This Row],[date]]&Data[[#This Row],[hour]]","v":"Climate zones1Net Load8/30/20231"},"Climate zones","1","Net Load",2023,"8/30/2023","1",41,41,0.79580485820770264,1.6958537101745605,0.90004879236221313,0.37532851099967957,59.5,2.3980293273925781,1,1,0.28268831968307495,0.41904595494270325,0.70322632789611816,0.90004879236221313,1.0968712568283081,1.3810516595840454,1.5174092054367065,3.2627999782562256E-2,6.9530002772808075E-2,3.6901999264955521E-2,1.5388469211757183E-2,1.1590220965445042E-2,1.7180884256958961E-2,2.8832279145717621E-2,3.6901999264955521E-2,4.4971723109483719E-2,5.6623119860887527E-2,6.2213778495788574E-2,0]
[{"$f":"Data[[#This Row],[category]]&Data[[#This Row],[subcategory]]&Data[[#This Row],[delivered]]&Data[[#This Row],[date]]&Data[[#This Row],[hour]]","v":"Climate zones1Net Load8/30/20232"},"Climate zones","1","Net Load",2023,"8/30/2023","2",41,41,0.6262926459312439,1.5482926368713379,0.92200005054473877,0.38206866383552551,59.5,2.4131789207458496,1,1,0.29355302453041077,0.43235936760902405,0.72164303064346313,0.92200005054473877,1.1223570108413696,1.4116407632827759,1.5504471063613892,2.5677997618913651E-2,6.3479997217655182E-2,3.780200332403183E-2,1.5664815902709961E-2,1.2035674415528774E-2,1.7726734280586243E-2,2.9587363824248314E-2,3.780200332403183E-2,4.6016637235879898E-2,5.7877272367477417E-2,6.3568331301212311E-2,0]
[{"$f":"Data[[#This Row],[category]]&Data[[#This Row],[subcategory]]&Data[[#This Row],[delivered]]&Data[[#This Row],[date]]&Data[[#This Row],[hour]]","v":"Climate zones1Net Load8/30/20233"},"Climate zones","1","Net Load",2023,"8/30/2023","3",41,41,0.54034143686294556,0.77390241622924805,0.23356097936630249,0.24747286736965179,59,0.94378417730331421,0,0,-0.17349566519260406,-8.3588264882564545E-2,0.10378608107566833,0.23356097936630249,0.36333587765693665,0.55071020126342773,0.64061760902404785,2.2153999656438828E-2,3.1729999929666519E-2,9.5760002732276917E-3,1.0146387852728367E-2,-7.1133221499621868E-3,-3.4271187614649534E-3,4.2552291415631771E-3,9.5760002732276917E-3,1.4896770939230919E-2,2.2579118609428406E-2,2.6265321299433708E-2,0]
[{"$f":"Data[[#This Row],[category]]&Data[[#This Row],[subcategory]]&Data[[#This Row],[delivered]]&Data[[#This Row],[date]]&Data[[#This Row],[hour]]","v":"Climate zones1Net Load8/30/20234"},"Climate zones","1","Net Load",2023,"8/30/2023","4",41,41,0.74346339702606201,0.99170732498168945,0.24824389815330505,0.24357214570045471,58,1.0191801786422729,0,0,-0.15239663422107697,-6.3906364142894745E-2,0.12051454186439514,0.24824389815330505,0.37597325444221497,0.56039416790008545,0.64888441562652588,3.0481999740004539E-2,4.0660001337528229E-2,1.017799973487854E-2,9.986458346247673E-3,-6.2482617795467377E-3,-2.6201610453426838E-3,4.9410960637032986E-3,1.017799973487854E-2,1.5414903871715069E-2,2.2976160049438477E-2,2.6604261249303818E-2,0]
[{"$f":"Data[[#This Row],[category]]&Data[[#This Row],[subcategory]]&Data[[#This Row],[delivered]]&Data[[#This Row],[date]]&Data[[#This Row],[hour]]","v":"Climate zones1Net Load8/30/20235"},"Climate zones","1","Net Load",2023,"8/30/2023","5",41,41,0.90297561883926392,1.1682926416397095,0.26531708240509033,0.2836449146270752,58,0.93538457155227661,0,0,-0.20123729109764099,-9.8188504576683044E-2,0.11657354235649109,0.26531708240509033,0.41406062245368958,0.6288226842880249,0.73187142610549927,3.7022002041339874E-2,4.7899998724460602E-2,1.0878000408411026E-2,1.1629441753029823E-2,-8.2507291808724403E-3,-4.0257289074361324E-3,4.7795153222978115E-3,1.0878000408411026E-2,1.6976485028862953E-2,2.5781730189919472E-2,3.0006729066371918E-2,0]
[{"$f":"Data[[#This Row],[category]]&Data[[#This Row],[subcategory]]&Data[[#This Row],[delivered]]&Data[[#This Row],[date]]&Data[[#This Row],[hour]]","v":"Climate zones1Net Load8/30/20236"},"Climate zones","1","Net Load",2023,"8/30/2023","6",41,41,0.80692684650421143,1.2095122337341309,0.40258535742759705,0.35023614764213562,58,1.1494683027267456,0,0,-0.17350183427333832,-4.6260327100753784E-2,0.21892134845256805,0.40258535742759705,0.58624935150146484,0.85143101215362549,0.9786725640296936,3.3084001392126083E-2,4.9590002745389938E-2,1.6505999490618706E-2,1.4359681867063046E-2,-7.1135750040411949E-3,-1.8966734642162919E-3,8.9757749810814857E-3,1.6505999490618706E-2,2.4036223068833351E-2,3.490867093205452E-2,4.0125574916601181E-2,0]
[{"$f":"Data[[#This Row],[category]]&Data[[#This Row],[subcategory]]&Data[[#This Row],[delivered]]&Data[[#This Row],[date]]&Data[[#This Row],[hour]]","v":"Climate zones1Net Load8/30/20237"},"Climate zones","1","Net Load",2023,"8/30/2023","7",41,41,0.58707320690155029,1.0802439451217651,0.49317070841789246,0.29233273863792419,58,1.6870183944702148,1,0,1.2326142750680447E-2,0.11853122711181641,0.33987125754356384,0.49317070841789246,0.64647012948989868,0.86781018972396851,0.97401529550552368,2.4070002138614655E-2,4.4290002435445786E-2,2.0219998434185982E-2,1.1985641904175282E-2,5.0537183415144682E-4,4.8597804270684719E-3,1.3934721238911152E-2,2.0219998434185982E-2,2.6505274698138237E-2,3.5580217838287354E-2,3.9934627711772919E-2,0]
[{"$f":"Data[[#This Row],[category]]&Data[[#This Row],[subcategory]]&Data[[#This Row],[delivered]]&Data[[#This Row],[date]]&Data[[#This Row],[hour]]","v":"Climate zones1Net Load8/30/20238"},"Climate zones","1","Net Load",2023,"8/30/2023","8",41,41,0.65356093645095825,1.1278048753738403,0.47424393892288208,0.33546340465545654,58,1.4136979579925537,0,0,-7.7544257044792175E-2,4.4330287724733353E-2,0.2983267605304718,0.47424393892288208,0.65016114711761475,0.90415757894515991,1.0260320901870728,2.6795998215675354E-2,4.6239998191595078E-2,1.9444001838564873E-2,1.3753999955952168E-2,-3.1793145462870598E-3,1.8175417790189385E-3,1.2231397442519665E-2,1.9444001838564873E-2,2.6656607165932655E-2,3.7070460617542267E-2,4.2067315429449081E-2,0]
[{"$f":"Data[[#This Row],[category]]&Data[[#This Row],[subcategory]]&Data[[#This Row],[delivered]]&Data[[#This Row],[date]]&Data[[#This Row],[hour]]","v":"Climate zones1Net Load8/30/20239"},"Climate zones","1","Net Load",2023,"8/30/2023","9",41,41,0.8092682957649231,1.2180488109588623,0.40878048539161682,0.45243147015571594,58,0.90351909399032593,0,0,-0.33540305495262146,-0.17103376984596252,0.17152519524097443,0.40878048539161682,0.64603579044342041,0.98859477043151855,1.1529639959335327,3.3179998397827148E-2,4.9940001219511032E-2,1.6759999096393585E-2,1.8549690023064613E-2,-1.3751525431871414E-2,-7.0123844780027866E-3,7.0325331762433052E-3,1.6759999096393585E-2,2.6487467810511589E-2,4.0532384067773819E-2,4.7271523624658585E-2,0]
[{"$f":"Data[[#This Row],[category]]&Data[[#This Row],[subcategory]]&Data[[#This Row],[delivered]]&Data[[#This Row],[date]]&Data[[#This Row],[hour]]","v":"Climate zones1Net Load8/30/202310"},"Climate zones","1","Net Load",2023,"8/30/2023","10",41,41,0.53346341848373413,0.53365856409072876,1.9515305757522583E-4,0.29167735576629639,59,6.6907168366014957E-4,0,0,-0.47957140207290649,-0.373604416847229,-0.15276059508323669,1.9515305757522583E-4,0.15315090119838715,0.37399473786354065,0.47996172308921814,2.1872000768780708E-2,2.1880000829696655E-2,8.0012750913738273E-6,1.1958771385252476E-2,-1.966242678463459E-2,-1.5317780897021294E-2,-6.2631843611598015E-3,8.0012750913738273E-6,6.2791868112981319E-3,1.5333783812820911E-2,1.9678430631756783E-2,0]
[{"$f":"Data[[#This Row],[category]]&Data[[#This Row],[subcategory]]&Data[[#This Row],[delivered]]&Data[[#This Row],[date]]&Data[[#This Row],[hour]]","v":"Climate zones1Net Load8/30/202311"},"Climate zones","1","Net Load",2023,"8/30/2023","11",41,41,0.27229270339012146,3.0731700360774994E-2,-0.24156099557876587,0.2735704779624939,63,-0.88299363851547241,0,0,-0.69154441356658936,-0.59215569496154785,-0.38502150774002075,-0.24156099557876587,-9.810049831867218E-2,0.10903368145227432,0.20842239260673523,1.1164001189172268E-2,1.259999698959291E-3,-9.9040009081363678E-3,1.1216389946639538E-2,-2.8353320434689522E-2,-2.4278383702039719E-2,-1.5785882249474525E-2,-9.9040009081363678E-3,-4.0221204981207848E-3,4.4703809544444084E-3,8.5453176870942116E-3,0]
[{"$f":"Data[[#This Row],[category]]&Data[[#This Row],[subcategory]]&Data[[#This Row],[delivered]]&Data[[#This Row],[date]]&Data[[#This Row],[hour]]","v":"Climate zones1Net Load8/30/202312"},"Climate zones","1","Net Load",2023,"8/30/2023","12",41,41,-0.20682929456233978,-0.19463413953781128,1.2195155024528503E-2,0.35745814442634583,64,3.4116316586732864E-2,0,0,-0.57577115297317505,-0.4459058940410614,-0.17525607347488403,1.2195155024528503E-2,0.19964638352394104,0.47029620409011841,0.60016149282455444,-8.4800012409687042E-3,-7.9799992963671684E-3,5.0000136252492666E-4,1.4655783772468567E-2,-2.3606617003679276E-2,-1.8282141536474228E-2,-7.1854991838335991E-3,5.0000136252492666E-4,8.1855021417140961E-3,1.928214356303215E-2,2.4606620892882347E-2,0]
[{"$f":"Data[[#This Row],[category]]&Data[[#This Row],[subcategory]]&Data[[#This Row],[delivered]]&Data[[#This Row],[date]]&Data[[#This Row],[hour]]","v":"Climate zones1Net Load8/30/202313"},"Climate zones","1","Net Load",2023,"8/30/2023","13",41,41,-0.88756096363067627,-0.57853657007217407,0.30902436375617981,0.43118566274642944,65.5,0.71668517589569092,0,0,-0.40021294355392456,-0.24356229603290558,8.2910381257534027E-2,0.30902436375617981,0.53513836860656738,0.861611008644104,1.0182616710662842,-3.6389999091625214E-2,-2.3719999939203262E-2,1.2669999152421951E-2,1.7678612843155861E-2,-1.6408730298280716E-2,-9.9860541522502899E-3,3.3993255347013474E-3,1.2669999152421951E-2,2.1940672770142555E-2,3.5326052457094193E-2,4.1748728603124619E-2,0]
[{"$f":"Data[[#This Row],[category]]&Data[[#This Row],[subcategory]]&Data[[#This Row],[delivered]]&Data[[#This Row],[date]]&Data[[#This Row],[hour]]","v":"Climate zones1Net Load8/30/202314"},"Climate zones","1","Net Load",2023,"8/30/2023","14",41,41,-1.9900000095367432,-1.186341404914856,0.80365854501724243,0.48794597387313843,68.5,1.6470236778259277,1,0,1.0588401928544044E-3,0.17833061516284943,0.54777944087982178,0.80365854501724243,1.0595376491546631,1.4289864301681519,1.6062582731246948,-8.1589996814727783E-2,-4.8639997839927673E-2,3.294999897480011E-2,2.0005784928798676E-2,4.3412448576418683E-5,7.311555091291666E-3,2.2458957508206367E-2,3.294999897480011E-2,4.3441042304039001E-2,5.858844518661499E-2,6.5856590867042542E-2,0]
[{"$f":"Data[[#This Row],[category]]&Data[[#This Row],[subcategory]]&Data[[#This Row],[delivered]]&Data[[#This Row],[date]]&Data[[#This Row],[hour]]","v":"Climate zones1Net Load8/30/202315"},"Climate zones","1","Net Load",2023,"8/30/2023","15",41,41,-2.1112196445465088,-1.9395122528076172,0.17170733213424683,0.4080335795879364,69,0.42081665992736816,0,0,-0.49944818019866943,-0.35120874643325806,-4.2265687137842178E-2,0.17170733213424683,0.38568034768104553,0.69462341070175171,0.84286284446716309,-8.6560003459453583E-2,-7.9520002007484436E-2,7.0400005206465721E-3,1.6729377210140228E-2,-2.0477375015616417E-2,-1.4399558305740356E-2,-1.7328931717202067E-3,7.0400005206465721E-3,1.5812894329428673E-2,2.8479559347033501E-2,3.4557376056909561E-2,0]
[{"$f":"Data[[#This Row],[category]]&Data[[#This Row],[subcategory]]&Data[[#This Row],[delivered]]&Data[[#This Row],[date]]&Data[[#This Row],[hour]]","v":"Climate zones1Net Load8/30/202316"},"Climate zones","1","Net Load",2023,"8/30/2023","16",41,41,-2.0839023590087891,-2.5324389934539795,-0.44853657484054565,0.36558586359024048,69,-1.2268980741500854,0,0,-1.0498718023300171,-0.9170536994934082,-0.64024996757507324,-0.44853657484054565,-0.25682315230369568,1.998056098818779E-2,0.15279865264892578,-8.5439994931221008E-2,-0.1038300022482872,-1.8389999866485596E-2,1.4989020302891731E-2,-4.3044742196798325E-2,-3.7599202245473862E-2,-2.6250248774886131E-2,-1.8389999866485596E-2,-1.0529749095439911E-2,8.192029781639576E-4,6.2647447921335697E-3,0]
[{"$f":"Data[[#This Row],[category]]&Data[[#This Row],[subcategory]]&Data[[#This Row],[delivered]]&Data[[#This Row],[date]]&Data[[#This Row],[hour]]","v":"Climate zones1Net Load8/30/202317"},"Climate zones","1","Net Load",2023,"8/30/2023","17",41,41,-2.3349268436431885,-2.536097526550293,-0.20117074251174927,0.28134262561798096,68.5,-0.7150382399559021,0,0,-0.66393816471099854,-0.56172579526901245,-0.34870696067810059,-0.20117074251174927,-5.3634524345397949E-2,0.1593843400478363,0.26159670948982239,-9.5732003450393677E-2,-0.10397999733686447,-8.248000405728817E-3,1.1535047553479671E-2,-2.7221465483307838E-2,-2.3030757904052734E-2,-1.4296985231339931E-2,-8.248000405728817E-3,-2.1990155801177025E-3,6.534758023917675E-3,1.0725464671850204E-2,0]
[{"$f":"Data[[#This Row],[category]]&Data[[#This Row],[subcategory]]&Data[[#This Row],[delivered]]&Data[[#This Row],[date]]&Data[[#This Row],[hour]]","v":"Climate zones1Net Load8/30/202318"},"Climate zones","1","Net Load",2023,"8/30/2023","18",41,41,-1.5759512186050415,-1.2268292903900146,0.34912198781967163,0.23321123421192169,67,1.4970204830169678,0,0,-3.4476358443498611E-2,5.0249766558408737E-2,0.22682589292526245,0.34912198781967163,0.47141808271408081,0.64799422025680542,0.73272031545639038,-6.4613997936248779E-2,-5.0300002098083496E-2,1.4314001426100731E-2,9.5616606995463371E-3,-1.413530670106411E-3,2.0602403674274683E-3,9.299861267209053E-3,1.4314001426100731E-2,1.9328141584992409E-2,2.6567762717604637E-2,3.0041532590985298E-2,0]
[{"$f":"Data[[#This Row],[category]]&Data[[#This Row],[subcategory]]&Data[[#This Row],[delivered]]&Data[[#This Row],[date]]&Data[[#This Row],[hour]]","v":"Climate zones1Net Load8/30/202319"},"Climate zones","1","Net Load",2023,"8/30/2023","19",41,41,-0.44897565245628357,-3.0597560405731201,-2.6107804775238037,0.44742462038993835,65.5,-5.8351292610168457,1,1,-3.3467285633087158,-3.1841781139373779,-2.8454101085662842,-2.6107804775238037,-2.3761508464813232,-2.0373828411102295,-1.8748325109481812,-1.8408002331852913E-2,-0.12545000016689301,-0.10704199969768524,1.8344409763813019E-2,-0.13721586763858795,-0.13055130839347839,-0.11666181683540344,-0.10704199969768524,-9.7422182559967041E-2,-8.3532698452472687E-2,-7.6868131756782532E-2,0]
[{"$f":"Data[[#This Row],[category]]&Data[[#This Row],[subcategory]]&Data[[#This Row],[delivered]]&Data[[#This Row],[date]]&Data[[#This Row],[hour]]","v":"Climate zones1Net Load8/30/202320"},"Climate zones","1","Net Load",2023,"8/30/2023","20",41,41,-5.2146300673484802E-2,-1.9897561073303223,-1.9376097917556763,0.5085756778717041,64,-3.8098750114440918,1,1,-2.7741422653198242,-2.5893757343292236,-2.2043070793151855,-1.9376097917556763,-1.670912504196167,-1.2858438491821289,-1.1010771989822388,-2.1379983518272638E-3,-8.1579998135566711E-2,-7.944200187921524E-2,2.0851602777838707E-2,-0.11373983323574066,-0.10616440325975418,-9.0376593172550201E-2,-7.944200187921524E-2,-6.850741058588028E-2,-5.2719596773386002E-2,-4.5144166797399521E-2,0]
[{"$f":"Data[[#This Row],[category]]&Data[[#This Row],[subcategory]]&Data[[#This Row],[delivered]]&Data[[#This Row],[date]]&Data[[#This Row],[hour]]","v":"Climate zones1Net Load8/30/202321"},"Climate zones","1","Net Load",2023,"8/30/2023","21",41,41,-2.2146278992295265E-2,-2.3070731163024902,-2.2849268913269043,0.49379763007164001,61.5,-4.627253532409668,1,1,-3.0971517562866211,-2.9177539348602295,-2.5438747406005859,-2.2849268913269043,-2.0259790420532227,-1.6520997285842896,-1.4727020263671875,-9.0799742611125112E-4,-9.4590000808238983E-2,-9.3682006001472473E-2,2.0245702937245369E-2,-0.12698322534561157,-0.11962790787220001,-0.10429886728525162,-9.3682006001472473E-2,-8.3065137267112732E-2,-6.773608922958374E-2,-6.0380782932043076E-2,0]
[{"$f":"Data[[#This Row],[category]]&Data[[#This Row],[subcategory]]&Data[[#This Row],[delivered]]&Data[[#This Row],[date]]&Data[[#This Row],[hour]]","v":"Climate zones1Net Load8/30/202322"},"Climate zones","1","Net Load",2023,"8/30/2023","22",41,41,0.63487803936004639,1.6182926893234253,0.98341464996337891,0.37903416156768799,61,2.5945277214050293,1,1,0.3599589467048645,0.49766281247138977,0.78464895486831665,0.98341464996337891,1.1821804046630859,1.4691665172576904,1.6068704128265381,2.6030000299215317E-2,6.6349998116493225E-2,4.0320001542568207E-2,1.5540400519967079E-2,1.4758316799998283E-2,2.040417492389679E-2,3.2170608639717102E-2,4.0320001542568207E-2,4.846939817070961E-2,6.0235828161239624E-2,6.5881684422492981E-2,0]
[{"$f":"Data[[#This Row],[category]]&Data[[#This Row],[subcategory]]&Data[[#This Row],[delivered]]&Data[[#This Row],[date]]&Data[[#This Row],[hour]]","v":"Climate zones1Net Load8/30/202323"},"Climate zones","1","Net Load",2023,"8/30/2023","23",41,41,0.58912193775177002,0.8821951150894165,0.29307317733764648,0.24476523697376251,60,1.197364330291748,0,0,-0.10952980816364288,-2.0606094971299171E-2,0.16471816599369049,0.29307317733764648,0.42142820358276367,0.60675245523452759,0.69567614793777466,2.4153999984264374E-2,3.6169998347759247E-2,1.2016000226140022E-2,1.0035375133156776E-2,-4.4907219707965851E-3,-8.4484991384670138E-4,6.7534446716308594E-3,1.2016000226140022E-2,1.7278555780649185E-2,2.4876851588487625E-2,2.852272242307663E-2,0]
[{"$f":"Data[[#This Row],[category]]&Data[[#This Row],[subcategory]]&Data[[#This Row],[delivered]]&Data[[#This Row],[date]]&Data[[#This Row],[hour]]","v":"Climate zones1Net Load8/30/202324"},"Climate zones","1","Net Load",2023,"8/30/2023","24",41,41,0.82317078113555908,0.62487804889678955,-0.19829270243644714,0.34150445461273193,60.5,-0.58064454793930054,0,0,-0.7600175142288208,-0.6359483003616333,-0.37737780809402466,-0.19829270243644714,-1.9207591190934181E-2,0.23936286568641663,0.3634321391582489,3.3750001341104507E-2,2.5620000436902046E-2,-8.1300009042024612E-3,1.400168240070343E-2,-3.1160717830061913E-2,-2.60738804936409E-2,-1.5472490340471268E-2,-8.1300009042024612E-3,-7.8751123510301113E-4,9.8138777539134026E-3,1.4900717884302139E-2,0]
[{"$f":"Data[[#This Row],[category]]&Data[[#This Row],[subcategory]]&Data[[#This Row],[delivered]]&Data[[#This Row],[date]]&Data[[#This Row],[hour]]","v":"Climate zones1Net Load8/30/2023Event Window"},"Climate zones","1","Net Load",2023,"8/30/2023","Event Window",41,41,-0.17442269623279572,-2.4521951675415039,-2.2777724266052246,0.46395999193191528,63.666667938232422,-4.9094157218933105,1,1,-3.0409185886383057,-2.8723611831665039,-2.5210733413696289,-2.2777724266052246,-2.0344715118408203,-1.6831837892532349,-1.514626145362854,-7.1513303555548191E-3,-0.10054000467061996,-9.3388669192790985E-2,1.9022360444068909E-2,-0.12467766553163528,-0.11776680499315262,-0.1033640056848526,-9.3388669192790985E-2,-8.341333270072937E-2,-6.9010533392429352E-2,-6.2099672853946686E-2,0]
[{"$f":"Data[[#This Row],[category]]&Data[[#This Row],[subcategory]]&Data[[#This Row],[delivered]]&Data[[#This Row],[date]]&Data[[#This Row],[hour]]","v":"Climate zones1Net Load9/19/20231"},"Climate zones","1","Net Load",2023,"9/19/2023","1",41,41,1.8115122318267822,1.2378048896789551,-0.57370734214782715,0.32524040341377258,55,-1.7639485597610474,1,0,-1.108680248260498,-0.99051970243453979,-0.74426358938217163,-0.57370734214782715,-0.40315109491348267,-0.1568949967622757,-3.873448446393013E-2,7.4271999299526215E-2,5.0750002264976501E-2,-2.3522000759840012E-2,1.3334856368601322E-2,-4.5455891638994217E-2,-4.0611308068037033E-2,-3.0514806509017944E-2,-2.3522000759840012E-2,-1.6529195010662079E-2,-6.432694848626852E-3,-1.5881138388067484E-3,0]
[{"$f":"Data[[#This Row],[category]]&Data[[#This Row],[subcategory]]&Data[[#This Row],[delivered]]&Data[[#This Row],[date]]&Data[[#This Row],[hour]]","v":"Climate zones1Net Load9/19/20232"},"Climate zones","1","Net Load",2023,"9/19/2023","2",41,41,1.766487717628479,0.93853658437728882,-0.82795119285583496,0.36988165974617004,58,-2.2384219169616699,1,1,-1.4363523721694946,-1.3019735813140869,-1.0219173431396484,-0.82795119285583496,-0.63398504257202148,-0.35392877459526062,-0.2195499986410141,7.2425998747348785E-2,3.8479998707771301E-2,-3.3946000039577484E-2,1.5165148302912712E-2,-5.8890447020530701E-2,-5.3380917757749557E-2,-4.1898611932992935E-2,-3.3946000039577484E-2,-2.5993386283516884E-2,-1.4511079527437687E-2,-9.0015502646565437E-3,0]
[{"$f":"Data[[#This Row],[category]]&Data[[#This Row],[subcategory]]&Data[[#This Row],[delivered]]&Data[[#This Row],[date]]&Data[[#This Row],[hour]]","v":"Climate zones1Net Load9/19/20233"},"Climate zones","1","Net Load",2023,"9/19/2023","3",41,41,1.1271706819534302,0.71731704473495483,-0.40985366702079773,0.3197459876537323,56.5,-1.2818101644515991,0,0,-0.93578898906707764,-0.81962466239929199,-0.57752865552902222,-0.40985366702079773,-0.24217870831489563,-8.2695965829771012E-5,0.11608167737722397,4.6213999390602112E-2,2.9409999027848244E-2,-1.6804000362753868E-2,1.3109585270285606E-2,-3.8367349654436111E-2,-3.3604610711336136E-2,-2.3678675293922424E-2,-1.6804000362753868E-2,-9.9293272942304611E-3,-3.3905346299434314E-6,4.7593489289283752E-3,0]
[{"$f":"Data[[#This Row],[category]]&Data[[#This Row],[subcategory]]&Data[[#This Row],[delivered]]&Data[[#This Row],[date]]&Data[[#This Row],[hour]]","v":"Climate zones1Net Load9/19/20234"},"Climate zones","1","Net Load",2023,"9/19/2023","4",41,41,1.3184390068054199,0.84439027309417725,-0.47404873371124268,0.30018779635429382,56,-1.5791739225387573,0,0,-0.96781373023986816,-0.85875487327575684,-0.63146734237670898,-0.47404873371124268,-0.31663009524345398,-8.9342594146728516E-2,1.9716251641511917E-2,5.4055999964475632E-2,3.4620001912117004E-2,-1.9435998052358627E-2,1.2307699769735336E-2,-3.9680361747741699E-2,-3.5208947956562042E-2,-2.5890160351991653E-2,-1.9435998052358627E-2,-1.2981833890080452E-2,-3.6630462855100632E-3,8.0836634151637554E-4,0]
[{"$f":"Data[[#This Row],[category]]&Data[[#This Row],[subcategory]]&Data[[#This Row],[delivered]]&Data[[#This Row],[date]]&Data[[#This Row],[hour]]","v":"Climate zones1Net Load9/19/20235"},"Climate zones","1","Net Load",2023,"9/19/2023","5",41,41,1.4451707601547241,0.85609757900238037,-0.58907318115234375,0.2986682653427124,56,-1.9723327159881592,1,1,-1.080338716506958,-0.97183197736740112,-0.74569499492645264,-0.58907318115234375,-0.43245139718055725,-0.20631439983844757,-9.7807601094245911E-2,5.9252001345157623E-2,3.5100001841783524E-2,-2.41519995033741E-2,1.2245398946106434E-2,-4.4293887913227081E-2,-3.9845112711191177E-2,-3.0573494732379913E-2,-2.41519995033741E-2,-1.7730507999658585E-2,-8.4588900208473206E-3,-4.0101115591824055E-3,0]
[{"$f":"Data[[#This Row],[category]]&Data[[#This Row],[subcategory]]&Data[[#This Row],[delivered]]&Data[[#This Row],[date]]&Data[[#This Row],[hour]]","v":"Climate zones1Net Load9/19/20236"},"Climate zones","1","Net Load",2023,"9/19/2023","6",41,41,1.1679024696350098,0.68829268217086792,-0.47960972785949707,0.24907775223255157,56.5,-1.9255422353744507,1,0,-0.88930618762969971,-0.79881572723388672,-0.61022621393203735,-0.47960972785949707,-0.3489932119846344,-0.16040374338626862,-6.9913282990455627E-2,4.7884002327919006E-2,2.8219999745488167E-2,-1.9663998857140541E-2,1.02121876552701E-2,-3.646155446767807E-2,-3.2751444727182388E-2,-2.5019275024533272E-2,-1.9663998857140541E-2,-1.4308721758425236E-2,-6.5765534527599812E-3,-2.866444643586874E-3,0]
[{"$f":"Data[[#This Row],[category]]&Data[[#This Row],[subcategory]]&Data[[#This Row],[delivered]]&Data[[#This Row],[date]]&Data[[#This Row],[hour]]","v":"Climate zones1Net Load9/19/20237"},"Climate zones","1","Net Load",2023,"9/19/2023","7",41,41,0.69624388217926025,0.55682927370071411,-0.13941462337970734,0.15887340903282166,57,-0.87752020359039307,0,0,-0.40073812007904053,-0.34301909804344177,-0.22272792458534241,-0.13941462337970734,-5.6101325899362564E-2,6.4189843833446503E-2,0.12190888077020645,2.8545999899506569E-2,2.2830000147223473E-2,-5.7159997522830963E-3,6.5138097852468491E-3,-1.6430262476205826E-2,-1.406378298997879E-2,-9.131845086812973E-3,-5.7159997522830963E-3,-2.3001544177532196E-3,2.6317834854125977E-3,4.9982639029622078E-3,0]
[{"$f":"Data[[#This Row],[category]]&Data[[#This Row],[subcategory]]&Data[[#This Row],[delivered]]&Data[[#This Row],[date]]&Data[[#This Row],[hour]]","v":"Climate zones1Net Load9/19/20238"},"Climate zones","1","Net Load",2023,"9/19/2023","8",41,41,0.92034149169921875,0.9417073130607605,2.1365832537412643E-2,0.16530728340148926,56,0.12924918532371521,0,0,-0.25054046511650085,-0.19048397243022919,-6.5321393311023712E-2,2.1365832537412643E-2,0.108053058385849,0.23321564495563507,0.29327210783958435,3.7734001874923706E-2,3.8610000163316727E-2,8.7599916150793433E-4,6.7775985226035118E-3,-1.0272159241139889E-2,-7.809842936694622E-3,-2.6781770866364241E-3,8.7599916150793433E-4,4.4301752932369709E-3,9.5618413761258125E-3,1.2024156749248505E-2,0]
[{"$f":"Data[[#This Row],[category]]&Data[[#This Row],[subcategory]]&Data[[#This Row],[delivered]]&Data[[#This Row],[date]]&Data[[#This Row],[hour]]","v":"Climate zones1Net Load9/19/20239"},"Climate zones","1","Net Load",2023,"9/19/2023","9",41,41,0.8466341495513916,0.68756097555160522,-0.15907317399978638,0.1979043036699295,56,-0.80378836393356323,0,0,-0.48459678888320923,-0.41269773244857788,-0.26285427808761597,-0.15907317399978638,-5.5292055010795593E-2,9.4551399350166321E-2,0.16645044088363647,3.471200168132782E-2,2.8189999982714653E-2,-6.5220003016293049E-3,8.1140762194991112E-3,-1.986846886575222E-2,-1.6920607537031174E-2,-1.0777025483548641E-2,-6.5220003016293049E-3,-2.266974188387394E-3,3.8766073994338512E-3,6.8244682624936104E-3,0]
[{"$f":"Data[[#This Row],[category]]&Data[[#This Row],[subcategory]]&Data[[#This Row],[delivered]]&Data[[#This Row],[date]]&Data[[#This Row],[hour]]","v":"Climate zones1Net Load9/19/202310"},"Climate zones","1","Net Load",2023,"9/19/2023","10",41,41,0.3847317099571228,0.59829264879226685,0.21356095373630524,0.26422744989395142,57,0.8082466721534729,0,0,-0.22105452418327332,-0.12506014108657837,7.4999943375587463E-2,0.21356095373630524,0.35212194919586182,0.55218207836151123,0.64817643165588379,1.5774000436067581E-2,2.4529999122023582E-2,8.7559986859560013E-3,1.0833325795829296E-2,-9.0632354840636253E-3,-5.1274658180773258E-3,3.0749975703656673E-3,8.7559986859560013E-3,1.4437000267207623E-2,2.263946458697319E-2,2.6575233787298203E-2,0]
[{"$f":"Data[[#This Row],[category]]&Data[[#This Row],[subcategory]]&Data[[#This Row],[delivered]]&Data[[#This Row],[date]]&Data[[#This Row],[hour]]","v":"Climate zones1Net Load9/19/202311"},"Climate zones","1","Net Load",2023,"9/19/2023","11",41,41,1.1018048524856567,0.52756094932556152,-0.57424390316009521,0.29502204060554504,57,-1.946444034576416,1,0,-1.0595120191574097,-0.95232987403869629,-0.72895359992980957,-0.57424390316009521,-0.41953420639038086,-0.19615794718265533,-8.8975831866264343E-2,4.5173998922109604E-2,2.1629998460412025E-2,-2.3544000461697578E-2,1.2095903977751732E-2,-4.3439991772174835E-2,-3.9045523852109909E-2,-2.9887096956372261E-2,-2.3544000461697578E-2,-1.7200902104377747E-2,-8.0424761399626732E-3,-3.6480091512203217E-3,0]
[{"$f":"Data[[#This Row],[category]]&Data[[#This Row],[subcategory]]&Data[[#This Row],[delivered]]&Data[[#This Row],[date]]&Data[[#This Row],[hour]]","v":"Climate zones1Net Load9/19/202312"},"Climate zones","1","Net Load",2023,"9/19/2023","12",41,41,0.59502440690994263,0.24585364758968353,-0.3491707444190979,0.30840453505516052,58.5,-1.1321842670440674,0,0,-0.85645103454589844,-0.744407057762146,-0.51089823246002197,-0.3491707444190979,-0.18744324147701263,4.6065568923950195E-2,0.15810957551002502,2.4396000429987907E-2,1.0079999454319477E-2,-1.431600097566843E-2,1.2644586153328419E-2,-3.511449322104454E-2,-3.0520688742399216E-2,-2.0946826785802841E-2,-1.431600097566843E-2,-7.6851728372275829E-3,1.8886883044615388E-3,6.4824926666915417E-3,0]
[{"$f":"Data[[#This Row],[category]]&Data[[#This Row],[subcategory]]&Data[[#This Row],[delivered]]&Data[[#This Row],[date]]&Data[[#This Row],[hour]]","v":"Climate zones1Net Load9/19/202313"},"Climate zones","1","Net Load",2023,"9/19/2023","13",41,41,0.12243895977735519,-0.19804878532886505,-0.32048773765563965,0.40583789348602295,59.5,-0.78969395160675049,0,0,-0.98803168535232544,-0.84058994054794312,-0.53330934047698975,-0.32048773765563965,-0.10766613483428955,0.19961445033550262,0.34705618023872375,5.0199972465634346E-3,-8.1200003623962402E-3,-1.3139997608959675E-2,1.6639353707432747E-2,-4.050929844379425E-2,-3.4464187920093536E-2,-2.1865682676434517E-2,-1.3139997608959675E-2,-4.4143116101622581E-3,8.1841927021741867E-3,1.4229303225874901E-2,0]
[{"$f":"Data[[#This Row],[category]]&Data[[#This Row],[subcategory]]&Data[[#This Row],[delivered]]&Data[[#This Row],[date]]&Data[[#This Row],[hour]]","v":"Climate zones1Net Load9/19/202314"},"Climate zones","1","Net Load",2023,"9/19/2023","14",41,41,-0.94014638662338257,-0.14780488610267639,0.79234147071838379,0.39917108416557312,62,1.9849671125411987,1,1,0.13576346635818481,0.28078314661979675,0.58301597833633423,0.79234147071838379,1.0016670227050781,1.3038997650146484,1.4489195346832275,-3.8546003401279449E-2,-6.0600005090236664E-3,3.2485999166965485E-2,1.6366014257073402E-2,5.5663022212684155E-3,1.1512109078466892E-2,2.3903654888272285E-2,3.2485999166965485E-2,4.1068349033594131E-2,5.3459890186786652E-2,5.9405699372291565E-2,0]
[{"$f":"Data[[#This Row],[category]]&Data[[#This Row],[subcategory]]&Data[[#This Row],[delivered]]&Data[[#This Row],[date]]&Data[[#This Row],[hour]]","v":"Climate zones1Net Load9/19/202315"},"Climate zones","1","Net Load",2023,"9/19/2023","15",41,41,-1.9949756860733032,-7.7073186635971069E-2,1.9179024696350098,0.43541303277015686,64,4.4047889709472656,1,1,1.2017117738723755,1.3598982095718384,1.6895716190338135,1.9179024696350098,2.1462333202362061,2.4759066104888916,2.6340932846069336,-8.1794001162052155E-2,-3.1600005459040403E-3,7.8634001314640045E-2,1.7851933836936951E-2,4.9270182847976685E-2,5.5755827575922012E-2,6.9272436201572418E-2,7.8634001314640045E-2,8.7995566427707672E-2,0.10151217132806778,0.107997827231884,0]
[{"$f":"Data[[#This Row],[category]]&Data[[#This Row],[subcategory]]&Data[[#This Row],[delivered]]&Data[[#This Row],[date]]&Data[[#This Row],[hour]]","v":"Climate zones1Net Load9/19/202316"},"Climate zones","1","Net Load",2023,"9/19/2023","16",41,41,-2.0309755802154541,-1.0260975360870361,1.004878044128418,0.27795058488845825,64,3.615311861038208,1,1,0.54769003391265869,0.6486700177192688,0.85912060737609863,1.004878044128418,1.1506354808807373,1.3610860109329224,1.4620660543441772,-8.326999843120575E-2,-4.2069997638463974E-2,4.1200000792741776E-2,1.1395974084734917E-2,2.2455291822552681E-2,2.6595471426844597E-2,3.522394597530365E-2,4.1200000792741776E-2,4.7176055610179901E-2,5.5804528295993805E-2,5.9944707900285721E-2,0]
[{"$f":"Data[[#This Row],[category]]&Data[[#This Row],[subcategory]]&Data[[#This Row],[delivered]]&Data[[#This Row],[date]]&Data[[#This Row],[hour]]","v":"Climate zones1Net Load9/19/202317"},"Climate zones","1","Net Load",2023,"9/19/2023","17",41,41,-2.1595122814178467,-1.6143902540206909,0.54512196779251099,0.29658633470535278,64,1.8379874229431152,1,0,5.7280860841274261E-2,0.16503128409385681,0.38959193229675293,0.54512196779251099,0.70065200328826904,0.92521262168884277,1.0329630374908447,-8.8540002703666687E-2,-6.6189996898174286E-2,2.2350000217556953E-2,1.2160039506852627E-2,2.3485152050852776E-3,6.7662824876606464E-3,1.5973269939422607E-2,2.2350000217556953E-2,2.8726732358336449E-2,3.7933718413114548E-2,4.2351484298706055E-2,0]
[{"$f":"Data[[#This Row],[category]]&Data[[#This Row],[subcategory]]&Data[[#This Row],[delivered]]&Data[[#This Row],[date]]&Data[[#This Row],[hour]]","v":"Climate zones1Net Load9/19/202318"},"Climate zones","1","Net Load",2023,"9/19/2023","18",41,41,-1.0515122413635254,-2.9697561264038086,-1.9182438850402832,0.46034863591194153,63,-4.1669373512268066,1,1,-2.6754500865936279,-2.508204460144043,-2.1596510410308838,-1.9182438850402832,-1.6768368482589722,-1.328283429145813,-1.161037802696228,-4.3112002313137054E-2,-0.12176000326871872,-7.8648000955581665E-2,1.8874293193221092E-2,-0.10969345271587372,-0.10283638536930084,-8.8545694947242737E-2,-7.8648000955581665E-2,-6.875031441450119E-2,-5.4459620267152786E-2,-4.7602549195289612E-2,0]
[{"$f":"Data[[#This Row],[category]]&Data[[#This Row],[subcategory]]&Data[[#This Row],[delivered]]&Data[[#This Row],[date]]&Data[[#This Row],[hour]]","v":"Climate zones1Net Load9/19/202319"},"Climate zones","1","Net Load",2023,"9/19/2023","19",41,41,-0.39673179388046265,-1.6553658246994019,-1.258634090423584,0.48988109827041626,60.5,-2.5692644119262695,1,1,-2.0644168853759766,-1.8864419460296631,-1.5155279636383057,-1.258634090423584,-1.0017402172088623,-0.63082617521286011,-0.45285138487815857,-1.6266003251075745E-2,-6.7869998514652252E-2,-5.1603998988866806E-2,2.0085124298930168E-2,-8.4641091525554657E-2,-7.7344119548797607E-2,-6.213664636015892E-2,-5.1603998988866806E-2,-4.1071347892284393E-2,-2.5863872841000557E-2,-1.8566906452178955E-2,0]
[{"$f":"Data[[#This Row],[category]]&Data[[#This Row],[subcategory]]&Data[[#This Row],[delivered]]&Data[[#This Row],[date]]&Data[[#This Row],[hour]]","v":"Climate zones1Net Load9/19/202320"},"Climate zones","1","Net Load",2023,"9/19/2023","20",41,41,0.15321940183639526,-1.5370731353759766,-1.6902925968170166,0.40706142783164978,57.5,-4.1524262428283691,1,1,-2.3598489761352539,-2.2119626998901367,-1.903755784034729,-1.6902925968170166,-1.4768294095993042,-1.1686223745346069,-1.0207360982894897,6.2819956801831722E-3,-6.3019998371601105E-2,-6.9302000105381012E-2,1.6689518466591835E-2,-9.6753805875778198E-2,-9.0690471231937408E-2,-7.8053988516330719E-2,-6.9302000105381012E-2,-6.0550004243850708E-2,-4.791351780295372E-2,-4.1850179433822632E-2,0]
[{"$f":"Data[[#This Row],[category]]&Data[[#This Row],[subcategory]]&Data[[#This Row],[delivered]]&Data[[#This Row],[date]]&Data[[#This Row],[hour]]","v":"Climate zones1Net Load9/19/202321"},"Climate zones","1","Net Load",2023,"9/19/2023","21",41,41,0.26239022612571716,-1.6439024209976196,-1.9062926769256592,0.48077103495597839,55.5,-3.965073823928833,1,1,-2.6970906257629395,-2.522425651550293,-2.1584093570709229,-1.9062926769256592,-1.6541761159896851,-1.2901598215103149,-1.1154947280883789,1.0757999494671822E-2,-6.7400000989437103E-2,-7.8157998621463776E-2,1.9711611792445183E-2,-0.11058071255683899,-0.10341945290565491,-8.8494785130023956E-2,-7.8157998621463776E-2,-6.7821219563484192E-2,-5.2896551787853241E-2,-4.5735284686088562E-2,0]
[{"$f":"Data[[#This Row],[category]]&Data[[#This Row],[subcategory]]&Data[[#This Row],[delivered]]&Data[[#This Row],[date]]&Data[[#This Row],[hour]]","v":"Climate zones1Net Load9/19/202322"},"Climate zones","1","Net Load",2023,"9/19/2023","22",41,41,0.54804891347885132,1.7743902206420898,1.2263413667678833,0.35532814264297485,54.5,3.4512925148010254,1,1,0.64187860488891602,0.77097004652023315,1.0400071144104004,1.2263413667678833,1.4126756191253662,1.6817127466201782,1.8108041286468506,2.2470004856586456E-2,7.2750002145767212E-2,5.0279997289180756E-2,1.4568453654646873E-2,2.6317022740840912E-2,3.1609773635864258E-2,4.2640291154384613E-2,5.0279997289180756E-2,5.79196996986866E-2,6.8950220942497253E-2,7.4242971837520599E-2,0]
[{"$f":"Data[[#This Row],[category]]&Data[[#This Row],[subcategory]]&Data[[#This Row],[delivered]]&Data[[#This Row],[date]]&Data[[#This Row],[hour]]","v":"Climate zones1Net Load9/19/202323"},"Climate zones","1","Net Load",2023,"9/19/2023","23",41,41,0.28931707143783569,1.0131707191467285,0.72385364770889282,0.30356445908546448,53,2.3845138549804688,1,1,0.2245345413684845,0.33482015132904053,0.56466430425643921,0.72385364770889282,0.88304299116134644,1.1128871440887451,1.2231727838516235,1.1861999519169331E-2,4.1540000587701797E-2,2.9678000137209892E-2,1.2446142733097076E-2,9.2059159651398659E-3,1.3727625831961632E-2,2.3151235654950142E-2,2.9678000137209892E-2,3.6204762756824493E-2,4.5628372579813004E-2,5.0150085240602493E-2,0]
[{"$f":"Data[[#This Row],[category]]&Data[[#This Row],[subcategory]]&Data[[#This Row],[delivered]]&Data[[#This Row],[date]]&Data[[#This Row],[hour]]","v":"Climate zones1Net Load9/19/202324"},"Climate zones","1","Net Load",2023,"9/19/2023","24",41,41,0.34443899989128113,0.64414632320404053,0.29970735311508179,0.1567787230014801,52,1.9116582870483398,1,0,4.1829302906990051E-2,9.87873375415802E-2,0.21749250590801239,0.29970735311508179,0.38192218542098999,0.50062739849090576,0.55758541822433472,1.4121999032795429E-2,2.6409998536109924E-2,1.2288001365959644E-2,6.4279278740286827E-3,1.715001417323947E-3,4.050280898809433E-3,8.9171929284930229E-3,1.2288001365959644E-2,1.5658808872103691E-2,2.0525723695755005E-2,2.2861002013087273E-2,0]
[{"$f":"Data[[#This Row],[category]]&Data[[#This Row],[subcategory]]&Data[[#This Row],[delivered]]&Data[[#This Row],[date]]&Data[[#This Row],[hour]]","v":"Climate zones1Net Load9/19/2023Event Window"},"Climate zones","1","Net Load",2023,"9/19/2023","Event Window",41,41,-0.25815847516059875,-1.9515243768692017,-1.6933659315109253,0.41593524813652039,59.125,-4.0712246894836426,1,1,-2.3775184154510498,-2.2264084815979004,-1.911482572555542,-1.6933659315109253,-1.4752492904663086,-1.1603235006332397,-1.0092133283615112,-1.0584497824311256E-2,-8.0012500286102295E-2,-6.9428004324436188E-2,1.7053345218300819E-2,-9.747825562953949E-2,-9.1282747685909271E-2,-7.837078720331192E-2,-6.9428004324436188E-2,-6.0485221445560455E-2,-4.7573264688253403E-2,-4.1377745568752289E-2,0]
[{"$f":"Data[[#This Row],[category]]&Data[[#This Row],[subcategory]]&Data[[#This Row],[delivered]]&Data[[#This Row],[date]]&Data[[#This Row],[hour]]","v":"Climate zones1Net LoadAvg Weekday 8-9pm1"},"Climate zones","1","Net Load",2023,"Avg Weekday 8-9pm","1",39,39,1.5248461961746216,1.4348717927932739,-8.9974358677864075E-2,0.25176674127578735,58,-0.35737189650535583,0,0,-0.50409382581710815,-0.41262641549110413,-0.22200097143650055,-8.9974358677864075E-2,4.2052250355482101E-2,0.23267769813537598,0.32414507865905762,5.9469003230333328E-2,5.5959999561309814E-2,-3.5089999437332153E-3,9.8189031705260277E-3,-1.9659658893942833E-2,-1.6092430800199509E-2,-8.6580375209450722E-3,-3.5089999437332153E-3,1.6400377498939633E-3,9.0744299814105034E-3,1.2641658075153828E-2,0]
[{"$f":"Data[[#This Row],[category]]&Data[[#This Row],[subcategory]]&Data[[#This Row],[delivered]]&Data[[#This Row],[date]]&Data[[#This Row],[hour]]","v":"Climate zones1Net LoadAvg Weekday 8-9pm2"},"Climate zones","1","Net Load",2023,"Avg Weekday 8-9pm","2",39,39,1.0178717374801636,1.3055127859115601,0.2876410186290741,0.25084975361824036,58,1.1466665267944336,0,0,-0.12497010827064514,-3.3835876733064651E-2,0.15609528124332428,0.2876410186290741,0.41918677091598511,0.60911792516708374,0.70025217533111572,3.969699889421463E-2,5.0914999097585678E-2,1.1217999272048473E-2,9.7831403836607933E-3,-4.8738340847194195E-3,-1.3195992214605212E-3,6.0877157375216484E-3,1.1217999272048473E-2,1.6348283737897873E-2,2.3755598813295364E-2,2.7309834957122803E-2,0]
[{"$f":"Data[[#This Row],[category]]&Data[[#This Row],[subcategory]]&Data[[#This Row],[delivered]]&Data[[#This Row],[date]]&Data[[#This Row],[hour]]","v":"Climate zones1Net LoadAvg Weekday 8-9pm3"},"Climate zones","1","Net Load",2023,"Avg Weekday 8-9pm","3",39,39,0.75743591785430908,1.0479487180709839,0.2905128002166748,0.20264691114425659,57.75,1.4335910081863403,0,0,-4.281170666217804E-2,3.0810333788394928E-2,0.18424466252326965,0.2905128002166748,0.39678093791007996,0.55021524429321289,0.62383729219436646,2.9540000483393669E-2,4.0869999676942825E-2,1.1329999193549156E-2,7.9032294452190399E-3,-1.6696566017344594E-3,1.2016029795631766E-3,7.1855420246720314E-3,1.1329999193549156E-2,1.5474456362426281E-2,2.1458394825458527E-2,2.432965487241745E-2,0]
[{"$f":"Data[[#This Row],[category]]&Data[[#This Row],[subcategory]]&Data[[#This Row],[delivered]]&Data[[#This Row],[date]]&Data[[#This Row],[hour]]","v":"Climate zones1Net LoadAvg Weekday 8-9pm4"},"Climate zones","1","Net Load",2023,"Avg Weekday 8-9pm","4",39,39,0.90497434139251709,1.2162820100784302,0.31130769848823547,0.18762990832328796,57.5,1.6591582298278809,1,0,2.6839631609618664E-3,7.0850297808647156E-2,0.21291448175907135,0.31130769848823547,0.40970093011856079,0.5517650842666626,0.61993145942687988,3.5294000059366226E-2,4.743499681353569E-2,1.2141000479459763E-2,7.3175663128495216E-3,1.046745601342991E-4,2.7631616685539484E-3,8.3036646246910095E-3,1.2141000479459763E-2,1.5978336334228516E-2,2.1518837660551071E-2,2.4177327752113342E-2,0]
[{"$f":"Data[[#This Row],[category]]&Data[[#This Row],[subcategory]]&Data[[#This Row],[delivered]]&Data[[#This Row],[date]]&Data[[#This Row],[hour]]","v":"Climate zones1Net LoadAvg Weekday 8-9pm5"},"Climate zones","1","Net Load",2023,"Avg Weekday 8-9pm","5",39,39,1.039794921875,1.259615421295166,0.21982049942016602,0.21250790357589722,57.25,1.0344109535217285,0,0,-0.12972389161586761,-5.2519336342811584E-2,0.1083812490105629,0.21982049942016602,0.33125975728034973,0.49216035008430481,0.56936490535736084,4.0552001446485519E-2,4.9125000834465027E-2,8.5729993879795074E-3,8.2878079265356064E-3,-5.0592320039868355E-3,-2.0482540130615234E-3,4.2268685065209866E-3,8.5729993879795074E-3,1.2919130735099316E-2,1.9194252789020538E-2,2.2205231711268425E-2,0]
[{"$f":"Data[[#This Row],[category]]&Data[[#This Row],[subcategory]]&Data[[#This Row],[delivered]]&Data[[#This Row],[date]]&Data[[#This Row],[hour]]","v":"Climate zones1Net LoadAvg Weekday 8-9pm6"},"Climate zones","1","Net Load",2023,"Avg Weekday 8-9pm","6",39,39,0.8061794638633728,0.74602562189102173,-6.0153845697641373E-2,0.18183083832263947,57,-0.33082312345504761,0,0,-0.35923895239830017,-0.29317945241928101,-0.15550602972507477,-6.0153845697641373E-2,3.5198338329792023E-2,0.17287175357341766,0.23893126845359802,3.1440999358892441E-2,2.90949996560812E-2,-2.3459999356418848E-3,7.0914025418460369E-3,-1.4010319486260414E-2,-1.1433999054133892E-2,-6.0647353529930115E-3,-2.3459999356418848E-3,1.3727352488785982E-3,6.7419982515275478E-3,9.3183191493153572E-3,0]
[{"$f":"Data[[#This Row],[category]]&Data[[#This Row],[subcategory]]&Data[[#This Row],[delivered]]&Data[[#This Row],[date]]&Data[[#This Row],[hour]]","v":"Climate zones1Net LoadAvg Weekday 8-9pm7"},"Climate zones","1","Net Load",2023,"Avg Weekday 8-9pm","7",39,39,0.64751285314559937,0.49230769276618958,-0.1552051454782486,0.20433549582958221,56.5,-0.75956034660339355,0,0,-0.49130713939666748,-0.41707161068916321,-0.26235878467559814,-0.1552051454782486,-4.8051506280899048E-2,0.10666132718324661,0.18089683353900909,2.5253001600503922E-2,1.9200000911951065E-2,-6.0530006885528564E-3,7.969084195792675E-3,-1.9160978496074677E-2,-1.6265792772173882E-2,-1.0231992229819298E-2,-6.0530006885528564E-3,-1.8740087980404496E-3,4.1597918607294559E-3,7.0549766533076763E-3,0]
[{"$f":"Data[[#This Row],[category]]&Data[[#This Row],[subcategory]]&Data[[#This Row],[delivered]]&Data[[#This Row],[date]]&Data[[#This Row],[hour]]","v":"Climate zones1Net LoadAvg Weekday 8-9pm8"},"Climate zones","1","Net Load",2023,"Avg Weekday 8-9pm","8",39,39,0.61223077774047852,0.61000001430511475,-2.2307708859443665E-3,0.1630975604057312,56.75,-1.3677524402737617E-2,0,0,-0.27050238847732544,-0.21124871075153351,-8.7759211659431458E-2,-2.2307708859443665E-3,8.3297669887542725E-2,0.20678716897964478,0.26604083180427551,2.387700043618679E-2,2.3790000006556511E-2,-8.7000065832398832E-5,6.3608046621084213E-3,-1.0549592785537243E-2,-8.2386992871761322E-3,-3.4226092975586653E-3,-8.7000065832398832E-5,3.2486091367900372E-3,8.0646993592381477E-3,1.0375592857599258E-2,0]
[{"$f":"Data[[#This Row],[category]]&Data[[#This Row],[subcategory]]&Data[[#This Row],[delivered]]&Data[[#This Row],[date]]&Data[[#This Row],[hour]]","v":"Climate zones1Net LoadAvg Weekday 8-9pm9"},"Climate zones","1","Net Load",2023,"Avg Weekday 8-9pm","9",39,39,0.400615394115448,0.71794873476028442,0.31733331084251404,0.20401754975318909,57.75,1.5554215908050537,0,0,-1.8245695158839226E-2,5.5874299257993698E-2,0.21034640073776245,0.31733331084251404,0.42432022094726563,0.57879233360290527,0.65291231870651245,1.5624000690877438E-2,2.8000000864267349E-2,1.2375999242067337E-2,7.9566845670342445E-3,-7.1158213540911674E-4,2.1790976170450449E-3,8.2035092636942863E-3,1.2375999242067337E-2,1.6548488289117813E-2,2.2572901099920273E-2,2.5463581085205078E-2,0]
[{"$f":"Data[[#This Row],[category]]&Data[[#This Row],[subcategory]]&Data[[#This Row],[delivered]]&Data[[#This Row],[date]]&Data[[#This Row],[hour]]","v":"Climate zones1Net LoadAvg Weekday 8-9pm10"},"Climate zones","1","Net Load",2023,"Avg Weekday 8-9pm","10",39,39,0.14917950332164764,0.40705126523971558,0.25787177681922913,0.14025969803333282,59,1.8385307788848877,1,0,2.7165103703737259E-2,7.8121744096279144E-2,0.18431952595710754,0.25787177681922913,0.33142402768135071,0.43762180209159851,0.4885784387588501,5.8180005289614201E-3,1.5874998643994331E-2,1.0056999512016773E-2,5.4701282642781734E-3,1.0594390332698822E-3,3.0467479955404997E-3,7.1884617209434509E-3,1.0056999512016773E-2,1.2925537303090096E-2,1.7067249864339828E-2,1.9054559990763664E-2,0]
[{"$f":"Data[[#This Row],[category]]&Data[[#This Row],[subcategory]]&Data[[#This Row],[delivered]]&Data[[#This Row],[date]]&Data[[#This Row],[hour]]","v":"Climate zones1Net LoadAvg Weekday 8-9pm11"},"Climate zones","1","Net Load",2023,"Avg Weekday 8-9pm","11",39,39,-0.24638460576534271,-5.8717943727970123E-2,0.18766665458679199,0.16566380858421326,60.5,1.1328161954879761,0,0,-8.4826059639453888E-2,-2.4640059098601341E-2,0.10079246759414673,0.18766665458679199,0.27454084157943726,0.39997336268424988,0.46015936136245728,-9.6089998260140419E-3,-2.2899997420608997E-3,7.3189996182918549E-3,6.4608883112668991E-3,-3.308216342702508E-3,-9.6096232300624251E-4,3.9309062995016575E-3,7.3189996182918549E-3,1.0707092471420765E-2,1.5598961152136326E-2,1.7946215346455574E-2,0]
[{"$f":"Data[[#This Row],[category]]&Data[[#This Row],[subcategory]]&Data[[#This Row],[delivered]]&Data[[#This Row],[date]]&Data[[#This Row],[hour]]","v":"Climate zones1Net LoadAvg Weekday 8-9pm12"},"Climate zones","1","Net Load",2023,"Avg Weekday 8-9pm","12",39,39,-0.20643588900566101,-0.36705127358436584,-0.16061539947986603,0.25447908043861389,62,-0.6311536431312561,0,0,-0.57919621467590332,-0.48674345016479492,-0.29406437277793884,-0.16061539947986603,-2.7166439220309258E-2,0.16551266610622406,0.25796544551849365,-8.050999604165554E-3,-1.4314999803900719E-2,-6.264000665396452E-3,9.9246837198734283E-3,-2.258865162730217E-2,-1.8982995301485062E-2,-1.1468510143458843E-2,-6.264000665396452E-3,-1.0594911873340607E-3,6.4549939706921577E-3,1.0060652159154415E-2,0]
[{"$f":"Data[[#This Row],[category]]&Data[[#This Row],[subcategory]]&Data[[#This Row],[delivered]]&Data[[#This Row],[date]]&Data[[#This Row],[hour]]","v":"Climate zones1Net LoadAvg Weekday 8-9pm13"},"Climate zones","1","Net Load",2023,"Avg Weekday 8-9pm","13",39,39,-0.92984616756439209,-1.1385897397994995,-0.20874358713626862,0.31310886144638062,63,-0.66668057441711426,0,0,-0.72376185655593872,-0.61000871658325195,-0.37293803691864014,-0.20874358713626862,-4.4549141079187393E-2,0.19252155721187592,0.3062746524810791,-3.6264002323150635E-2,-4.4404998421669006E-2,-8.14099982380867E-3,1.2211245484650135E-2,-2.8226712718605995E-2,-2.379034087061882E-2,-1.4544583857059479E-2,-8.14099982380867E-3,-1.7374164890497923E-3,7.5083407573401928E-3,1.1944711208343506E-2,0]
[{"$f":"Data[[#This Row],[category]]&Data[[#This Row],[subcategory]]&Data[[#This Row],[delivered]]&Data[[#This Row],[date]]&Data[[#This Row],[hour]]","v":"Climate zones1Net LoadAvg Weekday 8-9pm14"},"Climate zones","1","Net Load",2023,"Avg Weekday 8-9pm","14",39,39,-2.0629487037658691,-1.4907692670822144,0.57217949628829956,0.3246462345123291,64.25,1.7624707221984863,1,0,3.8183961063623428E-2,0.15612860023975372,0.40193483233451843,0.57217949628829956,0.7424241304397583,0.98823040723800659,1.1061750650405884,-8.0454997718334198E-2,-5.8140002191066742E-2,2.2315001115202904E-2,1.2661202810704708E-2,1.4891744358465075E-3,6.0890153981745243E-3,1.5675459057092667E-2,2.2315001115202904E-2,2.8954541310667992E-2,3.8540985435247421E-2,4.3140828609466553E-2,0]
[{"$f":"Data[[#This Row],[category]]&Data[[#This Row],[subcategory]]&Data[[#This Row],[delivered]]&Data[[#This Row],[date]]&Data[[#This Row],[hour]]","v":"Climate zones1Net LoadAvg Weekday 8-9pm15"},"Climate zones","1","Net Load",2023,"Avg Weekday 8-9pm","15",39,39,-2.4373078346252441,-2.4975640773773193,-6.0256384313106537E-2,0.27413162589073181,65.75,-0.21980822086334229,0,0,-0.51116275787353516,-0.41157019138336182,-0.20401114225387573,-6.0256384313106537E-2,8.3498381078243256E-2,0.29105743765830994,0.39065000414848328,-9.5055006444454193E-2,-9.7405001521110535E-2,-2.3499990347772837E-3,1.0691133327782154E-2,-1.9935347139835358E-2,-1.6051236540079117E-2,-7.9564349725842476E-3,-2.3499990347772837E-3,3.2564369030296803E-3,1.1351239867508411E-2,1.5235350467264652E-2,0]
[{"$f":"Data[[#This Row],[category]]&Data[[#This Row],[subcategory]]&Data[[#This Row],[delivered]]&Data[[#This Row],[date]]&Data[[#This Row],[hour]]","v":"Climate zones1Net LoadAvg Weekday 8-9pm16"},"Climate zones","1","Net Load",2023,"Avg Weekday 8-9pm","16",39,39,-2.8731026649475098,-3.0466666221618652,-0.17356407642364502,0.21405801177024841,66,-0.81082725524902344,0,0,-0.52565819025039673,-0.44789046049118042,-0.28581622242927551,-0.17356407642364502,-6.131194531917572E-2,0.10076230019330978,0.1785300225019455,-0.11205100268125534,-0.11881999671459198,-6.7689991556107998E-3,8.3482628688216209E-3,-2.0500669255852699E-2,-1.746772788465023E-2,-1.1146832257509232E-2,-6.7689991556107998E-3,-2.3911658208817244E-3,3.9297295734286308E-3,6.9626709446310997E-3,0]
[{"$f":"Data[[#This Row],[category]]&Data[[#This Row],[subcategory]]&Data[[#This Row],[delivered]]&Data[[#This Row],[date]]&Data[[#This Row],[hour]]","v":"Climate zones1Net LoadAvg Weekday 8-9pm17"},"Climate zones","1","Net Load",2023,"Avg Weekday 8-9pm","17",39,39,-3.3787436485290527,-3.6658973693847656,-0.28715384006500244,0.18917007744312286,67,-1.5179665088653564,0,0,-0.59831094741821289,-0.52958506345748901,-0.3863547146320343,-0.28715384006500244,-0.18795295059680939,-4.4722631573677063E-2,2.4003248661756516E-2,-0.13177099823951721,-0.14296999573707581,-1.1198999360203743E-2,7.3776328936219215E-3,-2.333412691950798E-2,-2.0653817802667618E-2,-1.5067833475768566E-2,-1.1198999360203743E-2,-7.3301652446389198E-3,-1.7441826639696956E-3,9.3612668570131063E-4,0]
[{"$f":"Data[[#This Row],[category]]&Data[[#This Row],[subcategory]]&Data[[#This Row],[delivered]]&Data[[#This Row],[date]]&Data[[#This Row],[hour]]","v":"Climate zones1Net LoadAvg Weekday 8-9pm18"},"Climate zones","1","Net Load",2023,"Avg Weekday 8-9pm","18",39,39,-2.2882051467895508,-2.5578205585479736,-0.26961538195610046,0.19842509925365448,66.25,-1.3587765693664551,0,0,-0.59599560499191284,-0.5239073634147644,-0.37366959452629089,-0.26961538195610046,-0.16556115448474884,-1.532338559627533E-2,5.6764863431453705E-2,-8.9239999651908875E-2,-9.9755004048347473E-2,-1.0514999739825726E-2,7.7385790646076202E-3,-2.3243827745318413E-2,-2.0432386547327042E-2,-1.4573113992810249E-2,-1.0514999739825726E-2,-6.4568850211799145E-3,-5.9761205920949578E-4,2.2138296626508236E-3,0]
[{"$f":"Data[[#This Row],[category]]&Data[[#This Row],[subcategory]]&Data[[#This Row],[delivered]]&Data[[#This Row],[date]]&Data[[#This Row],[hour]]","v":"Climate zones1Net LoadAvg Weekday 8-9pm19"},"Climate zones","1","Net Load",2023,"Avg Weekday 8-9pm","19",39,39,-0.92887181043624878,-1.3579486608505249,-0.4290769100189209,0.16752128303050995,65.5,-2.5613276958465576,1,1,-0.70462489128112793,-0.64376407861709595,-0.5169251561164856,-0.4290769100189209,-0.3412286639213562,-0.21438974142074585,-0.15352891385555267,-3.6226000636816025E-2,-5.2959997206926346E-2,-1.673400029540062E-2,6.5333298407495022E-3,-2.7480371296405792E-2,-2.5106798857450485E-2,-2.016008086502552E-2,-1.673400029540062E-2,-1.3307917863130569E-2,-8.3611998707056046E-3,-5.9876274317502975E-3,0]
[{"$f":"Data[[#This Row],[category]]&Data[[#This Row],[subcategory]]&Data[[#This Row],[delivered]]&Data[[#This Row],[date]]&Data[[#This Row],[hour]]","v":"Climate zones1Net LoadAvg Weekday 8-9pm20"},"Climate zones","1","Net Load",2023,"Avg Weekday 8-9pm","20",39,39,-0.11371796578168869,-0.73294872045516968,-0.61923074722290039,0.14461527764797211,63.75,-4.2819180488586426,1,1,-0.85710173845291138,-0.80456268787384033,-0.69506704807281494,-0.61923074722290039,-0.54339444637298584,-0.43389880657196045,-0.38135978579521179,-4.4350004754960537E-3,-2.8584999963641167E-2,-2.4149999022483826E-2,5.639995913952589E-3,-3.3426966518163681E-2,-3.1377945095300674E-2,-2.7107615023851395E-2,-2.4149999022483826E-2,-2.1192383021116257E-2,-1.6922052949666977E-2,-1.487303152680397E-2,0]
[{"$f":"Data[[#This Row],[category]]&Data[[#This Row],[subcategory]]&Data[[#This Row],[delivered]]&Data[[#This Row],[date]]&Data[[#This Row],[hour]]","v":"Climate zones1Net LoadAvg Weekday 8-9pm21"},"Climate zones","1","Net Load",2023,"Avg Weekday 8-9pm","21",39,39,5.1615387201309204E-2,-3.1706409454345703,-3.2222564220428467,0.55408579111099243,62.25,-5.8154468536376953,1,1,-4.1336464881896973,-3.9323458671569824,-3.5128192901611328,-3.2222564220428467,-2.9316935539245605,-2.5121669769287109,-2.3108663558959961,2.0130001939833164E-3,-0.12365499883890152,-0.125668004155159,2.1609345450997353E-2,-0.16121220588684082,-0.1533614844083786,-0.1369999498128891,-0.125668004155159,-0.1143360510468483,-9.7974509000778198E-2,-9.0123787522315979E-2,0]
[{"$f":"Data[[#This Row],[category]]&Data[[#This Row],[subcategory]]&Data[[#This Row],[delivered]]&Data[[#This Row],[date]]&Data[[#This Row],[hour]]","v":"Climate zones1Net LoadAvg Weekday 8-9pm22"},"Climate zones","1","Net Load",2023,"Avg Weekday 8-9pm","22",39,39,0.6144871711730957,1.1449999809265137,0.53051280975341797,0.22568388283252716,59.5,2.3506898880004883,1,1,0.15929585695266724,0.24128727614879608,0.41216406226158142,0.53051280975341797,0.64886152744293213,0.81973832845687866,0.9017297625541687,2.3964999243617058E-2,4.4654998928308487E-2,2.0689999684691429E-2,8.801671676337719E-3,6.2125385738909245E-3,9.4102034345269203E-3,1.6074398532509804E-2,2.0689999684691429E-2,2.5305598974227905E-2,3.1969793140888214E-2,3.5167459398508072E-2,0]
[{"$f":"Data[[#This Row],[category]]&Data[[#This Row],[subcategory]]&Data[[#This Row],[delivered]]&Data[[#This Row],[date]]&Data[[#This Row],[hour]]","v":"Climate zones1Net LoadAvg Weekday 8-9pm23"},"Climate zones","1","Net Load",2023,"Avg Weekday 8-9pm","23",39,39,0.36400002241134644,0.44987177848815918,8.5871778428554535E-2,9.9304832518100739E-2,59,0.86472910642623901,0,0,-7.7470138669013977E-2,-4.1392486542463303E-2,3.3796273171901703E-2,8.5871778428554535E-2,0.13794727623462677,0.21313604712486267,0.24921369552612305,1.4196000993251801E-2,1.7544999718666077E-2,3.3489994239062071E-3,3.872888395562768E-3,-3.0213354621082544E-3,-1.6143069369718432E-3,1.3180546229705215E-3,3.3489994239062071E-3,5.3799436427652836E-3,8.3123054355382919E-3,9.7193345427513123E-3,0]
[{"$f":"Data[[#This Row],[category]]&Data[[#This Row],[subcategory]]&Data[[#This Row],[delivered]]&Data[[#This Row],[date]]&Data[[#This Row],[hour]]","v":"Climate zones1Net LoadAvg Weekday 8-9pm24"},"Climate zones","1","Net Load",2023,"Avg Weekday 8-9pm","24",39,39,0.13346154987812042,0.54461538791656494,0.41115382313728333,0.1682184636592865,58.25,2.4441659450531006,1,1,0.13445907831192017,0.19557318091392517,0.32293996214866638,0.41115382313728333,0.49936768412590027,0.62673443555831909,0.68784856796264648,5.2050002850592136E-3,2.1239999681711197E-2,1.6034999862313271E-2,6.5605202689766884E-3,5.2439039573073387E-3,7.6273540034890175E-3,1.2594658881425858E-2,1.6034999862313271E-2,1.9475338980555534E-2,2.44426429271698E-2,2.6826094835996628E-2,0]
[{"$f":"Data[[#This Row],[category]]&Data[[#This Row],[subcategory]]&Data[[#This Row],[delivered]]&Data[[#This Row],[date]]&Data[[#This Row],[hour]]","v":"Climate zones1Net LoadAvg Weekday 8-9pmEvent Window"},"Climate zones","1","Net Load",2023,"Avg Weekday 8-9pm","Event Window",39,39,5.1615387201309204E-2,-3.1706409454345703,-3.2222564220428467,0.55408579111099243,62.25,-5.8154468536376953,1,1,-4.1336464881896973,-3.9323458671569824,-3.5128192901611328,-3.2222564220428467,-2.9316935539245605,-2.5121669769287109,-2.3108663558959961,2.0130001939833164E-3,-0.12365499883890152,-0.125668004155159,2.1609345450997353E-2,-0.16121220588684082,-0.1533614844083786,-0.1369999498128891,-0.125668004155159,-0.1143360510468483,-9.7974509000778198E-2,-9.0123787522315979E-2,0]
[{"$f":"Data[[#This Row],[category]]&Data[[#This Row],[subcategory]]&Data[[#This Row],[delivered]]&Data[[#This Row],[date]]&Data[[#This Row],[hour]]","v":"Climate zones1Net LoadAvg Weekday 6-9pm1"},"Climate zones","1","Net Load",2023,"Avg Weekday 6-9pm","1",41,40,1.1718130111694336,1.4351218938827515,0.26330894231796265,0.15564072132110596,57.725612640380859,1.6917741298675537,1,0,7.3027373291552067E-3,6.3847333192825317E-2,0.18169087171554565,0.26330894231796265,0.34492701292037964,0.46277055144309998,0.51931512355804443,4.6872518956661224E-2,5.7404875755310059E-2,1.0532357729971409E-2,6.2256287783384323E-3,2.9210950015112758E-4,2.5538932532072067E-3,7.2676348499953747E-3,1.0532357729971409E-2,1.3797080144286156E-2,1.8510822206735611E-2,2.0772604271769524E-2,0]
[{"$f":"Data[[#This Row],[category]]&Data[[#This Row],[subcategory]]&Data[[#This Row],[delivered]]&Data[[#This Row],[date]]&Data[[#This Row],[hour]]","v":"Climate zones1Net LoadAvg Weekday 6-9pm2"},"Climate zones","1","Net Load",2023,"Avg Weekday 6-9pm","2",41,40,0.95389431715011597,1.1690243482589722,0.21513007581233978,0.15720659494400024,57.884143829345703,1.3684545755386353,0,0,-4.3451763689517975E-2,1.3661717996001244E-2,0.13269086182117462,0.21513007581233978,0.29756930470466614,0.41659843921661377,0.47371190786361694,3.8155771791934967E-2,4.6760972589254379E-2,8.6052026599645615E-3,6.2882639467716217E-3,-1.738070510327816E-3,5.4646871285513043E-4,5.3076343610882759E-3,8.6052026599645615E-3,1.1902771890163422E-2,1.6663936898112297E-2,1.8948476761579514E-2,0]
[{"$f":"Data[[#This Row],[category]]&Data[[#This Row],[subcategory]]&Data[[#This Row],[delivered]]&Data[[#This Row],[date]]&Data[[#This Row],[hour]]","v":"Climate zones1Net LoadAvg Weekday 6-9pm3"},"Climate zones","1","Net Load",2023,"Avg Weekday 6-9pm","3",41,40,0.7578698992729187,0.84032517671585083,8.2455292344093323E-2,0.16911455988883972,58.024391174316406,0.48757064342498779,0,0,-0.19571340084075928,-0.13427373766899109,-6.2284697778522968E-3,8.2455292344093323E-2,0.17113906145095825,0.29918432235717773,0.36062398552894592,3.0314795672893524E-2,3.3613007515668869E-2,3.2982116099447012E-3,6.7645823583006859E-3,-7.8285364434123039E-3,-5.3709493950009346E-3,-2.4913880042731762E-4,3.2982116099447012E-3,6.8455622531473637E-3,1.1967373080551624E-2,1.4424959197640419E-2,0]
[{"$f":"Data[[#This Row],[category]]&Data[[#This Row],[subcategory]]&Data[[#This Row],[delivered]]&Data[[#This Row],[date]]&Data[[#This Row],[hour]]","v":"Climate zones1Net LoadAvg Weekday 6-9pm4"},"Climate zones","1","Net Load",2023,"Avg Weekday 6-9pm","4",41,40,0.86086177825927734,0.89520323276519775,3.4341476857662201E-2,0.21818286180496216,57.353656768798828,0.15739768743515015,0,0,-0.32453739643096924,-0.24527111649513245,-8.0073729157447815E-2,3.4341476857662201E-2,0.14875668287277222,0.31395405530929565,0.39322033524513245,3.4434471279382706E-2,3.5808131098747253E-2,1.3736591208726168E-3,8.7273148819804192E-3,-1.2981495819985867E-2,-9.8108444362878799E-3,-3.2029491849243641E-3,1.3736591208726168E-3,5.9502674266695976E-3,1.2558162212371826E-2,1.5728812664747238E-2,0]
[{"$f":"Data[[#This Row],[category]]&Data[[#This Row],[subcategory]]&Data[[#This Row],[delivered]]&Data[[#This Row],[date]]&Data[[#This Row],[hour]]","v":"Climate zones1Net LoadAvg Weekday 6-9pm5"},"Climate zones","1","Net Load",2023,"Avg Weekday 6-9pm","5",41,40,0.96404063701629639,0.99134147167205811,2.7300814166665077E-2,0.16702905297279358,57.195121765136719,0.1634494960308075,0,0,-0.24743753671646118,-0.18675552308559418,-6.0289308428764343E-2,2.7300814166665077E-2,0.1148909330368042,0.24135716259479523,0.30203914642333984,3.8561627268791199E-2,3.9653658866882324E-2,1.0920325294137001E-3,6.6811619326472282E-3,-9.8975012078881264E-3,-7.4702207930386066E-3,-2.4115722626447678E-3,1.0920325294137001E-3,4.595637321472168E-3,9.6542863175272942E-3,1.2081566266715527E-2,0]
[{"$f":"Data[[#This Row],[category]]&Data[[#This Row],[subcategory]]&Data[[#This Row],[delivered]]&Data[[#This Row],[date]]&Data[[#This Row],[hour]]","v":"Climate zones1Net LoadAvg Weekday 6-9pm6"},"Climate zones","1","Net Load",2023,"Avg Weekday 6-9pm","6",41,40,0.85784554481506348,0.92995935678482056,7.2113826870918274E-2,0.16763143241405487,56.878047943115234,0.4301927387714386,0,0,-0.20361533761024475,-0.14271450042724609,-1.5792181715369225E-2,7.2113826870918274E-2,0.16001982986927032,0.28694215416908264,0.3478429913520813,3.431382030248642E-2,3.7198375910520554E-2,2.8845530468970537E-3,6.7052571102976799E-3,-8.1446133553981781E-3,-5.7085799053311348E-3,-6.3168728956952691E-4,2.8845530468970537E-3,6.4007933251559734E-3,1.147768646478653E-2,1.3913719914853573E-2,0]
[{"$f":"Data[[#This Row],[category]]&Data[[#This Row],[subcategory]]&Data[[#This Row],[delivered]]&Data[[#This Row],[date]]&Data[[#This Row],[hour]]","v":"Climate zones1Net LoadAvg Weekday 6-9pm7"},"Climate zones","1","Net Load",2023,"Avg Weekday 6-9pm","7",41,40,0.71281301975250244,0.74707317352294922,3.4260161221027374E-2,0.13119536638259888,57.036586761474609,0.26113849878311157,0,0,-0.18153701722621918,-0.13387346267700195,-3.4538757055997849E-2,3.4260161221027374E-2,0.1030590757727623,0.2023937851190567,0.25005733966827393,2.8512520715594292E-2,2.9882926493883133E-2,1.3704064767807722E-3,5.2478145807981491E-3,-7.2614806704223156E-3,-5.3549385629594326E-3,-1.3815503334626555E-3,1.3704064767807722E-3,4.1223629377782345E-3,8.095751516520977E-3,1.000229362398386E-2,0]
[{"$f":"Data[[#This Row],[category]]&Data[[#This Row],[subcategory]]&Data[[#This Row],[delivered]]&Data[[#This Row],[date]]&Data[[#This Row],[hour]]","v":"Climate zones1Net LoadAvg Weekday 6-9pm8"},"Climate zones","1","Net Load",2023,"Avg Weekday 6-9pm","8",41,40,0.67900002002716064,0.81642276048660278,0.13742277026176453,0.11638198047876358,57.195121765136719,1.1807907819747925,0,0,-5.4008550941944122E-2,-1.1726738885045052E-2,7.6392002403736115E-2,0.13742277026176453,0.19845354557037354,0.28657227754592896,0.32885408401489258,2.7160000056028366E-2,3.2656911760568619E-2,5.4969107732176781E-3,4.6552792191505432E-3,-2.1603419445455074E-3,-4.6906954958103597E-4,3.0556800775229931E-3,5.4969107732176781E-3,7.9381419345736504E-3,1.1462891474366188E-2,1.3154163025319576E-2,0]
[{"$f":"Data[[#This Row],[category]]&Data[[#This Row],[subcategory]]&Data[[#This Row],[delivered]]&Data[[#This Row],[date]]&Data[[#This Row],[hour]]","v":"Climate zones1Net LoadAvg Weekday 6-9pm9"},"Climate zones","1","Net Load",2023,"Avg Weekday 6-9pm","9",41,40,0.61856913566589355,0.78211385011672974,0.16354468464851379,0.18875499069690704,57.512195587158203,0.86643898487091064,0,0,-0.14692965149879456,-7.8354567289352417E-2,6.4561471343040466E-2,0.16354468464851379,0.26252791285514832,0.40544393658638,0.47401902079582214,2.4742765352129936E-2,3.1284555792808533E-2,6.5417871810495853E-3,7.5501995161175728E-3,-5.8771860785782337E-3,-3.1341826543211937E-3,2.5824587792158127E-3,6.5417871810495853E-3,1.0501116514205933E-2,1.6217757016420364E-2,1.8960760906338692E-2,0]
[{"$f":"Data[[#This Row],[category]]&Data[[#This Row],[subcategory]]&Data[[#This Row],[delivered]]&Data[[#This Row],[date]]&Data[[#This Row],[hour]]","v":"Climate zones1Net LoadAvg Weekday 6-9pm10"},"Climate zones","1","Net Load",2023,"Avg Weekday 6-9pm","10",41,40,0.49429267644882202,0.37182927131652832,-0.1224634125828743,0.14138792455196381,58.829265594482422,-0.86615186929702759,0,0,-0.35502585768699646,-0.30365931987762451,-0.196607306599617,-0.1224634125828743,-4.8319511115550995E-2,5.8732502162456512E-2,0.11009902507066727,1.9771706312894821E-2,1.4873171225190163E-2,-4.8985364846885204E-3,5.6555168703198433E-3,-1.4201033860445023E-2,-1.2146372348070145E-2,-7.864292711019516E-3,-4.8985364846885204E-3,-1.9327804911881685E-3,2.3493000771850348E-3,4.4039608910679817E-3,0]
[{"$f":"Data[[#This Row],[category]]&Data[[#This Row],[subcategory]]&Data[[#This Row],[delivered]]&Data[[#This Row],[date]]&Data[[#This Row],[hour]]","v":"Climate zones1Net LoadAvg Weekday 6-9pm11"},"Climate zones","1","Net Load",2023,"Avg Weekday 6-9pm","11",41,40,0.1759837418794632,8.6951218545436859E-2,-8.9032523334026337E-2,0.14601758122444153,60.884143829345703,-0.60973834991455078,0,0,-0.3292100727558136,-0.27616158127784729,-0.16560421884059906,-8.9032523334026337E-2,-1.2460828758776188E-2,9.8096534609794617E-2,0.15114502608776093,7.0393495261669159E-3,3.4780488349497318E-3,-3.5613009240478277E-3,5.8407033793628216E-3,-1.3168402947485447E-2,-1.1046463623642921E-2,-6.6241687163710594E-3,-3.5613009240478277E-3,-4.9843313172459602E-4,3.9238613098859787E-3,6.0458010993897915E-3,0]
[{"$f":"Data[[#This Row],[category]]&Data[[#This Row],[subcategory]]&Data[[#This Row],[delivered]]&Data[[#This Row],[date]]&Data[[#This Row],[hour]]","v":"Climate zones1Net LoadAvg Weekday 6-9pm12"},"Climate zones","1","Net Load",2023,"Avg Weekday 6-9pm","12",41,40,-0.17326018214225769,-0.1959349662065506,-2.2674784064292908E-2,0.15502689778804779,62.835365295410156,-0.14626355469226837,0,0,-0.27767133712768555,-0.22134974598884583,-0.103970967233181,-2.2674784064292908E-2,5.8621399104595184E-2,0.17600017786026001,0.23232176899909973,-6.9304071366786957E-3,-7.8373989090323448E-3,-9.0699136490002275E-4,6.2010758556425571E-3,-1.1106853373348713E-2,-8.8539896532893181E-3,-4.158838652074337E-3,-9.0699136490002275E-4,2.3448560386896133E-3,7.0400070399045944E-3,9.2928707599639893E-3,0]
[{"$f":"Data[[#This Row],[category]]&Data[[#This Row],[subcategory]]&Data[[#This Row],[delivered]]&Data[[#This Row],[date]]&Data[[#This Row],[hour]]","v":"Climate zones1Net LoadAvg Weekday 6-9pm13"},"Climate zones","1","Net Load",2023,"Avg Weekday 6-9pm","13",41,40,-0.7940325140953064,-0.67487806081771851,0.11915445327758789,0.23500490188598633,64.658531188964844,0.50702965259552002,0,0,-0.26739421486854553,-0.18201644718647003,-4.0822378359735012E-3,0.11915445327758789,0.24239113926887512,0.42032533884048462,0.50570309162139893,-3.1761299818754196E-2,-2.699512243270874E-2,4.7661783173680305E-3,9.400196373462677E-3,-1.0695768520236015E-2,-7.2806579992175102E-3,-1.6328951460309327E-4,4.7661783173680305E-3,9.6956454217433929E-3,1.6813013702630997E-2,2.0228123292326927E-2,0]
[{"$f":"Data[[#This Row],[category]]&Data[[#This Row],[subcategory]]&Data[[#This Row],[delivered]]&Data[[#This Row],[date]]&Data[[#This Row],[hour]]","v":"Climate zones1Net LoadAvg Weekday 6-9pm14"},"Climate zones","1","Net Load",2023,"Avg Weekday 6-9pm","14",41,40,-2.0234065055847168,-1.4539837837219238,0.56942272186279297,0.24853290617465973,67.018295288085938,2.2911360263824463,1,1,0.16062246263027191,0.25091499090194702,0.43909195065498352,0.56942272186279297,0.6997535228729248,0.88793045282363892,0.97822296619415283,-8.0936260521411896E-2,-5.8159351348876953E-2,2.2776909172534943E-2,9.9413162097334862E-3,6.4248982816934586E-3,1.0036599822342396E-2,1.7563678324222565E-2,2.2776909172534943E-2,2.7990140020847321E-2,3.5517219454050064E-2,3.9128918200731277E-2,0]
[{"$f":"Data[[#This Row],[category]]&Data[[#This Row],[subcategory]]&Data[[#This Row],[delivered]]&Data[[#This Row],[date]]&Data[[#This Row],[hour]]","v":"Climate zones1Net LoadAvg Weekday 6-9pm15"},"Climate zones","1","Net Load",2023,"Avg Weekday 6-9pm","15",41,40,-2.8479592800140381,-2.2347967624664307,0.61316263675689697,0.25169605016708374,68.18292236328125,2.4361233711242676,1,1,0.19915947318077087,0.29060116410255432,0.48117309808731079,0.61316263675689697,0.74515217542648315,0.93572407960891724,1.0271657705307007,-0.11391837149858475,-8.939187228679657E-2,2.4526504799723625E-2,1.0067841969430447E-2,7.9663787037134171E-3,1.1624046601355076E-2,1.9246924668550491E-2,2.4526504799723625E-2,2.9806086793541908E-2,3.7428963929414749E-2,4.1086629033088684E-2,0]
[{"$f":"Data[[#This Row],[category]]&Data[[#This Row],[subcategory]]&Data[[#This Row],[delivered]]&Data[[#This Row],[date]]&Data[[#This Row],[hour]]","v":"Climate zones1Net LoadAvg Weekday 6-9pm16"},"Climate zones","1","Net Load",2023,"Avg Weekday 6-9pm","16",41,40,-2.8559186458587646,-2.6375203132629395,0.21839837729930878,0.23648883402347565,67.713409423828125,0.92350399494171143,0,0,-0.17059114575386047,-8.4674261510372162E-2,9.4383507966995239E-2,0.21839837729930878,0.34241324663162231,0.52147102355957031,0.60738790035247803,-0.1142367422580719,-0.10550080984830856,8.73593520373106E-3,9.4595532864332199E-3,-6.8236459046602249E-3,-3.3869703765958548E-3,3.7753402721136808E-3,8.73593520373106E-3,1.3696529902517796E-2,2.0858841016888618E-2,2.4295516312122345E-2,0]
[{"$f":"Data[[#This Row],[category]]&Data[[#This Row],[subcategory]]&Data[[#This Row],[delivered]]&Data[[#This Row],[date]]&Data[[#This Row],[hour]]","v":"Climate zones1Net LoadAvg Weekday 6-9pm17"},"Climate zones","1","Net Load",2023,"Avg Weekday 6-9pm","17",41,40,-2.5986990928649902,-2.785203218460083,-0.186504065990448,0.27558225393295288,67.542686462402344,-0.67676371335983276,0,0,-0.63979655504226685,-0.5396769642829895,-0.33101955056190491,-0.186504065990448,-4.1988592594861984E-2,0.16666880249977112,0.26678839325904846,-0.1039479672908783,-0.11140812933444977,-7.4601625092327595E-3,1.1023290455341339E-2,-2.5591861456632614E-2,-2.1587079390883446E-2,-1.3240781612694263E-2,-7.4601625092327595E-3,-1.679543755017221E-3,6.6667520441114902E-3,1.0671535506844521E-2,0]
[{"$f":"Data[[#This Row],[category]]&Data[[#This Row],[subcategory]]&Data[[#This Row],[delivered]]&Data[[#This Row],[date]]&Data[[#This Row],[hour]]","v":"Climate zones1Net LoadAvg Weekday 6-9pm18"},"Climate zones","1","Net Load",2023,"Avg Weekday 6-9pm","18",41,40,-1.8149511814117432,-1.6509349346160889,0.16401627659797668,0.19488883018493652,66.695121765136719,0.84158891439437866,0,0,-0.15654732286930084,-8.5743807256221771E-2,6.1816472560167313E-2,0.16401627659797668,0.26621606945991516,0.41377636790275574,0.48457986116409302,-7.259804755449295E-2,-6.6037394106388092E-2,6.5606511197984219E-3,7.7955531887710094E-3,-6.2618930824100971E-3,-3.4297523088753223E-3,2.4726588744670153E-3,6.5606511197984219E-3,1.0648642666637897E-2,1.6551055014133453E-2,1.9383193925023079E-2,0]
[{"$f":"Data[[#This Row],[category]]&Data[[#This Row],[subcategory]]&Data[[#This Row],[delivered]]&Data[[#This Row],[date]]&Data[[#This Row],[hour]]","v":"Climate zones1Net LoadAvg Weekday 6-9pm19"},"Climate zones","1","Net Load",2023,"Avg Weekday 6-9pm","19",41,40,-0.88761782646179199,-3.8826422691345215,-2.9950244426727295,0.41852203011512756,65.512191772460938,-7.1561932563781738,1,1,-3.68343186378479,-3.5313820838928223,-3.2144975662231445,-2.9950244426727295,-2.7755513191223145,-2.4586668014526367,-2.3066170215606689,-3.5504713654518127E-2,-0.15530568361282349,-0.11980097740888596,1.6740880906581879E-2,-0.14733727276325226,-0.14125528931617737,-0.12857989966869354,-0.11980097740888596,-0.11102205514907837,-9.834667295217514E-2,-9.2264682054519653E-2,0]
[{"$f":"Data[[#This Row],[category]]&Data[[#This Row],[subcategory]]&Data[[#This Row],[delivered]]&Data[[#This Row],[date]]&Data[[#This Row],[hour]]","v":"Climate zones1Net LoadAvg Weekday 6-9pm20"},"Climate zones","1","Net Load",2023,"Avg Weekday 6-9pm","20",41,40,-0.27684548497200012,-2.9106910228729248,-2.6338455677032471,0.46497651934623718,63.353656768798828,-5.6644701957702637,1,1,-3.3986639976501465,-3.2297370433807373,-2.8776795864105225,-2.6338455677032471,-2.3900115489959717,-2.0379540920257568,-1.8690272569656372,-1.1073819361627102E-2,-0.11642763763666153,-0.10535382479429245,1.8599061295390129E-2,-0.13594655692577362,-0.12918947637081146,-0.11510718613862991,-0.10535382479429245,-9.5600463449954987E-2,-8.1518165767192841E-2,-7.4761092662811279E-2,0]
[{"$f":"Data[[#This Row],[category]]&Data[[#This Row],[subcategory]]&Data[[#This Row],[delivered]]&Data[[#This Row],[date]]&Data[[#This Row],[hour]]","v":"Climate zones1Net LoadAvg Weekday 6-9pm21"},"Climate zones","1","Net Load",2023,"Avg Weekday 6-9pm","21",41,40,-1.3959188014268875E-2,-2.1585772037506104,-2.144618034362793,0.42852663993835449,60.682926177978516,-5.0046319961547852,1,1,-2.8494815826416016,-2.6937971115112305,-2.3693375587463379,-2.144618034362793,-1.9198983907699585,-1.595439076423645,-1.4397544860839844,-5.5836752289906144E-4,-8.6343087255954742E-2,-8.578471839427948E-2,1.7141066491603851E-2,-0.11397926509380341,-0.10775188356637955,-9.477350115776062E-2,-8.578471839427948E-2,-7.679593563079834E-2,-6.381756067276001E-2,-5.7590179145336151E-2,0]
[{"$f":"Data[[#This Row],[category]]&Data[[#This Row],[subcategory]]&Data[[#This Row],[delivered]]&Data[[#This Row],[date]]&Data[[#This Row],[hour]]","v":"Climate zones1Net LoadAvg Weekday 6-9pm22"},"Climate zones","1","Net Load",2023,"Avg Weekday 6-9pm","22",41,40,0.67430901527404785,1.6682519912719727,0.99394303560256958,0.34076890349388123,58.902439117431641,2.9167656898498535,1,1,0.4334280788898468,0.55723011493682861,0.81524366140365601,0.99394303560256958,1.1726424694061279,1.4306559562683105,1.5544580221176147,2.6972360908985138E-2,6.6730082035064697E-2,3.9757721126079559E-2,1.3630756177008152E-2,1.7337122932076454E-2,2.2289205342531204E-2,3.2609745860099792E-2,3.9757721126079559E-2,4.6905700117349625E-2,5.7226236909627914E-2,6.2178321182727814E-2,0]
[{"$f":"Data[[#This Row],[category]]&Data[[#This Row],[subcategory]]&Data[[#This Row],[delivered]]&Data[[#This Row],[date]]&Data[[#This Row],[hour]]","v":"Climate zones1Net LoadAvg Weekday 6-9pm23"},"Climate zones","1","Net Load",2023,"Avg Weekday 6-9pm","23",41,40,0.44596746563911438,1.0384958982467651,0.59252846240997314,0.21509307622909546,58.06097412109375,2.7547538280487061,1,1,0.23873183131217957,0.31687560677528381,0.47973355650901794,0.59252846240997314,0.70532339811325073,0.86818134784698486,0.94632506370544434,1.7838697880506516E-2,4.1539836674928665E-2,2.370113879442215E-2,8.6037227883934975E-3,9.5492731779813766E-3,1.2675024569034576E-2,1.9189342856407166E-2,2.370113879442215E-2,2.8212936595082283E-2,3.4727253019809723E-2,3.7853002548217773E-2,0]
[{"$f":"Data[[#This Row],[category]]&Data[[#This Row],[subcategory]]&Data[[#This Row],[delivered]]&Data[[#This Row],[date]]&Data[[#This Row],[hour]]","v":"Climate zones1Net LoadAvg Weekday 6-9pm24"},"Climate zones","1","Net Load",2023,"Avg Weekday 6-9pm","24",41,40,0.39204064011573792,0.75239837169647217,0.36035773158073425,0.16877704858779907,57.756099700927734,2.1351110935211182,1,1,8.2744188606739044E-2,0.14406123757362366,0.27185097336769104,0.36035773158073425,0.44886448979377747,0.57665419578552246,0.63797128200531006,1.568162627518177E-2,3.0095934867858887E-2,1.4414309523999691E-2,6.7510819062590599E-3,3.3097674604505301E-3,5.7624494656920433E-3,1.0874038562178612E-2,1.4414309523999691E-2,1.795458048582077E-2,2.3066168650984764E-2,2.5518851354718208E-2,0]
[{"$f":"Data[[#This Row],[category]]&Data[[#This Row],[subcategory]]&Data[[#This Row],[delivered]]&Data[[#This Row],[date]]&Data[[#This Row],[hour]]","v":"Climate zones1Net LoadAvg Weekday 6-9pmEvent Window"},"Climate zones","1","Net Load",2023,"Avg Weekday 6-9pm","Event Window",41,40,-0.39280751347541809,-2.9839701652526855,-2.5911626815795898,0.41450038552284241,63.182926177978516,-6.2512912750244141,1,1,-3.2729551792144775,-3.122366189956665,-2.8085269927978516,-2.5911626815795898,-2.3737983703613281,-2.0599591732025146,-1.9093701839447021,-1.5712300315499306E-2,-0.11935880780220032,-0.10364650934934616,1.6580015420913696E-2,-0.13091820478439331,-0.1248946487903595,-0.11234107613563538,-0.10364650934934616,-9.4951935112476349E-2,-8.2398369908332825E-2,-7.6374806463718414E-2,0]
[{"$f":"Data[[#This Row],[category]]&Data[[#This Row],[subcategory]]&Data[[#This Row],[delivered]]&Data[[#This Row],[date]]&Data[[#This Row],[hour]]","v":"Climate zones1Net LoadAvg Weekday (any)1"},"Climate zones","1","Net Load",2023,"Avg Weekday (any)","1",41,39.857142857142854,1.3520662784576416,1.4378832578659058,8.5817053914070129E-2,0.14151784777641296,57.351917266845703,0.60640448331832886,0,0,-0.1469590961933136,-9.5545366406440735E-2,1.1605021543800831E-2,8.5817053914070129E-2,0.1600290834903717,0.2671794593334198,0.31859320402145386,5.3889498114585876E-2,5.7309918105602264E-2,3.4204225521534681E-3,5.6404969654977322E-3,-5.8573698624968529E-3,-3.8081652019172907E-3,4.6254301560111344E-4,3.4204225521534681E-3,6.3783018849790096E-3,1.0649009607732296E-2,1.2698214501142502E-2,0]
[{"$f":"Data[[#This Row],[category]]&Data[[#This Row],[subcategory]]&Data[[#This Row],[delivered]]&Data[[#This Row],[date]]&Data[[#This Row],[hour]]","v":"Climate zones1Net LoadAvg Weekday (any)2"},"Climate zones","1","Net Load",2023,"Avg Weekday (any)","2",41,39.857142857142854,1.0831968784332275,1.1665244102478027,8.3327524363994598E-2,0.17274117469787598,57.953395843505859,0.48238369822502136,0,0,-0.20080642402172089,-0.13804920017719269,-7.2580361738801003E-3,8.3327524363994598E-2,0.17391309142112732,0.30470424890518188,0.36746147274971008,4.3173134326934814E-2,4.6494331210851669E-2,3.3211971167474985E-3,6.8849697709083557E-3,-8.0035701394081116E-3,-5.5022467859089375E-3,-2.8928459505550563E-4,3.3211971167474985E-3,6.9316788576543331E-3,1.2144641019403934E-2,1.4645964838564396E-2,0]
[{"$f":"Data[[#This Row],[category]]&Data[[#This Row],[subcategory]]&Data[[#This Row],[delivered]]&Data[[#This Row],[date]]&Data[[#This Row],[hour]]","v":"Climate zones1Net LoadAvg Weekday (any)3"},"Climate zones","1","Net Load",2023,"Avg Weekday (any)","3",41,39.857142857142854,0.81393551826477051,0.88346689939498901,6.9531351327896118E-2,0.10699237138032913,57.854965209960938,0.6498720645904541,0,0,-0.10645543783903122,-6.7584887146949768E-2,1.3424497097730637E-2,6.9531351327896118E-2,0.1256382018327713,0.206647589802742,0.24551814794540405,3.2441142946481705E-2,3.521246463060379E-2,2.7713209856301546E-3,4.2644101195037365E-3,-4.2430097237229347E-3,-2.6937404181808233E-3,5.3506210679188371E-4,2.7713209856301546E-3,5.0075799226760864E-3,8.2363821566104889E-3,9.7856521606445313E-3,0]
[{"$f":"Data[[#This Row],[category]]&Data[[#This Row],[subcategory]]&Data[[#This Row],[delivered]]&Data[[#This Row],[date]]&Data[[#This Row],[hour]]","v":"Climate zones1Net LoadAvg Weekday (any)4"},"Climate zones","1","Net Load",2023,"Avg Weekday (any)","4",41,39.857142857142854,0.94501042366027832,0.9709930419921875,2.5982579216361046E-2,0.10725328326225281,57.348869323730469,0.24225439131259918,0,0,-0.15043337643146515,-0.11146803200244904,-3.0261097475886345E-2,2.5982579216361046E-2,8.2226254045963287E-2,0.16343319416046143,0.20239853858947754,3.7665415555238724E-2,3.8701009005308151E-2,1.0355913545936346E-3,4.2748092673718929E-3,-5.9958444908261299E-3,-4.4427975080907345E-3,-1.2061209417879581E-3,1.0355913545936346E-3,3.2773036509752274E-3,6.5139802172780037E-3,8.0670276656746864E-3,0]
[{"$f":"Data[[#This Row],[category]]&Data[[#This Row],[subcategory]]&Data[[#This Row],[delivered]]&Data[[#This Row],[date]]&Data[[#This Row],[hour]]","v":"Climate zones1Net LoadAvg Weekday (any)5"},"Climate zones","1","Net Load",2023,"Avg Weekday (any)","5",41,39.857142857142854,1.0391446352005005,1.0387717485427856,-3.7282705307006836E-4,0.10618822276592255,57.425956726074219,-3.5110018216073513E-3,0,0,-0.17503690719604492,-0.13645851612091064,-5.6057985872030258E-2,-3.7282705307006836E-4,5.5312331765890121E-2,0.13571286201477051,0.17429125308990479,4.1417337954044342E-2,4.1402474045753479E-2,-1.485982102167327E-5,4.2323591187596321E-3,-6.9764708168804646E-3,-5.4388465359807014E-3,-2.2343110758811235E-3,-1.485982102167327E-5,2.2045914083719254E-3,5.4091271013021469E-3,6.94675138220191E-3,0]
[{"$f":"Data[[#This Row],[category]]&Data[[#This Row],[subcategory]]&Data[[#This Row],[delivered]]&Data[[#This Row],[date]]&Data[[#This Row],[hour]]","v":"Climate zones1Net LoadAvg Weekday (any)6"},"Climate zones","1","Net Load",2023,"Avg Weekday (any)","6",41,39.857142857142854,0.91995120048522949,0.85242158174514771,-6.752961128950119E-2,9.370093047618866E-2,57.015243530273438,-0.72069305181503296,0,0,-0.22165392339229584,-0.18761219084262848,-0.11666642874479294,-6.752961128950119E-2,-1.8392795696854591E-2,5.25529645383358E-2,8.6594700813293457E-2,3.66666279733181E-2,3.3975087106227875E-2,-2.6915373746305704E-3,3.7346514873206615E-3,-8.834492415189743E-3,-7.477685809135437E-3,-4.6499907039105892E-3,-2.6915373746305704E-3,-7.3308427818119526E-4,2.0946110598742962E-3,3.4514174330979586E-3,0]
[{"$f":"Data[[#This Row],[category]]&Data[[#This Row],[subcategory]]&Data[[#This Row],[delivered]]&Data[[#This Row],[date]]&Data[[#This Row],[hour]]","v":"Climate zones1Net LoadAvg Weekday (any)7"},"Climate zones","1","Net Load",2023,"Avg Weekday (any)","7",41,39.857142857142854,0.70635885000228882,0.64273518323898315,-6.3623689115047455E-2,9.9271953105926514E-2,56.811408996582031,-0.64090293645858765,0,0,-0.2269115149974823,-0.19084581732749939,-0.11568195372819901,-6.3623689115047455E-2,-1.1565426364541054E-2,6.359843909740448E-2,9.9664144217967987E-2,2.8153445571660995E-2,2.5617588311433792E-2,-2.5358584243804216E-3,3.9566964842379093E-3,-9.0440446510910988E-3,-7.6065692119300365E-3,-4.6107522211968899E-3,-2.5358584243804216E-3,-4.6096486039459705E-4,2.5348521303385496E-3,3.9723278023302555E-3,0]
[{"$f":"Data[[#This Row],[category]]&Data[[#This Row],[subcategory]]&Data[[#This Row],[delivered]]&Data[[#This Row],[date]]&Data[[#This Row],[hour]]","v":"Climate zones1Net LoadAvg Weekday (any)8"},"Climate zones","1","Net Load",2023,"Avg Weekday (any)","8",41,39.857142857142854,0.74059408903121948,0.79367595911026001,5.3081881254911423E-2,9.7003623843193054E-2,56.651130676269531,0.54721546173095703,0,0,-0.10647488385438919,-7.1233265101909637E-2,2.213131170719862E-3,5.3081881254911423E-2,0.10395063459873199,0.17739702761173248,0.21263864636421204,2.9517963528633118E-2,3.1633656471967697E-2,2.1156920120120049E-3,3.8662871811538935E-3,-4.2437845841050148E-3,-2.8391543310135603E-3,8.8209082605317235E-5,2.1156920120120049E-3,4.1431752033531666E-3,7.0705385878682137E-3,8.4751686081290245E-3,0]
[{"$f":"Data[[#This Row],[category]]&Data[[#This Row],[subcategory]]&Data[[#This Row],[delivered]]&Data[[#This Row],[date]]&Data[[#This Row],[hour]]","v":"Climate zones1Net LoadAvg Weekday (any)9"},"Climate zones","1","Net Load",2023,"Avg Weekday (any)","9",41,39.857142857142854,0.63881534337997437,0.72914636135101318,9.0331017971038818E-2,0.12919320166110992,57.342769622802734,0.69919329881668091,0,0,-0.12217288464307785,-7.52367302775383E-2,2.2582037374377251E-2,9.0331017971038818E-2,0.15807999670505524,0.25589877367019653,0.30283492803573608,2.5461355224251747E-2,2.9061689972877502E-2,3.6003363784402609E-3,5.1492718048393726E-3,-4.8694619908928871E-3,-2.9987210873514414E-3,9.0005551464855671E-4,3.6003363784402609E-3,6.3006170094013214E-3,1.0199394077062607E-2,1.2070135213434696E-2,0]
[{"$f":"Data[[#This Row],[category]]&Data[[#This Row],[subcategory]]&Data[[#This Row],[delivered]]&Data[[#This Row],[date]]&Data[[#This Row],[hour]]","v":"Climate zones1Net LoadAvg Weekday (any)10"},"Climate zones","1","Net Load",2023,"Avg Weekday (any)","10",41,39.857142857142854,0.3937508761882782,0.43185541033744812,3.8104522973299026E-2,8.8621042668819427E-2,58.546604156494141,0.42997151613235474,0,0,-0.10766412317752838,-7.5467914342880249E-2,-8.368397131562233E-3,3.8104522973299026E-2,8.4577441215515137E-2,0.15167695283889771,0.18387316167354584,1.569378562271595E-2,1.7212523147463799E-2,1.5187374083325267E-3,3.5321814939379692E-3,-4.2911842465400696E-3,-3.0079353600740433E-3,-3.3354040351696312E-4,1.5187374083325267E-3,3.371015191078186E-3,6.045409943908453E-3,7.3286588303744793E-3,0]
[{"$f":"Data[[#This Row],[category]]&Data[[#This Row],[subcategory]]&Data[[#This Row],[delivered]]&Data[[#This Row],[date]]&Data[[#This Row],[hour]]","v":"Climate zones1Net LoadAvg Weekday (any)11"},"Climate zones","1","Net Load",2023,"Avg Weekday (any)","11",41,39.857142857142854,0.16656969487667084,0.1101132407784462,-5.645645409822464E-2,8.3572246134281158E-2,60.342769622802734,-0.67554068565368652,0,0,-0.1939205676317215,-0.16355860233306885,-0.10028178244829178,-5.645645409822464E-2,-1.2631125748157501E-2,5.0645690411329269E-2,8.1007659435272217E-2,6.6389921121299267E-3,4.3887989595532417E-3,-2.2501929197460413E-3,3.3309508580714464E-3,-7.7291196212172508E-3,-6.518978625535965E-3,-3.9969454519450665E-3,-2.2501929197460413E-3,-5.0344056216999888E-4,2.0185925532132387E-3,3.2287337817251682E-3,0]
[{"$f":"Data[[#This Row],[category]]&Data[[#This Row],[subcategory]]&Data[[#This Row],[delivered]]&Data[[#This Row],[date]]&Data[[#This Row],[hour]]","v":"Climate zones1Net LoadAvg Weekday (any)12"},"Climate zones","1","Net Load",2023,"Avg Weekday (any)","12",41,39.857142857142854,-9.9512197077274323E-2,-0.18966028094291687,-9.0148083865642548E-2,0.13106390833854675,62.176395416259766,-0.68781775236129761,0,0,-0.30572903156280518,-0.25811323523521423,-0.15887805819511414,-9.0148083865642548E-2,-2.1418103948235512E-2,7.7817074954509735E-2,0.12543286383152008,-3.9662718772888184E-3,-7.559316698461771E-3,-3.5930450540035963E-3,5.2238330245018005E-3,-1.2185486033558846E-2,-1.028765644878149E-2,-6.3324254006147385E-3,-3.5930450540035963E-3,-8.5366441635414958E-4,3.1015663407742977E-3,4.9993954598903656E-3,0]
[{"$f":"Data[[#This Row],[category]]&Data[[#This Row],[subcategory]]&Data[[#This Row],[delivered]]&Data[[#This Row],[date]]&Data[[#This Row],[hour]]","v":"Climate zones1Net LoadAvg Weekday (any)13"},"Climate zones","1","Net Load",2023,"Avg Weekday (any)","13",41,39.857142857142854,-0.75465679168701172,-0.76292681694030762,-8.2700252532958984E-3,0.17555977404117584,63.673347473144531,-4.7106605023145676E-2,0,0,-0.29704016447067261,-0.2332589328289032,-0.10033366084098816,-8.2700252532958984E-3,8.3793610334396362E-2,0.2167188823223114,0.28050011396408081,-3.00784632563591E-2,-3.0408082529902458E-2,-3.2961956458166242E-4,6.9973110221326351E-3,-1.1839171871542931E-2,-9.2970347031950951E-3,-3.9990129880607128E-3,-3.2961956458166242E-4,3.3397739753127098E-3,8.6377952247858047E-3,1.1179933324456215E-2,0]
[{"$f":"Data[[#This Row],[category]]&Data[[#This Row],[subcategory]]&Data[[#This Row],[delivered]]&Data[[#This Row],[date]]&Data[[#This Row],[hour]]","v":"Climate zones1Net LoadAvg Weekday (any)14"},"Climate zones","1","Net Load",2023,"Avg Weekday (any)","14",41,39.857142857142854,-1.8926602602005005,-1.3151481151580811,0.57751214504241943,0.1791369616985321,65.348861694335938,3.223858118057251,1,1,0.28285807371139526,0.3479388952255249,0.48357263207435608,0.57751214504241943,0.67145168781280518,0.80708539485931396,0.8721662163734436,-7.5436033308506012E-2,-5.2418045699596405E-2,2.3017983883619308E-2,7.139887660741806E-3,1.1273914948105812E-2,1.3867850415408611E-2,1.9273823127150536E-2,2.3017983883619308E-2,2.6762146502733231E-2,3.2168116420507431E-2,3.4762054681777954E-2,0]
[{"$f":"Data[[#This Row],[category]]&Data[[#This Row],[subcategory]]&Data[[#This Row],[delivered]]&Data[[#This Row],[date]]&Data[[#This Row],[hour]]","v":"Climate zones1Net LoadAvg Weekday (any)15"},"Climate zones","1","Net Load",2023,"Avg Weekday (any)","15",41,39.857142857142854,-2.5449965000152588,-2.0978832244873047,0.4471132755279541,0.16728587448596954,66.567939758300781,2.6727497577667236,1,1,0.1719525009393692,0.23272779583930969,0.35938847064971924,0.4471132755279541,0.53483808040618896,0.66149872541427612,0.7222740650177002,-0.10143628716468811,-8.3615630865097046E-2,1.7820658162236214E-2,6.6675371490418911E-3,6.8535353057086468E-3,9.2758648097515106E-3,1.4324197545647621E-2,1.7820658162236214E-2,2.1317116916179657E-2,2.6365449652075768E-2,2.8787780553102493E-2,0]
[{"$f":"Data[[#This Row],[category]]&Data[[#This Row],[subcategory]]&Data[[#This Row],[delivered]]&Data[[#This Row],[date]]&Data[[#This Row],[hour]]","v":"Climate zones1Net LoadAvg Weekday (any)16"},"Climate zones","1","Net Load",2023,"Avg Weekday (any)","16",41,39.857142857142854,-2.7127542495727539,-2.5477874279022217,0.1649668961763382,0.16068041324615479,66.790069580078125,1.0266770124435425,0,0,-9.9328860640525818E-2,-4.0953338146209717E-2,8.0706007778644562E-2,0.1649668961763382,0.24922779202461243,0.37088713049888611,0.4292626678943634,-0.10812263190746307,-0.10154752433300018,6.5751089714467525E-3,6.4042620360851288E-3,-3.9589647203683853E-3,-1.6322830924764276E-3,3.2167108729481697E-3,6.5751089714467525E-3,9.93350800126791E-3,1.4782501384615898E-2,1.7109183594584465E-2,0]
[{"$f":"Data[[#This Row],[category]]&Data[[#This Row],[subcategory]]&Data[[#This Row],[delivered]]&Data[[#This Row],[date]]&Data[[#This Row],[hour]]","v":"Climate zones1Net LoadAvg Weekday (any)17"},"Climate zones","1","Net Load",2023,"Avg Weekday (any)","17",41,39.857142857142854,-2.8074302673339844,-3.139451265335083,-0.33202090859413147,0.16141000390052795,67.058792114257813,-2.0570032596588135,1,1,-0.59751671552658081,-0.53887617588043213,-0.41666439175605774,-0.33202090859413147,-0.2473774254322052,-0.1251656711101532,-6.6525079309940338E-2,-0.11189614981412888,-0.12512955069541931,-1.3233404606580734E-2,6.4333416521549225E-3,-2.3815309628844261E-2,-2.1478064358234406E-2,-1.6607051715254784E-2,-1.3233404606580734E-2,-9.8597574979066849E-3,-4.9887462519109249E-3,-2.6514995843172073E-3,0]
[{"$f":"Data[[#This Row],[category]]&Data[[#This Row],[subcategory]]&Data[[#This Row],[delivered]]&Data[[#This Row],[date]]&Data[[#This Row],[hour]]","v":"Climate zones1Net LoadAvg Weekday (any)18"},"Climate zones","1","Net Load",2023,"Avg Weekday (any)","18",41,39.857142857142854,-1.8579390048980713,-2.4180488586425781,-0.56010973453521729,0.14650124311447144,66.191635131835938,-3.8232421875,1,1,-0.80108284950256348,-0.74785864353179932,-0.63693505525588989,-0.56010973453521729,-0.48328441381454468,-0.37236082553863525,-0.31913661956787109,-7.4052140116691589E-2,-9.6376515924930573E-2,-2.2324373945593834E-2,5.8391210623085499E-3,-3.1928874552249908E-2,-2.9807507991790771E-2,-2.538641169667244E-2,-2.2324373945593834E-2,-1.9262336194515228E-2,-1.4841238968074322E-2,-1.2719874270260334E-2,0]
[{"$f":"Data[[#This Row],[category]]&Data[[#This Row],[subcategory]]&Data[[#This Row],[delivered]]&Data[[#This Row],[date]]&Data[[#This Row],[hour]]","v":"Climate zones1Net LoadAvg Weekday (any)19"},"Climate zones","1","Net Load",2023,"Avg Weekday (any)","19",41,39.857142857142854,-0.80443376302719116,-2.7389633655548096,-1.9345296621322632,0.28545442223548889,64.948173522949219,-6.7770175933837891,1,1,-2.4040603637695313,-2.3003542423248291,-2.0842220783233643,-1.9345296621322632,-1.7848372459411621,-1.5687050819396973,-1.4649989604949951,-3.2062429934740067E-2,-0.10916725546121597,-7.7104821801185608E-2,1.1377397924661636E-2,-9.5818974077701569E-2,-9.1685548424720764E-2,-8.3071134984493256E-2,-7.7104821801185608E-2,-7.1138516068458557E-2,-6.2524102628231049E-2,-5.8390673249959946E-2,0]
[{"$f":"Data[[#This Row],[category]]&Data[[#This Row],[subcategory]]&Data[[#This Row],[delivered]]&Data[[#This Row],[date]]&Data[[#This Row],[hour]]","v":"Climate zones1Net LoadAvg Weekday (any)20"},"Climate zones","1","Net Load",2023,"Avg Weekday (any)","20",41,39.857142857142854,-0.11276472359895706,-1.9891724586486816,-1.8764077425003052,0.32636487483978271,62.864982604980469,-5.7494168281555176,1,1,-2.4132301807403564,-2.2946610450744629,-2.047553539276123,-1.8764077425003052,-1.7052618265151978,-1.4581543207168579,-1.3395853042602539,-4.4944798573851585E-3,-7.92827308177948E-2,-7.4788250029087067E-2,1.3007971458137035E-2,-9.6184462308883667E-2,-9.1458633542060852E-2,-8.1609636545181274E-2,-7.4788250029087067E-2,-6.7966863512992859E-2,-5.8117866516113281E-2,-5.3392041474580765E-2,0]
[{"$f":"Data[[#This Row],[category]]&Data[[#This Row],[subcategory]]&Data[[#This Row],[delivered]]&Data[[#This Row],[date]]&Data[[#This Row],[hour]]","v":"Climate zones1Net LoadAvg Weekday (any)21"},"Climate zones","1","Net Load",2023,"Avg Weekday (any)","21",41,39.857142857142854,8.5700519382953644E-2,-2.3530662059783936,-2.4387667179107666,0.40719744563102722,60.568813323974609,-5.9891505241394043,1,1,-3.1085469722747803,-2.9606113433837891,-2.6523013114929199,-2.4387667179107666,-2.2252321243286133,-1.9169222116470337,-1.7689864635467529,3.4157778136432171E-3,-9.3786492943763733E-2,-9.7202271223068237E-2,1.6229726374149323E-2,-0.12389779835939407,-0.11800150573253632,-0.10571315139532089,-9.7202271223068237E-2,-8.8691391050815582E-2,-7.6403044164180756E-2,-7.0506744086742401E-2,0]
[{"$f":"Data[[#This Row],[category]]&Data[[#This Row],[subcategory]]&Data[[#This Row],[delivered]]&Data[[#This Row],[date]]&Data[[#This Row],[hour]]","v":"Climate zones1Net LoadAvg Weekday (any)22"},"Climate zones","1","Net Load",2023,"Avg Weekday (any)","22",41,39.857142857142854,0.58027350902557373,1.5294425487518311,0.94916898012161255,0.28684261441230774,58.75958251953125,3.3090236186981201,1,1,0.47735485434532166,0.58156538009643555,0.79874855279922485,0.94916898012161255,1.0995893478393555,1.3167725801467896,1.4209830760955811,2.3128043860197067E-2,6.0959208756685257E-2,3.783116489648819E-2,1.1432726867496967E-2,1.9026000052690506E-2,2.3179534822702408E-2,3.1835835427045822E-2,3.783116489648819E-2,4.3826490640640259E-2,5.2482791244983673E-2,5.6636326014995575E-2,0]
[{"$f":"Data[[#This Row],[category]]&Data[[#This Row],[subcategory]]&Data[[#This Row],[delivered]]&Data[[#This Row],[date]]&Data[[#This Row],[hour]]","v":"Climate zones1Net LoadAvg Weekday (any)23"},"Climate zones","1","Net Load",2023,"Avg Weekday (any)","23",41,39.857142857142854,0.37804701924324036,0.88003486394882202,0.50198781490325928,0.15364463627338409,57.886322021484375,3.2672004699707031,1,1,0.24926488101482391,0.30508428812026978,0.42141649127006531,0.50198781490325928,0.58255916833877563,0.69889134168624878,0.75471073389053345,1.5067874453961849E-2,3.5075675696134567E-2,2.0007800310850143E-2,6.1238361522555351E-3,9.9349860101938248E-3,1.2159788049757481E-2,1.6796456649899483E-2,2.0007800310850143E-2,2.3219143971800804E-2,2.7855811640620232E-2,3.0080612748861313E-2,0]
[{"$f":"Data[[#This Row],[category]]&Data[[#This Row],[subcategory]]&Data[[#This Row],[delivered]]&Data[[#This Row],[date]]&Data[[#This Row],[hour]]","v":"Climate zones1Net LoadAvg Weekday (any)24"},"Climate zones","1","Net Load",2023,"Avg Weekday (any)","24",41,39.857142857142854,0.28856965899467468,0.66006970405578613,0.37150001525878906,0.12337379902601242,57.25653076171875,3.011174201965332,1,1,0.16856817901134491,0.21339012682437897,0.30680271983146667,0.37150001525878906,0.43619731068611145,0.52960991859436035,0.57443183660507202,1.1501561850309372E-2,2.6308491826057434E-2,1.4806929044425488E-2,4.9173273146152496E-3,6.718645803630352E-3,8.5051208734512329E-3,1.2228279374539852E-2,1.4806929044425488E-2,1.7385577782988548E-2,2.1108739078044891E-2,2.2895211353898048E-2,0]
[{"$f":"Data[[#This Row],[category]]&Data[[#This Row],[subcategory]]&Data[[#This Row],[delivered]]&Data[[#This Row],[date]]&Data[[#This Row],[hour]]","v":"Climate zones1Net LoadAvg Weekday (any)Event Window"},"Climate zones","1","Net Load",2023,"Avg Weekday (any)","Event Window",41,39.857142857142854,-0.49930378794670105,-2.7940993309020996,-2.2947955131530762,0.36572661995887756,63.029994964599609,-6.2746200561523438,1,1,-2.8963623046875,-2.7634930610656738,-2.4865827560424805,-2.2947955131530762,-2.1030082702636719,-1.8260979652404785,-1.6932287216186523,-1.9900823011994362E-2,-0.11136481910943985,-9.146399050951004E-2,1.4576817862689495E-2,-0.1154407262802124,-0.11014493554830551,-9.9108085036277771E-2,-9.146399050951004E-2,-8.3819903433322906E-2,-7.2783045470714569E-2,-6.7487262189388275E-2,0]
[{"$f":"Data[[#This Row],[category]]&Data[[#This Row],[subcategory]]&Data[[#This Row],[delivered]]&Data[[#This Row],[date]]&Data[[#This Row],[hour]]","v":"Climate zones1End Use Load7/20/20231"},"Climate zones","1","End Use Load",2023,"7/20/2023","1",34,39,8.2470588386058807E-2,4.1176468133926392E-2,-4.1294120252132416E-2,7.338259369134903E-2,58.5,-0.56272363662719727,0,0,-0.16199775040149689,-0.13533769547939301,-7.9775989055633545E-2,-4.1294120252132416E-2,-2.812250517308712E-3,5.2749458700418472E-2,7.9409502446651459E-2,3.2163530122488737E-3,1.6058823093771935E-3,-1.6104707028716803E-3,2.8619212098419666E-3,-6.3179121352732182E-3,-5.278170108795166E-3,-3.1112635042518377E-3,-1.6104707028716803E-3,-1.0967777052428573E-4,2.0572289358824492E-3,3.096970496699214E-3,0]
[{"$f":"Data[[#This Row],[category]]&Data[[#This Row],[subcategory]]&Data[[#This Row],[delivered]]&Data[[#This Row],[date]]&Data[[#This Row],[hour]]","v":"Climate zones1End Use Load7/20/20232"},"Climate zones","1","End Use Load",2023,"7/20/2023","2",34,39,3.005882166326046E-2,1.705881766974926E-2,-1.3000015169382095E-2,0.18096575140953064,58,-7.1836881339550018E-2,0,0,-0.31066218018531799,-0.24491696059703827,-0.10789854824542999,-1.3000015169382095E-2,8.1898517906665802E-2,0.21891692280769348,0.2846621572971344,1.1722940253093839E-3,6.6529389005154371E-4,-5.0700060091912746E-4,7.0576644502580166E-3,-1.2115824967622757E-2,-9.5517616719007492E-3,-4.2080432176589966E-3,-5.0700060091912746E-4,3.1940422486513853E-3,8.537760004401207E-3,1.1101824231445789E-2,0]
[{"$f":"Data[[#This Row],[category]]&Data[[#This Row],[subcategory]]&Data[[#This Row],[delivered]]&Data[[#This Row],[date]]&Data[[#This Row],[hour]]","v":"Climate zones1End Use Load7/20/20233"},"Climate zones","1","End Use Load",2023,"7/20/2023","3",34,39,-0.14747059345245361,1.4411764219403267E-2,0.16188235580921173,0.26414820551872253,58,0.61284667253494263,0,0,-0.27260276675224304,-0.1766371876001358,2.33629010617733E-2,0.16188235580921173,0.30040180683135986,0.50040191411972046,0.5963674783706665,-5.7513532228767872E-3,5.6205881992354989E-4,6.3134119845926762E-3,1.0301779955625534E-2,-1.0631508193910122E-2,-6.8888501264154911E-3,9.1115315444767475E-4,6.3134119845926762E-3,1.1715670116245747E-2,1.9515674561262131E-2,2.3258332163095474E-2,0]
[{"$f":"Data[[#This Row],[category]]&Data[[#This Row],[subcategory]]&Data[[#This Row],[delivered]]&Data[[#This Row],[date]]&Data[[#This Row],[hour]]","v":"Climate zones1End Use Load7/20/20234"},"Climate zones","1","End Use Load",2023,"7/20/2023","4",34,39,-0.20170588791370392,-0.15147058665752411,5.0235290080308914E-2,0.13981971144676208,58,0.35928618907928467,0,0,-0.17974767088890076,-0.12895087897777557,-2.3086238652467728E-2,5.0235290080308914E-2,0.12355681508779526,0.229421466588974,0.28021824359893799,-7.8665297478437424E-3,-5.907353013753891E-3,1.9591762684285641E-3,5.4529686458408833E-3,-7.010159082710743E-3,-5.0290841609239578E-3,-9.0036331675946712E-4,1.9591762684285641E-3,4.8187156207859516E-3,8.9474376291036606E-3,1.0928511619567871E-2,0]
[{"$f":"Data[[#This Row],[category]]&Data[[#This Row],[subcategory]]&Data[[#This Row],[delivered]]&Data[[#This Row],[date]]&Data[[#This Row],[hour]]","v":"Climate zones1End Use Load7/20/20235"},"Climate zones","1","End Use Load",2023,"7/20/2023","5",34,39,-0.17117646336555481,-0.12705881893634796,4.4117648154497147E-2,3.0385630205273628E-2,57,1.4519246816635132,0,0,-5.8622658252716064E-3,5.1768962293863297E-3,2.8183408081531525E-2,4.4117648154497147E-2,6.0051888227462769E-2,8.3058401942253113E-2,9.40975621342659E-2,-6.6758822649717331E-3,-4.9552940763533115E-3,1.7205883050337434E-3,1.1850395239889622E-3,-2.2862837067805231E-4,2.0189894712530077E-4,1.0991529561579227E-3,1.7205883050337434E-3,2.342023653909564E-3,3.2392777502536774E-3,3.6698048934340477E-3,0]
[{"$f":"Data[[#This Row],[category]]&Data[[#This Row],[subcategory]]&Data[[#This Row],[delivered]]&Data[[#This Row],[date]]&Data[[#This Row],[hour]]","v":"Climate zones1End Use Load7/20/20236"},"Climate zones","1","End Use Load",2023,"7/20/2023","6",34,39,-0.16276469826698303,-0.12705881893634796,3.5705883055925369E-2,2.6631321758031845E-2,57,1.3407477140426636,0,0,-8.0987429246306419E-3,1.576470909640193E-3,2.1740404888987541E-2,3.5705883055925369E-2,4.9671363085508347E-2,6.9835297763347626E-2,7.9510509967803955E-2,-6.3478234224021435E-3,-4.9552940763533115E-3,1.3925294624641538E-3,1.0386215290054679E-3,-3.1585097895003855E-4,6.148236570879817E-5,8.4787578089162707E-4,1.3925294624641538E-3,1.9371832022443414E-3,2.7235765010118484E-3,3.1009099911898375E-3,0]
[{"$f":"Data[[#This Row],[category]]&Data[[#This Row],[subcategory]]&Data[[#This Row],[delivered]]&Data[[#This Row],[date]]&Data[[#This Row],[hour]]","v":"Climate zones1End Use Load7/20/20237"},"Climate zones","1","End Use Load",2023,"7/20/2023","7",34,39,-0.18899999558925629,-0.17558823525905609,1.3411764055490494E-2,6.0071941465139389E-2,57,0.22326169908046722,0,0,-8.5397787392139435E-2,-6.3573524355888367E-2,-1.8089992925524712E-2,1.3411764055490494E-2,4.491351917386055E-2,9.0397052466869354E-2,0.11222131550312042,-7.3710000142455101E-3,-6.8479413166642189E-3,5.2305881399661303E-4,2.3428057320415974E-3,-3.3305136021226645E-3,-2.4793674238026142E-3,-7.0550973759964108E-4,5.2305881399661303E-4,1.7516271909698844E-3,3.5254850517958403E-3,4.3766312301158905E-3,0]
[{"$f":"Data[[#This Row],[category]]&Data[[#This Row],[subcategory]]&Data[[#This Row],[delivered]]&Data[[#This Row],[date]]&Data[[#This Row],[hour]]","v":"Climate zones1End Use Load7/20/20238"},"Climate zones","1","End Use Load",2023,"7/20/2023","8",34,39,-3.1058823689818382E-2,-0.22117647528648376,-0.19011764228343964,7.3027819395065308E-2,57,-2.6033592224121094,1,1,-0.31023770570755005,-0.28370654582977295,-0.22841346263885498,-0.19011764228343964,-0.15182182192802429,-9.6528723835945129E-2,-6.9997571408748627E-2,-1.2112940894439816E-3,-8.6258826777338982E-3,-7.414588239043951E-3,2.8480850160121918E-3,-1.2099270708858967E-2,-1.1064555495977402E-2,-8.908124640583992E-3,-7.414588239043951E-3,-5.9210509061813354E-3,-3.7646202836185694E-3,-2.7299053035676479E-3,0]
[{"$f":"Data[[#This Row],[category]]&Data[[#This Row],[subcategory]]&Data[[#This Row],[delivered]]&Data[[#This Row],[date]]&Data[[#This Row],[hour]]","v":"Climate zones1End Use Load7/20/20239"},"Climate zones","1","End Use Load",2023,"7/20/2023","9",34,39,0.39858824014663696,0.2508823573589325,-0.14770588278770447,5.3652085363864899E-2,57,-2.7530314922332764,1,1,-0.23595571517944336,-0.21646378934383392,-0.1758410632610321,-0.14770588278770447,-0.11957070231437683,-7.8947968780994415E-2,-5.9456054121255875E-2,1.5544941648840904E-2,9.7844116389751434E-3,-5.7605295442044735E-3,2.0924312993884087E-3,-9.2022726312279701E-3,-8.4420880302786827E-3,-6.8578016944229603E-3,-5.7605295442044735E-3,-4.6632573939859867E-3,-3.0789708252996206E-3,-2.3187862243503332E-3,0]
[{"$f":"Data[[#This Row],[category]]&Data[[#This Row],[subcategory]]&Data[[#This Row],[delivered]]&Data[[#This Row],[date]]&Data[[#This Row],[hour]]","v":"Climate zones1End Use Load7/20/202310"},"Climate zones","1","End Use Load",2023,"7/20/2023","10",34,39,0.83152943849563599,0.58088237047195435,-0.25064706802368164,7.6444976031780243E-2,57.5,-3.2787904739379883,1,1,-0.37638786435127258,-0.34861525893211365,-0.29073485732078552,-0.25064706802368164,-0.21055927872657776,-0.15267889201641083,-0.1249062716960907,3.2429646700620651E-2,2.2654412314295769E-2,-9.7752353176474571E-3,2.9813540168106556E-3,-1.4679126441478729E-2,-1.3595995493233204E-2,-1.1338659562170506E-2,-9.7752353176474571E-3,-8.2118120044469833E-3,-5.9544770047068596E-3,-4.8713446594774723E-3,0]
[{"$f":"Data[[#This Row],[category]]&Data[[#This Row],[subcategory]]&Data[[#This Row],[delivered]]&Data[[#This Row],[date]]&Data[[#This Row],[hour]]","v":"Climate zones1End Use Load7/20/202311"},"Climate zones","1","End Use Load",2023,"7/20/2023","11",34,39,1.348058819770813,1.1232353448867798,-0.22482351958751678,0.18813633918762207,58,-1.1950031518936157,0,0,-0.53428024053573608,-0.46592992544174194,-0.32348230481147766,-0.22482351958751678,-0.12616471946239471,1.6282901167869568E-2,8.4633223712444305E-2,5.2574295550584793E-2,4.3806176632642746E-2,-8.7681170552968979E-3,7.3373173363506794E-3,-2.0836928859353065E-2,-1.8171267583966255E-2,-1.261581014841795E-2,-8.7681170552968979E-3,-4.9204239621758461E-3,6.3503312412649393E-4,3.3006956800818443E-3,0]
[{"$f":"Data[[#This Row],[category]]&Data[[#This Row],[subcategory]]&Data[[#This Row],[delivered]]&Data[[#This Row],[date]]&Data[[#This Row],[hour]]","v":"Climate zones1End Use Load7/20/202312"},"Climate zones","1","End Use Load",2023,"7/20/2023","12",34,39,1.880058765411377,1.3285293579101563,-0.5515294075012207,0.20771756768226624,60,-2.655189037322998,1,1,-0.89319437742233276,-0.81773018836975098,-0.66045659780502319,-0.5515294075012207,-0.44260221719741821,-0.28532862663269043,-0.20986440777778625,7.3322288691997528E-2,5.1812645047903061E-2,-2.1509647369384766E-2,8.100985549390316E-3,-3.4834582358598709E-2,-3.1891476362943649E-2,-2.5757808238267899E-2,-2.1509647369384766E-2,-1.7261486500501633E-2,-1.1127816513180733E-2,-8.1847114488482475E-3,0]
[{"$f":"Data[[#This Row],[category]]&Data[[#This Row],[subcategory]]&Data[[#This Row],[delivered]]&Data[[#This Row],[date]]&Data[[#This Row],[hour]]","v":"Climate zones1End Use Load7/20/202313"},"Climate zones","1","End Use Load",2023,"7/20/2023","13",34,39,1.7534705400466919,1.2161765098571777,-0.53729408979415894,0.16966181993484497,61,-3.1668531894683838,1,1,-0.81636297702789307,-0.75472444295883179,-0.62626481056213379,-0.53729408979415894,-0.44832333922386169,-0.3198637068271637,-0.25822523236274719,6.8385347723960876E-2,4.7430884093046188E-2,-2.0954469218850136E-2,6.6168108023703098E-3,-3.1838156282901764E-2,-2.943425253033638E-2,-2.4424327537417412E-2,-2.0954469218850136E-2,-1.748461090028286E-2,-1.2474684976041317E-2,-1.0070784017443657E-2,0]
[{"$f":"Data[[#This Row],[category]]&Data[[#This Row],[subcategory]]&Data[[#This Row],[delivered]]&Data[[#This Row],[date]]&Data[[#This Row],[hour]]","v":"Climate zones1End Use Load7/20/202314"},"Climate zones","1","End Use Load",2023,"7/20/2023","14",34,39,1.3179999589920044,1.7564705610275269,0.43847057223320007,0.23237764835357666,62.5,1.8868879079818726,1,0,5.6243356317281723E-2,0.14066663384437561,0.31661161780357361,0.43847057223320007,0.56032955646514893,0.73627454042434692,0.82069778442382813,5.1401998847723007E-2,6.8502351641654968E-2,1.7100352793931961E-2,9.0627279132604599E-3,2.1934909746050835E-3,5.4859989322721958E-3,1.2347852811217308E-2,1.7100352793931961E-2,2.1852852776646614E-2,2.8714707121253014E-2,3.2007213681936264E-2,0]
[{"$f":"Data[[#This Row],[category]]&Data[[#This Row],[subcategory]]&Data[[#This Row],[delivered]]&Data[[#This Row],[date]]&Data[[#This Row],[hour]]","v":"Climate zones1End Use Load7/20/202315"},"Climate zones","1","End Use Load",2023,"7/20/2023","15",34,39,0.69041174650192261,1.309999942779541,0.61958825588226318,0.18409080803394318,64,3.365666389465332,1,1,0.31678581237792969,0.38366639614105225,0.52305096387863159,0.61958825588226318,0.71612554788589478,0.85551011562347412,0.92239069938659668,2.6926057413220406E-2,5.1089998334646225E-2,2.4163942784070969E-2,7.1795415133237839E-3,1.2354646809399128E-2,1.4962989836931229E-2,2.0398987457156181E-2,2.4163942784070969E-2,2.7928896248340607E-2,3.3364895731210709E-2,3.5973235964775085E-2,0]
[{"$f":"Data[[#This Row],[category]]&Data[[#This Row],[subcategory]]&Data[[#This Row],[delivered]]&Data[[#This Row],[date]]&Data[[#This Row],[hour]]","v":"Climate zones1End Use Load7/20/202316"},"Climate zones","1","End Use Load",2023,"7/20/2023","16",34,39,0.23370587825775146,0.89705884456634521,0.66335296630859375,0.2042408287525177,64,3.2478959560394287,1,1,0.32740670442581177,0.40160781145095825,0.55624896287918091,0.66335296630859375,0.77045696973800659,0.92509812116622925,0.99929922819137573,9.1145290061831474E-3,3.4985296428203583E-2,2.5870766490697861E-2,7.9653924331068993E-3,1.2768861837685108E-2,1.5662705525755882E-2,2.169371023774147E-2,2.5870766490697861E-2,3.0047822743654251E-2,3.607882559299469E-2,3.8972668349742889E-2,0]
[{"$f":"Data[[#This Row],[category]]&Data[[#This Row],[subcategory]]&Data[[#This Row],[delivered]]&Data[[#This Row],[date]]&Data[[#This Row],[hour]]","v":"Climate zones1End Use Load7/20/202317"},"Climate zones","1","End Use Load",2023,"7/20/2023","17",34,39,-1.0362353324890137,-0.85117644071578979,0.1850588321685791,0.20088702440261841,66,0.92120850086212158,0,0,-0.14537091553211212,-7.2388246655464172E-2,7.9713575541973114E-2,0.1850588321685791,0.29040408134460449,0.44250592589378357,0.51548856496810913,-4.0413178503513336E-2,-3.319588303565979E-2,7.2172945365309715E-3,7.834593765437603E-3,-5.6694657541811466E-3,-2.8231416363269091E-3,3.1088294927030802E-3,7.2172945365309715E-3,1.1325758881866932E-2,1.7257731407880783E-2,2.0104054361581802E-2,0]
[{"$f":"Data[[#This Row],[category]]&Data[[#This Row],[subcategory]]&Data[[#This Row],[delivered]]&Data[[#This Row],[date]]&Data[[#This Row],[hour]]","v":"Climate zones1End Use Load7/20/202318"},"Climate zones","1","End Use Load",2023,"7/20/2023","18",34,39,-1.212882399559021,-0.81735295057296753,0.39552938938140869,0.31530898809432983,65,1.2544183731079102,0,0,-0.12310774624347687,-8.5553377866744995E-3,0.23018118739128113,0.39552938938140869,0.56087756156921387,0.79961413145065308,0.91416651010513306,-4.7302413731813431E-2,-3.1876765191555023E-2,1.5425645746290684E-2,1.2297050096094608E-2,-4.8012020997703075E-3,-3.3365818671882153E-4,8.9770667254924774E-3,1.5425645746290684E-2,2.187422476708889E-2,3.1184950843453407E-2,3.5652492195367813E-2,0]
[{"$f":"Data[[#This Row],[category]]&Data[[#This Row],[subcategory]]&Data[[#This Row],[delivered]]&Data[[#This Row],[date]]&Data[[#This Row],[hour]]","v":"Climate zones1End Use Load7/20/202319"},"Climate zones","1","End Use Load",2023,"7/20/2023","19",34,39,-0.98241174221038818,-0.58529412746429443,0.39711764454841614,0.21611562371253967,64.5,1.8375239372253418,1,0,4.1639078408479691E-2,0.12015432864427567,0.28378650546073914,0.39711764454841614,0.51044881343841553,0.67408096790313721,0.75259619951248169,-3.8314059376716614E-2,-2.282647043466568E-2,1.5487588010728359E-2,8.428509347140789E-3,1.6239240067079663E-3,4.686018917709589E-3,1.1067673563957214E-2,1.5487588010728359E-2,1.9907504320144653E-2,2.6289157569408417E-2,2.9351251199841499E-2,0]
[{"$f":"Data[[#This Row],[category]]&Data[[#This Row],[subcategory]]&Data[[#This Row],[delivered]]&Data[[#This Row],[date]]&Data[[#This Row],[hour]]","v":"Climate zones1End Use Load7/20/202320"},"Climate zones","1","End Use Load",2023,"7/20/2023","20",34,39,-0.579764723777771,-0.33529412746429443,0.24447059631347656,9.8305247724056244E-2,63,2.4868519306182861,1,1,8.277285099029541E-2,0.11848735064268112,0.19291926920413971,0.24447059631347656,0.29602190852165222,0.37045383453369141,0.40616834163665771,-2.2610824555158615E-2,-1.3076471164822578E-2,9.5343533903360367E-3,3.833904629573226E-3,3.2281412277370691E-3,4.6210065484046936E-3,7.5238514691591263E-3,9.5343533903360367E-3,1.1544854380190372E-2,1.4447699300944805E-2,1.5840565785765648E-2,0]
[{"$f":"Data[[#This Row],[category]]&Data[[#This Row],[subcategory]]&Data[[#This Row],[delivered]]&Data[[#This Row],[date]]&Data[[#This Row],[hour]]","v":"Climate zones1End Use Load7/20/202321"},"Climate zones","1","End Use Load",2023,"7/20/2023","21",34,39,-0.72217649221420288,-3.5035293102264404,-2.7813529968261719,0.49870288372039795,61.5,-5.5771746635437012,1,1,-3.6016461849212646,-3.420466423034668,-3.0428731441497803,-2.7813529968261719,-2.5198328495025635,-2.1422395706176758,-1.9610598087310791,-2.8164884075522423E-2,-0.13663764297962189,-0.10847276449203491,1.9449412822723389E-2,-0.14046420156955719,-0.13339819014072418,-0.11867205053567886,-0.10847276449203491,-9.8273478448390961E-2,-8.3547346293926239E-2,-7.6481334865093231E-2,0]
[{"$f":"Data[[#This Row],[category]]&Data[[#This Row],[subcategory]]&Data[[#This Row],[delivered]]&Data[[#This Row],[date]]&Data[[#This Row],[hour]]","v":"Climate zones1End Use Load7/20/202322"},"Climate zones","1","End Use Load",2023,"7/20/2023","22",34,39,-0.28188234567642212,0.12852941453456879,0.41041174530982971,0.2231825590133667,59,1.8389060497283936,1,0,4.3309103697538376E-2,0.12439178675413132,0.2933746874332428,0.41041174530982971,0.52744877338409424,0.69643169641494751,0.77751439809799194,-1.0993411764502525E-2,5.0126472488045692E-3,1.600605808198452E-2,8.7041193619370461E-3,1.6890550032258034E-3,4.8512797802686691E-3,1.1441612616181374E-2,1.600605808198452E-2,2.0570501685142517E-2,2.7160836383700371E-2,3.0323062092065811E-2,0]
[{"$f":"Data[[#This Row],[category]]&Data[[#This Row],[subcategory]]&Data[[#This Row],[delivered]]&Data[[#This Row],[date]]&Data[[#This Row],[hour]]","v":"Climate zones1End Use Load7/20/202323"},"Climate zones","1","End Use Load",2023,"7/20/2023","23",34,39,-0.50152939558029175,-0.4888235330581665,1.2705880217254162E-2,8.9262053370475769E-2,59,0.14234358072280884,0,0,-0.13411712646484375,-0.10168804228305817,-3.4103184938430786E-2,1.2705880217254162E-2,5.9514947235584259E-2,0.12709979712963104,0.15952889621257782,-1.9559646025300026E-2,-1.9064117223024368E-2,4.9552932614460588E-4,3.4812199883162975E-3,-5.2305678837001324E-3,-3.9658336900174618E-3,-1.3300242135301232E-3,4.9552932614460588E-4,2.321082865819335E-3,4.9568922258913517E-3,6.2216268852353096E-3,0]
[{"$f":"Data[[#This Row],[category]]&Data[[#This Row],[subcategory]]&Data[[#This Row],[delivered]]&Data[[#This Row],[date]]&Data[[#This Row],[hour]]","v":"Climate zones1End Use Load7/20/202324"},"Climate zones","1","End Use Load",2023,"7/20/2023","24",34,39,-0.52882355451583862,-0.41235294938087463,0.1164705902338028,7.0877768099308014E-2,58.5,1.6432598829269409,0,0,-1.1296369484625757E-4,2.5637075304985046E-2,7.930225133895874E-2,0.1164705902338028,0.15363892912864685,0.20730410516262054,0.23305414617061615,-2.062411792576313E-2,-1.6081765294075012E-2,4.5423530973494053E-3,2.7642329223453999E-3,-4.4055841499357484E-6,9.9984591361135244E-4,3.0927876941859722E-3,4.5423530973494053E-3,5.9919180348515511E-3,8.084859699010849E-3,9.0891113504767418E-3,0]
[{"$f":"Data[[#This Row],[category]]&Data[[#This Row],[subcategory]]&Data[[#This Row],[delivered]]&Data[[#This Row],[date]]&Data[[#This Row],[hour]]","v":"Climate zones1End Use Load7/20/2023Event Window"},"Climate zones","1","End Use Load",2023,"7/20/2023","Event Window",34,39,-0.72217649221420288,-3.5035293102264404,-2.7813529968261719,0.49870288372039795,61.5,-5.5771746635437012,1,1,-3.6016461849212646,-3.420466423034668,-3.0428731441497803,-2.7813529968261719,-2.5198328495025635,-2.1422395706176758,-1.9610598087310791,-2.8164884075522423E-2,-0.13663764297962189,-0.10847276449203491,1.9449412822723389E-2,-0.14046420156955719,-0.13339819014072418,-0.11867205053567886,-0.10847276449203491,-9.8273478448390961E-2,-8.3547346293926239E-2,-7.6481334865093231E-2,0]
[{"$f":"Data[[#This Row],[category]]&Data[[#This Row],[subcategory]]&Data[[#This Row],[delivered]]&Data[[#This Row],[date]]&Data[[#This Row],[hour]]","v":"Climate zones1End Use Load7/25/20231"},"Climate zones","1","End Use Load",2023,"7/25/2023","1",34,39,0.19421772658824921,0.12705881893634796,-6.7158907651901245E-2,8.8558167219161987E-2,57.5,-0.75835925340652466,0,0,-0.21282413601875305,-0.18065077066421509,-0.11359885334968567,-6.7158907651901245E-2,-2.0718960091471672E-2,4.6332951635122299E-2,7.8506313264369965E-2,7.5744912028312683E-3,4.9552940763533115E-3,-2.6191973593086004E-3,3.4537685569375753E-3,-8.3001414313912392E-3,-7.0453798398375511E-3,-4.430355504155159E-3,-2.6191973593086004E-3,-8.0803944729268551E-4,1.8069851212203503E-3,3.061746247112751E-3,0]
[{"$f":"Data[[#This Row],[category]]&Data[[#This Row],[subcategory]]&Data[[#This Row],[delivered]]&Data[[#This Row],[date]]&Data[[#This Row],[hour]]","v":"Climate zones1End Use Load7/25/20232"},"Climate zones","1","End Use Load",2023,"7/25/2023","2",34,39,9.7899921238422394E-2,-7.4705883860588074E-2,-0.17260581254959106,0.13359637558460236,58,-1.2919946908950806,0,0,-0.39235228300094604,-0.34381645917892456,-0.24266381561756134,-0.17260581254959106,-0.10254780203104019,-1.3951682485640049E-3,4.7140669077634811E-2,3.8180968258529902E-3,-2.9135295189917088E-3,-6.7316265776753426E-3,5.2102585323154926E-3,-1.5301738865673542E-2,-1.340884156525135E-2,-9.463888593018055E-3,-6.7316265776753426E-3,-3.9993640966713428E-3,-5.441156099550426E-5,1.8384860595688224E-3,0]
[{"$f":"Data[[#This Row],[category]]&Data[[#This Row],[subcategory]]&Data[[#This Row],[delivered]]&Data[[#This Row],[date]]&Data[[#This Row],[hour]]","v":"Climate zones1End Use Load7/25/20233"},"Climate zones","1","End Use Load",2023,"7/25/2023","3",34,39,-5.0058823078870773E-2,-0.22558823227882385,-0.17552942037582397,0.11471701413393021,57.5,-1.5301079750061035,0,0,-0.36422210931777954,-0.32254520058631897,-0.23568707704544067,-0.17552942037582397,-0.11537175625562668,-2.8513651341199875E-2,1.3163276016712189E-2,-1.9522941438481212E-3,-8.7979407981038094E-3,-6.845647469162941E-3,4.4739637523889542E-3,-1.4204662293195724E-2,-1.2579263187944889E-2,-9.1917961835861206E-3,-6.845647469162941E-3,-4.499498289078474E-3,-1.1120324488729239E-3,5.1336776232346892E-4,0]
[{"$f":"Data[[#This Row],[category]]&Data[[#This Row],[subcategory]]&Data[[#This Row],[delivered]]&Data[[#This Row],[date]]&Data[[#This Row],[hour]]","v":"Climate zones1End Use Load7/25/20234"},"Climate zones","1","End Use Load",2023,"7/25/2023","4",34,39,-0.13770578801631927,-0.17235293984413147,-3.4647155553102493E-2,2.9291661456227303E-2,57,-1.1828334331512451,0,0,-8.2827650010585785E-2,-7.2185933589935303E-2,-5.0007719546556473E-2,-3.4647155553102493E-2,-1.9286593422293663E-2,2.8916189912706614E-3,1.3533339835703373E-2,-5.3705256432294846E-3,-6.7217648029327393E-3,-1.3512390432879329E-3,1.1423748219385743E-3,-3.230278380215168E-3,-2.8152514714747667E-3,-1.950301113538444E-3,-1.3512390432879329E-3,-7.5217714766040444E-4,1.127731375163421E-4,5.2780023543164134E-4,0]
[{"$f":"Data[[#This Row],[category]]&Data[[#This Row],[subcategory]]&Data[[#This Row],[delivered]]&Data[[#This Row],[date]]&Data[[#This Row],[hour]]","v":"Climate zones1End Use Load7/25/20235"},"Climate zones","1","End Use Load",2023,"7/25/2023","5",34,39,-0.18482363224029541,-0.2611764669418335,-7.6352842152118683E-2,3.1274482607841492E-2,57.5,-2.4413783550262451,1,1,-0.1277947872877121,-0.11643270403146744,-9.2753194272518158E-2,-7.6352842152118683E-2,-5.9952486306428909E-2,-3.6272980272769928E-2,-2.4910895153880119E-2,-7.2081214748322964E-3,-1.0185882449150085E-2,-2.9777607414871454E-3,1.219704863615334E-3,-4.983996506780386E-3,-4.5408755540847778E-3,-3.6173746921122074E-3,-2.9777607414871454E-3,-2.3381470236927271E-3,-1.4146462781354785E-3,-9.7152491798624396E-4,0]
[{"$f":"Data[[#This Row],[category]]&Data[[#This Row],[subcategory]]&Data[[#This Row],[delivered]]&Data[[#This Row],[date]]&Data[[#This Row],[hour]]","v":"Climate zones1End Use Load7/25/20236"},"Climate zones","1","End Use Load",2023,"7/25/2023","6",34,39,-0.18811765313148499,-0.28705883026123047,-9.8941177129745483E-2,8.9824080467224121E-2,57,-1.1014994382858276,0,0,-0.24668864905834198,-0.2140553742647171,-0.14604496955871582,-9.8941177129745483E-2,-5.1837384700775146E-2,1.6173014417290688E-2,4.8806287348270416E-2,-7.3365885764360428E-3,-1.1195294559001923E-2,-3.8587059825658798E-3,3.5031391307711601E-3,-9.6208574250340462E-3,-8.3481594920158386E-3,-5.6957537308335304E-3,-3.8587059825658798E-3,-2.0216580014675856E-3,6.3074758509173989E-4,1.9034452270716429E-3,0]
[{"$f":"Data[[#This Row],[category]]&Data[[#This Row],[subcategory]]&Data[[#This Row],[delivered]]&Data[[#This Row],[date]]&Data[[#This Row],[hour]]","v":"Climate zones1End Use Load7/25/20237"},"Climate zones","1","End Use Load",2023,"7/25/2023","7",34,39,-0.14011764526367188,-0.32205882668495178,-0.18194116652011871,0.12324001640081406,56,-1.4763156175613403,0,0,-0.38465294241905212,-0.3398796021938324,-0.24656829237937927,-0.18194116652011871,-0.11731404066085815,-2.4002730846405029E-2,2.0770620554685593E-2,-5.4645882919430733E-3,-1.2560294009745121E-2,-7.0957057178020477E-3,4.8063606955111027E-3,-1.5001464635133743E-2,-1.3255304656922817E-2,-9.6161635592579842E-3,-7.0957057178020477E-3,-4.575247410684824E-3,-9.3610648764297366E-4,8.1005418905988336E-4,0]
[{"$f":"Data[[#This Row],[category]]&Data[[#This Row],[subcategory]]&Data[[#This Row],[delivered]]&Data[[#This Row],[date]]&Data[[#This Row],[hour]]","v":"Climate zones1End Use Load7/25/20238"},"Climate zones","1","End Use Load",2023,"7/25/2023","8",34,39,3.1470589339733124E-2,3.4117650240659714E-2,2.6470604352653027E-3,5.3083039820194244E-2,56.5,4.9866408109664917E-2,0,0,-8.4666773676872253E-2,-6.5381594002246857E-2,-2.5189712643623352E-2,2.6470604352653027E-3,3.0483834445476532E-2,7.0675715804100037E-2,8.9960888028144836E-2,1.2273530010133982E-3,1.3305883621796966E-3,1.0323535389034078E-4,2.0702385809272528E-3,-3.3020041882991791E-3,-2.5498822797089815E-3,-9.8239874932914972E-4,1.0323535389034078E-4,1.1888695880770683E-3,2.7563530020415783E-3,3.5084746778011322E-3,0]
[{"$f":"Data[[#This Row],[category]]&Data[[#This Row],[subcategory]]&Data[[#This Row],[delivered]]&Data[[#This Row],[date]]&Data[[#This Row],[hour]]","v":"Climate zones1End Use Load7/25/20239"},"Climate zones","1","End Use Load",2023,"7/25/2023","9",34,39,0.39188235998153687,0.48382353782653809,9.1941177845001221E-2,6.0347508639097214E-2,58.5,1.5235289335250854,0,0,-7.3216408491134644E-3,1.460273377597332E-2,6.0294914990663528E-2,9.1941177845001221E-2,0.12358744442462921,0.16927962005138397,0.19120399653911591,1.5283412300050259E-2,1.8869118764996529E-2,3.5857059992849827E-3,2.3535527288913727E-3,-2.8554399614222348E-4,5.6950660655274987E-4,2.3515017237514257E-3,3.5857059992849827E-3,4.8199105076491833E-3,6.6019049845635891E-3,7.4569559656083584E-3,0]
[{"$f":"Data[[#This Row],[category]]&Data[[#This Row],[subcategory]]&Data[[#This Row],[delivered]]&Data[[#This Row],[date]]&Data[[#This Row],[hour]]","v":"Climate zones1End Use Load7/25/202310"},"Climate zones","1","End Use Load",2023,"7/25/2023","10",34,39,0.90941178798675537,0.9829411506652832,7.352941483259201E-2,0.17652240395545959,60.5,0.41654437780380249,0,0,-0.21682409942150116,-0.15269315242767334,-1.9039023667573929E-2,7.352941483259201E-2,0.16609784960746765,0.29975196719169617,0.36388292908668518,3.5467058420181274E-2,3.833470493555069E-2,2.8676472138613462E-3,6.8843737244606018E-3,-8.456139825284481E-3,-5.955033004283905E-3,-7.4252195190638304E-4,2.8676472138613462E-3,6.47781603038311E-3,1.169032696634531E-2,1.4191433787345886E-2,0]
[{"$f":"Data[[#This Row],[category]]&Data[[#This Row],[subcategory]]&Data[[#This Row],[delivered]]&Data[[#This Row],[date]]&Data[[#This Row],[hour]]","v":"Climate zones1End Use Load7/25/202311"},"Climate zones","1","End Use Load",2023,"7/25/2023","11",34,39,1.5174117088317871,1.4029412269592285,-0.11447058618068695,0.26271912455558777,63,-0.43571469187736511,0,0,-0.54660511016845703,-0.45115870237350464,-0.2522406280040741,-0.11447058618068695,2.3299457505345345E-2,0.22221751511096954,0.31766390800476074,5.9179056435823441E-2,5.4714709520339966E-2,-4.4643529690802097E-3,1.0246045887470245E-2,-2.1317599341273308E-2,-1.7595188692212105E-2,-9.8373843356966972E-3,-4.4643529690802097E-3,9.0867886319756508E-4,8.6664827540516853E-3,1.2388892471790314E-2,0]
[{"$f":"Data[[#This Row],[category]]&Data[[#This Row],[subcategory]]&Data[[#This Row],[delivered]]&Data[[#This Row],[date]]&Data[[#This Row],[hour]]","v":"Climate zones1End Use Load7/25/202312"},"Climate zones","1","End Use Load",2023,"7/25/2023","12",34,39,1.9756470918655396,1.5852941274642944,-0.39035293459892273,0.27114331722259521,64,-1.4396554231643677,0,0,-0.83634400367736816,-0.73783707618713379,-0.53254061937332153,-0.39035293459892273,-0.24816523492336273,-4.286879301071167E-2,5.5638134479522705E-2,7.7050238847732544E-2,6.1826471239328384E-2,-1.5223764814436436E-2,1.0574589483439922E-2,-3.2617416232824326E-2,-2.8775645419955254E-2,-2.0769083872437477E-2,-1.5223764814436436E-2,-9.6784438937902451E-3,-1.6718829283490777E-3,2.1698873024433851E-3,0]
[{"$f":"Data[[#This Row],[category]]&Data[[#This Row],[subcategory]]&Data[[#This Row],[delivered]]&Data[[#This Row],[date]]&Data[[#This Row],[hour]]","v":"Climate zones1End Use Load7/25/202313"},"Climate zones","1","End Use Load",2023,"7/25/2023","13",34,39,1.6315882205963135,1.4005882740020752,-0.23099999129772186,0.23520608246326447,65,-0.9821174144744873,0,0,-0.61787956953048706,-0.53242874145507813,-0.35434219241142273,-0.23099999129772186,-0.10765779763460159,7.0428729057312012E-2,0.15587958693504333,6.363193690776825E-2,5.4622944444417953E-2,-9.0089999139308929E-3,9.1730374842882156E-3,-2.4097302928566933E-2,-2.0764721557497978E-2,-1.3819345273077488E-2,-9.0089999139308929E-3,-4.1986540891230106E-3,2.7467203326523304E-3,6.0793040320277214E-3,0]
[{"$f":"Data[[#This Row],[category]]&Data[[#This Row],[subcategory]]&Data[[#This Row],[delivered]]&Data[[#This Row],[date]]&Data[[#This Row],[hour]]","v":"Climate zones1End Use Load7/25/202314"},"Climate zones","1","End Use Load",2023,"7/25/2023","14",34,39,0.96017646789550781,1.5373529195785522,0.57717645168304443,0.45952075719833374,66,1.2560399770736694,0,0,-0.17866793274879456,-1.1723093688488007E-2,0.33620354533195496,0.57717645168304443,0.8181493878364563,1.1660759449005127,1.333020806312561,3.7446882575750351E-2,5.9956762939691544E-2,2.2509882226586342E-2,1.7921309918165207E-2,-6.9680493324995041E-3,-4.5720065827481449E-4,1.311193872243166E-2,2.2509882226586342E-2,3.1907826662063599E-2,4.5476961880922318E-2,5.1987811923027039E-2,0]
[{"$f":"Data[[#This Row],[category]]&Data[[#This Row],[subcategory]]&Data[[#This Row],[delivered]]&Data[[#This Row],[date]]&Data[[#This Row],[hour]]","v":"Climate zones1End Use Load7/25/202315"},"Climate zones","1","End Use Load",2023,"7/25/2023","15",34,39,0.54917645454406738,0.66352939605712891,0.11435294151306152,0.26347243785858154,67.5,0.43402239680290222,0,0,-0.31902065873146057,-0.22330057621002197,-2.381213940680027E-2,0.11435294151306152,0.25251802802085876,0.45200645923614502,0.54772651195526123,2.1417882293462753E-2,2.587764710187912E-2,4.4597648084163666E-3,1.0275425389409065E-2,-1.2441805563867092E-2,-8.7087228894233704E-3,-9.2867342755198479E-4,4.4597648084163666E-3,9.8482035100460052E-3,1.7628252506256104E-2,2.1361334249377251E-2,0]
[{"$f":"Data[[#This Row],[category]]&Data[[#This Row],[subcategory]]&Data[[#This Row],[delivered]]&Data[[#This Row],[date]]&Data[[#This Row],[hour]]","v":"Climate zones1End Use Load7/25/202316"},"Climate zones","1","End Use Load",2023,"7/25/2023","16",34,39,4.9588236957788467E-2,7.1764707565307617E-2,2.2176463156938553E-2,0.15714357793331146,68,0.14112229645252228,0,0,-0.2363017201423645,-0.17921113967895508,-6.022971123456955E-2,2.2176463156938553E-2,0.10458263754844666,0.22356405854225159,0.28065463900566101,1.9339412683621049E-3,2.7988236397504807E-3,8.6488208035007119E-4,6.128599401563406E-3,-9.2157674953341484E-3,-6.9892345927655697E-3,-2.3489587474614382E-3,8.6488208035007119E-4,4.0787230245769024E-3,8.7189981713891029E-3,1.0945530608296394E-2,0]
[{"$f":"Data[[#This Row],[category]]&Data[[#This Row],[subcategory]]&Data[[#This Row],[delivered]]&Data[[#This Row],[date]]&Data[[#This Row],[hour]]","v":"Climate zones1End Use Load7/25/202317"},"Climate zones","1","End Use Load",2023,"7/25/2023","17",34,39,-1.0306470394134521,-1.1176470518112183,-8.7000004947185516E-2,0.10983330011367798,68,-0.79210954904556274,0,0,-0.26765969395637512,-0.2277570366859436,-0.1445966511964798,-8.7000004947185516E-2,-2.9403366148471832E-2,5.3757034242153168E-2,9.3659698963165283E-2,-4.019523411989212E-2,-4.3588235974311829E-2,-3.3930002246052027E-3,4.2834985069930553E-3,-1.0438728146255016E-2,-8.8825244456529617E-3,-5.639269482344389E-3,-3.3930002246052027E-3,-1.1467313161119819E-3,2.0965242292732E-3,3.6527281627058983E-3,0]
[{"$f":"Data[[#This Row],[category]]&Data[[#This Row],[subcategory]]&Data[[#This Row],[delivered]]&Data[[#This Row],[date]]&Data[[#This Row],[hour]]","v":"Climate zones1End Use Load7/25/202318"},"Climate zones","1","End Use Load",2023,"7/25/2023","18",34,39,-0.98888236284255981,-1.2152941226959229,-0.22641175985336304,0.17671665549278259,67.5,-1.2812135219573975,0,0,-0.51708477735519409,-0.4528832733631134,-0.31908205151557922,-0.22641175985336304,-0.13374145328998566,5.9746649640146643E-5,6.4261272549629211E-2,-3.8566410541534424E-2,-4.7396469861268997E-2,-8.8300583884119987E-3,6.8919495679438114E-3,-2.016630582511425E-2,-1.7662446945905685E-2,-1.2444199994206429E-2,-8.8300583884119987E-3,-5.215916782617569E-3,2.3301192868530052E-6,2.50618951395154E-3,0]
[{"$f":"Data[[#This Row],[category]]&Data[[#This Row],[subcategory]]&Data[[#This Row],[delivered]]&Data[[#This Row],[date]]&Data[[#This Row],[hour]]","v":"Climate zones1End Use Load7/25/202319"},"Climate zones","1","End Use Load",2023,"7/25/2023","19",34,39,-0.83411765098571777,-0.82911765575408936,5.0000087358057499E-3,0.12511360645294189,66.5,3.9963748306035995E-2,0,0,-0.2007935643196106,-0.15533952414989471,-6.0609631240367889E-2,5.0000087358057499E-3,7.0609651505947113E-2,0.16533954441547394,0.21079358458518982,-3.2530587166547775E-2,-3.2335586845874786E-2,1.9500033522490412E-4,4.8794308677315712E-3,-7.830948568880558E-3,-6.0582412406802177E-3,-2.3637756239622831E-3,1.9500033522490412E-4,2.7537764981389046E-3,6.4482423476874828E-3,8.2209501415491104E-3,0]
[{"$f":"Data[[#This Row],[category]]&Data[[#This Row],[subcategory]]&Data[[#This Row],[delivered]]&Data[[#This Row],[date]]&Data[[#This Row],[hour]]","v":"Climate zones1End Use Load7/25/202320"},"Climate zones","1","End Use Load",2023,"7/25/2023","20",34,39,-0.4923529326915741,-1.6282353401184082,-1.1358823776245117,0.22845947742462158,64.5,-4.9719204902648926,1,1,-1.5116647481918335,-1.4286649227142334,-1.2556866407394409,-1.1358823776245117,-1.0160781145095825,-0.84309977293014526,-0.76010000705718994,-1.9201764836907387E-2,-6.3501179218292236E-2,-4.42994125187397E-2,8.909919299185276E-3,-5.8954924345016479E-2,-5.5717930197715759E-2,-4.8971779644489288E-2,-4.42994125187397E-2,-3.9627045392990112E-2,-3.2880891114473343E-2,-2.9643900692462921E-2,0]
[{"$f":"Data[[#This Row],[category]]&Data[[#This Row],[subcategory]]&Data[[#This Row],[delivered]]&Data[[#This Row],[date]]&Data[[#This Row],[hour]]","v":"Climate zones1End Use Load7/25/202321"},"Climate zones","1","End Use Load",2023,"7/25/2023","21",34,39,-0.6622353196144104,-4.7376470565795898,-4.0754117965698242,0.66506564617156982,63,-6.1278338432312012,1,1,-5.1693472862243652,-4.9277276992797852,-4.4241724014282227,-4.0754117965698242,-3.7266509532928467,-3.2230958938598633,-2.9814760684967041,-2.5827176868915558E-2,-0.18476822972297668,-0.15894106030464172,2.5937560945749283E-2,-0.20160454511642456,-0.19218137860298157,-0.17254272103309631,-0.15894106030464172,-0.14533938467502594,-0.12570074200630188,-0.11627756804227829,0]
[{"$f":"Data[[#This Row],[category]]&Data[[#This Row],[subcategory]]&Data[[#This Row],[delivered]]&Data[[#This Row],[date]]&Data[[#This Row],[hour]]","v":"Climate zones1End Use Load7/25/202322"},"Climate zones","1","End Use Load",2023,"7/25/2023","22",34,39,-0.19676470756530762,0.27676469087600708,0.47352942824363708,0.30910313129425049,60,1.5319464206695557,0,0,-3.4899979829788208E-2,7.7397823333740234E-2,0.31143558025360107,0.47352942824363708,0.6356232762336731,0.86966103315353394,0.98195880651473999,-7.6738237403333187E-3,1.0793822817504406E-2,1.8467647954821587E-2,1.2055021710693836E-2,-1.3610991882160306E-3,3.0185151845216751E-3,1.2145987711846828E-2,1.8467647954821587E-2,2.478930726647377E-2,3.3916778862476349E-2,3.8296394050121307E-2,0]
[{"$f":"Data[[#This Row],[category]]&Data[[#This Row],[subcategory]]&Data[[#This Row],[delivered]]&Data[[#This Row],[date]]&Data[[#This Row],[hour]]","v":"Climate zones1End Use Load7/25/202323"},"Climate zones","1","End Use Load",2023,"7/25/2023","23",34,39,-0.5295293927192688,-0.51499998569488525,1.452940609306097E-2,0.10543103516101837,59,0.13780957460403442,0,0,-0.15888921916484833,-0.12058590352535248,-4.0758684277534485E-2,1.452940609306097E-2,6.9817498326301575E-2,0.14964471757411957,0.18794803321361542,-2.0651645958423615E-2,-2.008499950170517E-2,5.6664686417207122E-4,4.1118105873465538E-3,-6.1966795474290848E-3,-4.7028502449393272E-3,-1.5895887045189738E-3,5.6664686417207122E-4,2.7228824328631163E-3,5.8361440896987915E-3,7.329973392188549E-3,0]
[{"$f":"Data[[#This Row],[category]]&Data[[#This Row],[subcategory]]&Data[[#This Row],[delivered]]&Data[[#This Row],[date]]&Data[[#This Row],[hour]]","v":"Climate zones1End Use Load7/25/202324"},"Climate zones","1","End Use Load",2023,"7/25/2023","24",34,39,-0.55452942848205566,-0.50823527574539185,4.6294115483760834E-2,0.10034561157226563,58,0.46134668588638306,0,0,-0.11875972896814346,-8.2303963601589203E-2,-6.3271746039390564E-3,4.6294115483760834E-2,9.8915405571460724E-2,0.17489218711853027,0.21134795248508453,-2.1626647561788559E-2,-1.9821176305413246E-2,1.8054705578833818E-3,3.9134789258241653E-3,-4.6316292136907578E-3,-3.2098544761538506E-3,-2.4675979511812329E-4,1.8054705578833818E-3,3.8577008526772261E-3,6.8207951262593269E-3,8.2425698637962341E-3,0]
[{"$f":"Data[[#This Row],[category]]&Data[[#This Row],[subcategory]]&Data[[#This Row],[delivered]]&Data[[#This Row],[date]]&Data[[#This Row],[hour]]","v":"Climate zones1End Use Load7/25/2023Event Window"},"Climate zones","1","End Use Load",2023,"7/25/2023","Event Window",34,39,-0.6622353196144104,-4.7376470565795898,-4.0754117965698242,0.66506564617156982,63,-6.1278338432312012,1,1,-5.1693472862243652,-4.9277276992797852,-4.4241724014282227,-4.0754117965698242,-3.7266509532928467,-3.2230958938598633,-2.9814760684967041,-2.5827176868915558E-2,-0.18476822972297668,-0.15894106030464172,2.5937560945749283E-2,-0.20160454511642456,-0.19218137860298157,-0.17254272103309631,-0.15894106030464172,-0.14533938467502594,-0.12570074200630188,-0.11627756804227829,0]
[{"$f":"Data[[#This Row],[category]]&Data[[#This Row],[subcategory]]&Data[[#This Row],[delivered]]&Data[[#This Row],[date]]&Data[[#This Row],[hour]]","v":"Climate zones1End Use Load7/26/20231"},"Climate zones","1","End Use Load",2023,"7/26/2023","1",34,39,0.13574713468551636,0.18735294044017792,5.160580575466156E-2,9.8349049687385559E-2,56.5,0.52472096681594849,0,0,-0.11016398668289185,-7.4433572590351105E-2,3.1513674912275746E-5,5.160580575466156E-2,0.10318009555339813,0.17764519155025482,0.21337559819221497,5.2941380999982357E-3,7.3067648336291313E-3,2.012626500800252E-3,3.8356129080057144E-3,-4.2963954620063305E-3,-2.9029094148427248E-3,1.2290332733755349E-6,2.012626500800252E-3,4.0240236558020115E-3,6.9281626492738724E-3,8.3216484636068344E-3,0]
[{"$f":"Data[[#This Row],[category]]&Data[[#This Row],[subcategory]]&Data[[#This Row],[delivered]]&Data[[#This Row],[date]]&Data[[#This Row],[hour]]","v":"Climate zones1End Use Load7/26/20232"},"Climate zones","1","End Use Load",2023,"7/26/2023","2",34,39,2.9076393693685532E-2,0.27588236331939697,0.24680596590042114,9.9651500582695007E-2,57,2.4766910076141357,1,1,8.2893833518028259E-2,0.11909742653369904,0.19454866647720337,0.24680596590042114,0.29906326532363892,0.37451449036598206,0.41071808338165283,1.1339792981743813E-3,1.0759412311017513E-2,9.625433012843132E-3,3.8864086382091045E-3,3.2328595407307148E-3,4.6447995118796825E-3,7.5873979367315769E-3,9.625433012843132E-3,1.16634676232934E-2,1.460606511682272E-2,1.6018005087971687E-2,0]
[{"$f":"Data[[#This Row],[category]]&Data[[#This Row],[subcategory]]&Data[[#This Row],[delivered]]&Data[[#This Row],[date]]&Data[[#This Row],[hour]]","v":"Climate zones1End Use Load7/26/20233"},"Climate zones","1","End Use Load",2023,"7/26/2023","3",34,39,-9.3941174447536469E-2,4.9705881625413895E-2,0.14364705979824066,0.10693614929914474,58,1.3432974815368652,0,0,-3.2247252762317657E-2,6.602870300412178E-3,8.7569691240787506E-2,0.14364705979824066,0.19972443580627441,0.2806912362575531,0.31954136490821838,-3.6637058947235346E-3,1.938529429025948E-3,5.6022354401648045E-3,4.1705099865794182E-3,-1.2576428707689047E-3,2.5751194334588945E-4,3.4152178559452295E-3,5.6022354401648045E-3,7.7892527915537357E-3,1.094695832580328E-2,1.2462113052606583E-2,0]
[{"$f":"Data[[#This Row],[category]]&Data[[#This Row],[subcategory]]&Data[[#This Row],[delivered]]&Data[[#This Row],[date]]&Data[[#This Row],[hour]]","v":"Climate zones1End Use Load7/26/20234"},"Climate zones","1","End Use Load",2023,"7/26/2023","4",34,39,-0.16870579123497009,-0.13735294342041016,3.135284036397934E-2,6.6372722387313843E-2,57,0.47237539291381836,0,0,-7.7820569276809692E-2,-5.3707227110862732E-2,-3.4530493430793285E-3,3.135284036397934E-2,6.6158726811408997E-2,0.11641290783882141,0.14052625000476837,-6.5795257687568665E-3,-5.3567648865282536E-3,1.2227607658132911E-3,2.588536124676466E-3,-3.0350021552294493E-3,-2.0945819560438395E-3,-1.3466892414726317E-4,1.2227607658132911E-3,2.580190310254693E-3,4.5401034876704216E-3,5.4805236868560314E-3,0]
[{"$f":"Data[[#This Row],[category]]&Data[[#This Row],[subcategory]]&Data[[#This Row],[delivered]]&Data[[#This Row],[date]]&Data[[#This Row],[hour]]","v":"Climate zones1End Use Load7/26/20235"},"Climate zones","1","End Use Load",2023,"7/26/2023","5",34,39,-0.17929421365261078,-0.10411764681339264,7.517656683921814E-2,5.1169294863939285E-2,56.5,1.4691734313964844,0,0,-8.9894337579607964E-3,9.6004772931337357E-3,4.8343364149332047E-2,7.517656683921814E-2,0.10200977325439453,0.14075265824794769,0.15934257209300995,-6.9924741983413696E-3,-4.0605883114039898E-3,2.9318861197680235E-3,1.9956023897975683E-3,-3.5058791399933398E-4,3.744186251424253E-4,1.8853911897167563E-3,2.9318861197680235E-3,3.9783809334039688E-3,5.4893535561859608E-3,6.2143602408468723E-3,0]
[{"$f":"Data[[#This Row],[category]]&Data[[#This Row],[subcategory]]&Data[[#This Row],[delivered]]&Data[[#This Row],[date]]&Data[[#This Row],[hour]]","v":"Climate zones1End Use Load7/26/20236"},"Climate zones","1","End Use Load",2023,"7/26/2023","6",34,39,-0.22111764550209045,-6.3529409468173981E-2,0.15758822858333588,5.7306990027427673E-2,55.5,2.7498953342437744,1,1,6.3326619565486908E-2,8.4146365523338318E-2,0.12753641605377197,0.15758822858333588,0.18764004111289978,0.23103009164333344,0.25184983015060425,-8.6235878989100456E-3,-2.4776470381766558E-3,6.1459410935640335E-3,2.2349725477397442E-3,2.4697382468730211E-3,3.2817083410918713E-3,4.9739200621843338E-3,6.1459410935640335E-3,7.3179616592824459E-3,9.0101733803749084E-3,9.8221432417631149E-3,0]
[{"$f":"Data[[#This Row],[category]]&Data[[#This Row],[subcategory]]&Data[[#This Row],[delivered]]&Data[[#This Row],[date]]&Data[[#This Row],[hour]]","v":"Climate zones1End Use Load7/26/20237"},"Climate zones","1","End Use Load",2023,"7/26/2023","7",34,39,-0.16882352530956268,-8.2058824598789215E-2,8.6764708161354065E-2,5.1924943923950195E-2,56,1.6709638833999634,1,0,1.3557758647948503E-3,2.0220214501023293E-2,5.953524261713028E-2,8.6764708161354065E-2,0.11399417370557785,0.15330919623374939,0.1721736341714859,-6.5841176547110081E-3,-3.200294217094779E-3,3.3838236704468727E-3,2.0250729285180569E-3,5.2875257097184658E-5,7.8858836786821485E-4,2.3218744900077581E-3,3.3838236704468727E-3,4.4457726180553436E-3,5.9790587984025478E-3,6.7147715017199516E-3,0]
[{"$f":"Data[[#This Row],[category]]&Data[[#This Row],[subcategory]]&Data[[#This Row],[delivered]]&Data[[#This Row],[date]]&Data[[#This Row],[hour]]","v":"Climate zones1End Use Load7/26/20238"},"Climate zones","1","End Use Load",2023,"7/26/2023","8",34,39,2.0529411733150482E-2,0.1550000011920929,0.13447058200836182,5.9847582131624222E-2,56.5,2.2468841075897217,1,1,3.603006899356842E-2,5.7772818952798843E-2,0.10308647900819778,0.13447058200836182,0.16585467755794525,0.21116834878921509,0.23291109502315521,8.0064707435667515E-4,6.0450001619756222E-3,5.2443528547883034E-3,2.3340557236224413E-3,1.405172748491168E-3,2.2531398572027683E-3,4.0203728713095188E-3,5.2443528547883034E-3,6.4683323726058006E-3,8.2355653867125511E-3,9.0835327282547951E-3,0]
[{"$f":"Data[[#This Row],[category]]&Data[[#This Row],[subcategory]]&Data[[#This Row],[delivered]]&Data[[#This Row],[date]]&Data[[#This Row],[hour]]","v":"Climate zones1End Use Load7/26/20239"},"Climate zones","1","End Use Load",2023,"7/26/2023","9",34,39,0.45170587301254272,0.47205883264541626,2.0352941006422043E-2,4.853309690952301E-2,57.5,0.41936209797859192,0,0,-5.9476900845766068E-2,-4.1844725608825684E-2,-5.0978399813175201E-3,2.0352941006422043E-2,4.5803721994161606E-2,8.2550607621669769E-2,0.10018277913331985,1.7616529017686844E-2,1.8410295248031616E-2,7.9376471694558859E-4,1.89279078040272E-3,-2.3195990361273289E-3,-1.6319443238899112E-3,-1.9881576008629054E-4,7.9376471694558859E-4,1.786345150321722E-3,3.2194736413657665E-3,3.9071282371878624E-3,0]
[{"$f":"Data[[#This Row],[category]]&Data[[#This Row],[subcategory]]&Data[[#This Row],[delivered]]&Data[[#This Row],[date]]&Data[[#This Row],[hour]]","v":"Climate zones1End Use Load7/26/202310"},"Climate zones","1","End Use Load",2023,"7/26/2023","10",34,39,0.88099998235702515,0.99882352352142334,0.117823526263237,8.3746813237667084E-2,59.5,1.4069015979766846,0,0,-1.9927723333239555E-2,1.0497666895389557E-2,7.3906652629375458E-2,0.117823526263237,0.16174039244651794,0.22514939308166504,0.25557476282119751,3.4359000623226166E-2,3.8954116404056549E-2,4.5951176434755325E-3,3.2661256846040487E-3,-7.771812379360199E-4,4.0940899634733796E-4,2.8823595494031906E-3,4.5951176434755325E-3,6.3078752718865871E-3,8.7808258831501007E-3,9.9674155935645103E-3,0]
[{"$f":"Data[[#This Row],[category]]&Data[[#This Row],[subcategory]]&Data[[#This Row],[delivered]]&Data[[#This Row],[date]]&Data[[#This Row],[hour]]","v":"Climate zones1End Use Load7/26/202311"},"Climate zones","1","End Use Load",2023,"7/26/2023","11",34,39,1.4577058553695679,1.9158823490142822,0.45817649364471436,0.20619902014732361,61,2.2220110893249512,1,1,0.11900928616523743,0.19392181932926178,0.35004562139511108,0.45817649364471436,0.56630736589431763,0.72243118286132813,0.7973436713218689,5.6850530207157135E-2,7.4719414114952087E-2,1.7868883907794952E-2,8.0417618155479431E-3,4.6413620002567768E-3,7.5629511848092079E-3,1.3651778921484947E-2,1.7868883907794952E-2,2.2085987031459808E-2,2.8174815699458122E-2,3.1096402555704117E-2,0]
[{"$f":"Data[[#This Row],[category]]&Data[[#This Row],[subcategory]]&Data[[#This Row],[delivered]]&Data[[#This Row],[date]]&Data[[#This Row],[hour]]","v":"Climate zones1End Use Load7/26/202312"},"Climate zones","1","End Use Load",2023,"7/26/2023","12",34,39,1.9464706182479858,2.8420588970184326,0.895588219165802,0.2254805862903595,65,3.9719083309173584,1,1,0.52470564842224121,0.60662323236465454,0.77734607458114624,0.895588219165802,1.013830304145813,1.1845532655715942,1.2664707899093628,7.5912356376647949E-2,0.11084029823541641,3.4927941858768463E-2,8.7937433272600174E-3,2.0463520660996437E-2,2.3658305406570435E-2,3.0316496267914772E-2,3.4927941858768463E-2,3.9539381861686707E-2,4.6197578310966492E-2,4.939236119389534E-2,0]
[{"$f":"Data[[#This Row],[category]]&Data[[#This Row],[subcategory]]&Data[[#This Row],[delivered]]&Data[[#This Row],[date]]&Data[[#This Row],[hour]]","v":"Climate zones1End Use Load7/26/202313"},"Climate zones","1","End Use Load",2023,"7/26/2023","13",34,39,1.893294095993042,3.0926470756530762,1.1993529796600342,0.3204282820224762,67,3.7429685592651367,1,1,0.67229533195495605,0.78870761394500732,1.0313202142715454,1.1993529796600342,1.3673857450485229,1.609998345375061,1.7264106273651123,7.3838472366333008E-2,0.12061323225498199,4.6774767339229584E-2,1.2496703304350376E-2,2.6219518855214119E-2,3.0759597197175026E-2,4.022148996591568E-2,4.6774767339229584E-2,5.3328044712543488E-2,6.2789931893348694E-2,6.7330017685890198E-2,0]
[{"$f":"Data[[#This Row],[category]]&Data[[#This Row],[subcategory]]&Data[[#This Row],[delivered]]&Data[[#This Row],[date]]&Data[[#This Row],[hour]]","v":"Climate zones1End Use Load7/26/202314"},"Climate zones","1","End Use Load",2023,"7/26/2023","14",34,39,1.1930588483810425,1.8108823299407959,0.61782354116439819,0.27778995037078857,68.5,2.224067211151123,1,1,0.16089972853660583,0.26182138919830322,0.47215035557746887,0.61782354116439819,0.7634967565536499,0.97382569313049316,1.0747473239898682,4.6529296785593033E-2,7.0624411106109619E-2,2.4095118045806885E-2,1.0833808220922947E-2,6.2750894576311111E-3,1.0211033746600151E-2,1.8413864076137543E-2,2.4095118045806885E-2,2.9776373878121376E-2,3.7979200482368469E-2,4.1915144771337509E-2,0]
[{"$f":"Data[[#This Row],[category]]&Data[[#This Row],[subcategory]]&Data[[#This Row],[delivered]]&Data[[#This Row],[date]]&Data[[#This Row],[hour]]","v":"Climate zones1End Use Load7/26/202315"},"Climate zones","1","End Use Load",2023,"7/26/2023","15",34,39,0.68676471710205078,0.82970589399337769,0.1429411768913269,0.3233502209186554,68.5,0.44206303358078003,0,0,-0.38892260193824768,-0.27144879102706909,-2.6623845100402832E-2,0.1429411768913269,0.31250619888305664,0.5573311448097229,0.67480498552322388,2.678382396697998E-2,3.2358530908823013E-2,5.5747060105204582E-3,1.2610659003257751E-2,-1.5167981386184692E-2,-1.0586502961814404E-2,-1.0383299086242914E-3,5.5747060105204582E-3,1.2187741696834564E-2,2.1735914051532745E-2,2.6317395269870758E-2,0]
[{"$f":"Data[[#This Row],[category]]&Data[[#This Row],[subcategory]]&Data[[#This Row],[delivered]]&Data[[#This Row],[date]]&Data[[#This Row],[hour]]","v":"Climate zones1End Use Load7/26/202316"},"Climate zones","1","End Use Load",2023,"7/26/2023","16",34,39,0.15899999439716339,0.58941173553466797,0.43041175603866577,0.2386617511510849,66.5,1.8034383058547974,1,0,3.7848107516765594E-2,0.12455441802740097,0.3052574098110199,0.43041175603866577,0.55556607246398926,0.73626911640167236,0.82297539710998535,6.200999952852726E-3,2.2987058386206627E-2,1.6786059364676476E-2,9.3078082427382469E-3,1.4760761987417936E-3,4.8576220870018005E-3,1.1905038729310036E-2,1.6786059364676476E-2,2.1667076274752617E-2,2.8714494779706001E-2,3.209603950381279E-2,0]
[{"$f":"Data[[#This Row],[category]]&Data[[#This Row],[subcategory]]&Data[[#This Row],[delivered]]&Data[[#This Row],[date]]&Data[[#This Row],[hour]]","v":"Climate zones1End Use Load7/26/202317"},"Climate zones","1","End Use Load",2023,"7/26/2023","17",34,39,-1.0554705858230591,-0.50382351875305176,0.55164706707000732,0.23730170726776123,66,2.3246653079986572,1,1,0.16132049262523651,0.24753269553184509,0.42720592021942139,0.55164706707000732,0.67608821392059326,0.85576146841049194,0.94197362661361694,-4.1163351386785507E-2,-1.9649116322398186E-2,2.1514235064387321E-2,9.2547666281461716E-3,6.2914993613958359E-3,9.6537750214338303E-3,1.6661031171679497E-2,2.1514235064387321E-2,2.6367440819740295E-2,3.3374696969985962E-2,3.6736972630023956E-2,0]
[{"$f":"Data[[#This Row],[category]]&Data[[#This Row],[subcategory]]&Data[[#This Row],[delivered]]&Data[[#This Row],[date]]&Data[[#This Row],[hour]]","v":"Climate zones1End Use Load7/26/202318"},"Climate zones","1","End Use Load",2023,"7/26/2023","18",34,39,-1.0993529558181763,-0.66764706373214722,0.43170589208602905,0.17876887321472168,65,2.4148828983306885,1,1,0.13765726983547211,0.20260436832904816,0.3379594087600708,0.43170589208602905,0.5254523754119873,0.66080743074417114,0.7257544994354248,-4.2874764651060104E-2,-2.6038235053420067E-2,1.6836529597640038E-2,6.9719860330224037E-3,5.3686336614191532E-3,7.9015707597136497E-3,1.3180417008697987E-2,1.6836529597640038E-2,2.0492643117904663E-2,2.5771489366889E-2,2.8304425999522209E-2,0]
[{"$f":"Data[[#This Row],[category]]&Data[[#This Row],[subcategory]]&Data[[#This Row],[delivered]]&Data[[#This Row],[date]]&Data[[#This Row],[hour]]","v":"Climate zones1End Use Load7/26/202319"},"Climate zones","1","End Use Load",2023,"7/26/2023","19",34,39,-0.95447057485580444,-5.0349998474121094,-4.0805296897888184,0.61550867557525635,64.5,-6.6295242309570313,1,1,-5.0929512977600098,-4.8693356513977051,-4.4033026695251465,-4.0805296897888184,-3.7577567100524902,-3.2917234897613525,-3.068108081817627,-3.7224352359771729E-2,-0.19636499881744385,-0.15914066135883331,2.400483749806881E-2,-0.1986251026391983,-0.18990409374237061,-0.17172880470752716,-0.15914066135883331,-0.14655251801013947,-0.12837721407413483,-0.11965621262788773,0]
[{"$f":"Data[[#This Row],[category]]&Data[[#This Row],[subcategory]]&Data[[#This Row],[delivered]]&Data[[#This Row],[date]]&Data[[#This Row],[hour]]","v":"Climate zones1End Use Load7/26/202320"},"Climate zones","1","End Use Load",2023,"7/26/2023","20",34,39,-0.59482353925704956,-4.5529413223266602,-3.9581177234649658,0.56734120845794678,63,-6.9766087532043457,1,1,-4.8913111686706543,-4.6851949691772461,-4.2556319236755371,-3.9581177234649658,-3.6606037616729736,-3.2310407161712646,-3.0249245166778564,-2.3198118433356285E-2,-0.17756471037864685,-0.15436659753322601,2.2126307711005211E-2,-0.19076113402843475,-0.18272259831428528,-0.16596964001655579,-0.15436659753322601,-0.14276354014873505,-0.12601058185100555,-0.11797205358743668,0]
[{"$f":"Data[[#This Row],[category]]&Data[[#This Row],[subcategory]]&Data[[#This Row],[delivered]]&Data[[#This Row],[date]]&Data[[#This Row],[hour]]","v":"Climate zones1End Use Load7/26/202321"},"Climate zones","1","End Use Load",2023,"7/26/2023","21",34,39,-0.68758821487426758,-2.4835293292999268,-1.7959412336349487,0.51725476980209351,61,-3.4720630645751953,1,1,-2.64674973487854,-2.4588298797607422,-2.0671899318695068,-1.7959412336349487,-1.5246925354003906,-1.1330525875091553,-0.94513285160064697,-2.6815939694643021E-2,-9.6857644617557526E-2,-7.0041708648204803E-2,2.0172936841845512E-2,-0.10322324186563492,-9.5894366502761841E-2,-8.0620408058166504E-2,-7.0041708648204803E-2,-5.9463009238243103E-2,-4.4189050793647766E-2,-3.6860182881355286E-2,0]
[{"$f":"Data[[#This Row],[category]]&Data[[#This Row],[subcategory]]&Data[[#This Row],[delivered]]&Data[[#This Row],[date]]&Data[[#This Row],[hour]]","v":"Climate zones1End Use Load7/26/202322"},"Climate zones","1","End Use Load",2023,"7/26/2023","22",34,39,-0.20358823239803314,0.6370587944984436,0.84064704179763794,0.41730549931526184,57.5,2.0144643783569336,1,1,0.15424057841300964,0.30584853887557983,0.62181180715560913,0.84064704179763794,1.059482216835022,1.3754456043243408,1.5270534753799438,-7.9399412497878075E-3,2.4845292791724205E-2,3.2785233110189438E-2,1.6274914145469666E-2,6.015382707118988E-3,1.1928092688322067E-2,2.4250660091638565E-2,3.2785233110189438E-2,4.1319806128740311E-2,5.3642377257347107E-2,5.9555087238550186E-2,0]
[{"$f":"Data[[#This Row],[category]]&Data[[#This Row],[subcategory]]&Data[[#This Row],[delivered]]&Data[[#This Row],[date]]&Data[[#This Row],[hour]]","v":"Climate zones1End Use Load7/26/202323"},"Climate zones","1","End Use Load",2023,"7/26/2023","23",34,39,-0.56605881452560425,0.26978111267089844,0.83583992719650269,0.29330611228942871,57,2.8497188091278076,1,1,0.35339429974555969,0.45995301008224487,0.68203002214431763,0.83583992719650269,0.98964983224868774,1.2117267847061157,1.3182855844497681,-2.207629382610321E-2,1.0521463118493557E-2,3.2597757875919342E-2,1.1438938789069653E-2,1.3782377354800701E-2,1.7938166856765747E-2,2.659917064011097E-2,3.2597757875919342E-2,3.8596343249082565E-2,4.7257345169782639E-2,5.1413137465715408E-2,0]
[{"$f":"Data[[#This Row],[category]]&Data[[#This Row],[subcategory]]&Data[[#This Row],[delivered]]&Data[[#This Row],[date]]&Data[[#This Row],[hour]]","v":"Climate zones1End Use Load7/26/202324"},"Climate zones","1","End Use Load",2023,"7/26/2023","24",34,39,-0.57594120502471924,-0.16036935150623322,0.41557180881500244,0.11550489813089371,56,3.5978717803955078,1,1,0.22558315098285675,0.26754632592201233,0.35500097274780273,0.41557180881500244,0.47614264488220215,0.56359732151031494,0.60556048154830933,-2.2461706772446632E-2,-6.2544047832489014E-3,1.6207300126552582E-2,4.5046908780932426E-3,8.7977424263954163E-3,1.0434307157993317E-2,1.3845037668943405E-2,1.6207300126552582E-2,1.8569562584161758E-2,2.1980294957756996E-2,2.3616859689354897E-2,0]
[{"$f":"Data[[#This Row],[category]]&Data[[#This Row],[subcategory]]&Data[[#This Row],[delivered]]&Data[[#This Row],[date]]&Data[[#This Row],[hour]]","v":"Climate zones1End Use Load7/26/2023Event Window"},"Climate zones","1","End Use Load",2023,"7/26/2023","Event Window",34,39,-0.74562746286392212,-4.0238237380981445,-3.2781960964202881,0.43989977240562439,62.833332061767578,-7.4521431922912598,1,1,-4.0017666816711426,-3.8419504165649414,-3.5088796615600586,-3.2781960964202881,-3.0475125312805176,-2.7144417762756348,-2.5546252727508545,-2.9079470783472061E-2,-0.15692912042140961,-0.12784965336322784,1.7156090587377548E-2,-0.15606890618801117,-0.14983606338500977,-0.13684630393981934,-0.12784965336322784,-0.11885298788547516,-0.10586322844028473,-9.9630385637283325E-2,0]
[{"$f":"Data[[#This Row],[category]]&Data[[#This Row],[subcategory]]&Data[[#This Row],[delivered]]&Data[[#This Row],[date]]&Data[[#This Row],[hour]]","v":"Climate zones1End Use Load8/28/20231"},"Climate zones","1","End Use Load",2023,"8/28/2023","1",35,40,0.17706865072250366,0.22257143259048462,4.5502785593271255E-2,5.4275624454021454E-2,57,0.83836501836776733,0,0,-4.377267137169838E-2,-2.4054225534200668E-2,1.7040619626641273E-2,4.5502785593271255E-2,7.3964953422546387E-2,0.11505980044603348,0.13477824628353119,7.082745898514986E-3,8.9028570801019669E-3,1.8201114144176245E-3,2.1710249129682779E-3,-1.7509068129584193E-3,-9.6216902602463961E-4,6.8162480602040887E-4,1.8201114144176245E-3,2.958598081022501E-3,4.602392204105854E-3,5.3911297582089901E-3,0]
[{"$f":"Data[[#This Row],[category]]&Data[[#This Row],[subcategory]]&Data[[#This Row],[delivered]]&Data[[#This Row],[date]]&Data[[#This Row],[hour]]","v":"Climate zones1End Use Load8/28/20232"},"Climate zones","1","End Use Load",2023,"8/28/2023","2",35,40,6.9102786481380463E-2,0.14142857491970062,7.232578843832016E-2,5.6579217314720154E-2,57,1.2783101797103882,0,0,-2.0738743245601654E-2,-1.8339608504902571E-4,4.2655616998672485E-2,7.232578843832016E-2,0.10199595987796783,0.1448349803686142,0.16539031267166138,2.7641113847494125E-3,5.6571429595351219E-3,2.8930315747857094E-3,2.2631688043475151E-3,-8.2954973913729191E-4,-7.3358432928216644E-6,1.7062246333807707E-3,2.8930315747857094E-3,4.0798382833600044E-3,5.7933991774916649E-3,6.615612655878067E-3,0]
[{"$f":"Data[[#This Row],[category]]&Data[[#This Row],[subcategory]]&Data[[#This Row],[delivered]]&Data[[#This Row],[date]]&Data[[#This Row],[hour]]","v":"Climate zones1End Use Load8/28/20233"},"Climate zones","1","End Use Load",2023,"8/28/2023","3",35,40,-6.062857061624527E-2,0.12514285743236542,0.18577143549919128,0.1824733167886734,57,1.0180745124816895,0,0,-0.11437045782804489,-4.8077531158924103E-2,9.0082332491874695E-2,0.18577143549919128,0.28146052360534668,0.41962039470672607,0.48591333627700806,-2.4251427967101336E-3,5.0057144835591316E-3,7.4308575130999088E-3,7.2989328764379025E-3,-4.5748185366392136E-3,-1.9231012556701899E-3,3.603293327614665E-3,7.4308575130999088E-3,1.1258420534431934E-2,1.6784815117716789E-2,1.9436532631516457E-2,0]
[{"$f":"Data[[#This Row],[category]]&Data[[#This Row],[subcategory]]&Data[[#This Row],[delivered]]&Data[[#This Row],[date]]&Data[[#This Row],[hour]]","v":"Climate zones1End Use Load8/28/20234"},"Climate zones","1","End Use Load",2023,"8/28/2023","4",35,40,-0.13085705041885376,-0.164000004529953,-3.3142950385808945E-2,5.7213928550481796E-2,57,-0.57928115129470825,0,0,-0.12725149095058441,-0.10646554827690125,-6.3145965337753296E-2,-3.3142950385808945E-2,-3.1399368308484554E-3,4.0179647505283356E-2,6.0965586453676224E-2,-5.2342819981276989E-3,-6.5600001253187656E-3,-1.3257180107757449E-3,2.2885571233928204E-3,-5.0900597125291824E-3,-4.2586219497025013E-3,-2.5258385576307774E-3,-1.3257180107757449E-3,-1.255974784726277E-4,1.6071859281510115E-3,2.438623458147049E-3,0]
[{"$f":"Data[[#This Row],[category]]&Data[[#This Row],[subcategory]]&Data[[#This Row],[delivered]]&Data[[#This Row],[date]]&Data[[#This Row],[hour]]","v":"Climate zones1End Use Load8/28/20235"},"Climate zones","1","End Use Load",2023,"8/28/2023","5",35,40,-0.16548581421375275,-0.20857143402099609,-4.3085619807243347E-2,8.6251825094223022E-2,57,-0.49953284859657288,0,0,-0.18495725095272064,-0.15362177789211273,-8.8316120207309723E-2,-4.3085619807243347E-2,2.1448815241456032E-3,6.7450538277626038E-2,9.8786003887653351E-2,-6.6194324754178524E-3,-8.3428574725985527E-3,-1.7234247643500566E-3,3.4500730689615011E-3,-7.3982900939881802E-3,-6.1448710039258003E-3,-3.5326448269188404E-3,-1.7234247643500566E-3,8.5795261838939041E-5,2.698021475225687E-3,3.9514400996267796E-3,0]
[{"$f":"Data[[#This Row],[category]]&Data[[#This Row],[subcategory]]&Data[[#This Row],[delivered]]&Data[[#This Row],[date]]&Data[[#This Row],[hour]]","v":"Climate zones1End Use Load8/28/20236"},"Climate zones","1","End Use Load",2023,"8/28/2023","6",35,40,-0.1526285707950592,-0.16742856800556183,-1.4800000935792923E-2,4.8821829259395599E-2,57,-0.30314311385154724,0,0,-9.510476142168045E-2,-7.7367693185806274E-2,-4.0402192622423172E-2,-1.4800000935792923E-2,1.0802191682159901E-2,4.7767691314220428E-2,6.5504759550094604E-2,-6.1051426455378532E-3,-6.6971424967050552E-3,-5.9200002579018474E-4,1.9528731936588883E-3,-3.8041905499994755E-3,-3.094707615673542E-3,-1.6160877421498299E-3,-5.9200002579018474E-4,4.3208766146562994E-4,1.9107076805084944E-3,2.6201903820037842E-3,0]
[{"$f":"Data[[#This Row],[category]]&Data[[#This Row],[subcategory]]&Data[[#This Row],[delivered]]&Data[[#This Row],[date]]&Data[[#This Row],[hour]]","v":"Climate zones1End Use Load8/28/20237"},"Climate zones","1","End Use Load",2023,"8/28/2023","7",35,40,-0.14388571679592133,-0.23000000417232513,-8.6114287376403809E-2,5.0944488495588303E-2,57,-1.6903553009033203,1,0,-0.16991052031517029,-0.15140227973461151,-0.11282960325479507,-8.6114287376403809E-2,-5.9398971498012543E-2,-2.0826298743486404E-2,-2.3180607240647078E-3,-5.7554286904633045E-3,-9.2000002041459084E-3,-3.4445715136826038E-3,2.0377794280648232E-3,-6.7964210174977779E-3,-6.0560912825167179E-3,-4.5131840743124485E-3,-3.4445715136826038E-3,-2.3759589530527592E-3,-8.3305197767913342E-4,-9.2722431872971356E-5,0]
[{"$f":"Data[[#This Row],[category]]&Data[[#This Row],[subcategory]]&Data[[#This Row],[delivered]]&Data[[#This Row],[date]]&Data[[#This Row],[hour]]","v":"Climate zones1End Use Load8/28/20238"},"Climate zones","1","End Use Load",2023,"8/28/2023","8",35,40,3.8514286279678345E-2,-0.21257142722606659,-0.25108572840690613,0.10862468928098679,57,-2.311497688293457,1,1,-0.42975744605064392,-0.39029386639595032,-0.30804857611656189,-0.25108572840690613,-0.19412288069725037,-0.11187759041786194,-7.2414010763168335E-2,1.5405714511871338E-3,-8.5028568282723427E-3,-1.0043429210782051E-2,4.3449876829981804E-3,-1.7190298065543175E-2,-1.5611754730343819E-2,-1.2321943417191505E-2,-1.0043429210782051E-2,-7.7649150043725967E-3,-4.4751036912202835E-3,-2.8965603560209274E-3,0]
[{"$f":"Data[[#This Row],[category]]&Data[[#This Row],[subcategory]]&Data[[#This Row],[delivered]]&Data[[#This Row],[date]]&Data[[#This Row],[hour]]","v":"Climate zones1End Use Load8/28/20239"},"Climate zones","1","End Use Load",2023,"8/28/2023","9",35,40,0.41662856936454773,0.22171428799629211,-0.19491428136825562,6.908639520406723E-2,57,-2.8213121891021729,1,1,-0.30855128169059753,-0.28345206379890442,-0.23114322125911713,-0.19491428136825562,-0.1586853414773941,-0.10637650638818741,-8.1277273595333099E-2,1.6665142029523849E-2,8.8685713708400726E-3,-7.7965711243450642E-3,2.7634557336568832E-3,-1.2342051602900028E-2,-1.1338082142174244E-2,-9.245729073882103E-3,-7.7965711243450642E-3,-6.3474136404693127E-3,-4.2550601065158844E-3,-3.2510908786207438E-3,0]
[{"$f":"Data[[#This Row],[category]]&Data[[#This Row],[subcategory]]&Data[[#This Row],[delivered]]&Data[[#This Row],[date]]&Data[[#This Row],[hour]]","v":"Climate zones1End Use Load8/28/202310"},"Climate zones","1","End Use Load",2023,"8/28/2023","10",35,40,0.97828572988510132,0.37028571963310242,-0.60799998044967651,0.32088795304298401,58,-1.8947422504425049,1,0,-1.1358137130737305,-1.0192344188690186,-0.77627378702163696,-0.60799998044967651,-0.43972617387771606,-0.19676552712917328,-8.0186270177364349E-2,3.9131429046392441E-2,1.481142919510603E-2,-2.4319998919963837E-2,1.2835518456995487E-2,-4.5432548969984055E-2,-4.0769375860691071E-2,-3.1050952151417732E-2,-2.4319998919963837E-2,-1.758904755115509E-2,-7.8706210479140282E-3,-3.207450732588768E-3,0]
[{"$f":"Data[[#This Row],[category]]&Data[[#This Row],[subcategory]]&Data[[#This Row],[delivered]]&Data[[#This Row],[date]]&Data[[#This Row],[hour]]","v":"Climate zones1End Use Load8/28/202311"},"Climate zones","1","End Use Load",2023,"8/28/2023","11",35,40,1.4559999704360962,0.84371429681777954,-0.61228573322296143,0.23567989468574524,58.5,-2.5979549884796143,1,1,-0.99994468688964844,-0.9143216609954834,-0.73587638139724731,-0.61228573322296143,-0.48869508504867554,-0.31024980545043945,-0.2246268093585968,5.8240000158548355E-2,3.3748570829629898E-2,-2.4491429328918457E-2,9.4271954149007797E-3,-3.9997786283493042E-2,-3.6572866141796112E-2,-2.9435055330395699E-2,-2.4491429328918457E-2,-1.9547803327441216E-2,-1.2409992516040802E-2,-8.9850723743438721E-3,0]
[{"$f":"Data[[#This Row],[category]]&Data[[#This Row],[subcategory]]&Data[[#This Row],[delivered]]&Data[[#This Row],[date]]&Data[[#This Row],[hour]]","v":"Climate zones1End Use Load8/28/202312"},"Climate zones","1","End Use Load",2023,"8/28/2023","12",35,40,1.8755428791046143,1.2211428880691528,-0.65439999103546143,0.22823809087276459,59.5,-2.8671813011169434,1,1,-1.0298182964324951,-0.94689887762069702,-0.77408814430236816,-0.65439999103546143,-0.53471183776855469,-0.36190110445022583,-0.27898174524307251,7.5021713972091675E-2,4.8845715820789337E-2,-2.6176000013947487E-2,9.1295232996344566E-3,-4.1192732751369476E-2,-3.7875954061746597E-2,-3.0963525176048279E-2,-2.6176000013947487E-2,-2.1388472989201546E-2,-1.4476044103503227E-2,-1.1159270070493221E-2,0]
[{"$f":"Data[[#This Row],[category]]&Data[[#This Row],[subcategory]]&Data[[#This Row],[delivered]]&Data[[#This Row],[date]]&Data[[#This Row],[hour]]","v":"Climate zones1End Use Load8/28/202313"},"Climate zones","1","End Use Load",2023,"8/28/2023","13",35,40,1.5915999412536621,2.0454285144805908,0.45382857322692871,0.29587334394454956,61.5,1.5338609218597412,0,0,-3.283977136015892E-2,7.4651628732681274E-2,0.29867243766784668,0.45382857322692871,0.60898470878601074,0.83300554752349854,0.94049692153930664,6.3663996756076813E-2,8.18171426653862E-2,1.8153142184019089E-2,1.1834933422505856E-2,-1.3135909102857113E-3,2.986065112054348E-3,1.1946897953748703E-2,1.8153142184019089E-2,2.4359388276934624E-2,3.3320222049951553E-2,3.7619877606630325E-2,0]
[{"$f":"Data[[#This Row],[category]]&Data[[#This Row],[subcategory]]&Data[[#This Row],[delivered]]&Data[[#This Row],[date]]&Data[[#This Row],[hour]]","v":"Climate zones1End Use Load8/28/202314"},"Climate zones","1","End Use Load",2023,"8/28/2023","14",35,40,0.91411429643630981,2.48028564453125,1.566171407699585,0.37300294637680054,64,4.1988177299499512,1,1,0.95263618230819702,1.0881489515304565,1.3705685138702393,1.566171407699585,1.7617743015289307,2.0441939830780029,2.1797065734863281,3.6564573645591736E-2,9.9211424589157104E-2,6.2646858394145966E-2,1.4920118264853954E-2,3.8105446845293045E-2,4.3525956571102142E-2,5.4822739213705063E-2,6.2646858394145966E-2,7.047097384929657E-2,8.1767760217189789E-2,8.7188266217708588E-2,0]
[{"$f":"Data[[#This Row],[category]]&Data[[#This Row],[subcategory]]&Data[[#This Row],[delivered]]&Data[[#This Row],[date]]&Data[[#This Row],[hour]]","v":"Climate zones1End Use Load8/28/202315"},"Climate zones","1","End Use Load",2023,"8/28/2023","15",35,40,0.53274285793304443,2.042285680770874,1.5095428228378296,0.41059881448745728,67,3.6764421463012695,1,1,0.83416789770126343,0.98333925008773804,1.2942246198654175,1.5095428228378296,1.7248610258102417,2.0357463359832764,2.184917688369751,2.1309714764356613E-2,8.1691429018974304E-2,6.0381714254617691E-2,1.6423951834440231E-2,3.3366717398166656E-2,3.9333570748567581E-2,5.1768984645605087E-2,6.0381714254617691E-2,6.8994440138339996E-2,8.1429854035377502E-2,8.7396711111068726E-2,0]
[{"$f":"Data[[#This Row],[category]]&Data[[#This Row],[subcategory]]&Data[[#This Row],[delivered]]&Data[[#This Row],[date]]&Data[[#This Row],[hour]]","v":"Climate zones1End Use Load8/28/202316"},"Climate zones","1","End Use Load",2023,"8/28/2023","16",35,40,0.13582856953144073,0.98657143115997314,0.8507428765296936,0.28358793258666992,67.5,2.9999263286590576,1,1,0.38428223133087158,0.48731032013893127,0.70202922821044922,0.8507428765296936,0.99945652484893799,1.2141754627227783,1.3172035217285156,5.4331426508724689E-3,3.9462856948375702E-2,3.402971476316452E-2,1.13435173407197E-2,1.5371289104223251E-2,1.9492411985993385E-2,2.8081169351935387E-2,3.402971476316452E-2,3.9978262037038803E-2,4.8567019402980804E-2,5.2688140422105789E-2,0]
[{"$f":"Data[[#This Row],[category]]&Data[[#This Row],[subcategory]]&Data[[#This Row],[delivered]]&Data[[#This Row],[date]]&Data[[#This Row],[hour]]","v":"Climate zones1End Use Load8/28/202317"},"Climate zones","1","End Use Load",2023,"8/28/2023","17",35,40,-1.0051428079605103,-0.66514283418655396,0.34000000357627869,0.17307838797569275,68,1.9644278287887573,1,1,5.5311389267444611E-2,0.11819112300872803,0.24923761188983917,0.34000000357627869,0.43076241016387939,0.56180888414382935,0.62468862533569336,-4.0205713361501694E-2,-2.6605714112520218E-2,1.360000018030405E-2,6.923135370016098E-3,2.2124554961919785E-3,4.7276448458433151E-3,9.9695045500993729E-3,1.360000018030405E-2,1.7230495810508728E-2,2.2472355514764786E-2,2.4987544864416122E-2,0]
[{"$f":"Data[[#This Row],[category]]&Data[[#This Row],[subcategory]]&Data[[#This Row],[delivered]]&Data[[#This Row],[date]]&Data[[#This Row],[hour]]","v":"Climate zones1End Use Load8/28/202318"},"Climate zones","1","End Use Load",2023,"8/28/2023","18",35,40,-0.98531430959701538,-0.76914286613464355,0.21617142856121063,0.18014258146286011,68,1.2000018358230591,0,0,-8.0136753618717194E-2,-1.4690578915178776E-2,0.12170456349849701,0.21617142856121063,0.31063827872276306,0.44703343510627747,0.51247960329055786,-3.9412572979927063E-2,-3.07657141238451E-2,8.6468569934368134E-3,7.2057032957673073E-3,-3.2054700423032045E-3,-5.8762315893545747E-4,4.8681823536753654E-3,8.6468569934368134E-3,1.2425530701875687E-2,1.7881337553262711E-2,2.0499184727668762E-2,0]
[{"$f":"Data[[#This Row],[category]]&Data[[#This Row],[subcategory]]&Data[[#This Row],[delivered]]&Data[[#This Row],[date]]&Data[[#This Row],[hour]]","v":"Climate zones1End Use Load8/28/202319"},"Climate zones","1","End Use Load",2023,"8/28/2023","19",35,40,-0.8514285683631897,-3.8608572483062744,-3.0094285011291504,0.45515009760856628,66.5,-6.6119475364685059,1,1,-3.7580838203430176,-3.5927267074584961,-3.2481093406677246,-3.0094285011291504,-2.7707476615905762,-2.4261302947998047,-2.2607731819152832,-3.4057144075632095E-2,-0.15443429350852966,-0.12037713825702667,1.8206004053354263E-2,-0.15032334625720978,-0.14370906352996826,-0.12992437183856964,-0.12037713825702667,-0.1108299046754837,-9.7045212984085083E-2,-9.0430930256843567E-2,0]
[{"$f":"Data[[#This Row],[category]]&Data[[#This Row],[subcategory]]&Data[[#This Row],[delivered]]&Data[[#This Row],[date]]&Data[[#This Row],[hour]]","v":"Climate zones1End Use Load8/28/202320"},"Climate zones","1","End Use Load",2023,"8/28/2023","20",35,40,-0.50977140665054321,-3.7660000324249268,-3.2562286853790283,0.48434710502624512,63,-6.722923755645752,1,1,-4.0529088973999023,-3.8769445419311523,-3.5102205276489258,-3.2562286853790283,-3.0022368431091309,-2.6355128288269043,-2.4595487117767334,-2.0390857011079788E-2,-0.15063999593257904,-0.13024914264678955,1.9373884424567223E-2,-0.16211634874343872,-0.15507778525352478,-0.14040881395339966,-0.13024914264678955,-0.12008947134017944,-0.10542051494121552,-9.8381951451301575E-2,0]
[{"$f":"Data[[#This Row],[category]]&Data[[#This Row],[subcategory]]&Data[[#This Row],[delivered]]&Data[[#This Row],[date]]&Data[[#This Row],[hour]]","v":"Climate zones1End Use Load8/28/202321"},"Climate zones","1","End Use Load",2023,"8/28/2023","21",35,40,-0.68651425838470459,-3.9814286231994629,-3.2949142456054688,0.46611478924751282,59.5,-7.0688900947570801,1,1,-4.0616049766540527,-3.8922643661499023,-3.5393450260162354,-3.2949142456054688,-3.0504834651947021,-2.6975641250610352,-2.5282237529754639,-2.7460569515824318E-2,-0.15925714373588562,-0.13179656863212585,1.8644591793417931E-2,-0.1624642014503479,-0.15569058060646057,-0.14157380163669586,-0.13179656863212585,-0.12201933562755585,-0.10790256410837173,-0.101128950715065,0]
[{"$f":"Data[[#This Row],[category]]&Data[[#This Row],[subcategory]]&Data[[#This Row],[delivered]]&Data[[#This Row],[date]]&Data[[#This Row],[hour]]","v":"Climate zones1End Use Load8/28/202322"},"Climate zones","1","End Use Load",2023,"8/28/2023","22",35,40,-0.17719998955726624,0.75199997425079346,0.92919999361038208,0.3510097861289978,58,2.6472196578979492,1,1,0.35184028744697571,0.4793628454208374,0.74513030052185059,0.92919999361038208,1.1132696866989136,1.3790371417999268,1.5065597295761108,-7.087999489158392E-3,3.0079998075962067E-2,3.7167999893426895E-2,1.4040391892194748E-2,1.4073611237108707E-2,1.9174514338374138E-2,2.980521135032177E-2,3.7167999893426895E-2,4.4530786573886871E-2,5.5161487311124802E-2,6.0262389481067657E-2,0]
[{"$f":"Data[[#This Row],[category]]&Data[[#This Row],[subcategory]]&Data[[#This Row],[delivered]]&Data[[#This Row],[date]]&Data[[#This Row],[hour]]","v":"Climate zones1End Use Load8/28/202323"},"Climate zones","1","End Use Load",2023,"8/28/2023","23",35,40,-0.51319998502731323,7.0857144892215729E-2,0.58405715227127075,0.19848234951496124,57,2.9426150321960449,1,1,0.25758275389671326,0.32969179749488831,0.47997289896011353,0.58405715227127075,0.68814140558242798,0.83842253684997559,0.91053158044815063,-2.0527999848127365E-2,2.8342858422547579E-3,2.3362286388874054E-2,7.9392939805984497E-3,1.0303310118615627E-2,1.3187672011554241E-2,1.9198916852474213E-2,2.3362286388874054E-2,2.7525655925273895E-2,3.3536899834871292E-2,3.6421261727809906E-2,0]
[{"$f":"Data[[#This Row],[category]]&Data[[#This Row],[subcategory]]&Data[[#This Row],[delivered]]&Data[[#This Row],[date]]&Data[[#This Row],[hour]]","v":"Climate zones1End Use Load8/28/202324"},"Climate zones","1","End Use Load",2023,"8/28/2023","24",35,40,-0.52337139844894409,-0.14342856407165527,0.37994286417961121,9.7888924181461334E-2,56.5,3.8813672065734863,1,1,0.21892991662025452,0.25449314713478088,0.32860985398292542,0.37994286417961121,0.431275874376297,0.50539255142211914,0.54095584154129028,-2.0934855565428734E-2,-5.7371426373720169E-3,1.5197714790701866E-2,3.9155571721494198E-3,8.7571963667869568E-3,1.0179725475609303E-2,1.3144394382834435E-2,1.5197714790701866E-2,1.7251035198569298E-2,2.0215701311826706E-2,2.1638233214616776E-2,0]
[{"$f":"Data[[#This Row],[category]]&Data[[#This Row],[subcategory]]&Data[[#This Row],[delivered]]&Data[[#This Row],[date]]&Data[[#This Row],[hour]]","v":"Climate zones1End Use Load8/28/2023Event Window"},"Climate zones","1","End Use Load",2023,"8/28/2023","Event Window",35,40,-0.6825714111328125,-3.8694286346435547,-3.1868572235107422,0.46151751279830933,63,-6.9051709175109863,1,1,-3.9459860324859619,-3.7783157825469971,-3.4288773536682129,-3.1868572235107422,-2.9448370933532715,-2.5953986644744873,-2.4277284145355225,-2.7302855625748634E-2,-0.15477713942527771,-0.12747429311275482,1.8460700288414955E-2,-0.15783944725990295,-0.15113262832164764,-0.13715510070323944,-0.12747429311275482,-0.1177934855222702,-0.10381594300270081,-9.7109138965606689E-2,0]
[{"$f":"Data[[#This Row],[category]]&Data[[#This Row],[subcategory]]&Data[[#This Row],[delivered]]&Data[[#This Row],[date]]&Data[[#This Row],[hour]]","v":"Climate zones1End Use Load8/29/20231"},"Climate zones","1","End Use Load",2023,"8/29/2023","1",35,40,0.17897714674472809,0.36828571557998657,0.18930856883525848,6.4569078385829926E-2,57.5,2.9318766593933105,1,1,8.310188353061676E-2,0.10655996203422546,0.15544851124286652,0.18930856883525848,0.22316862642765045,0.2720571756362915,0.29551523923873901,7.1590859442949295E-3,1.473142858594656E-2,7.5723426416516304E-3,2.5827630888670683E-3,3.3240753691643476E-3,4.2623984627425671E-3,6.2179402448236942E-3,7.5723426416516304E-3,8.9267455041408539E-3,1.0882287286221981E-2,1.182060968130827E-2,0]
[{"$f":"Data[[#This Row],[category]]&Data[[#This Row],[subcategory]]&Data[[#This Row],[delivered]]&Data[[#This Row],[date]]&Data[[#This Row],[hour]]","v":"Climate zones1End Use Load8/29/20232"},"Climate zones","1","End Use Load",2023,"8/29/2023","2",35,40,8.0165714025497437E-2,0.36971428990364075,0.28954857587814331,8.3481550216674805E-2,58,3.4684140682220459,1,1,0.15223364531993866,0.18256266415119171,0.24577081203460693,0.28954857587814331,0.33332633972167969,0.39653447270393372,0.42686352133750916,3.2066286075860262E-3,1.4788571745157242E-2,1.1581943370401859E-2,3.3392619807273149E-3,6.0893460176885128E-3,7.302506361156702E-3,9.8308324813842773E-3,1.1581943370401859E-2,1.3333053328096867E-2,1.5861378982663155E-2,1.7074540257453918E-2,0]
[{"$f":"Data[[#This Row],[category]]&Data[[#This Row],[subcategory]]&Data[[#This Row],[delivered]]&Data[[#This Row],[date]]&Data[[#This Row],[hour]]","v":"Climate zones1End Use Load8/29/20233"},"Climate zones","1","End Use Load",2023,"8/29/2023","3",35,40,-0.13852570950984955,4.7714285552501678E-2,0.18624000251293182,5.2462659776210785E-2,59,3.5499534606933594,1,1,9.9946603178977966E-2,0.11900639533996582,0.15872855484485626,0.18624000251293182,0.21375145018100739,0.25347360968589783,0.27253338694572449,-5.5410284548997879E-3,1.9085714593529701E-3,7.449599914252758E-3,2.0985063165426254E-3,3.9978642016649246E-3,4.7602560371160507E-3,6.349142175167799E-3,7.449599914252758E-3,8.5500581189990044E-3,1.013894472271204E-2,1.0901335626840591E-2,0]
[{"$f":"Data[[#This Row],[category]]&Data[[#This Row],[subcategory]]&Data[[#This Row],[delivered]]&Data[[#This Row],[date]]&Data[[#This Row],[hour]]","v":"Climate zones1End Use Load8/29/20234"},"Climate zones","1","End Use Load",2023,"8/29/2023","4",35,40,-0.17283429205417633,-1.0857142508029938E-2,0.1619771420955658,4.5093610882759094E-2,58.5,3.59201979637146,1,1,8.7804749608039856E-2,0.10418735444545746,0.13833002746105194,0.1619771420955658,0.18562425673007965,0.21976692974567413,0.23614953458309174,-6.9133718498051167E-3,-4.3428569915704429E-4,6.4790858887135983E-3,1.8037444679066539E-3,3.512189956381917E-3,4.1674943640828133E-3,5.5332011543214321E-3,6.4790858887135983E-3,7.4249701574444771E-3,8.7906774133443832E-3,9.4459811225533485E-3,0]
[{"$f":"Data[[#This Row],[category]]&Data[[#This Row],[subcategory]]&Data[[#This Row],[delivered]]&Data[[#This Row],[date]]&Data[[#This Row],[hour]]","v":"Climate zones1End Use Load8/29/20235"},"Climate zones","1","End Use Load",2023,"8/29/2023","5",35,40,-0.17001713812351227,-9.7142858430743217E-3,0.16030286252498627,4.096008837223053E-2,60,3.9136357307434082,1,1,9.292951226234436E-2,0.10781040042638779,0.13882337510585785,0.16030286252498627,0.18178234994411469,0.21279533207416534,0.22767621278762817,-6.8006855435669422E-3,-3.8857143954373896E-4,6.4121144823729992E-3,1.6384035116061568E-3,3.7171805743128061E-3,4.312416072934866E-3,5.5529349483549595E-3,6.4121144823729992E-3,7.2712940163910389E-3,8.5118133574724197E-3,9.1070486232638359E-3,0]
[{"$f":"Data[[#This Row],[category]]&Data[[#This Row],[subcategory]]&Data[[#This Row],[delivered]]&Data[[#This Row],[date]]&Data[[#This Row],[hour]]","v":"Climate zones1End Use Load8/29/20236"},"Climate zones","1","End Use Load",2023,"8/29/2023","6",35,40,-0.19818857312202454,-9.7142858430743217E-3,0.18847428262233734,4.8187386244535446E-2,58,3.9112784862518311,1,1,0.10921308398246765,0.12671966850757599,0.16320478916168213,0.18847428262233734,0.21374377608299255,0.25022891163825989,0.26773548126220703,-7.9275425523519516E-3,-3.8857143954373896E-4,7.5389714911580086E-3,1.9274954684078693E-3,4.3685231357812881E-3,5.068786907941103E-3,6.5281917341053486E-3,7.5389714911580086E-3,8.5497507825493813E-3,1.0009156540036201E-2,1.0709418915212154E-2,0]
[{"$f":"Data[[#This Row],[category]]&Data[[#This Row],[subcategory]]&Data[[#This Row],[delivered]]&Data[[#This Row],[date]]&Data[[#This Row],[hour]]","v":"Climate zones1End Use Load8/29/20237"},"Climate zones","1","End Use Load",2023,"8/29/2023","7",35,40,-0.24215428531169891,-2.8571428265422583E-3,0.23929715156555176,6.6387921571731567E-2,56.5,3.6045284271240234,1,1,0.13009874522686005,0.15421760082244873,0.2044832855463028,0.23929715156555176,0.27411100268363953,0.32437670230865479,0.34849557280540466,-9.6861710771918297E-3,-1.1428571451688185E-4,9.5718856900930405E-3,2.6555168442428112E-3,5.2039497531950474E-3,6.1687040142714977E-3,8.1793311983346939E-3,9.5718856900930405E-3,1.0964440181851387E-2,1.2975067831575871E-2,1.3939823023974895E-2,0]
[{"$f":"Data[[#This Row],[category]]&Data[[#This Row],[subcategory]]&Data[[#This Row],[delivered]]&Data[[#This Row],[date]]&Data[[#This Row],[hour]]","v":"Climate zones1End Use Load8/29/20238"},"Climate zones","1","End Use Load",2023,"8/29/2023","8",35,40,-0.2504914402961731,7.8857138752937317E-2,0.32934856414794922,0.10640653222799301,55.5,3.0951912403106689,1,1,0.15432539582252502,0.19298310577869415,0.27354893088340759,0.32934856414794922,0.38514819741249084,0.46571400761604309,0.5043717622756958,-1.0019657202064991E-2,3.1542854849249125E-3,1.317394245415926E-2,4.2562615126371384E-3,6.1730160377919674E-3,7.7193244360387325E-3,1.0941957123577595E-2,1.317394245415926E-2,1.5405927784740925E-2,1.86285600066185E-2,2.0174870267510414E-2,0]
[{"$f":"Data[[#This Row],[category]]&Data[[#This Row],[subcategory]]&Data[[#This Row],[delivered]]&Data[[#This Row],[date]]&Data[[#This Row],[hour]]","v":"Climate zones1End Use Load8/29/20239"},"Climate zones","1","End Use Load",2023,"8/29/2023","9",35,40,0.10802856832742691,0.47942855954170227,0.37139999866485596,0.1000196784734726,57.5,3.7132692337036133,1,1,0.20688226819038391,0.24321962893009186,0.31894963979721069,0.37139999866485596,0.42385035753250122,0.49958038330078125,0.53591775894165039,4.321142565459013E-3,1.9177142530679703E-2,1.4855999499559402E-2,4.0007871575653553E-3,8.2752909511327744E-3,9.7287856042385101E-3,1.2757985852658749E-2,1.4855999499559402E-2,1.6954014077782631E-2,1.9983215257525444E-2,2.143670991063118E-2,0]
[{"$f":"Data[[#This Row],[category]]&Data[[#This Row],[subcategory]]&Data[[#This Row],[delivered]]&Data[[#This Row],[date]]&Data[[#This Row],[hour]]","v":"Climate zones1End Use Load8/29/202310"},"Climate zones","1","End Use Load",2023,"8/29/2023","10",35,40,0.66605144739151001,1.0745714902877808,0.40852001309394836,0.15472762286663055,58.5,2.6402525901794434,1,1,0.15401571989059448,0.21022859215736389,0.32738077640533447,0.40852001309394836,0.48965924978256226,0.60681146383285522,0.66302430629730225,2.6642058044672012E-2,4.2982861399650574E-2,1.6340799629688263E-2,6.1891051009297371E-3,6.1606289818882942E-3,8.4091434255242348E-3,1.3095230795443058E-2,1.6340799629688263E-2,1.9586369395256042E-2,2.4272458627820015E-2,2.6520973071455956E-2,0]
[{"$f":"Data[[#This Row],[category]]&Data[[#This Row],[subcategory]]&Data[[#This Row],[delivered]]&Data[[#This Row],[date]]&Data[[#This Row],[hour]]","v":"Climate zones1End Use Load8/29/202311"},"Climate zones","1","End Use Load",2023,"8/29/2023","11",35,40,1.2612799406051636,2.1342856884002686,0.87300568819046021,0.21396750211715698,62,4.080085277557373,1,1,0.52106046676635742,0.59879529476165771,0.76080101728439331,0.87300568819046021,0.9852103590965271,1.1472160816192627,1.224950909614563,5.0451196730136871E-2,8.5371427237987518E-2,3.4920226782560349E-2,8.5586998611688614E-3,2.0842418074607849E-2,2.3951811715960503E-2,3.0432039871811867E-2,3.4920226782560349E-2,3.9408415555953979E-2,4.5888643711805344E-2,4.8998035490512848E-2,0]
[{"$f":"Data[[#This Row],[category]]&Data[[#This Row],[subcategory]]&Data[[#This Row],[delivered]]&Data[[#This Row],[date]]&Data[[#This Row],[hour]]","v":"Climate zones1End Use Load8/29/202312"},"Climate zones","1","End Use Load",2023,"8/29/2023","12",35,40,1.7105371952056885,3.2039999961853027,1.4934629201889038,0.27876505255699158,64.5,5.3574252128601074,1,1,1.0349352359771729,1.1362111568450928,1.347278356552124,1.4934629201889038,1.6396474838256836,1.8507146835327148,1.9519906044006348,6.8421490490436554E-2,0.12815999984741211,5.9738516807556152E-2,1.1150602251291275E-2,4.1397407650947571E-2,4.5448444783687592E-2,5.3891133517026901E-2,5.9738516807556152E-2,6.5585896372795105E-2,7.4028588831424713E-2,7.8079625964164734E-2,0]
[{"$f":"Data[[#This Row],[category]]&Data[[#This Row],[subcategory]]&Data[[#This Row],[delivered]]&Data[[#This Row],[date]]&Data[[#This Row],[hour]]","v":"Climate zones1End Use Load8/29/202313"},"Climate zones","1","End Use Load",2023,"8/29/2023","13",35,40,1.8475257158279419,3.2042856216430664,1.3567600250244141,0.30063077807426453,66.5,4.5130443572998047,1,1,0.8622664213180542,0.97148615121841431,1.1991090774536133,1.3567600250244141,1.5144109725952148,1.742033839225769,1.8512536287307739,7.390102744102478E-2,0.12817142903804779,5.427040159702301E-2,1.2025231495499611E-2,3.4490656107664108E-2,3.8859445601701736E-2,4.7964364290237427E-2,5.427040159702301E-2,6.0576438903808594E-2,6.9681353867053986E-2,7.4050143361091614E-2,0]
[{"$f":"Data[[#This Row],[category]]&Data[[#This Row],[subcategory]]&Data[[#This Row],[delivered]]&Data[[#This Row],[date]]&Data[[#This Row],[hour]]","v":"Climate zones1End Use Load8/29/202314"},"Climate zones","1","End Use Load",2023,"8/29/2023","14",35,40,1.5497313737869263,2.1797142028808594,0.62998282909393311,0.3232651948928833,66,1.9488111734390259,1,0,9.8258897662162781E-2,0.21570181846618652,0.46046239137649536,0.62998282909393311,0.79950326681137085,1.0442638397216797,1.161706805229187,6.1989255249500275E-2,8.7188571691513062E-2,2.5199312716722488E-2,1.2930607423186302E-2,3.9303558878600597E-3,8.6280731484293938E-3,1.841849647462368E-2,2.5199312716722488E-2,3.1980130821466446E-2,4.1770555078983307E-2,4.6468272805213928E-2,0]
[{"$f":"Data[[#This Row],[category]]&Data[[#This Row],[subcategory]]&Data[[#This Row],[delivered]]&Data[[#This Row],[date]]&Data[[#This Row],[hour]]","v":"Climate zones1End Use Load8/29/202315"},"Climate zones","1","End Use Load",2023,"8/29/2023","15",35,40,0.93097144365310669,0.98285716772079468,5.1885716617107391E-2,0.27139478921890259,66,0.19118170440196991,0,0,-0.39451900124549866,-0.29592069983482361,-9.0433850884437561E-2,5.1885716617107391E-2,0.19420528411865234,0.39969214797019958,0.49829041957855225,3.7238858640193939E-2,3.9314284920692444E-2,2.0754286088049412E-3,1.0855791158974171E-2,-1.578075997531414E-2,-1.1836827732622623E-2,-3.6173539701849222E-3,2.0754286088049412E-3,7.7682114206254482E-3,1.5987686812877655E-2,1.9931616261601448E-2,0]
[{"$f":"Data[[#This Row],[category]]&Data[[#This Row],[subcategory]]&Data[[#This Row],[delivered]]&Data[[#This Row],[date]]&Data[[#This Row],[hour]]","v":"Climate zones1End Use Load8/29/202316"},"Climate zones","1","End Use Load",2023,"8/29/2023","16",35,40,0.3217085599899292,0.49085715413093567,0.16914856433868408,0.219373419880867,68.5,0.77105313539505005,0,0,-0.19168859720230103,-0.11198978871107101,5.4109029471874237E-2,0.16914856433868408,0.28418809175491333,0.45028692483901978,0.52998572587966919,1.2868341989815235E-2,1.9634285941720009E-2,6.7659425549209118E-3,8.774937130510807E-3,-7.6675438322126865E-3,-4.4795917347073555E-3,2.1643610671162605E-3,6.7659425549209118E-3,1.1367524042725563E-2,1.8011476844549179E-2,2.1199429407715797E-2,0]
[{"$f":"Data[[#This Row],[category]]&Data[[#This Row],[subcategory]]&Data[[#This Row],[delivered]]&Data[[#This Row],[date]]&Data[[#This Row],[hour]]","v":"Climate zones1End Use Load8/29/202317"},"Climate zones","1","End Use Load",2023,"8/29/2023","17",35,40,-1.0674856901168823,-2.7488570213317871,-1.6813714504241943,0.30138799548149109,69,-5.5787606239318848,1,1,-2.1771106719970703,-2.0676157474517822,-1.8394194841384888,-1.6813714504241943,-1.5233234167098999,-1.2951271533966064,-1.1856323480606079,-4.2699426412582397E-2,-0.10995428264141083,-6.725485622882843E-2,1.2055519968271255E-2,-8.708442747592926E-2,-8.2704633474349976E-2,-7.3576778173446655E-2,-6.725485622882843E-2,-6.0932938009500504E-2,-5.1805086433887482E-2,-4.7425292432308197E-2,0]
[{"$f":"Data[[#This Row],[category]]&Data[[#This Row],[subcategory]]&Data[[#This Row],[delivered]]&Data[[#This Row],[date]]&Data[[#This Row],[hour]]","v":"Climate zones1End Use Load8/29/202318"},"Climate zones","1","End Use Load",2023,"8/29/2023","18",35,40,-1.1431542634963989,-3.0162856578826904,-1.8731313943862915,0.31434452533721924,68,-5.9588484764099121,1,1,-2.3901820182800293,-2.2759799957275391,-2.0379738807678223,-1.8731313943862915,-1.7082889080047607,-1.4702826738357544,-1.3560806512832642,-4.5726168900728226E-2,-0.12065142393112183,-7.4925258755683899E-2,1.2573781423270702E-2,-9.5607280731201172E-2,-9.1039203107357025E-2,-8.1518955528736115E-2,-7.4925258755683899E-2,-6.8331554532051086E-2,-5.8811306953430176E-2,-5.4243225604295731E-2,0]
[{"$f":"Data[[#This Row],[category]]&Data[[#This Row],[subcategory]]&Data[[#This Row],[delivered]]&Data[[#This Row],[date]]&Data[[#This Row],[hour]]","v":"Climate zones1End Use Load8/29/202319"},"Climate zones","1","End Use Load",2023,"8/29/2023","19",35,40,-0.92609143257141113,-2.9797143936157227,-2.0536229610443115,0.32381349802017212,67,-6.3419928550720215,1,1,-2.5862488746643066,-2.46860671043396,-2.223430871963501,-2.0536229610443115,-1.8838150501251221,-1.6386392116546631,-1.520997166633606,-3.7043657153844833E-2,-0.1191885769367218,-8.214491605758667E-2,1.2952540069818497E-2,-0.10344995558261871,-9.8744265735149384E-2,-8.8937237858772278E-2,-8.214491605758667E-2,-7.5352601706981659E-2,-6.5545566380023956E-2,-6.0839887708425522E-2,0]
[{"$f":"Data[[#This Row],[category]]&Data[[#This Row],[subcategory]]&Data[[#This Row],[delivered]]&Data[[#This Row],[date]]&Data[[#This Row],[hour]]","v":"Climate zones1End Use Load8/29/202320"},"Climate zones","1","End Use Load",2023,"8/29/2023","20",35,40,-0.76134288311004639,-2.5608570575714111,-1.7995142936706543,0.34212103486061096,65.5,-5.2598762512207031,1,1,-2.3622534275054932,-2.2379601001739502,-1.9789227247238159,-1.7995142936706543,-1.6201058626174927,-1.3610684871673584,-1.236775279045105,-3.0453715473413467E-2,-0.10243428498506546,-7.1980573236942291E-2,1.3684841804206371E-2,-9.4490140676498413E-2,-8.9518405497074127E-2,-7.915690541267395E-2,-7.1980573236942291E-2,-6.4804233610630035E-2,-5.4442740976810455E-2,-4.9471009522676468E-2,0]
[{"$f":"Data[[#This Row],[category]]&Data[[#This Row],[subcategory]]&Data[[#This Row],[delivered]]&Data[[#This Row],[date]]&Data[[#This Row],[hour]]","v":"Climate zones1End Use Load8/29/202321"},"Climate zones","1","End Use Load",2023,"8/29/2023","21",35,40,-0.74578285217285156,-2.8625714778900146,-2.1167886257171631,0.3693682849407196,62.5,-5.7308349609375,1,1,-2.7243454456329346,-2.5901532173156738,-2.3104856014251709,-2.1167886257171631,-1.9230916500091553,-1.6434241533279419,-1.5092318058013916,-2.9831314459443092E-2,-0.11450286209583282,-8.4671542048454285E-2,1.4774731360375881E-2,-0.10897381603717804,-0.10360612720251083,-9.2419423162937164E-2,-8.4671542048454285E-2,-7.6923668384552002E-2,-6.5736964344978333E-2,-6.0369271785020828E-2,0]
[{"$f":"Data[[#This Row],[category]]&Data[[#This Row],[subcategory]]&Data[[#This Row],[delivered]]&Data[[#This Row],[date]]&Data[[#This Row],[hour]]","v":"Climate zones1End Use Load8/29/202322"},"Climate zones","1","End Use Load",2023,"8/29/2023","22",35,40,-0.27177715301513672,0.88400000333786011,1.1557770967483521,0.35369569063186646,61.5,3.2677161693572998,1,1,0.57399946451187134,0.70249783992767334,0.9702988862991333,1.1557770967483521,1.3412553071975708,1.6090563535690308,1.7375547885894775,-1.0871086269617081E-2,3.5360001027584076E-2,4.6231083571910858E-2,1.414782740175724E-2,2.2959979251027107E-2,2.8099913150072098E-2,3.8811955600976944E-2,4.6231083571910858E-2,5.3650211542844772E-2,6.4362257719039917E-2,6.9502189755439758E-2,0]
[{"$f":"Data[[#This Row],[category]]&Data[[#This Row],[subcategory]]&Data[[#This Row],[delivered]]&Data[[#This Row],[date]]&Data[[#This Row],[hour]]","v":"Climate zones1End Use Load8/29/202323"},"Climate zones","1","End Use Load",2023,"8/29/2023","23",35,40,-0.53546857833862305,0.29971429705619812,0.83518290519714355,0.3090168833732605,60.5,2.7027096748352051,1,1,0.32689535617828369,0.43916183710098267,0.67313426733016968,0.83518290519714355,0.99723154306411743,1.2312040328979492,1.3434704542160034,-2.1418742835521698E-2,1.1988571844995022E-2,3.3407315611839294E-2,1.2360675260424614E-2,1.3075814582407475E-2,1.756647415459156E-2,2.6925370097160339E-2,3.3407315611839294E-2,3.988926112651825E-2,4.9248162657022476E-2,5.3738817572593689E-2,0]
[{"$f":"Data[[#This Row],[category]]&Data[[#This Row],[subcategory]]&Data[[#This Row],[delivered]]&Data[[#This Row],[date]]&Data[[#This Row],[hour]]","v":"Climate zones1End Use Load8/29/202324"},"Climate zones","1","End Use Load",2023,"8/29/2023","24",35,40,-0.41493713855743408,-7.2285711765289307E-2,0.34265142679214478,8.0591663718223572E-2,59.5,4.2516980171203613,1,1,0.21008993685245514,0.23936904966831207,0.30038911104202271,0.34265142679214478,0.38491374254226685,0.44593378901481628,0.47521293163299561,-1.6597485169768333E-2,-2.8914285358041525E-3,1.3706057332456112E-2,3.2236664555966854E-3,8.4035973995923996E-3,9.5747616142034531E-3,1.2015564367175102E-2,1.3706057332456112E-2,1.5396549366414547E-2,1.7837351188063622E-2,1.9008517265319824E-2,0]
[{"$f":"Data[[#This Row],[category]]&Data[[#This Row],[subcategory]]&Data[[#This Row],[delivered]]&Data[[#This Row],[date]]&Data[[#This Row],[hour]]","v":"Climate zones1End Use Load8/29/2023Event Window"},"Climate zones","1","End Use Load",2023,"8/29/2023","Event Window",35,40,-0.92877143621444702,-2.8336570262908936,-1.9048856496810913,0.31302082538604736,66.400001525878906,-6.0854916572570801,1,1,-2.4197590351104736,-2.3060379028320313,-2.0690338611602783,-1.9048856496810913,-1.7407373189926147,-1.5037332773208618,-1.390012264251709,-3.7150856107473373E-2,-0.11334627866744995,-7.6195426285266876E-2,1.2520832940936089E-2,-9.6790358424186707E-2,-9.2241518199443817E-2,-8.2761354744434357E-2,-7.6195426285266876E-2,-6.9629490375518799E-2,-6.0149330645799637E-2,-5.5600490421056747E-2,0]
[{"$f":"Data[[#This Row],[category]]&Data[[#This Row],[subcategory]]&Data[[#This Row],[delivered]]&Data[[#This Row],[date]]&Data[[#This Row],[hour]]","v":"Climate zones1End Use Load8/30/20231"},"Climate zones","1","End Use Load",2023,"8/30/2023","1",36,41,0.12638889253139496,0.37666666507720947,0.25027778744697571,7.6147891581058502E-2,59.5,3.2867329120635986,1,1,0.12502564489841461,0.1526903361082077,0.2103457897901535,0.25027778744697571,0.29020977020263672,0.34786522388458252,0.37552991509437561,5.1819444634020329E-3,1.5443333424627781E-2,1.0261389426887035E-2,3.1220635864883661E-3,5.1260516047477722E-3,6.2603037804365158E-3,8.6241774260997772E-3,1.0261389426887035E-2,1.1898600496351719E-2,1.426247414201498E-2,1.5396726317703724E-2,0]
[{"$f":"Data[[#This Row],[category]]&Data[[#This Row],[subcategory]]&Data[[#This Row],[delivered]]&Data[[#This Row],[date]]&Data[[#This Row],[hour]]","v":"Climate zones1End Use Load8/30/20232"},"Climate zones","1","End Use Load",2023,"8/30/2023","2",36,41,2.6827776804566383E-2,0.36138889193534851,0.33456110954284668,0.10293258726596832,59.5,3.250293493270874,1,1,0.16525207459926605,0.20264768600463867,0.28058320283889771,0.33456110954284668,0.38853901624679565,0.46647453308105469,0.50387012958526611,1.0999388759955764E-3,1.4816944487392902E-2,1.3717005029320717E-2,4.2202360928058624E-3,6.7753349430859089E-3,8.3085549995303154E-3,1.1503911577165127E-2,1.3717005029320717E-2,1.5930099412798882E-2,1.9125455990433693E-2,2.0658675581216812E-2,0]
[{"$f":"Data[[#This Row],[category]]&Data[[#This Row],[subcategory]]&Data[[#This Row],[delivered]]&Data[[#This Row],[date]]&Data[[#This Row],[hour]]","v":"Climate zones1End Use Load8/30/20233"},"Climate zones","1","End Use Load",2023,"8/30/2023","3",36,41,-0.18478888273239136,1.5611111186444759E-2,0.20039999485015869,5.5161960422992706E-2,59,3.6329381465911865,1,1,0.10966664552688599,0.12970709800720215,0.17147304117679596,0.20039999485015869,0.22932694852352142,0.27109289169311523,0.2911333441734314,-7.5763440690934658E-3,6.4005557214841247E-4,8.2163996994495392E-3,2.2616402711719275E-3,4.4963322579860687E-3,5.3179911337792873E-3,7.0303948596119881E-3,8.2163996994495392E-3,9.4024045392870903E-3,1.1114808730781078E-2,1.193646714091301E-2,0]
[{"$f":"Data[[#This Row],[category]]&Data[[#This Row],[subcategory]]&Data[[#This Row],[delivered]]&Data[[#This Row],[date]]&Data[[#This Row],[hour]]","v":"Climate zones1End Use Load8/30/20234"},"Climate zones","1","End Use Load",2023,"8/30/2023","4",36,41,-0.20092222094535828,-2.6666667312383652E-2,0.17425554990768433,5.5490806698799133E-2,58,3.1402597427368164,1,1,8.2981295883655548E-2,0.10314121842384338,0.1451561450958252,0.17425554990768433,0.20335495471954346,0.24536988139152527,0.2655298113822937,-8.237810805439949E-3,-1.0933333542197943E-3,7.1444776840507984E-3,2.2751230280846357E-3,3.4022331237792969E-3,4.2287898249924183E-3,5.9514017775654793E-3,7.1444776840507984E-3,8.3375535905361176E-3,1.0060165077447891E-2,1.08867222443223E-2,0]
[{"$f":"Data[[#This Row],[category]]&Data[[#This Row],[subcategory]]&Data[[#This Row],[delivered]]&Data[[#This Row],[date]]&Data[[#This Row],[hour]]","v":"Climate zones1End Use Load8/30/20235"},"Climate zones","1","End Use Load",2023,"8/30/2023","5",36,41,-0.18751665949821472,-1.7500000074505806E-2,0.17001666128635406,4.6278215944766998E-2,58,3.6737947463989258,1,1,9.3895770609378815E-2,0.11070874333381653,0.14574834704399109,0.17001666128635406,0.19428497552871704,0.2293245792388916,0.24613755941390991,-7.6881828717887402E-3,-7.1749999187886715E-4,6.9706831127405167E-3,1.8974068807438016E-3,3.8497266359627247E-3,4.539058543741703E-3,5.9756822884082794E-3,6.9706831127405167E-3,7.9656839370727539E-3,9.4023076817393303E-3,1.0091640055179596E-2,0]
[{"$f":"Data[[#This Row],[category]]&Data[[#This Row],[subcategory]]&Data[[#This Row],[delivered]]&Data[[#This Row],[date]]&Data[[#This Row],[hour]]","v":"Climate zones1End Use Load8/30/20236"},"Climate zones","1","End Use Load",2023,"8/30/2023","6",36,41,-0.20024444162845612,-1.6527777537703514E-2,0.18371666967868805,4.6221993863582611E-2,58,3.9746592044830322,1,1,0.10768825560808182,0.12448079884052277,0.1594778299331665,0.18371666967868805,0.20795550942420959,0.24295254051685333,0.25974509119987488,-8.2100220024585724E-3,-6.7763886181637645E-4,7.5323833152651787E-3,1.8951017409563065E-3,4.4152182526886463E-3,5.1037129014730453E-3,6.538590881973505E-3,7.5323833152651787E-3,8.5261762142181396E-3,9.961053729057312E-3,1.0649548843502998E-2,0]
[{"$f":"Data[[#This Row],[category]]&Data[[#This Row],[subcategory]]&Data[[#This Row],[delivered]]&Data[[#This Row],[date]]&Data[[#This Row],[hour]]","v":"Climate zones1End Use Load8/30/20237"},"Climate zones","1","End Use Load",2023,"8/30/2023","7",36,41,-0.23437777161598206,-3.911111131310463E-2,0.19526666402816772,6.268618255853653E-2,58,3.1149873733520508,1,1,9.2157065868377686E-2,0.11493109166622162,0.16239400207996368,0.19526666402816772,0.22813932597637177,0.27560225129127502,0.29837626218795776,-9.609488770365715E-3,-1.6035555163398385E-3,8.005932904779911E-3,2.5701334234327078E-3,3.7784397136420012E-3,4.7121746465563774E-3,6.6581540741026402E-3,8.005932904779911E-3,9.3537122011184692E-3,1.1299692094326019E-2,1.2233426794409752E-2,0]
[{"$f":"Data[[#This Row],[category]]&Data[[#This Row],[subcategory]]&Data[[#This Row],[delivered]]&Data[[#This Row],[date]]&Data[[#This Row],[hour]]","v":"Climate zones1End Use Load8/30/20238"},"Climate zones","1","End Use Load",2023,"8/30/2023","8",36,41,-0.14858333766460419,0.36105555295944214,0.50963890552520752,0.31376174092292786,58,1.6242862939834595,0,0,-6.4532319083809853E-3,0.10753705352544785,0.34510210156440735,0.50963890552520752,0.67417573928833008,0.91174077987670898,1.025731086730957,-6.0919169336557388E-3,1.480327732861042E-2,2.0895194262266159E-2,1.2864231131970882E-2,-2.6458251522853971E-4,4.4090193696320057E-3,1.4149186201393604E-2,2.0895194262266159E-2,2.7641205117106438E-2,3.7381373345851898E-2,4.2054973542690277E-2,0]
[{"$f":"Data[[#This Row],[category]]&Data[[#This Row],[subcategory]]&Data[[#This Row],[delivered]]&Data[[#This Row],[date]]&Data[[#This Row],[hour]]","v":"Climate zones1End Use Load8/30/20239"},"Climate zones","1","End Use Load",2023,"8/30/2023","9",36,41,0.27908888459205627,0.8060833215713501,0.52699446678161621,0.35980081558227539,58,1.4646838903427124,0,0,-6.4825206995010376E-2,6.5891169011592865E-2,0.33831474184989929,0.52699446678161621,0.71567422151565552,0.98809778690338135,1.1188141107559204,1.1442644521594048E-2,3.3049415796995163E-2,2.1606773138046265E-2,1.4751833863556385E-2,-2.6578335091471672E-3,2.7015379164367914E-3,1.3870904222130775E-2,2.1606773138046265E-2,2.9342643916606903E-2,4.0512010455131531E-2,4.5871376991271973E-2,0]
[{"$f":"Data[[#This Row],[category]]&Data[[#This Row],[subcategory]]&Data[[#This Row],[delivered]]&Data[[#This Row],[date]]&Data[[#This Row],[hour]]","v":"Climate zones1End Use Load8/30/202310"},"Climate zones","1","End Use Load",2023,"8/30/2023","10",36,41,0.83787775039672852,1.3114166259765625,0.47353887557983398,0.22123458981513977,59,2.1404378414154053,1,1,0.10964035987854004,0.19001534581184387,0.3575233519077301,0.47353887557983398,0.58955442905426025,0.75706243515014648,0.83743739128112793,3.4352988004684448E-2,5.3768083453178406E-2,1.9415093585848808E-2,9.0706180781126022E-3,4.4952547177672386E-3,7.7906292863190174E-3,1.4658457599580288E-2,1.9415093585848808E-2,2.4171732366085052E-2,3.1039560213685036E-2,3.4334931522607803E-2,0]
[{"$f":"Data[[#This Row],[category]]&Data[[#This Row],[subcategory]]&Data[[#This Row],[delivered]]&Data[[#This Row],[date]]&Data[[#This Row],[hour]]","v":"Climate zones1End Use Load8/30/202311"},"Climate zones","1","End Use Load",2023,"8/30/2023","11",36,41,1.3250777721405029,1.9532222747802734,0.62814444303512573,0.22024466097354889,63,2.8520302772521973,1,1,0.26587420701980591,0.34588953852653503,0.51264804601669312,0.62814444303512573,0.74364084005355835,0.91039931774139404,0.99041467905044556,5.4328188300132751E-2,8.0082111060619354E-2,2.5753922760486603E-2,9.0300310403108597E-3,1.0900842025876045E-2,1.4181471429765224E-2,2.101857028901577E-2,2.5753922760486603E-2,3.0489275231957436E-2,3.7326373159885406E-2,4.0607001632452011E-2,0]
[{"$f":"Data[[#This Row],[category]]&Data[[#This Row],[subcategory]]&Data[[#This Row],[delivered]]&Data[[#This Row],[date]]&Data[[#This Row],[hour]]","v":"Climate zones1End Use Load8/30/202312"},"Climate zones","1","End Use Load",2023,"8/30/2023","12",36,41,1.6613556146621704,2.4116389751434326,0.75028330087661743,0.27681469917297363,64,2.7104170322418213,1,1,0.29496362805366516,0.39553099870681763,0.60512155294418335,0.75028330087661743,0.89544504880905151,1.105035662651062,1.2056030035018921,6.8115577101707458E-2,9.8877198994159698E-2,3.0761614441871643E-2,1.1349402368068695E-2,1.2093508616089821E-2,1.6216771677136421E-2,2.4809984490275383E-2,3.0761614441871643E-2,3.6713246256113052E-2,4.5306462794542313E-2,4.9429722130298615E-2,0]
[{"$f":"Data[[#This Row],[category]]&Data[[#This Row],[subcategory]]&Data[[#This Row],[delivered]]&Data[[#This Row],[date]]&Data[[#This Row],[hour]]","v":"Climate zones1End Use Load8/30/202313"},"Climate zones","1","End Use Load",2023,"8/30/2023","13",36,41,1.7395278215408325,2.7554166316986084,1.0158889293670654,0.30582749843597412,65.5,3.3217711448669434,1,1,0.51284748315811157,0.62395519018173218,0.85551285743713379,1.0158889293670654,1.1762650012969971,1.4078226089477539,1.5189304351806641,7.1320638060569763E-2,0.11297208070755005,4.1651446372270584E-2,1.2538927607238293E-2,2.1026747301220894E-2,2.5582162663340569E-2,3.5076025873422623E-2,4.1651446372270584E-2,4.8226866871118546E-2,5.772072821855545E-2,6.2276147305965424E-2,0]
[{"$f":"Data[[#This Row],[category]]&Data[[#This Row],[subcategory]]&Data[[#This Row],[delivered]]&Data[[#This Row],[date]]&Data[[#This Row],[hour]]","v":"Climate zones1End Use Load8/30/202314"},"Climate zones","1","End Use Load",2023,"8/30/2023","14",36,41,1.3316777944564819,2.0564167499542236,0.72473889589309692,0.36430418491363525,68.5,1.9893784523010254,1,1,0.12551183998584747,0.25786429643630981,0.53369760513305664,0.72473889589309692,0.91578018665313721,1.1916134357452393,1.3239659070968628,5.4598789662122726E-2,8.4313087165355682E-2,2.9714295640587807E-2,1.4936471357941628E-2,5.1459856331348419E-3,1.0572436265647411E-2,2.1881602704524994E-2,2.9714295640587807E-2,3.754698857665062E-2,4.8856150358915329E-2,5.4282601922750473E-2,0]
[{"$f":"Data[[#This Row],[category]]&Data[[#This Row],[subcategory]]&Data[[#This Row],[delivered]]&Data[[#This Row],[date]]&Data[[#This Row],[hour]]","v":"Climate zones1End Use Load8/30/202315"},"Climate zones","1","End Use Load",2023,"8/30/2023","15",36,41,0.73511111736297607,1.2054166793823242,0.47030553221702576,0.30485996603965759,69,1.5426936149597168,0,0,-3.1144488602876663E-2,7.961176335811615E-2,0.31043681502342224,0.47030553221702576,0.63017427921295166,0.86099928617477417,0.97175556421279907,3.0139556154608727E-2,4.9422085285186768E-2,1.9282527267932892E-2,1.2499258853495121E-2,-1.2769240420311689E-3,3.2640823628753424E-3,1.2727909721434116E-2,1.9282527267932892E-2,2.5837145745754242E-2,3.5300970077514648E-2,3.9841979742050171E-2,0]
[{"$f":"Data[[#This Row],[category]]&Data[[#This Row],[subcategory]]&Data[[#This Row],[delivered]]&Data[[#This Row],[date]]&Data[[#This Row],[hour]]","v":"Climate zones1End Use Load8/30/202316"},"Climate zones","1","End Use Load",2023,"8/30/2023","16",36,41,0.11948332935571671,0.43027776479721069,0.31079444289207458,0.18744710087776184,69,1.6580381393432617,1,0,2.4713992606848478E-3,7.057131826877594E-2,0.21249708533287048,0.31079444289207458,0.40909180045127869,0.55101758241653442,0.61911749839782715,4.8988163471221924E-3,1.764138787984848E-2,1.2742572464048862E-2,7.6853311620652676E-3,1.0132737224921584E-4,2.8934241272509098E-3,8.7123801931738853E-3,1.2742572464048862E-2,1.6772763803601265E-2,2.2591721266508102E-2,2.5383817031979561E-2,0]
[{"$f":"Data[[#This Row],[category]]&Data[[#This Row],[subcategory]]&Data[[#This Row],[delivered]]&Data[[#This Row],[date]]&Data[[#This Row],[hour]]","v":"Climate zones1End Use Load8/30/202317"},"Climate zones","1","End Use Load",2023,"8/30/2023","17",36,41,-1.064394474029541,-0.56563889980316162,0.49875557422637939,0.18645857274532318,68.5,2.6748867034912109,1,1,0.19205851852893829,0.2597993016242981,0.40097659826278687,0.49875557422637939,0.59653455018997192,0.73771184682846069,0.80545264482498169,-4.3640173971652985E-2,-2.3191194981336594E-2,2.0448978990316391E-2,7.6448014006018639E-3,7.8743994235992432E-3,1.0651770979166031E-2,1.6440041363239288E-2,2.0448978990316391E-2,2.4457916617393494E-2,3.0246185138821602E-2,3.3023558557033539E-2,0]
[{"$f":"Data[[#This Row],[category]]&Data[[#This Row],[subcategory]]&Data[[#This Row],[delivered]]&Data[[#This Row],[date]]&Data[[#This Row],[hour]]","v":"Climate zones1End Use Load8/30/202318"},"Climate zones","1","End Use Load",2023,"8/30/2023","18",36,41,-1.1023555994033813,-0.62444442510604858,0.4779110848903656,0.14810614287853241,67,3.2268147468566895,1,1,0.23429815471172333,0.28810542821884155,0.40024414658546448,0.4779110848903656,0.55557799339294434,0.66771674156188965,0.72152400016784668,-4.5196577906608582E-2,-2.5602221488952637E-2,1.9594354555010796E-2,6.0723517090082169E-3,9.6062244847416878E-3,1.1812322773039341E-2,1.6410009935498238E-2,1.9594354555010796E-2,2.2778697311878204E-2,2.7376387268304825E-2,2.9582483693957329E-2,0]
[{"$f":"Data[[#This Row],[category]]&Data[[#This Row],[subcategory]]&Data[[#This Row],[delivered]]&Data[[#This Row],[date]]&Data[[#This Row],[hour]]","v":"Climate zones1End Use Load8/30/202319"},"Climate zones","1","End Use Load",2023,"8/30/2023","19",36,41,-0.94997221231460571,-3.7916667461395264,-2.8416943550109863,0.41767406463623047,65.5,-6.803617000579834,1,1,-3.5287070274353027,-3.3769652843475342,-3.060722827911377,-2.8416943550109863,-2.6226658821105957,-2.3064234256744385,-2.1546816825866699,-3.8948860019445419E-2,-0.15545833110809326,-0.11650946736335754,1.7124636098742485E-2,-0.14467698335647583,-0.13845556974411011,-0.12548963725566864,-0.11650946736335754,-0.10752929747104645,-9.4563357532024384E-2,-8.8341951370239258E-2,0]
[{"$f":"Data[[#This Row],[category]]&Data[[#This Row],[subcategory]]&Data[[#This Row],[delivered]]&Data[[#This Row],[date]]&Data[[#This Row],[hour]]","v":"Climate zones1End Use Load8/30/202320"},"Climate zones","1","End Use Load",2023,"8/30/2023","20",36,41,-0.63585555553436279,-3.4450554847717285,-2.8092000484466553,0.45700323581695557,64,-6.1470026969909668,1,1,-3.5609035491943359,-3.3948731422424316,-3.0488526821136475,-2.8092000484466553,-2.5695474147796631,-2.2235269546508789,-2.0574965476989746,-2.607007697224617E-2,-0.14124727249145508,-0.11517719924449921,1.8737133592367172E-2,-0.14599704742431641,-0.13918979465961456,-0.12500296533107758,-0.11517719924449921,-0.10535144060850143,-9.116460382938385E-2,-8.4357358515262604E-2,0]
[{"$f":"Data[[#This Row],[category]]&Data[[#This Row],[subcategory]]&Data[[#This Row],[delivered]]&Data[[#This Row],[date]]&Data[[#This Row],[hour]]","v":"Climate zones1End Use Load8/30/202321"},"Climate zones","1","End Use Load",2023,"8/30/2023","21",36,41,-0.7060999870300293,-3.6725001335144043,-2.9663999080657959,0.47530588507652283,61.5,-6.2410335540771484,1,1,-3.7482085227966309,-3.5755288600921631,-3.2156505584716797,-2.9663999080657959,-2.7171492576599121,-2.3572709560394287,-2.1845912933349609,-2.8950098901987076E-2,-0.1505725085735321,-0.12162239849567413,1.9487541168928146E-2,-0.15367655456066132,-0.14659668505191803,-0.13184167444705963,-0.12162239849567413,-0.11140312254428864,-9.6648111939430237E-2,-8.9568242430686951E-2,0]
[{"$f":"Data[[#This Row],[category]]&Data[[#This Row],[subcategory]]&Data[[#This Row],[delivered]]&Data[[#This Row],[date]]&Data[[#This Row],[hour]]","v":"Climate zones1End Use Load8/30/202322"},"Climate zones","1","End Use Load",2023,"8/30/2023","22",36,41,-0.28189444541931152,0.72366666793823242,1.0055611133575439,0.34291452169418335,61,2.9323959350585938,1,1,0.44151690602302551,0.56609845161437988,0.82573658227920532,1.0055611133575439,1.1853857040405273,1.445023775100708,1.5696053504943848,-1.1557672172784805E-2,2.9670333489775658E-2,4.1228003799915314E-2,1.4059495180845261E-2,1.8102193251252174E-2,2.3210035637021065E-2,3.3855199813842773E-2,4.1228003799915314E-2,4.8600815236568451E-2,5.9245973825454712E-2,6.4353816211223602E-2,0]
[{"$f":"Data[[#This Row],[category]]&Data[[#This Row],[subcategory]]&Data[[#This Row],[delivered]]&Data[[#This Row],[date]]&Data[[#This Row],[hour]]","v":"Climate zones1End Use Load8/30/202323"},"Climate zones","1","End Use Load",2023,"8/30/2023","23",36,41,-0.55435556173324585,7.5777776539325714E-2,0.63013333082199097,0.16701167821884155,60,3.7729897499084473,1,1,0.35542356967926025,0.41609925031661987,0.54255229234695435,0.63013333082199097,0.71771436929702759,0.84416741132736206,0.90484309196472168,-2.2728577256202698E-2,3.1068888492882252E-3,2.5835465639829636E-2,6.8474789150059223E-3,1.4572366140782833E-2,1.7060069367289543E-2,2.2244643419981003E-2,2.5835465639829636E-2,2.9426289722323418E-2,3.4610863775014877E-2,3.7098567932844162E-2,0]
[{"$f":"Data[[#This Row],[category]]&Data[[#This Row],[subcategory]]&Data[[#This Row],[delivered]]&Data[[#This Row],[date]]&Data[[#This Row],[hour]]","v":"Climate zones1End Use Load8/30/202324"},"Climate zones","1","End Use Load",2023,"8/30/2023","24",36,41,-0.42006111145019531,-0.15777777135372162,0.2622833251953125,8.9148230850696564E-2,60.5,2.9421036243438721,1,1,0.11564753204584122,0.14803527295589447,0.21553394198417664,0.2622833251953125,0.30903270840644836,0.37653139233589172,0.40891912579536438,-1.7222505062818527E-2,-6.4688888378441334E-3,1.0753616690635681E-2,3.6550774239003658E-3,4.7415490262210369E-3,6.0694459825754166E-3,8.8368915021419525E-3,1.0753616690635681E-2,1.2670340947806835E-2,1.5437787398695946E-2,1.6765683889389038E-2,0]
[{"$f":"Data[[#This Row],[category]]&Data[[#This Row],[subcategory]]&Data[[#This Row],[delivered]]&Data[[#This Row],[date]]&Data[[#This Row],[hour]]","v":"Climate zones1End Use Load8/30/2023Event Window"},"Climate zones","1","End Use Load",2023,"8/30/2023","Event Window",36,41,-0.76397591829299927,-3.6364073753356934,-2.8724315166473389,0.44612237811088562,63.666667938232422,-6.4386625289916992,1,1,-3.6062374114990234,-3.4441604614257813,-3.1063783168792725,-2.8724315166473389,-2.6384847164154053,-2.3007025718688965,-2.1386256217956543,-3.1323011964559555E-2,-0.14909270405769348,-0.11776969581842422,1.8291017040610313E-2,-0.1478557288646698,-0.14121058583259583,-0.12736150622367859,-0.11776969581842422,-0.10817787051200867,-9.4328805804252625E-2,-8.7683647871017456E-2,0]
[{"$f":"Data[[#This Row],[category]]&Data[[#This Row],[subcategory]]&Data[[#This Row],[delivered]]&Data[[#This Row],[date]]&Data[[#This Row],[hour]]","v":"Climate zones1End Use Load9/19/20231"},"Climate zones","1","End Use Load",2023,"9/19/2023","1",36,41,0.21098889410495758,0.27530553936958313,6.431666761636734E-2,5.5932283401489258E-2,55,1.1499024629592896,0,0,-2.7683751657605171E-2,-7.3634376749396324E-3,3.4985750913619995E-2,6.431666761636734E-2,9.3647584319114685E-2,0.13599677383899689,0.1563170850276947,8.6505450308322906E-3,1.1287527158856392E-2,2.6369832921773195E-3,2.2932235151529312E-3,-1.1350337881594896E-3,-3.0190093093551695E-4,1.4344158116728067E-3,2.6369832921773195E-3,3.839551005512476E-3,5.575867835432291E-3,6.4090006053447723E-3,0]
[{"$f":"Data[[#This Row],[category]]&Data[[#This Row],[subcategory]]&Data[[#This Row],[delivered]]&Data[[#This Row],[date]]&Data[[#This Row],[hour]]","v":"Climate zones1End Use Load9/19/20232"},"Climate zones","1","End Use Load",2023,"9/19/2023","2",36,41,0.12618333101272583,0.1788611114025116,5.2677784115076065E-2,6.7994840443134308E-2,58,0.77473205327987671,0,0,-5.916377529501915E-2,-3.4461110830307007E-2,1.7021255567669868E-2,5.2677784115076065E-2,8.8334314525127411E-2,0.13981667160987854,0.16451933979988098,5.1735164597630501E-3,7.3333056643605232E-3,2.1597892045974731E-3,2.7877883985638618E-3,-2.4257148616015911E-3,-1.4129055198282003E-3,6.9787149550393224E-4,2.1597892045974731E-3,3.621706971898675E-3,5.732483696192503E-3,6.7452928051352501E-3,0]
[{"$f":"Data[[#This Row],[category]]&Data[[#This Row],[subcategory]]&Data[[#This Row],[delivered]]&Data[[#This Row],[date]]&Data[[#This Row],[hour]]","v":"Climate zones1End Use Load9/19/20233"},"Climate zones","1","End Use Load",2023,"9/19/2023","3",36,41,-0.12043333053588867,-4.1361112147569656E-2,7.9072222113609314E-2,5.7219665497541428E-2,56.5,1.3819063901901245,0,0,-1.5045751817524433E-2,5.7422700338065624E-3,4.9066200852394104E-2,7.9072222113609314E-2,0.10907824337482452,0.15240217745304108,0.17319019138813019,-4.9377665854990482E-3,-1.6958055784925818E-3,3.2419611234217882E-3,2.3460062220692635E-3,-6.1687582638114691E-4,2.3543306451756507E-4,2.0117142703384161E-3,3.2419611234217882E-3,4.472208209335804E-3,6.2484894879162312E-3,7.1007977239787579E-3,0]
[{"$f":"Data[[#This Row],[category]]&Data[[#This Row],[subcategory]]&Data[[#This Row],[delivered]]&Data[[#This Row],[date]]&Data[[#This Row],[hour]]","v":"Climate zones1End Use Load9/19/20234"},"Climate zones","1","End Use Load",2023,"9/19/2023","4",36,41,-0.14765556156635284,-4.4555556029081345E-2,0.1031000018119812,3.7041276693344116E-2,56,2.783381462097168,1,1,4.2172525078058243E-2,5.5629696696996689E-2,8.367554098367691E-2,0.1031000018119812,0.12252446264028549,0.15057030320167542,0.16402748227119446,-6.0538779944181442E-3,-1.8267778214067221E-3,4.2270999401807785E-3,1.5186923556029797E-3,1.729073585011065E-3,2.2808175999671221E-3,3.4306971356272697E-3,4.2270999401807785E-3,5.0235027447342873E-3,6.1733825132250786E-3,6.7251268774271011E-3,0]
[{"$f":"Data[[#This Row],[category]]&Data[[#This Row],[subcategory]]&Data[[#This Row],[delivered]]&Data[[#This Row],[date]]&Data[[#This Row],[hour]]","v":"Climate zones1End Use Load9/19/20235"},"Climate zones","1","End Use Load",2023,"9/19/2023","5",36,41,-0.12130555510520935,-2.4222223088145256E-2,9.7083330154418945E-2,3.2967709004878998E-2,56,2.9448006153106689,1,1,4.2856276035308838E-2,5.4833512753248215E-2,7.9795047640800476E-2,9.7083330154418945E-2,0.11437161266803741,0.13933314383029938,0.15131038427352905,-4.9735279753804207E-3,-9.9311117082834244E-4,3.9804163388907909E-3,1.3516760664060712E-3,1.7571073258295655E-3,2.2481740452349186E-3,3.271596971899271E-3,3.9804163388907909E-3,4.6892361715435982E-3,5.7126590982079506E-3,6.2037259340286255E-3,0]
[{"$f":"Data[[#This Row],[category]]&Data[[#This Row],[subcategory]]&Data[[#This Row],[delivered]]&Data[[#This Row],[date]]&Data[[#This Row],[hour]]","v":"Climate zones1End Use Load9/19/20236"},"Climate zones","1","End Use Load",2023,"9/19/2023","6",36,41,-0.18747222423553467,-0.10883333534002304,7.8638888895511627E-2,6.9856613874435425E-2,56.5,1.1257185935974121,0,0,-3.6265015602111816E-2,-1.0885964147746563E-2,4.2006045579910278E-2,7.8638888895511627E-2,0.11527173221111298,0.16816374659538269,0.19354279339313507,-7.6863612048327923E-3,-4.4621666893362999E-3,3.2241945154964924E-3,2.864121226593852E-3,-1.4868656871840358E-3,-4.4632452772930264E-4,1.7222479218617082E-3,3.2241945154964924E-3,4.7261412255465984E-3,6.8947137333452702E-3,7.9352548345923424E-3,0]
[{"$f":"Data[[#This Row],[category]]&Data[[#This Row],[subcategory]]&Data[[#This Row],[delivered]]&Data[[#This Row],[date]]&Data[[#This Row],[hour]]","v":"Climate zones1End Use Load9/19/20237"},"Climate zones","1","End Use Load",2023,"9/19/2023","7",36,41,-0.1996111124753952,-7.5222223997116089E-2,0.12438888847827911,4.8710115253925323E-2,57,2.5536561012268066,1,1,4.426787793636322E-2,6.1964362859725952E-2,9.8845280706882477E-2,0.12438888847827911,0.14993250370025635,0.18681341409683228,0.20450989902019501,-8.1840557977557182E-3,-3.0841112602502108E-3,5.0999443046748638E-3,1.9971146248281002E-3,1.8149829702451825E-3,2.5405387859791517E-3,4.0526567026972771E-3,5.0999443046748638E-3,6.1472328379750252E-3,7.6593500562012196E-3,8.3849057555198669E-3,0]
[{"$f":"Data[[#This Row],[category]]&Data[[#This Row],[subcategory]]&Data[[#This Row],[delivered]]&Data[[#This Row],[date]]&Data[[#This Row],[hour]]","v":"Climate zones1End Use Load9/19/20238"},"Climate zones","1","End Use Load",2023,"9/19/2023","8",36,41,-0.17998889088630676,-2.1972222253680229E-2,0.15801666676998138,6.9456078112125397E-2,56,2.2750589847564697,1,1,4.3771583586931229E-2,6.9005124270915985E-2,0.12159386277198792,0.15801666676998138,0.19443947076797485,0.24702821671962738,0.27226173877716064,-7.3795444332063198E-3,-9.008611086755991E-4,6.4786835573613644E-3,2.8476992156356573E-3,1.7946349689736962E-3,2.8292101342231035E-3,4.9853483214974403E-3,6.4786835573613644E-3,7.9720178619027138E-3,1.0128157213330269E-2,1.1162730865180492E-2,0]
[{"$f":"Data[[#This Row],[category]]&Data[[#This Row],[subcategory]]&Data[[#This Row],[delivered]]&Data[[#This Row],[date]]&Data[[#This Row],[hour]]","v":"Climate zones1End Use Load9/19/20239"},"Climate zones","1","End Use Load",2023,"9/19/2023","9",36,41,0.27649998664855957,0.13850000500679016,-0.1379999965429306,5.8865182101726532E-2,56,-2.3443398475646973,1,1,-0.23482459783554077,-0.21343876421451569,-0.16886892914772034,-0.1379999965429306,-0.10713106393814087,-6.256122887134552E-2,-4.1175387799739838E-2,1.1336499825119972E-2,5.6785000488162041E-3,-5.6579997763037682E-3,2.413472393527627E-3,-9.6278088167309761E-3,-8.7509891018271446E-3,-6.9236261770129204E-3,-5.6579997763037682E-3,-4.3923738412559032E-3,-2.5650104507803917E-3,-1.688190852291882E-3,0]
[{"$f":"Data[[#This Row],[category]]&Data[[#This Row],[subcategory]]&Data[[#This Row],[delivered]]&Data[[#This Row],[date]]&Data[[#This Row],[hour]]","v":"Climate zones1End Use Load9/19/202310"},"Climate zones","1","End Use Load",2023,"9/19/2023","10",36,41,1.0012277364730835,0.40655556321144104,-0.59467220306396484,0.16046825051307678,57,-3.7058558464050293,1,1,-0.85861897468566895,-0.80032056570053101,-0.678821861743927,-0.59467220306396484,-0.51052254438400269,-0.38902387022972107,-0.33072543144226074,4.1050337255001068E-2,1.6668777912855148E-2,-2.4381561204791069E-2,6.5791984088718891E-3,-3.5203378647565842E-2,-3.2813142985105515E-2,-2.7831695973873138E-2,-2.4381561204791069E-2,-2.093142457306385E-2,-1.5949979424476624E-2,-1.3559742830693722E-2,0]
[{"$f":"Data[[#This Row],[category]]&Data[[#This Row],[subcategory]]&Data[[#This Row],[delivered]]&Data[[#This Row],[date]]&Data[[#This Row],[hour]]","v":"Climate zones1End Use Load9/19/202311"},"Climate zones","1","End Use Load",2023,"9/19/2023","11",36,41,1.7067444324493408,0.64844447374343872,-1.0583000183105469,0.25982454419136047,57,-4.0731334686279297,1,1,-1.4856733083724976,-1.3912786245346069,-1.1945521831512451,-1.0583000183105469,-0.92204791307449341,-0.72532147169113159,-0.63092666864395142,6.9976523518562317E-2,2.6586223393678665E-2,-4.3390300124883652E-2,1.0652806609869003E-2,-6.0912605375051498E-2,-5.7042423635721207E-2,-4.8976641148328781E-2,-4.3390300124883652E-2,-3.7803962826728821E-2,-2.9738180339336395E-2,-2.5867993012070656E-2,0]
[{"$f":"Data[[#This Row],[category]]&Data[[#This Row],[subcategory]]&Data[[#This Row],[delivered]]&Data[[#This Row],[date]]&Data[[#This Row],[hour]]","v":"Climate zones1End Use Load9/19/202312"},"Climate zones","1","End Use Load",2023,"9/19/2023","12",36,41,1.9976999759674072,0.80536109209060669,-1.1923388242721558,0.25697508454322815,58.5,-4.6399006843566895,1,1,-1.6150252819061279,-1.5216656923294067,-1.327096700668335,-1.1923388242721558,-1.0575809478759766,-0.86301201581954956,-0.76965242624282837,8.1905700266361237E-2,3.3019803464412689E-2,-4.8885893076658249E-2,1.0535978712141514E-2,-6.6216036677360535E-2,-6.2388293445110321E-2,-5.4410964250564575E-2,-4.8885893076658249E-2,-4.3360818177461624E-2,-3.5383492708206177E-2,-3.1555749475955963E-2,0]
[{"$f":"Data[[#This Row],[category]]&Data[[#This Row],[subcategory]]&Data[[#This Row],[delivered]]&Data[[#This Row],[date]]&Data[[#This Row],[hour]]","v":"Climate zones1End Use Load9/19/202313"},"Climate zones","1","End Use Load",2023,"9/19/2023","13",36,41,1.782188892364502,1.2016944885253906,-0.5804944634437561,0.24710509181022644,59.5,-2.3491804599761963,1,1,-0.98694616556167603,-0.89717239141464233,-0.71007651090621948,-0.5804944634437561,-0.45091241598129272,-0.26381653547286987,-0.17404276132583618,7.3069743812084198E-2,4.9269475042819977E-2,-2.380027249455452E-2,1.0131308808922768E-2,-4.0464792400598526E-2,-3.6784067749977112E-2,-2.9113136231899261E-2,-2.380027249455452E-2,-1.8487408757209778E-2,-1.0816478170454502E-2,-7.1357530541718006E-3,0]
[{"$f":"Data[[#This Row],[category]]&Data[[#This Row],[subcategory]]&Data[[#This Row],[delivered]]&Data[[#This Row],[date]]&Data[[#This Row],[hour]]","v":"Climate zones1End Use Load9/19/202314"},"Climate zones","1","End Use Load",2023,"9/19/2023","14",36,41,1.2821500301361084,1.4336111545562744,0.15146110951900482,0.2899329662322998,62,0.52240043878555298,0,0,-0.32543617486953735,-0.2201029360294342,-5.7988660410046577E-4,0.15146110951900482,0.30350211262702942,0.52302515506744385,0.62835842370986938,5.2568152546882629E-2,5.8778058737516403E-2,6.2099052593111992E-3,1.1887251399457455E-2,-1.3342883437871933E-2,-9.0242205187678337E-3,-2.3775350200594403E-5,6.2099052593111992E-3,1.2443586252629757E-2,2.1444031968712807E-2,2.5762695819139481E-2,0]
[{"$f":"Data[[#This Row],[category]]&Data[[#This Row],[subcategory]]&Data[[#This Row],[delivered]]&Data[[#This Row],[date]]&Data[[#This Row],[hour]]","v":"Climate zones1End Use Load9/19/202315"},"Climate zones","1","End Use Load",2023,"9/19/2023","15",36,41,0.61312222480773926,1.8624999523162842,1.2493777275085449,0.3579709529876709,64,3.4901649951934814,1,1,0.66056787967681885,0.79061949253082275,1.0616575479507446,1.2493777275085449,1.4370979070663452,1.7081359624862671,1.838187575340271,2.5138011202216148E-2,7.6362498104572296E-2,5.1224485039710999E-2,1.4676809310913086E-2,2.7083283290266991E-2,3.2415397465229034E-2,4.3527960777282715E-2,5.1224485039710999E-2,5.8921013027429581E-2,7.0033572614192963E-2,7.5365692377090454E-2,0]
[{"$f":"Data[[#This Row],[category]]&Data[[#This Row],[subcategory]]&Data[[#This Row],[delivered]]&Data[[#This Row],[date]]&Data[[#This Row],[hour]]","v":"Climate zones1End Use Load9/19/202316"},"Climate zones","1","End Use Load",2023,"9/19/2023","16",36,41,0.27562221884727478,1.5016666650772095,1.2260444164276123,0.27609175443649292,64,4.4407134056091309,1,1,0.77191388607025146,0.87221860885620117,1.0812617540359497,1.2260444164276123,1.3708270788192749,1.5798702239990234,1.6801749467849731,1.1300510726869106E-2,6.1568334698677063E-2,5.0267819315195084E-2,1.1319762095808983E-2,3.1648468226194382E-2,3.5760961472988129E-2,4.4331733137369156E-2,5.0267819315195084E-2,5.620390921831131E-2,6.4774677157402039E-2,6.8887174129486084E-2,0]
[{"$f":"Data[[#This Row],[category]]&Data[[#This Row],[subcategory]]&Data[[#This Row],[delivered]]&Data[[#This Row],[date]]&Data[[#This Row],[hour]]","v":"Climate zones1End Use Load9/19/202317"},"Climate zones","1","End Use Load",2023,"9/19/2023","17",36,41,-0.98725557327270508,-0.15080554783344269,0.83644998073577881,0.21441048383712769,64,3.9011616706848145,1,1,0.48377612233161926,0.5616719126701355,0.72401303052902222,0.83644998073577881,0.9488869309425354,1.1112281084060669,1.1891238689422607,-4.0477477014064789E-2,-6.1830272898077965E-3,3.4294448792934418E-2,8.7908301502466202E-3,1.9834820181131363E-2,2.3028548806905746E-2,2.9684534296393394E-2,3.4294448792934418E-2,3.890436515212059E-2,4.5560352504253387E-2,4.8754077404737473E-2,0]
[{"$f":"Data[[#This Row],[category]]&Data[[#This Row],[subcategory]]&Data[[#This Row],[delivered]]&Data[[#This Row],[date]]&Data[[#This Row],[hour]]","v":"Climate zones1End Use Load9/19/202318"},"Climate zones","1","End Use Load",2023,"9/19/2023","18",36,41,-1.1565611362457275,-2.9159722328186035,-1.759411096572876,0.40996655821800232,63,-4.2915964126586914,1,1,-2.4337460994720459,-2.2848043441772461,-1.9743977785110474,-1.759411096572876,-1.5444244146347046,-1.2340178489685059,-1.0850760936737061,-4.7419007867574692E-2,-0.11955486238002777,-7.2135858237743378E-2,1.6808629035949707E-2,-9.978359192609787E-2,-9.367697685956955E-2,-8.0950312316417694E-2,-7.2135858237743378E-2,-6.3321404159069061E-2,-5.0594732165336609E-2,-4.4488120824098587E-2,0]
[{"$f":"Data[[#This Row],[category]]&Data[[#This Row],[subcategory]]&Data[[#This Row],[delivered]]&Data[[#This Row],[date]]&Data[[#This Row],[hour]]","v":"Climate zones1End Use Load9/19/202319"},"Climate zones","1","End Use Load",2023,"9/19/2023","19",36,41,-1.078261137008667,-2.7605834007263184,-1.6823222637176514,0.4249340295791626,60.5,-3.9590198993682861,1,1,-2.3812766075134277,-2.2268972396850586,-1.9051579236984253,-1.6823222637176514,-1.4594866037368774,-1.1377474069595337,-0.98336797952651978,-4.4208705425262451E-2,-0.11318392306566238,-6.8975210189819336E-2,1.7422296106815338E-2,-9.7632341086864471E-2,-9.1302789747714996E-2,-7.8111477196216583E-2,-6.8975210189819336E-2,-5.9838950634002686E-2,-4.6647645533084869E-2,-4.0318086743354797E-2,0]
[{"$f":"Data[[#This Row],[category]]&Data[[#This Row],[subcategory]]&Data[[#This Row],[delivered]]&Data[[#This Row],[date]]&Data[[#This Row],[hour]]","v":"Climate zones1End Use Load9/19/202320"},"Climate zones","1","End Use Load",2023,"9/19/2023","20",36,41,-0.69304442405700684,-2.707444429397583,-2.0144000053405762,0.36701405048370361,57.5,-5.4886183738708496,1,1,-2.6180844306945801,-2.4847474098205566,-2.2068624496459961,-2.0144000053405762,-1.8219376802444458,-1.5440526008605957,-1.4107155799865723,-2.841482125222683E-2,-0.11100522428750992,-8.2590401172637939E-2,1.5047576278448105E-2,-0.1073414608836174,-0.10187464207410812,-9.0481363236904144E-2,-8.2590401172637939E-2,-7.4699446558952332E-2,-6.3306160271167755E-2,-5.7839337736368179E-2,0]
[{"$f":"Data[[#This Row],[category]]&Data[[#This Row],[subcategory]]&Data[[#This Row],[delivered]]&Data[[#This Row],[date]]&Data[[#This Row],[hour]]","v":"Climate zones1End Use Load9/19/202321"},"Climate zones","1","End Use Load",2023,"9/19/2023","21",36,41,-0.70287775993347168,-2.9343056678771973,-2.2314279079437256,0.39608922600746155,55.5,-5.6336498260498047,1,1,-2.8829367160797119,-2.7390365600585938,-2.4391372203826904,-2.2314279079437256,-2.0237185955047607,-1.7238191366195679,-1.5799190998077393,-2.8817988932132721E-2,-0.12030652910470963,-9.1488547623157501E-2,1.6239657998085022E-2,-0.11820040643215179,-0.11230050027370453,-0.10000462830066681,-9.1488547623157501E-2,-8.2972459495067596E-2,-7.0676587522029877E-2,-6.4776681363582611E-2,0]
[{"$f":"Data[[#This Row],[category]]&Data[[#This Row],[subcategory]]&Data[[#This Row],[delivered]]&Data[[#This Row],[date]]&Data[[#This Row],[hour]]","v":"Climate zones1End Use Load9/19/202322"},"Climate zones","1","End Use Load",2023,"9/19/2023","22",36,41,-0.33664444088935852,0.79638886451721191,1.133033275604248,0.3746083676815033,54.5,3.024580717086792,1,1,0.5168573260307312,0.65295332670211792,0.93658846616744995,1.133033275604248,1.3294781446456909,1.6131131649017334,1.7492091655731201,-1.380242221057415E-2,3.2651942223310471E-2,4.6454362571239471E-2,1.5358943492174149E-2,2.1191149950027466E-2,2.6771087199449539E-2,3.8400128483772278E-2,4.6454362571239471E-2,5.4508604109287262E-2,6.6137641668319702E-2,7.1717575192451477E-2,0]
[{"$f":"Data[[#This Row],[category]]&Data[[#This Row],[subcategory]]&Data[[#This Row],[delivered]]&Data[[#This Row],[date]]&Data[[#This Row],[hour]]","v":"Climate zones1End Use Load9/19/202323"},"Climate zones","1","End Use Load",2023,"9/19/2023","23",36,41,-0.53606230020523071,0.22466666996479034,0.76072895526885986,0.28229662775993347,53,2.6947858333587646,1,1,0.29639232158660889,0.39895126223564148,0.61269247531890869,0.76072895526885986,0.90876543521881104,1.1225066184997559,1.2250655889511108,-2.1978553384542465E-2,9.2113334685564041E-3,3.1189886853098869E-2,1.1574162170290947E-2,1.2152085080742836E-2,1.6357000917196274E-2,2.5120390579104424E-2,3.1189886853098869E-2,3.7259381264448166E-2,4.6022772789001465E-2,5.0227690488100052E-2,0]
[{"$f":"Data[[#This Row],[category]]&Data[[#This Row],[subcategory]]&Data[[#This Row],[delivered]]&Data[[#This Row],[date]]&Data[[#This Row],[hour]]","v":"Climate zones1End Use Load9/19/202324"},"Climate zones","1","End Use Load",2023,"9/19/2023","24",36,41,-0.44553768634796143,-0.10258333384990692,0.3429543673992157,6.6188238561153412E-2,52,5.1814999580383301,1,1,0.23408439755439758,0.25813072919845581,0.3082452118396759,0.3429543673992157,0.37766352295875549,0.42777800559997559,0.45182433724403381,-1.8267044797539711E-2,-4.2059165425598621E-3,1.4061128720641136E-2,2.7137177530676126E-3,9.5974607393145561E-3,1.0583359748125076E-2,1.2638053856790066E-2,1.4061128720641136E-2,1.5484204515814781E-2,1.7538897693157196E-2,1.8524797633290291E-2,0]
[{"$f":"Data[[#This Row],[category]]&Data[[#This Row],[subcategory]]&Data[[#This Row],[delivered]]&Data[[#This Row],[date]]&Data[[#This Row],[hour]]","v":"Climate zones1End Use Load9/19/2023Event Window"},"Climate zones","1","End Use Load",2023,"9/19/2023","Event Window",36,41,-0.90768611431121826,-2.8295764923095703,-1.9218902587890625,0.38419836759567261,59.125,-5.0023384094238281,1,1,-2.5538403987884521,-2.4142603874206543,-2.1233639717102051,-1.9218902587890625,-1.7204164266586304,-1.4295202493667603,-1.2899402379989624,-3.7215132266283035E-2,-0.11601263284683228,-7.8797504305839539E-2,1.575213298201561E-2,-0.10470745712518692,-9.8984673619270325E-2,-8.7057925760746002E-2,-7.8797504305839539E-2,-7.0537075400352478E-2,-5.8610331267118454E-2,-5.2887551486492157E-2,0]
[{"$f":"Data[[#This Row],[category]]&Data[[#This Row],[subcategory]]&Data[[#This Row],[delivered]]&Data[[#This Row],[date]]&Data[[#This Row],[hour]]","v":"Climate zones1End Use LoadAvg Weekday 8-9pm1"},"Climate zones","1","End Use Load",2023,"Avg Weekday 8-9pm","1",34,39,0.13834415376186371,8.4117643535137177E-2,-5.4226510226726532E-2,5.9411574155092239E-2,58,-0.91272634267807007,0,0,-0.15194985270500183,-0.13036550581455231,-8.5381969809532166E-2,-5.4226510226726532E-2,-2.3071050643920898E-2,2.1912485361099243E-2,4.3496832251548767E-2,5.3954222239553928E-3,3.2805881928652525E-3,-2.1148337982594967E-3,2.3170514032244682E-3,-5.9260441921651363E-3,-5.0842547789216042E-3,-3.3298968337476254E-3,-2.1148337982594967E-3,-8.9977099560201168E-4,8.5458694957196712E-4,1.6963764792308211E-3,0]
[{"$f":"Data[[#This Row],[category]]&Data[[#This Row],[subcategory]]&Data[[#This Row],[delivered]]&Data[[#This Row],[date]]&Data[[#This Row],[hour]]","v":"Climate zones1End Use LoadAvg Weekday 8-9pm2"},"Climate zones","1","End Use Load",2023,"Avg Weekday 8-9pm","2",34,39,6.3979372382164001E-2,-2.8823532164096832E-2,-9.2802904546260834E-2,0.12145933508872986,58,-0.76406562328338623,0,0,-0.29258573055267334,-0.24845930933952332,-0.15649624168872833,-9.2802904546260834E-2,-2.9109567403793335E-2,6.2853492796421051E-2,0.10697992146015167,2.4951954837888479E-3,-1.1241177562624216E-3,-3.6193132400512695E-3,4.736914299428463E-3,-1.1410843580961227E-2,-9.6899131312966347E-3,-6.1033535748720169E-3,-3.6193132400512695E-3,-1.1352731380611658E-3,2.4512861855328083E-3,4.1722171008586884E-3,0]
[{"$f":"Data[[#This Row],[category]]&Data[[#This Row],[subcategory]]&Data[[#This Row],[delivered]]&Data[[#This Row],[date]]&Data[[#This Row],[hour]]","v":"Climate zones1End Use LoadAvg Weekday 8-9pm3"},"Climate zones","1","End Use Load",2023,"Avg Weekday 8-9pm","3",34,39,-9.8764702677726746E-2,-0.10558823496103287,-6.8235308863222599E-3,8.1771917641162872E-2,57.75,-8.3445891737937927E-2,0,0,-0.14132636785507202,-0.11161845922470093,-4.9704767763614655E-2,-6.8235308863222599E-3,3.6057703197002411E-2,9.7971394658088684E-2,0.12767930328845978,-3.8518235087394714E-3,-4.1179410181939602E-3,-2.6611771318130195E-4,3.1891048420220613E-3,-5.5117281153798103E-3,-4.3531199917197227E-3,-1.9384858896955848E-3,-2.6611771318130195E-4,1.40625040512532E-3,3.8208845071494579E-3,4.9794926308095455E-3,0]
[{"$f":"Data[[#This Row],[category]]&Data[[#This Row],[subcategory]]&Data[[#This Row],[delivered]]&Data[[#This Row],[date]]&Data[[#This Row],[hour]]","v":"Climate zones1End Use LoadAvg Weekday 8-9pm4"},"Climate zones","1","End Use Load",2023,"Avg Weekday 8-9pm","4",34,39,-0.1697058379650116,-0.16191177070140839,7.7940658666193485E-3,6.114046648144722E-2,57.5,0.12747801840305328,0,0,-9.277305006980896E-2,-7.0560596883296967E-2,-2.4268025532364845E-2,7.7940658666193485E-3,3.9856158196926117E-2,8.6148723959922791E-2,0.10836118459701538,-6.6185276955366135E-3,-6.3145589083433151E-3,3.0396855436265469E-4,2.3844782263040543E-3,-3.6181488540023565E-3,-2.7518633287400007E-3,-9.4645301578566432E-4,3.0396855436265469E-4,1.5543901827186346E-3,3.3598002046346664E-3,4.2260861955583096E-3,0]
[{"$f":"Data[[#This Row],[category]]&Data[[#This Row],[subcategory]]&Data[[#This Row],[delivered]]&Data[[#This Row],[date]]&Data[[#This Row],[hour]]","v":"Climate zones1End Use LoadAvg Weekday 8-9pm5"},"Climate zones","1","End Use Load",2023,"Avg Weekday 8-9pm","5",34,39,-0.17800004780292511,-0.19411765038967133,-1.6117596998810768E-2,2.5916321203112602E-2,57.25,-0.62190914154052734,0,0,-5.8746151626110077E-2,-4.9330700188875198E-2,-2.9708128422498703E-2,-1.6117596998810768E-2,-2.5270648766309023E-3,1.7095504328608513E-2,2.6510957628488541E-2,-6.9420016370713711E-3,-7.5705884955823421E-3,-6.2858627643436193E-4,1.0107365669682622E-3,-2.2910998668521643E-3,-1.9238973036408424E-3,-1.1586169712245464E-3,-6.2858627643436193E-4,-9.8555530712474138E-5,6.6672469256445765E-4,1.0339273139834404E-3,0]
[{"$f":"Data[[#This Row],[category]]&Data[[#This Row],[subcategory]]&Data[[#This Row],[delivered]]&Data[[#This Row],[date]]&Data[[#This Row],[hour]]","v":"Climate zones1End Use LoadAvg Weekday 8-9pm6"},"Climate zones","1","End Use Load",2023,"Avg Weekday 8-9pm","6",34,39,-0.17544117569923401,-0.20705881714820862,-3.1617648899555206E-2,5.1684532314538956E-2,57,-0.61174297332763672,0,0,-0.11663114279508591,-9.7854040563106537E-2,-5.8721043169498444E-2,-3.1617648899555206E-2,-4.5142536982893944E-3,3.4618742763996124E-2,5.3395841270685196E-2,-6.8422057665884495E-3,-8.0752940848469734E-3,-1.2330883182585239E-3,2.0156968384981155E-3,-4.5486143790185452E-3,-3.8163075223565102E-3,-2.2901205811649561E-3,-1.2330883182585239E-3,-1.7605589528102428E-4,1.3501310022547841E-3,2.0824377425014973E-3,0]
[{"$f":"Data[[#This Row],[category]]&Data[[#This Row],[subcategory]]&Data[[#This Row],[delivered]]&Data[[#This Row],[date]]&Data[[#This Row],[hour]]","v":"Climate zones1End Use LoadAvg Weekday 8-9pm7"},"Climate zones","1","End Use Load",2023,"Avg Weekday 8-9pm","7",34,39,-0.16455882787704468,-0.24882352352142334,-8.4264703094959259E-2,7.0917882025241852E-2,56.5,-1.1882010698318481,0,0,-0.20091423392295837,-0.17514961957931519,-0.12145407497882843,-8.4264703094959259E-2,-4.7075331211090088E-2,6.6202194429934025E-3,3.2384831458330154E-2,-6.4177941530942917E-3,-9.70411766320467E-3,-3.2863235101103783E-3,2.7657973114401102E-3,-7.8356554731726646E-3,-6.8308352492749691E-3,-4.7367089428007603E-3,-3.2863235101103783E-3,-1.8359379610046744E-3,2.5818854919634759E-4,1.2630084529519081E-3,0]
[{"$f":"Data[[#This Row],[category]]&Data[[#This Row],[subcategory]]&Data[[#This Row],[delivered]]&Data[[#This Row],[date]]&Data[[#This Row],[hour]]","v":"Climate zones1End Use LoadAvg Weekday 8-9pm8"},"Climate zones","1","End Use Load",2023,"Avg Weekday 8-9pm","8",34,39,2.058828977169469E-4,-9.3529410660266876E-2,-9.3735292553901672E-2,3.7637338042259216E-2,56.75,-2.4904868602752686,1,1,-0.15564320981502533,-0.14196948707103729,-0.11347233504056931,-9.3735292553901672E-2,-7.3998250067234039E-2,-4.5501101762056351E-2,-3.1827379018068314E-2,8.0294330473407172E-6,-3.6476470995694399E-3,-3.6556764971464872E-3,1.4678562292829156E-3,-6.0700853355228901E-3,-5.5368100292980671E-3,-4.4254208914935589E-3,-3.6556764971464872E-3,-2.8859316371381283E-3,-1.7745429649949074E-3,-1.2412677751854062E-3,0]
[{"$f":"Data[[#This Row],[category]]&Data[[#This Row],[subcategory]]&Data[[#This Row],[delivered]]&Data[[#This Row],[date]]&Data[[#This Row],[hour]]","v":"Climate zones1End Use LoadAvg Weekday 8-9pm9"},"Climate zones","1","End Use Load",2023,"Avg Weekday 8-9pm","9",34,39,0.39523530006408691,0.3673529326915741,-2.7882352471351624E-2,3.7855520844459534E-2,57.75,-0.73654651641845703,0,0,-9.0149141848087311E-2,-7.6396152377128601E-2,-4.7733806073665619E-2,-2.7882352471351624E-2,-8.0308979377150536E-3,2.0631449297070503E-2,3.4384436905384064E-2,1.5414176508784294E-2,1.4326764270663261E-2,-1.0874117724597454E-3,1.4763652579858899E-3,-3.5158165264874697E-3,-2.9794499278068542E-3,-1.8616184825077653E-3,-1.0874117724597454E-3,-3.1320503330789506E-4,8.0462649930268526E-4,1.3409929815679789E-3,0]
[{"$f":"Data[[#This Row],[category]]&Data[[#This Row],[subcategory]]&Data[[#This Row],[delivered]]&Data[[#This Row],[date]]&Data[[#This Row],[hour]]","v":"Climate zones1End Use LoadAvg Weekday 8-9pm10"},"Climate zones","1","End Use Load",2023,"Avg Weekday 8-9pm","10",34,39,0.87047058343887329,0.78191179037094116,-8.8558822870254517E-2,9.7558639943599701E-2,59,-0.90774965286254883,0,0,-0.24902850389480591,-0.2135852575302124,-0.13971862196922302,-8.8558822870254517E-2,-3.7399023771286011E-2,3.6467604339122772E-2,7.1910858154296875E-2,3.3948354423046112E-2,3.0494559556245804E-2,-3.4537941683083773E-3,3.8047870621085167E-3,-9.7121112048625946E-3,-8.3298254758119583E-3,-5.4490263573825359E-3,-3.4537941683083773E-3,-1.4585619792342186E-3,1.4222365571185946E-3,2.804523566737771E-3,0]
[{"$f":"Data[[#This Row],[category]]&Data[[#This Row],[subcategory]]&Data[[#This Row],[delivered]]&Data[[#This Row],[date]]&Data[[#This Row],[hour]]","v":"Climate zones1End Use LoadAvg Weekday 8-9pm11"},"Climate zones","1","End Use Load",2023,"Avg Weekday 8-9pm","11",34,39,1.4327353239059448,1.2630882263183594,-0.16964705288410187,0.19132654368877411,60.5,-0.88668853044509888,0,0,-0.48435121774673462,-0.41484189033508301,-0.26997879147529602,-0.16964705288410187,-6.9315314292907715E-2,7.5547777116298676E-2,0.14505711197853088,5.5876675993204117E-2,4.9260441213846207E-2,-6.6162352450191975E-3,7.4617350473999977E-3,-1.8889697268605232E-2,-1.6178833320736885E-2,-1.0529172606766224E-2,-6.6162352450191975E-3,-2.7032971847802401E-3,2.9463632963597775E-3,5.6572272442281246E-3,0]
[{"$f":"Data[[#This Row],[category]]&Data[[#This Row],[subcategory]]&Data[[#This Row],[delivered]]&Data[[#This Row],[date]]&Data[[#This Row],[hour]]","v":"Climate zones1End Use LoadAvg Weekday 8-9pm12"},"Climate zones","1","End Use Load",2023,"Avg Weekday 8-9pm","12",34,39,1.927852988243103,1.4569118022918701,-0.47094115614891052,0.1863735169172287,62,-2.5268673896789551,1,1,-0.77749830484390259,-0.70978844165802002,-0.56867551803588867,-0.47094115614891052,-0.37320679426193237,-0.23209388554096222,-0.16438400745391846,7.5186267495155334E-2,5.6819561868906021E-2,-1.8366705626249313E-2,7.2685671038925648E-3,-3.032243438065052E-2,-2.7681749314069748E-2,-2.2178344428539276E-2,-1.8366705626249313E-2,-1.4555064961314201E-2,-9.0516619384288788E-3,-6.4109764061868191E-3,0]
[{"$f":"Data[[#This Row],[category]]&Data[[#This Row],[subcategory]]&Data[[#This Row],[delivered]]&Data[[#This Row],[date]]&Data[[#This Row],[hour]]","v":"Climate zones1End Use LoadAvg Weekday 8-9pm13"},"Climate zones","1","End Use Load",2023,"Avg Weekday 8-9pm","13",34,39,1.6925294399261475,1.3083823919296265,-0.38414707779884338,0.16402839124202728,63,-2.3419547080993652,1,1,-0.6539497971534729,-0.59435790777206421,-0.47016364336013794,-0.38414707779884338,-0.29813051223754883,-0.17393623292446136,-0.11434438079595566,6.600864976644516E-2,5.1026914268732071E-2,-1.4981736429035664E-2,6.3971071504056454E-3,-2.5504041463136673E-2,-2.3179957643151283E-2,-1.8336381763219833E-2,-1.4981736429035664E-2,-1.1627090163528919E-2,-6.7835128866136074E-3,-4.4594309292733669E-3,0]
[{"$f":"Data[[#This Row],[category]]&Data[[#This Row],[subcategory]]&Data[[#This Row],[delivered]]&Data[[#This Row],[date]]&Data[[#This Row],[hour]]","v":"Climate zones1End Use LoadAvg Weekday 8-9pm14"},"Climate zones","1","End Use Load",2023,"Avg Weekday 8-9pm","14",34,39,1.1390882730484009,1.6469117403030396,0.50782352685928345,0.26835623383522034,64.25,1.8923485279083252,1,0,6.6416800022125244E-2,0.16391117870807648,0.36709737777709961,0.50782352685928345,0.64854967594146729,0.85173588991165161,0.94923025369644165,4.4424444437026978E-2,6.4229555428028107E-2,1.9805118441581726E-2,1.0465892963111401E-2,2.5902551133185625E-3,6.3925357535481453E-3,1.4316798187792301E-2,1.9805118441581726E-2,2.5293437764048576E-2,3.3217698335647583E-2,3.7019979208707809E-2,0]
[{"$f":"Data[[#This Row],[category]]&Data[[#This Row],[subcategory]]&Data[[#This Row],[delivered]]&Data[[#This Row],[date]]&Data[[#This Row],[hour]]","v":"Climate zones1End Use LoadAvg Weekday 8-9pm15"},"Climate zones","1","End Use Load",2023,"Avg Weekday 8-9pm","15",34,39,0.61979413032531738,0.98676472902297974,0.36697059869766235,0.17226783931255341,65.75,2.1302328109741211,1,1,8.3615221083164215E-2,0.14620047807693481,0.27663326263427734,0.36697059869766235,0.45730793476104736,0.58774071931838989,0.6503259539604187,2.4171970784664154E-2,3.8483824580907822E-2,1.4311853796243668E-2,6.7184455692768097E-3,3.2609936315566301E-3,5.7018185034394264E-3,1.0788696818053722E-2,1.4311853796243668E-2,1.7835009843111038E-2,2.2921888157725334E-2,2.5362711399793625E-2,0]
[{"$f":"Data[[#This Row],[category]]&Data[[#This Row],[subcategory]]&Data[[#This Row],[delivered]]&Data[[#This Row],[date]]&Data[[#This Row],[hour]]","v":"Climate zones1End Use LoadAvg Weekday 8-9pm16"},"Climate zones","1","End Use Load",2023,"Avg Weekday 8-9pm","16",34,39,0.14164705574512482,0.48441177606582642,0.34276470541954041,0.11780674010515213,66,2.9095509052276611,1,1,0.14898985624313354,0.19178929924964905,0.28098678588867188,0.34276470541954041,0.40454262495040894,0.49374011158943176,0.53653955459594727,5.5242353118956089E-3,1.8892059102654457E-2,1.3367823325097561E-2,4.5944629237055779E-3,5.8106044307351112E-3,7.4797826819121838E-3,1.0958484373986721E-2,1.3367823325097561E-2,1.5777163207530975E-2,1.9255863502621651E-2,2.0925043150782585E-2,0]
[{"$f":"Data[[#This Row],[category]]&Data[[#This Row],[subcategory]]&Data[[#This Row],[delivered]]&Data[[#This Row],[date]]&Data[[#This Row],[hour]]","v":"Climate zones1End Use LoadAvg Weekday 8-9pm17"},"Climate zones","1","End Use Load",2023,"Avg Weekday 8-9pm","17",34,39,-1.0334411859512329,-0.98441177606582642,4.9029409885406494E-2,0.10442578792572021,67,0.469514399766922,0,0,-0.12273572385311127,-8.479762077331543E-2,-5.7315267622470856E-3,4.9029409885406494E-2,0.10379035025835037,0.18285644054412842,0.22079454362392426,-4.0304206311702728E-2,-3.8392059504985809E-2,1.9121470395475626E-3,4.0726056322455406E-3,-4.786693025380373E-3,-3.3071071375161409E-3,-2.2352953965310007E-4,1.9121470395475626E-3,4.04782360419631E-3,7.1314009837806225E-3,8.6109871044754982E-3,0]
[{"$f":"Data[[#This Row],[category]]&Data[[#This Row],[subcategory]]&Data[[#This Row],[delivered]]&Data[[#This Row],[date]]&Data[[#This Row],[hour]]","v":"Climate zones1End Use LoadAvg Weekday 8-9pm18"},"Climate zones","1","End Use Load",2023,"Avg Weekday 8-9pm","18",34,39,-1.1008822917938232,-1.0163235664367676,8.4558822214603424E-2,0.16215412318706512,66.25,0.52147191762924194,0,0,-0.18216097354888916,-0.12325004488229752,-4.748831270262599E-4,8.4558822214603424E-2,0.16959252953529358,0.29236769676208496,0.3512786328792572,-4.2934410274028778E-2,-3.9636619389057159E-2,3.2977941446006298E-3,6.3240109011530876E-3,-7.1042780764400959E-3,-4.8067518509924412E-3,-1.8520442608860321E-5,3.2977941446006298E-3,6.614108569920063E-3,1.1402340605854988E-2,1.3699866831302643E-2,0]
[{"$f":"Data[[#This Row],[category]]&Data[[#This Row],[subcategory]]&Data[[#This Row],[delivered]]&Data[[#This Row],[date]]&Data[[#This Row],[hour]]","v":"Climate zones1End Use LoadAvg Weekday 8-9pm19"},"Climate zones","1","End Use Load",2023,"Avg Weekday 8-9pm","19",34,39,-0.90826469659805298,-0.70720589160919189,0.20105883479118347,0.11024565249681473,65.5,1.8237347602844238,1,0,1.9720872864127159E-2,5.9773344546556473E-2,0.14324596524238586,0.20105883479118347,0.25887170433998108,0.34234431385993958,0.38239678740501404,-3.5422321408987045E-2,-2.7581030502915382E-2,7.8412946313619614E-3,4.2995805852115154E-3,7.6911406358703971E-4,2.3311604745686054E-3,5.5865924805402756E-3,7.8412946313619614E-3,1.0095996782183647E-2,1.335142832249403E-2,1.4913475140929222E-2,0]
[{"$f":"Data[[#This Row],[category]]&Data[[#This Row],[subcategory]]&Data[[#This Row],[delivered]]&Data[[#This Row],[date]]&Data[[#This Row],[hour]]","v":"Climate zones1End Use LoadAvg Weekday 8-9pm20"},"Climate zones","1","End Use Load",2023,"Avg Weekday 8-9pm","20",34,39,-0.53605884313583374,-0.98176473379135132,-0.44570589065551758,0.1234007403254509,63.75,-3.6118574142456055,1,1,-0.64868205785751343,-0.60385030508041382,-0.51041728258132935,-0.44570589065551758,-0.38099446892738342,-0.28756147623062134,-0.24272973835468292,-2.0906295627355576E-2,-3.8288824260234833E-2,-1.7382530495524406E-2,4.8126289620995522E-3,-2.5298601016402245E-2,-2.3550162091851234E-2,-1.9906273111701012E-2,-1.7382530495524406E-2,-1.4858784154057503E-2,-1.1214897967875004E-2,-9.4664599746465683E-3,0]
[{"$f":"Data[[#This Row],[category]]&Data[[#This Row],[subcategory]]&Data[[#This Row],[delivered]]&Data[[#This Row],[date]]&Data[[#This Row],[hour]]","v":"Climate zones1End Use LoadAvg Weekday 8-9pm21"},"Climate zones","1","End Use Load",2023,"Avg Weekday 8-9pm","21",34,39,-0.69220590591430664,-4.1205883026123047,-3.428382396697998,0.56912398338317871,62.25,-6.0239639282226563,1,1,-4.3645081520080566,-4.1577439308166504,-3.7268311977386475,-3.428382396697998,-3.1299335956573486,-2.6990206241607666,-2.4922566413879395,-2.6996029540896416E-2,-0.16070294380187988,-0.13370691239833832,2.2195834666490555E-2,-0.17021581530570984,-0.1621520072221756,-0.14534641802310944,-0.13370691239833832,-0.1220674067735672,-0.10526180267333984,-9.7198009490966797E-2,0]
[{"$f":"Data[[#This Row],[category]]&Data[[#This Row],[subcategory]]&Data[[#This Row],[delivered]]&Data[[#This Row],[date]]&Data[[#This Row],[hour]]","v":"Climate zones1End Use LoadAvg Weekday 8-9pm22"},"Climate zones","1","End Use Load",2023,"Avg Weekday 8-9pm","22",34,39,-0.23932352662086487,0.20264704525470734,0.4419705867767334,0.24077394604682922,59.5,1.8356245756149292,1,0,4.5932687819004059E-2,0.13340635597705841,0.31570860743522644,0.4419705867767334,0.56823259592056274,0.75053483247756958,0.83800846338272095,-9.3336179852485657E-3,7.9032350331544876E-3,1.7236853018403053E-2,9.390183724462986E-3,1.7913748743012547E-3,5.2028479985892773E-3,1.2312635779380798E-2,1.7236853018403053E-2,2.2161072120070457E-2,2.9270857572555542E-2,3.2682329416275024E-2,0]
[{"$f":"Data[[#This Row],[category]]&Data[[#This Row],[subcategory]]&Data[[#This Row],[delivered]]&Data[[#This Row],[date]]&Data[[#This Row],[hour]]","v":"Climate zones1End Use LoadAvg Weekday 8-9pm23"},"Climate zones","1","End Use Load",2023,"Avg Weekday 8-9pm","23",34,39,-0.51552939414978027,-0.50191175937652588,1.3617643155157566E-2,9.0040966868400574E-2,59,0.15123830735683441,0,0,-0.13448657095432281,-0.10177449882030487,-3.3599887043237686E-2,1.3617643155157566E-2,6.0835171490907669E-2,0.12900978326797485,0.1617218554019928,-2.0105646923184395E-2,-1.9574558362364769E-2,5.3108809515833855E-4,3.5115976352244616E-3,-5.2449763752520084E-3,-3.9692055433988571E-3,-1.3103955425322056E-3,5.3108809515833855E-4,2.3725717328488827E-3,5.0313817337155342E-3,6.3071525655686855E-3,0]
[{"$f":"Data[[#This Row],[category]]&Data[[#This Row],[subcategory]]&Data[[#This Row],[delivered]]&Data[[#This Row],[date]]&Data[[#This Row],[hour]]","v":"Climate zones1End Use LoadAvg Weekday 8-9pm24"},"Climate zones","1","End Use Load",2023,"Avg Weekday 8-9pm","24",34,39,-0.54167646169662476,-0.46029412746429443,8.1382349133491516E-2,5.9771265834569931E-2,58.25,1.3615630865097046,0,0,-1.6932634636759758E-2,4.7823898494243622E-3,5.003826692700386E-2,8.1382349133491516E-2,0.11272643506526947,0.15798230469226837,0.17969733476638794,-2.112538181245327E-2,-1.7951471731066704E-2,3.1739117112010717E-3,2.3310794495046139E-3,-6.6037272335961461E-4,1.8651320715434849E-4,1.9514923915266991E-3,3.1739117112010717E-3,4.3963310308754444E-3,6.1613097786903381E-3,7.0081958547234535E-3,0]
[{"$f":"Data[[#This Row],[category]]&Data[[#This Row],[subcategory]]&Data[[#This Row],[delivered]]&Data[[#This Row],[date]]&Data[[#This Row],[hour]]","v":"Climate zones1End Use LoadAvg Weekday 8-9pmEvent Window"},"Climate zones","1","End Use Load",2023,"Avg Weekday 8-9pm","Event Window",34,39,-0.69220590591430664,-4.1205883026123047,-3.428382396697998,0.56912398338317871,62.25,-6.0239639282226563,1,1,-4.3645081520080566,-4.1577439308166504,-3.7268311977386475,-3.428382396697998,-3.1299335956573486,-2.6990206241607666,-2.4922566413879395,-2.6996029540896416E-2,-0.16070294380187988,-0.13370691239833832,2.2195834666490555E-2,-0.17021581530570984,-0.1621520072221756,-0.14534641802310944,-0.13370691239833832,-0.1220674067735672,-0.10526180267333984,-9.7198009490966797E-2,0]
[{"$f":"Data[[#This Row],[category]]&Data[[#This Row],[subcategory]]&Data[[#This Row],[delivered]]&Data[[#This Row],[date]]&Data[[#This Row],[hour]]","v":"Climate zones1End Use LoadAvg Weekday 6-9pm1"},"Climate zones","1","End Use Load",2023,"Avg Weekday 6-9pm","1",36,40,0.14058338105678558,0.24481481313705444,0.10423143208026886,5.2424810826778412E-2,57.733798980712891,1.9882080554962158,1,1,1.8000291660428047E-2,3.7046331912279129E-2,7.6739832758903503E-2,0.10423143208026886,0.13172303140163422,0.17141653597354889,0.19046257436275482,5.6233350187540054E-3,9.7925923764705658E-3,4.1692573577165604E-3,2.096992451697588E-3,7.2001165244728327E-4,1.4818533090874553E-3,3.0695933382958174E-3,4.1692573577165604E-3,5.2689211443066597E-3,6.8566612899303436E-3,7.6185031794011593E-3,0]
[{"$f":"Data[[#This Row],[category]]&Data[[#This Row],[subcategory]]&Data[[#This Row],[delivered]]&Data[[#This Row],[date]]&Data[[#This Row],[hour]]","v":"Climate zones1End Use LoadAvg Weekday 6-9pm2"},"Climate zones","1","End Use Load",2023,"Avg Weekday 6-9pm","2",36,40,4.0490690618753433E-2,0.24648147821426392,0.20599079132080078,7.1292541921138763E-2,57.891201019287109,2.8893735408782959,1,1,8.8724993169307709E-2,0.1146257221698761,0.16860494017601013,0.20599079132080078,0.24337664246559143,0.29735586047172546,0.32325658202171326,1.6196275828406215E-3,9.8592592403292656E-3,8.2396315410733223E-3,2.8517015744000673E-3,3.5489997826516628E-3,4.5850290916860104E-3,6.7441975697875023E-3,8.2396315410733223E-3,9.7350655123591423E-3,1.1894234456121922E-2,1.2930262833833694E-2,0]
[{"$f":"Data[[#This Row],[category]]&Data[[#This Row],[subcategory]]&Data[[#This Row],[delivered]]&Data[[#This Row],[date]]&Data[[#This Row],[hour]]","v":"Climate zones1End Use LoadAvg Weekday 6-9pm3"},"Climate zones","1","End Use Load",2023,"Avg Weekday 6-9pm","3",36,40,-0.1108185201883316,5.6416667997837067E-2,0.16723519563674927,9.9347777664661407E-2,58.027778625488281,1.6833310127258301,1,0,3.8226433098316193E-3,3.9915896952152252E-2,0.11513716727495193,0.16723519563674927,0.219333216547966,0.29455450177192688,0.33064773678779602,-4.4327406212687492E-3,2.2566667757928371E-3,6.6894078627228737E-3,3.9739110507071018E-3,1.5290573355741799E-4,1.5966359060257673E-3,4.605486523360014E-3,6.6894078627228737E-3,8.7733287364244461E-3,1.1782180517911911E-2,1.3225909322500229E-2,0]
[{"$f":"Data[[#This Row],[category]]&Data[[#This Row],[subcategory]]&Data[[#This Row],[delivered]]&Data[[#This Row],[date]]&Data[[#This Row],[hour]]","v":"Climate zones1End Use LoadAvg Weekday 6-9pm4"},"Climate zones","1","End Use Load",2023,"Avg Weekday 6-9pm","4",36,40,-0.16386289894580841,-0.11759259551763535,4.6270307153463364E-2,4.3874494731426239E-2,57.356479644775391,1.0546060800552368,0,0,-2.5896813720464706E-2,-9.9571198225021362E-3,2.3262498900294304E-2,4.6270307153463364E-2,6.9278113543987274E-2,0.10249773412942886,0.11843743175268173,-6.5545160323381424E-3,-4.7037038020789623E-3,1.8508122302591801E-3,1.7549798358231783E-3,-1.0358724975958467E-3,-3.9828478475101292E-4,9.3049998395144939E-4,1.8508122302591801E-3,2.7711244765669107E-3,4.0999092161655426E-3,4.7374973073601723E-3,0]
[{"$f":"Data[[#This Row],[category]]&Data[[#This Row],[subcategory]]&Data[[#This Row],[delivered]]&Data[[#This Row],[date]]&Data[[#This Row],[hour]]","v":"Climate zones1End Use LoadAvg Weekday 6-9pm5"},"Climate zones","1","End Use Load",2023,"Avg Weekday 6-9pm","5",36,40,-0.17487598955631256,-0.11222222447395325,6.2653765082359314E-2,4.1483037173748016E-2,57.199073791503906,1.5103466510772705,0,0,-5.5797589011490345E-3,9.4911139458417892E-3,4.0900040417909622E-2,6.2653765082359314E-2,8.4407493472099304E-2,0.11581641435623169,0.13088728487491608,-6.995039526373148E-3,-4.4888891279697418E-3,2.5061506312340498E-3,1.6593214822933078E-3,-2.2319034906104207E-4,3.7964456714689732E-4,1.6360016306862235E-3,2.5061506312340498E-3,3.3762997481971979E-3,4.6326564624905586E-3,5.2354913204908371E-3,0]
[{"$f":"Data[[#This Row],[category]]&Data[[#This Row],[subcategory]]&Data[[#This Row],[delivered]]&Data[[#This Row],[date]]&Data[[#This Row],[hour]]","v":"Climate zones1End Use LoadAvg Weekday 6-9pm6"},"Climate zones","1","End Use Load",2023,"Avg Weekday 6-9pm","6",36,40,-0.19045184552669525,-8.4837965667247772E-2,0.10561388731002808,3.4773383289575577E-2,56.884258270263672,3.0372047424316406,1,1,4.8416763544082642E-2,6.1050005257129669E-2,8.7378710508346558E-2,0.10561388731002808,0.12384906411170959,0.15017777681350708,0.16281101107597351,-7.6180738396942616E-3,-3.3935187384486198E-3,4.224555566906929E-3,1.3909353874623775E-3,1.9366705091670156E-3,2.442000200971961E-3,3.4951483830809593E-3,4.224555566906929E-3,4.9539627507328987E-3,6.0071111656725407E-3,6.512440275400877E-3,0]
[{"$f":"Data[[#This Row],[category]]&Data[[#This Row],[subcategory]]&Data[[#This Row],[delivered]]&Data[[#This Row],[date]]&Data[[#This Row],[hour]]","v":"Climate zones1End Use LoadAvg Weekday 6-9pm7"},"Climate zones","1","End Use Load",2023,"Avg Weekday 6-9pm","7",36,40,-0.18465185165405273,-0.12659259140491486,5.8059260249137878E-2,3.1157486140727997E-2,57.041667938232422,1.8634128570556641,1,0,6.8097561597824097E-3,1.8129335716366768E-2,4.1720259934663773E-2,5.8059260249137878E-2,7.4398264288902283E-2,9.7989186644554138E-2,0.10930876433849335,-7.3860739357769489E-3,-5.0637037493288517E-3,2.3223704192787409E-3,1.24629947822541E-3,2.7239025803282857E-4,7.2517344960942864E-4,1.6688103787600994E-3,2.3223704192787409E-3,2.9759304597973824E-3,3.919567447155714E-3,4.3723504059016705E-3,0]
[{"$f":"Data[[#This Row],[category]]&Data[[#This Row],[subcategory]]&Data[[#This Row],[delivered]]&Data[[#This Row],[date]]&Data[[#This Row],[hour]]","v":"Climate zones1End Use LoadAvg Weekday 6-9pm8"},"Climate zones","1","End Use Load",2023,"Avg Weekday 6-9pm","8",36,40,-3.1119443476200104E-2,9.8305553197860718E-2,0.12942500412464142,7.8323677182197571E-2,57.199073791503906,1.6524378061294556,1,0,5.9401965700089931E-4,2.904917299747467E-2,8.8352024555206299E-2,0.12942500412464142,0.17049798369407654,0.22980083525180817,0.25825598835945129,-1.2447776971384883E-3,3.9322222582995892E-3,5.1770000718533993E-3,3.1329470220953226E-3,2.3760785552440211E-5,1.1619669385254383E-3,3.5340809263288975E-3,5.1770000718533993E-3,6.8199192173779011E-3,9.1920336708426476E-3,1.0330239310860634E-2,0]
[{"$f":"Data[[#This Row],[category]]&Data[[#This Row],[subcategory]]&Data[[#This Row],[delivered]]&Data[[#This Row],[date]]&Data[[#This Row],[hour]]","v":"Climate zones1End Use LoadAvg Weekday 6-9pm9"},"Climate zones","1","End Use Load",2023,"Avg Weekday 6-9pm","9",36,40,0.38129907846450806,0.49623611569404602,0.11493703722953796,0.11382991075515747,57.513889312744141,1.0097261667251587,0,0,-7.2296507656574249E-2,-3.0941862612962723E-2,5.5244572460651398E-2,0.11493703722953796,0.17462949454784393,0.26081594824790955,0.30217057466506958,1.5251963399350643E-2,1.9849443808197975E-2,4.5974813401699066E-3,4.5531964860856533E-3,-2.8918602038174868E-3,-1.237674499861896E-3,2.2097828332334757E-3,4.5974813401699066E-3,6.9851796142756939E-3,1.0432638227939606E-2,1.2086822651326656E-2,0]
[{"$f":"Data[[#This Row],[category]]&Data[[#This Row],[subcategory]]&Data[[#This Row],[delivered]]&Data[[#This Row],[date]]&Data[[#This Row],[hour]]","v":"Climate zones1End Use LoadAvg Weekday 6-9pm10"},"Climate zones","1","End Use Load",2023,"Avg Weekday 6-9pm","10",36,40,0.89470833539962769,0.91566205024719238,2.0953701809048653E-2,8.0808781087398529E-2,58.828701019287109,0.25929981470108032,0,0,-0.11196491122245789,-8.260691910982132E-2,-2.1422464400529861E-2,2.0953701809048653E-2,6.3329868018627167E-2,0.12451431900262833,0.15387231111526489,3.5788334906101227E-2,3.6626480519771576E-2,8.3814805839210749E-4,3.2323512714356184E-3,-4.4785966165363789E-3,-3.3042768482118845E-3,-8.5689855040982366E-4,8.3814805839210749E-4,2.5331946089863777E-3,4.9805729649960995E-3,6.1548925004899502E-3,0]
[{"$f":"Data[[#This Row],[category]]&Data[[#This Row],[subcategory]]&Data[[#This Row],[delivered]]&Data[[#This Row],[date]]&Data[[#This Row],[hour]]","v":"Climate zones1End Use LoadAvg Weekday 6-9pm11"},"Climate zones","1","End Use Load",2023,"Avg Weekday 6-9pm","11",36,40,1.4002953767776489,1.6004073619842529,0.20011204481124878,0.18797536194324493,60.891201019287109,1.0645653009414673,0,0,-0.10907991230487823,-4.0788073092699051E-2,0.10153766721487045,0.20011204481124878,0.29868641495704651,0.4410121738910675,0.5093039870262146,5.6011814624071121E-2,6.4016297459602356E-2,8.0044819042086601E-3,7.5190146453678608E-3,-4.3631964363157749E-3,-1.6315229004248977E-3,4.0615065954625607E-3,8.0044819042086601E-3,1.1947456747293472E-2,1.7640486359596252E-2,2.0372159779071808E-2,0]
[{"$f":"Data[[#This Row],[category]]&Data[[#This Row],[subcategory]]&Data[[#This Row],[delivered]]&Data[[#This Row],[date]]&Data[[#This Row],[hour]]","v":"Climate zones1End Use LoadAvg Weekday 6-9pm12"},"Climate zones","1","End Use Load",2023,"Avg Weekday 6-9pm","12",36,40,1.8107426166534424,2.1822545528411865,0.3715120255947113,0.15467031300067902,62.835647583007813,2.4019608497619629,1,1,0.1171019971370697,0.17329403758049011,0.29040282964706421,0.3715120255947113,0.4526212215423584,0.56972998380661011,0.62592202425003052,7.2429701685905457E-2,8.7290182709693909E-2,1.4860481023788452E-2,6.1868126504123211E-3,4.6840799041092396E-3,6.9317612797021866E-3,1.1616113595664501E-2,1.4860481023788452E-2,1.8104849383234978E-2,2.2789198905229568E-2,2.5036880746483803E-2,0]
[{"$f":"Data[[#This Row],[category]]&Data[[#This Row],[subcategory]]&Data[[#This Row],[delivered]]&Data[[#This Row],[date]]&Data[[#This Row],[hour]]","v":"Climate zones1End Use LoadAvg Weekday 6-9pm13"},"Climate zones","1","End Use Load",2023,"Avg Weekday 6-9pm","13",36,40,1.7281342744827271,2.5983564853668213,0.87022221088409424,0.19173575937747955,64.657402038574219,4.5386538505554199,1,1,0.55484497547149658,0.62450295686721802,0.7696758508682251,0.87022221088409424,0.97076857089996338,1.1159415245056152,1.1855994462966919,6.9125369191169739E-2,0.10393425822257996,3.4808889031410217E-2,7.6694302260875702E-3,2.2193798795342445E-2,2.4980118498206139E-2,3.0787033960223198E-2,3.4808889031410217E-2,3.8830742239952087E-2,4.4637661427259445E-2,4.742397740483284E-2,0]
[{"$f":"Data[[#This Row],[category]]&Data[[#This Row],[subcategory]]&Data[[#This Row],[delivered]]&Data[[#This Row],[date]]&Data[[#This Row],[hour]]","v":"Climate zones1End Use LoadAvg Weekday 6-9pm14"},"Climate zones","1","End Use Load",2023,"Avg Weekday 6-9pm","14",36,40,1.1446167230606079,2.0895047187805176,0.94488793611526489,0.23212696611881256,67.020835876464844,4.0705652236938477,1,1,0.56307303905487061,0.64740526676177979,0.82316040992736816,0.94488793611526489,1.0666154623031616,1.24237060546875,1.3267028331756592,4.5784667134284973E-2,8.3580188453197479E-2,3.7795517593622208E-2,9.2850783839821815E-3,2.2522920742630959E-2,2.5896210223436356E-2,3.2926417887210846E-2,3.7795517593622208E-2,4.2664617300033569E-2,4.969482496380806E-2,5.3068112581968307E-2,0]
[{"$f":"Data[[#This Row],[category]]&Data[[#This Row],[subcategory]]&Data[[#This Row],[delivered]]&Data[[#This Row],[date]]&Data[[#This Row],[hour]]","v":"Climate zones1End Use LoadAvg Weekday 6-9pm15"},"Climate zones","1","End Use Load",2023,"Avg Weekday 6-9pm","15",36,40,0.63526850938796997,1.3407175540924072,0.70544904470443726,0.20213069021701813,68.1851806640625,3.4900639057159424,1,1,0.37297365069389343,0.44640815258026123,0.59945160150527954,0.70544904470443726,0.81144648790359497,0.96448993682861328,1.0379244089126587,2.5410739704966545E-2,5.3628701716661453E-2,2.8217962011694908E-2,8.0852275714278221E-3,1.4918945729732513E-2,1.7856325954198837E-2,2.3978063836693764E-2,2.8217962011694908E-2,3.2457858324050903E-2,3.8579598069190979E-2,4.1516974568367004E-2,0]
[{"$f":"Data[[#This Row],[category]]&Data[[#This Row],[subcategory]]&Data[[#This Row],[delivered]]&Data[[#This Row],[date]]&Data[[#This Row],[hour]]","v":"Climate zones1End Use LoadAvg Weekday 6-9pm16"},"Climate zones","1","End Use Load",2023,"Avg Weekday 6-9pm","16",36,40,0.13629074394702911,0.64870369434356689,0.51241296529769897,0.15782755613327026,67.719902038574219,3.2466635704040527,1,1,0.25280973315238953,0.31014880537986755,0.42964810132980347,0.51241296529769897,0.59517782926559448,0.71467709541320801,0.77201616764068604,5.4516298696398735E-3,2.5948148220777512E-2,2.0496519282460213E-2,6.3131023198366165E-3,1.0112388990819454E-2,1.240595243871212E-2,1.718592457473278E-2,2.0496519282460213E-2,2.3807113990187645E-2,2.8587084263563156E-2,3.0880646780133247E-2,0]
[{"$f":"Data[[#This Row],[category]]&Data[[#This Row],[subcategory]]&Data[[#This Row],[delivered]]&Data[[#This Row],[date]]&Data[[#This Row],[hour]]","v":"Climate zones1End Use LoadAvg Weekday 6-9pm17"},"Climate zones","1","End Use Load",2023,"Avg Weekday 6-9pm","17",36,40,-1.0208083391189575,-0.57027316093444824,0.45053517818450928,0.17292352020740509,67.548614501953125,2.6054012775421143,1,1,0.16610129177570343,0.22892476618289948,0.35985398292541504,0.45053517818450928,0.54121637344360352,0.67214560508728027,0.73496907949447632,-4.0832333266735077E-2,-2.2810926660895348E-2,1.8021406605839729E-2,6.9169406779110432E-3,6.6440515220165253E-3,9.1569907963275909E-3,1.4394159428775311E-2,1.8021406605839729E-2,2.1648654714226723E-2,2.6885824277997017E-2,2.9398763552308083E-2,0]
[{"$f":"Data[[#This Row],[category]]&Data[[#This Row],[subcategory]]&Data[[#This Row],[delivered]]&Data[[#This Row],[date]]&Data[[#This Row],[hour]]","v":"Climate zones1End Use LoadAvg Weekday 6-9pm18"},"Climate zones","1","End Use Load",2023,"Avg Weekday 6-9pm","18",36,40,-1.0593750476837158,-0.67055553197860718,0.38881942629814148,0.15044432878494263,66.699073791503906,2.5844738483428955,1,1,0.14136052131652832,0.19601726531982422,0.30992633104324341,0.38881942629814148,0.46771252155303955,0.58162158727645874,0.63627833127975464,-4.2375002056360245E-2,-2.6822220534086227E-2,1.5552776865661144E-2,6.0177729465067387E-3,5.6544207036495209E-3,7.8406902030110359E-3,1.2397053651511669E-2,1.5552776865661144E-2,1.8708501011133194E-2,2.3264862596988678E-2,2.5451133027672768E-2,0]
[{"$f":"Data[[#This Row],[category]]&Data[[#This Row],[subcategory]]&Data[[#This Row],[delivered]]&Data[[#This Row],[date]]&Data[[#This Row],[hour]]","v":"Climate zones1End Use LoadAvg Weekday 6-9pm19"},"Climate zones","1","End Use Load",2023,"Avg Weekday 6-9pm","19",36,40,-0.91701483726501465,-4.2850461006164551,-3.3680315017700195,0.4242854118347168,65.513885498046875,-7.9381270408630371,1,1,-4.0659189224243164,-3.9117751121520996,-3.5905270576477051,-3.3680315017700195,-3.145535945892334,-2.8242878913879395,-2.6701440811157227,-3.6680594086647034E-2,-0.17140184342861176,-0.13472126424312592,1.6971416771411896E-2,-0.16263675689697266,-0.15647099912166595,-0.14362108707427979,-0.13472126424312592,-0.12582144141197205,-0.11297151446342468,-0.10680576413869858,0]
[{"$f":"Data[[#This Row],[category]]&Data[[#This Row],[subcategory]]&Data[[#This Row],[delivered]]&Data[[#This Row],[date]]&Data[[#This Row],[hour]]","v":"Climate zones1End Use LoadAvg Weekday 6-9pm20"},"Climate zones","1","End Use Load",2023,"Avg Weekday 6-9pm","20",36,40,-0.58836203813552856,-4.0098423957824707,-3.421480655670166,0.4452502429485321,63.356479644775391,-7.6843991279602051,1,1,-4.1538519859313965,-3.9920918941497803,-3.6549701690673828,-3.421480655670166,-3.1879911422729492,-2.8508694171905518,-2.6891090869903564,-2.3534482344985008E-2,-0.16039370000362396,-0.1368592232465744,1.781000941991806E-2,-0.16615408658981323,-0.15968367457389832,-0.1461988091468811,-0.1368592232465744,-0.12751965224742889,-0.11403477936983109,-0.10756435990333557,0]
[{"$f":"Data[[#This Row],[category]]&Data[[#This Row],[subcategory]]&Data[[#This Row],[delivered]]&Data[[#This Row],[date]]&Data[[#This Row],[hour]]","v":"Climate zones1End Use LoadAvg Weekday 6-9pm21"},"Climate zones","1","End Use Load",2023,"Avg Weekday 6-9pm","21",36,40,-0.69078058004379272,-3.5161573886871338,-2.8253767490386963,0.39527153968811035,60.685188293457031,-7.1479387283325195,1,1,-3.4755406379699707,-3.3319375514984131,-3.0326573848724365,-2.8253767490386963,-2.6180961132049561,-2.3188159465789795,-2.1752128601074219,-2.7631223201751709E-2,-0.14064629375934601,-0.1130150705575943,1.5810862183570862E-2,-0.1390216201543808,-0.13327750563621521,-0.12130629271268845,-0.1130150705575943,-0.10472384095191956,-9.2752635478973389E-2,-8.7008513510227203E-2,0]
[{"$f":"Data[[#This Row],[category]]&Data[[#This Row],[subcategory]]&Data[[#This Row],[delivered]]&Data[[#This Row],[date]]&Data[[#This Row],[hour]]","v":"Climate zones1End Use LoadAvg Weekday 6-9pm22"},"Climate zones","1","End Use Load",2023,"Avg Weekday 6-9pm","22",36,40,-0.22081665694713593,0.6851203441619873,0.90593701601028442,0.35087704658508301,58.912036895751953,2.5819215774536133,1,1,0.32879564166069031,0.45626997947692871,0.72193694114685059,0.90593701601028442,1.0899370908737183,1.3556040525436401,1.4830783605575562,-8.8326660916209221E-3,2.7404813095927238E-2,3.6237481981515884E-2,1.403508149087429E-2,1.3151825405657291E-2,1.8250798806548119E-2,2.8877478092908859E-2,3.6237481981515884E-2,4.3597482144832611E-2,5.4224163293838501E-2,5.9323135763406754E-2,0]
[{"$f":"Data[[#This Row],[category]]&Data[[#This Row],[subcategory]]&Data[[#This Row],[delivered]]&Data[[#This Row],[date]]&Data[[#This Row],[hour]]","v":"Climate zones1End Use LoadAvg Weekday 6-9pm23"},"Climate zones","1","End Use Load",2023,"Avg Weekday 6-9pm","23",36,40,-0.53967410326004028,0.1331903487443924,0.67286443710327148,0.18560099601745605,58.069442749023438,3.6253278255462646,1,1,0.36757797002792358,0.43500718474388123,0.57553517818450928,0.67286443710327148,0.77019369602203369,0.91072165966033936,0.97815090417861938,-2.1586963906884193E-2,5.3276140242815018E-3,2.6914577931165695E-2,7.4240397661924362E-3,1.4703119173645973E-2,1.7400287091732025E-2,2.3021407425403595E-2,2.6914577931165695E-2,3.0807748436927795E-2,3.6428865045309067E-2,3.9126034826040268E-2,0]
[{"$f":"Data[[#This Row],[category]]&Data[[#This Row],[subcategory]]&Data[[#This Row],[delivered]]&Data[[#This Row],[date]]&Data[[#This Row],[hour]]","v":"Climate zones1End Use LoadAvg Weekday 6-9pm24"},"Climate zones","1","End Use Load",2023,"Avg Weekday 6-9pm","24",36,40,-0.49955740571022034,-0.14951442182064056,0.35004296898841858,8.5547879338264465E-2,57.768520355224609,4.0917782783508301,1,1,0.20932923257350922,0.24040895700454712,0.30518162250518799,0.35004296898841858,0.39490431547164917,0.45967698097229004,0.49075672030448914,-1.9982296973466873E-2,-5.9805768541991711E-3,1.400171872228384E-2,3.4219152294099331E-3,8.3731692284345627E-3,9.6163582056760788E-3,1.2207265011966228E-2,1.400171872228384E-2,1.5796173363924026E-2,1.8387079238891602E-2,1.9630268216133118E-2,0]
[{"$f":"Data[[#This Row],[category]]&Data[[#This Row],[subcategory]]&Data[[#This Row],[delivered]]&Data[[#This Row],[date]]&Data[[#This Row],[hour]]","v":"Climate zones1End Use LoadAvg Weekday 6-9pmEvent Window"},"Climate zones","1","End Use Load",2023,"Avg Weekday 6-9pm","Event Window",36,40,-0.73205244541168213,-3.9370155334472656,-3.2049629688262939,0.40303915739059448,63.185188293457031,-7.9519891738891602,1,1,-3.867903470993042,-3.7214784622192383,-3.4163169860839844,-3.2049629688262939,-2.9936089515686035,-2.6884474754333496,-2.5420224666595459,-2.9282098636031151E-2,-0.1574806272983551,-0.12819851934909821,1.6121566295623779E-2,-0.1547161340713501,-0.14885914325714111,-0.13665267825126648,-0.12819851934909821,-0.11974436044692993,-0.1075378954410553,-0.10168089717626572,0]
[{"$f":"Data[[#This Row],[category]]&Data[[#This Row],[subcategory]]&Data[[#This Row],[delivered]]&Data[[#This Row],[date]]&Data[[#This Row],[hour]]","v":"Climate zones1End Use LoadAvg Weekday (any)1"},"Climate zones","1","End Use Load",2023,"Avg Weekday (any)","1",36,39.857142857142854,0.15076173841953278,0.21306249499320984,6.230076402425766E-2,2.9998842626810074E-2,57.351192474365234,2.0767722129821777,1,1,1.2957058846950531E-2,2.3855701088905334E-2,4.6569354832172394E-2,6.230076402425766E-2,7.8032173216342926E-2,0.10074582695960999,0.11164446920156479,6.0089323669672012E-3,8.4920618683099747E-3,2.4831304326653481E-3,1.1956681264564395E-3,5.1643134793266654E-4,9.5082010375335813E-4,1.8561214674264193E-3,2.4831304326653481E-3,3.1101393979042768E-3,4.0154405869543552E-3,4.4498294591903687E-3,0]
[{"$f":"Data[[#This Row],[category]]&Data[[#This Row],[subcategory]]&Data[[#This Row],[delivered]]&Data[[#This Row],[date]]&Data[[#This Row],[hour]]","v":"Climate zones1End Use LoadAvg Weekday (any)2"},"Climate zones","1","End Use Load",2023,"Avg Weekday (any)","2",36,39.857142857142854,6.2294412404298782E-2,0.17235714197158813,0.11006273329257965,5.7720519602298737E-2,57.956844329833984,1.906821608543396,1,0,1.512092724442482E-2,3.60909104347229E-2,7.9794064164161682E-2,0.11006273329257965,0.14033140242099762,0.1840345561504364,0.20500454306602478,2.4828773457556963E-3,6.869663018733263E-3,4.3867859058082104E-3,2.3005749098956585E-3,6.0267694061622024E-4,1.438480569049716E-3,3.1803634483367205E-3,4.3867859058082104E-3,5.5932085961103439E-3,7.3350914753973484E-3,8.1708952784538269E-3,0]
[{"$f":"Data[[#This Row],[category]]&Data[[#This Row],[subcategory]]&Data[[#This Row],[delivered]]&Data[[#This Row],[date]]&Data[[#This Row],[hour]]","v":"Climate zones1End Use LoadAvg Weekday (any)3"},"Climate zones","1","End Use Load",2023,"Avg Weekday (any)","3",36,39.857142857142854,-0.11117877066135406,-6.7083337344229221E-3,0.10447043925523758,5.8177098631858826E-2,57.854663848876953,1.7957313060760498,1,0,8.7776277214288712E-3,2.9913486912846565E-2,7.3962338268756866E-2,0.10447043925523758,0.1349785327911377,0.17902739346027374,0.20016324520111084,-4.4312682002782822E-3,-2.673750277608633E-4,4.1638934053480625E-3,2.3187729530036449E-3,3.4985115053132176E-4,1.192266121506691E-3,2.9479274526238441E-3,4.1638934053480625E-3,5.3798588924109936E-3,7.1355202235281467E-3,7.9779354855418205E-3,0]
[{"$f":"Data[[#This Row],[category]]&Data[[#This Row],[subcategory]]&Data[[#This Row],[delivered]]&Data[[#This Row],[date]]&Data[[#This Row],[hour]]","v":"Climate zones1End Use LoadAvg Weekday (any)4"},"Climate zones","1","End Use Load",2023,"Avg Weekday (any)","4",36,39.857142857142854,-0.16574519872665405,-0.1100158765912056,5.5729325860738754E-2,2.2253947332501411E-2,57.34771728515625,2.5042445659637451,1,1,1.9124839454889297E-2,2.7209745720028877E-2,4.4059343636035919E-2,5.5729325860738754E-2,6.7399308085441589E-2,8.4248907864093781E-2,9.2333808541297913E-2,-6.6061299294233322E-3,-4.3849186040461063E-3,2.2212117910385132E-3,8.8697875617071986E-4,7.6226145029067993E-4,1.0845026699826121E-3,1.7560796113684773E-3,2.2212117910385132E-3,2.6863438542932272E-3,3.3579207956790924E-3,3.6801618989557028E-3,0]
[{"$f":"Data[[#This Row],[category]]&Data[[#This Row],[subcategory]]&Data[[#This Row],[delivered]]&Data[[#This Row],[date]]&Data[[#This Row],[hour]]","v":"Climate zones1End Use LoadAvg Weekday (any)5"},"Climate zones","1","End Use Load",2023,"Avg Weekday (any)","5",36,39.857142857142854,-0.16602721810340881,-0.10601983964443207,6.0007378458976746E-2,1.9790804013609886E-2,57.425594329833984,3.0320839881896973,1,1,2.7454402297735214E-2,3.4644443541765213E-2,4.9629069864749908E-2,6.0007378458976746E-2,7.0385687053203583E-2,8.5370317101478577E-2,9.2560350894927979E-2,-6.6173705272376537E-3,-4.225648008286953E-3,2.3917227517813444E-3,7.8880490036681294E-4,1.0942540830001235E-3,1.3808285584673285E-3,1.9780730362981558E-3,2.3917227517813444E-3,2.805372467264533E-3,3.4026168286800385E-3,3.6891910713165998E-3,0]
[{"$f":"Data[[#This Row],[category]]&Data[[#This Row],[subcategory]]&Data[[#This Row],[delivered]]&Data[[#This Row],[date]]&Data[[#This Row],[hour]]","v":"Climate zones1End Use LoadAvg Weekday (any)6"},"Climate zones","1","End Use Load",2023,"Avg Weekday (any)","6",36,39.857142857142854,-0.18634146451950073,-0.10965972393751144,7.6681748032569885E-2,2.4917390197515488E-2,57.017360687255859,3.0774390697479248,1,1,3.5696286708116531E-2,4.4748827815055847E-2,6.361505389213562E-2,7.6681748032569885E-2,8.974844217300415E-2,0.10861466825008392,0.11766720563173294,-7.4270381592214108E-3,-4.3707233853638172E-3,3.0563154723495245E-3,9.9313596729189157E-4,1.4227520441636443E-3,1.7835603794082999E-3,2.5355143006891012E-3,3.0563154723495245E-3,3.5771164111793041E-3,4.3290704488754272E-3,4.6898787841200829E-3,0]
[{"$f":"Data[[#This Row],[category]]&Data[[#This Row],[subcategory]]&Data[[#This Row],[delivered]]&Data[[#This Row],[date]]&Data[[#This Row],[hour]]","v":"Climate zones1End Use LoadAvg Weekday (any)7"},"Climate zones","1","End Use Load",2023,"Avg Weekday (any)","7",36,39.857142857142854,-0.19479107856750488,-0.14114880561828613,5.3642261773347855E-2,2.5916909798979759E-2,56.814979553222656,2.0697784423828125,1,1,1.1012738570570946E-2,2.0428406074643135E-2,4.0051419287919998E-2,5.3642261773347855E-2,6.7233100533485413E-2,8.6856119334697723E-2,9.6271783113479614E-2,-7.7638160437345505E-3,-5.6257881224155426E-3,2.1380272228270769E-3,1.0329739889129996E-3,4.3893628753721714E-4,8.1421789946034551E-4,1.5963350888341665E-3,2.1380272228270769E-3,2.6797193568199873E-3,3.4618368372321129E-3,3.8371181581169367E-3,0]
[{"$f":"Data[[#This Row],[category]]&Data[[#This Row],[subcategory]]&Data[[#This Row],[delivered]]&Data[[#This Row],[date]]&Data[[#This Row],[hour]]","v":"Climate zones1End Use LoadAvg Weekday (any)8"},"Climate zones","1","End Use Load",2023,"Avg Weekday (any)","8",36,39.857142857142854,-8.5301391780376434E-2,2.5630952790379524E-2,0.11093234270811081,5.0409983843564987E-2,56.65228271484375,2.2006025314331055,1,1,2.8015298768877983E-2,4.6329349279403687E-2,8.4497317671775818E-2,0.11093234270811081,0.1373673677444458,0.17553533613681793,0.19384938478469849,-3.3998696599155664E-3,1.0215765796601772E-3,4.4214460067451E-3,2.0091978367418051E-3,1.1166097829118371E-3,1.8465555040165782E-3,3.3678216859698296E-3,4.4214460067451E-3,5.4750707931816578E-3,6.9963368587195873E-3,7.7262828126549721E-3,0]
[{"$f":"Data[[#This Row],[category]]&Data[[#This Row],[subcategory]]&Data[[#This Row],[delivered]]&Data[[#This Row],[date]]&Data[[#This Row],[hour]]","v":"Climate zones1End Use LoadAvg Weekday (any)9"},"Climate zones","1","End Use Load",2023,"Avg Weekday (any)","9",36,39.857142857142854,0.3326738178730011,0.40486606955528259,7.2192259132862091E-2,6.3346967101097107E-2,57.340774536132813,1.1396324634552002,0,0,-3.2004229724407196E-2,-8.9901452884078026E-3,3.897307813167572E-2,7.2192259132862091E-2,0.10541144013404846,0.15337465703487396,0.17638874053955078,1.325942762196064E-2,1.6136804595589638E-2,2.8773772064596415E-3,2.5248290039598942E-3,-1.2755971401929855E-3,-3.5832150024361908E-4,1.5533555997535586E-3,2.8773772064596415E-3,4.2013986967504025E-3,6.1130756512284279E-3,7.0303510874509811E-3,0]
[{"$f":"Data[[#This Row],[category]]&Data[[#This Row],[subcategory]]&Data[[#This Row],[delivered]]&Data[[#This Row],[date]]&Data[[#This Row],[hour]]","v":"Climate zones1End Use LoadAvg Weekday (any)10"},"Climate zones","1","End Use Load",2023,"Avg Weekday (any)","10",36,39.857142857142854,0.87983989715576172,0.8331369161605835,-4.6702973544597626E-2,6.1612188816070557E-2,58.543155670166016,-0.75801515579223633,0,0,-0.14804600179195404,-0.1256621778011322,-7.9012438654899597E-2,-4.6702973544597626E-2,-1.4393510296940804E-2,3.2256223261356354E-2,5.4640058428049088E-2,3.5067904740571976E-2,3.3206455409526825E-2,-1.861447119154036E-3,2.4556857533752918E-3,-5.9006907977163792E-3,-5.0085354596376419E-3,-3.1492100097239017E-3,-1.861447119154036E-3,-5.7368417037650943E-4,1.2856408720836043E-3,2.1777965594083071E-3,0]
[{"$f":"Data[[#This Row],[category]]&Data[[#This Row],[subcategory]]&Data[[#This Row],[delivered]]&Data[[#This Row],[date]]&Data[[#This Row],[hour]]","v":"Climate zones1End Use LoadAvg Weekday (any)11"},"Climate zones","1","End Use Load",2023,"Avg Weekday (any)","11",36,39.857142857142854,1.4402017593383789,1.4430525302886963,2.8507965616881847E-3,0.12904210388660431,60.340774536132813,2.209198847413063E-2,0,0,-0.20940457284450531,-0.16252331435680389,-6.481894850730896E-2,2.8507965616881847E-3,7.0520542562007904E-2,0.16822490096092224,0.21510617434978485,5.7402327656745911E-2,5.7515949010848999E-2,1.1362460645614192E-4,5.1432494074106216E-3,-8.3462679758667946E-3,-6.4777149818837643E-3,-2.5834981352090836E-3,1.1362460645614192E-4,2.8107473626732826E-3,6.704963743686676E-3,8.5735172033309937E-3,0]
[{"$f":"Data[[#This Row],[category]]&Data[[#This Row],[subcategory]]&Data[[#This Row],[delivered]]&Data[[#This Row],[date]]&Data[[#This Row],[hour]]","v":"Climate zones1End Use LoadAvg Weekday (any)12"},"Climate zones","1","End Use Load",2023,"Avg Weekday (any)","12",36,39.857142857142854,1.8606157302856445,1.9241616725921631,6.3546031713485718E-2,0.12444686144590378,62.171131134033203,0.5106278657913208,0,0,-0.14115084707736969,-9.5939040184020996E-2,-1.7139662522822618E-3,6.3546031713485718E-2,0.12880602478981018,0.22303110361099243,0.26824289560317993,7.4158824980258942E-2,7.6691590249538422E-2,2.5327631738036871E-3,4.9600964412093163E-3,-5.6258696131408215E-3,-3.8238561246544123E-3,-6.831379869254306E-5,2.5327631738036871E-3,5.1338402554392815E-3,8.8893827050924301E-3,1.0691395029425621E-2,0]
[{"$f":"Data[[#This Row],[category]]&Data[[#This Row],[subcategory]]&Data[[#This Row],[delivered]]&Data[[#This Row],[date]]&Data[[#This Row],[hour]]","v":"Climate zones1End Use LoadAvg Weekday (any)13"},"Climate zones","1","End Use Load",2023,"Avg Weekday (any)","13",36,39.857142857142854,1.7478331327438354,2.120309591293335,0.37247639894485474,0.11861713230609894,63.667659759521484,3.1401567459106445,1,1,0.17736858129501343,0.22046242654323578,0.31027352809906006,0.37247639894485474,0.43467926979064941,0.5244903564453125,0.56758421659469604,6.9663636386394501E-2,8.4509484469890594E-2,1.484584528952837E-2,4.7277398407459259E-3,7.0694047026336193E-3,8.7870024144649506E-3,1.2366616167128086E-2,1.484584528952837E-2,1.7325073480606079E-2,2.090468630194664E-2,2.2622285410761833E-2,0]
[{"$f":"Data[[#This Row],[category]]&Data[[#This Row],[subcategory]]&Data[[#This Row],[delivered]]&Data[[#This Row],[date]]&Data[[#This Row],[hour]]","v":"Climate zones1End Use LoadAvg Weekday (any)14"},"Climate zones","1","End Use Load",2023,"Avg Weekday (any)","14",36,39.857142857142854,1.2209817171096802,1.888330340385437,0.66734862327575684,0.17815238237380981,65.34771728515625,3.7459428310394287,1,1,0.37431403994560242,0.43903714418411255,0.5739254355430603,0.66734862327575684,0.76077181100845337,0.89566010236740112,0.96038323640823364,4.8664841800928116E-2,7.5263455510139465E-2,2.6598609983921051E-2,7.1006449870765209E-3,1.491908822208643E-2,1.7498767003417015E-2,2.2875027731060982E-2,2.6598609983921051E-2,3.0322190374135971E-2,3.5698451101779938E-2,3.8278132677078247E-2,0]
[{"$f":"Data[[#This Row],[category]]&Data[[#This Row],[subcategory]]&Data[[#This Row],[delivered]]&Data[[#This Row],[date]]&Data[[#This Row],[hour]]","v":"Climate zones1End Use LoadAvg Weekday (any)15"},"Climate zones","1","End Use Load",2023,"Avg Weekday (any)","15",36,39.857142857142854,0.67402422428131104,1.276641845703125,0.60261768102645874,0.14536310732364655,66.567459106445313,4.1456027030944824,1,1,0.36351665854454041,0.41632735729217529,0.52638918161392212,0.60261768102645874,0.67884618043899536,0.78890800476074219,0.84171873331069946,2.6864679530262947E-2,5.0883296877145767E-2,2.4018619209527969E-2,5.7937582023441792E-3,1.4488735236227512E-2,1.659361831843853E-2,2.0980369299650192E-2,2.4018619209527969E-2,2.7056869119405746E-2,3.144361823797226E-2,3.3548504114151001E-2,0]
[{"$f":"Data[[#This Row],[category]]&Data[[#This Row],[subcategory]]&Data[[#This Row],[delivered]]&Data[[#This Row],[date]]&Data[[#This Row],[hour]]","v":"Climate zones1End Use LoadAvg Weekday (any)16"},"Climate zones","1","End Use Load",2023,"Avg Weekday (any)","16",36,39.857142857142854,0.19441705942153931,0.71176588535308838,0.51734882593154907,0.12529955804347992,66.790672302246094,4.1288957595825195,1,1,0.31124940514564514,0.35677099227905273,0.45164167881011963,0.51734882593154907,0.58305597305297852,0.67792665958404541,0.72344827651977539,7.7489083632826805E-3,2.8368955478072166E-2,2.0620046183466911E-2,4.9940822646021843E-3,1.2405511923134327E-2,1.4219872653484344E-2,1.8001146614551544E-2,2.0620046183466911E-2,2.3238945752382278E-2,2.7020219713449478E-2,2.883458137512207E-2,0]
[{"$f":"Data[[#This Row],[category]]&Data[[#This Row],[subcategory]]&Data[[#This Row],[delivered]]&Data[[#This Row],[date]]&Data[[#This Row],[hour]]","v":"Climate zones1End Use LoadAvg Weekday (any)17"},"Climate zones","1","End Use Load",2023,"Avg Weekday (any)","17",36,39.857142857142854,-1.0074595212936401,-0.91562199592590332,9.1837503015995026E-2,0.1073920726776123,67.057044982910156,0.85516089200973511,0,0,-8.4806740283966064E-2,-4.5790974050760269E-2,3.5521045327186584E-2,9.1837503015995026E-2,0.14815396070480347,0.22946597635746002,0.26848173141479492,-4.0154457092285156E-2,-3.6494076251983643E-2,3.6603803746402264E-3,4.2803413234651089E-3,-3.3801542595028877E-3,-1.8250973662361503E-3,1.4157673576846719E-3,3.6603803746402264E-3,5.9049935080111027E-3,9.1458577662706375E-3,1.070091500878334E-2,0]
[{"$f":"Data[[#This Row],[category]]&Data[[#This Row],[subcategory]]&Data[[#This Row],[delivered]]&Data[[#This Row],[date]]&Data[[#This Row],[hour]]","v":"Climate zones1End Use LoadAvg Weekday (any)18"},"Climate zones","1","End Use Load",2023,"Avg Weekday (any)","18",36,39.857142857142854,-1.0996655225753784,-1.4727569818496704,-0.37309145927429199,0.1124865859746933,66.188491821289063,-3.3167641162872314,1,1,-0.55811542272567749,-0.51724880933761597,-0.4320794939994812,-0.37309145927429199,-0.31410342454910278,-0.22893409430980682,-0.18806749582290649,-4.3829526752233505E-2,-5.8699887245893478E-2,-1.4870359562337399E-2,4.4833938591182232E-3,-2.2244885563850403E-2,-2.0616060122847557E-2,-1.7221454530954361E-2,-1.4870359562337399E-2,-1.2519265525043011E-2,-9.12465900182724E-3,-7.4958330951631069E-3,0]
[{"$f":"Data[[#This Row],[category]]&Data[[#This Row],[subcategory]]&Data[[#This Row],[delivered]]&Data[[#This Row],[date]]&Data[[#This Row],[hour]]","v":"Climate zones1End Use LoadAvg Weekday (any)19"},"Climate zones","1","End Use Load",2023,"Avg Weekday (any)","19",36,39.857142857142854,-0.94009244441986084,-2.9468581676483154,-2.006765604019165,0.2917841374874115,64.940971374511719,-6.8775691986083984,1,1,-2.4867076873779297,-2.380702018737793,-2.1597774028778076,-2.006765604019165,-1.8537538051605225,-1.6328291893005371,-1.5268234014511108,-3.7469398230314255E-2,-0.11745334416627884,-7.9983942210674286E-2,1.1629682034254074E-2,-9.9113062024116516E-2,-9.4887979328632355E-2,-8.608255535364151E-2,-7.9983942210674286E-2,-7.3885329067707062E-2,-6.5079905092716217E-2,-6.0854818671941757E-2,0]
[{"$f":"Data[[#This Row],[category]]&Data[[#This Row],[subcategory]]&Data[[#This Row],[delivered]]&Data[[#This Row],[date]]&Data[[#This Row],[hour]]","v":"Climate zones1End Use LoadAvg Weekday (any)20"},"Climate zones","1","End Use Load",2023,"Avg Weekday (any)","20",36,39.857142857142854,-0.6242712140083313,-2.8483691215515137,-2.224097728729248,0.32212603092193604,62.856147766113281,-6.9044332504272461,1,1,-2.7539479732513428,-2.6369187831878662,-2.3930208683013916,-2.224097728729248,-2.0551745891571045,-1.8112765550613403,-1.6942476034164429,-2.4881666526198387E-2,-0.11352785676717758,-8.8646180927753448E-2,1.2839023023843765E-2,-0.10976450145244598,-0.10510005056858063,-9.5378972589969635E-2,-8.8646180927753448E-2,-8.1913389265537262E-2,-7.219231128692627E-2,-6.752786785364151E-2,0]
[{"$f":"Data[[#This Row],[category]]&Data[[#This Row],[subcategory]]&Data[[#This Row],[delivered]]&Data[[#This Row],[date]]&Data[[#This Row],[hour]]","v":"Climate zones1End Use LoadAvg Weekday (any)21"},"Climate zones","1","End Use Load",2023,"Avg Weekday (any)","21",36,39.857142857142854,-0.69772440195083618,-3.5705873966217041,-2.8728628158569336,0.3799140453338623,60.55853271484375,-7.5618758201599121,1,1,-3.4977657794952393,-3.3597421646118164,-3.0720899105072021,-2.8728628158569336,-2.673635721206665,-2.3859834671020508,-2.2479598522186279,-2.7809301391243935E-2,-0.1423134058713913,-0.11450410634279251,1.5142288058996201E-2,-0.13941095769405365,-0.13390971720218658,-0.12244472652673721,-0.11450410634279251,-0.10656347870826721,-9.5098480582237244E-2,-8.9597254991531372E-2,0]
[{"$f":"Data[[#This Row],[category]]&Data[[#This Row],[subcategory]]&Data[[#This Row],[delivered]]&Data[[#This Row],[date]]&Data[[#This Row],[hour]]","v":"Climate zones1End Use LoadAvg Weekday (any)22"},"Climate zones","1","End Use Load",2023,"Avg Weekday (any)","22",36,39.857142857142854,-0.24792817234992981,0.58375000953674316,0.83167815208435059,0.30868813395500183,58.755950927734375,2.6942343711853027,1,1,0.32393136620521545,0.43607839941978455,0.66980195045471191,0.83167815208435059,0.99355435371398926,1.2272778749465942,1.3394249677658081,-9.8817087709903717E-3,2.3266607895493507E-2,3.314831480383873E-2,1.2303426861763E-2,1.2910978868603706E-2,1.7380839213728905E-2,2.6696391403675079E-2,3.314831480383873E-2,3.960023820400238E-2,4.8915788531303406E-2,5.3385652601718903E-2,0]
[{"$f":"Data[[#This Row],[category]]&Data[[#This Row],[subcategory]]&Data[[#This Row],[delivered]]&Data[[#This Row],[date]]&Data[[#This Row],[hour]]","v":"Climate zones1End Use LoadAvg Weekday (any)23"},"Climate zones","1","End Use Load",2023,"Avg Weekday (any)","23",36,39.857142857142854,-0.52597337961196899,-4.60096076130867E-3,0.52137243747711182,0.15604075789451599,57.880455017089844,3.3412580490112305,1,1,0.26470822095870972,0.32139816880226135,0.43954458832740784,0.52137243747711182,0.60320031642913818,0.72134673595428467,0.77803665399551392,-2.0963795483112335E-2,-1.8338115478400141E-4,2.0780416205525398E-2,6.2193386256694794E-3,1.0550512932240963E-2,1.2810012325644493E-2,1.7518991604447365E-2,2.0780416205525398E-2,2.4041840806603432E-2,2.8750820085406303E-2,3.1010318547487259E-2,0]
[{"$f":"Data[[#This Row],[category]]&Data[[#This Row],[subcategory]]&Data[[#This Row],[delivered]]&Data[[#This Row],[date]]&Data[[#This Row],[hour]]","v":"Climate zones1End Use LoadAvg Weekday (any)24"},"Climate zones","1","End Use Load",2023,"Avg Weekday (any)","24",36,39.857142857142854,-0.49045717716217041,-0.21294467151165009,0.27751249074935913,5.9775758534669876E-2,57.252479553222656,4.6425590515136719,1,1,0.17919011414051056,0.20090676844120026,0.24616605043411255,0.27751249074935913,0.30885893106460571,0.35411819815635681,0.37583485245704651,-1.9548222422599792E-2,-8.4873661398887634E-3,1.1060855351388454E-2,2.3824910167604685E-3,7.1420059539377689E-3,8.0075701698660851E-3,9.8114758729934692E-3,1.1060855351388454E-2,1.231023482978344E-2,1.4114139601588249E-2,1.4979703351855278E-2,0]
[{"$f":"Data[[#This Row],[category]]&Data[[#This Row],[subcategory]]&Data[[#This Row],[delivered]]&Data[[#This Row],[date]]&Data[[#This Row],[hour]]","v":"Climate zones13Net Load7/20/20235"},"Climate zones","13","Net Load",2023,"7/20/2023","5",125,125,1.373568058013916,1.7552000284194946,0.381632000207901,0.17456768453121185,77.816001892089844,2.186154842376709,1,1,9.449370950460434E-2,0.15791450440883636,0.29008862376213074,0.381632000207901,0.47317537665367126,0.60534948110580444,0.66877031326293945,0.1716960072517395,0.21940000355243683,4.7704000025987625E-2,2.1820960566401482E-2,1.1811713688075542E-2,1.9739313051104546E-2,3.6261077970266342E-2,4.7704000025987625E-2,5.9146922081708908E-2,7.5668685138225555E-2,8.3596289157867432E-2,0]
[{"$f":"Data[[#This Row],[category]]&Data[[#This Row],[subcategory]]&Data[[#This Row],[delivered]]&Data[[#This Row],[date]]&Data[[#This Row],[hour]]","v":"Climate zones13Net Load7/20/202312"},"Climate zones","13","Net Load",2023,"7/20/2023","12",125,125,-0.90222406387329102,-1.3946399688720703,-0.49241596460342407,0.19607199728488922,91.5,-2.5114037990570068,1,1,-0.81492573022842407,-0.74369233846664429,-0.59523624181747437,-0.49241596460342407,-0.38959571719169617,-0.24113959074020386,-0.16990622878074646,-0.11277800798416138,-0.17432999610900879,-6.1551995575428009E-2,2.4508999660611153E-2,-0.10186571627855301,-9.2961542308330536E-2,-7.4404530227184296E-2,-6.1551995575428009E-2,-4.8699464648962021E-2,-3.0142448842525482E-2,-2.1238278597593307E-2,0]
[{"$f":"Data[[#This Row],[category]]&Data[[#This Row],[subcategory]]&Data[[#This Row],[delivered]]&Data[[#This Row],[date]]&Data[[#This Row],[hour]]","v":"Climate zones13Net Load7/25/20234"},"Climate zones","13","Net Load",2023,"7/25/2023","4",125,125,1.7782280445098877,1.6716799736022949,-0.1065479964017868,0.18325014412403107,77.2239990234375,-0.58143472671508789,0,0,-0.40796765685081482,-0.34139251708984375,-0.2026444673538208,-0.1065479964017868,-1.0451527312397957E-2,0.12829650938510895,0.19487166404724121,0.22227850556373596,0.20895999670028687,-1.3318499550223351E-2,2.2906268015503883E-2,-5.0995957106351852E-2,-4.2674064636230469E-2,-2.53305584192276E-2,-1.3318499550223351E-2,-1.3064409140497446E-3,1.6037063673138618E-2,2.4358958005905151E-2,0]
[{"$f":"Data[[#This Row],[category]]&Data[[#This Row],[subcategory]]&Data[[#This Row],[delivered]]&Data[[#This Row],[date]]&Data[[#This Row],[hour]]","v":"Climate zones13Net Load7/25/202314"},"Climate zones","13","Net Load",2023,"7/25/2023","14",125,125,-1.8006799221038818,-2.1357600688934326,-0.33508002758026123,0.24216809868812561,95.683998107910156,-1.3836671113967896,0,0,-0.73341107368469238,-0.64543092250823975,-0.46207311749458313,-0.33508002758026123,-0.20808695256710052,-2.4729121476411819E-2,6.325104832649231E-2,-0.22508499026298523,-0.26697000861167908,-4.1885003447532654E-2,3.0271012336015701E-2,-9.1676384210586548E-2,-8.0678865313529968E-2,-5.7759139686822891E-2,-4.1885003447532654E-2,-2.6010869070887566E-2,-3.0911401845514774E-3,7.9063810408115387E-3,0]
[{"$f":"Data[[#This Row],[category]]&Data[[#This Row],[subcategory]]&Data[[#This Row],[delivered]]&Data[[#This Row],[date]]&Data[[#This Row],[hour]]","v":"Climate zones13Net Load7/25/2023Event Window"},"Climate zones","13","Net Load",2023,"7/25/2023","Event Window",125,125,1.576612114906311,-1.0694400072097778,-2.6460521221160889,0.43446323275566101,97,-6.0903935432434082,1,1,-3.3606805801391602,-3.2028391361236572,-2.873884916305542,-2.6460521221160889,-2.4182193279266357,-2.0892651081085205,-1.9314236640930176,0.19707651436328888,-0.13368000090122223,-0.33075651526451111,5.4307904094457626E-2,-0.42008507251739502,-0.40035489201545715,-0.35923561453819275,-0.33075651526451111,-0.30227741599082947,-0.26115813851356506,-0.2414279580116272,0]
[{"$f":"Data[[#This Row],[category]]&Data[[#This Row],[subcategory]]&Data[[#This Row],[delivered]]&Data[[#This Row],[date]]&Data[[#This Row],[hour]]","v":"Climate zones13Net Load7/26/202311"},"Climate zones","13","Net Load",2023,"7/26/2023","11",125,125,5.0544045865535736E-2,1.688000001013279E-2,-3.3664047718048096E-2,0.16583330929279327,88.456001281738281,-0.2029993087053299,0,0,-0.30643555521965027,-0.24618798494338989,-0.12062712013721466,-3.3664047718048096E-2,5.3299024701118469E-2,0.1788598895072937,0.23910747468471527,6.318005733191967E-3,2.1100000012665987E-3,-4.208005964756012E-3,2.0729163661599159E-2,-3.8304444402456284E-2,-3.0773498117923737E-2,-1.5078390017151833E-2,-4.208005964756012E-3,6.6623780876398087E-3,2.2357486188411713E-2,2.9888434335589409E-2,0]
[{"$f":"Data[[#This Row],[category]]&Data[[#This Row],[subcategory]]&Data[[#This Row],[delivered]]&Data[[#This Row],[date]]&Data[[#This Row],[hour]]","v":"Climate zones13Net Load7/26/202321"},"Climate zones","13","Net Load",2023,"7/26/2023","21",125,125,2.3771839141845703,2.3473598957061768,-2.9824018478393555E-2,0.31374844908714294,99.272003173828125,-9.5057100057601929E-2,0,0,-0.54589426517486572,-0.43190884590148926,-0.1943538635969162,-2.9824018478393555E-2,0.13470582664012909,0.37226080894470215,0.486246258020401,0.29714798927307129,0.29341998696327209,-3.7280023097991943E-3,3.9218556135892868E-2,-6.8236783146858215E-2,-5.3988605737686157E-2,-2.4294232949614525E-2,-3.7280023097991943E-3,1.6838228330016136E-2,4.6532601118087769E-2,6.0780782252550125E-2,0]
[{"$f":"Data[[#This Row],[category]]&Data[[#This Row],[subcategory]]&Data[[#This Row],[delivered]]&Data[[#This Row],[date]]&Data[[#This Row],[hour]]","v":"Climate zones13Net Load8/28/20232"},"Climate zones","13","Net Load",2023,"8/28/2023","2",132,132,2.3208408355712891,1.9413636922836304,-0.37947726249694824,0.19487769901752472,78.140151977539063,-1.9472585916519165,1,0,-0.70002257823944092,-0.62922310829162598,-0.48167121410369873,-0.37947726249694824,-0.27728331089019775,-0.1297314465045929,-5.8931972831487656E-2,0.30635097622871399,0.25626000761985779,-5.0090998411178589E-2,2.5723855942487717E-2,-9.2402979731559753E-2,-8.3057448267936707E-2,-6.3580602407455444E-2,-5.0090998411178589E-2,-3.6601398140192032E-2,-1.712455041706562E-2,-7.7790203504264355E-3,0]
[{"$f":"Data[[#This Row],[category]]&Data[[#This Row],[subcategory]]&Data[[#This Row],[delivered]]&Data[[#This Row],[date]]&Data[[#This Row],[hour]]","v":"Climate zones13Net Load8/28/202320"},"Climate zones","13","Net Load",2023,"8/28/2023","20",132,132,1.4444344043731689,-1.4047727584838867,-2.8492071628570557,0.28893524408340454,95.93939208984375,-9.861058235168457,1,1,-3.3244633674621582,-3.2194926738739014,-3.0007250308990479,-2.8492071628570557,-2.6976892948150635,-2.47892165184021,-2.3739509582519531,0.19066533446311951,-0.18543000519275665,-0.37609535455703735,3.8139451295137405E-2,-0.43882915377616882,-0.42497304081916809,-0.39609569311141968,-0.37609535455703735,-0.35609498620033264,-0.32721766829490662,-0.3133615255355835,0]
[{"$f":"Data[[#This Row],[category]]&Data[[#This Row],[subcategory]]&Data[[#This Row],[delivered]]&Data[[#This Row],[date]]&Data[[#This Row],[hour]]","v":"Climate zones13Net Load8/29/20233"},"Climate zones","13","Net Load",2023,"8/29/2023","3",132,132,1.8262462615966797,1.9181817770004272,9.1935619711875916E-2,0.19249647855758667,79,0.47759637236595154,0,0,-0.22469291090965271,-0.15475854277610779,-9.0096322819590569E-3,9.1935619711875916E-2,0.19288086891174316,0.33862978219985962,0.40856415033340454,0.24106450378894806,0.2531999945640564,1.2135501950979233E-2,2.5409534573554993E-2,-2.9659464955329895E-2,-2.04281285405159E-2,-1.1892714537680149E-3,1.2135501950979233E-2,2.5460274890065193E-2,4.4699132442474365E-2,5.3930468857288361E-2,0]
[{"$f":"Data[[#This Row],[category]]&Data[[#This Row],[subcategory]]&Data[[#This Row],[delivered]]&Data[[#This Row],[date]]&Data[[#This Row],[hour]]","v":"Climate zones13Net Load8/29/20239"},"Climate zones","13","Net Load",2023,"8/29/2023","9",132,132,0.55254542827606201,0.95439392328262329,0.40184849500656128,0.15240031480789185,76,2.6367957592010498,1,1,0.15117228031158447,0.20653963088989258,0.3219296932220459,0.40184849500656128,0.48176729679107666,0.59715735912322998,0.65252470970153809,7.2935998439788818E-2,0.12598000466823578,5.3044002503156662E-2,2.0116841420531273E-2,1.995474100112915E-2,2.7263231575489044E-2,4.2494717985391617E-2,5.3044002503156662E-2,6.3593283295631409E-2,7.882477343082428E-2,8.6133264005184174E-2,0]
[{"$f":"Data[[#This Row],[category]]&Data[[#This Row],[subcategory]]&Data[[#This Row],[delivered]]&Data[[#This Row],[date]]&Data[[#This Row],[hour]]","v":"Climate zones13Net Load8/29/202319"},"Climate zones","13","Net Load",2023,"8/29/2023","19",132,132,0.68848484754562378,-0.57287877798080444,-1.2613636255264282,0.20591114461421967,96.06060791015625,-6.1257667541503906,1,1,-1.6000573635101318,-1.5252493619918823,-1.3693435192108154,-1.2613636255264282,-1.153383731842041,-0.99747788906097412,-0.92266994714736938,9.0879999101161957E-2,-7.5619995594024658E-2,-0.16650000214576721,2.7180271223187447E-2,-0.21120756864547729,-0.20133291184902191,-0.18075335025787354,-0.16650000214576721,-0.15224665403366089,-0.13166707754135132,-0.12179243564605713,0]
[{"$f":"Data[[#This Row],[category]]&Data[[#This Row],[subcategory]]&Data[[#This Row],[delivered]]&Data[[#This Row],[date]]&Data[[#This Row],[hour]]","v":"Climate zones13Net Load8/30/20239"},"Climate zones","13","Net Load",2023,"8/30/2023","9",133,133,0.48415035009384155,0.77842104434967041,0.29427069425582886,0.14350844919681549,73.571426391601563,2.0505461692810059,1,1,5.8220300823450089E-2,0.11035721749067307,0.21901479363441467,0.29427069425582886,0.36952659487724304,0.47818416357040405,0.53032106161117554,6.439199298620224E-2,0.10352999716997147,3.9138004183769226E-2,1.9086623564362526E-2,7.7432999387383461E-3,1.4677509665489197E-2,2.9128966853022575E-2,3.9138004183769226E-2,4.9147035926580429E-2,6.3598491251468658E-2,7.0532701909542084E-2,0]
[{"$f":"Data[[#This Row],[category]]&Data[[#This Row],[subcategory]]&Data[[#This Row],[delivered]]&Data[[#This Row],[date]]&Data[[#This Row],[hour]]","v":"Climate zones13Net Load8/30/202316"},"Climate zones","13","Net Load",2023,"8/30/2023","16",133,133,-2.1399247646331787,-1.859473705291748,0.28045114874839783,0.20580188930034637,94.5,1.3627238273620605,0,0,-5.8062836527824402E-2,1.6705416142940521E-2,0.17252853512763977,0.28045114874839783,0.38837376236915588,0.54419690370559692,0.61896514892578125,-0.28461000323295593,-0.24730999767780304,3.7300001829862595E-2,2.7371650561690331E-2,-7.7223572880029678E-3,2.2218204103410244E-3,2.2946294397115707E-2,3.7300001829862595E-2,5.1653709262609482E-2,7.2378188371658325E-2,8.2322366535663605E-2,0]
[{"$f":"Data[[#This Row],[category]]&Data[[#This Row],[subcategory]]&Data[[#This Row],[delivered]]&Data[[#This Row],[date]]&Data[[#This Row],[hour]]","v":"Climate zones13Net Load9/19/20231"},"Climate zones","13","Net Load",2023,"9/19/2023","1",133,133,2.3120601177215576,2.3678946495056152,5.5834583938121796E-2,0.23092837631702423,73.357139587402344,0.24178312718868256,0,0,-0.32400879263877869,-0.24011203646659851,-6.5264374017715454E-2,5.5834583938121796E-2,0.17693354189395905,0.3517812192440033,0.43567797541618347,0.30750399827957153,0.31492999196052551,7.4259997345507145E-3,3.0713474377989769E-2,-4.3093170970678329E-2,-3.193490207195282E-2,-8.6801620200276375E-3,7.4259997345507145E-3,2.3532161489129066E-2,4.6786900609731674E-2,5.7945169508457184E-2,0]
[{"$f":"Data[[#This Row],[category]]&Data[[#This Row],[subcategory]]&Data[[#This Row],[delivered]]&Data[[#This Row],[date]]&Data[[#This Row],[hour]]","v":"Climate zones13Net Load9/19/202318"},"Climate zones","13","Net Load",2023,"9/19/2023","18",133,133,-0.44958636164665222,-2.6032330989837646,-2.15364670753479,0.23628790676593781,85.428573608398438,-9.1145029067993164,1,1,-2.5423057079315186,-2.4564619064331055,-2.2775561809539795,-2.15364670753479,-2.0297372341156006,-1.8508316278457642,-1.7649877071380615,-5.9794984757900238E-2,-0.34623000025749207,-0.28643500804901123,3.1426291912794113E-2,-0.33812665939331055,-0.32670941948890686,-0.30291497707366943,-0.28643500804901123,-0.26995503902435303,-0.24616061151027679,-0.23474337160587311,0]
[{"$f":"Data[[#This Row],[category]]&Data[[#This Row],[subcategory]]&Data[[#This Row],[delivered]]&Data[[#This Row],[date]]&Data[[#This Row],[hour]]","v":"Climate zones13Net LoadAvg Weekday 8-9pm4"},"Climate zones","13","Net Load",2023,"Avg Weekday 8-9pm","4",125,125,1.7298339605331421,1.843000054359436,0.11316599696874619,0.13351032137870789,78.269996643066406,0.84761983156204224,0,0,-0.10643894225358963,-5.7934366166591644E-2,4.315311461687088E-2,0.11316599696874619,0.18317887187004089,0.28426635265350342,0.3327709436416626,0.21622924506664276,0.2303750067949295,1.4145749621093273E-2,1.6688790172338486E-2,-1.3304867781698704E-2,-7.2417957708239555E-3,5.39413932710886E-3,1.4145749621093273E-2,2.2897358983755112E-2,3.5533294081687927E-2,4.1596367955207825E-2,0]
[{"$f":"Data[[#This Row],[category]]&Data[[#This Row],[subcategory]]&Data[[#This Row],[delivered]]&Data[[#This Row],[date]]&Data[[#This Row],[hour]]","v":"Climate zones13Net LoadAvg Weekday 8-9pm8"},"Climate zones","13","Net Load",2023,"Avg Weekday 8-9pm","8",125,125,1.060778021812439,1.0623999834060669,1.6219876706600189E-3,7.8273288905620575E-2,74.132003784179688,2.0722109824419022E-2,0,0,-0.12712611258029938,-9.8689265549182892E-2,-3.9424564689397812E-2,1.6219876706600189E-3,4.266854003071785E-2,0.10193324089050293,0.13037009537220001,0.13259725272655487,0.13279999792575836,2.0274845883250237E-4,9.7841611132025719E-3,-1.5890764072537422E-2,-1.2336158193647861E-2,-4.9280705861747265E-3,2.0274845883250237E-4,5.3335675038397312E-3,1.2741655111312866E-2,1.6296261921525002E-2,0]
[{"$f":"Data[[#This Row],[category]]&Data[[#This Row],[subcategory]]&Data[[#This Row],[delivered]]&Data[[#This Row],[date]]&Data[[#This Row],[hour]]","v":"Climate zones13Net LoadAvg Weekday 8-9pmEvent Window"},"Climate zones","13","Net Load",2023,"Avg Weekday 8-9pm","Event Window",125,125,1.9479540586471558,-0.77275997400283813,-2.7207140922546387,0.33776050806045532,97.704002380371094,-8.0551576614379883,1,1,-3.2762806415557861,-3.153571605682373,-2.8978359699249268,-2.7207140922546387,-2.5435922145843506,-2.2878565788269043,-2.1651475429534912,0.24349425733089447,-9.6594996750354767E-2,-0.34008926153182983,4.2220063507556915E-2,-0.40953508019447327,-0.39419645071029663,-0.36222949624061584,-0.34008926153182983,-0.31794902682304382,-0.28598207235336304,-0.2706434428691864,0]
[{"$f":"Data[[#This Row],[category]]&Data[[#This Row],[subcategory]]&Data[[#This Row],[delivered]]&Data[[#This Row],[date]]&Data[[#This Row],[hour]]","v":"Climate zones13Net LoadAvg Weekday 6-9pm10"},"Climate zones","13","Net Load",2023,"Avg Weekday 6-9pm","10",133,130,0.15992605686187744,0.1649373471736908,5.0112828612327576E-3,9.9291756749153137E-2,79.960525512695313,5.0470281392335892E-2,0,0,-0.15830911695957184,-0.1222362220287323,-4.7057364135980606E-2,5.0112828612327576E-3,5.7079929858446121E-2,0.13225878775119781,0.16833168268203735,2.0790386945009232E-2,2.1441854536533356E-2,6.5146677661687136E-4,1.2907928787171841E-2,-2.0580185577273369E-2,-1.5890708193182945E-2,-6.1174575239419937E-3,6.5146677661687136E-4,7.4203908443450928E-3,1.7193641513586044E-2,2.1883118897676468E-2,0]
[{"$f":"Data[[#This Row],[category]]&Data[[#This Row],[subcategory]]&Data[[#This Row],[delivered]]&Data[[#This Row],[date]]&Data[[#This Row],[hour]]","v":"Climate zones13Net LoadAvg Weekday 6-9pm18"},"Climate zones","13","Net Load",2023,"Avg Weekday 6-9pm","18",133,130,-0.18843105435371399,0.98686718940734863,1.1752982139587402,0.19358542561531067,99.847747802734375,6.0712122917175293,1,1,0.85687851905822754,0.92720848321914673,1.0737819671630859,1.1752982139587402,1.2768144607543945,1.423387885093689,1.4937179088592529,-2.4496037513017654E-2,0.1282927393913269,0.15278877317905426,2.5166105479001999E-2,0.11139420419931412,0.12053710222244263,0.13959164917469025,0.15278877317905426,0.16598588228225708,0.1850404292345047,0.19418333470821381,0]
[{"$f":"Data[[#This Row],[category]]&Data[[#This Row],[subcategory]]&Data[[#This Row],[delivered]]&Data[[#This Row],[date]]&Data[[#This Row],[hour]]","v":"Climate zones13Net LoadAvg Weekday 6-9pmEvent Window"},"Climate zones","13","Net Load",2023,"Avg Weekday 6-9pm","Event Window",133,130,1.2480942010879517,-1.6967376470565796,-2.9448318481445313,0.21303470432758331,96.771926879882813,-13.823249816894531,1,1,-3.2952427864074707,-3.2178468704223633,-3.0565474033355713,-2.9448318481445313,-2.8331162929534912,-2.6718168258666992,-2.5944209098815918,0.16225224733352661,-0.22057589888572693,-0.38282814621925354,2.7694512158632278E-2,-0.42838156223297119,-0.41832008957862854,-0.39735117554664612,-0.38282814621925354,-0.36830511689186096,-0.34733617305755615,-0.33727473020553589,0]
[{"$f":"Data[[#This Row],[category]]&Data[[#This Row],[subcategory]]&Data[[#This Row],[delivered]]&Data[[#This Row],[date]]&Data[[#This Row],[hour]]","v":"Climate zones13Net LoadAvg Weekday (any)17"},"Climate zones","13","Net Load",2023,"Avg Weekday (any)","17",133,129.28571428571428,-1.0850030183792114,-1.1451691389083862,-6.0166150331497192E-2,0.10751040279865265,97.751205444335938,-0.55963099002838135,0,0,-0.23700502514839172,-0.19794628024101257,-0.11654466390609741,-6.0166150331497192E-2,-3.7876400165259838E-3,7.7613972127437592E-2,0.11667272448539734,-0.14027538895606995,-0.14805400371551514,-7.7786236070096493E-3,1.3899559155106544E-2,-3.0641363933682442E-2,-2.5591626763343811E-2,-1.5067559666931629E-2,-7.7786236070096493E-3,-4.8968772171065211E-4,1.0034377686679363E-2,1.5084116719663143E-2,0]
[{"$f":"Data[[#This Row],[category]]&Data[[#This Row],[subcategory]]&Data[[#This Row],[delivered]]&Data[[#This Row],[date]]&Data[[#This Row],[hour]]","v":"Climate zones13Net LoadAvg Weekday (any)23"},"Climate zones","13","Net Load",2023,"Avg Weekday (any)","23",133,129.28571428571428,2.2293882369995117,2.8784451484680176,0.64905709028244019,9.9375225603580475E-2,87.002822875976563,6.5313773155212402,1,1,0.48559939861297607,0.52170258760452271,0.59694468975067139,0.64905709028244019,0.70116949081420898,0.77641159296035767,0.8125147819519043,0.28822806477546692,0.37214183807373047,8.3913810551166534E-2,1.2847797013819218E-2,6.2781065702438354E-2,6.7448690533638E-2,7.7176421880722046E-2,8.3913810551166534E-2,9.0651199221611023E-2,0.10037893056869507,0.10504655539989471,0]
[{"$f":"Data[[#This Row],[category]]&Data[[#This Row],[subcategory]]&Data[[#This Row],[delivered]]&Data[[#This Row],[date]]&Data[[#This Row],[hour]]","v":"Climate zones13End Use Load7/20/202313"},"Climate zones","13","End Use Load",2023,"7/20/2023","13",114,125,1.7537543773651123,1.5307894945144653,-0.22296491265296936,0.10682278871536255,94.864036560058594,-2.0872411727905273,1,1,-0.39867275953292847,-0.35986381769180298,-0.27898284792900085,-0.22296491265296936,-0.16694699227809906,-8.6066000163555145E-2,-4.7257062047719955E-2,0.21921929717063904,0.19134868681430817,-2.787061408162117E-2,1.3352848589420319E-2,-4.9834094941616058E-2,-4.4982977211475372E-2,-3.4872855991125107E-2,-2.787061408162117E-2,-2.0868374034762383E-2,-1.0758250020444393E-2,-5.9071327559649944E-3,0]
[{"$f":"Data[[#This Row],[category]]&Data[[#This Row],[subcategory]]&Data[[#This Row],[delivered]]&Data[[#This Row],[date]]&Data[[#This Row],[hour]]","v":"Climate zones13End Use Load7/20/202324"},"Climate zones","13","End Use Load",2023,"7/20/2023","24",114,125,-0.60082453489303589,-0.32675439119338989,0.27407017350196838,6.5183669328689575E-2,88.451751708984375,4.2045831680297852,1,1,0.16685257852077484,0.19053393602371216,0.23988781869411469,0.27407017350196838,0.30825251340866089,0.35760641098022461,0.38128775358200073,-7.5103066861629486E-2,-4.0844298899173737E-2,3.4258771687746048E-2,8.1479586660861969E-3,2.0856572315096855E-2,2.381674200296402E-2,2.9985977336764336E-2,3.4258771687746048E-2,3.8531564176082611E-2,4.4700801372528076E-2,4.7660969197750092E-2,0]
[{"$f":"Data[[#This Row],[category]]&Data[[#This Row],[subcategory]]&Data[[#This Row],[delivered]]&Data[[#This Row],[date]]&Data[[#This Row],[hour]]","v":"Climate zones13End Use Load7/25/20235"},"Climate zones","13","End Use Load",2023,"7/25/2023","5",114,125,-9.3912281095981598E-2,-0.1000877171754837,-6.1754398047924042E-3,2.1146513521671295E-2,76.223686218261719,-0.29203110933303833,0,0,-4.0958359837532043E-2,-3.32757867872715E-2,-1.7264682799577713E-2,-6.1754398047924042E-3,4.9138027243316174E-3,2.0924907177686691E-2,2.8607480227947235E-2,-1.17390351369977E-2,-1.2510964646935463E-2,-7.7192997559905052E-4,2.6433141902089119E-3,-5.1197949796915054E-3,-4.1594733484089375E-3,-2.1580853499472141E-3,-7.7192997559905052E-4,6.1422534054145217E-4,2.6156133972108364E-3,3.5759350284934044E-3,0]
[{"$f":"Data[[#This Row],[category]]&Data[[#This Row],[subcategory]]&Data[[#This Row],[delivered]]&Data[[#This Row],[date]]&Data[[#This Row],[hour]]","v":"Climate zones13End Use Load7/25/202315"},"Climate zones","13","End Use Load",2023,"7/25/2023","15",114,125,0.60338598489761353,-3.5087719559669495E-2,-0.63847368955612183,0.12542904913425446,96.59210205078125,-5.0903177261352539,1,1,-0.84478610754013062,-0.79921746253967285,-0.70424872636795044,-0.63847368955612183,-0.57269865274429321,-0.47772988677024841,-0.43216127157211304,7.5423248112201691E-2,-4.3859649449586868E-3,-7.9809211194515228E-2,1.5678631141781807E-2,-0.10559826344251633,-9.9902182817459106E-2,-8.8031090795993805E-2,-7.9809211194515228E-2,-7.1587331593036652E-2,-5.9716235846281052E-2,-5.402015894651413E-2,0]
[{"$f":"Data[[#This Row],[category]]&Data[[#This Row],[subcategory]]&Data[[#This Row],[delivered]]&Data[[#This Row],[date]]&Data[[#This Row],[hour]]","v":"Climate zones13End Use Load7/26/20232"},"Climate zones","13","End Use Load",2023,"7/26/2023","2",114,125,3.4949060529470444E-2,0.30824562907218933,0.27329656481742859,9.369533509016037E-2,83.40789794921875,2.9168641567230225,1,1,0.11918145418167114,0.15322116017341614,0.22416268289089203,0.27329656481742859,0.32243043184280396,0.39337196946144104,0.42741167545318604,4.3686325661838055E-3,3.8530703634023666E-2,3.4162070602178574E-2,1.1711916886270046E-2,1.4897681772708893E-2,1.9152645021677017E-2,2.8020335361361504E-2,3.4162070602178574E-2,4.0303803980350494E-2,4.917149618268013E-2,5.3426459431648254E-2,0]
[{"$f":"Data[[#This Row],[category]]&Data[[#This Row],[subcategory]]&Data[[#This Row],[delivered]]&Data[[#This Row],[date]]&Data[[#This Row],[hour]]","v":"Climate zones13End Use Load7/26/202316"},"Climate zones","13","End Use Load",2023,"7/26/2023","16",114,125,1.7789473757147789E-2,0.41938596963882446,0.40159648656845093,0.11533557623624802,102.22807312011719,3.4819827079772949,1,1,0.21188634634017944,0.25378799438476563,0.34111446142196655,0.40159648656845093,0.4620785117149353,0.54940497875213623,0.59130662679672241,2.2236842196434736E-3,5.2423246204853058E-2,5.0199560821056366E-2,1.4416947029531002E-2,2.648579329252243E-2,3.1723499298095703E-2,4.2639307677745819E-2,5.0199560821056366E-2,5.7759813964366913E-2,6.8675622344017029E-2,7.3913328349590302E-2,0]
[{"$f":"Data[[#This Row],[category]]&Data[[#This Row],[subcategory]]&Data[[#This Row],[delivered]]&Data[[#This Row],[date]]&Data[[#This Row],[hour]]","v":"Climate zones13End Use Load7/26/202322"},"Climate zones","13","End Use Load",2023,"7/26/2023","22",114,125,-0.81529825925827026,0.10929824411869049,0.92459648847579956,0.1029873713850975,95.679824829101563,8.9777660369873047,1,1,0.75519734621047974,0.79261285066604614,0.87058985233306885,0.92459648847579956,0.97860312461853027,1.0565800666809082,1.0939956903457642,-0.10191228240728378,1.3662280514836311E-2,0.11557456105947495,1.2873421423137188E-2,9.4399668276309967E-2,9.9076606333255768E-2,0.10882373154163361,0.11557456105947495,0.12232539057731628,0.13207250833511353,0.13674946129322052,0]
[{"$f":"Data[[#This Row],[category]]&Data[[#This Row],[subcategory]]&Data[[#This Row],[delivered]]&Data[[#This Row],[date]]&Data[[#This Row],[hour]]","v":"Climate zones13End Use Load8/28/202314"},"Climate zones","13","End Use Load",2023,"8/28/2023","14",120,132,1.1038500070571899,0.99634164571762085,-0.1075083315372467,0.13496111333370209,93.400001525878906,-0.79658746719360352,0,0,-0.32949960231781006,-0.28046795725822449,-0.1782820075750351,-0.1075083315372467,-3.6734655499458313E-2,6.5451294183731079E-2,0.11448294669389725,0.14570820331573486,0.13151709735393524,-1.4191099442541599E-2,1.7814867198467255E-2,-4.3493948876857758E-2,-3.702177107334137E-2,-2.3533225059509277E-2,-1.4191099442541599E-2,-4.8489747568964958E-3,8.6395712569355965E-3,1.5111749060451984E-2,0]
[{"$f":"Data[[#This Row],[category]]&Data[[#This Row],[subcategory]]&Data[[#This Row],[delivered]]&Data[[#This Row],[date]]&Data[[#This Row],[hour]]","v":"Climate zones13End Use Load8/28/202322"},"Climate zones","13","End Use Load",2023,"8/28/2023","22",120,132,-0.73589998483657837,-0.12701666355133057,0.6088833212852478,9.7744882106781006E-2,89.637496948242188,6.229311466217041,1,1,0.44810730218887329,0.48361819982528687,0.55762583017349243,0.6088833212852478,0.66014081239700317,0.73414844274520874,0.76965934038162231,-9.7138799726963043E-2,-1.6766199842095375E-2,8.0372601747512817E-2,1.2902324087917805E-2,5.915016308426857E-2,6.3837602734565735E-2,7.3606610298156738E-2,8.0372601747512817E-2,8.71385857462883E-2,9.6907593309879303E-2,0.10159502923488617,0]
[{"$f":"Data[[#This Row],[category]]&Data[[#This Row],[subcategory]]&Data[[#This Row],[delivered]]&Data[[#This Row],[date]]&Data[[#This Row],[hour]]","v":"Climate zones13End Use Load8/29/20234"},"Climate zones","13","End Use Load",2023,"8/29/2023","4",120,132,-0.16589666903018951,-1.7916666343808174E-2,0.14798000454902649,2.7528412640094757E-2,76.050003051757813,5.3755369186401367,1,1,0.10269979387521744,0.1127009242773056,0.13354408740997314,0.14798000454902649,0.16241592168807983,0.18325908482074738,0.19326020777225494,-2.1898360922932625E-2,-2.3649998474866152E-3,1.9533360376954079E-2,3.633750369772315E-3,1.3556372374296188E-2,1.4876522123813629E-2,1.7627820372581482E-2,1.9533360376954079E-2,2.1438902243971825E-2,2.4190198630094528E-2,2.551034651696682E-2,0]
[{"$f":"Data[[#This Row],[category]]&Data[[#This Row],[subcategory]]&Data[[#This Row],[delivered]]&Data[[#This Row],[date]]&Data[[#This Row],[hour]]","v":"Climate zones13End Use Load8/29/202321"},"Climate zones","13","End Use Load",2023,"8/29/2023","21",120,132,-1.4713432788848877,-3.101858377456665,-1.6305149793624878,0.15890051424503326,90.550003051757813,-10.261231422424316,1,1,-1.8918830156326294,-1.8341541290283203,-1.713842511177063,-1.6305149793624878,-1.5471874475479126,-1.4268758296966553,-1.3691469430923462,-0.19421730935573578,-0.40944531559944153,-0.21522797644138336,2.0974867045879364E-2,-0.24972856044769287,-0.24210834503173828,-0.22622720897197723,-0.21522797644138336,-0.20422874391078949,-0.18834760785102844,-0.18072739243507385,0]
[{"$f":"Data[[#This Row],[category]]&Data[[#This Row],[subcategory]]&Data[[#This Row],[delivered]]&Data[[#This Row],[date]]&Data[[#This Row],[hour]]","v":"Climate zones13End Use Load8/30/20236"},"Climate zones","13","End Use Load",2023,"8/30/2023","6",121,133,-0.13242478668689728,-1.5041322913020849E-3,0.1309206634759903,2.0830512046813965E-2,70.140495300292969,6.2850427627563477,1,1,9.6657522022724152E-2,0.1042252853512764,0.11999712884426117,0.1309206634759903,0.14184419810771942,0.1576160341501236,0.16518381237983704,-1.7612496390938759E-2,-2.0004958787467331E-4,1.7412448301911354E-2,2.7704581152647734E-3,1.2855450622737408E-2,1.3861962594091892E-2,1.5959618613123894E-2,1.7412448301911354E-2,1.8865277990698814E-2,2.0962933078408241E-2,2.1969446912407875E-2,0]
[{"$f":"Data[[#This Row],[category]]&Data[[#This Row],[subcategory]]&Data[[#This Row],[delivered]]&Data[[#This Row],[date]]&Data[[#This Row],[hour]]","v":"Climate zones13End Use Load8/30/202321"},"Climate zones","13","End Use Load",2023,"8/30/2023","21",121,133,-1.4240412712097168,-4.6732230186462402,-3.2491817474365234,0.25230616331100464,90.421485900878906,-12.877932548522949,1,1,-3.6641883850097656,-3.5725250244140625,-3.3814911842346191,-3.2491817474365234,-3.1168723106384277,-2.9258384704589844,-2.8341751098632813,-0.18939748406410217,-0.62153863906860352,-0.43214118480682373,3.3556718379259109E-2,-0.48733705282211304,-0.47514581680297852,-0.44973832368850708,-0.43214118480682373,-0.41454401612281799,-0.38913652300834656,-0.37694528698921204,0]
[{"$f":"Data[[#This Row],[category]]&Data[[#This Row],[subcategory]]&Data[[#This Row],[delivered]]&Data[[#This Row],[date]]&Data[[#This Row],[hour]]","v":"Climate zones13End Use Load9/19/20237"},"Climate zones","13","End Use Load",2023,"9/19/2023","7",121,133,-0.123211570084095,-0.1717190146446228,-4.8507437109947205E-2,2.6755921542644501E-2,65.202476501464844,-1.8129608631134033,1,0,-9.2517010867595673E-2,-8.2796528935432434E-2,-6.2538258731365204E-2,-4.8507437109947205E-2,-3.4476619213819504E-2,-1.42183443531394E-2,-4.497862420976162E-3,-1.6387138515710831E-2,-2.283862978219986E-2,-6.4514889381825924E-3,3.5585374571382999E-3,-1.2304762378334999E-2,-1.1011938564479351E-2,-8.3175888285040855E-3,-6.4514889381825924E-3,-4.5853904448449612E-3,-1.891039777547121E-3,-5.9821573086082935E-4,0]
[{"$f":"Data[[#This Row],[category]]&Data[[#This Row],[subcategory]]&Data[[#This Row],[delivered]]&Data[[#This Row],[date]]&Data[[#This Row],[hour]]","v":"Climate zones13End Use Load9/19/202313"},"Climate zones","13","End Use Load",2023,"9/19/2023","13",121,133,1.7349123954772949,1.8057190179824829,7.0806607604026794E-2,0.10051330178976059,78.876029968261719,0.70445013046264648,0,0,-9.4523064792156219E-2,-5.8006372302770615E-2,1.8097380176186562E-2,7.0806607604026794E-2,0.12351583689451218,0.1996195912361145,0.23613627254962921,0.23074334859848022,0.24016062915325165,9.4172786921262741E-3,1.3368269428610802E-2,-1.2571567669510841E-2,-7.7148475684225559E-3,2.4069515056908131E-3,9.4172786921262741E-3,1.6427606344223022E-2,2.6549406349658966E-2,3.140612319111824E-2,0]
[{"$f":"Data[[#This Row],[category]]&Data[[#This Row],[subcategory]]&Data[[#This Row],[delivered]]&Data[[#This Row],[date]]&Data[[#This Row],[hour]]","v":"Climate zones13End Use Load9/19/202319"},"Climate zones","13","End Use Load",2023,"9/19/2023","19",121,133,-1.5106049776077271,-3.302553653717041,-1.7919487953186035,0.20054519176483154,84.938018798828125,-8.9353866577148438,1,1,-2.1218163967132568,-2.0489578247070313,-1.8971147537231445,-1.7919487953186035,-1.6867828369140625,-1.5349397659301758,-1.4620813131332397,-0.20091046392917633,-0.43923962116241455,-0.23832918703556061,2.6672510430216789E-2,-0.28220158815383911,-0.27251139283180237,-0.25231626629829407,-0.23832918703556061,-0.22434212267398834,-0.20414699614048004,-0.19445681571960449,0]
[{"$f":"Data[[#This Row],[category]]&Data[[#This Row],[subcategory]]&Data[[#This Row],[delivered]]&Data[[#This Row],[date]]&Data[[#This Row],[hour]]","v":"Climate zones13End Use LoadAvg Weekday 8-9pm6"},"Climate zones","13","End Use Load",2023,"Avg Weekday 8-9pm","6",114,125,-9.3052633106708527E-2,-7.9020470380783081E-2,1.403216365724802E-2,2.1388601511716843E-2,75.701751708984375,0.65605801343917847,0,0,-2.1148955449461937E-2,-1.3378432020545006E-2,2.8159699868410826E-3,1.403216365724802E-2,2.5248358026146889E-2,4.1442759335041046E-2,4.9213282763957977E-2,-1.1631579138338566E-2,-9.8775587975978851E-3,1.7540204571560025E-3,2.6735751889646053E-3,-2.6436194311827421E-3,-1.6723040025681257E-3,3.5199624835513532E-4,1.7540204571560025E-3,3.1560447532683611E-3,5.1803449168801308E-3,6.1516603454947472E-3,0]
[{"$f":"Data[[#This Row],[category]]&Data[[#This Row],[subcategory]]&Data[[#This Row],[delivered]]&Data[[#This Row],[date]]&Data[[#This Row],[hour]]","v":"Climate zones13End Use LoadAvg Weekday 8-9pm20"},"Climate zones","13","End Use Load",2023,"Avg Weekday 8-9pm","20",114,125,-1.7276842594146729,-2.4863157272338867,-0.75863158702850342,0.11857294291257858,100.43201446533203,-6.3980159759521484,1,1,-0.95366674661636353,-0.91058892011642456,-0.82081127166748047,-0.75863158702850342,-0.69645190238952637,-0.60667425394058228,-0.56359642744064331,-0.21596053242683411,-0.31078946590423584,-9.4828948378562927E-2,1.4821617864072323E-2,-0.11920834332704544,-0.11382361501455307,-0.10260140895843506,-9.4828948378562927E-2,-8.7056487798690796E-2,-7.5834281742572784E-2,-7.0449553430080414E-2,0]
[{"$f":"Data[[#This Row],[category]]&Data[[#This Row],[subcategory]]&Data[[#This Row],[delivered]]&Data[[#This Row],[date]]&Data[[#This Row],[hour]]","v":"Climate zones13End Use LoadAvg Weekday 6-9pm5"},"Climate zones","13","End Use Load",2023,"Avg Weekday 6-9pm","5",121,130,-0.11443360894918442,-5.9614323079586029E-2,5.481928214430809E-2,1.3266798108816147E-2,74.533058166503906,4.1320657730102539,1,1,3.2997339963912964E-2,3.7817195057868958E-2,4.7862164676189423E-2,5.481928214430809E-2,6.1776399612426758E-2,7.1821369230747223E-2,7.6641224324703217E-2,-1.4876369386911392E-2,-7.7498620375990868E-3,7.1265068836510181E-3,1.7246837960556149E-3,4.2896540835499763E-3,4.916235338896513E-3,6.222081370651722E-3,7.1265068836510181E-3,8.0309323966503143E-3,9.336777962744236E-3,9.9633587524294853E-3,0]
[{"$f":"Data[[#This Row],[category]]&Data[[#This Row],[subcategory]]&Data[[#This Row],[delivered]]&Data[[#This Row],[date]]&Data[[#This Row],[hour]]","v":"Climate zones13End Use LoadAvg Weekday 6-9pm22"},"Climate zones","13","End Use Load",2023,"Avg Weekday 6-9pm","22",121,130,-0.81416141986846924,-5.4355371743440628E-2,0.75980603694915771,8.5726037621498108E-2,90.946281433105469,8.8631887435913086,1,1,0.61879926919937134,0.64994370937347412,0.7148512601852417,0.75980603694915771,0.80476081371307373,0.86966836452484131,0.90081280469894409,-0.10584098100662231,-7.0661981590092182E-3,9.8774783313274384E-2,1.1144384741783142E-2,8.0443903803825378E-2,8.4492683410644531E-2,9.2930667102336884E-2,9.8774783313274384E-2,0.10461890697479248,0.11305689066648483,0.11710566282272339,0]
[{"$f":"Data[[#This Row],[category]]&Data[[#This Row],[subcategory]]&Data[[#This Row],[delivered]]&Data[[#This Row],[date]]&Data[[#This Row],[hour]]","v":"Climate zones13End Use LoadAvg Weekday (any)5"},"Climate zones","13","End Use Load",2023,"Avg Weekday (any)","5",121,129.28571428571428,-0.12332060188055038,-7.5471661984920502E-2,4.7848936170339584E-2,9.8425615578889847E-3,74.088546752929688,4.8614311218261719,1,1,3.1659364700317383E-2,3.5235185176134109E-2,4.2687490582466125E-2,4.7848936170339584E-2,5.3010381758213043E-2,6.0462687164545059E-2,6.4038507640361786E-2,-1.5943592414259911E-2,-9.7574079409241676E-3,6.1861840076744556E-3,1.272502588108182E-3,4.09310357645154E-3,4.5554060488939285E-3,5.5188825353980064E-3,6.1861840076744556E-3,6.8534850142896175E-3,7.8169619664549828E-3,8.279263973236084E-3,0]
[{"$f":"Data[[#This Row],[category]]&Data[[#This Row],[subcategory]]&Data[[#This Row],[delivered]]&Data[[#This Row],[date]]&Data[[#This Row],[hour]]","v":"Climate zones13End Use LoadAvg Weekday (any)12"},"Climate zones","13","End Use Load",2023,"Avg Weekday (any)","12",121,129.28571428571428,2.1858630180358887,2.4307160377502441,0.24485300481319427,6.1310533434152603E-2,86.780105590820313,3.9936530590057373,1,1,0.14400614798069,0.16628038883209229,0.21270172297954559,0.24485300481319427,0.27700427174568176,0.32342562079429626,0.34569984674453735,0.28260084986686707,0.31425684690475464,3.1655997037887573E-2,7.9265758395195007E-3,1.8617937341332436E-2,2.1497678011655807E-2,2.749929390847683E-2,3.1655997037887573E-2,3.5812694579362869E-2,4.1814312338829041E-2,4.4694051146507263E-2,0]
[{"$f":"Data[[#This Row],[category]]&Data[[#This Row],[subcategory]]&Data[[#This Row],[delivered]]&Data[[#This Row],[date]]&Data[[#This Row],[hour]]","v":"Climate zones2Net Load7/20/20234"},"Climate zones","2","Net Load",2023,"7/20/2023","4",846,848,0.9604414701461792,0.97343969345092773,1.2998226098716259E-2,8.1292606890201569E-2,55.254138946533203,0.15989431738853455,0,0,-0.12071621417999268,-9.1182440519332886E-2,-2.9631659388542175E-2,1.2998226098716259E-2,5.5628109723329544E-2,0.11717889457941055,0.14671266078948975,0.81445437669754028,0.82547688484191895,1.1022496037185192E-2,6.893613189458847E-2,-0.1023673489689827,-7.7322706580162048E-2,-2.5127647444605827E-2,1.1022496037185192E-2,4.7172635793685913E-2,9.9367700517177582E-2,0.12441233545541763,0]
[{"$f":"Data[[#This Row],[category]]&Data[[#This Row],[subcategory]]&Data[[#This Row],[delivered]]&Data[[#This Row],[date]]&Data[[#This Row],[hour]]","v":"Climate zones2Net Load7/20/202310"},"Climate zones","2","Net Load",2023,"7/20/2023","10",846,848,5.7988185435533524E-2,0.16678486764431,0.10879668593406677,5.541832372546196E-2,64.427894592285156,1.9631897211074829,1,1,1.764165423810482E-2,3.7775244563817978E-2,7.973528653383255E-2,0.10879668593406677,0.1378580778837204,0.17981812357902527,0.19995172321796417,4.9173980951309204E-2,0.14143356680870056,9.2259593307971954E-2,4.6994738280773163E-2,1.4960123226046562E-2,3.203340619802475E-2,6.7615523934364319E-2,9.2259593307971954E-2,0.1169036477804184,0.15248577296733856,0.1695590615272522,0]
[{"$f":"Data[[#This Row],[category]]&Data[[#This Row],[subcategory]]&Data[[#This Row],[delivered]]&Data[[#This Row],[date]]&Data[[#This Row],[hour]]","v":"Climate zones2Net Load7/20/2023Event Window"},"Climate zones","2","Net Load",2023,"7/20/2023","Event Window",846,848,0.73334741592407227,-3.1725413799285889,-3.9058887958526611,0.12167899310588837,73.610519409179688,-32.099945068359375,1,1,-4.1060328483581543,-4.0618267059326172,-3.9696972370147705,-3.9058887958526611,-3.8420803546905518,-3.7499508857727051,-3.705744743347168,0.62187862396240234,-2.6903150081634521,-3.3121936321258545,0.10318378359079361,-3.4819159507751465,-3.4444291591644287,-3.3663032054901123,-3.3121936321258545,-3.2580840587615967,-3.1799583435058594,-3.1424715518951416,0]
[{"$f":"Data[[#This Row],[category]]&Data[[#This Row],[subcategory]]&Data[[#This Row],[delivered]]&Data[[#This Row],[date]]&Data[[#This Row],[hour]]","v":"Climate zones2Net Load7/25/202311"},"Climate zones","2","Net Load",2023,"7/25/2023","11",852,854,-0.57707333564758301,-0.83065730333328247,-0.25358393788337708,7.3311567306518555E-2,72.5,-3.4589893817901611,1,1,-0.37417072057723999,-0.34753650426864624,-0.29202857613563538,-0.25358393788337708,-0.21513931453227997,-0.1596313863992691,-0.13299714028835297,-0.4928206205368042,-0.7093813419342041,-0.21656067669391632,6.2608078122138977E-2,-0.31954178214073181,-0.29679617285728455,-0.24939240515232086,-0.21656067669391632,-0.18372897803783417,-0.13632521033287048,-0.11357955634593964,0]
[{"$f":"Data[[#This Row],[category]]&Data[[#This Row],[subcategory]]&Data[[#This Row],[delivered]]&Data[[#This Row],[date]]&Data[[#This Row],[hour]]","v":"Climate zones2Net Load7/25/202321"},"Climate zones","2","Net Load",2023,"7/25/2023","21",852,854,0.62999880313873291,-3.7613027095794678,-4.3913016319274902,0.15236230194568634,77.14788818359375,-28.821445465087891,1,1,-4.6419153213500977,-4.5865616798400879,-4.4712004661560059,-4.3913016319274902,-4.3114027976989746,-4.1960415840148926,-4.1406879425048828,0.53801900148391724,-3.2121524810791016,-3.7501716613769531,0.13011740148067474,-3.964195728302002,-3.9169237613677979,-3.8184051513671875,-3.7501716613769531,-3.6819379329681396,-3.5834195613861084,-3.5361475944519043,0]
[{"$f":"Data[[#This Row],[category]]&Data[[#This Row],[subcategory]]&Data[[#This Row],[delivered]]&Data[[#This Row],[date]]&Data[[#This Row],[hour]]","v":"Climate zones2Net Load7/26/20232"},"Climate zones","2","Net Load",2023,"7/26/2023","2",852,854,1.7822816371917725,2.0138850212097168,0.23160329461097717,0.11021442711353302,60.566902160644531,2.1013882160186768,1,1,5.0316695123910904E-2,9.035782516002655E-2,0.17380678653717041,0.23160329461097717,0.28939980268478394,0.37284877896308899,0.41288989782333374,1.5220685005187988,1.7198578119277954,0.19778920710086823,9.4123117625713348E-2,4.2970456182956696E-2,7.7165581285953522E-2,0.14843100309371948,0.19778920710086823,0.24714742600917816,0.31841287016868591,0.35260796546936035,0]
[{"$f":"Data[[#This Row],[category]]&Data[[#This Row],[subcategory]]&Data[[#This Row],[delivered]]&Data[[#This Row],[date]]&Data[[#This Row],[hour]]","v":"Climate zones2Net Load7/26/202314"},"Climate zones","2","Net Load",2023,"7/26/2023","14",852,854,-2.9404318332672119,-2.121021032333374,0.81941080093383789,0.11819195002317429,82.0457763671875,6.9328818321228027,1,1,0.62500232458114624,0.66794174909591675,0.75743091106414795,0.81941080093383789,0.88139069080352783,0.97087985277175903,1.0138192176818848,-2.5111289024353027,-1.811352014541626,0.69977682828903198,0.1009359285235405,0.5337519645690918,0.57042223215103149,0.64684599637985229,0.69977682828903198,0.75270766019821167,0.8291313648223877,0.86580163240432739,0]
[{"$f":"Data[[#This Row],[category]]&Data[[#This Row],[subcategory]]&Data[[#This Row],[delivered]]&Data[[#This Row],[date]]&Data[[#This Row],[hour]]","v":"Climate zones2Net Load8/28/20233"},"Climate zones","2","Net Load",2023,"8/28/2023","3",891,893,1.4600332975387573,1.2123793363571167,-0.24765393137931824,0.10265793651342392,54.747474670410156,-2.4124188423156738,1,1,-0.41651120781898499,-0.37921535968780518,-0.30148780345916748,-0.24765393137931824,-0.19382005929946899,-0.1160924956202507,-7.8796654939651489E-2,1.3038097620010376,1.0826547145843506,-0.22115495800971985,9.1673538088798523E-2,-0.37194451689720154,-0.33863931894302368,-0.26922860741615295,-0.22115495800971985,-0.17308130860328674,-0.10367059707641602,-7.0365414023399353E-2,0]
[{"$f":"Data[[#This Row],[category]]&Data[[#This Row],[subcategory]]&Data[[#This Row],[delivered]]&Data[[#This Row],[date]]&Data[[#This Row],[hour]]","v":"Climate zones2Net Load8/28/20239"},"Climate zones","2","Net Load",2023,"8/28/2023","9",891,893,0.60837185382843018,0.58088666200637817,-2.748522162437439E-2,5.2576202899217606E-2,56.791805267333984,-0.52276921272277832,0,0,-0.11396537721157074,-9.4864338636398315E-2,-5.5056210607290268E-2,-2.748522162437439E-2,8.576612890465185E-5,3.9893891662359238E-2,5.8994937688112259E-2,0.54327607154846191,0.51873177289962769,-2.4544302374124527E-2,4.6950548887252808E-2,-0.10177107900381088,-8.4713853895664215E-2,-4.9165196716785431E-2,-2.4544302374124527E-2,7.6589152740780264E-5,3.5625245422124863E-2,5.2682477980852127E-2,0]
[{"$f":"Data[[#This Row],[category]]&Data[[#This Row],[subcategory]]&Data[[#This Row],[delivered]]&Data[[#This Row],[date]]&Data[[#This Row],[hour]]","v":"Climate zones2Net Load8/28/202319"},"Climate zones","2","Net Load",2023,"8/28/2023","19",891,893,0.15061120688915253,-3.1575982570648193,-3.3082094192504883,0.11152714490890503,85.567337036132813,-29.662818908691406,1,1,-3.4916553497314453,-3.4511373043060303,-3.3666942119598389,-3.3082094192504883,-3.2497246265411377,-3.1652815341949463,-3.1247634887695313,0.134495809674263,-2.8197352886199951,-2.9542310237884521,9.9593743681907654E-2,-3.1180481910705566,-3.0818655490875244,-3.006458044052124,-2.9542310237884521,-2.9020040035247803,-2.8265964984893799,-2.7904138565063477,0]
[{"$f":"Data[[#This Row],[category]]&Data[[#This Row],[subcategory]]&Data[[#This Row],[delivered]]&Data[[#This Row],[date]]&Data[[#This Row],[hour]]","v":"Climate zones2Net Load8/29/20239"},"Climate zones","2","Net Load",2023,"8/29/2023","9",891,893,0.52732455730438232,0.62540966272354126,9.8085105419158936E-2,4.2265869677066803E-2,57.337821960449219,2.3206691741943359,1,1,2.8563937172293663E-2,4.3919213116168976E-2,7.5920864939689636E-2,9.8085105419158936E-2,0.12024934589862823,0.1522509902715683,0.16760627925395966,0.47090083360671997,0.5584908127784729,8.759000152349472E-2,3.7743423134088516E-2,2.5507595390081406E-2,3.9219856262207031E-2,6.7797333002090454E-2,8.759000152349472E-2,0.10738266259431839,0.13596013188362122,0.14967240393161774,0]
[{"$f":"Data[[#This Row],[category]]&Data[[#This Row],[subcategory]]&Data[[#This Row],[delivered]]&Data[[#This Row],[date]]&Data[[#This Row],[hour]]","v":"Climate zones2Net Load8/29/202316"},"Climate zones","2","Net Load",2023,"8/29/2023","16",891,893,-2.8824903964996338,-1.9056341648101807,0.97685635089874268,9.3187473714351654E-2,95.055557250976563,10.482700347900391,1,1,0.82357656955718994,0.85743176937103271,0.92798876762390137,0.97685635089874268,1.025723934173584,1.0962809324264526,1.1301361322402954,-2.5740640163421631,-1.7017313241958618,0.87233269214630127,8.3216413855552673E-2,0.73545390367507935,0.76568657159805298,0.82869398593902588,0.87233269214630127,0.91597145795822144,0.97897887229919434,1.009211540222168,0]
[{"$f":"Data[[#This Row],[category]]&Data[[#This Row],[subcategory]]&Data[[#This Row],[delivered]]&Data[[#This Row],[date]]&Data[[#This Row],[hour]]","v":"Climate zones2Net Load8/30/20231"},"Climate zones","2","Net Load",2023,"8/30/2023","1",895,897,1.7041904926300049,2.4208269119262695,0.7166363000869751,0.11475691199302673,63.283798217773438,6.2448205947875977,1,1,0.52787798643112183,0.56956940889358521,0.65645772218704224,0.7166363000869751,0.77681487798690796,0.86370319128036499,0.90539461374282837,1.5286588668823242,2.1714818477630615,0.6428227424621582,0.10293695330619812,0.47350654006004333,0.51090377569198608,0.58884257078170776,0.6428227424621582,0.69680297374725342,0.7747417688369751,0.81213897466659546,0]
[{"$f":"Data[[#This Row],[category]]&Data[[#This Row],[subcategory]]&Data[[#This Row],[delivered]]&Data[[#This Row],[date]]&Data[[#This Row],[hour]]","v":"Climate zones2Net Load8/30/202318"},"Climate zones","2","Net Load",2023,"8/30/2023","18",895,897,-0.48077249526977539,0.83522903919219971,1.3160015344619751,0.10642116516828537,97.176536560058594,12.365975379943848,1,1,1.1409542560577393,1.1796172857284546,1.2601941823959351,1.3160015344619751,1.3718088865280151,1.4523857831954956,1.4910488128662109,-0.43125292658805847,0.74920046329498291,1.1804534196853638,9.5459781587123871E-2,1.0234359502792358,1.0581166744232178,1.1303942203521729,1.1804534196853638,1.2305126190185547,1.3027900457382202,1.3374707698822021,0]
[{"$f":"Data[[#This Row],[category]]&Data[[#This Row],[subcategory]]&Data[[#This Row],[delivered]]&Data[[#This Row],[date]]&Data[[#This Row],[hour]]","v":"Climate zones2Net Load8/30/202323"},"Climate zones","2","Net Load",2023,"8/30/2023","23",895,897,1.0866371393203735,1.6639441251754761,0.57730704545974731,8.3520703017711639E-2,68.977653503417969,6.9121432304382324,1,1,0.43992772698402405,0.47027096152305603,0.53350871801376343,0.57730704545974731,0.6211053729057312,0.68434315919876099,0.71468639373779297,0.97471350431442261,1.4925578832626343,0.51784443855285645,7.4918068945407867E-2,0.39461517333984375,0.42183303833007813,0.47855731844902039,0.51784443855285645,0.55713152885437012,0.61385583877563477,0.64107370376586914,0]
[{"$f":"Data[[#This Row],[category]]&Data[[#This Row],[subcategory]]&Data[[#This Row],[delivered]]&Data[[#This Row],[date]]&Data[[#This Row],[hour]]","v":"Climate zones2Net Load9/19/20238"},"Climate zones","2","Net Load",2023,"9/19/2023","8",896,898,0.82209986448287964,0.84540176391601563,2.3301891982555389E-2,3.9120890200138092E-2,51.583705902099609,0.59563809633255005,0,0,-4.1046246886253357E-2,-2.6833545416593552E-2,2.7868770994246006E-3,2.3301891982555389E-2,4.3816905468702316E-2,7.3437333106994629E-2,8.7650030851364136E-2,0.73824566602706909,0.7591707706451416,2.0925099030137062E-2,3.5130560398101807E-2,-3.6859530955553055E-2,-2.4096524342894554E-2,2.5026155635714531E-3,2.0925099030137062E-2,3.9347581565380096E-2,6.5946727991104126E-2,7.8709729015827179E-2,0]
[{"$f":"Data[[#This Row],[category]]&Data[[#This Row],[subcategory]]&Data[[#This Row],[delivered]]&Data[[#This Row],[date]]&Data[[#This Row],[hour]]","v":"Climate zones2Net Load9/19/2023Event Window"},"Climate zones","2","Net Load",2023,"9/19/2023","Event Window",896,898,5.2893660962581635E-2,-2.5402371883392334,-2.5931308269500732,7.8803427517414093E-2,69.247764587402344,-32.906318664550781,1,1,-2.7227509021759033,-2.6941215991973877,-2.6344554424285889,-2.5931308269500732,-2.5518062114715576,-2.4921400547027588,-2.4635107517242432,4.7498509287834167E-2,-2.2811329364776611,-2.3286314010620117,7.0765480399131775E-2,-2.4450302124023438,-2.4193212985992432,-2.3657410144805908,-2.3286314010620117,-2.2915220260620117,-2.2379417419433594,-2.2122325897216797,0]
[{"$f":"Data[[#This Row],[category]]&Data[[#This Row],[subcategory]]&Data[[#This Row],[delivered]]&Data[[#This Row],[date]]&Data[[#This Row],[hour]]","v":"Climate zones2Net LoadAvg Weekday 8-9pm10"},"Climate zones","2","Net Load",2023,"Avg Weekday 8-9pm","10",852,851,0.11596185714006424,7.2106808423995972E-2,-4.3855048716068268E-2,4.2275700718164444E-2,65.250289916992188,-1.037358283996582,0,0,-0.11339239031076431,-9.8033539950847626E-2,-6.6024444997310638E-2,-4.3855048716068268E-2,-2.1685648709535599E-2,1.0323441587388515E-2,2.5682291015982628E-2,9.8683543503284454E-2,6.1362892389297485E-2,-3.7320647388696671E-2,3.5976622253656387E-2,-9.6496924757957458E-2,-8.3426542580127716E-2,-5.6186802685260773E-2,-3.7320647388696671E-2,-1.8454486504197121E-2,8.7852487340569496E-3,2.1855629980564117E-2,0]
[{"$f":"Data[[#This Row],[category]]&Data[[#This Row],[subcategory]]&Data[[#This Row],[delivered]]&Data[[#This Row],[date]]&Data[[#This Row],[hour]]","v":"Climate zones2Net LoadAvg Weekday 8-9pm18"},"Climate zones","2","Net Load",2023,"Avg Weekday 8-9pm","18",852,851,-1.4848074913024902,-1.5437440872192383,-5.8936625719070435E-2,4.4910900294780731E-2,91.159919738769531,-1.3123011589050293,0,0,-0.13280847668647766,-0.11649226397275925,-8.2487925887107849E-2,-5.8936625719070435E-2,-3.538532555103302E-2,-1.3809911906719208E-3,1.4935231767594814E-2,-1.2635711431503296,-1.3137261867523193,-5.0155069679021835E-2,3.8219176232814789E-2,-0.11302001029253006,-9.9134914577007294E-2,-7.0197224617004395E-2,-5.0155069679021835E-2,-3.0112912878394127E-2,-1.1752235004678369E-3,1.2709882110357285E-2,0]
[{"$f":"Data[[#This Row],[category]]&Data[[#This Row],[subcategory]]&Data[[#This Row],[delivered]]&Data[[#This Row],[date]]&Data[[#This Row],[hour]]","v":"Climate zones2Net LoadAvg Weekday 6-9pm7"},"Climate zones","2","Net Load",2023,"Avg Weekday 6-9pm","7",895,881.33333333333337,0.87209367752075195,0.90820670127868652,3.6113038659095764E-2,3.0235802754759789E-2,55.407260894775391,1.1943800449371338,0,0,-1.3620431534945965E-2,-2.6357017923146486E-3,2.0257368683815002E-2,3.6113038659095764E-2,5.1968708634376526E-2,7.4861779808998108E-2,8.5846506059169769E-2,0.76860523223876953,0.80043286085128784,3.1827624887228012E-2,2.6647821068763733E-2,-1.2004140764474869E-2,-2.3229317739605904E-3,1.7853494733572006E-2,3.1827624887228012E-2,4.5801755040884018E-2,6.5978184342384338E-2,7.5659386813640594E-2,0]
[{"$f":"Data[[#This Row],[category]]&Data[[#This Row],[subcategory]]&Data[[#This Row],[delivered]]&Data[[#This Row],[date]]&Data[[#This Row],[hour]]","v":"Climate zones2Net LoadAvg Weekday 6-9pm17"},"Climate zones","2","Net Load",2023,"Avg Weekday 6-9pm","17",895,881.33333333333337,-2.0537698268890381,-1.3102439641952515,0.74352586269378662,6.4721770584583282E-2,91.786033630371094,11.488033294677734,1,1,0.63706803321838379,0.66058158874511719,0.70958572626113892,0.74352586269378662,0.77746599912643433,0.82647013664245605,0.84998369216918945,-1.8100558519363403,-1.1547616720199585,0.65529412031173706,5.7041455060243607E-2,0.56146931648254395,0.58219259977340698,0.62538152933120728,0.65529412031173706,0.68520671129226685,0.72839570045471191,0.74911898374557495,0]
[{"$f":"Data[[#This Row],[category]]&Data[[#This Row],[subcategory]]&Data[[#This Row],[delivered]]&Data[[#This Row],[date]]&Data[[#This Row],[hour]]","v":"Climate zones2Net LoadAvg Weekday 6-9pm23"},"Climate zones","2","Net Load",2023,"Avg Weekday 6-9pm","23",895,881.33333333333337,0.92169797420501709,1.4617466926574707,0.54004877805709839,5.3855311125516891E-2,64.774299621582031,10.027771949768066,1,1,0.45146468281745911,0.47103041410446167,0.51180702447891235,0.54004877805709839,0.56829053163528442,0.60906714200973511,0.62863290309906006,0.81232315301895142,1.2882860898971558,0.47596299648284912,4.7464482486248016E-2,0.39789086580276489,0.41513481736183167,0.45107260346412659,0.47596299648284912,0.50085335969924927,0.53679114580154419,0.55403512716293335,0]
[{"$f":"Data[[#This Row],[category]]&Data[[#This Row],[subcategory]]&Data[[#This Row],[delivered]]&Data[[#This Row],[date]]&Data[[#This Row],[hour]]","v":"Climate zones2Net LoadAvg Weekday (any)7"},"Climate zones","2","Net Load",2023,"Avg Weekday (any)","7",898,876.71428571428567,0.79670673608779907,0.86070132255554199,6.3994556665420532E-2,1.9189421087503433E-2,53.679023742675781,3.3348872661590576,1,1,3.2430768013000488E-2,3.9402324706315994E-2,5.3931616246700287E-2,6.3994556665420532E-2,7.4057497084140778E-2,8.8586792349815369E-2,9.5558345317840576E-2,0.69848418235778809,0.75458914041519165,5.6104943156242371E-2,1.6823640093207359E-2,2.8432518243789673E-2,3.4544579684734344E-2,4.7282617539167404E-2,5.6104943156242371E-2,6.4927265048027039E-2,7.7665306627750397E-2,8.3777368068695068E-2,0]
[{"$f":"Data[[#This Row],[category]]&Data[[#This Row],[subcategory]]&Data[[#This Row],[delivered]]&Data[[#This Row],[date]]&Data[[#This Row],[hour]]","v":"Climate zones2Net LoadAvg Weekday (any)24"},"Climate zones","2","Net Load",2023,"Avg Weekday (any)","24",898,876.71428571428567,0.92954987287521362,1.2836828231811523,0.35413289070129395,3.5516057163476944E-2,62.340610504150391,9.971064567565918,1,1,0.29571416974067688,0.3086172342300415,0.33550825715065002,0.35413289070129395,0.37275752425193787,0.39964854717254639,0.41255161166191101,0.814949631690979,1.1254230737686157,0.31047335267066956,3.1137434765696526E-2,0.25925683975219727,0.27056914567947388,0.29414486885070801,0.31047335267066956,0.3268018364906311,0.35037758946418762,0.36168989539146423,0]
[{"$f":"Data[[#This Row],[category]]&Data[[#This Row],[subcategory]]&Data[[#This Row],[delivered]]&Data[[#This Row],[date]]&Data[[#This Row],[hour]]","v":"Climate zones2End Use Load7/20/20235"},"Climate zones","2","End Use Load",2023,"7/20/2023","5",773,848,-0.21034152805805206,-0.23087969422340393,-2.0538162440061569E-2,1.0441713966429234E-2,54.735446929931641,-1.9669339656829834,1,1,-3.7713252007961273E-2,-3.3919759094715118E-2,-2.6013802736997604E-2,-2.0538162440061569E-2,-1.5062522143125534E-2,-7.1565676480531693E-3,-3.3630712423473597E-3,-0.17836961150169373,-0.19578598439693451,-1.7416361719369888E-2,8.854573592543602E-3,-3.1980838626623154E-2,-2.876395545899868E-2,-2.205970510840416E-2,-1.7416361719369888E-2,-1.2773018330335617E-2,-6.0687693767249584E-3,-2.8518843464553356E-3,0]
[{"$f":"Data[[#This Row],[category]]&Data[[#This Row],[subcategory]]&Data[[#This Row],[delivered]]&Data[[#This Row],[date]]&Data[[#This Row],[hour]]","v":"Climate zones2End Use Load7/20/202315"},"Climate zones","2","End Use Load",2023,"7/20/2023","15",773,848,0.38084664940834045,0.24841101467609406,-0.1324356347322464,3.04093137383461E-2,88.971542358398438,-4.3551011085510254,1,1,-0.18245451152324677,-0.17140673100948334,-0.14838229119777679,-0.1324356347322464,-0.116488978266716,-9.3464531004428864E-2,-8.241676539182663E-2,0.32295796275138855,0.21065254509449005,-0.1123054176568985,2.5787098333239555E-2,-0.15472142398357391,-0.14535291492938995,-0.12582817673683167,-0.1123054176568985,-9.8782651126384735E-2,-7.9257920384407043E-2,-6.988941878080368E-2,0]
[{"$f":"Data[[#This Row],[category]]&Data[[#This Row],[subcategory]]&Data[[#This Row],[delivered]]&Data[[#This Row],[date]]&Data[[#This Row],[hour]]","v":"Climate zones2End Use Load7/25/20232"},"Climate zones","2","End Use Load",2023,"7/25/2023","2",779,854,0.1767747551202774,-1.3726884499192238E-2,-0.19050164520740509,3.8774099200963974E-2,58.835044860839844,-4.9131159782409668,1,1,-0.25427937507629395,-0.24019265174865723,-0.210834801197052,-0.19050164520740509,-0.17016848921775818,-0.14081063866615295,-0.12672393023967743,0.15096564590930939,-1.172275934368372E-2,-0.16268840432167053,3.3113081008195877E-2,-0.21715459227561951,-0.20512452721595764,-0.18005292117595673,-0.16268840432167053,-0.14532388746738434,-0.12025228887796402,-0.10822223871946335,0]
[{"$f":"Data[[#This Row],[category]]&Data[[#This Row],[subcategory]]&Data[[#This Row],[delivered]]&Data[[#This Row],[date]]&Data[[#This Row],[hour]]","v":"Climate zones2End Use Load7/25/202312"},"Climate zones","2","End Use Load",2023,"7/25/2023","12",779,854,1.8595312833786011,1.8481075763702393,-1.1423741467297077E-2,5.405595526099205E-2,78.274070739746094,-0.21133178472518921,0,0,-0.10033787786960602,-8.0699235200881958E-2,-3.9770711213350296E-2,-1.1423741467297077E-2,1.6923228278756142E-2,5.7851754128932953E-2,7.7490389347076416E-2,1.588039755821228,1.5782839059829712,-9.7558749839663506E-3,4.6163786202669144E-2,-8.5688546299934387E-2,-6.8917147815227509E-2,-3.3964186906814575E-2,-9.7558749839663506E-3,1.4452436938881874E-2,4.9405399709939957E-2,6.6176794469356537E-2,0]
[{"$f":"Data[[#This Row],[category]]&Data[[#This Row],[subcategory]]&Data[[#This Row],[delivered]]&Data[[#This Row],[date]]&Data[[#This Row],[hour]]","v":"Climate zones2End Use Load7/25/202322"},"Climate zones","2","End Use Load",2023,"7/25/2023","22",779,854,-0.64636117219924927,-0.42993795871734619,0.21642324328422546,4.1082281619310379E-2,71.107185363769531,5.2680435180664063,1,1,0.14884890615940094,0.16377417743206024,0.1948796808719635,0.21642324328422546,0.23796680569648743,0.26907229423522949,0.28399759531021118,-0.55199241638183594,-0.36716702580451965,0.18482545018196106,3.5084269940853119E-2,0.12711696326732635,0.13986314833164215,0.16642725467681885,0.18482545018196106,0.20322364568710327,0.22978773713111877,0.24253395199775696,0]
[{"$f":"Data[[#This Row],[category]]&Data[[#This Row],[subcategory]]&Data[[#This Row],[delivered]]&Data[[#This Row],[date]]&Data[[#This Row],[hour]]","v":"Climate zones2End Use Load7/26/202314"},"Climate zones","2","End Use Load",2023,"7/26/2023","14",779,854,0.8733786940574646,2.0294992923736572,1.1561206579208374,9.2176906764507294E-2,82.048782348632813,12.542410850524902,1,1,1.0045031309127808,1.0379911661148071,1.1077830791473389,1.1561206579208374,1.2044582366943359,1.2742501497268677,1.307738184928894,0.74586540460586548,1.7331924438476563,0.98732703924179077,7.8719079494476318E-2,0.85784566402435303,0.88644444942474365,0.94604676961898804,0.98732703924179077,1.0286073684692383,1.0882096290588379,1.1168084144592285,0]
[{"$f":"Data[[#This Row],[category]]&Data[[#This Row],[subcategory]]&Data[[#This Row],[delivered]]&Data[[#This Row],[date]]&Data[[#This Row],[hour]]","v":"Climate zones2End Use Load7/26/202322"},"Climate zones","2","End Use Load",2023,"7/26/2023","22",779,854,-0.69689023494720459,-1.0158692020922899E-3,0.69587433338165283,4.3272722512483597E-2,63.286266326904297,16.081130981445313,1,1,0.62469702959060669,0.64041811227798462,0.67318207025527954,0.69587433338165283,0.71856659650802612,0.75133055448532104,0.76705163717269897,-0.59514427185058594,-8.675522985868156E-4,0.59427666664123535,3.6954905837774277E-2,0.53349125385284424,0.54691708087921143,0.57489746809005737,0.59427666664123535,0.61365586519241333,0.64163631200790405,0.65506207942962646,0]
[{"$f":"Data[[#This Row],[category]]&Data[[#This Row],[subcategory]]&Data[[#This Row],[delivered]]&Data[[#This Row],[date]]&Data[[#This Row],[hour]]","v":"Climate zones2End Use Load8/28/20234"},"Climate zones","2","End Use Load",2023,"8/28/2023","4",817,893,-0.16322825849056244,-0.21408812701702118,-5.085986852645874E-2,1.8247149884700775E-2,53.38616943359375,-2.7872774600982666,1,1,-8.0873757600784302E-2,-7.4244529008865356E-2,-6.0428682714700699E-2,-5.085986852645874E-2,-4.1291054338216782E-2,-2.7475204318761826E-2,-2.0845977589488029E-2,-0.14576283097267151,-0.19118069112300873,-4.5417863875627518E-2,1.6294704750180244E-2,-7.2220265865325928E-2,-6.6300362348556519E-2,-5.3962811827659607E-2,-4.5417863875627518E-2,-3.687291219830513E-2,-2.453535795211792E-2,-1.8615458160638809E-2,0]
[{"$f":"Data[[#This Row],[category]]&Data[[#This Row],[subcategory]]&Data[[#This Row],[delivered]]&Data[[#This Row],[date]]&Data[[#This Row],[hour]]","v":"Climate zones2End Use Load8/28/202321"},"Climate zones","2","End Use Load",2023,"8/28/2023","21",817,893,-0.86810868978500366,-4.8485240936279297,-3.9804155826568604,0.10536744445562363,72.456550598144531,-37.776523590087891,1,1,-4.1537294387817383,-4.1154494285583496,-4.035670280456543,-3.9804155826568604,-3.9251608848571777,-3.8453817367553711,-3.8071014881134033,-0.77522104978561401,-4.3297319412231445,-3.5545110702514648,9.409312903881073E-2,-3.7092804908752441,-3.6750962734222412,-3.6038534641265869,-3.5545110702514648,-3.5051686763763428,-3.4339258670806885,-3.3997416496276855,0]
[{"$f":"Data[[#This Row],[category]]&Data[[#This Row],[subcategory]]&Data[[#This Row],[delivered]]&Data[[#This Row],[date]]&Data[[#This Row],[hour]]","v":"Climate zones2End Use Load8/29/20236"},"Climate zones","2","End Use Load",2023,"8/29/2023","6",817,893,-0.18853725492954254,-6.1490130610764027E-3,0.18238823115825653,1.9162697717547417E-2,51.5911865234375,9.517878532409668,1,1,0.15086840093135834,0.15783025324344635,0.1723393052816391,0.18238823115825653,0.19243715703487396,0.20694620907306671,0.21390806138515472,-0.16836376488208771,-5.4910685867071152E-3,0.16287268698215485,1.7112288624048233E-2,0.13472548127174377,0.14094240963459015,0.15389899909496307,0.16287268698215485,0.17184637486934662,0.18480296432971954,0.19101989269256592,0]
[{"$f":"Data[[#This Row],[category]]&Data[[#This Row],[subcategory]]&Data[[#This Row],[delivered]]&Data[[#This Row],[date]]&Data[[#This Row],[hour]]","v":"Climate zones2End Use Load8/29/202311"},"Climate zones","2","End Use Load",2023,"8/29/2023","11",817,893,1.742060661315918,2.5109620094299316,0.76890140771865845,4.7295667231082916E-2,71.524482727050781,16.257333755493164,1,1,0.69110697507858276,0.70828956365585327,0.74409955739974976,0.76890140771865845,0.79370325803756714,0.82951325178146362,0.84669584035873413,1.5556601285934448,2.2422890663146973,0.68662893772125244,4.2235031723976135E-2,0.61715853214263916,0.63250255584716797,0.66448092460632324,0.68662893772125244,0.70877701044082642,0.74075531959533691,0.7560994029045105,0]
[{"$f":"Data[[#This Row],[category]]&Data[[#This Row],[subcategory]]&Data[[#This Row],[delivered]]&Data[[#This Row],[date]]&Data[[#This Row],[hour]]","v":"Climate zones2End Use Load8/30/20233"},"Climate zones","2","End Use Load",2023,"8/30/2023","3",821,897,-0.15478098392486572,0.1069074273109436,0.26168841123580933,3.3344507217407227E-2,63.379413604736328,7.8480215072631836,1,1,0.20684157311916351,0.21895571053028107,0.24420253932476044,0.26168841123580933,0.27917429804801941,0.30442112684249878,0.31653523445129395,-0.13883854448795319,9.5895960927009583E-2,0.23473450541496277,2.9910022392868996E-2,0.18553689122200012,0.19640326499938965,0.21904967725276947,0.23473450541496277,0.25041934847831726,0.27306574583053589,0.28393211960792542,0]
[{"$f":"Data[[#This Row],[category]]&Data[[#This Row],[subcategory]]&Data[[#This Row],[delivered]]&Data[[#This Row],[date]]&Data[[#This Row],[hour]]","v":"Climate zones2End Use Load8/30/202313"},"Climate zones","2","End Use Load",2023,"8/30/2023","13",821,897,1.5728349685668945,2.2602875232696533,0.68745249509811401,7.0347979664802551E-2,89.337394714355469,9.7721710205078125,1,1,0.57174038887023926,0.59729790687561035,0.65056198835372925,0.68745249509811401,0.72434300184249878,0.77760708332061768,0.80316460132598877,1.4108330011367798,2.0274779796600342,0.61664485931396484,6.310214102268219E-2,0.51285111904144287,0.53577619791030884,0.58355408906936646,0.61664485931396484,0.64973568916320801,0.69751358032226563,0.72043865919113159,0]
[{"$f":"Data[[#This Row],[category]]&Data[[#This Row],[subcategory]]&Data[[#This Row],[delivered]]&Data[[#This Row],[date]]&Data[[#This Row],[hour]]","v":"Climate zones2End Use Load8/30/202319"},"Climate zones","2","End Use Load",2023,"8/30/2023","19",821,897,-1.0399163961410522,-3.9561553001403809,-2.9162387847900391,9.4545468688011169E-2,93.018882751464844,-30.844829559326172,1,1,-3.0717523097991943,-3.0374035835266113,-2.9658184051513672,-2.9162387847900391,-2.8666591644287109,-2.7950739860534668,-2.7607252597808838,-0.93280500173568726,-3.5486712455749512,-2.6158661842346191,8.480728417634964E-2,-2.755361795425415,-2.7245509624481201,-2.6603391170501709,-2.6158661842346191,-2.5713932514190674,-2.5071814060211182,-2.4763705730438232,0]
[{"$f":"Data[[#This Row],[category]]&Data[[#This Row],[subcategory]]&Data[[#This Row],[delivered]]&Data[[#This Row],[date]]&Data[[#This Row],[hour]]","v":"Climate zones2End Use Load9/19/20236"},"Climate zones","2","End Use Load",2023,"9/19/2023","6",824,898,-0.16695217788219452,-0.17460194230079651,-7.6497578993439674E-3,1.0552025400102139E-2,52.392597198486328,-0.72495633363723755,0,0,-2.5006294250488281E-2,-2.1172722801566124E-2,-1.3183245435357094E-2,-7.6497578993439674E-3,-2.1162703633308411E-3,5.8732070028781891E-3,9.706779383122921E-3,-0.14992305636405945,-0.15679255127906799,-6.8694828078150749E-3,9.4757191836833954E-3,-2.2455651313066483E-2,-1.901310496032238E-2,-1.1838554404675961E-2,-6.8694828078150749E-3,-1.900410745292902E-3,5.2741398103535175E-3,8.7166875600814819E-3,0]
[{"$f":"Data[[#This Row],[category]]&Data[[#This Row],[subcategory]]&Data[[#This Row],[delivered]]&Data[[#This Row],[date]]&Data[[#This Row],[hour]]","v":"Climate zones2End Use Load9/19/202320"},"Climate zones","2","End Use Load",2023,"9/19/2023","20",824,898,-0.95256912708282471,-3.5924830436706543,-2.63991379737854,7.447110116481781E-2,67.044296264648438,-35.448833465576172,1,1,-2.7624077796936035,-2.7353522777557373,-2.6789665222167969,-2.63991379737854,-2.6008610725402832,-2.5444753170013428,-2.5174198150634766,-0.85540705919265747,-3.2260496616363525,-2.3706426620483398,6.6875047981739044E-2,-2.4806420803070068,-2.4563462734222412,-2.4057118892669678,-2.3706426620483398,-2.3355731964111328,-2.2849388122558594,-2.2606430053710938,0]
[{"$f":"Data[[#This Row],[category]]&Data[[#This Row],[subcategory]]&Data[[#This Row],[delivered]]&Data[[#This Row],[date]]&Data[[#This Row],[hour]]","v":"Climate zones2End Use LoadAvg Weekday 8-9pm1"},"Climate zones","2","End Use Load",2023,"Avg Weekday 8-9pm","1",779,851,0.24368028342723846,0.12774322926998138,-0.11593706160783768,2.804725244641304E-2,60.543968200683594,-4.1336336135864258,1,1,-0.16207069158554077,-0.15188106894493103,-0.13064505159854889,-0.11593706160783768,-0.10122907161712646,-7.9993061721324921E-2,-6.9803439080715179E-2,0.20737192034721375,0.10870949178934097,-9.8662436008453369E-2,2.3868212476372719E-2,-0.13792215287685394,-0.12925079464912415,-0.11117894202470779,-9.8662436008453369E-2,-8.6145937442779541E-2,-6.8074092268943787E-2,-5.9402726590633392E-2,0]
[{"$f":"Data[[#This Row],[category]]&Data[[#This Row],[subcategory]]&Data[[#This Row],[delivered]]&Data[[#This Row],[date]]&Data[[#This Row],[hour]]","v":"Climate zones2End Use LoadAvg Weekday 8-9pm11"},"Climate zones","2","End Use Load",2023,"Avg Weekday 8-9pm","11",779,851,1.8573981523513794,2.074141263961792,0.21674306690692902,3.4970071166753769E-2,71.083442687988281,6.1979589462280273,1,1,0.15922242403030396,0.17192712426185608,0.19840474426746368,0.21674306690692902,0.23508138954639435,0.26155900955200195,0.27426370978355408,1.5806457996368408,1.7650941610336304,0.18444834649562836,2.975952997803688E-2,0.1354982852935791,0.1463099867105484,0.16884243488311768,0.18444834649562836,0.20005425810813904,0.22258672118186951,0.23339842259883881,0]
[{"$f":"Data[[#This Row],[category]]&Data[[#This Row],[subcategory]]&Data[[#This Row],[delivered]]&Data[[#This Row],[date]]&Data[[#This Row],[hour]]","v":"Climate zones2End Use LoadAvg Weekday 6-9pm5"},"Climate zones","2","End Use Load",2023,"Avg Weekday 6-9pm","5",821,881.33333333333337,-0.17173567414283752,-0.11830064654350281,5.3435016423463821E-2,7.6582571491599083E-3,56.701076507568359,6.9774384498596191,1,1,4.0838304907083511E-2,4.3620564043521881E-2,4.9419023096561432E-2,5.3435016423463821E-2,5.7451009750366211E-2,6.3249468803405762E-2,6.603173166513443E-2,-0.15135636925697327,-0.10426229983568192,4.7094061970710754E-2,6.7494772374629974E-3,3.5992160439491272E-2,3.8444258272647858E-2,4.3554633855819702E-2,4.7094061970710754E-2,5.0633490085601807E-2,5.5743865668773651E-2,5.8195967227220535E-2,0]
[{"$f":"Data[[#This Row],[category]]&Data[[#This Row],[subcategory]]&Data[[#This Row],[delivered]]&Data[[#This Row],[date]]&Data[[#This Row],[hour]]","v":"Climate zones2End Use LoadAvg Weekday 6-9pm8"},"Climate zones","2","End Use Load",2023,"Avg Weekday 6-9pm","8",821,881.33333333333337,0.11223433911800385,0.119937464594841,7.7031254768371582E-3,1.4830694533884525E-2,56.438793182373047,0.51940423250198364,0,0,-1.6691196709871292E-2,-1.1303174309432507E-2,-7.4098337790928781E-5,7.7031254768371582E-3,1.5480348840355873E-2,2.6709426194429398E-2,3.2097447663545609E-2,9.8915867507457733E-2,0.1057048887014389,6.7890211939811707E-3,1.3070785440504551E-2,-1.4710508286952972E-2,-9.9618639796972275E-3,-6.5305335738230497E-5,6.7890211939811707E-3,1.3643347658216953E-2,2.3539908230304718E-2,2.8288550674915314E-2,0]
[{"$f":"Data[[#This Row],[category]]&Data[[#This Row],[subcategory]]&Data[[#This Row],[delivered]]&Data[[#This Row],[date]]&Data[[#This Row],[hour]]","v":"Climate zones2End Use LoadAvg Weekday 6-9pm18"},"Climate zones","2","End Use Load",2023,"Avg Weekday 6-9pm","18",821,881.33333333333337,-0.85866671800613403,7.3795780539512634E-2,0.93246251344680786,5.5080179125070572E-2,89.853225708007813,16.929183959960938,1,1,0.84186369180679321,0.86187440156936646,0.90357846021652222,0.93246251344680786,0.96134656667709351,1.0030505657196045,1.0230613946914673,-0.75677162408828735,6.5038681030273438E-2,0.82181030511856079,4.854399710893631E-2,0.74196255207061768,0.75959861278533936,0.79635381698608398,0.82181030511856079,0.8472667932510376,0.88402187824249268,0.90165811777114868,0]
[{"$f":"Data[[#This Row],[category]]&Data[[#This Row],[subcategory]]&Data[[#This Row],[delivered]]&Data[[#This Row],[date]]&Data[[#This Row],[hour]]","v":"Climate zones2End Use LoadAvg Weekday (any)10"},"Climate zones","2","End Use Load",2023,"Avg Weekday (any)","10",824,876.71428571428567,1.267389178276062,1.5167269706726074,0.24933776259422302,1.5668498352169991E-2,64.155242919921875,15.913315773010254,1,1,0.22356536984443665,0.22925777733325958,0.24112118780612946,0.24933776259422302,0.2575543224811554,0.26941776275634766,0.2751101553440094,1.1111382246017456,1.3297362327575684,0.21859797835350037,1.373679656535387E-2,0.19600296020507813,0.20099356770515442,0.21139438450336456,0.21859797835350037,0.22580155730247498,0.23620240390300751,0.24119299650192261,0]
[{"$f":"Data[[#This Row],[category]]&Data[[#This Row],[subcategory]]&Data[[#This Row],[delivered]]&Data[[#This Row],[date]]&Data[[#This Row],[hour]]","v":"Climate zones2End Use LoadAvg Weekday (any)15"},"Climate zones","2","End Use Load",2023,"Avg Weekday (any)","15",824,876.71428571428567,0.48968181014060974,0.59968799352645874,0.11000616103410721,2.1490816026926041E-2,88.858779907226563,5.1187520027160645,1,1,7.4656911194324493E-2,8.246457576751709E-2,9.8736368119716644E-2,0.11000616103410721,0.12127595394849777,0.13754774630069733,0.14535540342330933,0.42931103706359863,0.52575504779815674,9.6443973481655121E-2,1.8841305747628212E-2,6.5452776849269867E-2,7.2297871112823486E-2,8.6563587188720703E-2,9.6443973481655121E-2,0.10632435977458954,0.12059007585048676,0.12743516266345978,0]
[{"$f":"Data[[#This Row],[category]]&Data[[#This Row],[subcategory]]&Data[[#This Row],[delivered]]&Data[[#This Row],[date]]&Data[[#This Row],[hour]]","v":"Climate zones2End Use LoadAvg Weekday (any)Event Window"},"Climate zones","2","End Use Load",2023,"Avg Weekday (any)","Event Window",824,876.71428571428567,-0.93689483404159546,-3.9242711067199707,-2.9873762130737305,7.4082866311073303E-2,79.1492919921875,-40.324790954589844,1,1,-3.10923171043396,-3.0823171138763428,-3.0262253284454346,-2.9873762130737305,-2.9485270977020264,-2.8924353122711182,-2.865520715713501,-0.82138907909393311,-3.4404644966125488,-2.6190752983093262,6.4949505031108856E-2,-2.7259078025817871,-2.7023115158081055,-2.6531350612640381,-2.6190752983093262,-2.5850157737731934,-2.535839319229126,-2.5122430324554443,0]
[{"$f":"Data[[#This Row],[category]]&Data[[#This Row],[subcategory]]&Data[[#This Row],[delivered]]&Data[[#This Row],[date]]&Data[[#This Row],[hour]]","v":"Climate zones3Net Load7/20/202317"},"Climate zones","3","Net Load",2023,"7/20/2023","17",1402,1403,-2.6889595985412598,-2.872225284576416,-0.18326582014560699,4.4602438807487488E-2,72.957206726074219,-4.1088743209838867,1,1,-0.2566303014755249,-0.24042613804340363,-0.20665536820888519,-0.18326582014560699,-0.1598762720823288,-0.12610550224781036,-0.10990133881568909,-3.7726104259490967,-4.0297322273254395,-0.25712195038795471,6.2577225267887115E-2,-0.36005231738090515,-0.33731788396835327,-0.28993749618530273,-0.25712195038795471,-0.22430640459060669,-0.17692601680755615,-0.15419158339500427,0]
[{"$f":"Data[[#This Row],[category]]&Data[[#This Row],[subcategory]]&Data[[#This Row],[delivered]]&Data[[#This Row],[date]]&Data[[#This Row],[hour]]","v":"Climate zones3Net Load7/25/20232"},"Climate zones","3","Net Load",2023,"7/25/2023","2",1404,1404,1.4865808486938477,1.4953347444534302,8.7539255619049072E-3,8.3740070462226868E-2,59.325855255126953,0.10453687608242035,0,0,-0.12898623943328857,-9.8563291132450104E-2,-3.5159409046173096E-2,8.7539255619049072E-3,5.266726016998291E-2,0.11607114225625992,0.14649409055709839,2.0871593952178955,2.0994498729705811,1.2290511280298233E-2,0.11757105588912964,-0.18109667301177979,-0.13838286697864532,-4.9363810569047928E-2,1.2290511280298233E-2,7.3944836854934692E-2,0.16296388208866119,0.20567770302295685,0]
[{"$f":"Data[[#This Row],[category]]&Data[[#This Row],[subcategory]]&Data[[#This Row],[delivered]]&Data[[#This Row],[date]]&Data[[#This Row],[hour]]","v":"Climate zones3Net Load7/25/202314"},"Climate zones","3","Net Load",2023,"7/25/2023","14",1404,1404,-2.9832711219787598,-3.4015171527862549,-0.41824603080749512,6.3067540526390076E-2,71.690879821777344,-6.631716251373291,1,1,-0.52198290824890137,-0.49907034635543823,-0.45131868124008179,-0.41824603080749512,-0.38517338037490845,-0.337421715259552,-0.31450915336608887,-4.1885128021240234,-4.7757301330566406,-0.58721745014190674,8.8546827435493469E-2,-0.73286402225494385,-0.700694739818573,-0.63365143537521362,-0.58721745014190674,-0.54078340530395508,-0.4737401008605957,-0.44157084822654724,0]
[{"$f":"Data[[#This Row],[category]]&Data[[#This Row],[subcategory]]&Data[[#This Row],[delivered]]&Data[[#This Row],[date]]&Data[[#This Row],[hour]]","v":"Climate zones3Net Load7/25/202317"},"Climate zones","3","Net Load",2023,"7/25/2023","17",1404,1404,-2.6921679973602295,-2.7458760738372803,-5.370795726776123E-2,4.4039279222488403E-2,76.399925231933594,-1.2195466756820679,0,0,-0.12614612281322479,-0.11014656722545624,-7.6802179217338562E-2,-5.370795726776123E-2,-3.0613737180829048E-2,2.730649895966053E-3,1.8730210140347481E-2,-3.7798037528991699,-3.8552100658416748,-7.5405970215797424E-2,6.1831146478652954E-2,-0.17710915207862854,-0.15464578568935394,-0.10783025622367859,-7.5405970215797424E-2,-4.2981687933206558E-2,3.8338324520736933E-3,2.629721537232399E-2,0]
[{"$f":"Data[[#This Row],[category]]&Data[[#This Row],[subcategory]]&Data[[#This Row],[delivered]]&Data[[#This Row],[date]]&Data[[#This Row],[hour]]","v":"Climate zones3Net Load7/26/20239"},"Climate zones","3","Net Load",2023,"7/26/2023","9",1404,1404,0.44979274272918701,0.49928775429725647,4.9495015293359756E-2,3.2135803252458572E-2,58.904560089111328,1.5401829481124878,0,0,-3.3636773005127907E-3,8.3113266155123711E-3,3.264298290014267E-2,4.9495015293359756E-2,6.6347047686576843E-2,9.0678706765174866E-2,0.10235370695590973,0.63150900602340698,0.70100003480911255,6.9490998983383179E-2,4.5118667185306549E-2,-4.7226031310856342E-3,1.1669102124869823E-2,4.5830748975276947E-2,6.9490998983383179E-2,9.3151256442070007E-2,0.12731289863586426,0.1437046080827713,0]
[{"$f":"Data[[#This Row],[category]]&Data[[#This Row],[subcategory]]&Data[[#This Row],[delivered]]&Data[[#This Row],[date]]&Data[[#This Row],[hour]]","v":"Climate zones3Net Load7/26/202315"},"Climate zones","3","Net Load",2023,"7/26/2023","15",1404,1404,-3.0430812835693359,-2.8355841636657715,0.20749714970588684,6.6134482622146606E-2,69.470443725585938,3.1375031471252441,1,1,9.8715603351593018E-2,0.12274239957332611,0.17281618714332581,0.20749714970588684,0.24217811226844788,0.29225188493728638,0.31627869606018066,-4.2724862098693848,-3.9811601638793945,0.29132598638534546,9.2852815985679626E-2,0.13859671354293823,0.1723303347826004,0.24263392388820648,0.29132598638534546,0.34001806378364563,0.41032165288925171,0.44405528903007507,0]
[{"$f":"Data[[#This Row],[category]]&Data[[#This Row],[subcategory]]&Data[[#This Row],[delivered]]&Data[[#This Row],[date]]&Data[[#This Row],[hour]]","v":"Climate zones3Net Load8/28/20239"},"Climate zones","3","Net Load",2023,"8/28/2023","9",1465,1465,0.41544961929321289,0.52126961946487427,0.10582001507282257,3.4248679876327515E-2,59.790786743164063,3.089754581451416,1,1,4.94859479367733E-2,6.1928566545248032E-2,8.7859988212585449E-2,0.10582001507282257,0.12378004193305969,0.14971145987510681,0.16215407848358154,0.60863369703292847,0.7636600136756897,0.15502631664276123,5.017431452870369E-2,7.2496913373470306E-2,9.0725347399711609E-2,0.12871488928794861,0.15502631664276123,0.18133775889873505,0.21932728588581085,0.23755572736263275,0]
[{"$f":"Data[[#This Row],[category]]&Data[[#This Row],[subcategory]]&Data[[#This Row],[delivered]]&Data[[#This Row],[date]]&Data[[#This Row],[hour]]","v":"Climate zones3Net Load8/28/202316"},"Climate zones","3","Net Load",2023,"8/28/2023","16",1465,1465,-2.5733001232147217,-2.5280818939208984,4.5218203216791153E-2,6.6721685230731964E-2,76.963142395019531,0.67771375179290771,0,0,-6.4529202878475189E-2,-4.0289077907800674E-2,1.0229317471385002E-2,4.5218203216791153E-2,8.0207087099552155E-2,0.13072548806667328,0.1549656093120575,-3.7698845863342285,-3.7036399841308594,6.6244669258594513E-2,9.7747266292572021E-2,-9.4535283744335175E-2,-5.9023499488830566E-2,1.4985949732363224E-2,6.6244669258594513E-2,0.11750338226556778,0.19151283800601959,0.2270246148109436,0]
[{"$f":"Data[[#This Row],[category]]&Data[[#This Row],[subcategory]]&Data[[#This Row],[delivered]]&Data[[#This Row],[date]]&Data[[#This Row],[hour]]","v":"Climate zones3Net Load8/28/202322"},"Climate zones","3","Net Load",2023,"8/28/2023","22",1465,1465,0.79560571908950806,1.3757610321044922,0.58015537261962891,6.2866680324077606E-2,63.405120849609375,9.2283439636230469,1,1,0.47674888372421265,0.4995884895324707,0.54718804359436035,0.58015537261962891,0.61312270164489746,0.66072225570678711,0.68356186151504517,1.1655623912811279,2.0154898166656494,0.84992760419845581,9.2099688947200775E-2,0.69843709468841553,0.73189711570739746,0.80163049697875977,0.84992760419845581,0.89822477102279663,0.96795809268951416,1.0014181137084961,0]
[{"$f":"Data[[#This Row],[category]]&Data[[#This Row],[subcategory]]&Data[[#This Row],[delivered]]&Data[[#This Row],[date]]&Data[[#This Row],[hour]]","v":"Climate zones3Net Load8/29/20237"},"Climate zones","3","Net Load",2023,"8/29/2023","7",1465,1465,0.82921123504638672,0.95675766468048096,0.12754641473293304,3.8905996829271317E-2,57.631740570068359,3.278322696685791,1,1,6.3551746308803558E-2,7.7686376869678497E-2,0.10714408755302429,0.12754641473293304,0.1479487419128418,0.17740646004676819,0.19154109060764313,1.2147945165634155,1.4016499519348145,0.1868554949760437,5.6997284293174744E-2,9.3103311955928802E-2,0.11381053924560547,0.15696609020233154,0.1868554949760437,0.21674489974975586,0.25990045070648193,0.28060770034790039,0]
[{"$f":"Data[[#This Row],[category]]&Data[[#This Row],[subcategory]]&Data[[#This Row],[delivered]]&Data[[#This Row],[date]]&Data[[#This Row],[hour]]","v":"Climate zones3Net Load8/29/202323"},"Climate zones","3","Net Load",2023,"8/29/2023","23",1465,1465,0.72802692651748657,1.3698976039886475,0.64187067747116089,5.924408882856369E-2,66.055633544921875,10.834341049194336,1,1,0.54442280530929565,0.56594634056091309,0.61080306768417358,0.64187067747116089,0.67293828725814819,0.71779501438140869,0.73931854963302612,1.0665594339370728,2.0069000720977783,0.94034051895141602,8.6792588233947754E-2,0.79757940769195557,0.82911139726638794,0.89482647180557251,0.94034051895141602,0.98585456609725952,1.0515697002410889,1.0831016302108765,0]
[{"$f":"Data[[#This Row],[category]]&Data[[#This Row],[subcategory]]&Data[[#This Row],[delivered]]&Data[[#This Row],[date]]&Data[[#This Row],[hour]]","v":"Climate zones3Net Load8/30/20238"},"Climate zones","3","Net Load",2023,"8/30/2023","8",1468,1468,0.77324217557907104,0.97356945276260376,0.2003273218870163,3.9473570883274078E-2,60.082424163818359,5.0749735832214355,1,1,0.13539907336235046,0.14973990619182587,0.17962735891342163,0.2003273218870163,0.22102728486061096,0.25091475248336792,0.26525557041168213,1.1351195573806763,1.4291999340057373,0.29408049583435059,5.7947203516960144E-2,0.19876584410667419,0.21981817483901978,0.26369297504425049,0.29408049583435059,0.32446804642677307,0.36834284663200378,0.38939517736434937,0]
[{"$f":"Data[[#This Row],[category]]&Data[[#This Row],[subcategory]]&Data[[#This Row],[delivered]]&Data[[#This Row],[date]]&Data[[#This Row],[hour]]","v":"Climate zones3Net Load8/30/202314"},"Climate zones","3","Net Load",2023,"8/30/2023","14",1468,1468,-2.4796030521392822,-1.651880145072937,0.82772296667098999,7.0079639554023743E-2,84.087875366210938,11.811176300048828,1,1,0.712452232837677,0.73791229724884033,0.79097318649291992,0.82772296667098999,0.86447274684906006,0.91753363609313965,0.94299370050430298,-3.6400573253631592,-2.4249601364135742,1.2150973081588745,0.10287690907716751,1.0458798408508301,1.0832552909851074,1.1611486673355103,1.2150973081588745,1.2690459489822388,1.3469393253326416,1.3843147754669189,0]
[{"$f":"Data[[#This Row],[category]]&Data[[#This Row],[subcategory]]&Data[[#This Row],[delivered]]&Data[[#This Row],[date]]&Data[[#This Row],[hour]]","v":"Climate zones3Net Load9/19/20236"},"Climate zones","3","Net Load",2023,"9/19/2023","6",1478,1479,0.97202539443969727,0.91431665420532227,-5.7708729058504105E-2,4.9215454608201981E-2,59.134639739990234,-1.1725733280181885,0,0,-0.13866095244884491,-0.12078087031841278,-8.351733535528183E-2,-5.7708729058504105E-2,-3.1900119036436081E-2,5.3634140640497208E-3,2.3243490606546402E-2,1.437625527381897,1.3522742986679077,-8.5351213812828064E-2,7.2789654135704041E-2,-0.20507955551147461,-0.17863491177558899,-0.12352214008569717,-8.5351213812828064E-2,-4.7180276364088058E-2,7.932489737868309E-3,3.4377124160528183E-2,0]
[{"$f":"Data[[#This Row],[category]]&Data[[#This Row],[subcategory]]&Data[[#This Row],[delivered]]&Data[[#This Row],[date]]&Data[[#This Row],[hour]]","v":"Climate zones3Net Load9/19/202318"},"Climate zones","3","Net Load",2023,"9/19/2023","18",1478,1479,-0.70810288190841675,-2.9355278015136719,-2.2274248600006104,6.5020561218261719E-2,67.865020751953125,-34.257236480712891,1,1,-2.3343741893768311,-2.3107521533966064,-2.261521577835083,-2.2274248600006104,-2.1933281421661377,-2.1440975666046143,-2.1204755306243896,-1.0472841262817383,-4.3416457176208496,-3.2943613529205322,9.6165411174297333E-2,-3.4525394439697266,-3.4176025390625,-3.3447904586791992,-3.2943613529205322,-3.2439322471618652,-3.1711204051971436,-3.1361832618713379,0]
[{"$f":"Data[[#This Row],[category]]&Data[[#This Row],[subcategory]]&Data[[#This Row],[delivered]]&Data[[#This Row],[date]]&Data[[#This Row],[hour]]","v":"Climate zones3Net Load9/19/202321"},"Climate zones","3","Net Load",2023,"9/19/2023","21",1478,1479,0.44277936220169067,-2.2354533672332764,-2.6782326698303223,6.6561974585056305E-2,61.868740081787109,-40.236675262451172,1,1,-2.787717342376709,-2.7635352611541748,-2.7131378650665283,-2.6782326698303223,-2.6433274745941162,-2.5929300785064697,-2.5687479972839355,0.65487068891525269,-3.3062355518341064,-3.9611060619354248,9.8445162177085876E-2,-4.1230340003967285,-4.0872688293457031,-4.0127310752868652,-3.9611060619354248,-3.9094812870025635,-3.8349435329437256,-3.7991783618927002,0]
[{"$f":"Data[[#This Row],[category]]&Data[[#This Row],[subcategory]]&Data[[#This Row],[delivered]]&Data[[#This Row],[date]]&Data[[#This Row],[hour]]","v":"Climate zones3Net LoadAvg Weekday 8-9pm17"},"Climate zones","3","Net Load",2023,"Avg Weekday 8-9pm","17",1404,1403.5,-2.6909923553466797,-2.8090028762817383,-0.11801055073738098,3.3102668821811676E-2,74.681266784667969,-3.564985990524292,1,1,-0.17245960235595703,-0.1604333221912384,-0.13536961376667023,-0.11801055073738098,-0.10065149515867233,-7.5587771832942963E-2,-6.3561506569385529E-2,-3.7768077850341797,-3.9424355030059814,-0.16562780737876892,4.645959660410881E-2,-0.24204705655574799,-0.22516816854476929,-0.18999125063419342,-0.16562780737876892,-0.14126437902450562,-0.10608743876218796,-8.920857310295105E-2,0]
[{"$f":"Data[[#This Row],[category]]&Data[[#This Row],[subcategory]]&Data[[#This Row],[delivered]]&Data[[#This Row],[date]]&Data[[#This Row],[hour]]","v":"Climate zones3Net LoadAvg Weekday 8-9pm23"},"Climate zones","3","Net Load",2023,"Avg Weekday 8-9pm","23",1404,1403.5,0.69529175758361816,0.86950856447219849,0.17421676218509674,3.7475094199180603E-2,61.342594146728516,4.6488680839538574,1,1,0.1125757172703743,0.12619049847126007,0.15456479787826538,0.17421676218509674,0.1938687264919281,0.22224302589893341,0.23585779964923859,0.97584199905395508,1.2203552722930908,0.24451322853565216,5.2596293389797211E-2,0.15800002217292786,0.17710836231708527,0.21693170070648193,0.24451322853565216,0.27209475636482239,0.31191807985305786,0.33102643489837646,0]
[{"$f":"Data[[#This Row],[category]]&Data[[#This Row],[subcategory]]&Data[[#This Row],[delivered]]&Data[[#This Row],[date]]&Data[[#This Row],[hour]]","v":"Climate zones3Net LoadAvg Weekday 6-9pm7"},"Climate zones","3","Net Load",2023,"Avg Weekday 6-9pm","7",1469,1445.6666666666667,0.80700725317001343,0.89164173603057861,8.4634453058242798E-2,2.6454750448465347E-2,58.691341400146484,3.1992156505584717,1,1,4.1120260953903198E-2,5.0731327384710312E-2,7.076156884431839E-2,8.4634453058242798E-2,9.8507337272167206E-2,0.11853758245706558,0.1281486451625824,1.1666635274887085,1.2890167236328125,0.1223532110452652,3.824475035071373E-2,5.9446189552545547E-2,7.3340587317943573E-2,0.10229764133691788,0.1223532110452652,0.14240877330303192,0.17136582732200623,0.18526022136211395,0]
[{"$f":"Data[[#This Row],[category]]&Data[[#This Row],[subcategory]]&Data[[#This Row],[delivered]]&Data[[#This Row],[date]]&Data[[#This Row],[hour]]","v":"Climate zones3Net LoadAvg Weekday 6-9pm24"},"Climate zones","3","Net Load",2023,"Avg Weekday 6-9pm","24",1469,1445.6666666666667,0.9812159538269043,1.3511390686035156,0.36992314457893372,3.753850981593132E-2,61.899024963378906,9.854496955871582,1,1,0.30817779898643494,0.3218156099319458,0.35023793578147888,0.36992314457893372,0.38960835337638855,0.41803067922592163,0.4316684901714325,1.4185111522674561,1.9532966613769531,0.53478556871414185,5.426817387342453E-2,0.44552236795425415,0.46523809432983398,0.50632733106613159,0.53478556871414185,0.5632438063621521,0.60433304309844971,0.62404876947402954,0]
[{"$f":"Data[[#This Row],[category]]&Data[[#This Row],[subcategory]]&Data[[#This Row],[delivered]]&Data[[#This Row],[date]]&Data[[#This Row],[hour]]","v":"Climate zones3Net LoadAvg Weekday (any)5"},"Climate zones","3","Net Load",2023,"Avg Weekday (any)","5",1481,1441.1428571428571,0.94329500198364258,1.0185766220092773,7.5281634926795959E-2,2.2737784311175346E-2,58.448291778564453,3.3108606338500977,1,1,3.7881307303905487E-2,4.6141993254423141E-2,6.3357926905155182E-2,7.5281634926795959E-2,8.7205342948436737E-2,0.10442128032445908,0.11268196254968643,1.3594228029251099,1.4679144620895386,0.10849159210920334,3.276839479804039E-2,5.4592374712228775E-2,6.6497206687927246E-2,9.1307826340198517E-2,0.10849159210920334,0.12567535042762756,0.15048597753047943,0.16239079833030701,0]
[{"$f":"Data[[#This Row],[category]]&Data[[#This Row],[subcategory]]&Data[[#This Row],[delivered]]&Data[[#This Row],[date]]&Data[[#This Row],[hour]]","v":"Climate zones3Net LoadAvg Weekday (any)11"},"Climate zones","3","Net Load",2023,"Avg Weekday (any)","11",1481,1441.1428571428571,-0.25456422567367554,-0.21233063936233521,4.2233597487211227E-2,2.1990716457366943E-2,65.310661315917969,1.9205193519592285,1,0,6.0620876029133797E-3,1.4051360078155994E-2,3.0701654031872749E-2,4.2233597487211227E-2,5.3765539079904556E-2,7.0415832102298737E-2,7.8405104577541351E-2,-0.3668634295463562,-0.30599877238273621,6.08646459877491E-2,3.1691763550043106E-2,8.7363338097929955E-3,2.0250016823410988E-2,4.4245470315217972E-2,6.08646459877491E-2,7.7483825385570526E-2,0.10147927701473236,0.11299295723438263,0]
[{"$f":"Data[[#This Row],[category]]&Data[[#This Row],[subcategory]]&Data[[#This Row],[delivered]]&Data[[#This Row],[date]]&Data[[#This Row],[hour]]","v":"Climate zones3End Use Load7/20/20232"},"Climate zones","3","End Use Load",2023,"7/20/2023","2",1299,1403,9.6766753122210503E-3,-5.3488835692405701E-2,-6.3165515661239624E-2,2.2172853350639343E-2,56.392608642578125,-2.8487770557403564,1,1,-9.9636614322662354E-2,-9.1581173241138458E-2,-7.4792973697185516E-2,-6.3165515661239624E-2,-5.153806135058403E-2,-3.4749861806631088E-2,-2.6694416999816895E-2,1.357637532055378E-2,-7.5044833123683929E-2,-8.8621221482753754E-2,3.1108513474464417E-2,-0.13979017734527588,-0.12848839163780212,-0.10493454337120056,-8.8621221482753754E-2,-7.2307899594306946E-2,-4.8754055052995682E-2,-3.7452265620231628E-2,0]
[{"$f":"Data[[#This Row],[category]]&Data[[#This Row],[subcategory]]&Data[[#This Row],[delivered]]&Data[[#This Row],[date]]&Data[[#This Row],[hour]]","v":"Climate zones3End Use Load7/20/202312"},"Climate zones","3","End Use Load",2023,"7/20/2023","12",1299,1403,1.6684551239013672,1.6905758380889893,2.2120682522654533E-2,4.0472332388162613E-2,64.855659484863281,0.54656308889389038,0,0,-4.4450379908084869E-2,-2.9746698215603828E-2,8.9697068324312568E-4,2.2120682522654533E-2,4.3344393372535706E-2,7.3988065123558044E-2,8.8691748678684235E-2,2.3408424854278564,2.371877908706665,3.1035317108035088E-2,5.6782681494951248E-2,-6.23638816177845E-2,-4.1734617203474045E-2,1.258449861779809E-3,3.1035317108035088E-2,6.0812182724475861E-2,0.10380525887012482,0.12443452328443527,0]
[{"$f":"Data[[#This Row],[category]]&Data[[#This Row],[subcategory]]&Data[[#This Row],[delivered]]&Data[[#This Row],[date]]&Data[[#This Row],[hour]]","v":"Climate zones3End Use Load7/20/202322"},"Climate zones","3","End Use Load",2023,"7/20/2023","22",1299,1403,-0.6651342511177063,-0.5294995903968811,0.13563461601734161,2.6858638972043991E-2,61.008468627929688,5.0499439239501953,1,1,9.1456085443496704E-2,0.10121388733386993,0.12154993414878845,0.13563461601734161,0.14971929788589478,0.17005534470081329,0.17981314659118652,-0.93318337202072144,-0.74288791418075562,0.19029536843299866,3.7682671099901199E-2,0.12831288576126099,0.14200308918952942,0.17053455114364624,0.19029536843299866,0.21005617082118988,0.2385876476764679,0.25227785110473633,0]
[{"$f":"Data[[#This Row],[category]]&Data[[#This Row],[subcategory]]&Data[[#This Row],[delivered]]&Data[[#This Row],[date]]&Data[[#This Row],[hour]]","v":"Climate zones3End Use Load7/25/202314"},"Climate zones","3","End Use Load",2023,"7/25/2023","14",1300,1404,0.83101266622543335,0.59014922380447388,-0.24086344242095947,3.076753206551075E-2,71.679229736328125,-7.8284940719604492,1,1,-0.29147154092788696,-0.28029361367225647,-0.25699794292449951,-0.24086344242095947,-0.22472892701625824,-0.20143325626850128,-0.19025535881519318,1.1667417287826538,0.82856953144073486,-0.33817228674888611,4.3197613209486008E-2,-0.40922603011131287,-0.39353224635124207,-0.36082512140274048,-0.33817228674888611,-0.31551942229270935,-0.28281229734420776,-0.26711851358413696,0]
[{"$f":"Data[[#This Row],[category]]&Data[[#This Row],[subcategory]]&Data[[#This Row],[delivered]]&Data[[#This Row],[date]]&Data[[#This Row],[hour]]","v":"Climate zones3End Use Load7/25/202316"},"Climate zones","3","End Use Load",2023,"7/25/2023","16",1300,1404,6.6928692162036896E-2,-0.17853845655918121,-0.24546715617179871,2.2918544709682465E-2,76.405769348144531,-10.710416793823242,1,1,-0.28316479921340942,-0.27483844757080078,-0.25748565793037415,-0.24546715617179871,-0.23344865441322327,-0.21609586477279663,-0.20776949822902679,9.396788477897644E-2,-0.2506679892539978,-0.34463587403297424,3.21776382625103E-2,-0.39756336808204651,-0.38587316870689392,-0.36150985956192017,-0.34463587403297424,-0.32776191830635071,-0.30339857935905457,-0.29170837998390198,0]
[{"$f":"Data[[#This Row],[category]]&Data[[#This Row],[subcategory]]&Data[[#This Row],[delivered]]&Data[[#This Row],[date]]&Data[[#This Row],[hour]]","v":"Climate zones3End Use Load7/26/20234"},"Climate zones","3","End Use Load",2023,"7/26/2023","4",1300,1404,-0.16926848888397217,-0.10876336693763733,6.0505114495754242E-2,1.0426754131913185E-2,58.226154327392578,5.8028717041015625,1,1,4.3354630470275879E-2,4.7142691910266876E-2,5.5037319660186768E-2,6.0505114495754242E-2,6.5972909331321716E-2,7.3867537081241608E-2,7.7655598521232605E-2,-0.23765295743942261,-0.15270376205444336,8.4949180483818054E-2,1.4639162458479404E-2,6.0869902372360229E-2,6.6188342869281769E-2,7.7272400259971619E-2,8.4949180483818054E-2,9.2625968158245087E-2,0.10371002554893494,0.10902845859527588,0]
[{"$f":"Data[[#This Row],[category]]&Data[[#This Row],[subcategory]]&Data[[#This Row],[delivered]]&Data[[#This Row],[date]]&Data[[#This Row],[hour]]","v":"Climate zones3End Use Load7/26/202321"},"Climate zones","3","End Use Load",2023,"7/26/2023","21",1300,1404,-0.85996973514556885,-2.1232039928436279,-1.2632343769073486,7.5973302125930786E-2,60.432693481445313,-16.627346038818359,1,1,-1.3881993293762207,-1.360598087310791,-1.303074836730957,-1.2632343769073486,-1.2233939170837402,-1.1658706665039063,-1.1382694244384766,-1.2073974609375,-2.9809784889221191,-1.7735810279846191,0.10666651278734207,-1.9490318298339844,-1.9102797508239746,-1.829517126083374,-1.7735810279846191,-1.7176450490951538,-1.6368824243545532,-1.5981302261352539,0]
[{"$f":"Data[[#This Row],[category]]&Data[[#This Row],[subcategory]]&Data[[#This Row],[delivered]]&Data[[#This Row],[date]]&Data[[#This Row],[hour]]","v":"Climate zones3End Use Load8/28/20232"},"Climate zones","3","End Use Load",2023,"8/28/2023","2",1359,1465,0.10631219297647476,5.3771074861288071E-2,-5.2541118115186691E-2,2.8474757447838783E-2,61.152687072753906,-1.8451822996139526,1,0,-9.9377922713756561E-2,-8.9032985270023346E-2,-6.7473292350769043E-2,-5.2541118115186691E-2,-3.7608940154314041E-2,-1.6049247235059738E-2,-5.7043102569878101E-3,0.15574736893177032,7.8774623572826385E-2,-7.6972737908363342E-2,4.1715521365404129E-2,-0.14558865129947662,-0.13043332099914551,-9.88483726978302E-2,-7.6972737908363342E-2,-5.5097095668315887E-2,-2.351214736700058E-2,-8.3568142727017403E-3,0]
[{"$f":"Data[[#This Row],[category]]&Data[[#This Row],[subcategory]]&Data[[#This Row],[delivered]]&Data[[#This Row],[date]]&Data[[#This Row],[hour]]","v":"Climate zones3End Use Load8/28/202311"},"Climate zones","3","End Use Load",2023,"8/28/2023","11",1359,1465,1.6149996519088745,1.905102014541626,0.29010233283042908,3.2471567392349243E-2,65.243560791015625,8.9340419769287109,1,1,0.23669135570526123,0.24848835170269012,0.27307423949241638,0.29010233283042908,0.30713042616844177,0.33171632885932922,0.34351330995559692,2.3659744262695313,2.7909743785858154,0.42499992251396179,4.7570846974849701E-2,0.3467528223991394,0.36403542757034302,0.40005376935005188,0.42499992251396179,0.4499460756778717,0.48596441745758057,0.50324702262878418,0]
[{"$f":"Data[[#This Row],[category]]&Data[[#This Row],[subcategory]]&Data[[#This Row],[delivered]]&Data[[#This Row],[date]]&Data[[#This Row],[hour]]","v":"Climate zones3End Use Load8/29/20233"},"Climate zones","3","End Use Load",2023,"8/29/2023","3",1359,1465,-0.14582265913486481,0.10461478680372238,0.25043743848800659,1.9374912604689598E-2,59.377117156982422,12.925861358642578,1,1,0.21856854856014252,0.2256074845790863,0.24027723073959351,0.25043743848800659,0.26059764623641968,0.27526739239692688,0.28230634331703186,-0.21363019943237305,0.15326066315174103,0.36689084768295288,2.8384247794747353E-2,0.32020291686058044,0.33051496744155884,0.35200613737106323,0.36689084768295288,0.38177555799484253,0.40326672792434692,0.41357877850532532,0]
[{"$f":"Data[[#This Row],[category]]&Data[[#This Row],[subcategory]]&Data[[#This Row],[delivered]]&Data[[#This Row],[date]]&Data[[#This Row],[hour]]","v":"Climate zones3End Use Load8/29/202313"},"Climate zones","3","End Use Load",2023,"8/29/2023","13",1359,1465,1.3805053234100342,2.2743439674377441,0.89383852481842041,4.7102760523557663E-2,70.504043579101563,18.976350784301758,1,1,0.81636136770248413,0.83347392082214355,0.86913782358169556,0.89383852481842041,0.91853922605514526,0.95420312881469727,0.97131568193435669,2.0224401950836182,3.331913948059082,1.3094733953475952,6.9005541503429413E-2,1.1959694623947144,1.2210392951965332,1.2732869386672974,1.3094733953475952,1.3456599712371826,1.3979076147079468,1.4229774475097656,0]
[{"$f":"Data[[#This Row],[category]]&Data[[#This Row],[subcategory]]&Data[[#This Row],[delivered]]&Data[[#This Row],[date]]&Data[[#This Row],[hour]]","v":"Climate zones3End Use Load8/29/202319"},"Climate zones","3","End Use Load",2023,"8/29/2023","19",1359,1465,-0.96767312288284302,-2.6334137916564941,-1.6657407283782959,4.484085738658905E-2,75.318244934082031,-37.147834777832031,1,1,-1.7394974231719971,-1.723206639289856,-1.6892552375793457,-1.6657407283782959,-1.6422262191772461,-1.6082748174667358,-1.5919840335845947,-1.4176411628723145,-3.8579511642456055,-2.4403102397918701,6.5691858530044556E-2,-2.5483636856079102,-2.5244977474212646,-2.4747588634490967,-2.4403102397918701,-2.4058613777160645,-2.3561224937438965,-2.332256555557251,0]
[{"$f":"Data[[#This Row],[category]]&Data[[#This Row],[subcategory]]&Data[[#This Row],[delivered]]&Data[[#This Row],[date]]&Data[[#This Row],[hour]]","v":"Climate zones3End Use Load8/30/202310"},"Climate zones","3","End Use Load",2023,"8/30/2023","10",1362,1468,1.0558483600616455,1.5153436660766602,0.4594951868057251,2.2107021883130074E-2,68.597648620605469,20.7850341796875,1,1,0.42313235998153687,0.43116390705108643,0.44790226221084595,0.4594951868057251,0.47108811140060425,0.48782646656036377,0.49585801362991333,1.549985408782959,2.2245244979858398,0.67453891038894653,3.2453108578920364E-2,0.62115830183029175,0.63294863700866699,0.65752053260803223,0.67453891038894653,0.69155734777450562,0.71612924337387085,0.72791957855224609,0]
[{"$f":"Data[[#This Row],[category]]&Data[[#This Row],[subcategory]]&Data[[#This Row],[delivered]]&Data[[#This Row],[date]]&Data[[#This Row],[hour]]","v":"Climate zones3End Use Load8/30/202320"},"Climate zones","3","End Use Load",2023,"8/30/2023","20",1362,1468,-0.96441727876663208,-4.193213939666748,-3.2287967205047607,6.3433423638343811E-2,79.170341491699219,-50.900558471679688,1,1,-3.3331353664398193,-3.3100898265838623,-3.2620613574981689,-3.2287967205047607,-3.1955320835113525,-3.1475036144256592,-3.1244580745697021,-1.4157645702362061,-6.1556382179260254,-4.7398734092712402,9.3120269477367401E-2,-4.8930425643920898,-4.8592119216918945,-4.7887063026428223,-4.7398734092712402,-4.6910409927368164,-4.6205353736877441,-4.5867042541503906,0]
[{"$f":"Data[[#This Row],[category]]&Data[[#This Row],[subcategory]]&Data[[#This Row],[delivered]]&Data[[#This Row],[date]]&Data[[#This Row],[hour]]","v":"Climate zones3End Use Load9/19/20231"},"Climate zones","3","End Use Load",2023,"9/19/2023","1",1373,1479,0.44312906265258789,0.40336635708808899,-3.9762724190950394E-2,2.6442481204867363E-2,60.367443084716797,-1.5037440061569214,0,0,-8.3256736397743225E-2,-7.365012913942337E-2,-5.3629174828529358E-2,-3.9762724190950394E-2,-2.5896273553371429E-2,-5.8753211051225662E-3,3.7312868516892195E-3,0.65538787841796875,0.59657883644104004,-5.88090680539608E-2,3.9108429104089737E-2,-0.12313671410083771,-0.10892853885889053,-7.9317547380924225E-2,-5.88090680539608E-2,-3.8300588726997375E-2,-8.6896000429987907E-3,5.5185733363032341E-3,0]
[{"$f":"Data[[#This Row],[category]]&Data[[#This Row],[subcategory]]&Data[[#This Row],[delivered]]&Data[[#This Row],[date]]&Data[[#This Row],[hour]]","v":"Climate zones3End Use Load9/19/202311"},"Climate zones","3","End Use Load",2023,"9/19/2023","11",1373,1479,1.6039351224899292,1.4023077487945557,-0.2016274482011795,2.9550177976489067E-2,63.664237976074219,-6.8232226371765137,1,1,-0.25023317337036133,-0.23949752748012543,-0.21712358295917511,-0.2016274482011795,-0.1861313134431839,-0.16375736892223358,-0.15302173793315887,2.3722200393676758,2.0740132331848145,-0.29820698499679565,4.3704714626073837E-2,-0.37009486556053162,-0.35421684384346008,-0.32112577557563782,-0.29820698499679565,-0.27528822422027588,-0.24219715595245361,-0.22631914913654327,0]
[{"$f":"Data[[#This Row],[category]]&Data[[#This Row],[subcategory]]&Data[[#This Row],[delivered]]&Data[[#This Row],[date]]&Data[[#This Row],[hour]]","v":"Climate zones3End Use Load9/19/202320"},"Climate zones","3","End Use Load",2023,"9/19/2023","20",1373,1479,-0.93958741426467896,-3.3506877422332764,-2.4111003875732422,5.2381478250026703E-2,63.51092529296875,-46.029636383056641,1,1,-2.4972603321075439,-2.4782299995422363,-2.4385693073272705,-2.4111003875732422,-2.3836314678192139,-2.343970775604248,-2.3249404430389404,-1.3896497488021851,-4.9556670188903809,-3.5660173892974854,7.7472209930419922E-2,-3.6934480667114258,-3.6653022766113281,-3.6066439151763916,-3.5660173892974854,-3.5253908634185791,-3.4667327404022217,-3.438586950302124,0]
[{"$f":"Data[[#This Row],[category]]&Data[[#This Row],[subcategory]]&Data[[#This Row],[delivered]]&Data[[#This Row],[date]]&Data[[#This Row],[hour]]","v":"Climate zones3End Use LoadAvg Weekday 8-9pm8"},"Climate zones","3","End Use Load",2023,"Avg Weekday 8-9pm","8",1300,1403.5,8.4908656775951385E-2,7.4999496340751648E-2,-9.909164160490036E-3,8.2793310284614563E-3,56.15692138671875,-1.1968556642532349,0,0,-2.3527452722191811E-2,-2.0519554615020752E-2,-1.425084937363863E-2,-9.909164160490036E-3,-5.5674789473414421E-3,7.0122547913342714E-4,3.709123469889164E-3,0.11916930228471756,0.10526179522275925,-1.3907511718571186E-2,1.1620040982961655E-2,-3.3020779490470886E-2,-2.8799194842576981E-2,-2.0001066848635674E-2,-1.3907511718571186E-2,-7.8139565885066986E-3,9.8417000845074654E-4,5.2057546563446522E-3,0]
[{"$f":"Data[[#This Row],[category]]&Data[[#This Row],[subcategory]]&Data[[#This Row],[delivered]]&Data[[#This Row],[date]]&Data[[#This Row],[hour]]","v":"Climate zones3End Use LoadAvg Weekday 8-9pm18"},"Climate zones","3","End Use Load",2023,"Avg Weekday 8-9pm","18",1300,1403.5,-0.69757634401321411,-0.81468075513839722,-0.11710441112518311,1.7190961167216301E-2,73.731727600097656,-6.8119759559631348,1,1,-0.14538101851940155,-0.13913550972938538,-0.12611936032772064,-0.11710441112518311,-0.10808946192264557,-9.5073305070400238E-2,-8.8827796280384064E-2,-0.97904837131500244,-1.143404483795166,-0.1643560379743576,2.412751317024231E-2,-0.20404225587844849,-0.19527669250965118,-0.17700852453708649,-0.1643560379743576,-0.15170356631278992,-0.13343538343906403,-0.12466981261968613,0]
[{"$f":"Data[[#This Row],[category]]&Data[[#This Row],[subcategory]]&Data[[#This Row],[delivered]]&Data[[#This Row],[date]]&Data[[#This Row],[hour]]","v":"Climate zones3End Use LoadAvg Weekday 6-9pm10"},"Climate zones","3","End Use Load",2023,"Avg Weekday 6-9pm","10",1362,1445.6666666666667,1.1913927793502808,1.4785386323928833,0.28714588284492493,1.4639575965702534E-2,64.041053771972656,19.614356994628906,1,1,0.26306593418121338,0.26838451623916626,0.27946889400482178,0.28714588284492493,0.29482287168502808,0.30590724945068359,0.31122583150863647,1.7223567962646484,2.1374740600585938,0.41511723399162292,2.1163947880268097E-2,0.38030564785003662,0.38799455761909485,0.40401887893676758,0.41511723399162292,0.42621558904647827,0.442239910364151,0.44992882013320923,0]
[{"$f":"Data[[#This Row],[category]]&Data[[#This Row],[subcategory]]&Data[[#This Row],[delivered]]&Data[[#This Row],[date]]&Data[[#This Row],[hour]]","v":"Climate zones3End Use LoadAvg Weekday 6-9pm19"},"Climate zones","3","End Use Load",2023,"Avg Weekday 6-9pm","19",1362,1445.6666666666667,-0.84633201360702515,-4.5386648178100586,-3.6923327445983887,6.4521066844463348E-2,73.533775329589844,-57.226776123046875,1,1,-3.7984604835510254,-3.7750198841094971,-3.7261676788330078,-3.6923327445983887,-3.6584978103637695,-3.6096456050872803,-3.586205005645752,-1.2235139608383179,-6.561396598815918,-5.3378825187683105,9.3275956809520721E-2,-5.4913077354431152,-5.4574203491210938,-5.3867964744567871,-5.3378825187683105,-5.288968563079834,-5.2183442115783691,-5.1844568252563477,0]
[{"$f":"Data[[#This Row],[category]]&Data[[#This Row],[subcategory]]&Data[[#This Row],[delivered]]&Data[[#This Row],[date]]&Data[[#This Row],[hour]]","v":"Climate zones3End Use LoadAvg Weekday 6-9pmEvent Window"},"Climate zones","3","End Use Load",2023,"Avg Weekday 6-9pm","Event Window",1362,1445.6666666666667,-0.86406803131103516,-4.2740874290466309,-3.4100193977355957,6.0289930552244186E-2,70.190872192382813,-56.560348510742188,1,1,-3.5091874599456787,-3.4872839450836182,-3.4416353702545166,-3.4100193977355957,-3.3784034252166748,-3.3327548503875732,-3.3108513355255127,-1.2491543292999268,-6.1789059638977051,-4.9297513961791992,8.7159141898155212E-2,-5.073115348815918,-5.041450023651123,-4.9754576683044434,-4.9297513961791992,-4.8840451240539551,-4.8180527687072754,-4.7863874435424805,0]
[{"$f":"Data[[#This Row],[category]]&Data[[#This Row],[subcategory]]&Data[[#This Row],[delivered]]&Data[[#This Row],[date]]&Data[[#This Row],[hour]]","v":"Climate zones3End Use LoadAvg Weekday (any)17"},"Climate zones","3","End Use Load",2023,"Avg Weekday (any)","17",1373,1441.1428571428571,-0.52755641937255859,-0.45554319024085999,7.2013214230537415E-2,2.4088412523269653E-2,75.564414978027344,2.9895374774932861,1,1,3.2391302287578583E-2,4.1142672300338745E-2,5.9381239116191864E-2,7.2013214230537415E-2,8.4645189344882965E-2,0.10288375616073608,0.11163512617349625,-0.7602841854095459,-0.65650284290313721,0.1037813276052475,3.4714844077825546E-2,4.6680495142936707E-2,5.9292469173669815E-2,8.5576847195625305E-2,0.1037813276052475,0.12198580801486969,0.14827018976211548,0.16088216006755829,0]
[{"$f":"Data[[#This Row],[category]]&Data[[#This Row],[subcategory]]&Data[[#This Row],[delivered]]&Data[[#This Row],[date]]&Data[[#This Row],[hour]]","v":"Climate zones5Net Load7/20/20232"},"Climate zones","5","Net Load",2023,"7/20/2023","2",156,159,1.7638332843780518,1.3364102840423584,-0.42742305994033813,0.3067854642868042,56,-1.3932311534881592,0,0,-0.93204021453857422,-0.82058447599411011,-0.58830153942108154,-0.42742305994033813,-0.26654461026191711,-3.4261666238307953E-2,7.7194124460220337E-2,0.28044947981834412,0.21248923242092133,-6.7960269749164581E-2,4.8778887838125229E-2,-0.14819438755512238,-0.13047292828559875,-9.3539945781230927E-2,-6.7960269749164581E-2,-4.2380593717098236E-2,-5.4476051591336727E-3,1.2273865751922131E-2,0]
[{"$f":"Data[[#This Row],[category]]&Data[[#This Row],[subcategory]]&Data[[#This Row],[delivered]]&Data[[#This Row],[date]]&Data[[#This Row],[hour]]","v":"Climate zones5Net Load7/20/202314"},"Climate zones","5","Net Load",2023,"7/20/2023","14",156,159,-3.0296025276184082,-3.3789103031158447,-0.34930768609046936,0.2045171707868576,72,-1.7079626321792603,1,0,-0.68570852279663086,-0.61140698194503784,-0.45655658841133118,-0.34930768609046936,-0.24205878376960754,-8.7208382785320282E-2,-1.2906876392662525E-2,-0.48170679807662964,-0.53724676370620728,-5.5539920926094055E-2,3.2518230378627777E-2,-0.10902765393257141,-9.7213707864284515E-2,-7.2592496871948242E-2,-5.5539920926094055E-2,-3.8487344980239868E-2,-1.386613305658102E-2,-2.0521932747215033E-3,0]
[{"$f":"Data[[#This Row],[category]]&Data[[#This Row],[subcategory]]&Data[[#This Row],[delivered]]&Data[[#This Row],[date]]&Data[[#This Row],[hour]]","v":"Climate zones5Net Load7/20/202324"},"Climate zones","5","Net Load",2023,"7/20/2023","24",156,159,0.82525640726089478,1.1045513153076172,0.27929487824440002,0.20369100570678711,55,1.3711694478988647,0,0,-5.5747009813785553E-2,1.8254350870847702E-2,0.17247921228408813,0.27929487824440002,0.38611054420471191,0.54033541679382324,0.61433678865432739,0.13121576607227325,0.17562365531921387,4.4407885521650314E-2,3.2386869192123413E-2,-8.8637741282582283E-3,2.9024418909102678E-3,2.7424193918704987E-2,4.4407885521650314E-2,6.1391577124595642E-2,8.5913330316543579E-2,9.7679547965526581E-2,0]
[{"$f":"Data[[#This Row],[category]]&Data[[#This Row],[subcategory]]&Data[[#This Row],[delivered]]&Data[[#This Row],[date]]&Data[[#This Row],[hour]]","v":"Climate zones5Net Load7/25/20239"},"Climate zones","5","Net Load",2023,"7/25/2023","9",156,159,0.1958269327878952,0.22615385055541992,3.0326917767524719E-2,0.11458933353424072,68,0.26465743780136108,0,0,-0.15815576910972595,-0.11652522534132004,-2.9763787984848022E-2,3.0326917767524719E-2,9.0417623519897461E-2,0.17717905342578888,0.21880960464477539,3.1136482954025269E-2,3.5958461463451385E-2,4.8219799064099789E-3,1.8219703808426857E-2,-2.5146767497062683E-2,-1.852751150727272E-2,-4.7324420884251595E-3,4.8219799064099789E-3,1.4376401901245117E-2,2.8171470388770103E-2,3.4790728241205215E-2,0]
[{"$f":"Data[[#This Row],[category]]&Data[[#This Row],[subcategory]]&Data[[#This Row],[delivered]]&Data[[#This Row],[date]]&Data[[#This Row],[hour]]","v":"Climate zones5Net Load7/25/202315"},"Climate zones","5","Net Load",2023,"7/25/2023","15",156,159,-2.6121923923492432,-3.4319872856140137,-0.81979489326477051,0.21048201620578766,82,-3.8948452472686768,1,1,-1.1660070419311523,-1.0895384550094604,-0.93017178773880005,-0.81979489326477051,-0.70941799879074097,-0.55005133152008057,-0.47358277440071106,-0.41533857583999634,-0.54568600654602051,-0.13034738600254059,3.34666408598423E-2,-0.18539512157440186,-0.17323660850524902,-0.14789731800556183,-0.13034738600254059,-0.11279746145009995,-8.7458163499832153E-2,-7.5299657881259918E-2,0]
[{"$f":"Data[[#This Row],[category]]&Data[[#This Row],[subcategory]]&Data[[#This Row],[delivered]]&Data[[#This Row],[date]]&Data[[#This Row],[hour]]","v":"Climate zones5Net Load7/25/202324"},"Climate zones","5","Net Load",2023,"7/25/2023","24",156,159,0.95869874954223633,1.5499359369277954,0.59123712778091431,0.16698963940143585,59,3.5405616760253906,1,1,0.31656360626220703,0.37723129987716675,0.50366765260696411,0.59123712778091431,0.6788066029548645,0.80524295568466187,0.86591064929962158,0.15243309736251831,0.24643981456756592,9.4006702303886414E-2,2.6551352813839912E-2,5.0333611667156219E-2,5.9979777783155441E-2,8.0083154141902924E-2,9.4006702303886414E-2,0.1079302504658699,0.12803362309932709,0.1376798003911972,0]
[{"$f":"Data[[#This Row],[category]]&Data[[#This Row],[subcategory]]&Data[[#This Row],[delivered]]&Data[[#This Row],[date]]&Data[[#This Row],[hour]]","v":"Climate zones5Net Load7/26/202316"},"Climate zones","5","Net Load",2023,"7/26/2023","16",156,159,-2.6495256423950195,-2.8865385055541992,-0.23701280355453491,0.20915789902210236,72,-1.1331764459609985,0,0,-0.5810469388961792,-0.50505942106246948,-0.34669530391693115,-0.23701280355453491,-0.12733028829097748,3.1033828854560852E-2,0.10702132433652878,-0.4212745726108551,-0.45895960927009583,-3.7685036659240723E-2,3.3256106078624725E-2,-9.2386461794376373E-2,-8.0304451286792755E-2,-5.512455478310585E-2,-3.7685036659240723E-2,-2.0245516672730446E-2,4.9343788996338844E-3,1.7016390338540077E-2,0]
[{"$f":"Data[[#This Row],[category]]&Data[[#This Row],[subcategory]]&Data[[#This Row],[delivered]]&Data[[#This Row],[date]]&Data[[#This Row],[hour]]","v":"Climate zones5Net Load7/26/202322"},"Climate zones","5","Net Load",2023,"7/26/2023","22",156,159,0.66605132818222046,1.2498077154159546,0.58375638723373413,0.1497550904750824,57.5,3.898073673248291,1,1,0.33743119239807129,0.39183750748634338,0.50522476434707642,0.58375638723373413,0.66228801012039185,0.77567523717880249,0.83008158206939697,0.10590215772390366,0.19871942698955536,9.2817269265651703E-2,2.3811059072613716E-2,5.3651560097932816E-2,6.2302164733409882E-2,8.0330736935138702E-2,9.2817269265651703E-2,0.10530379414558411,0.12333236634731293,0.13198296725749969,0]
[{"$f":"Data[[#This Row],[category]]&Data[[#This Row],[subcategory]]&Data[[#This Row],[delivered]]&Data[[#This Row],[date]]&Data[[#This Row],[hour]]","v":"Climate zones5Net Load8/28/20237"},"Climate zones","5","Net Load",2023,"8/28/2023","7",164,167,0.79243290424346924,0.843780517578125,5.1347576081752777E-2,9.1504693031311035E-2,58,0.56114691495895386,0,0,-9.9164247512817383E-2,-6.5920405089855194E-2,3.3624682109802961E-3,5.1347576081752777E-2,9.933268278837204E-2,0.16861556470394135,0.20185939967632294,0.13233628869056702,0.14091134071350098,8.5750455036759377E-3,1.5281283296644688E-2,-1.6560429707169533E-2,-1.100870780646801E-2,5.6153221521526575E-4,8.5750455036759377E-3,1.6588557511568069E-2,2.8158798813819885E-2,3.3710520714521408E-2,0]
[{"$f":"Data[[#This Row],[category]]&Data[[#This Row],[subcategory]]&Data[[#This Row],[delivered]]&Data[[#This Row],[date]]&Data[[#This Row],[hour]]","v":"Climate zones5Net Load8/28/202323"},"Climate zones","5","Net Load",2023,"8/28/2023","23",164,167,0.97513419389724731,1.147865891456604,0.1727316677570343,0.15151429176330566,62.5,1.1400355100631714,0,0,-7.6487161219120026E-2,-2.1441709250211716E-2,9.3277499079704285E-2,0.1727316677570343,0.25218585133552551,0.36690503358840942,0.42195048928260803,0.16284741461277008,0.19169360399246216,2.8846189379692078E-2,2.5302886962890625E-2,-1.2773355469107628E-2,-3.5807653330266476E-3,1.5577342361211777E-2,2.8846189379692078E-2,4.2115036398172379E-2,6.1273138970136642E-2,7.0465728640556335E-2,0]
[{"$f":"Data[[#This Row],[category]]&Data[[#This Row],[subcategory]]&Data[[#This Row],[delivered]]&Data[[#This Row],[date]]&Data[[#This Row],[hour]]","v":"Climate zones5Net Load8/29/20234"},"Climate zones","5","Net Load",2023,"8/29/2023","4",164,168,0.99115550518035889,1.2731707096099854,0.28201523423194885,0.16438043117523193,57.5,1.7156254053115845,1,0,1.1633485555648804E-2,7.1353234350681305E-2,0.19581405818462372,0.28201523423194885,0.36821642518043518,0.492677241563797,0.55239695310592651,0.16651412844657898,0.21389268338680267,4.7378558665513992E-2,2.7615912258625031E-2,1.9544255919754505E-3,1.1987343430519104E-2,3.2896760851144791E-2,4.7378558665513992E-2,6.1860360205173492E-2,8.2769773900508881E-2,9.2802688479423523E-2,0]
[{"$f":"Data[[#This Row],[category]]&Data[[#This Row],[subcategory]]&Data[[#This Row],[delivered]]&Data[[#This Row],[date]]&Data[[#This Row],[hour]]","v":"Climate zones5Net Load8/29/202314"},"Climate zones","5","Net Load",2023,"8/29/2023","14",164,168,-2.9588048458099365,-2.3841464519500732,0.57465851306915283,0.19754381477832794,77,2.9090180397033691,1,1,0.24972786009311676,0.32149592041969299,0.47106644511222839,0.57465851306915283,0.67825061082839966,0.82782107591629028,0.8995891809463501,-0.49707922339439392,-0.40053659677505493,9.6542626619338989E-2,3.3187359571456909E-2,4.1954278945922852E-2,5.4011315107345581E-2,7.9139165580272675E-2,9.6542626619338989E-2,0.1139461025595665,0.1390739381313324,0.15113098919391632,0]
[{"$f":"Data[[#This Row],[category]]&Data[[#This Row],[subcategory]]&Data[[#This Row],[delivered]]&Data[[#This Row],[date]]&Data[[#This Row],[hour]]","v":"Climate zones5Net Load8/30/20236"},"Climate zones","5","Net Load",2023,"8/30/2023","6",166,169,0.69910544157028198,1.0933735370635986,0.39426806569099426,0.11696121096611023,54.5,3.3709301948547363,1,1,0.20188398659229279,0.24437624216079712,0.33293354511260986,0.39426806569099426,0.45560258626937866,0.54415988922119141,0.58665215969085693,0.11814881861209869,0.18478012084960938,6.6631302237510681E-2,1.9766444340348244E-2,3.4118395298719406E-2,4.1299585253000259E-2,5.626576766371727E-2,6.6631302237510681E-2,7.6996840536594391E-2,9.1963022947311401E-2,9.9144212901592255E-2,0]
[{"$f":"Data[[#This Row],[category]]&Data[[#This Row],[subcategory]]&Data[[#This Row],[delivered]]&Data[[#This Row],[date]]&Data[[#This Row],[hour]]","v":"Climate zones5Net Load8/30/202318"},"Climate zones","5","Net Load",2023,"8/30/2023","18",166,169,-0.70734333992004395,0.19885542988777161,0.90619874000549316,0.19506731629371643,83,4.6455693244934082,1,1,0.58534157276153564,0.65620988607406616,0.80390536785125732,0.90619874000549316,1.008492112159729,1.1561875343322754,1.2270559072494507,-0.11954102665185928,3.3606566488742828E-2,0.15314759314060211,3.2966375350952148E-2,9.89227294921875E-2,0.11089947074651718,0.13586001098155975,0.15314759314060211,0.17043516039848328,0.19539569318294525,0.20737244188785553,0]
[{"$f":"Data[[#This Row],[category]]&Data[[#This Row],[subcategory]]&Data[[#This Row],[delivered]]&Data[[#This Row],[date]]&Data[[#This Row],[hour]]","v":"Climate zones5Net Load8/30/202321"},"Climate zones","5","Net Load",2023,"8/30/2023","21",166,169,0.57253599166870117,-2.7734940052032471,-3.3460299968719482,0.27587336301803589,65,-12.128862380981445,1,1,-3.7998013496398926,-3.6995759010314941,-3.4906980991363525,-3.3460299968719482,-3.2013618946075439,-2.9924840927124023,-2.8922586441040039,9.6758581697940826E-2,-0.46872049570083618,-0.56547904014587402,4.6622596681118011E-2,-0.64216643571853638,-0.62522834539413452,-0.58992797136306763,-0.56547904014587402,-0.5410301685333252,-0.5057297945022583,-0.48879170417785645,0]
[{"$f":"Data[[#This Row],[category]]&Data[[#This Row],[subcategory]]&Data[[#This Row],[delivered]]&Data[[#This Row],[date]]&Data[[#This Row],[hour]]","v":"Climate zones5Net Load9/19/202313"},"Climate zones","5","Net Load",2023,"9/19/2023","13",169,172,-1.9408696889877319,-2.3280472755432129,-0.38717758655548096,0.19747476279735565,75,-1.9606434106826782,1,1,-0.71199464797973633,-0.64025169610977173,-0.49073344469070435,-0.38717758655548096,-0.28362172842025757,-0.13410349190235138,-6.2360506504774094E-2,-0.33382958173751831,-0.40042412281036377,-6.6594548523426056E-2,3.3965658396482468E-2,-0.12246307730674744,-0.11012329161167145,-8.4406152367591858E-2,-6.6594548523426056E-2,-4.8782937228679657E-2,-2.3065799847245216E-2,-1.0726006701588631E-2,0]
[{"$f":"Data[[#This Row],[category]]&Data[[#This Row],[subcategory]]&Data[[#This Row],[delivered]]&Data[[#This Row],[date]]&Data[[#This Row],[hour]]","v":"Climate zones5Net Load9/19/202323"},"Climate zones","5","Net Load",2023,"9/19/2023","23",169,172,0.6256864070892334,1.150118350982666,0.52443194389343262,0.15699303150177002,61,3.3404791355133057,1,1,0.26620137691497803,0.32323727011680603,0.44210472702980042,0.52443194389343262,0.60675919055938721,0.72562658786773682,0.78266251087188721,0.1076180636882782,0.19782035052776337,9.0202294290065765E-2,2.7002802118659019E-2,4.5786637812852859E-2,5.5596809834241867E-2,7.6042011380195618E-2,9.0202294290065765E-2,0.10436257719993591,0.12480777502059937,0.13461795449256897,0]
[{"$f":"Data[[#This Row],[category]]&Data[[#This Row],[subcategory]]&Data[[#This Row],[delivered]]&Data[[#This Row],[date]]&Data[[#This Row],[hour]]","v":"Climate zones5Net LoadAvg Weekday 8-9pm7"},"Climate zones","5","Net Load",2023,"Avg Weekday 8-9pm","7",156,159,0.75093746185302734,0.66012817621231079,-9.0809285640716553E-2,0.10167846828699112,56,-0.89310240745544434,0,0,-0.25805547833442688,-0.22111548483371735,-0.14412952959537506,-9.0809285640716553E-2,-3.7489045411348343E-2,3.9496913552284241E-2,7.6436914503574371E-2,0.1193990558385849,0.10496038198471069,-1.443867664784193E-2,1.6166877001523972E-2,-4.1030820459127426E-2,-3.515736386179924E-2,-2.291659452021122E-2,-1.443867664784193E-2,-5.9607583098113537E-3,6.2800091691315174E-3,1.2153469026088715E-2,0]
[{"$f":"Data[[#This Row],[category]]&Data[[#This Row],[subcategory]]&Data[[#This Row],[delivered]]&Data[[#This Row],[date]]&Data[[#This Row],[hour]]","v":"Climate zones5Net LoadAvg Weekday 8-9pm20"},"Climate zones","5","Net Load",2023,"Avg Weekday 8-9pm","20",156,159,0.42770671844482422,-0.30737179517745972,-0.73507851362228394,0.10145318508148193,64,-7.2454948425292969,1,1,-0.90195417404174805,-0.86509597301483154,-0.78828060626983643,-0.73507851362228394,-0.68187642097473145,-0.60506105422973633,-0.56820285320281982,6.8005368113517761E-2,-4.8872116953134537E-2,-0.116877481341362,1.6131056472659111E-2,-0.14341071248054504,-0.13755026459693909,-0.12533661723136902,-0.116877481341362,-0.10841835290193558,-9.6204705536365509E-2,-9.0344250202178955E-2,0]
[{"$f":"Data[[#This Row],[category]]&Data[[#This Row],[subcategory]]&Data[[#This Row],[delivered]]&Data[[#This Row],[date]]&Data[[#This Row],[hour]]","v":"Climate zones5Net LoadAvg Weekday 6-9pm5"},"Climate zones","5","Net Load",2023,"Avg Weekday 6-9pm","5",167,165,0.94323205947875977,1.1432933807373047,0.2000613808631897,9.1706916689872742E-2,56.4715576171875,2.1815299987792969,1,1,4.9216926097869873E-2,8.2534238696098328E-2,0.15197022259235382,0.2000613808631897,0.24815253913402557,0.31758853793144226,0.35090583562850952,0.15563328564167023,0.18864341080188751,3.3010128885507584E-2,1.5131641179323196E-2,8.120792917907238E-3,1.3618149794638157E-2,2.5075087323784828E-2,3.3010128885507584E-2,4.094516858458519E-2,5.2402108907699585E-2,5.7899463921785355E-2,0]
[{"$f":"Data[[#This Row],[category]]&Data[[#This Row],[subcategory]]&Data[[#This Row],[delivered]]&Data[[#This Row],[date]]&Data[[#This Row],[hour]]","v":"Climate zones5Net LoadAvg Weekday 6-9pm11"},"Climate zones","5","Net Load",2023,"Avg Weekday 6-9pm","11",167,165,-0.46680140495300293,-0.38017964363098145,8.6621768772602081E-2,0.13368143141269684,75.999504089355469,0.64797157049179077,0,0,-0.13326461613178253,-8.469787985086441E-2,1.6519157215952873E-2,8.6621768772602081E-2,0.15672437846660614,0.25794142484664917,0.30650815367698669,-7.7022232115268707E-2,-6.2729641795158386E-2,1.429259218275547E-2,2.2057436406612396E-2,-2.1988661959767342E-2,-1.397514995187521E-2,2.7256610337644815E-3,1.429259218275547E-2,2.5859521701931953E-2,4.2560335248708725E-2,5.0573844462633133E-2,0]
[{"$f":"Data[[#This Row],[category]]&Data[[#This Row],[subcategory]]&Data[[#This Row],[delivered]]&Data[[#This Row],[date]]&Data[[#This Row],[hour]]","v":"Climate zones5Net LoadAvg Weekday (any)2"},"Climate zones","5","Net Load",2023,"Avg Weekday (any)","2",170,164.71428571428572,1.5312808752059937,1.6109908819198608,7.97099769115448E-2,9.9198944866657257E-2,58.393524169921875,0.80353653430938721,0,0,-8.3457767963409424E-2,-4.7418586909770966E-2,2.7689998969435692E-2,7.97099769115448E-2,0.13172996044158936,0.20683853328227997,0.24287772178649902,0.25222384929656982,0.26535320281982422,1.3129372149705887E-2,1.6339482739567757E-2,-1.3746686279773712E-2,-7.8105186112225056E-3,4.5609385706484318E-3,1.3129372149705887E-2,2.1697806194424629E-2,3.4069262444972992E-2,4.0005430579185486E-2,0]
[{"$f":"Data[[#This Row],[category]]&Data[[#This Row],[subcategory]]&Data[[#This Row],[delivered]]&Data[[#This Row],[date]]&Data[[#This Row],[hour]]","v":"Climate zones5Net LoadAvg Weekday (any)12"},"Climate zones","5","Net Load",2023,"Avg Weekday (any)","12",170,164.71428571428572,-1.3157539367675781,-1.2886449098587036,2.7108967304229736E-2,9.8385781049728394E-2,77.066421508789063,0.27553746104240417,0,0,-0.13472123444080353,-9.8977483808994293E-2,-2.4484585970640182E-2,2.7108967304229736E-2,7.8702524304389954E-2,0.15319542586803436,0.188939169049263,-0.21672347187995911,-0.21225821971893311,4.465234000235796E-3,1.6205543652176857E-2,-2.2190511226654053E-2,-1.6303004696965218E-2,-4.0329610928893089E-3,4.465234000235796E-3,1.2963430024683475E-2,2.5233475491404533E-2,3.1120980158448219E-2,0]
[{"$f":"Data[[#This Row],[category]]&Data[[#This Row],[subcategory]]&Data[[#This Row],[delivered]]&Data[[#This Row],[date]]&Data[[#This Row],[hour]]","v":"Climate zones5Net LoadAvg Weekday (any)18"},"Climate zones","5","Net Load",2023,"Avg Weekday (any)","18",170,164.71428571428572,-0.88615530729293823,-1.3354208469390869,-0.44926553964614868,0.10007713735103607,73.020591735839844,-4.4891924858093262,1,1,-0.61387777328491211,-0.57751953601837158,-0.50174605846405029,-0.44926553964614868,-0.39678505063056946,-0.32101151347160339,-0.28465330600738525,-0.1459624320268631,-0.21996289491653442,-7.4000455439090729E-2,1.6484133899211884E-2,-0.10111443698406219,-9.5125719904899597E-2,-8.2644745707511902E-2,-7.4000455439090729E-2,-6.5356165170669556E-2,-5.2875183522701263E-2,-4.6886466443538666E-2,0]
[{"$f":"Data[[#This Row],[category]]&Data[[#This Row],[subcategory]]&Data[[#This Row],[delivered]]&Data[[#This Row],[date]]&Data[[#This Row],[hour]]","v":"Climate zones5End Use Load7/20/20233"},"Climate zones","5","End Use Load",2023,"7/20/2023","3",141,159,-0.2651631236076355,-0.33028370141983032,-6.512056291103363E-2,3.2602846622467041E-2,55.5,-1.9973888397216797,1,1,-0.11874747276306152,-0.10690279304981232,-8.2217514514923096E-2,-6.512056291103363E-2,-4.8023615032434464E-2,-2.3338334634900093E-2,-1.1493652127683163E-2,-4.2160935699939728E-2,-5.251510813832283E-2,-1.0354169644415379E-2,5.18385274335742E-3,-1.8880847841501236E-2,-1.6997544094920158E-2,-1.3072584755718708E-2,-1.0354169644415379E-2,-7.6357549987733364E-3,-3.7107951939105988E-3,-1.8274906324222684E-3,0]
[{"$f":"Data[[#This Row],[category]]&Data[[#This Row],[subcategory]]&Data[[#This Row],[delivered]]&Data[[#This Row],[date]]&Data[[#This Row],[hour]]","v":"Climate zones5End Use Load7/20/202316"},"Climate zones","5","End Use Load",2023,"7/20/2023","16",141,159,-9.3361705541610718E-2,-0.12432624399662018,-3.096454031765461E-2,4.5320797711610794E-2,72,-0.68323028087615967,0,0,-0.10551062226295471,-8.9045479893684387E-2,-5.4730791598558426E-2,-3.096454031765461E-2,-7.1982908993959427E-3,2.7116399258375168E-2,4.3581537902355194E-2,-1.4844511635601521E-2,-1.9767872989177704E-2,-4.9233618192374706E-3,7.2060069069266319E-3,-1.6776189208030701E-2,-1.415823120623827E-2,-8.7021961808204651E-3,-4.9233618192374706E-3,-1.144528272561729E-3,4.3115075677633286E-3,6.9294646382331848E-3,0]
[{"$f":"Data[[#This Row],[category]]&Data[[#This Row],[subcategory]]&Data[[#This Row],[delivered]]&Data[[#This Row],[date]]&Data[[#This Row],[hour]]","v":"Climate zones5End Use Load7/25/20234"},"Climate zones","5","End Use Load",2023,"7/25/2023","4",141,159,-0.18755257129669189,-0.28262412548065186,-9.5071539282798767E-2,2.600894495844841E-2,58,-3.6553401947021484,1,1,-0.13785244524478912,-0.12840335071086884,-0.1087106466293335,-9.5071539282798767E-2,-8.1432431936264038E-2,-6.1739735305309296E-2,-5.2290633320808411E-2,-2.9820859432220459E-2,-4.4937234371900558E-2,-1.5116374939680099E-2,4.13542240858078E-3,-2.1918538957834244E-2,-2.0416133105754852E-2,-1.7284993082284927E-2,-1.5116374939680099E-2,-1.2947756797075272E-2,-9.8166177049279213E-3,-8.3142109215259552E-3,0]
[{"$f":"Data[[#This Row],[category]]&Data[[#This Row],[subcategory]]&Data[[#This Row],[delivered]]&Data[[#This Row],[date]]&Data[[#This Row],[hour]]","v":"Climate zones5End Use Load7/25/202310"},"Climate zones","5","End Use Load",2023,"7/25/2023","10",141,159,1.2902553081512451,1.7802127599716187,0.48995745182037354,7.2894051671028137E-2,71,6.721501350402832,1,1,0.37005740404129028,0.39653995633125305,0.45173177123069763,0.48995745182037354,0.52818310260772705,0.58337491750717163,0.60985749959945679,0.20515058934688568,0.28305381536483765,7.7903233468532562E-2,1.1590153910219669E-2,5.8839127421379089E-2,6.3049852848052979E-2,7.1825355291366577E-2,7.7903233468532562E-2,8.3981111645698547E-2,9.2756614089012146E-2,9.6967339515686035E-2,0]
[{"$f":"Data[[#This Row],[category]]&Data[[#This Row],[subcategory]]&Data[[#This Row],[delivered]]&Data[[#This Row],[date]]&Data[[#This Row],[hour]]","v":"Climate zones5End Use Load7/26/20232"},"Climate zones","5","End Use Load",2023,"7/26/2023","2",141,159,-8.3542555570602417E-2,7.4964545667171478E-2,0.1585070937871933,9.8922394216060638E-2,58,1.6023378372192383,0,0,-4.2057652026414871E-3,3.1732942909002304E-2,0.10663214325904846,0.1585070937871933,0.21038204431533813,0.28528124094009399,0.32121995091438293,-1.3283266685903072E-2,1.1919362470507622E-2,2.520262822508812E-2,1.5728659927845001E-2,-6.6871667513623834E-4,5.0455378368496895E-3,1.6954511404037476E-2,2.520262822508812E-2,3.3450745046138763E-2,4.5359715819358826E-2,5.1073972135782242E-2,0]
[{"$f":"Data[[#This Row],[category]]&Data[[#This Row],[subcategory]]&Data[[#This Row],[delivered]]&Data[[#This Row],[date]]&Data[[#This Row],[hour]]","v":"Climate zones5End Use Load7/26/202311"},"Climate zones","5","End Use Load",2023,"7/26/2023","11",141,159,2.0251631736755371,2.7424821853637695,0.71731913089752197,9.9066503345966339E-2,70,7.24078369140625,1,1,0.55436921119689941,0.59036028385162354,0.66536861658096313,0.71731913089752197,0.76926964521408081,0.84427797794342041,0.88026905059814453,0.32200095057487488,0.43605467677116394,0.11405374109745026,1.575157418847084E-2,8.8144704699516296E-2,9.3867287039756775E-2,0.10579361021518707,0.11405374109745026,0.12231387197971344,0.13424019515514374,0.13996277749538422,0]
[{"$f":"Data[[#This Row],[category]]&Data[[#This Row],[subcategory]]&Data[[#This Row],[delivered]]&Data[[#This Row],[date]]&Data[[#This Row],[hour]]","v":"Climate zones5End Use Load7/26/202317"},"Climate zones","5","End Use Load",2023,"7/26/2023","17",141,159,-0.25866666436195374,7.9078011214733124E-2,0.33774468302726746,7.6079264283180237E-2,70,4.4393787384033203,1,1,0.21260543167591095,0.24024517834186554,0.29784867167472839,0.33774468302726746,0.37764069437980652,0.43524417281150818,0.46288394927978516,-4.1127998381853104E-2,1.2573404237627983E-2,5.3701404482126236E-2,1.2096603401005268E-2,3.3804263919591904E-2,3.8198985159397125E-2,4.7357939183712006E-2,5.3701404482126236E-2,6.0044869780540466E-2,6.9203823804855347E-2,7.3598548769950867E-2,0]
[{"$f":"Data[[#This Row],[category]]&Data[[#This Row],[subcategory]]&Data[[#This Row],[delivered]]&Data[[#This Row],[date]]&Data[[#This Row],[hour]]","v":"Climate zones5End Use Load8/28/20239"},"Climate zones","5","End Use Load",2023,"8/28/2023","9",150,167,0.69562667608261108,0.96266669034957886,0.26704001426696777,6.9684728980064392E-2,66.5,3.8321166038513184,1,1,0.1524188369512558,0.17773544788360596,0.23049730062484741,0.26704001426696777,0.30358272790908813,0.35634458065032959,0.38166120648384094,0.11616965383291245,0.16076533496379852,4.4595681130886078E-2,1.1637349613010883E-2,2.5453945621848106E-2,2.9681820422410965E-2,3.8493048399686813E-2,4.4595681130886078E-2,5.0698313862085342E-2,5.9509545564651489E-2,6.3737422227859497E-2,0]
[{"$f":"Data[[#This Row],[category]]&Data[[#This Row],[subcategory]]&Data[[#This Row],[delivered]]&Data[[#This Row],[date]]&Data[[#This Row],[hour]]","v":"Climate zones5End Use Load8/28/202319"},"Climate zones","5","End Use Load",2023,"8/28/2023","19",150,167,-0.69407999515533447,-3.9614665508270264,-3.2673866748809814,0.22161157429218292,70,-14.743754386901855,1,1,-3.6319053173065186,-3.5513932704925537,-3.3835999965667725,-3.2673866748809814,-3.1511733531951904,-2.9833800792694092,-2.9028680324554443,-0.11591135710477829,-0.66156488656997681,-0.5456535816192627,3.7009131163358688E-2,-0.60652816295623779,-0.59308266639709473,-0.56506121158599854,-0.5456535816192627,-0.52624595165252686,-0.49822446703910828,-0.48477897047996521,0]
[{"$f":"Data[[#This Row],[category]]&Data[[#This Row],[subcategory]]&Data[[#This Row],[delivered]]&Data[[#This Row],[date]]&Data[[#This Row],[hour]]","v":"Climate zones5End Use Load8/28/2023Event Window"},"Climate zones","5","End Use Load",2023,"8/28/2023","Event Window",150,167,-0.81999558210372925,-4.1380224227905273,-3.3180265426635742,0.2228078693151474,67.166664123535156,-14.891873359680176,1,1,-3.6845128536224365,-3.6035664081573486,-3.4348671436309814,-3.3180265426635742,-3.201185941696167,-3.0324866771697998,-2.9515402317047119,-0.13693925738334656,-0.69104975461959839,-0.55411040782928467,3.7208914756774902E-2,-0.61531364917755127,-0.60179561376571655,-0.57362282276153564,-0.55411040782928467,-0.53459805250167847,-0.50642526149749756,-0.49290722608566284,0]
[{"$f":"Data[[#This Row],[category]]&Data[[#This Row],[subcategory]]&Data[[#This Row],[delivered]]&Data[[#This Row],[date]]&Data[[#This Row],[hour]]","v":"Climate zones5End Use Load8/29/20239"},"Climate zones","5","End Use Load",2023,"8/29/2023","9",150,168,0.38371467590332031,1.0568666458129883,0.67315202951431274,8.002028614282608E-2,62.5,8.4122676849365234,1,1,0.54153037071228027,0.57060188055038452,0.63118934631347656,0.67315202951431274,0.71511471271514893,0.77570217847824097,0.80477368831634521,6.4464062452316284E-2,0.17755359411239624,0.11308953911066055,1.3443408533930779E-2,9.0977102518081665E-2,9.586111456155777E-2,0.10603980720043182,0.11308953911066055,0.12013927102088928,0.13031797111034393,0.13520197570323944,0]
[{"$f":"Data[[#This Row],[category]]&Data[[#This Row],[subcategory]]&Data[[#This Row],[delivered]]&Data[[#This Row],[date]]&Data[[#This Row],[hour]]","v":"Climate zones5End Use Load8/30/20231"},"Climate zones","5","End Use Load",2023,"8/30/2023","1",151,169,-6.0762912034988403E-2,0.42961588501930237,0.49037879705429077,9.9683061242103577E-2,59.5,4.9193792343139648,1,1,0.32641476392745972,0.36262980103492737,0.43810495734214783,0.49037879705429077,0.5426526665687561,0.61812776327133179,0.65434283018112183,-1.0268932208418846E-2,7.2605080902576447E-2,8.2874014973640442E-2,1.6846437007188797E-2,5.5164095014333725E-2,6.1284437775611877E-2,7.4039734899997711E-2,8.2874014973640442E-2,9.170830249786377E-2,0.10446359217166901,0.11058393865823746,0]
[{"$f":"Data[[#This Row],[category]]&Data[[#This Row],[subcategory]]&Data[[#This Row],[delivered]]&Data[[#This Row],[date]]&Data[[#This Row],[hour]]","v":"Climate zones5End Use Load8/30/20237"},"Climate zones","5","End Use Load",2023,"8/30/2023","7",151,169,-0.25206491351127625,0.16254304349422455,0.4146079421043396,0.1254502534866333,54,3.3049590587615967,1,1,0.20826064050197601,0.25383695960044861,0.34882175922393799,0.4146079421043396,0.48039412498474121,0.5753788948059082,0.62095522880554199,-4.2598970234394073E-2,2.7469774708151817E-2,7.0068739354610443E-2,2.1201092749834061E-2,3.5196047276258469E-2,4.2898446321487427E-2,5.895087867975235E-2,7.0068739354610443E-2,8.1186607480049133E-2,9.7239032387733459E-2,0.10494143515825272,0]
[{"$f":"Data[[#This Row],[category]]&Data[[#This Row],[subcategory]]&Data[[#This Row],[delivered]]&Data[[#This Row],[date]]&Data[[#This Row],[hour]]","v":"Climate zones5End Use Load8/30/202320"},"Climate zones","5","End Use Load",2023,"8/30/2023","20",151,169,-0.95508873462677002,-4.3333311080932617,-3.3782422542572021,0.22522518038749695,72,-14.999398231506348,1,1,-3.7487046718597412,-3.6668798923492432,-3.4963505268096924,-3.3782422542572021,-3.2601339817047119,-3.0896046161651611,-3.0077798366546631,-0.16140998899936676,-0.73233294486999512,-0.57092297077178955,3.8063056766986847E-2,-0.63353109359741211,-0.61970269680023193,-0.59088325500488281,-0.57092297077178955,-0.55096262693405151,-0.52214318513870239,-0.50831478834152222,0]
[{"$f":"Data[[#This Row],[category]]&Data[[#This Row],[subcategory]]&Data[[#This Row],[delivered]]&Data[[#This Row],[date]]&Data[[#This Row],[hour]]","v":"Climate zones5End Use Load9/19/20238"},"Climate zones","5","End Use Load",2023,"9/19/2023","8",154,172,-7.8345455229282379E-2,-9.8694808781147003E-2,-2.0349351689219475E-2,3.4846823662519455E-2,59,-0.58396577835083008,0,0,-7.7667273581027985E-2,-6.5007351338863373E-2,-3.8623042404651642E-2,-2.0349351689219475E-2,-2.0756595768034458E-3,2.4308649823069572E-2,3.6968573927879333E-2,-1.3475418090820313E-2,-1.6975507140159607E-2,-3.5000885836780071E-3,5.993653554469347E-3,-1.3358770869672298E-2,-1.118126418441534E-2,-6.6431635059416294E-3,-3.5000885836780071E-3,-3.5701345768757164E-4,4.1810879483819008E-3,6.3585946336388588E-3,0]
[{"$f":"Data[[#This Row],[category]]&Data[[#This Row],[subcategory]]&Data[[#This Row],[delivered]]&Data[[#This Row],[date]]&Data[[#This Row],[hour]]","v":"Climate zones5End Use Load9/19/202314"},"Climate zones","5","End Use Load",2023,"9/19/2023","14",154,172,1.2034168243408203,0.81729221343994141,-0.38612467050552368,0.1160544753074646,75,-3.3270986080169678,1,1,-0.57701730728149414,-0.5348544716835022,-0.4469836950302124,-0.38612467050552368,-0.32526564598083496,-0.23739486932754517,-0.19523204863071442,0.20698769390583038,0.14057426154613495,-6.6413439810276031E-2,1.9961370155215263E-2,-9.9246978759765625E-2,-9.1994971036911011E-2,-7.6881192624568939E-2,-6.6413439810276031E-2,-5.5945690721273422E-2,-4.0831916034221649E-2,-3.3579912036657333E-2,0]
[{"$f":"Data[[#This Row],[category]]&Data[[#This Row],[subcategory]]&Data[[#This Row],[delivered]]&Data[[#This Row],[date]]&Data[[#This Row],[hour]]","v":"Climate zones5End Use Load9/19/202324"},"Climate zones","5","End Use Load",2023,"9/19/2023","24",154,172,-0.31186532974243164,0.16403895616531372,0.47590428590774536,7.7419467270374298E-2,62,6.1470880508422852,1,1,0.34856060147285461,0.37668725848197937,0.43530547618865967,0.47590428590774536,0.51650309562683105,0.57512134313583374,0.6032480001449585,-5.3640834987163544E-2,2.8214700520038605E-2,8.1855535507202148E-2,1.3316147960722446E-2,5.9952422976493835E-2,6.4790211617946625E-2,7.4872538447380066E-2,8.1855535507202148E-2,8.8838532567024231E-2,9.8920874297618866E-2,0.10375865548849106,0]
[{"$f":"Data[[#This Row],[category]]&Data[[#This Row],[subcategory]]&Data[[#This Row],[delivered]]&Data[[#This Row],[date]]&Data[[#This Row],[hour]]","v":"Climate zones5End Use LoadAvg Weekday 8-9pm19"},"Climate zones","5","End Use Load",2023,"Avg Weekday 8-9pm","19",141,159,-0.63426238298416138,-0.80102837085723877,-0.166765958070755,6.2782883644104004E-2,69.25,-2.6562328338623047,1,1,-0.27003461122512817,-0.24722546339035034,-0.19968932867050171,-0.166765958070755,-0.1338425874710083,-8.6306452751159668E-2,-6.3497304916381836E-2,-0.10084772109985352,-0.12736351788043976,-2.6515787467360497E-2,9.9824788048863411E-3,-4.2935501784086227E-2,-3.9308849722146988E-2,-3.1750604510307312E-2,-2.6515787467360497E-2,-2.128097228705883E-2,-1.372272614389658E-2,-1.0096071287989616E-2,0]
[{"$f":"Data[[#This Row],[category]]&Data[[#This Row],[subcategory]]&Data[[#This Row],[delivered]]&Data[[#This Row],[date]]&Data[[#This Row],[hour]]","v":"Climate zones5End Use LoadAvg Weekday 8-9pmEvent Window"},"Climate zones","5","End Use Load",2023,"Avg Weekday 8-9pm","Event Window",141,159,-0.94421279430389404,-5.0690426826477051,-4.1248297691345215,0.28432354331016541,59.75,-14.50752067565918,1,1,-4.5925002098083496,-4.4892048835754395,-4.2739291191101074,-4.1248297691345215,-3.9757304191589355,-3.7604544162750244,-3.6571590900421143,-0.15012983977794647,-0.80597776174545288,-0.65584790706634521,4.5207444578409195E-2,-0.73020756244659424,-0.71378356218338013,-0.67955470085144043,-0.65584790706634521,-0.63214111328125,-0.5979122519493103,-0.58148831129074097,0]
[{"$f":"Data[[#This Row],[category]]&Data[[#This Row],[subcategory]]&Data[[#This Row],[delivered]]&Data[[#This Row],[date]]&Data[[#This Row],[hour]]","v":"Climate zones5End Use LoadAvg Weekday 6-9pm6"},"Climate zones","5","End Use Load",2023,"Avg Weekday 6-9pm","6",151,165,-0.21917593479156494,-0.13834105432033539,8.0834880471229553E-2,1.4982422813773155E-2,56.130794525146484,5.3953142166137695,1,1,5.6190986186265945E-2,6.1634134501218796E-2,7.2978086769580841E-2,8.0834880471229553E-2,8.8691674172878265E-2,0.10003563016653061,0.10547877103090286,-3.6164030432701111E-2,-2.2826274856925011E-2,1.33377555757761E-2,2.4720998480916023E-3,9.2715127393603325E-3,1.016963180154562E-2,1.2041384354233742E-2,1.33377555757761E-2,1.4634125865995884E-2,1.6505878418684006E-2,1.7403997480869293E-2,0]
[{"$f":"Data[[#This Row],[category]]&Data[[#This Row],[subcategory]]&Data[[#This Row],[delivered]]&Data[[#This Row],[date]]&Data[[#This Row],[hour]]","v":"Climate zones5End Use LoadAvg Weekday 6-9pm23"},"Climate zones","5","End Use Load",2023,"Avg Weekday 6-9pm","23",151,165,-0.66063332557678223,-9.1047056019306183E-2,0.56958627700805664,7.3882795870304108E-2,60.440395355224609,7.7093219757080078,1,1,0.44805988669395447,0.47490167617797852,0.530842125415802,0.56958627700805664,0.60833042860031128,0.66427087783813477,0.69111263751983643,-0.10900449752807617,-1.5022763982415199E-2,9.3981735408306122E-2,1.2190661393105984E-2,7.3929883539676666E-2,7.8358776867389679E-2,8.7588950991630554E-2,9.3981735408306122E-2,0.10037451982498169,0.10960469394922256,0.11403358727693558,0]
[{"$f":"Data[[#This Row],[category]]&Data[[#This Row],[subcategory]]&Data[[#This Row],[delivered]]&Data[[#This Row],[date]]&Data[[#This Row],[hour]]","v":"Climate zones5End Use LoadAvg Weekday (any)4"},"Climate zones","5","End Use Load",2023,"Avg Weekday (any)","4",154,164.71428571428572,-0.21378839015960693,-0.17290282249450684,4.0885563939809799E-2,9.1929221525788307E-3,57.227851867675781,4.4475045204162598,1,1,2.5764552876353264E-2,2.9104359447956085E-2,3.6064792424440384E-2,4.0885563939809799E-2,4.5706335455179214E-2,5.2666768431663513E-2,5.6006576865911484E-2,-3.5214003175497055E-2,-2.8479564934968948E-2,6.7344363778829575E-3,1.5142055926844478E-3,4.2437897063791752E-3,4.7939037904143333E-3,5.9403865598142147E-3,6.7344363778829575E-3,7.5284861959517002E-3,8.6749689653515816E-3,9.225083515048027E-3,0]
[{"$f":"Data[[#This Row],[category]]&Data[[#This Row],[subcategory]]&Data[[#This Row],[delivered]]&Data[[#This Row],[date]]&Data[[#This Row],[hour]]","v":"Climate zones5End Use LoadAvg Weekday (any)13"},"Climate zones","5","End Use Load",2023,"Avg Weekday (any)","13",154,164.71428571428572,1.4781500101089478,1.6832351684570313,0.20508511364459991,5.8981381356716156E-2,78.994667053222656,3.4771161079406738,1,1,0.10806937515735626,0.12949743866920471,0.17415525019168854,0.20508511364459991,0.23601497709751129,0.28067278861999512,0.30210086703300476,0.24347242712974548,0.27725288271903992,3.3780448138713837E-2,9.7150765359401703E-3,1.7800569534301758E-2,2.1330077201128006E-2,2.8685858473181725E-2,3.3780448138713837E-2,3.8875039666891098E-2,4.6230819076299667E-2,4.9760326743125916E-2,0]
[{"$f":"Data[[#This Row],[category]]&Data[[#This Row],[subcategory]]&Data[[#This Row],[delivered]]&Data[[#This Row],[date]]&Data[[#This Row],[hour]]","v":"NEMNEMNet Load7/20/20239"},"NEM","NEM","Net Load",2023,"7/20/2023","9",5602,5610,0.4632323682308197,0.41572830080986023,-4.7504045069217682E-2,1.8315540626645088E-2,62.067119598388672,-2.5936470031738281,1,1,-7.7630430459976196E-2,-7.097635418176651E-2,-5.7108722627162933E-2,-4.7504045069217682E-2,-3.789936751127243E-2,-2.4031735956668854E-2,-1.7377661541104317E-2,2.59873366355896,2.3322358131408691,-0.26649770140647888,0.10275018215179443,-0.43550670146942139,-0.39817735552787781,-0.32037994265556335,-0.26649770140647888,-0.21261544525623322,-0.13481803238391876,-9.7488678991794586E-2,0]
[{"$f":"Data[[#This Row],[category]]&Data[[#This Row],[subcategory]]&Data[[#This Row],[delivered]]&Data[[#This Row],[date]]&Data[[#This Row],[hour]]","v":"NEMNEMNet Load7/20/202315"},"NEM","NEM","Net Load",2023,"7/20/2023","15",5602,5610,-3.3747479915618896,-3.4422564506530762,-6.7508324980735779E-2,3.0509548261761665E-2,84.101570129394531,-2.2126951217651367,1,1,-0.11769206821918488,-0.10660788416862488,-8.3507545292377472E-2,-6.7508324980735779E-2,-5.1509100943803787E-2,-2.840876579284668E-2,-1.7324583604931831E-2,-18.932336807250977,-19.311058044433594,-0.37872171401977539,0.171158567070961,-0.66025251150131226,-0.59807020425796509,-0.46847733855247498,-0.37872171401977539,-0.28896605968475342,-0.15937317907810211,-9.7190916538238525E-2,0]
[{"$f":"Data[[#This Row],[category]]&Data[[#This Row],[subcategory]]&Data[[#This Row],[delivered]]&Data[[#This Row],[date]]&Data[[#This Row],[hour]]","v":"NEMNEMNet Load7/25/20233"},"NEM","NEM","Net Load",2023,"7/25/2023","3",5622,5630,1.3709523677825928,1.3076716661453247,-6.3280701637268066E-2,3.8158036768436432E-2,61.598274230957031,-1.6583846807479858,1,0,-0.12604509294033051,-0.11218219250440598,-8.3290793001651764E-2,-6.3280701637268066E-2,-4.327060654759407E-2,-1.4379209838807583E-2,-5.1631644601002336E-4,7.7184619903564453,7.3621916770935059,-0.35627034306526184,0.21482974290847778,-0.70963388681411743,-0.63158571720123291,-0.46892717480659485,-0.35627034306526184,-0.24361351132392883,-8.0954954028129578E-2,-2.9068614821881056E-3,0]
[{"$f":"Data[[#This Row],[category]]&Data[[#This Row],[subcategory]]&Data[[#This Row],[delivered]]&Data[[#This Row],[date]]&Data[[#This Row],[hour]]","v":"NEMNEMNet Load7/25/202316"},"NEM","NEM","Net Load",2023,"7/25/2023","16",5622,5630,-2.799168586730957,-3.0483119487762451,-0.24914330244064331,3.0971309170126915E-2,87.471542358398438,-8.0443258285522461,1,1,-0.30008655786514282,-0.28883463144302368,-0.26538467407226563,-0.24914330244064331,-0.232901930809021,-0.20945197343826294,-0.1982000321149826,-15.759319305419922,-17.161996841430664,-1.4026768207550049,0.1743684709072113,-1.6894873380661011,-1.6261389255523682,-1.4941157102584839,-1.4026768207550049,-1.3112378120422363,-1.1792145967483521,-1.1158661842346191,0]
[{"$f":"Data[[#This Row],[category]]&Data[[#This Row],[subcategory]]&Data[[#This Row],[delivered]]&Data[[#This Row],[date]]&Data[[#This Row],[hour]]","v":"NEMNEMNet Load7/25/202322"},"NEM","NEM","Net Load",2023,"7/25/2023","22",5622,5630,1.2156857252120972,1.5347847938537598,0.31909900903701782,3.0988570302724838E-2,71.644874572753906,10.29731273651123,1,1,0.26812735199928284,0.27938556671142578,0.30284857749938965,0.31909900903701782,0.335349440574646,0.35881245136260986,0.37007066607475281,6.8443107604980469,8.640838623046875,1.7965273857116699,0.17446565628051758,1.5095570087432861,1.5729407072067261,1.7050374746322632,1.7965273857116699,1.8880172967910767,2.0201141834259033,2.0834977626800537,0]
[{"$f":"Data[[#This Row],[category]]&Data[[#This Row],[subcategory]]&Data[[#This Row],[delivered]]&Data[[#This Row],[date]]&Data[[#This Row],[hour]]","v":"NEMNEMNet Load7/26/20233"},"NEM","NEM","Net Load",2023,"7/26/2023","3",5622,5629,1.4949934482574463,1.6313304901123047,0.13633698225021362,3.8269463926553726E-2,63.292778015136719,3.5625526905059814,1,1,7.3389314115047455E-2,8.7292693555355072E-2,0.11626845598220825,0.13633698225021362,0.15640550851821899,0.18538127839565277,0.19928464293479919,8.415318489074707,9.1827592849731445,0.76744085550308228,0.21541881561279297,0.41310843825340271,0.4913705587387085,0.65447515249252319,0.76744085550308228,0.88040661811828613,1.0435112714767456,1.1217732429504395,0]
[{"$f":"Data[[#This Row],[category]]&Data[[#This Row],[subcategory]]&Data[[#This Row],[delivered]]&Data[[#This Row],[date]]&Data[[#This Row],[hour]]","v":"NEMNEMNet Load7/26/202323"},"NEM","NEM","Net Load",2023,"7/26/2023","23",5622,5629,0.99128043651580811,1.6624510288238525,0.67117065191268921,3.1434591859579086E-2,63.686141967773438,21.351339340209961,1,1,0.61946535110473633,0.63088560104370117,0.6546863317489624,0.67117065191268921,0.68765497207641602,0.71145570278167725,0.72287595272064209,5.5799174308776855,9.3579368591308594,3.7780196666717529,0.17694531381130219,3.4869704246520996,3.5512549877166748,3.6852293014526367,3.7780196666717529,3.87080979347229,4.004784107208252,4.0690689086914063,0]
[{"$f":"Data[[#This Row],[category]]&Data[[#This Row],[subcategory]]&Data[[#This Row],[delivered]]&Data[[#This Row],[date]]&Data[[#This Row],[hour]]","v":"NEMNEMNet Load8/28/20234"},"NEM","NEM","Net Load",2023,"8/28/2023","4",5911,5918,1.0810743570327759,1.1486059427261353,6.753164529800415E-2,3.3387955278158188E-2,60.244289398193359,2.0226349830627441,1,1,1.2613345868885517E-2,2.4743258953094482E-2,5.002298578619957E-2,6.753164529800415E-2,8.504030853509903E-2,0.11032003164291382,0.12244994193315506,6.3977980613708496,6.797450065612793,0.39965227246284485,0.19758991897106171,7.4645780026912689E-2,0.1464306116104126,0.29603603482246399,0.39965227246284485,0.5032685399055481,0.6528739333152771,0.72465872764587402,0]
[{"$f":"Data[[#This Row],[category]]&Data[[#This Row],[subcategory]]&Data[[#This Row],[delivered]]&Data[[#This Row],[date]]&Data[[#This Row],[hour]]","v":"NEMNEMNet Load8/28/202314"},"NEM","NEM","Net Load",2023,"8/28/2023","14",5911,5918,-2.642359733581543,-3.0148351192474365,-0.37247520685195923,3.8499355316162109E-2,83.151664733886719,-9.6748428344726563,1,1,-0.43580099940299988,-0.42181411385536194,-0.39266428351402283,-0.37247520685195923,-0.35228613018989563,-0.32313629984855652,-0.30914941430091858,-15.637484550476074,-17.841794967651367,-2.2043082714080811,0.22783918678760529,-2.5790703296661377,-2.4962959289550781,-2.3237872123718262,-2.2043082714080811,-2.0848293304443359,-1.912320613861084,-1.8295462131500244,0]
[{"$f":"Data[[#This Row],[category]]&Data[[#This Row],[subcategory]]&Data[[#This Row],[delivered]]&Data[[#This Row],[date]]&Data[[#This Row],[hour]]","v":"NEMNEMNet Load8/29/20236"},"NEM","NEM","Net Load",2023,"8/29/2023","6",5910,5919,0.87009507417678833,1.103062629699707,0.2329675555229187,2.2883197292685509E-2,58.564380645751953,10.180726051330566,1,1,0.19532804191112518,0.20364156365394592,0.22096759080886841,0.2329675555229187,0.24496752023696899,0.26229354739189148,0.27060705423355103,5.150092601776123,6.5290279388427734,1.3789349794387817,0.13544563949108124,1.1561466455459595,1.2053544521331787,1.3079072237014771,1.3789349794387817,1.4499627351760864,1.5525155067443848,1.6017231941223145,0]
[{"$f":"Data[[#This Row],[category]]&Data[[#This Row],[subcategory]]&Data[[#This Row],[delivered]]&Data[[#This Row],[date]]&Data[[#This Row],[hour]]","v":"NEMNEMNet Load8/29/202312"},"NEM","NEM","Net Load",2023,"8/29/2023","12",5910,5919,-1.544669508934021,-0.63295936584472656,0.91171014308929443,3.4370895475149155E-2,75.054481506347656,26.525644302368164,1,1,0.85517507791519165,0.86766207218170166,0.89368605613708496,0.91171014308929443,0.92973423004150391,0.95575821399688721,0.96824520826339722,-9.1428985595703125,-3.7464864253997803,5.3964123725891113,0.20344133675098419,5.0617814064025879,5.1356916427612305,5.2897276878356934,5.3964123725891113,5.5030970573425293,5.6571331024169922,5.7310433387756348,0]
[{"$f":"Data[[#This Row],[category]]&Data[[#This Row],[subcategory]]&Data[[#This Row],[delivered]]&Data[[#This Row],[date]]&Data[[#This Row],[hour]]","v":"NEMNEMNet Load8/29/202321"},"NEM","NEM","Net Load",2023,"8/29/2023","21",5910,5919,0.81041097640991211,-1.342609167098999,-2.1530201435089111,3.6376766860485077E-2,74.797126770019531,-59.186683654785156,1,1,-2.2128546237945557,-2.199638843536377,-2.1720962524414063,-2.1530201435089111,-2.133944034576416,-2.1064014434814453,-2.0931856632232666,4.7968225479125977,-7.9469037055969238,-12.743725776672363,0.21531409025192261,-13.097886085510254,-13.019661903381348,-12.856637954711914,-12.743725776672363,-12.630814552307129,-12.467790603637695,-12.389565467834473,0]
[{"$f":"Data[[#This Row],[category]]&Data[[#This Row],[subcategory]]&Data[[#This Row],[delivered]]&Data[[#This Row],[date]]&Data[[#This Row],[hour]]","v":"NEMNEMNet Load8/30/202313"},"NEM","NEM","Net Load",2023,"8/30/2023","13",5928,5936,-2.242145299911499,-1.274509072303772,0.9676361083984375,3.6756865680217743E-2,85.738273620605469,26.325315475463867,1,1,0.9071764349937439,0.92053031921386719,0.94836080074310303,0.9676361083984375,0.98691141605377197,1.0147418975830078,1.0280957221984863,-13.309374809265137,-7.565485954284668,5.7438879013061523,0.21818874776363373,5.3849992752075195,5.4642682075500488,5.6294698715209961,5.7438879013061523,5.8583059310913086,6.0235080718994141,6.102776050567627,0]
[{"$f":"Data[[#This Row],[category]]&Data[[#This Row],[subcategory]]&Data[[#This Row],[delivered]]&Data[[#This Row],[date]]&Data[[#This Row],[hour]]","v":"NEMNEMNet Load8/30/202323"},"NEM","NEM","Net Load",2023,"8/30/2023","23",5928,5936,1.3841216564178467,1.9173228740692139,0.53320121765136719,3.5837262868881226E-2,72.832572937011719,14.878402709960938,1,1,0.47425416111946106,0.4872739315032959,0.51440811157226563,0.53320121765136719,0.55199432373046875,0.57912850379943848,0.59214824438095093,8.2161464691162109,11.381228446960449,3.1650824546813965,0.21272999048233032,2.8151726722717285,2.8924579620361328,3.0535266399383545,3.1650824546813965,3.2766382694244385,3.4377067089080811,3.5149919986724854,0]
[{"$f":"Data[[#This Row],[category]]&Data[[#This Row],[subcategory]]&Data[[#This Row],[delivered]]&Data[[#This Row],[date]]&Data[[#This Row],[hour]]","v":"NEMNEMNet Load9/19/20237"},"NEM","NEM","Net Load",2023,"9/19/2023","7",5971,5980,0.88863968849182129,0.89550995826721191,6.8702865391969681E-3,1.9025610759854317E-2,58.387119293212891,0.36110728979110718,0,0,-2.4424057453870773E-2,-1.7512014135718346E-2,-3.1067535746842623E-3,6.8702865391969681E-3,1.6847327351570129E-2,3.1252589076757431E-2,3.8164630532264709E-2,5.3140654563903809,5.3551497459411621,4.1084311902523041E-2,0.1137731522321701,-0.14605586230754852,-0.10472184419631958,-1.8578385934233665E-2,4.1084311902523041E-2,0.10074701905250549,0.18689048290252686,0.2282244861125946,0]
[{"$f":"Data[[#This Row],[category]]&Data[[#This Row],[subcategory]]&Data[[#This Row],[delivered]]&Data[[#This Row],[date]]&Data[[#This Row],[hour]]","v":"NEMNEMNet Load9/19/202320"},"NEM","NEM","Net Load",2023,"9/19/2023","20",5971,5980,0.34831759333610535,-2.1817433834075928,-2.5300610065460205,3.2958053052425385E-2,67.901359558105469,-76.766098022460938,1,1,-2.5842721462249756,-2.572298526763916,-2.5473442077636719,-2.5300610065460205,-2.5127778053283691,-2.487823486328125,-2.4758498668670654,2.0829391479492188,-13.046825408935547,-15.129764556884766,0.19708915054798126,-15.453947067260742,-15.382345199584961,-15.233118057250977,-15.129764556884766,-15.026411056518555,-14.877184867858887,-14.805582046508789,0]
[{"$f":"Data[[#This Row],[category]]&Data[[#This Row],[subcategory]]&Data[[#This Row],[delivered]]&Data[[#This Row],[date]]&Data[[#This Row],[hour]]","v":"NEMNEMNet LoadAvg Weekday 8-9pm5"},"NEM","NEM","Net Load",2023,"Avg Weekday 8-9pm","5",5624,5620,1.0479385852813721,1.0280138254165649,-1.9924759864807129E-2,2.0714975893497467E-2,59.458438873291016,-0.96185290813446045,0,0,-5.3997863084077835E-2,-4.6472068876028061E-2,-3.0787704512476921E-2,-1.9924759864807129E-2,-9.0618161484599113E-3,6.6225500777363777E-3,1.4148343354463577E-2,5.8894147872924805,5.777437686920166,-0.11197715252637863,0.11641816794872284,-0.30346798896789551,-0.26117303967475891,-0.17302690446376801,-0.11197715252637863,-5.0927408039569855E-2,3.7218730896711349E-2,7.9513691365718842E-2,0]
[{"$f":"Data[[#This Row],[category]]&Data[[#This Row],[subcategory]]&Data[[#This Row],[delivered]]&Data[[#This Row],[date]]&Data[[#This Row],[hour]]","v":"NEMNEMNet LoadAvg Weekday 8-9pm11"},"NEM","NEM","Net Load",2023,"Avg Weekday 8-9pm","11",5624,5620,-0.56890332698822021,-0.75793832540512085,-0.18903495371341705,2.1296059712767601E-2,71.7125244140625,-8.8765220642089844,1,1,-0.22406385838985443,-0.21632695198059082,-0.20020261406898499,-0.18903495371341705,-0.17786729335784912,-0.16174295544624329,-0.15400604903697968,-3.1972367763519287,-4.2596135139465332,-1.0623764991760254,0.11968385428190231,-1.2592388391494751,-1.2157574892044067,-1.1251386404037476,-1.0623764991760254,-0.9996141791343689,-0.90899538993835449,-0.86551398038864136,0]
[{"$f":"Data[[#This Row],[category]]&Data[[#This Row],[subcategory]]&Data[[#This Row],[delivered]]&Data[[#This Row],[date]]&Data[[#This Row],[hour]]","v":"NEMNEMNet LoadAvg Weekday 8-9pm21"},"NEM","NEM","Net Load",2023,"Avg Weekday 8-9pm","21",5624,5620,0.89889949560165405,-3.1984343528747559,-4.0973339080810547,5.0041515380144119E-2,75.314903259277344,-81.878692626953125,1,1,-4.1796450614929199,-4.1614646911621094,-4.1235756874084473,-4.0973339080810547,-4.0710921287536621,-4.033203125,-4.0150227546691895,5.0518150329589844,-17.975200653076172,-23.027015686035156,0.28123331069946289,-23.489604949951172,-23.387432098388672,-23.174495697021484,-23.027015686035156,-22.879537582397461,-22.666601181030273,-22.564428329467773,0]
[{"$f":"Data[[#This Row],[category]]&Data[[#This Row],[subcategory]]&Data[[#This Row],[delivered]]&Data[[#This Row],[date]]&Data[[#This Row],[hour]]","v":"NEMNEMNet LoadAvg Weekday 6-9pm12"},"NEM","NEM","Net Load",2023,"Avg Weekday 6-9pm","12",5933,5827.666666666667,-1.3033947944641113,-0.93122369050979614,0.37217110395431519,2.0904900506138802E-2,77.363906860351563,17.803054809570313,1,1,0.33778560161590576,0.34538039565086365,0.36120855808258057,0.37217110395431519,0.3831336498260498,0.39896181225776672,0.40655660629272461,-7.5957503318786621,-5.4268612861633301,2.168889045715332,0.12182679027318954,1.9685019254684448,2.0127618312835693,2.1050031185150146,2.168889045715332,2.2327752113342285,2.3250164985656738,2.3692762851715088,0]
[{"$f":"Data[[#This Row],[category]]&Data[[#This Row],[subcategory]]&Data[[#This Row],[delivered]]&Data[[#This Row],[date]]&Data[[#This Row],[hour]]","v":"NEMNEMNet LoadAvg Weekday 6-9pm18"},"NEM","NEM","Net Load",2023,"Avg Weekday 6-9pm","18",5933,5827.666666666667,-0.84670060873031616,0.15200573205947876,0.99870634078979492,2.6028988882899284E-2,85.666229248046875,38.369003295898438,1,1,0.95589244365692139,0.96534883975982666,0.98505669832229614,0.99870634078979492,1.0123559236526489,1.0320638418197632,1.0415202379226685,-4.9342889785766602,0.88583874702453613,5.8201274871826172,0.15168827772140503,5.570622444152832,5.6257314682006836,5.7405819892883301,5.8201274871826172,5.8996729850769043,6.014523983001709,6.0696330070495605,0]
[{"$f":"Data[[#This Row],[category]]&Data[[#This Row],[subcategory]]&Data[[#This Row],[delivered]]&Data[[#This Row],[date]]&Data[[#This Row],[hour]]","v":"NEMNEMNet LoadAvg Weekday (any)3"},"NEM","NEM","Net Load",2023,"Avg Weekday (any)","3",5982,5803.1428571428569,1.3759379386901855,1.4684988260269165,9.2560775578022003E-2,1.5215843915939331E-2,61.673656463623047,6.083183765411377,1,1,6.7532941699028015E-2,7.3060885071754456E-2,8.4581576287746429E-2,9.2560775578022003E-2,0.10053997486829758,0.11206066608428955,0.11758860945701599,7.984764575958252,8.5219087600708008,0.53714340925216675,8.8299714028835297E-2,0.39190331101417542,0.42398273944854736,0.49083897471427917,0.53714340925216675,0.58344781398773193,0.65030407905578613,0.68238347768783569,0]
[{"$f":"Data[[#This Row],[category]]&Data[[#This Row],[subcategory]]&Data[[#This Row],[delivered]]&Data[[#This Row],[date]]&Data[[#This Row],[hour]]","v":"NEMNEMNet LoadAvg Weekday (any)16"},"NEM","NEM","Net Load",2023,"Avg Weekday (any)","16",5982,5803.1428571428569,-2.6287631988525391,-2.4447617530822754,0.18400153517723083,1.6181981191039085E-2,85.011466979980469,11.370766639709473,1,1,0.15738454461097717,0.16326348483562469,0.17551569640636444,0.18400153517723083,0.19248737394809723,0.20473958551883698,0.2106185257434845,-15.255088806152344,-14.187301635742188,1.0677871704101563,9.3906350433826447E-2,0.91332501173019409,0.94744133949279785,1.0185426473617554,1.0677871704101563,1.1170316934585571,1.1881331205368042,1.2222493886947632,0]
[{"$f":"Data[[#This Row],[category]]&Data[[#This Row],[subcategory]]&Data[[#This Row],[delivered]]&Data[[#This Row],[date]]&Data[[#This Row],[hour]]","v":"NEMNEMNet LoadAvg Weekday (any)Event Window"},"NEM","NEM","Net Load",2023,"Avg Weekday (any)","Event Window",5982,5803.1428571428569,0.27980265021324158,-2.7480604648590088,-3.0278630256652832,2.9224390164017677E-2,77.14471435546875,-103.60739898681641,1,1,-3.0759329795837402,-3.0653154850006104,-3.0431883335113525,-3.0278630256652832,-3.0125377178192139,-2.9904105663299561,-2.9797930717468262,1.623734712600708,-15.9473876953125,-17.571121215820313,0.16959330439567566,-17.850078582763672,-17.788463592529297,-17.660057067871094,-17.571121215820313,-17.482187271118164,-17.353778839111328,-17.292165756225586,0]
[{"$f":"Data[[#This Row],[category]]&Data[[#This Row],[subcategory]]&Data[[#This Row],[delivered]]&Data[[#This Row],[date]]&Data[[#This Row],[hour]]","v":"NEMNEMEnd Use Load7/20/202310"},"NEM","NEM","End Use Load",2023,"7/20/2023","10",5148,5610,1.6438421010971069,1.8080881834030151,0.16424603760242462,1.184437982738018E-2,65.97979736328125,13.867001533508301,1,1,0.1447637677192688,0.14906685054302216,0.15803484618663788,0.16424603760242462,0.17045722901821136,0.17942522466182709,0.18372830748558044,9.221954345703125,10.143374443054199,0.92142027616500854,6.6446967422962189E-2,0.81212472915649414,0.83626502752304077,0.88657546043395996,0.92142027616500854,0.95626503229141235,1.0065754652023315,1.0307158231735229,0]
[{"$f":"Data[[#This Row],[category]]&Data[[#This Row],[subcategory]]&Data[[#This Row],[delivered]]&Data[[#This Row],[date]]&Data[[#This Row],[hour]]","v":"NEMNEMEnd Use Load7/25/20232"},"NEM","NEM","End Use Load",2023,"7/25/2023","2",5168,5630,0.14682261645793915,2.5527236983180046E-2,-0.12129538506269455,1.3715480454266071E-2,62.462753295898438,-8.8436851501464844,1,1,-0.14385534822940826,-0.13887247443199158,-0.12848779559135437,-0.12129538506269455,-0.11410298198461533,-0.10371828824281693,-9.8735429346561432E-2,0.82661134004592896,0.14371834695339203,-0.68289303779602051,7.7218152582645416E-2,-0.80990558862686157,-0.78185200691223145,-0.72338628768920898,-0.68289303779602051,-0.64239978790283203,-0.58393394947052002,-0.55588048696517944,0]
[{"$f":"Data[[#This Row],[category]]&Data[[#This Row],[subcategory]]&Data[[#This Row],[delivered]]&Data[[#This Row],[date]]&Data[[#This Row],[hour]]","v":"NEMNEMEnd Use Load7/25/20235"},"NEM","NEM","End Use Load",2023,"7/25/2023","5",5168,5630,-0.13606451451778412,-0.19772446155548096,-6.1659950762987137E-2,5.1001543179154396E-3,59.9971923828125,-12.089820861816406,1,1,-7.004895806312561E-2,-6.819605827331543E-2,-6.4334474503993988E-2,-6.1659950762987137E-2,-5.8985427021980286E-2,-5.5123839527368546E-2,-5.3270943462848663E-2,-0.76604324579238892,-1.1131887435913086,-0.34714552760124207,2.871386893093586E-2,-0.39437562227249146,-0.38394379615783691,-0.36220309138298035,-0.34714552760124207,-0.33208796381950378,-0.31034722924232483,-0.29991540312767029,0]
[{"$f":"Data[[#This Row],[category]]&Data[[#This Row],[subcategory]]&Data[[#This Row],[delivered]]&Data[[#This Row],[date]]&Data[[#This Row],[hour]]","v":"NEMNEMEnd Use Load7/25/202317"},"NEM","NEM","End Use Load",2023,"7/25/2023","17",5168,5630,-0.5593949556350708,-0.77587926387786865,-0.21648427844047546,1.4811810106039047E-2,87.53240966796875,-14.615653038024902,1,1,-0.24084754288196564,-0.2354663759469986,-0.22425159811973572,-0.21648427844047546,-0.20871695876121521,-0.19750218093395233,-0.19212101399898529,-3.1493935585021973,-4.3682003021240234,-1.2188065052032471,8.3390489220619202E-2,-1.3559716939926147,-1.3256757259368896,-1.2625365257263184,-1.2188065052032471,-1.1750764846801758,-1.1119372844696045,-1.0816413164138794,0]
[{"$f":"Data[[#This Row],[category]]&Data[[#This Row],[subcategory]]&Data[[#This Row],[delivered]]&Data[[#This Row],[date]]&Data[[#This Row],[hour]]","v":"NEMNEMEnd Use Load7/26/20239"},"NEM","NEM","End Use Load",2023,"7/26/2023","9",5168,5629,0.85056847333908081,0.9874991774559021,0.1369306892156601,9.5604397356510162E-3,63.463428497314453,14.322634696960449,1,1,0.1212051659822464,0.12467849254608154,0.13191719353199005,0.1369306892156601,0.14194418489933014,0.14918288588523865,0.15265621244907379,4.7878499031066895,5.5586328506469727,0.77078282833099365,5.381571501493454E-2,0.68226385116577148,0.70181524753570557,0.74256187677383423,0.77078282833099365,0.79900383949279785,0.83975046873092651,0.85930180549621582,0]
[{"$f":"Data[[#This Row],[category]]&Data[[#This Row],[subcategory]]&Data[[#This Row],[delivered]]&Data[[#This Row],[date]]&Data[[#This Row],[hour]]","v":"NEMNEMEnd Use Load7/26/202319"},"NEM","NEM","End Use Load",2023,"7/26/2023","19",5168,5629,-0.99645704030990601,-6.3911886215209961,-5.3947315216064453,4.7817341983318329E-2,77.757644653320313,-112.81955718994141,1,1,-5.473383903503418,-5.4560117721557617,-5.419806957244873,-5.3947315216064453,-5.3696560859680176,-5.3334512710571289,-5.3160791397094727,-5.6090564727783203,-35.976001739501953,-30.366943359375,0.2691638171672821,-30.809677124023438,-30.711891174316406,-30.508092880249023,-30.366943359375,-30.225793838500977,-30.021997451782227,-29.924209594726563,0]
[{"$f":"Data[[#This Row],[category]]&Data[[#This Row],[subcategory]]&Data[[#This Row],[delivered]]&Data[[#This Row],[date]]&Data[[#This Row],[hour]]","v":"NEMNEMEnd Use Load7/26/2023Event Window"},"NEM","NEM","End Use Load",2023,"7/26/2023","Event Window",5168,5629,-1.0161144733428955,-4.8672199249267578,-3.8511054515838623,3.7079643458127975E-2,73.854454040527344,-103.86036682128906,1,1,-3.9120960235595703,-3.8986248970031738,-3.8705499172210693,-3.8511054515838623,-3.8316609859466553,-3.8035860061645508,-3.7901148796081543,-5.7197084426879883,-27.397581100463867,-21.677871704101563,0.20872130990028381,-22.021188735961914,-21.94536018371582,-21.787324905395508,-21.677871704101563,-21.56842041015625,-21.410385131835938,-21.334556579589844,0]
[{"$f":"Data[[#This Row],[category]]&Data[[#This Row],[subcategory]]&Data[[#This Row],[delivered]]&Data[[#This Row],[date]]&Data[[#This Row],[hour]]","v":"NEMNEMEnd Use Load8/28/202316"},"NEM","NEM","End Use Load",2023,"8/28/2023","16",5446,5918,2.1687299013137817E-2,0.15798744559288025,0.13630014657974243,1.3859190978109837E-2,87.014503479003906,9.8346395492553711,1,1,0.11350380629301071,0.11853887885808945,0.12903237342834473,0.13630014657974243,0.14356791973114014,0.15406142175197601,0.15909649431705475,0.12834542989730835,0.93496972322463989,0.80662429332733154,8.2018695771694183E-2,0.67171549797058105,0.70151311159133911,0.76361358165740967,0.80662429332733154,0.84963494539260864,0.91173547506332397,0.94153302907943726,0]
[{"$f":"Data[[#This Row],[category]]&Data[[#This Row],[subcategory]]&Data[[#This Row],[delivered]]&Data[[#This Row],[date]]&Data[[#This Row],[hour]]","v":"NEMNEMEnd Use Load8/29/20231"},"NEM","NEM","End Use Load",2023,"8/29/2023","1",5446,5919,0.21461018919944763,0.63674956560134888,0.42213934659957886,1.9179543480277061E-2,64.769828796386719,22.00987434387207,1,1,0.39059180021286011,0.3975597620010376,0.41208156943321228,0.42213934659957886,0.43219712376594543,0.44671893119812012,0.45368689298629761,1.270277738571167,3.7689206600189209,2.4986426830291748,0.11352371424436569,2.3119127750396729,2.3531563282012939,2.4391107559204102,2.4986426830291748,2.5581748485565186,2.6441292762756348,2.6853728294372559,0]
[{"$f":"Data[[#This Row],[category]]&Data[[#This Row],[subcategory]]&Data[[#This Row],[delivered]]&Data[[#This Row],[date]]&Data[[#This Row],[hour]]","v":"NEMNEMEnd Use Load8/29/20237"},"NEM","NEM","End Use Load",2023,"8/29/2023","7",5446,5919,-0.16454383730888367,-1.9256921485066414E-2,0.1452869176864624,5.9553482569754124E-3,57.808849334716797,24.396039962768555,1,1,0.13549123704433441,0.13765482604503632,0.14216393232345581,0.1452869176864624,0.14840990304946899,0.15291900932788849,0.15508259832859039,-0.97393494844436646,-0.11398171633481979,0.85995328426361084,3.5249706357717514E-2,0.80197262763977051,0.81477892398834229,0.84146833419799805,0.85995328426361084,0.87843823432922363,0.90512764453887939,0.9179338812828064,0]
[{"$f":"Data[[#This Row],[category]]&Data[[#This Row],[subcategory]]&Data[[#This Row],[delivered]]&Data[[#This Row],[date]]&Data[[#This Row],[hour]]","v":"NEMNEMEnd Use Load8/29/202320"},"NEM","NEM","End Use Load",2023,"8/29/2023","20",5446,5919,-1.1650305986404419,-2.8996105194091797,-1.7345799207687378,2.4859193712472916E-2,79.43572998046875,-69.776191711425781,1,1,-1.7754696607589722,-1.7664382457733154,-1.7476160526275635,-1.7345799207687378,-1.7215437889099121,-1.7027215957641602,-1.6936901807785034,-6.8958163261413574,-17.16279411315918,-10.26697826385498,0.14714156091213226,-10.509004592895508,-10.455548286437988,-10.344139099121094,-10.26697826385498,-10.189817428588867,-10.078409194946289,-10.024951934814453,0]
[{"$f":"Data[[#This Row],[category]]&Data[[#This Row],[subcategory]]&Data[[#This Row],[delivered]]&Data[[#This Row],[date]]&Data[[#This Row],[hour]]","v":"NEMNEMEnd Use Load8/30/20238"},"NEM","NEM","End Use Load",2023,"8/30/2023","8",5463,5936,6.7348316311836243E-2,0.21013952791690826,0.14279121160507202,7.0171160623431206E-3,61.332508087158203,20.348987579345703,1,1,0.1312490850687027,0.13379842042922974,0.13911142945289612,0.14279121160507202,0.14647099375724792,0.15178400278091431,0.15433333814144135,0.39977961778640747,1.2473882436752319,0.84760862588882446,4.1653599590063095E-2,0.77909457683563232,0.79422742128372192,0.82576543092727661,0.84760862588882446,0.86945182085037231,0.900989830493927,0.9161226749420166,0]
[{"$f":"Data[[#This Row],[category]]&Data[[#This Row],[subcategory]]&Data[[#This Row],[delivered]]&Data[[#This Row],[date]]&Data[[#This Row],[hour]]","v":"NEMNEMEnd Use Load8/30/202314"},"NEM","NEM","End Use Load",2023,"8/30/2023","14",5463,5936,0.93520987033843994,1.626556396484375,0.69134658575057983,2.4110021069645882E-2,89.0069580078125,28.674657821655273,1,1,0.65168911218643188,0.66044837236404419,0.67870330810546875,0.69134658575057983,0.70398986339569092,0.72224479913711548,0.73100405931472778,5.5514059066772461,9.6552391052246094,4.1038331985473633,0.14311708509922028,3.8684265613555908,3.9204216003417969,4.028782844543457,4.1038331985473633,4.1788840293884277,4.2872452735900879,4.3392400741577148,0]
[{"$f":"Data[[#This Row],[category]]&Data[[#This Row],[subcategory]]&Data[[#This Row],[delivered]]&Data[[#This Row],[date]]&Data[[#This Row],[hour]]","v":"NEMNEMEnd Use Load8/30/202324"},"NEM","NEM","End Use Load",2023,"8/30/2023","24",5463,5936,-0.43077185750007629,3.3520292490720749E-2,0.46429213881492615,1.2855962850153446E-2,70.1934814453125,36.114925384521484,1,1,0.44314596056938171,0.44781655073165894,0.45755046606063843,0.46429213881492615,0.47103381156921387,0.48076772689819336,0.48543831706047058,-2.5570616722106934,0.19897645711898804,2.7560381889343262,7.6312996447086334E-2,2.63051438331604,2.6582391262054443,2.7160196304321289,2.7560381889343262,2.7960567474365234,2.853837251663208,2.8815617561340332,0]
[{"$f":"Data[[#This Row],[category]]&Data[[#This Row],[subcategory]]&Data[[#This Row],[delivered]]&Data[[#This Row],[date]]&Data[[#This Row],[hour]]","v":"NEMNEMEnd Use Load9/19/20239"},"NEM","NEM","End Use Load",2023,"9/19/2023","9",5507,5980,0.58802366256713867,0.43858051300048828,-0.14944316446781158,7.66734778881073E-3,60.686672210693359,-19.490854263305664,1,1,-0.16205482184886932,-0.15926927328109741,-0.1534639298915863,-0.14944316446781158,-0.14542239904403687,-0.13961705565452576,-0.13683150708675385,3.5163815021514893,2.6227114200592041,-0.89367014169692993,4.5850738883018494E-2,-0.96908783912658691,-0.95243024826049805,-0.91771429777145386,-0.89367014169692993,-0.86962592601776123,-0.83490997552871704,-0.81825238466262817,0]
[{"$f":"Data[[#This Row],[category]]&Data[[#This Row],[subcategory]]&Data[[#This Row],[delivered]]&Data[[#This Row],[date]]&Data[[#This Row],[hour]]","v":"NEMNEMEnd Use Load9/19/202321"},"NEM","NEM","End Use Load",2023,"9/19/2023","21",5507,5980,-0.93668067455291748,-3.9183011054992676,-2.9816205501556396,3.1993631273508072E-2,65.279823303222656,-93.194190979003906,1,1,-3.034245491027832,-3.0226221084594727,-2.9983980655670166,-2.9816205501556396,-2.9648430347442627,-2.9406189918518066,-2.9289956092834473,-5.6013503074645996,-23.431440353393555,-17.83009147644043,0.19132190942764282,-18.14478874206543,-18.075281143188477,-17.930419921875,-17.83009147644043,-17.729761123657227,-17.584901809692383,-17.51539421081543,0]
[{"$f":"Data[[#This Row],[category]]&Data[[#This Row],[subcategory]]&Data[[#This Row],[delivered]]&Data[[#This Row],[date]]&Data[[#This Row],[hour]]","v":"NEMNEMEnd Use LoadAvg Weekday 8-9pm6"},"NEM","NEM","End Use Load",2023,"Avg Weekday 8-9pm","6",5168,5620,-0.16630901396274567,-0.20356635749340057,-3.7257343530654907E-2,4.1167428717017174E-3,58.929519653320313,-9.0501995086669922,1,1,-4.4028781354427338E-2,-4.2533162981271744E-2,-3.941616415977478E-2,-3.7257343530654907E-2,-3.5098522901535034E-2,-3.1981524080038071E-2,-3.0485903844237328E-2,-0.93465667963027954,-1.14404296875,-0.20938627421855927,2.3136094212532043E-2,-0.24744175374507904,-0.23903638124465942,-0.22151884436607361,-0.20938627421855927,-0.19725370407104492,-0.17973616719245911,-0.1713307797908783,0]
[{"$f":"Data[[#This Row],[category]]&Data[[#This Row],[subcategory]]&Data[[#This Row],[delivered]]&Data[[#This Row],[date]]&Data[[#This Row],[hour]]","v":"NEMNEMEnd Use LoadAvg Weekday 8-9pm23"},"NEM","NEM","End Use Load",2023,"Avg Weekday 8-9pm","23",5168,5620,-0.65177476406097412,-0.3814539909362793,0.27032077312469482,1.0720955207943916E-2,68.480453491210938,25.214242935180664,1,1,0.25268638134002686,0.25658130645751953,0.26469868421554565,0.27032077312469482,0.27594286203384399,0.28406023979187012,0.28795516490936279,-3.6629741191864014,-2.1437714099884033,1.519202709197998,6.0251768678426743E-2,1.4200974702835083,1.4419869184494019,1.4876066446304321,1.519202709197998,1.5507988929748535,1.5964184999465942,1.6183080673217773,0]
[{"$f":"Data[[#This Row],[category]]&Data[[#This Row],[subcategory]]&Data[[#This Row],[delivered]]&Data[[#This Row],[date]]&Data[[#This Row],[hour]]","v":"NEMNEMEnd Use LoadAvg Weekday 6-9pm4"},"NEM","NEM","End Use Load",2023,"Avg Weekday 6-9pm","4",5463,5827.666666666667,-0.17552421987056732,-0.10204847157001495,7.3475748300552368E-2,3.6101359874010086E-3,61.767681121826172,20.352626800537109,1,1,6.7537605762481689E-2,6.8849176168441772E-2,7.1582593023777008E-2,7.3475748300552368E-2,7.5368903577327728E-2,7.8102320432662964E-2,7.9413890838623047E-2,-1.0228966474533081,-0.59470444917678833,0.42819216847419739,2.1038668230175972E-2,0.393586665391922,0.40123003721237183,0.41715949773788452,0.42819216847419739,0.43922483921051025,0.45515429973602295,0.46279767155647278,0]
[{"$f":"Data[[#This Row],[category]]&Data[[#This Row],[subcategory]]&Data[[#This Row],[delivered]]&Data[[#This Row],[date]]&Data[[#This Row],[hour]]","v":"NEMNEMEnd Use LoadAvg Weekday 6-9pm13"},"NEM","NEM","End Use Load",2023,"Avg Weekday 6-9pm","13",5463,5827.666666666667,1.4046450853347778,2.0489292144775391,0.64428406953811646,1.4560691080987453E-2,80.933494567871094,44.248180389404297,1,1,0.62033385038375854,0.62562382221221924,0.63664841651916504,0.64428406953811646,0.65191972255706787,0.66294431686401367,0.66823428869247437,8.1858034133911133,11.940476417541504,3.7546727657318115,8.4854856133460999E-2,3.6150989532470703,3.6459271907806396,3.7101747989654541,3.7546727657318115,3.7991707324981689,3.8634185791015625,3.8942465782165527,0]
[{"$f":"Data[[#This Row],[category]]&Data[[#This Row],[subcategory]]&Data[[#This Row],[delivered]]&Data[[#This Row],[date]]&Data[[#This Row],[hour]]","v":"NEMNEMEnd Use LoadAvg Weekday (any)5"},"NEM","NEM","End Use Load",2023,"Avg Weekday (any)","5",5507,5803.1428571428569,-0.16721433401107788,-0.12948484718799591,3.7729497998952866E-2,2.3595923557877541E-3,60.024662017822266,15.989837646484375,1,1,3.3848315477371216E-2,3.4705556929111481E-2,3.6492127925157547E-2,3.7729497998952866E-2,3.8966868072748184E-2,4.075343906879425E-2,4.1610680520534515E-2,-0.97036868333816528,-0.7514190673828125,0.21894966065883636,1.3693051412701607E-2,0.19642661511898041,0.20140130817890167,0.21176902949810028,0.21894966065883636,0.22613030672073364,0.23649802803993225,0.24147272109985352,0]
[{"$f":"Data[[#This Row],[category]]&Data[[#This Row],[subcategory]]&Data[[#This Row],[delivered]]&Data[[#This Row],[date]]&Data[[#This Row],[hour]]","v":"NEMNEMEnd Use LoadAvg Weekday (any)15"},"NEM","NEM","End Use Load",2023,"Avg Weekday (any)","15",5507,5803.1428571428569,0.4468575119972229,0.55455923080444336,0.10770174115896225,8.3015197888016701E-3,83.822158813476563,12.973737716674805,1,1,9.4046957790851593E-2,9.7062915563583374E-2,0.10334841907024384,0.10770174115896225,0.11205506324768066,0.11834056675434113,0.12135652452707291,2.5931780338287354,3.2181863784790039,0.62500858306884766,4.8174906522035599E-2,0.54576790332794189,0.5632699728012085,0.59974563121795654,0.62500858306884766,0.65027153491973877,0.68674719333648682,0.70424926280975342,0]
[{"$f":"Data[[#This Row],[category]]&Data[[#This Row],[subcategory]]&Data[[#This Row],[delivered]]&Data[[#This Row],[date]]&Data[[#This Row],[hour]]","v":"NEMNot NEMNet Load7/20/20233"},"NEM","Not NEM","Net Load",2023,"7/20/2023","3",171,174,0.55549710988998413,0.78356724977493286,0.22807015478610992,0.18322703242301941,59.391811370849609,1.2447407245635986,0,0,-7.3311492800712585E-2,-6.7447354085743427E-3,0.13198579847812653,0.22807015478610992,0.32415449619293213,0.4628850519657135,0.52945178747177124,9.6656493842601776E-2,0.13634070754051208,3.9684206247329712E-2,3.1881503760814667E-2,-1.2756199575960636E-2,-1.1735839070752263E-3,2.2965528070926666E-2,3.9684206247329712E-2,5.6402880698442459E-2,8.0541998147964478E-2,9.2124611139297485E-2,0]
[{"$f":"Data[[#This Row],[category]]&Data[[#This Row],[subcategory]]&Data[[#This Row],[delivered]]&Data[[#This Row],[date]]&Data[[#This Row],[hour]]","v":"NEMNot NEMNet Load7/20/202312"},"NEM","Not NEM","Net Load",2023,"7/20/2023","12",171,174,-3.6052632331848145,-3.331169605255127,0.27409356832504272,0.13073344528675079,75.634506225585938,2.096583366394043,1,1,5.9056185185909271E-2,0.10655191540718079,0.20553688704967499,0.27409356832504272,0.34265026450157166,0.44163522124290466,0.48913094401359558,-0.62731581926345825,-0.5796235203742981,4.7692280262708664E-2,2.2747619077563286E-2,1.0275776498019695E-2,1.8540034070611E-2,3.5763420164585114E-2,4.7692280262708664E-2,5.9621147811412811E-2,7.6844528317451477E-2,8.5108786821365356E-2,0]
[{"$f":"Data[[#This Row],[category]]&Data[[#This Row],[subcategory]]&Data[[#This Row],[delivered]]&Data[[#This Row],[date]]&Data[[#This Row],[hour]]","v":"NEMNot NEMNet Load7/20/202322"},"NEM","Not NEM","Net Load",2023,"7/20/2023","22",171,174,0.80804675817489624,0.84204679727554321,3.4000009298324585E-2,0.17885781824588776,70.292396545410156,0.19009518623352051,0,0,-0.26019492745399475,-0.19521550834178925,-5.9793122112751007E-2,3.4000009298324585E-2,0.12779314815998077,0.26321551203727722,0.32819494605064392,0.14060012996196747,0.14651614427566528,5.9160017408430576E-3,3.1121259555220604E-2,-4.5273918658494949E-2,-3.3967498689889908E-2,-1.0404002852737904E-2,5.9160017408430576E-3,2.2236008197069168E-2,4.579949751496315E-2,5.710592120885849E-2,0]
[{"$f":"Data[[#This Row],[category]]&Data[[#This Row],[subcategory]]&Data[[#This Row],[delivered]]&Data[[#This Row],[date]]&Data[[#This Row],[hour]]","v":"NEMNot NEMNet Load7/25/20233"},"NEM","Not NEM","Net Load",2023,"7/25/2023","3",172,174,0.72454649209976196,0.58040696382522583,-0.14413954317569733,0.22946730256080627,61.322673797607422,-0.62814849615097046,0,0,-0.52157968282699585,-0.43821373581886292,-0.26447230577468872,-0.14413954317569733,-2.3806771263480186E-2,0.14993463456630707,0.23330058157444,0.12607109546661377,0.10099080950021744,-2.5080280378460884E-2,3.992731124162674E-2,-9.0754866600036621E-2,-7.6249189674854279E-2,-4.6018179506063461E-2,-2.5080280378460884E-2,-4.1423779912292957E-3,2.6088627055287361E-2,4.0594302117824554E-2,0]
[{"$f":"Data[[#This Row],[category]]&Data[[#This Row],[subcategory]]&Data[[#This Row],[delivered]]&Data[[#This Row],[date]]&Data[[#This Row],[hour]]","v":"NEMNot NEMNet Load7/25/202313"},"NEM","Not NEM","Net Load",2023,"7/25/2023","13",172,174,-3.846872091293335,-3.8176162242889404,2.9255807399749756E-2,0.15625911951065063,80.389533996582031,0.18722623586654663,0,0,-0.22776757180690765,-0.17099830508232117,-5.2686553448438644E-2,2.9255807399749756E-2,0.11119817197322845,0.22950991988182068,0.28627920150756836,-0.66935575008392334,-0.6642652153968811,5.0905104726552963E-3,2.7189087122678757E-2,-3.963155671954155E-2,-2.9753705486655235E-2,-9.1674607247114182E-3,5.0905104726552963E-3,1.9348481670022011E-2,3.9934724569320679E-2,4.9812581390142441E-2,0]
[{"$f":"Data[[#This Row],[category]]&Data[[#This Row],[subcategory]]&Data[[#This Row],[delivered]]&Data[[#This Row],[date]]&Data[[#This Row],[hour]]","v":"NEMNot NEMNet Load7/26/20234"},"NEM","Not NEM","Net Load",2023,"7/26/2023","4",172,174,0.52844184637069702,0.59058141708374023,6.2139522284269333E-2,0.16219693422317505,62,0.38311156630516052,0,0,-0.20465070009231567,-0.14572420716285706,-2.2916633635759354E-2,6.2139522284269333E-2,0.14719568192958832,0.27000325918197632,0.32892975211143494,9.194888174533844E-2,0.1027611643075943,1.0812276974320412E-2,2.8222266584634781E-2,-3.5609222948551178E-2,-2.5356011465191841E-2,-3.9874943904578686E-3,1.0812276974320412E-2,2.5612048804759979E-2,4.6980567276477814E-2,5.7233776897192001E-2,0]
[{"$f":"Data[[#This Row],[category]]&Data[[#This Row],[subcategory]]&Data[[#This Row],[delivered]]&Data[[#This Row],[date]]&Data[[#This Row],[hour]]","v":"NEMNot NEMNet Load7/26/202310"},"NEM","Not NEM","Net Load",2023,"7/26/2023","10",172,174,-1.3101977109909058,-1.6372092962265015,-0.32701161503791809,0.10725628584623337,67.156974792480469,-3.0488805770874023,1,1,-0.5034325122833252,-0.46446606516838074,-0.38325685262680054,-0.32701161503791809,-0.27076637744903564,-0.18955715000629425,-0.15059071779251099,-0.22797439992427826,-0.28487440943717957,-5.6900020688772202E-2,1.8662594258785248E-2,-8.7597258388996124E-2,-8.0817095935344696E-2,-6.6686689853668213E-2,-5.6900020688772202E-2,-4.711335152387619E-2,-3.2982945442199707E-2,-2.6202784851193428E-2,0]
[{"$f":"Data[[#This Row],[category]]&Data[[#This Row],[subcategory]]&Data[[#This Row],[delivered]]&Data[[#This Row],[date]]&Data[[#This Row],[hour]]","v":"NEMNot NEMNet Load7/26/202320"},"NEM","Not NEM","Net Load",2023,"7/26/2023","20",172,174,0.36244183778762817,-0.96784883737564087,-1.330290675163269,0.24316143989562988,74.200584411621094,-5.4708127975463867,1,1,-1.7302556037902832,-1.6419146060943604,-1.4578046798706055,-1.330290675163269,-1.2027766704559326,-1.0186667442321777,-0.93032568693161011,6.3064880669116974E-2,-0.16840569674968719,-0.23147058486938477,4.2310088872909546E-2,-0.30106446146965027,-0.28569313883781433,-0.25365802645683289,-0.23147058486938477,-0.20928314328193665,-0.17724801599979401,-0.16187666356563568,0]
[{"$f":"Data[[#This Row],[category]]&Data[[#This Row],[subcategory]]&Data[[#This Row],[delivered]]&Data[[#This Row],[date]]&Data[[#This Row],[hour]]","v":"NEMNot NEMNet Load8/28/202312"},"NEM","Not NEM","Net Load",2023,"8/28/2023","12",174,176,-2.5532529354095459,-3.1074137687683105,-0.5541609525680542,0.19570450484752655,77.17816162109375,-2.8316209316253662,1,1,-0.87606620788574219,-0.80496639013290405,-0.65678846836090088,-0.5541609525680542,-0.45153340697288513,-0.30335554480552673,-0.23225568234920502,-0.44937252998352051,-0.5469048023223877,-9.7532324492931366E-2,3.4443993121385574E-2,-0.1541876494884491,-0.14167408645153046,-0.1155947670340538,-9.7532324492931366E-2,-7.9469881951808929E-2,-5.3390577435493469E-2,-4.0876999497413635E-2,0]
[{"$f":"Data[[#This Row],[category]]&Data[[#This Row],[subcategory]]&Data[[#This Row],[delivered]]&Data[[#This Row],[date]]&Data[[#This Row],[hour]]","v":"NEMNot NEMNet Load8/28/202321"},"NEM","Not NEM","Net Load",2023,"8/28/2023","21",174,176,0.53483909368515015,-0.56666666269302368,-1.1015057563781738,0.23144745826721191,71.810348510742188,-4.7592043876647949,1,1,-1.4822030067443848,-1.3981176614761353,-1.2228769063949585,-1.1015057563781738,-0.98013460636138916,-0.80489391088485718,-0.72080856561660767,9.4131678342819214E-2,-9.9733330309391022E-2,-0.19386501610279083,4.0734753012657166E-2,-0.26086771488189697,-0.24606870114803314,-0.21522633731365204,-0.19386501610279083,-0.17250369489192963,-0.14166133105754852,-0.1268623024225235,0]
[{"$f":"Data[[#This Row],[category]]&Data[[#This Row],[subcategory]]&Data[[#This Row],[delivered]]&Data[[#This Row],[date]]&Data[[#This Row],[hour]]","v":"NEMNot NEMNet Load8/29/20232"},"NEM","Not NEM","Net Load",2023,"8/29/2023","2",174,176,1.4568045139312744,1.864022970199585,0.40721842646598816,0.23714487254619598,62.034481048583984,1.7171715497970581,1,0,1.7149822786450386E-2,0.10330504179000854,0.28285953402519226,0.40721842646598816,0.53157734870910645,0.71113181114196777,0.79728704690933228,0.25639760494232178,0.32806804776191711,7.1670442819595337E-2,4.1737496852874756E-2,3.0183687340468168E-3,1.8181687220931053E-2,4.9783278256654739E-2,7.1670442819595337E-2,9.3557611107826233E-2,0.12515920400619507,0.14032252132892609,0]
[{"$f":"Data[[#This Row],[category]]&Data[[#This Row],[subcategory]]&Data[[#This Row],[delivered]]&Data[[#This Row],[date]]&Data[[#This Row],[hour]]","v":"NEMNot NEMNet Load8/29/202319"},"NEM","Not NEM","Net Load",2023,"8/29/2023","19",174,176,-0.29267242550849915,-0.79747128486633301,-0.50479882955551147,0.14602912962436676,83.264366149902344,-3.456836462020874,1,1,-0.7449953556060791,-0.69194269180297852,-0.58137655258178711,-0.50479882955551147,-0.42822107672691345,-0.31765496730804443,-0.26460227370262146,-5.1510345190763474E-2,-0.1403549462556839,-8.8844597339630127E-2,2.5701126083731651E-2,-0.13111917674541473,-0.12178191542625427,-0.10232227295637131,-8.8844597339630127E-2,-7.5366906821727753E-2,-5.5907275527715683E-2,-4.6569999307394028E-2,0]
[{"$f":"Data[[#This Row],[category]]&Data[[#This Row],[subcategory]]&Data[[#This Row],[delivered]]&Data[[#This Row],[date]]&Data[[#This Row],[hour]]","v":"NEMNot NEMNet Load8/30/20237"},"NEM","Not NEM","Net Load",2023,"8/30/2023","7",175,177,0.40894094109535217,0.41794285178184509,9.0019106864929199E-3,0.10262434929609299,60.768569946289063,8.7717100977897644E-2,0,0,-0.15980012714862823,-0.12251648306846619,-4.4814351946115494E-2,9.0019106864929199E-3,6.2818169593811035E-2,0.14052030444145203,0.17780394852161407,7.2382546961307526E-2,7.3975883424282074E-2,1.5933382092043757E-3,1.8164509907364845E-2,-2.8284622356295586E-2,-2.1685417741537094E-2,-7.9321404919028282E-3,1.5933382092043757E-3,1.1118816211819649E-2,2.4872094392776489E-2,3.1471297144889832E-2,0]
[{"$f":"Data[[#This Row],[category]]&Data[[#This Row],[subcategory]]&Data[[#This Row],[delivered]]&Data[[#This Row],[date]]&Data[[#This Row],[hour]]","v":"NEMNot NEMNet Load8/30/20239"},"NEM","Not NEM","Net Load",2023,"8/30/2023","9",175,177,-0.57933336496353149,-0.52331429719924927,5.6019049137830734E-2,7.7924363315105438E-2,65.468574523925781,0.71889007091522217,0,0,-7.2155125439167023E-2,-4.3845038861036301E-2,1.5155472792685032E-2,5.6019049137830734E-2,9.6882626414299011E-2,0.15588313341140747,0.18419322371482849,-0.10254200547933578,-9.2626631259918213E-2,9.9153714254498482E-3,1.3792612589895725E-2,-1.2771457433700562E-2,-7.7605717815458775E-3,2.6825186796486378E-3,9.9153714254498482E-3,1.7148224636912346E-2,2.7591314166784286E-2,3.2602202147245407E-2,0]
[{"$f":"Data[[#This Row],[category]]&Data[[#This Row],[subcategory]]&Data[[#This Row],[delivered]]&Data[[#This Row],[date]]&Data[[#This Row],[hour]]","v":"NEMNot NEMNet Load9/19/20231"},"NEM","Not NEM","Net Load",2023,"9/19/2023","1",175,178,2.0711827278137207,2.0991427898406982,2.7960032224655151E-2,0.21361503005027771,60.762855529785156,0.13088981807231903,0,0,-0.32340541481971741,-0.24579864740371704,-8.405979722738266E-2,2.7960032224655151E-2,0.13997986912727356,0.30171871185302734,0.37932547926902771,0.36867052316665649,0.37364742159843445,4.9768858589231968E-3,3.8023475557565689E-2,-5.7566162198781967E-2,-4.3752159923315048E-2,-1.4962644316256046E-2,4.9768858589231968E-3,2.491641603410244E-2,5.3705930709838867E-2,6.7519932985305786E-2,0]
[{"$f":"Data[[#This Row],[category]]&Data[[#This Row],[subcategory]]&Data[[#This Row],[delivered]]&Data[[#This Row],[date]]&Data[[#This Row],[hour]]","v":"NEMNot NEMNet Load9/19/202311"},"NEM","Not NEM","Net Load",2023,"9/19/2023","11",175,178,-2.0128114223480225,-1.9354857206344604,7.7325738966464996E-2,0.10552172362804413,66.168571472167969,0.73279452323913574,0,0,-9.6242047846317291E-2,-5.7905789464712143E-2,2.1990092471241951E-2,7.7325738966464996E-2,0.13266138732433319,0.21255727112293243,0.25089353322982788,-0.35828042030334473,-0.34451645612716675,1.3763981871306896E-2,1.878286711871624E-2,-1.7131084576249123E-2,-1.0307230986654758E-2,3.914236556738615E-3,1.3763981871306896E-2,2.361372672021389E-2,3.7835195660591125E-2,4.4659048318862915E-2,0]
[{"$f":"Data[[#This Row],[category]]&Data[[#This Row],[subcategory]]&Data[[#This Row],[delivered]]&Data[[#This Row],[date]]&Data[[#This Row],[hour]]","v":"NEMNot NEMNet Load9/19/202321"},"NEM","Not NEM","Net Load",2023,"9/19/2023","21",175,178,0.16860571503639221,-0.34319999814033508,-0.51180571317672729,0.17575271427631378,64.534286499023438,-2.9120786190032959,1,1,-0.80089318752288818,-0.7370418906211853,-0.60397052764892578,-0.51180571317672729,-0.41964089870452881,-0.28656953573226929,-0.22271822392940521,3.0011817812919617E-2,-6.1089601367712021E-2,-9.1101415455341339E-2,3.128398209810257E-2,-0.1425589919090271,-0.13119345903396606,-0.10750675201416016,-9.1101415455341339E-2,-7.4696078896522522E-2,-5.1009375602006912E-2,-3.9643842726945877E-2,0]
[{"$f":"Data[[#This Row],[category]]&Data[[#This Row],[subcategory]]&Data[[#This Row],[delivered]]&Data[[#This Row],[date]]&Data[[#This Row],[hour]]","v":"NEMNot NEMNet LoadAvg Weekday 8-9pm1"},"NEM","Not NEM","Net Load",2023,"Avg Weekday 8-9pm","1",172,174,1.7326599359512329,1.7510465383529663,1.8386632204055786E-2,0.13756655156612396,63.504360198974609,0.13365626335144043,0,0,-0.20789021253585815,-0.1579120010137558,-5.3753338754177094E-2,1.8386632204055786E-2,9.0526603162288666E-2,0.19468526542186737,0.24466347694396973,0.30148282647132874,0.30468210577964783,3.1992739532142878E-3,2.3936580866575241E-2,-3.617289662361145E-2,-2.7476688846945763E-2,-9.3530807644128799E-3,3.1992739532142878E-3,1.5751628205180168E-2,3.3875234425067902E-2,4.2571444064378738E-2,0]
[{"$f":"Data[[#This Row],[category]]&Data[[#This Row],[subcategory]]&Data[[#This Row],[delivered]]&Data[[#This Row],[date]]&Data[[#This Row],[hour]]","v":"NEMNot NEMNet LoadAvg Weekday 8-9pm18"},"NEM","Not NEM","Net Load",2023,"Avg Weekday 8-9pm","18",172,174,-1.835273265838623,-1.856831431388855,-2.1558135747909546E-2,8.3178475499153137E-2,86.620635986328125,-0.25917926430702209,0,0,-0.15837454795837402,-0.12815563380718231,-6.5176971256732941E-2,-2.1558135747909546E-2,2.2060699760913849E-2,8.5039369761943817E-2,0.11525828391313553,-0.31933754682540894,-0.32308867573738098,-3.7511156406253576E-3,1.4473054558038712E-2,-2.7557171881198883E-2,-2.2299081087112427E-2,-1.134079322218895E-2,-3.7511156406253576E-3,3.8385617081075907E-3,1.4796850271522999E-2,2.005494199693203E-2,0]
[{"$f":"Data[[#This Row],[category]]&Data[[#This Row],[subcategory]]&Data[[#This Row],[delivered]]&Data[[#This Row],[date]]&Data[[#This Row],[hour]]","v":"NEMNot NEMNet LoadAvg Weekday 8-9pm24"},"NEM","Not NEM","Net Load",2023,"Avg Weekday 8-9pm","24",172,174,0.72702032327651978,0.7056395411491394,-2.1380797028541565E-2,8.295140415430069E-2,66.261627197265625,-0.25775086879730225,0,0,-0.15782371163368225,-0.12768730521202087,-6.4880557358264923E-2,-2.1380797028541565E-2,2.2118961438536644E-2,8.4925703704357147E-2,0.11506211757659912,0.12650153040885925,0.12278127670288086,-3.7202585954219103E-3,1.4433544129133224E-2,-2.7461325749754906E-2,-2.2217590361833572E-2,-1.1289216578006744E-2,-3.7202585954219103E-3,3.8486993871629238E-3,1.4777072705328465E-2,2.0020809024572372E-2,0]
[{"$f":"Data[[#This Row],[category]]&Data[[#This Row],[subcategory]]&Data[[#This Row],[delivered]]&Data[[#This Row],[date]]&Data[[#This Row],[hour]]","v":"NEMNot NEMNet LoadAvg Weekday 6-9pm9"},"NEM","Not NEM","Net Load",2023,"Avg Weekday 6-9pm","9",175,175.66666666666666,-0.46312001347541809,-0.60272383689880371,-0.13960380852222443,5.6985873728990555E-2,63.937141418457031,-2.4497966766357422,1,1,-0.23333722352981567,-0.21263414621353149,-0.16948722302913666,-0.13960380852222443,-0.1097203865647316,-6.6573470830917358E-2,-4.5870386064052582E-2,-8.135475218296051E-2,-0.10587848722934723,-2.4523735046386719E-2,1.0010518133640289E-2,-4.0989574044942856E-2,-3.7352733314037323E-2,-2.9773255810141563E-2,-2.4523735046386719E-2,-1.9274214282631874E-2,-1.1694739572703838E-2,-8.0578979104757309E-3,0]
[{"$f":"Data[[#This Row],[category]]&Data[[#This Row],[subcategory]]&Data[[#This Row],[delivered]]&Data[[#This Row],[date]]&Data[[#This Row],[hour]]","v":"NEMNot NEMNet LoadAvg Weekday 6-9pm22"},"NEM","Not NEM","Net Load",2023,"Avg Weekday 6-9pm","22",175,175.66666666666666,0.63155430555343628,1.1459809541702271,0.51442664861679077,0.21152211725711823,69.523330688476563,2.4320230484008789,1,1,0.16650372743606567,0.24335014820098877,0.40350434184074402,0.51442664861679077,0.62534892559051514,0.78550314903259277,0.86234956979751587,0.11094304174184799,0.2013106495141983,9.0367615222930908E-2,3.7157386541366577E-2,2.9249154031276703E-2,4.2748510837554932E-2,7.0882260799407959E-2,9.0367615222930908E-2,0.10985296219587326,0.13798671960830688,0.15148606896400452,0]
[{"$f":"Data[[#This Row],[category]]&Data[[#This Row],[subcategory]]&Data[[#This Row],[delivered]]&Data[[#This Row],[date]]&Data[[#This Row],[hour]]","v":"NEMNot NEMNet LoadAvg Weekday (any)10"},"NEM","Not NEM","Net Load",2023,"Avg Weekday (any)","10",176,175.57142857142858,-1.4094558954238892,-1.4728409051895142,-6.3385069370269775E-2,4.9753405153751373E-2,67.497200012207031,-1.2739845514297485,0,0,-0.14522214233875275,-0.12714661657810211,-8.9475780725479126E-2,-6.3385069370269775E-2,-3.7294358015060425E-2,3.7648490979336202E-4,1.8451999872922897E-2,-0.24746018648147583,-0.25858879089355469,-1.1128607206046581E-2,8.7352767586708069E-3,-2.5496859103441238E-2,-2.2323312237858772E-2,-1.5709390863776207E-2,-1.1128607206046581E-2,-6.5478235483169556E-3,6.6099994000978768E-5,3.2396439928561449E-3,0]
[{"$f":"Data[[#This Row],[category]]&Data[[#This Row],[subcategory]]&Data[[#This Row],[delivered]]&Data[[#This Row],[date]]&Data[[#This Row],[hour]]","v":"NEMNot NEMNet LoadAvg Weekday (any)16"},"NEM","Not NEM","Net Load",2023,"Avg Weekday (any)","16",176,175.57142857142858,-3.1525888442993164,-3.2425081729888916,-8.9919313788414001E-2,6.5106548368930817E-2,84.995841979980469,-1.3811101913452148,0,0,-0.19701005518436432,-0.17335671186447144,-0.124061219394207,-8.9919313788414001E-2,-5.5777408182621002E-2,-6.4819147810339928E-3,1.7171427607536316E-2,-0.55350452661514282,-0.56929177045822144,-1.5787262469530106E-2,1.1430849321186543E-2,-3.4589335322380066E-2,-3.0436486005783081E-2,-2.1781604737043381E-2,-1.5787262469530106E-2,-9.7929192706942558E-3,-1.138039049692452E-3,3.0148120131343603E-3,0]
[{"$f":"Data[[#This Row],[category]]&Data[[#This Row],[subcategory]]&Data[[#This Row],[delivered]]&Data[[#This Row],[date]]&Data[[#This Row],[hour]]","v":"NEMNot NEMEnd Use Load7/20/20238"},"NEM","Not NEM","End Use Load",2023,"7/20/2023","8",167,174,0.1177317351102829,0.15035928785800934,3.2627545297145844E-2,2.138173021376133E-2,59.233531951904297,1.5259543657302856,0,0,-2.5422712787985802E-3,5.2257552742958069E-3,2.1414954215288162E-2,3.2627545297145844E-2,4.3840136379003525E-2,6.002933531999588E-2,6.7797362804412842E-2,2.0485321059823036E-2,2.6162516325712204E-2,5.6771929375827312E-3,3.7204211112111807E-3,-4.4235520181246102E-4,9.0928142890334129E-4,3.7262020632624626E-3,5.6771929375827312E-3,7.6281838119029999E-3,1.0445103980600834E-2,1.1796740815043449E-2,0]
[{"$f":"Data[[#This Row],[category]]&Data[[#This Row],[subcategory]]&Data[[#This Row],[delivered]]&Data[[#This Row],[date]]&Data[[#This Row],[hour]]","v":"NEMNot NEMEnd Use Load7/20/202317"},"NEM","Not NEM","End Use Load",2023,"7/20/2023","17",167,174,-0.94455569982528687,-1.0875688791275024,-0.14301316440105438,0.11299257725477219,87.11376953125,-1.2656863927841187,0,0,-0.32886940240859985,-0.28781896829605103,-0.20226652920246124,-0.14301316440105438,-8.3759799599647522E-2,1.7926498549059033E-3,4.2843084782361984E-2,-0.16435268521308899,-0.18923698365688324,-2.4884290993213654E-2,1.966070756316185E-2,-5.7223275303840637E-2,-5.0080500543117523E-2,-3.5194374620914459E-2,-2.4884290993213654E-2,-1.4574205502867699E-2,3.119210887234658E-4,7.4546965770423412E-3,0]
[{"$f":"Data[[#This Row],[category]]&Data[[#This Row],[subcategory]]&Data[[#This Row],[delivered]]&Data[[#This Row],[date]]&Data[[#This Row],[hour]]","v":"NEMNot NEMEnd Use Load7/20/202323"},"NEM","Not NEM","End Use Load",2023,"7/20/2023","23",167,174,-0.88572454452514648,-0.49950897693634033,0.38621556758880615,7.8153163194656372E-2,67.491020202636719,4.9417777061462402,1,1,0.25766506791114807,0.28605824708938599,0.34523200988769531,0.38621556758880615,0.42719912528991699,0.48637288808822632,0.51476609706878662,-0.15411606431007385,-8.6914561688899994E-2,6.7201510071754456E-2,1.3598650693893433E-2,4.4833723455667496E-2,4.9774136394262314E-2,6.0070369392633438E-2,6.7201510071754456E-2,7.4332647025585175E-2,8.4628880023956299E-2,8.9569300413131714E-2,0]
[{"$f":"Data[[#This Row],[category]]&Data[[#This Row],[subcategory]]&Data[[#This Row],[delivered]]&Data[[#This Row],[date]]&Data[[#This Row],[hour]]","v":"NEMNot NEMEnd Use Load7/25/202315"},"NEM","Not NEM","End Use Load",2023,"7/25/2023","15",167,174,0.56919723749160767,0.27095809578895569,-0.29823914170265198,8.0268152058124542E-2,85.853294372558594,-3.7155351638793945,1,1,-0.43026849627494812,-0.40110692381858826,-0.3403317928314209,-0.29823914170265198,-0.25614649057388306,-0.1953713595867157,-0.16620978713035583,9.9040322005748749E-2,4.7146707773208618E-2,-5.1893610507249832E-2,1.3966658152639866E-2,-7.4866719543933868E-2,-6.9792605936527252E-2,-5.9217732399702072E-2,-5.1893610507249832E-2,-4.4569488614797592E-2,-3.3994615077972412E-2,-2.8920503333210945E-2,0]
[{"$f":"Data[[#This Row],[category]]&Data[[#This Row],[subcategory]]&Data[[#This Row],[delivered]]&Data[[#This Row],[date]]&Data[[#This Row],[hour]]","v":"NEMNot NEMEnd Use Load7/25/2023Event Window"},"NEM","Not NEM","End Use Load",2023,"7/25/2023","Event Window",167,174,-1.2093844413757324,-6.6075568199157715,-5.3981723785400391,0.43518435955047607,76.22454833984375,-12.40433406829834,1,1,-6.1139869689941406,-5.9558835029602051,-5.6263833045959473,-5.3981723785400391,-5.1699614524841309,-4.840461254119873,-4.6823577880859375,-0.21043288707733154,-1.1497148275375366,-0.93928200006484985,7.5722075998783112E-2,-1.0638337135314941,-1.0363237857818604,-0.97899067401885986,-0.93928200006484985,-0.89957326650619507,-0.84224027395248413,-0.81473022699356079,0]
[{"$f":"Data[[#This Row],[category]]&Data[[#This Row],[subcategory]]&Data[[#This Row],[delivered]]&Data[[#This Row],[date]]&Data[[#This Row],[hour]]","v":"NEMNot NEMEnd Use Load7/26/20236"},"NEM","Not NEM","End Use Load",2023,"7/26/2023","6",167,174,-0.1613389253616333,-5.2443113178014755E-2,0.10889580845832825,3.6476925015449524E-2,60.296405792236328,2.9853341579437256,1,1,4.8896607011556625E-2,6.2148749828338623E-2,8.9767292141914368E-2,0.10889580845832825,0.12802432477474213,0.15564286708831787,0.16889500617980957,-2.807297371327877E-2,-9.1251013800501823E-3,1.8947871401906013E-2,6.3469847664237022E-3,8.5080098360776901E-3,1.0813882574439049E-2,1.5619508922100067E-2,1.8947871401906013E-2,2.2276232019066811E-2,2.7081858366727829E-2,2.9387731105089188E-2,0]
[{"$f":"Data[[#This Row],[category]]&Data[[#This Row],[subcategory]]&Data[[#This Row],[delivered]]&Data[[#This Row],[date]]&Data[[#This Row],[hour]]","v":"NEMNot NEMEnd Use Load8/28/20231"},"NEM","Not NEM","End Use Load",2023,"8/28/2023","1",168,176,1.2900911569595337,1.0076667070388794,-0.2824244499206543,0.13031472265720367,63.288688659667969,-2.1672489643096924,1,1,-0.49677309393882751,-0.44942948222160339,-0.35076156258583069,-0.2824244499206543,-0.21408733725547791,-0.1154194101691246,-6.8075805902481079E-2,0.22705604135990143,0.17734934389591217,-4.9706704914569855E-2,2.2935390472412109E-2,-8.7432064116001129E-2,-7.9099588096141815E-2,-6.1734035611152649E-2,-4.9706704914569855E-2,-3.7679370492696762E-2,-2.0313816145062447E-2,-1.1981341987848282E-2,0]
[{"$f":"Data[[#This Row],[category]]&Data[[#This Row],[subcategory]]&Data[[#This Row],[delivered]]&Data[[#This Row],[date]]&Data[[#This Row],[hour]]","v":"NEMNot NEMEnd Use Load8/28/20237"},"NEM","Not NEM","End Use Load",2023,"8/28/2023","7",168,176,-8.8740475475788116E-2,-0.18527381122112274,-9.6533335745334625E-2,3.5340040922164917E-2,57.809524536132813,-2.7315568923950195,1,1,-0.15466253459453583,-0.1418234258890152,-0.11506567150354385,-9.6533335745334625E-2,-7.8000999987125397E-2,-5.1243249326944351E-2,-3.8404140621423721E-2,-1.5618323348462582E-2,-3.2608192414045334E-2,-1.6989866271615028E-2,6.2198471277952194E-3,-2.7220606803894043E-2,-2.4960922077298164E-2,-2.0251559093594551E-2,-1.6989866271615028E-2,-1.372817624360323E-2,-9.0188123285770416E-3,-6.7591285333037376E-3,0]
[{"$f":"Data[[#This Row],[category]]&Data[[#This Row],[subcategory]]&Data[[#This Row],[delivered]]&Data[[#This Row],[date]]&Data[[#This Row],[hour]]","v":"NEMNot NEMEnd Use Load8/28/202313"},"NEM","Not NEM","End Use Load",2023,"8/28/2023","13",168,176,1.5838667154312134,1.6687618494033813,8.4895238280296326E-2,0.13690756261348724,80.526786804199219,0.62009167671203613,0,0,-0.14029766619205475,-9.0558864176273346E-2,1.3100842013955116E-2,8.4895238280296326E-2,0.15668962895870209,0.2603493332862854,0.31008812785148621,0.27876055240631104,0.29370209574699402,1.4941561967134476E-2,2.4095730856060982E-2,-2.4692390114068985E-2,-1.5938360244035721E-2,2.3057481739670038E-3,1.4941561967134476E-2,2.7577374130487442E-2,4.5821484178304672E-2,5.4575510323047638E-2,0]
[{"$f":"Data[[#This Row],[category]]&Data[[#This Row],[subcategory]]&Data[[#This Row],[delivered]]&Data[[#This Row],[date]]&Data[[#This Row],[hour]]","v":"NEMNot NEMEnd Use Load8/29/20231"},"NEM","Not NEM","End Use Load",2023,"8/29/2023","1",168,176,1.2010797262191772,2.1986072063446045,0.9975273609161377,0.27507108449935913,64.5,3.6264348030090332,1,1,0.54507571458816528,0.64500957727432251,0.85327994823455811,0.9975273609161377,1.1417747735977173,1.3500450849533081,1.4499790668487549,0.21139003336429596,0.38695487380027771,0.17556481063365936,4.8412509262561798E-2,9.5933325588703156E-2,0.11352168768644333,0.15017727017402649,0.17556481063365936,0.20095236599445343,0.23760794103145599,0.25519630312919617,0]
[{"$f":"Data[[#This Row],[category]]&Data[[#This Row],[subcategory]]&Data[[#This Row],[delivered]]&Data[[#This Row],[date]]&Data[[#This Row],[hour]]","v":"NEMNot NEMEnd Use Load8/29/202314"},"NEM","Not NEM","End Use Load",2023,"8/29/2023","14",168,176,1.1133369207382202,2.0845654010772705,0.97122859954833984,0.1872040331363678,82.389877319335938,5.188075065612793,1,1,0.66330534219741821,0.73131698369979858,0.8730587363243103,0.97122859954833984,1.0693985223770142,1.2111402750015259,1.2791517972946167,0.1959473043680191,0.36688351631164551,0.1709362268447876,3.2947909086942673E-2,0.11674173921346664,0.12871178984642029,0.15365833044052124,0.1709362268447876,0.18821413815021515,0.21316069364547729,0.22513072192668915,0]
[{"$f":"Data[[#This Row],[category]]&Data[[#This Row],[subcategory]]&Data[[#This Row],[delivered]]&Data[[#This Row],[date]]&Data[[#This Row],[hour]]","v":"NEMNot NEMEnd Use Load8/29/202320"},"NEM","Not NEM","End Use Load",2023,"8/29/2023","20",168,176,-1.4426964521408081,-3.7681190967559814,-2.3254225254058838,0.19069036841392517,79.55059814453125,-12.194756507873535,1,1,-2.639080286026001,-2.5698020458221436,-2.4254207611083984,-2.3254225254058838,-2.2254242897033691,-2.081043004989624,-2.0117647647857666,-0.25391456484794617,-0.66318893432617188,-0.40927436947822571,3.3561505377292633E-2,-0.46447813510894775,-0.45228517055511475,-0.42687404155731201,-0.40927436947822571,-0.39167466759681702,-0.36626356840133667,-0.35407060384750366,0]
[{"$f":"Data[[#This Row],[category]]&Data[[#This Row],[subcategory]]&Data[[#This Row],[delivered]]&Data[[#This Row],[date]]&Data[[#This Row],[hour]]","v":"NEMNot NEMEnd Use Load8/30/202316"},"NEM","Not NEM","End Use Load",2023,"8/30/2023","16",169,177,-0.38957396149635315,0.50145560503005981,0.89102959632873535,0.12279575318098068,92.775146484375,7.2561922073364258,1,1,0.68904852867126465,0.73366051912307739,0.82663542032241821,0.89102959632873535,0.95542377233505249,1.0483987331390381,1.0930106639862061,-6.8954594433307648E-2,8.8757641613483429E-2,0.15771223604679108,2.1734848618507385E-2,0.12196158617734909,0.12985791265964508,0.14631447196006775,0.15771223604679108,0.1691100150346756,0.18556657433509827,0.19346289336681366,0]
[{"$f":"Data[[#This Row],[category]]&Data[[#This Row],[subcategory]]&Data[[#This Row],[delivered]]&Data[[#This Row],[date]]&Data[[#This Row],[hour]]","v":"NEMNot NEMEnd Use Load8/30/2023Event Window"},"NEM","Not NEM","End Use Load",2023,"8/30/2023","Event Window",169,177,-1.3683782815933228,-5.6001911163330078,-4.2318129539489746,0.29261228442192078,83.69329833984375,-14.462184906005859,1,1,-4.7131171226501465,-4.6068105697631836,-4.3852591514587402,-4.2318129539489746,-4.078366756439209,-3.8568153381347656,-3.7505085468292236,-0.24220295250415802,-0.99123382568359375,-0.74903088808059692,5.179237574338913E-2,-0.83422172069549561,-0.81540548801422119,-0.77619087696075439,-0.74903088808059692,-0.72187089920043945,-0.68265628814697266,-0.66383999586105347,0]
[{"$f":"Data[[#This Row],[category]]&Data[[#This Row],[subcategory]]&Data[[#This Row],[delivered]]&Data[[#This Row],[date]]&Data[[#This Row],[hour]]","v":"NEMNot NEMEnd Use Load9/19/20236"},"NEM","Not NEM","End Use Load",2023,"9/19/2023","6",170,178,-0.14862941205501556,-0.14839999377727509,2.2941231145523489E-4,1.9036900252103806E-2,58.3441162109375,1.2050927616655827E-2,0,0,-3.1083501875400543E-2,-2.4167357012629509E-2,-9.7535476088523865E-3,2.2941231145523489E-4,1.0212372988462448E-2,2.4626182392239571E-2,3.1542327255010605E-2,-2.6456035673618317E-2,-2.6415199041366577E-2,4.0835391700966284E-5,3.3885682933032513E-3,-5.532863549888134E-3,-4.3017896823585033E-3,-1.7361314967274666E-3,4.0835391700966284E-5,1.817802432924509E-3,4.3834606185555458E-3,5.6145340204238892E-3,0]
[{"$f":"Data[[#This Row],[category]]&Data[[#This Row],[subcategory]]&Data[[#This Row],[delivered]]&Data[[#This Row],[date]]&Data[[#This Row],[hour]]","v":"NEMNot NEMEnd Use Load9/19/202323"},"NEM","Not NEM","End Use Load",2023,"9/19/2023","23",170,178,-0.72489625215530396,0.31336471438407898,1.0382609367370605,0.18215666711330414,61.611763000488281,5.6998238563537598,1,1,0.73863989114761353,0.804817795753479,0.942737877368927,1.0382609367370605,1.1337839365005493,1.2717040777206421,1.3378820419311523,-0.12903153896331787,5.5778920650482178E-2,0.18481044471263885,3.2423887401819229E-2,0.13147790729999542,0.14325757324695587,0.16780734062194824,0.18481044471263885,0.20181353390216827,0.22636333107948303,0.23814299702644348,0]
[{"$f":"Data[[#This Row],[category]]&Data[[#This Row],[subcategory]]&Data[[#This Row],[delivered]]&Data[[#This Row],[date]]&Data[[#This Row],[hour]]","v":"NEMNot NEMEnd Use LoadAvg Weekday 8-9pm4"},"NEM","Not NEM","End Use Load",2023,"Avg Weekday 8-9pm","4",167,174,-0.16029101610183716,-0.23842515051364899,-7.8134134411811829E-2,3.3380661159753799E-2,59.820358276367188,-2.340700626373291,1,1,-0.13304044306278229,-0.12091317027807236,-9.5638968050479889E-2,-7.8134134411811829E-2,-6.062929704785347E-2,-3.5355094820261002E-2,-2.3227833211421967E-2,-2.7890637516975403E-2,-4.1485976427793503E-2,-1.3595339842140675E-2,5.8082351461052895E-3,-2.3149037733674049E-2,-2.103889174759388E-2,-1.6641180962324142E-2,-1.3595339842140675E-2,-1.0549497790634632E-2,-6.1517865397036076E-3,-4.0416428819298744E-3,0]
[{"$f":"Data[[#This Row],[category]]&Data[[#This Row],[subcategory]]&Data[[#This Row],[delivered]]&Data[[#This Row],[date]]&Data[[#This Row],[hour]]","v":"NEMNot NEMEnd Use LoadAvg Weekday 8-9pm10"},"NEM","Not NEM","End Use Load",2023,"Avg Weekday 8-9pm","10",167,174,1.6195077896118164,1.8527065515518188,0.23319880664348602,7.3136255145072937E-2,68.157188415527344,3.1885528564453125,1,1,0.11290036886930466,0.13947091996669769,0.19484612345695496,0.23319880664348602,0.27155148983001709,0.32692667841911316,0.35349723696708679,0.28179436922073364,0.32237094640731812,4.0576592087745667E-2,1.2725708074867725E-2,1.9644664600491524E-2,2.4267939850687981E-2,3.3903226256370544E-2,4.0576592087745667E-2,4.7249957919120789E-2,5.6885242462158203E-2,6.150851771235466E-2,0]
[{"$f":"Data[[#This Row],[category]]&Data[[#This Row],[subcategory]]&Data[[#This Row],[delivered]]&Data[[#This Row],[date]]&Data[[#This Row],[hour]]","v":"NEMNot NEMEnd Use LoadAvg Weekday 6-9pm5"},"NEM","Not NEM","End Use Load",2023,"Avg Weekday 6-9pm","5",169,175.66666666666666,-0.11960236728191376,-8.6015783250331879E-2,3.3586584031581879E-2,2.7947701513767242E-2,60.680473327636719,1.2017655372619629,0,0,-1.23832942917943E-2,-2.2298365365713835E-3,1.8930794671177864E-2,3.3586584031581879E-2,4.8242371529340744E-2,6.9403007626533508E-2,7.9556465148925781E-2,-2.1010149270296097E-2,-1.5110106207430363E-2,5.9000430628657341E-3,4.9094795249402523E-3,-2.1753320470452309E-3,-3.9170795935206115E-4,3.3255096059292555E-3,5.9000430628657341E-3,8.4745762869715691E-3,1.2191794812679291E-2,1.3975419104099274E-2,0]
[{"$f":"Data[[#This Row],[category]]&Data[[#This Row],[subcategory]]&Data[[#This Row],[delivered]]&Data[[#This Row],[date]]&Data[[#This Row],[hour]]","v":"NEMNot NEMEnd Use LoadAvg Weekday 6-9pm15"},"NEM","Not NEM","End Use Load",2023,"Avg Weekday 6-9pm","15",169,175.66666666666666,0.51342540979385376,0.91704338788986206,0.40361800789833069,8.9063361287117004E-2,86.208580017089844,4.5318074226379395,1,1,0.25712180137634277,0.28947871923446655,0.35691314935684204,0.40361800789833069,0.45032286643981934,0.51775729656219482,0.5501142144203186,9.0191729366779327E-2,0.16109395027160645,7.0902228355407715E-2,1.5645463019609451E-2,4.5167729258537292E-2,5.0851762294769287E-2,6.2697745859622955E-2,7.0902228355407715E-2,7.9106718301773071E-2,9.095270186662674E-2,9.6636727452278137E-2,0]
[{"$f":"Data[[#This Row],[category]]&Data[[#This Row],[subcategory]]&Data[[#This Row],[delivered]]&Data[[#This Row],[date]]&Data[[#This Row],[hour]]","v":"NEMNot NEMEnd Use LoadAvg Weekday 6-9pm21"},"NEM","Not NEM","End Use Load",2023,"Avg Weekday 6-9pm","21",169,175.66666666666666,-1.2773017883300781,-5.3987631797790527,-4.1214613914489746,0.29526874423027039,73.367851257324219,-13.958339691162109,1,1,-4.6071352958679199,-4.4998636245727539,-4.2763004302978516,-4.1214613914489746,-3.9666223526000977,-3.7430591583251953,-3.6357874870300293,-0.22437934577465057,-0.94838273525238037,-0.7240033745765686,5.1868874579668045E-2,-0.80932009220123291,-0.79047602415084839,-0.75120341777801514,-0.7240033745765686,-0.69680333137512207,-0.65753072500228882,-0.6386866569519043,0]
[{"$f":"Data[[#This Row],[category]]&Data[[#This Row],[subcategory]]&Data[[#This Row],[delivered]]&Data[[#This Row],[date]]&Data[[#This Row],[hour]]","v":"NEMNot NEMEnd Use LoadAvg Weekday (any)9"},"NEM","Not NEM","End Use Load",2023,"Avg Weekday (any)","9",170,175.57142857142858,0.6598241925239563,0.75362944602966309,9.3805260956287384E-2,2.1583959460258484E-2,63.119853973388672,4.3460636138916016,1,1,5.8302808552980423E-2,6.6144302487373352E-2,8.2486622035503387E-2,9.3805260956287384E-2,0.10512389987707138,0.12146621942520142,0.12930771708488464,0.11584627628326416,0.13231579959392548,1.6469523310661316E-2,3.7895266432315111E-3,1.0236307047307491E-2,1.1613049544394016E-2,1.4482294209301472E-2,1.6469523310661316E-2,1.8456753343343735E-2,2.132599800825119E-2,2.2702740505337715E-2,0]
[{"$f":"Data[[#This Row],[category]]&Data[[#This Row],[subcategory]]&Data[[#This Row],[delivered]]&Data[[#This Row],[date]]&Data[[#This Row],[hour]]","v":"NEMNot NEMEnd Use LoadAvg Weekday (any)22"},"NEM","Not NEM","End Use Load",2023,"Avg Weekday (any)","22",170,175.57142857142858,-0.84212970733642578,0.20094075798988342,1.0430704355239868,0.16526356339454651,69.230987548828125,6.3115572929382324,1,1,0.77123606204986572,0.83127665519714355,0.9564061164855957,1.0430704355239868,1.1297347545623779,1.2548642158508301,1.3149048089981079,-0.14785391092300415,3.5279456526041031E-2,0.18313336372375488,2.9015559703111649E-2,0.13540701568126678,0.14594842493534088,0.16791759431362152,0.18313336372375488,0.19834914803504944,0.22031830251216888,0.23085971176624298,0]
[{"$f":"Data[[#This Row],[category]]&Data[[#This Row],[subcategory]]&Data[[#This Row],[delivered]]&Data[[#This Row],[date]]&Data[[#This Row],[hour]]","v":"NotificationNo notificationNet Load7/20/20233"},"Notification","No notification","Net Load",2023,"7/20/2023","3",5773,5784,1.3748832941055298,1.3605508804321289,-1.4332413673400879E-2,3.8589950650930405E-2,59.7230224609375,-0.37140274047851563,0,0,-7.7807232737541199E-2,-6.3787423074245453E-2,-3.4569002687931061E-2,-1.4332413673400879E-2,5.9041762724518776E-3,3.5122599452733994E-2,4.9142405390739441E-2,7.9523248672485352,7.8694262504577637,-8.2898683845996857E-2,0.22320427000522614,-0.45003703236579895,-0.36894646286964417,-0.19994711875915527,-8.2898683845996857E-2,3.4149754792451859E-2,0.20314911007881165,0.28423967957496643,0]
[{"$f":"Data[[#This Row],[category]]&Data[[#This Row],[subcategory]]&Data[[#This Row],[delivered]]&Data[[#This Row],[date]]&Data[[#This Row],[hour]]","v":"NotificationNo notificationNet Load7/20/202320"},"Notification","No notification","Net Load",2023,"7/20/2023","20",5773,5784,0.59930860996246338,0.48781570792198181,-0.11149291694164276,2.4398669600486755E-2,79.556900024414063,-4.5696310997009277,1,1,-0.15162515640258789,-0.14276106655597687,-0.12428759038448334,-0.11149291694164276,-9.8698243498802185E-2,-8.0224767327308655E-2,-7.1360677480697632E-2,3.4664011001586914,2.821526050567627,-0.64487504959106445,0.14112190902233124,-0.87699991464614868,-0.82573002576828003,-0.71887940168380737,-0.64487504959106445,-0.57087063789367676,-0.46402004361152649,-0.41275015473365784,0]
[{"$f":"Data[[#This Row],[category]]&Data[[#This Row],[subcategory]]&Data[[#This Row],[delivered]]&Data[[#This Row],[date]]&Data[[#This Row],[hour]]","v":"NotificationNo notificationNet Load7/25/20234"},"Notification","No notification","Net Load",2023,"7/25/2023","4",5794,5804,1.1452498435974121,1.0955626964569092,-4.968714714050293E-2,3.4243088215589523E-2,60.693561553955078,-1.4510124921798706,0,0,-0.1060120165348053,-9.3571431934833527E-2,-6.7644238471984863E-2,-4.968714714050293E-2,-3.1730055809020996E-2,-5.8028637431561947E-3,6.6377208568155766E-3,6.6470298767089844,6.3586459159851074,-0.28838419914245605,0.19874688982963562,-0.61529374122619629,-0.54308861494064331,-0.39260715246200562,-0.28838419914245605,-0.18416124582290649,-3.3679820597171783E-2,3.8525331765413284E-2,0]
[{"$f":"Data[[#This Row],[category]]&Data[[#This Row],[subcategory]]&Data[[#This Row],[delivered]]&Data[[#This Row],[date]]&Data[[#This Row],[hour]]","v":"NotificationNo notificationNet Load7/25/202310"},"Notification","No notification","Net Load",2023,"7/25/2023","10",5794,5804,7.919037714600563E-3,-0.12491888552904129,-0.1328379213809967,2.0054072141647339E-2,68.681739807128906,-6.6239871978759766,1,1,-0.16582393646240234,-0.15853825211524963,-0.14335428178310394,-0.1328379213809967,-0.12232155352830887,-0.10713759064674377,-9.9851906299591064E-2,4.5962095260620117E-2,-0.72502923011779785,-0.77099132537841797,0.11639383435249329,-0.96244210004806519,-0.92015600204467773,-0.83202826976776123,-0.77099132537841797,-0.70995432138442993,-0.62182658910751343,-0.57954049110412598,0]
[{"$f":"Data[[#This Row],[category]]&Data[[#This Row],[subcategory]]&Data[[#This Row],[delivered]]&Data[[#This Row],[date]]&Data[[#This Row],[hour]]","v":"NotificationNo notificationNet Load7/25/202320"},"Notification","No notification","Net Load",2023,"7/25/2023","20",5794,5804,0.49730184674263,-0.74686914682388306,-1.2441710233688354,2.8836304321885109E-2,80.745170593261719,-43.14599609375,1,1,-1.2916024923324585,-1.2811262607574463,-1.2592928409576416,-1.2441710233688354,-1.2290492057800293,-1.2072157859802246,-1.1967395544052124,2.8863399028778076,-4.3348283767700195,-7.2211685180664063,0.1673659086227417,-7.4964609146118164,-7.4356570243835449,-7.3089356422424316,-7.2211685180664063,-7.1334013938903809,-7.0066804885864258,-6.9458765983581543,0]
[{"$f":"Data[[#This Row],[category]]&Data[[#This Row],[subcategory]]&Data[[#This Row],[delivered]]&Data[[#This Row],[date]]&Data[[#This Row],[hour]]","v":"NotificationNo notificationNet Load7/26/202312"},"Notification","No notification","Net Load",2023,"7/26/2023","12",5794,5803,-1.3210747241973877,-0.88138937950134277,0.43968537449836731,3.0054325237870216E-2,73.82110595703125,14.629687309265137,1,1,0.39025041460990906,0.40116921067237854,0.42392486333847046,0.43968537449836731,0.45544588565826416,0.47820153832435608,0.48912033438682556,-7.6661968231201172,-5.1147027015686035,2.5514941215515137,0.17440524697303772,2.2646231651306152,2.3279850482940674,2.460036039352417,2.5514941215515137,2.6429524421691895,2.7750034332275391,2.8383653163909912,0]
[{"$f":"Data[[#This Row],[category]]&Data[[#This Row],[subcategory]]&Data[[#This Row],[delivered]]&Data[[#This Row],[date]]&Data[[#This Row],[hour]]","v":"NotificationNo notificationNet Load7/26/202318"},"Notification","No notification","Net Load",2023,"7/26/2023","18",5794,5803,-1.3313326835632324,-0.52489989995956421,0.80643278360366821,3.1084185466170311E-2,80.305747985839844,25.943506240844727,1,1,0.75530385971069336,0.76659679412841797,0.79013222455978394,0.80643278360366821,0.82273334264755249,0.84626877307891846,0.85756170749664307,-7.7257237434387207,-3.0459940433502197,4.6797294616699219,0.18038152158260345,4.383028507232666,4.4485611915588379,4.5851373672485352,4.6797294616699219,4.7743215560913086,4.9108977317810059,4.9764304161071777,0]
[{"$f":"Data[[#This Row],[category]]&Data[[#This Row],[subcategory]]&Data[[#This Row],[delivered]]&Data[[#This Row],[date]]&Data[[#This Row],[hour]]","v":"NotificationNo notificationNet Load8/28/20232"},"Notification","No notification","Net Load",2023,"8/28/2023","2",6085,6094,1.83805251121521,1.765110969543457,-7.2941616177558899E-2,4.2432121932506561E-2,62.927772521972656,-1.719018816947937,1,0,-0.14273624122142792,-0.12732057273387909,-9.5193043351173401E-2,-7.2941616177558899E-2,-5.0690189003944397E-2,-1.8562663346529007E-2,-3.1469864770770073E-3,11.201091766357422,10.756586074829102,-0.4445061981678009,0.25858134031295776,-0.86983466148376465,-0.77589154243469238,-0.58010637760162354,-0.4445061981678009,-0.30890601873397827,-0.11312086880207062,-1.9177734851837158E-2,0]
[{"$f":"Data[[#This Row],[category]]&Data[[#This Row],[subcategory]]&Data[[#This Row],[delivered]]&Data[[#This Row],[date]]&Data[[#This Row],[hour]]","v":"NotificationNo notificationNet Load8/28/202319"},"Notification","No notification","Net Load",2023,"8/28/2023","19",6085,6094,0.18389050662517548,-3.0807361602783203,-3.2646267414093018,4.2269177734851837E-2,81.686027526855469,-77.234214782714844,1,1,-3.334153413772583,-3.3187968730926514,-3.2867927551269531,-3.2646267414093018,-3.2424607276916504,-3.2104566097259521,-3.1951000690460205,1.1206287145614624,-18.774005889892578,-19.894636154174805,0.25758835673332214,-20.318330764770508,-20.224748611450195,-20.029714584350586,-19.894636154174805,-19.759555816650391,-19.564521789550781,-19.470939636230469,0]
[{"$f":"Data[[#This Row],[category]]&Data[[#This Row],[subcategory]]&Data[[#This Row],[delivered]]&Data[[#This Row],[date]]&Data[[#This Row],[hour]]","v":"NotificationNo notificationNet Load8/29/20234"},"Notification","No notification","Net Load",2023,"8/29/2023","4",6084,6095,0.99693691730499268,1.3252547979354858,0.32831782102584839,3.1692862510681152E-2,60.064678192138672,10.35936164855957,1,1,0.27618768811225891,0.28770178556442261,0.31169807910919189,0.32831782102584839,0.34493756294250488,0.36893385648727417,0.38044795393943787,6.0763306617736816,8.077427864074707,2.0010972023010254,0.19316799938678741,1.6833639144897461,1.753542423248291,1.8997998237609863,2.0010972023010254,2.1023943424224854,2.2486517429351807,2.3188302516937256,0]
[{"$f":"Data[[#This Row],[category]]&Data[[#This Row],[subcategory]]&Data[[#This Row],[delivered]]&Data[[#This Row],[date]]&Data[[#This Row],[hour]]","v":"NotificationNo notificationNet Load8/29/202313"},"Notification","No notification","Net Load",2023,"8/29/2023","13",6084,6095,-2.6728167533874512,-1.7028155326843262,0.970001220703125,3.6755260080099106E-2,78.64801025390625,26.390813827514648,1,1,0.90954416990280151,0.92289745807647705,0.95072674751281738,0.970001220703125,0.98927569389343262,1.0171049833297729,1.0304582118988037,-16.290817260742188,-10.378660202026367,5.9121575355529785,0.22402331233024597,5.5436716079711914,5.6250600814819336,5.7946796417236328,5.9121575355529785,6.0296354293823242,6.1992549896240234,6.2806429862976074,0]
[{"$f":"Data[[#This Row],[category]]&Data[[#This Row],[subcategory]]&Data[[#This Row],[delivered]]&Data[[#This Row],[date]]&Data[[#This Row],[hour]]","v":"NotificationNo notificationNet Load8/30/20231"},"Notification","No notification","Net Load",2023,"8/30/2023","1",6103,6113,2.2838950157165527,2.6508045196533203,0.36690962314605713,4.52585369348526E-2,67.13690185546875,8.1069707870483398,1,1,0.29246595501899719,0.30890846252441406,0.34317603707313538,0.36690962314605713,0.39064320921897888,0.4249107837677002,0.44135329127311707,13.961450576782227,16.204368591308594,2.2429184913635254,0.27666544914245605,1.7878444194793701,1.888357400894165,2.0978350639343262,2.2429184913635254,2.3880019187927246,2.5974795818328857,2.6979925632476807,0]
[{"$f":"Data[[#This Row],[category]]&Data[[#This Row],[subcategory]]&Data[[#This Row],[delivered]]&Data[[#This Row],[date]]&Data[[#This Row],[hour]]","v":"NotificationNo notificationNet Load8/30/202311"},"Notification","No notification","Net Load",2023,"8/30/2023","11",6103,6113,-0.48033830523490906,-6.8045221269130707E-2,0.41229307651519775,2.7673454955220222E-2,76.288795471191406,14.898504257202148,1,1,0.3667742908000946,0.37682810425758362,0.39778110384941101,0.41229307651519775,0.4268050491809845,0.44775804877281189,0.4578118622303009,-2.9363081455230713,-0.41596043109893799,2.5203475952148438,0.16916783154010773,2.242091178894043,2.3035502433776855,2.431635856628418,2.5203475952148438,2.6090593338012695,2.737144947052002,2.7986040115356445,0]
[{"$f":"Data[[#This Row],[category]]&Data[[#This Row],[subcategory]]&Data[[#This Row],[delivered]]&Data[[#This Row],[date]]&Data[[#This Row],[hour]]","v":"NotificationNo notificationNet Load8/30/202317"},"Notification","No notification","Net Load",2023,"8/30/2023","17",6103,6113,-1.5273953676223755,-0.65735703706741333,0.87003839015960693,3.3763345330953598E-2,93.270851135253906,25.768726348876953,1,1,0.81450265645980835,0.82676893472671509,0.85233289003372192,0.87003839015960693,0.88774389028549194,0.91330784559249878,0.92557412385940552,-9.3369674682617188,-4.0184235572814941,5.318544864654541,0.20639532804489136,4.9790549278259277,5.0540385246276855,5.2103109359741211,5.318544864654541,5.4267783164978027,5.5830507278442383,5.6580348014831543,0]
[{"$f":"Data[[#This Row],[category]]&Data[[#This Row],[subcategory]]&Data[[#This Row],[delivered]]&Data[[#This Row],[date]]&Data[[#This Row],[hour]]","v":"NotificationNo notificationNet Load9/19/20232"},"Notification","No notification","Net Load",2023,"9/19/2023","2",6146,6158,1.5740756988525391,1.6654587984085083,9.1383084654808044E-2,3.9083473384380341E-2,60.687030792236328,2.3381514549255371,1,1,2.7096491307020187E-2,4.1295599192380905E-2,7.0887692272663116E-2,9.1383084654808044E-2,0.11187847703695297,0.14147056639194489,0.1556696742773056,9.6931581497192383,10.255895614624023,0.56273704767227173,0.24067603051662445,0.1668601930141449,0.25429829955101013,0.43652641773223877,0.56273704767227173,0.68894767761230469,0.87117576599121094,0.95861387252807617,0]
[{"$f":"Data[[#This Row],[category]]&Data[[#This Row],[subcategory]]&Data[[#This Row],[delivered]]&Data[[#This Row],[date]]&Data[[#This Row],[hour]]","v":"NotificationNo notificationNet Load9/19/202318"},"Notification","No notification","Net Load",2023,"9/19/2023","18",6146,6158,-0.69134223461151123,-3.215517520904541,-2.5241751670837402,3.4454703330993652E-2,74.18548583984375,-73.260688781738281,1,1,-2.580848217010498,-2.5683307647705078,-2.5422432422637939,-2.5241751670837402,-2.5061070919036865,-2.4800195693969727,-2.4675021171569824,-4.2572855949401855,-19.801156997680664,-15.54387092590332,0.21217206120491028,-15.892863273620605,-15.815780639648438,-15.655134201049805,-15.54387092590332,-15.432607650756836,-15.271960258483887,-15.194877624511719,0]
[{"$f":"Data[[#This Row],[category]]&Data[[#This Row],[subcategory]]&Data[[#This Row],[delivered]]&Data[[#This Row],[date]]&Data[[#This Row],[hour]]","v":"NotificationNo notificationNet Load9/19/202324"},"Notification","No notification","Net Load",2023,"9/19/2023","24",6146,6158,0.88970959186553955,1.3866302967071533,0.49692073464393616,2.7930872514843941E-2,61.291816711425781,17.791091918945313,1,1,0.45097854733467102,0.46112588047981262,0.48227375745773315,0.49692073464393616,0.51156771183013916,0.5327155590057373,0.54286295175552368,5.4788317680358887,8.5388689041137695,3.0600378513336182,0.17199830710887909,2.7771258354187012,2.8396131992340088,2.9698417186737061,3.0600378513336182,3.1502339839935303,3.2804625034332275,3.3429501056671143,0]
[{"$f":"Data[[#This Row],[category]]&Data[[#This Row],[subcategory]]&Data[[#This Row],[delivered]]&Data[[#This Row],[date]]&Data[[#This Row],[hour]]","v":"NotificationNo notificationNet LoadAvg Weekday 8-9pm9"},"Notification","No notification","Net Load",2023,"Avg Weekday 8-9pm","9",5796,5794,0.40466839075088501,0.34380176663398743,-6.0866616666316986E-2,1.2307798489928246E-2,63.342781066894531,-4.9453697204589844,1,1,-8.1111140549182892E-2,-7.6639696955680847E-2,-6.7320831120014191E-2,-6.0866616666316986E-2,-5.4412402212619781E-2,-4.5093540102243423E-2,-4.0622089058160782E-2,2.3446485996246338,1.9919874668121338,-0.35266116261482239,7.1311384439468384E-2,-0.46995794773101807,-0.44405040144920349,-0.39005690813064575,-0.35266116261482239,-0.31526544690132141,-0.26127198338508606,-0.23536437749862671,0]
[{"$f":"Data[[#This Row],[category]]&Data[[#This Row],[subcategory]]&Data[[#This Row],[delivered]]&Data[[#This Row],[date]]&Data[[#This Row],[hour]]","v":"NotificationNo notificationNet LoadAvg Weekday 8-9pm22"},"Notification","No notification","Net Load",2023,"Avg Weekday 8-9pm","22",5796,5794,1.1968568563461304,1.4437085390090942,0.24685177206993103,2.4552918970584869E-2,71.203117370605469,10.053866386413574,1,1,0.20646581053733826,0.21538594365119934,0.23397621512413025,0.24685177206993103,0.25972732901573181,0.27831760048866272,0.2872377336025238,6.9345884323120117,8.3648471832275391,1.430259108543396,0.14225961267948151,1.1962629556655884,1.2479461431503296,1.3556581735610962,1.430259108543396,1.5048601627349854,1.612572193145752,1.6642553806304932,0]
[{"$f":"Data[[#This Row],[category]]&Data[[#This Row],[subcategory]]&Data[[#This Row],[delivered]]&Data[[#This Row],[date]]&Data[[#This Row],[hour]]","v":"NotificationNo notificationNet LoadAvg Weekday 6-9pm6"},"Notification","No notification","Net Load",2023,"Avg Weekday 6-9pm","6",6108,6003.333333333333,0.96209067106246948,1.0498663187026978,8.7775617837905884E-2,1.4382675290107727E-2,60.325542449951172,6.1028714179992676,1,1,6.4118221402168274E-2,6.9343477487564087E-2,8.0233335494995117E-2,8.7775617837905884E-2,9.531790018081665E-2,0.10620775818824768,0.11143301427364349,5.7757511138916016,6.3026976585388184,0.5269463062286377,8.6343996226787567E-2,0.38492307066917419,0.41629201173782349,0.48166745901107788,0.5269463062286377,0.57222515344619751,0.6376006007194519,0.66896951198577881,0]
[{"$f":"Data[[#This Row],[category]]&Data[[#This Row],[subcategory]]&Data[[#This Row],[delivered]]&Data[[#This Row],[date]]&Data[[#This Row],[hour]]","v":"NotificationNo notificationNet LoadAvg Weekday 6-9pm16"},"Notification","No notification","Net Load",2023,"Avg Weekday 6-9pm","16",6108,6003.333333333333,-2.4547967910766602,-2.2219736576080322,0.23282307386398315,2.3090904578566551E-2,87.453704833984375,10.082891464233398,1,1,0.19484192132949829,0.20323088765144348,0.22071419656276703,0.23282307386398315,0.24493195116519928,0.26241526007652283,0.27080422639846802,-14.736963272094727,-13.339248657226563,1.3977144956588745,0.13862240314483643,1.1697009801864624,1.2200627326965332,1.3250209093093872,1.3977144956588745,1.4704082012176514,1.5753662586212158,1.6257280111312866,0]
[{"$f":"Data[[#This Row],[category]]&Data[[#This Row],[subcategory]]&Data[[#This Row],[delivered]]&Data[[#This Row],[date]]&Data[[#This Row],[hour]]","v":"NotificationNo notificationNet LoadAvg Weekday (any)8"},"Notification","No notification","Net Load",2023,"Avg Weekday (any)","8",6158,5978.7142857142853,0.74045991897583008,0.79572397470474243,5.5264033377170563E-2,7.3452950455248356E-3,59.645320892333984,7.5237321853637695,1,1,4.3182097375392914E-2,4.5850660651922226E-2,5.1412157714366913E-2,5.5264033377170563E-2,5.9115909039974213E-2,6.4677409827709198E-2,6.7345969378948212E-2,4.4269981384277344,4.7574062347412109,0.33040785789489746,4.3915420770645142E-2,0.25817343592643738,0.27412799000740051,0.30737859010696411,0.33040785789489746,0.35343712568283081,0.3866877555847168,0.40264230966567993,0]
[{"$f":"Data[[#This Row],[category]]&Data[[#This Row],[subcategory]]&Data[[#This Row],[delivered]]&Data[[#This Row],[date]]&Data[[#This Row],[hour]]","v":"NotificationNo notificationNet LoadAvg Weekday (any)11"},"Notification","No notification","Net Load",2023,"Avg Weekday (any)","11",6158,5978.7142857142853,-0.45608225464820862,-0.35003858804702759,0.10604366660118103,1.1710814200341702E-2,71.395187377929688,9.0551919937133789,1,1,8.67810919880867E-2,9.1035656630992889E-2,9.9902510643005371E-2,0.10604366660118103,0.11218482255935669,0.12105167657136917,0.12530624866485596,-2.72678542137146,-2.092780590057373,0.63400477170944214,7.0015609264373779E-2,0.51883935928344727,0.54427617788314819,0.59728854894638062,0.63400477170944214,0.67072099447250366,0.72373336553573608,0.74917024374008179,0]
[{"$f":"Data[[#This Row],[category]]&Data[[#This Row],[subcategory]]&Data[[#This Row],[delivered]]&Data[[#This Row],[date]]&Data[[#This Row],[hour]]","v":"NotificationNo notificationNet LoadAvg Weekday (any)23"},"Notification","No notification","Net Load",2023,"Avg Weekday (any)","23",6158,5978.7142857142853,1.0490099191665649,1.5887982845306396,0.53978836536407471,1.7253359779715538E-2,67.367446899414063,31.285985946655273,1,1,0.51140910387039185,0.51767730712890625,0.53074067831039429,0.53978836536407471,0.54883605241775513,0.56189942359924316,0.56816762685775757,6.2717304229736328,9.4989709854125977,3.2272403240203857,0.10315290838479996,3.0575690269470215,3.0950446128845215,3.1731469631195068,3.2272403240203857,3.2813339233398438,3.35943603515625,3.3969118595123291,0]
[{"$f":"Data[[#This Row],[category]]&Data[[#This Row],[subcategory]]&Data[[#This Row],[delivered]]&Data[[#This Row],[date]]&Data[[#This Row],[hour]]","v":"NotificationNo notificationEnd Use Load7/20/202315"},"Notification","No notification","End Use Load",2023,"7/20/2023","15",5315,5784,0.32640355825424194,0.23487144708633423,-9.1532111167907715E-2,1.2671482749283314E-2,84.051078796386719,-7.2234725952148438,1,1,-0.11237484216690063,-0.10777126997709274,-9.8177045583724976E-2,-9.1532111167907715E-2,-8.4887176752090454E-2,-7.5292952358722687E-2,-7.0689380168914795E-2,1.88791823387146,1.3584964275360107,-0.52942174673080444,7.3291853070259094E-2,-0.64997607469558716,-0.62334901094436646,-0.56785601377487183,-0.52942174673080444,-0.49098742008209229,-0.43549442291259766,-0.40886738896369934,0]
[{"$f":"Data[[#This Row],[category]]&Data[[#This Row],[subcategory]]&Data[[#This Row],[delivered]]&Data[[#This Row],[date]]&Data[[#This Row],[hour]]","v":"NotificationNo notificationEnd Use Load7/20/2023Event Window"},"Notification","No notification","End Use Load",2023,"7/20/2023","Event Window",5315,5784,-1.0294557809829712,-4.7196860313415527,-3.6902298927307129,4.4259175658226013E-2,74.716743469238281,-83.377738952636719,1,1,-3.7630298137664795,-3.7469503879547119,-3.7134394645690918,-3.6902298927307129,-3.667020320892334,-3.6335093975067139,-3.6174299716949463,-5.9543724060058594,-27.298664093017578,-21.344289779663086,0.25599506497383118,-21.765363693237305,-21.672361373901367,-21.478534698486328,-21.344289779663086,-21.210044860839844,-21.016218185424805,-20.923215866088867,0]
[{"$f":"Data[[#This Row],[category]]&Data[[#This Row],[subcategory]]&Data[[#This Row],[delivered]]&Data[[#This Row],[date]]&Data[[#This Row],[hour]]","v":"NotificationNo notificationEnd Use Load7/25/20236"},"Notification","No notification","End Use Load",2023,"7/25/2023","6",5335,5804,-0.13774473965167999,-0.20534969866275787,-6.7604959011077881E-2,5.3680022247135639E-3,59.401687622070313,-12.594062805175781,1,1,-7.6434537768363953E-2,-7.4484333395957947E-2,-7.0419944822788239E-2,-6.7604959011077881E-2,-6.4789973199367523E-2,-6.0725588351488113E-2,-5.8775380253791809E-2,-0.79947048425674438,-1.1918497085571289,-0.39237919449806213,3.1155884265899658E-2,-0.4436260461807251,-0.43230706453323364,-0.40871736407279968,-0.39237919449806213,-0.3760409951210022,-0.35245132446289063,-0.34113231301307678,0]
[{"$f":"Data[[#This Row],[category]]&Data[[#This Row],[subcategory]]&Data[[#This Row],[delivered]]&Data[[#This Row],[date]]&Data[[#This Row],[hour]]","v":"NotificationNo notificationEnd Use Load7/25/202322"},"Notification","No notification","End Use Load",2023,"7/25/2023","22",5335,5804,-0.73751252889633179,-0.4111754298210144,0.32633709907531738,1.8514061346650124E-2,71.596908569335938,17.626445770263672,1,1,0.29588419198989868,0.3026103675365448,0.31662830710411072,0.32633709907531738,0.33604589104652405,0.35006383061408997,0.35679000616073608,-4.2805228233337402,-2.3864622116088867,1.894060492515564,0.10745561122894287,1.7173118591308594,1.7563505172729492,1.8377107381820679,1.894060492515564,1.9504103660583496,2.0317704677581787,2.0708091259002686,0]
[{"$f":"Data[[#This Row],[category]]&Data[[#This Row],[subcategory]]&Data[[#This Row],[delivered]]&Data[[#This Row],[date]]&Data[[#This Row],[hour]]","v":"NotificationNo notificationEnd Use Load7/26/20237"},"Notification","No notification","End Use Load",2023,"7/26/2023","7",5335,5803,-0.10721972584724426,-1.4955576509237289E-2,9.2264145612716675E-2,4.4185114093124866E-3,60.269821166992188,20.88127326965332,1,1,8.4996342658996582E-2,8.6601592600345612E-2,8.994707465171814E-2,9.2264145612716675E-2,9.458121657371521E-2,9.7926698625087738E-2,9.9531948566436768E-2,-0.62219607830047607,-8.6787208914756775E-2,0.53540885448455811,2.5640621781349182E-2,0.49323377013206482,0.50254905223846436,0.52196288108825684,0.53540885448455811,0.54885482788085938,0.56826865673065186,0.577583909034729,0]
[{"$f":"Data[[#This Row],[category]]&Data[[#This Row],[subcategory]]&Data[[#This Row],[delivered]]&Data[[#This Row],[date]]&Data[[#This Row],[hour]]","v":"NotificationNo notificationEnd Use Load7/26/202313"},"Notification","No notification","End Use Load",2023,"7/26/2023","13",5335,5803,1.3427332639694214,2.4199576377868652,1.0772243738174438,2.4161949753761292E-2,76.643203735351563,44.583503723144531,1,1,1.0374815464019775,1.0462596416473389,1.0645538568496704,1.0772243738174438,1.0898948907852173,1.1081891059875488,1.1169672012329102,7.7918810844421387,14.043014526367188,6.2511329650878906,0.1402117908000946,6.020505428314209,6.0714445114135742,6.1776061058044434,6.2511329650878906,6.3246598243713379,6.430821418762207,6.4817605018615723,0]
[{"$f":"Data[[#This Row],[category]]&Data[[#This Row],[subcategory]]&Data[[#This Row],[delivered]]&Data[[#This Row],[date]]&Data[[#This Row],[hour]]","v":"NotificationNo notificationEnd Use Load8/28/20231"},"Notification","No notification","End Use Load",2023,"8/28/2023","1",5614,6094,0.30946975946426392,0.16778025031089783,-0.14168950915336609,1.8083380535244942E-2,63.642055511474609,-7.8353443145751953,1,1,-0.17143402993679047,-0.16486428678035736,-0.1511724442243576,-0.14168950915336609,-0.13220657408237457,-0.11851472407579422,-0.11194499582052231,1.8859087228775024,1.0224528312683105,-0.86345589160919189,0.11020012199878693,-1.0447189807891846,-1.0046830177307129,-0.92124485969543457,-0.86345589160919189,-0.80566686391830444,-0.72222870588302612,-0.68219280242919922,0]
[{"$f":"Data[[#This Row],[category]]&Data[[#This Row],[subcategory]]&Data[[#This Row],[delivered]]&Data[[#This Row],[date]]&Data[[#This Row],[hour]]","v":"NotificationNo notificationEnd Use Load8/28/202314"},"Notification","No notification","End Use Load",2023,"8/28/2023","14",5614,6094,0.90901452302932739,0.78743410110473633,-0.12158045917749405,1.7124243080615997E-2,83.118545532226563,-7.0999026298522949,1,1,-0.1497473269701004,-0.14352606236934662,-0.13056042790412903,-0.12158045917749405,-0.11260049790143967,-9.9634855985641479E-2,-9.3413583934307098E-2,5.5395345687866211,4.7986235618591309,-0.74091130495071411,0.10435513406991959,-0.91256022453308105,-0.87464779615402222,-0.79563522338867188,-0.74091130495071411,-0.68618744611740112,-0.60717481374740601,-0.56926238536834717,0]
[{"$f":"Data[[#This Row],[category]]&Data[[#This Row],[subcategory]]&Data[[#This Row],[delivered]]&Data[[#This Row],[date]]&Data[[#This Row],[hour]]","v":"NotificationNo notificationEnd Use Load8/28/202320"},"Notification","No notification","End Use Load",2023,"8/28/2023","20",5614,6094,-0.97643071413040161,-4.5725679397583008,-3.5961372852325439,3.7110637873411179E-2,76.993141174316406,-96.90313720703125,1,1,-3.6571788787841797,-3.6436965465545654,-3.615598201751709,-3.5961372852325439,-3.5766763687133789,-3.5485780239105225,-3.5350956916809082,-5.9503688812255859,-27.865228652954102,-21.914859771728516,0.22615222632884979,-22.286848068237305,-22.204687118530273,-22.033454895019531,-21.914859771728516,-21.796266555786133,-21.625034332275391,-21.542873382568359,0]
[{"$f":"Data[[#This Row],[category]]&Data[[#This Row],[subcategory]]&Data[[#This Row],[delivered]]&Data[[#This Row],[date]]&Data[[#This Row],[hour]]","v":"NotificationNo notificationEnd Use Load8/29/20235"},"Notification","No notification","End Use Load",2023,"8/29/2023","5",5614,6095,-0.17855748534202576,-2.1970730274915695E-2,0.15658675134181976,5.3799557499587536E-3,59.231475830078125,29.105583190917969,1,1,0.14773751795291901,0.14969205856323242,0.15376549959182739,0.15658675134181976,0.15940800309181213,0.1634814441204071,0.16543598473072052,-1.0883078575134277,-0.13391159474849701,0.95439624786376953,3.2790828496217728E-2,0.90046018362045288,0.9123731255531311,0.93720072507858276,0.95439624786376953,0.9715917706489563,0.99641942977905273,1.008332371711731,0]
[{"$f":"Data[[#This Row],[category]]&Data[[#This Row],[subcategory]]&Data[[#This Row],[delivered]]&Data[[#This Row],[date]]&Data[[#This Row],[hour]]","v":"NotificationNo notificationEnd Use Load8/29/202315"},"Notification","No notification","End Use Load",2023,"8/29/2023","15",5614,6095,0.43599817156791687,0.87951761484146118,0.4435194730758667,1.9908899441361427E-2,83.990028381347656,22.277448654174805,1,1,0.41077223420143127,0.41800519824028015,0.43307924270629883,0.4435194730758667,0.45395970344543457,0.46903374791145325,0.47626671195030212,2.6574089527130127,5.3606600761413574,2.7032511234283447,0.12134474515914917,2.5036568641662598,2.5477416515350342,2.639617919921875,2.7032511234283447,2.7668843269348145,2.8587605953216553,2.9028456211090088,0]
[{"$f":"Data[[#This Row],[category]]&Data[[#This Row],[subcategory]]&Data[[#This Row],[delivered]]&Data[[#This Row],[date]]&Data[[#This Row],[hour]]","v":"NotificationNo notificationEnd Use Load8/30/20232"},"Notification","No notification","End Use Load",2023,"8/30/2023","2",5632,6113,3.7593171000480652E-2,0.51436609029769897,0.47677290439605713,2.3312976583838463E-2,64.806465148925781,20.450965881347656,1,1,0.43842646479606628,0.44689613580703735,0.46454757452011108,0.47677290439605713,0.48899823427200317,0.5066496729850769,0.51511931419372559,0.229807049036026,3.144320011138916,2.9145128726959229,0.14251223206520081,2.6801009178161621,2.7318761348724365,2.8397793769836426,2.9145128726959229,2.989246129989624,3.0971493721008301,3.1489243507385254,0]
[{"$f":"Data[[#This Row],[category]]&Data[[#This Row],[subcategory]]&Data[[#This Row],[delivered]]&Data[[#This Row],[date]]&Data[[#This Row],[hour]]","v":"NotificationNo notificationEnd Use Load8/30/202312"},"Notification","No notification","End Use Load",2023,"8/30/2023","12",5632,6113,1.9930254220962524,2.7289018630981445,0.73587632179260254,2.5465384125709534E-2,81.384590148925781,28.897123336791992,1,1,0.69398951530456543,0.70324110984802246,0.72252225875854492,0.73587632179260254,0.74923038482666016,0.76851153373718262,0.77776312828063965,12.183364868164063,16.681777954101563,4.4984121322631836,0.15566989779472351,4.2423577308654785,4.2989130020141602,4.416778564453125,4.4984121322631836,4.580045223236084,4.6979107856750488,4.7544660568237305,0]
[{"$f":"Data[[#This Row],[category]]&Data[[#This Row],[subcategory]]&Data[[#This Row],[delivered]]&Data[[#This Row],[date]]&Data[[#This Row],[hour]]","v":"NotificationNo notificationEnd Use Load9/19/20234"},"Notification","No notification","End Use Load",2023,"9/19/2023","4",5677,6158,-0.1704542338848114,-0.18793384730815887,-1.7479609698057175E-2,4.6983016654849052E-3,59.317951202392578,-3.7204103469848633,1,1,-2.5207627564668655E-2,-2.3500725626945496E-2,-1.9943401217460632E-2,-1.7479609698057175E-2,-1.5015818178653717E-2,-1.1458493769168854E-2,-9.7515909001231194E-3,-1.0496572256088257,-1.1572966575622559,-0.10763943940401077,2.893214114010334E-2,-0.15522857010364532,-0.14471746981143951,-0.12281146645545959,-0.10763943940401077,-9.2467404901981354E-2,-7.0561401546001434E-2,-6.0050297528505325E-2,0]
[{"$f":"Data[[#This Row],[category]]&Data[[#This Row],[subcategory]]&Data[[#This Row],[delivered]]&Data[[#This Row],[date]]&Data[[#This Row],[hour]]","v":"NotificationNo notificationEnd Use Load9/19/202310"},"Notification","No notification","End Use Load",2023,"9/19/2023","10",5677,6158,1.3479920625686646,1.1888570785522461,-0.15913508832454681,1.0669326409697533E-2,63.610973358154297,-14.915195465087891,1,1,-0.17668457329273224,-0.17280837893486023,-0.16473008692264557,-0.15913508832454681,-0.15354008972644806,-0.1454617977142334,-0.14158560335636139,8.3009347915649414,7.3209819793701172,-0.97995388507843018,6.5701715648174286E-2,-1.0880235433578491,-1.0641540288925171,-1.0144078731536865,-0.97995388507843018,-0.94549989700317383,-0.89575374126434326,-0.87188416719436646,0]
[{"$f":"Data[[#This Row],[category]]&Data[[#This Row],[subcategory]]&Data[[#This Row],[delivered]]&Data[[#This Row],[date]]&Data[[#This Row],[hour]]","v":"NotificationNo notificationEnd Use Load9/19/202319"},"Notification","No notification","End Use Load",2023,"9/19/2023","19",5677,6158,-0.98092359304428101,-3.496107816696167,-2.5151841640472412,2.9267137870192528E-2,71.529502868652344,-85.938850402832031,1,1,-2.5633242130279541,-2.5526914596557617,-2.5305318832397461,-2.5151841640472412,-2.4998364448547363,-2.4776768684387207,-2.4670441150665283,-6.04052734375,-21.529031753540039,-15.488504409790039,0.18022704124450684,-15.784950256347656,-15.719473838806152,-15.583015441894531,-15.488504409790039,-15.39399242401123,-15.257534027099609,-15.192057609558105,0]
[{"$f":"Data[[#This Row],[category]]&Data[[#This Row],[subcategory]]&Data[[#This Row],[delivered]]&Data[[#This Row],[date]]&Data[[#This Row],[hour]]","v":"NotificationNo notificationEnd Use LoadAvg Weekday 8-9pm11"},"Notification","No notification","End Use Load",2023,"Avg Weekday 8-9pm","11",5335,5794,2.0414707660675049,2.2099153995513916,0.16844464838504791,1.3291404582560062E-2,71.679100036621094,12.673201560974121,1,1,0.14658223092556,0.1514110267162323,0.16147463023662567,0.16844464838504791,0.17541466653347015,0.18547827005386353,0.19030706584453583,11.828281402587891,12.80424976348877,0.97596830129623413,7.7010400593280792E-2,0.84929746389389038,0.87727546691894531,0.93558400869369507,0.97596830129623413,1.0163525342941284,1.0746611356735229,1.1026391983032227,0]
[{"$f":"Data[[#This Row],[category]]&Data[[#This Row],[subcategory]]&Data[[#This Row],[delivered]]&Data[[#This Row],[date]]&Data[[#This Row],[hour]]","v":"NotificationNo notificationEnd Use LoadAvg Weekday 8-9pm21"},"Notification","No notification","End Use Load",2023,"Avg Weekday 8-9pm","21",5335,5794,-0.99762231111526489,-5.0542278289794922,-4.0566058158874512,4.7069709748029709E-2,75.254829406738281,-86.182937622070313,1,1,-4.134028434753418,-4.1169281005859375,-4.0812892913818359,-4.0566058158874512,-4.0319223403930664,-3.9962835311889648,-3.9791829586029053,-5.7802238464355469,-29.284196853637695,-23.503974914550781,0.27272188663482666,-23.952560424804688,-23.853481292724609,-23.646989822387695,-23.503974914550781,-23.360958099365234,-23.15446662902832,-23.055385589599609,0]
[{"$f":"Data[[#This Row],[category]]&Data[[#This Row],[subcategory]]&Data[[#This Row],[delivered]]&Data[[#This Row],[date]]&Data[[#This Row],[hour]]","v":"NotificationNo notificationEnd Use LoadAvg Weekday 6-9pm9"},"Notification","No notification","End Use Load",2023,"Avg Weekday 6-9pm","9",5632,6003.333333333333,0.73464149236679077,0.85595643520355225,0.12131492793560028,6.4908456988632679E-3,64.012794494628906,18.690156936645508,1,1,0.11063843965530396,0.11299657076597214,0.11791112273931503,0.12131492793560028,0.12471873313188553,0.12963327765464783,0.13199141621589661,4.4102978706359863,5.1385917663574219,0.72829395532608032,3.8966711610555649E-2,0.66419941186904907,0.67835605144500732,0.70785975456237793,0.72829395532608032,0.74872815608978271,0.77823179960250854,0.7923884391784668,0]
[{"$f":"Data[[#This Row],[category]]&Data[[#This Row],[subcategory]]&Data[[#This Row],[delivered]]&Data[[#This Row],[date]]&Data[[#This Row],[hour]]","v":"NotificationNo notificationEnd Use LoadAvg Weekday 6-9pm18"},"Notification","No notification","End Use Load",2023,"Avg Weekday 6-9pm","18",5632,6003.333333333333,-0.8721466064453125,3.0927835032343864E-2,0.90307444334030151,1.8983436748385429E-2,85.627189636230469,47.571704864501953,1,1,0.87184947729110718,0.87874621152877808,0.89311951398849487,0.90307444334030151,0.91302937269210815,0.92740267515182495,0.93429940938949585,-5.2357869148254395,0.18567010760307312,5.4214568138122559,0.11396390199661255,5.2340030670166016,5.2754063606262207,5.3616943359375,5.4214568138122559,5.4812197685241699,5.567507266998291,5.6089105606079102,0]
[{"$f":"Data[[#This Row],[category]]&Data[[#This Row],[subcategory]]&Data[[#This Row],[delivered]]&Data[[#This Row],[date]]&Data[[#This Row],[hour]]","v":"NotificationNo notificationEnd Use LoadAvg Weekday (any)3"},"Notification","No notification","End Use Load",2023,"Avg Weekday (any)","3",5677,5978.7142857142853,-0.14017799496650696,-6.6381171345710754E-2,7.3796823620796204E-2,4.2913230136036873E-3,61.650302886962891,17.196752548217773,1,1,6.6738225519657135E-2,6.829727441072464E-2,7.1546450257301331E-2,7.3796823620796204E-2,7.6047196984291077E-2,7.9296372830867767E-2,8.0855421721935272E-2,-0.83808416128158569,-0.3968740701675415,0.44121012091636658,2.5656593963503838E-2,0.39900878071784973,0.40832990407943726,0.42775577306747437,0.44121012091636658,0.45466446876525879,0.47409036755561829,0.48341146111488342,0]
[{"$f":"Data[[#This Row],[category]]&Data[[#This Row],[subcategory]]&Data[[#This Row],[delivered]]&Data[[#This Row],[date]]&Data[[#This Row],[hour]]","v":"NotificationNo notificationEnd Use LoadAvg Weekday (any)9"},"Notification","No notification","End Use Load",2023,"Avg Weekday (any)","9",5677,5978.7142857142853,0.7083396315574646,0.82182770967483521,0.11348807066679001,4.2953738011419773E-3,63.048057556152344,26.420999526977539,1,1,0.10642281174659729,0.10798332840204239,0.11123557388782501,0.11348807066679001,0.115740567445755,0.11899281293153763,0.12055332958698273,4.2349600791931152,4.9134731292724609,0.67851275205612183,2.5680812075734138E-2,0.63627159595489502,0.64560145139694214,0.66504573822021484,0.67851275205612183,0.69197976589202881,0.71142405271530151,0.72075390815734863,0]
[{"$f":"Data[[#This Row],[category]]&Data[[#This Row],[subcategory]]&Data[[#This Row],[delivered]]&Data[[#This Row],[date]]&Data[[#This Row],[hour]]","v":"NotificationNo notificationEnd Use LoadAvg Weekday (any)19"},"Notification","No notification","End Use Load",2023,"Avg Weekday (any)","19",5677,5978.7142857142853,-1.0186924934387207,-3.4088752269744873,-2.3901827335357666,2.2451944649219513E-2,81.403717041015625,-106.45771789550781,1,1,-2.4271128177642822,-2.4189560413360596,-2.4019565582275391,-2.3901827335357666,-2.3784089088439941,-2.3614094257354736,-2.353252649307251,-6.0904712677001953,-20.380691528320313,-14.290219306945801,0.134233757853508,-14.511013984680176,-14.462246894836426,-14.360611915588379,-14.290219306945801,-14.219827651977539,-14.118192672729492,-14.069425582885742,0]
[{"$f":"Data[[#This Row],[category]]&Data[[#This Row],[subcategory]]&Data[[#This Row],[delivered]]&Data[[#This Row],[date]]&Data[[#This Row],[hour]]","v":"SublapSLAP_PGCCNet Load7/20/202310"},"Sublap","SLAP_PGCC","Net Load",2023,"7/20/2023","10",256,257,0.40145573019981384,0.49722656607627869,9.5770835876464844E-2,0.10468145459890366,56.359375,0.9148787260055542,0,0,-7.6414830982685089E-2,-3.8383845239877701E-2,4.087582603096962E-2,9.5770835876464844E-2,0.15066584944725037,0.22992551326751709,0.26795649528503418,0.1031741201877594,0.12778723239898682,2.461310476064682E-2,2.690313383936882E-2,-1.9638611003756523E-2,-9.8646478727459908E-3,1.0505087673664093E-2,2.461310476064682E-2,3.8721121847629547E-2,5.9090856462717056E-2,6.8864822387695313E-2,0]
[{"$f":"Data[[#This Row],[category]]&Data[[#This Row],[subcategory]]&Data[[#This Row],[delivered]]&Data[[#This Row],[date]]&Data[[#This Row],[hour]]","v":"SublapSLAP_PGCCNet Load7/20/202316"},"Sublap","SLAP_PGCC","Net Load",2023,"7/20/2023","16",256,257,-4.1324949264526367,-3.7146093845367432,0.417885422706604,0.13671514391899109,68.177734375,3.0566139221191406,1,1,0.19300901889801025,0.24267791211605072,0.34619194269180298,0.417885422706604,0.48957890272140503,0.59309291839599609,0.64276182651519775,-1.0620511770248413,-0.95465463399887085,0.10739655047655106,3.5135790705680847E-2,4.9603316932916641E-2,6.2368221580982208E-2,8.8971331715583801E-2,0.10739655047655106,0.1258217841386795,0.1524248868227005,0.16518978774547577,0]
[{"$f":"Data[[#This Row],[category]]&Data[[#This Row],[subcategory]]&Data[[#This Row],[delivered]]&Data[[#This Row],[date]]&Data[[#This Row],[hour]]","v":"SublapSLAP_PGCCNet Load7/25/20231"},"Sublap","SLAP_PGCC","Net Load",2023,"7/25/2023","1",257,257,1.9497237205505371,2.0258755683898926,7.6151758432388306E-2,0.20449906587600708,59.200389862060547,0.37238192558288574,0,0,-0.2602192759513855,-0.18592433631420135,-3.1087657436728477E-2,7.6151758432388306E-2,0.18339116871356964,0.33822786808013916,0.41252279281616211,0.5010790228843689,0.52065002918243408,1.9571002572774887E-2,5.2556261420249939E-2,-6.6876351833343506E-2,-4.7782555222511292E-2,-7.9895276576280594E-3,1.9571002572774887E-2,4.7131530940532684E-2,8.6924560368061066E-2,0.10601835697889328,0]
[{"$f":"Data[[#This Row],[category]]&Data[[#This Row],[subcategory]]&Data[[#This Row],[delivered]]&Data[[#This Row],[date]]&Data[[#This Row],[hour]]","v":"SublapSLAP_PGCCNet Load7/25/202318"},"Sublap","SLAP_PGCC","Net Load",2023,"7/25/2023","18",257,257,-1.890221118927002,-1.785175085067749,0.10504606366157532,0.11049810796976089,70.908561706542969,0.95065939426422119,0,0,-7.6707147061824799E-2,-3.6562960594892502E-2,4.7100801020860672E-2,0.10504606366157532,0.16299133002758026,0.24665509164333344,0.28679928183555603,-0.48578682541847229,-0.45879000425338745,2.6996837928891182E-2,2.8398014605045319E-2,-1.9713737070560455E-2,-9.3966806307435036E-3,1.2104906141757965E-2,2.6996837928891182E-2,4.1888773441314697E-2,6.3390359282493591E-2,7.3707416653633118E-2,0]
[{"$f":"Data[[#This Row],[category]]&Data[[#This Row],[subcategory]]&Data[[#This Row],[delivered]]&Data[[#This Row],[date]]&Data[[#This Row],[hour]]","v":"SublapSLAP_PGCCNet Load7/26/20232"},"Sublap","SLAP_PGCC","Net Load",2023,"7/26/2023","2",257,257,1.5888229608535767,2.0358366966247559,0.44701364636421204,0.17102243006229401,58.533073425292969,2.6137721538543701,1,1,0.16570678353309631,0.22783958911895752,0.35732939839363098,0.44701364636421204,0.53669792413711548,0.66618770360946655,0.72832053899765015,0.40832749009132385,0.52321004867553711,0.11488250643014908,4.3952763080596924E-2,4.2586643248796463E-2,5.8554776012897491E-2,9.1833658516407013E-2,0.11488250643014908,0.13793136179447174,0.17121024429798126,0.18717837333679199,0]
[{"$f":"Data[[#This Row],[category]]&Data[[#This Row],[subcategory]]&Data[[#This Row],[delivered]]&Data[[#This Row],[date]]&Data[[#This Row],[hour]]","v":"SublapSLAP_PGCCNet Load7/26/20238"},"Sublap","SLAP_PGCC","Net Load",2023,"7/26/2023","8",257,257,0.74980741739273071,0.95968872308731079,0.20988132059574127,8.5474379360675812E-2,56.400779724121094,2.4554882049560547,1,1,6.9288477301597595E-2,0.10034149885177612,0.16505850851535797,0.20988132059574127,0.25470411777496338,0.31942114233970642,0.35047414898872375,0.19270050525665283,0.24663999676704407,5.3939498960971832E-2,2.196691557765007E-2,1.7807139083743095E-2,2.578776516020298E-2,4.2420037090778351E-2,5.3939498960971832E-2,6.5458960831165314E-2,8.2091234624385834E-2,9.007185697555542E-2,0]
[{"$f":"Data[[#This Row],[category]]&Data[[#This Row],[subcategory]]&Data[[#This Row],[delivered]]&Data[[#This Row],[date]]&Data[[#This Row],[hour]]","v":"SublapSLAP_PGCCNet Load7/26/2023Event Window"},"Sublap","SLAP_PGCC","Net Load",2023,"7/26/2023","Event Window",257,257,7.217118889093399E-2,-4.0759143829345703,-4.1480855941772461,0.18290042877197266,61.363166809082031,-22.679473876953125,1,1,-4.4489302635192871,-4.3824820518493652,-4.2439985275268555,-4.1480855941772461,-4.0521726608276367,-3.9136893749237061,-3.8472411632537842,1.8547995015978813E-2,-1.047510027885437,-1.0660580396652222,4.7005411237478256E-2,-1.143375039100647,-1.1262978315353394,-1.0907076597213745,-1.0660580396652222,-1.0414084196090698,-1.0058181285858154,-0.98874098062515259,0]
[{"$f":"Data[[#This Row],[category]]&Data[[#This Row],[subcategory]]&Data[[#This Row],[delivered]]&Data[[#This Row],[date]]&Data[[#This Row],[hour]]","v":"SublapSLAP_PGCCNet Load8/28/202313"},"Sublap","SLAP_PGCC","Net Load",2023,"8/28/2023","13",278,278,-2.07179856300354,-2.7735252380371094,-0.70172667503356934,0.16010574996471405,71.133094787597656,-4.3828949928283691,1,1,-0.96507722139358521,-0.9069104790687561,-0.785686194896698,-0.70172667503356934,-0.61776715517044067,-0.49654290080070496,-0.43837615847587585,-0.57595998048782349,-0.77104002237319946,-0.19508001208305359,4.4509399682283401E-2,-0.26829147338867188,-0.25212112069129944,-0.21842075884342194,-0.19508001208305359,-0.17173926532268524,-0.13803893327713013,-0.12186857312917709,0]
[{"$f":"Data[[#This Row],[category]]&Data[[#This Row],[subcategory]]&Data[[#This Row],[delivered]]&Data[[#This Row],[date]]&Data[[#This Row],[hour]]","v":"SublapSLAP_PGCCNet Load8/28/202315"},"Sublap","SLAP_PGCC","Net Load",2023,"8/28/2023","15",278,278,-3.406219482421875,-3.2427337169647217,0.16348558664321899,0.15998543798923492,75.7230224609375,1.0218778848648071,0,0,-9.966704249382019E-2,-4.1544001549482346E-2,7.9589143395423889E-2,0.16348558664321899,0.2473820298910141,0.36851516366004944,0.42663821578025818,-0.94692903757095337,-0.90147995948791504,4.5448992401361465E-2,4.4475950300693512E-2,-2.7707437053322792E-2,-1.154923252761364E-2,2.2125782445073128E-2,4.5448992401361465E-2,6.8772204220294952E-2,0.10244721919298172,0.11860542744398117,0]
[{"$f":"Data[[#This Row],[category]]&Data[[#This Row],[subcategory]]&Data[[#This Row],[delivered]]&Data[[#This Row],[date]]&Data[[#This Row],[hour]]","v":"SublapSLAP_PGCCNet Load8/29/20237"},"Sublap","SLAP_PGCC","Net Load",2023,"8/29/2023","7",278,278,1.0501744747161865,1.1003596782684326,5.0185248255729675E-2,0.11201312392950058,54.633094787597656,0.44803008437156677,0,0,-0.13405995070934296,-9.3365348875522614E-2,-8.554491214454174E-3,5.0185248255729675E-2,0.1089249849319458,0.19373583793640137,0.23443044722080231,0.29194849729537964,0.305899977684021,1.395149901509285E-2,3.1139647588133812E-2,-3.7268664687871933E-2,-2.5955567136406898E-2,-2.3781484924256802E-3,1.395149901509285E-2,3.0281145125627518E-2,5.3858563303947449E-2,6.5171666443347931E-2,0]
[{"$f":"Data[[#This Row],[category]]&Data[[#This Row],[subcategory]]&Data[[#This Row],[delivered]]&Data[[#This Row],[date]]&Data[[#This Row],[hour]]","v":"SublapSLAP_PGCCNet Load8/29/202317"},"Sublap","SLAP_PGCC","Net Load",2023,"8/29/2023","17",278,278,-2.7167716026306152,-4.4652876853942871,-1.7485160827636719,0.16392970085144043,76.600715637207031,-10.666255950927734,1,1,-2.0181565284729004,-1.9586004018783569,-1.834480881690979,-1.7485160827636719,-1.6625512838363647,-1.5384317636489868,-1.4788757562637329,-0.75526249408721924,-1.2413499355316162,-0.48608747124671936,4.557245597243309E-2,-0.56104749441146851,-0.54449093341827393,-0.50998568534851074,-0.48608747124671936,-0.46218925714492798,-0.42768403887748718,-0.41112744808197021,0]
[{"$f":"Data[[#This Row],[category]]&Data[[#This Row],[subcategory]]&Data[[#This Row],[delivered]]&Data[[#This Row],[date]]&Data[[#This Row],[hour]]","v":"SublapSLAP_PGCCNet Load8/30/20232"},"Sublap","SLAP_PGCC","Net Load",2023,"8/30/2023","2",278,278,1.5838165283203125,2.2150719165802002,0.6312553882598877,0.20264624059200287,59.647483825683594,3.1150610446929932,1,1,0.29793199896812439,0.37155377864837646,0.52498757839202881,0.6312553882598877,0.73752319812774658,0.89095699787139893,0.96457880735397339,0.44030100107192993,0.61579000949859619,0.17548899352550507,5.6335654109716415E-2,8.282509446144104E-2,0.10329195111989975,0.14594654738903046,0.17548899352550507,0.20503145456314087,0.24768604338169098,0.26815292239189148,0]
[{"$f":"Data[[#This Row],[category]]&Data[[#This Row],[subcategory]]&Data[[#This Row],[delivered]]&Data[[#This Row],[date]]&Data[[#This Row],[hour]]","v":"SublapSLAP_PGCCNet Load8/30/202318"},"Sublap","SLAP_PGCC","Net Load",2023,"8/30/2023","18",278,278,-1.0385951995849609,0.17169064283370972,1.2102859020233154,0.17713209986686707,80.978416442871094,6.8326740264892578,1,1,0.91892951726913452,0.98328197002410889,1.1173977851867676,1.2102859020233154,1.3031740188598633,1.437289834022522,1.5016422271728516,-0.2887294590473175,4.7729998826980591E-2,0.33645948767662048,4.9242723733186722E-2,0.2554624080657959,0.27335238456726074,0.31063657999038696,0.33645948767662048,0.36228236556053162,0.39956656098365784,0.41745653748512268,0]
[{"$f":"Data[[#This Row],[category]]&Data[[#This Row],[subcategory]]&Data[[#This Row],[delivered]]&Data[[#This Row],[date]]&Data[[#This Row],[hour]]","v":"SublapSLAP_PGCCNet Load8/30/202324"},"Sublap","SLAP_PGCC","Net Load",2023,"8/30/2023","24",278,278,0.9334712028503418,1.4709352254867554,0.53746402263641357,0.12845918536186218,62.604316711425781,4.1839284896850586,1,1,0.32616746425628662,0.37283694744110107,0.47009995579719543,0.53746402263641357,0.60482805967330933,0.70209109783172607,0.74876058101654053,0.2595050036907196,0.40891999006271362,0.14941500127315521,3.5711653530597687E-2,9.0674556791782379E-2,0.10364867001771927,0.13068778812885284,0.14941500127315521,0.16814219951629639,0.19518132507801056,0.20815543830394745,0]
[{"$f":"Data[[#This Row],[category]]&Data[[#This Row],[subcategory]]&Data[[#This Row],[delivered]]&Data[[#This Row],[date]]&Data[[#This Row],[hour]]","v":"SublapSLAP_PGCCNet Load9/19/20235"},"Sublap","SLAP_PGCC","Net Load",2023,"9/19/2023","5",280,280,1.1712232828140259,1.0897856950759888,-8.143751323223114E-2,0.12031605094671249,56.085712432861328,-0.67686325311660767,0,0,-0.27933982014656067,-0.23562873899936676,-0.14453130960464478,-8.143751323223114E-2,-1.8343714997172356E-2,7.275371253490448E-2,0.11646477878093719,0.32794252038002014,0.30513998866081238,-2.2802503779530525E-2,3.3688493072986603E-2,-7.8215152025222778E-2,-6.5976046025753021E-2,-4.0468767285346985E-2,-2.2802503779530525E-2,-5.1362402737140656E-3,2.037104032933712E-2,3.2610137015581131E-2,0]
[{"$f":"Data[[#This Row],[category]]&Data[[#This Row],[subcategory]]&Data[[#This Row],[delivered]]&Data[[#This Row],[date]]&Data[[#This Row],[hour]]","v":"SublapSLAP_PGCCNet Load9/19/202322"},"Sublap","SLAP_PGCC","Net Load",2023,"9/19/2023","22",280,280,0.7257767915725708,1.4238928556442261,0.69811606407165527,0.10686301440000534,62.171428680419922,6.5328125953674316,1,1,0.5223420262336731,0.56116557121276855,0.64207702875137329,0.69811606407165527,0.75415509939193726,0.83506655693054199,0.87389010190963745,0.20321750640869141,0.39868998527526855,0.19547249376773834,2.9921643435955048E-2,0.14625576138496399,0.15712636709213257,0.17978157103061676,0.19547249376773834,0.21116343140602112,0.23381863534450531,0.2446892261505127,0]
[{"$f":"Data[[#This Row],[category]]&Data[[#This Row],[subcategory]]&Data[[#This Row],[delivered]]&Data[[#This Row],[date]]&Data[[#This Row],[hour]]","v":"SublapSLAP_PGCCNet LoadAvg Weekday 8-9pm6"},"Sublap","SLAP_PGCC","Net Load",2023,"Avg Weekday 8-9pm","6",257,257,1.0519422292709351,0.97089493274688721,-8.1047341227531433E-2,8.3834625780582428E-2,54.657588958740234,-0.96675258874893188,0,0,-0.2189430296421051,-0.18848574161529541,-0.12501026690006256,-8.1047341227531433E-2,-3.7084419280290604E-2,2.6391055434942245E-2,5.6848347187042236E-2,0.27034914493560791,0.24952000379562378,-2.082916721701622E-2,2.1545499563217163E-2,-5.6268360465764999E-2,-4.8440836369991302E-2,-3.2127637416124344E-2,-2.082916721701622E-2,-9.5306960865855217E-3,6.782501470297575E-3,1.4610025100409985E-2,0]
[{"$f":"Data[[#This Row],[category]]&Data[[#This Row],[subcategory]]&Data[[#This Row],[delivered]]&Data[[#This Row],[date]]&Data[[#This Row],[hour]]","v":"SublapSLAP_PGCCNet LoadAvg Weekday 8-9pm16"},"Sublap","SLAP_PGCC","Net Load",2023,"Avg Weekday 8-9pm","16",257,257,-3.7982397079467773,-3.6010117530822754,0.19722795486450195,0.10983856022357941,70.821983337402344,1.7956167459487915,1,0,1.6559600830078125E-2,5.6464176625013351E-2,0.13962855935096741,0.19722795486450195,0.2548273503780365,0.33799174427986145,0.37789630889892578,-0.97614759206771851,-0.92546004056930542,5.0687585026025772E-2,2.8228510171175003E-2,4.2558172717690468E-3,1.4511293731629848E-2,3.5884540528059006E-2,5.0687585026025772E-2,6.549062579870224E-2,8.6863875389099121E-2,9.7119353711605072E-2,0]
[{"$f":"Data[[#This Row],[category]]&Data[[#This Row],[subcategory]]&Data[[#This Row],[delivered]]&Data[[#This Row],[date]]&Data[[#This Row],[hour]]","v":"SublapSLAP_PGCCNet LoadAvg Weekday 6-9pm8"},"Sublap","SLAP_PGCC","Net Load",2023,"Avg Weekday 6-9pm","8",278,271,0.77829766273498535,0.98434650897979736,0.20604886114597321,5.9231802821159363E-2,55.288669586181641,3.4786863327026367,1,1,0.10862121731042862,0.13014024496078491,0.17498767375946045,0.20604886114597321,0.23711004853248596,0.2819574773311615,0.30347651243209839,0.21091866493225098,0.26675790548324585,5.5839240550994873E-2,1.6051817685365677E-2,2.9436349868774414E-2,3.5268004983663559E-2,4.7421660274267197E-2,5.5839240550994873E-2,6.4256824553012848E-2,7.6410479843616486E-2,8.2242131233215332E-2,0]
[{"$f":"Data[[#This Row],[category]]&Data[[#This Row],[subcategory]]&Data[[#This Row],[delivered]]&Data[[#This Row],[date]]&Data[[#This Row],[hour]]","v":"SublapSLAP_PGCCNet LoadAvg Weekday 6-9pm11"},"Sublap","SLAP_PGCC","Net Load",2023,"Avg Weekday 6-9pm","11",278,271,-0.19470891356468201,-0.1357194185256958,5.8989495038986206E-2,8.3527728915214539E-2,64.143882751464844,0.70622646808624268,0,0,-7.8401394188404083E-2,-4.8055596649646759E-2,1.5187511220574379E-2,5.8989495038986206E-2,0.10279148072004318,0.16603459417819977,0.1963803768157959,-5.2766114473342896E-2,-3.6779962480068207E-2,1.5986153855919838E-2,2.2636014968156815E-2,-2.1246777847409248E-2,-1.3023066334426403E-2,4.1158157400786877E-3,1.5986153855919838E-2,2.7856491506099701E-2,4.4995374977588654E-2,5.3219083696603775E-2,0]
[{"$f":"Data[[#This Row],[category]]&Data[[#This Row],[subcategory]]&Data[[#This Row],[delivered]]&Data[[#This Row],[date]]&Data[[#This Row],[hour]]","v":"SublapSLAP_PGCCNet LoadAvg Weekday 6-9pm23"},"Sublap","SLAP_PGCC","Net Load",2023,"Avg Weekday 6-9pm","23",278,271,0.58370679616928101,1.4464927911758423,0.86278599500656128,9.5776617527008057E-2,61.161270141601563,9.0083160400390625,1,1,0.70524746179580688,0.74004334211349487,0.81256067752838135,0.86278599500656128,0.91301131248474121,0.98552864789962769,1.0203244686126709,0.15818454325199127,0.39199954271316528,0.23381499946117401,2.5955462828278542E-2,0.19112205505371094,0.20055174827575684,0.2202039510011673,0.23381499946117401,0.24742606282234192,0.26707825064659119,0.27650794386863708,0]
[{"$f":"Data[[#This Row],[category]]&Data[[#This Row],[subcategory]]&Data[[#This Row],[delivered]]&Data[[#This Row],[date]]&Data[[#This Row],[hour]]","v":"SublapSLAP_PGCCNet LoadAvg Weekday (any)15"},"Sublap","SLAP_PGCC","Net Load",2023,"Avg Weekday (any)","15",280,269.28571428571428,-3.5438458919525146,-3.1480710506439209,0.3957749605178833,9.310612827539444E-2,73.360122680664063,4.2507939338684082,1,1,0.24262900650501251,0.27645465731620789,0.34695005416870117,0.3957749605178833,0.44459986686706543,0.5150952935218811,0.54892092943191528,-0.95430707931518555,-0.84773057699203491,0.10657653957605362,2.5072149932384491E-2,6.5336525440216064E-2,7.4445292353630066E-2,9.342869371175766E-2,0.10657653957605362,0.11972439289093018,0.13870780169963837,0.14781656861305237,0]
[{"$f":"Data[[#This Row],[category]]&Data[[#This Row],[subcategory]]&Data[[#This Row],[delivered]]&Data[[#This Row],[date]]&Data[[#This Row],[hour]]","v":"SublapSLAP_PGCCNet LoadAvg Weekday (any)21"},"Sublap","SLAP_PGCC","Net Load",2023,"Avg Weekday (any)","21",280,269.28571428571428,0.39213928580284119,-2.6591191291809082,-3.0512583255767822,0.14655445516109467,63.345237731933594,-20.819963455200195,1,1,-3.2923190593719482,-3.2390754222869873,-3.1281116008758545,-3.0512583255767822,-2.97440505027771,-2.8634412288665771,-2.8101975917816162,0.10559751093387604,-0.71606278419494629,-0.82166028022766113,3.9465021342039108E-2,-0.88657450675964355,-0.87223672866821289,-0.84235578775405884,-0.82166028022766113,-0.80096477270126343,-0.77108383178710938,-0.75674605369567871,0]
[{"$f":"Data[[#This Row],[category]]&Data[[#This Row],[subcategory]]&Data[[#This Row],[delivered]]&Data[[#This Row],[date]]&Data[[#This Row],[hour]]","v":"SublapSLAP_PGCCEnd Use Load7/20/20236"},"Sublap","SLAP_PGCC","End Use Load",2023,"7/20/2023","6",236,257,-0.20769491791725159,-0.2426694929599762,-3.4974575042724609E-2,3.562440350651741E-2,55.044490814208984,-0.98175889253616333,0,0,-9.3571506440639496E-2,-8.062908798456192E-2,-5.365603044629097E-2,-3.4974575042724609E-2,-1.6293119639158249E-2,1.0679935105144978E-2,2.3622354492545128E-2,-5.3377594798803329E-2,-6.23660609126091E-2,-8.9884661138057709E-3,9.1554718092083931E-3,-2.4047877639532089E-2,-2.0721675828099251E-2,-1.3789599761366844E-2,-8.9884661138057709E-3,-4.187331534922123E-3,2.7447433676570654E-3,6.0709449462592602E-3,0]
[{"$f":"Data[[#This Row],[category]]&Data[[#This Row],[subcategory]]&Data[[#This Row],[delivered]]&Data[[#This Row],[date]]&Data[[#This Row],[hour]]","v":"SublapSLAP_PGCCEnd Use Load7/20/202322"},"Sublap","SLAP_PGCC","End Use Load",2023,"7/20/2023","22",236,257,-0.69539070129394531,-0.43555083870887756,0.25983983278274536,8.1598334014415741E-2,58.125,3.1843767166137695,1,1,0.12562251091003418,0.15526735782623291,0.21704962849617004,0.25983983278274536,0.30263003706932068,0.36441230773925781,0.39405715465545654,-0.17871540784835815,-0.11193656921386719,6.6778838634490967E-2,2.0970771089196205E-2,3.2284986227750778E-2,3.9903711527585983E-2,5.5781755596399307E-2,6.6778838634490967E-2,7.7775917947292328E-2,9.3653962016105652E-2,0.10127268731594086,0]
[{"$f":"Data[[#This Row],[category]]&Data[[#This Row],[subcategory]]&Data[[#This Row],[delivered]]&Data[[#This Row],[date]]&Data[[#This Row],[hour]]","v":"SublapSLAP_PGCCEnd Use Load7/25/20237"},"Sublap","SLAP_PGCC","End Use Load",2023,"7/25/2023","7",236,257,-0.13871186971664429,-0.21529661118984222,-7.6584741473197937E-2,3.4768592566251755E-2,53.783897399902344,-2.2026989459991455,1,1,-0.13377398252487183,-0.12114248424768448,-9.4817407429218292E-2,-7.6584741473197937E-2,-5.8352075517177582E-2,-3.2026998698711395E-2,-1.9395496696233749E-2,-3.5648949444293976E-2,-5.5331230163574219E-2,-1.9682278856635094E-2,8.9355278760194778E-3,-3.4379914402961731E-2,-3.1133618205785751E-2,-2.4368073791265488E-2,-1.9682278856635094E-2,-1.4996482990682125E-2,-8.2309385761618614E-3,-4.9846428446471691E-3,0]
[{"$f":"Data[[#This Row],[category]]&Data[[#This Row],[subcategory]]&Data[[#This Row],[delivered]]&Data[[#This Row],[date]]&Data[[#This Row],[hour]]","v":"SublapSLAP_PGCCEnd Use Load7/25/202313"},"Sublap","SLAP_PGCC","End Use Load",2023,"7/25/2023","13",236,257,1.432567834854126,1.2022881507873535,-0.23027966916561127,0.11319719254970551,69.716102600097656,-2.0343232154846191,1,1,-0.41647249460220337,-0.37534770369529724,-0.28964033722877502,-0.23027966916561127,-0.17091900110244751,-8.5211627185344696E-2,-4.408685490489006E-2,0.36816993355751038,0.3089880645275116,-5.9181876480579376E-2,2.9091678559780121E-2,-0.10703343152999878,-9.6464358270168304E-2,-7.4437566101551056E-2,-5.9181876480579376E-2,-4.3926183134317398E-2,-2.1899389103055E-2,-1.1330321431159973E-2,0]
[{"$f":"Data[[#This Row],[category]]&Data[[#This Row],[subcategory]]&Data[[#This Row],[delivered]]&Data[[#This Row],[date]]&Data[[#This Row],[hour]]","v":"SublapSLAP_PGCCEnd Use Load7/25/202320"},"Sublap","SLAP_PGCC","End Use Load",2023,"7/25/2023","20",236,257,-0.90058475732803345,-2.2869491577148438,-1.3863644599914551,9.5702193677425385E-2,64.913139343261719,-14.486234664916992,1,1,-1.5437805652618408,-1.5090117454528809,-1.4365507364273071,-1.3863644599914551,-1.336178183555603,-1.2637171745300293,-1.2289483547210693,-0.23145028948783875,-0.58774590492248535,-0.35629567503929138,2.4595463648438454E-2,-0.39675161242485046,-0.38781601190567017,-0.36919355392456055,-0.35629567503929138,-0.34339779615402222,-0.32477530837059021,-0.3158397376537323,0]
[{"$f":"Data[[#This Row],[category]]&Data[[#This Row],[subcategory]]&Data[[#This Row],[delivered]]&Data[[#This Row],[date]]&Data[[#This Row],[hour]]","v":"SublapSLAP_PGCCEnd Use Load7/26/202314"},"Sublap","SLAP_PGCC","End Use Load",2023,"7/26/2023","14",236,257,0.93170338869094849,2.288008451461792,1.3563051223754883,0.15597490966320038,66.593223571777344,8.6956624984741211,1,1,1.0997492074966431,1.1564152240753174,1.2745118141174316,1.3563051223754883,1.4380984306335449,1.5561950206756592,1.6128610372543335,0.23944777250289917,0.58801817893981934,0.34857040643692017,4.0085550397634506E-2,0.28263553977012634,0.29719871282577515,0.32754954695701599,0.34857040643692017,0.36959129571914673,0.39994212985038757,0.41450527310371399,0]
[{"$f":"Data[[#This Row],[category]]&Data[[#This Row],[subcategory]]&Data[[#This Row],[delivered]]&Data[[#This Row],[date]]&Data[[#This Row],[hour]]","v":"SublapSLAP_PGCCEnd Use Load7/26/202320"},"Sublap","SLAP_PGCC","End Use Load",2023,"7/26/2023","20",236,257,-0.93261861801147461,-6.0037288665771484,-5.0711102485656738,0.2356964647769928,60.673728942871094,-21.51542854309082,1,1,-5.458796501159668,-5.3731675148010254,-5.1947097778320313,-5.0711102485656738,-4.9475107192993164,-4.7690529823303223,-4.6834239959716797,-0.23968298733234406,-1.5429582595825195,-1.3032753467559814,6.0573991388082504E-2,-1.4029107093811035,-1.3809040784835815,-1.3350404500961304,-1.3032753467559814,-1.2715102434158325,-1.2256466150283813,-1.2036399841308594,0]
[{"$f":"Data[[#This Row],[category]]&Data[[#This Row],[subcategory]]&Data[[#This Row],[delivered]]&Data[[#This Row],[date]]&Data[[#This Row],[hour]]","v":"SublapSLAP_PGCCEnd Use Load8/28/202312"},"Sublap","SLAP_PGCC","End Use Load",2023,"8/28/2023","12",257,278,1.6541167497634888,1.8581951856613159,0.20407846570014954,0.11297690868377686,67.517509460449219,1.8063732385635376,1,0,1.8247988075017929E-2,5.9292729943990707E-2,0.14483331143856049,0.20407846570014954,0.26332360506057739,0.34886419773101807,0.38990893959999084,0.45984447002410889,0.51657825708389282,5.6733813136816025E-2,3.1407579779624939E-2,5.072940606623888E-3,1.6483379527926445E-2,4.0263660252094269E-2,5.6733813136816025E-2,7.3203958570957184E-2,9.6984244883060455E-2,0.10839468240737915,0]
[{"$f":"Data[[#This Row],[category]]&Data[[#This Row],[subcategory]]&Data[[#This Row],[delivered]]&Data[[#This Row],[date]]&Data[[#This Row],[hour]]","v":"SublapSLAP_PGCCEnd Use Load8/28/202315"},"Sublap","SLAP_PGCC","End Use Load",2023,"8/28/2023","15",257,278,0.47933074831962585,0.31774318218231201,-0.16158755123615265,7.3577739298343658E-2,75.589492797851563,-2.1961472034454346,1,1,-0.28261217474937439,-0.25588122010231018,-0.20017175376415253,-0.16158755123615265,-0.12300334870815277,-6.7293882369995117E-2,-4.0562938898801804E-2,0.13325394690036774,8.8332608342170715E-2,-4.4921338558197021E-2,2.0454611629247665E-2,-7.8566186130046844E-2,-7.1134977042675018E-2,-5.5647745728492737E-2,-4.4921338558197021E-2,-3.4194931387901306E-2,-1.8707700073719025E-2,-1.1276496574282646E-2,0]
[{"$f":"Data[[#This Row],[category]]&Data[[#This Row],[subcategory]]&Data[[#This Row],[delivered]]&Data[[#This Row],[date]]&Data[[#This Row],[hour]]","v":"SublapSLAP_PGCCEnd Use Load8/29/20232"},"Sublap","SLAP_PGCC","End Use Load",2023,"8/29/2023","2",257,278,1.9498834386467934E-2,0.3237743079662323,0.30427548289299011,8.0211155116558075E-2,58.426071166992188,3.7934310436248779,1,1,0.17233987152576447,0.20148074626922607,0.26221272349357605,0.30427548289299011,0.34633824229240417,0.40707021951675415,0.43621107935905457,5.4206759668886662E-3,9.0009257197380066E-2,8.4588587284088135E-2,2.2298701107501984E-2,4.7910485416650772E-2,5.601164698600769E-2,7.2895139455795288E-2,8.4588587284088135E-2,9.6282027661800385E-2,0.11316552013158798,0.1212666779756546,0]
[{"$f":"Data[[#This Row],[category]]&Data[[#This Row],[subcategory]]&Data[[#This Row],[delivered]]&Data[[#This Row],[date]]&Data[[#This Row],[hour]]","v":"SublapSLAP_PGCCEnd Use Load8/29/202312"},"Sublap","SLAP_PGCC","End Use Load",2023,"8/29/2023","12",257,278,1.6856293678283691,2.9564383029937744,1.2708089351654053,0.11228906363248825,65.801559448242188,11.317298889160156,1,1,1.0861098766326904,1.1269047260284424,1.2119244337081909,1.2708089351654053,1.3296934366226196,1.4147131443023682,1.4555079936981201,0.46860495209693909,0.82188987731933594,0.35328489542007446,3.121635876595974E-2,0.30193853378295898,0.31327950954437256,0.33691498637199402,0.35328489542007446,0.36965477466583252,0.39329025149345398,0.40463122725486755,0]
[{"$f":"Data[[#This Row],[category]]&Data[[#This Row],[subcategory]]&Data[[#This Row],[delivered]]&Data[[#This Row],[date]]&Data[[#This Row],[hour]]","v":"SublapSLAP_PGCCEnd Use Load8/30/20234"},"Sublap","SLAP_PGCC","End Use Load",2023,"8/30/2023","4",257,278,-0.18374708294868469,-5.6987214833498001E-2,0.12675987184047699,2.1889464929699898E-2,57.005836486816406,5.7909078598022461,1,1,9.0754903852939606E-2,9.8707392811775208E-2,0.11528102308511734,0.12675987184047699,0.13823871314525604,0.15481235086917877,0.16276483237743378,-5.1081687211990356E-2,-1.5842445194721222E-2,3.5239245742559433E-2,6.0852714814245701E-3,2.5229863822460175E-2,2.744065597653389E-2,3.2048124819993973E-2,3.5239245742559433E-2,3.8430362939834595E-2,4.3037831783294678E-2,4.5248623937368393E-2,0]
[{"$f":"Data[[#This Row],[category]]&Data[[#This Row],[subcategory]]&Data[[#This Row],[delivered]]&Data[[#This Row],[date]]&Data[[#This Row],[hour]]","v":"SublapSLAP_PGCCEnd Use Load8/30/202314"},"Sublap","SLAP_PGCC","End Use Load",2023,"8/30/2023","14",257,278,1.0121768712997437,1.5822979211807251,0.57012104988098145,0.11793620139360428,79.200386047363281,4.8341479301452637,1,1,0.3761332631111145,0.41897973418235779,0.50827527046203613,0.57012104988098145,0.63196682929992676,0.72126239538192749,0.76410883665084839,0.28138518333435059,0.43987882137298584,0.15849365293979645,3.2786265015602112E-2,0.10456504672765732,0.11647636443376541,0.14130052924156189,0.15849365293979645,0.17568677663803101,0.20051094889640808,0.21242225170135498,0]
[{"$f":"Data[[#This Row],[category]]&Data[[#This Row],[subcategory]]&Data[[#This Row],[delivered]]&Data[[#This Row],[date]]&Data[[#This Row],[hour]]","v":"SublapSLAP_PGCCEnd Use Load8/30/202319"},"Sublap","SLAP_PGCC","End Use Load",2023,"8/30/2023","19",257,278,-0.92320519685745239,-4.248133659362793,-3.3249282836914063,0.15545757114887238,76.935798645019531,-21.388011932373047,1,1,-3.5806331634521484,-3.5241551399230957,-3.4064502716064453,-3.3249282836914063,-3.2434062957763672,-3.1257014274597168,-3.0692234039306641,-0.25665104389190674,-1.1809811592102051,-0.92433005571365356,4.3217204511165619E-2,-0.99541604518890381,-0.97971510887145996,-0.94699317216873169,-0.92433005571365356,-0.90166693925857544,-0.86894500255584717,-0.8532441258430481,0]
[{"$f":"Data[[#This Row],[category]]&Data[[#This Row],[subcategory]]&Data[[#This Row],[delivered]]&Data[[#This Row],[date]]&Data[[#This Row],[hour]]","v":"SublapSLAP_PGCCEnd Use Load9/19/202311"},"Sublap","SLAP_PGCC","End Use Load",2023,"9/19/2023","11",258,280,1.0605270862579346,1.9003372192382813,0.8398100733757019,7.5221285223960876E-2,63.668605804443359,11.16452693939209,1,1,0.71608209609985352,0.74341011047363281,0.80036401748657227,0.8398100733757019,0.87925612926483154,0.936210036277771,0.96353805065155029,0.29694759845733643,0.53209441900253296,0.23514682054519653,2.1061960607767105E-2,0.20050299167633057,0.2081548273563385,0.22410193085670471,0.23514682054519653,0.24619171023368835,0.26213881373405457,0.2697906494140625,0]
[{"$f":"Data[[#This Row],[category]]&Data[[#This Row],[subcategory]]&Data[[#This Row],[delivered]]&Data[[#This Row],[date]]&Data[[#This Row],[hour]]","v":"SublapSLAP_PGCCEnd Use Load9/19/202321"},"Sublap","SLAP_PGCC","End Use Load",2023,"9/19/2023","21",258,280,-0.76976513862609863,-3.8725299835205078,-3.1027648448944092,0.14763210713863373,63.075580596923828,-21.016870498657227,1,1,-3.3455979824066162,-3.2919631004333496,-3.1801831722259521,-3.1027648448944092,-3.0253465175628662,-2.9135665893554688,-2.8599317073822021,-0.21553424000740051,-1.084308385848999,-0.8687741756439209,4.1336990892887115E-2,-0.93676745891571045,-0.92174965143203735,-0.89045131206512451,-0.8687741756439209,-0.84709703922271729,-0.81579864025115967,-0.80078089237213135,0]
[{"$f":"Data[[#This Row],[category]]&Data[[#This Row],[subcategory]]&Data[[#This Row],[delivered]]&Data[[#This Row],[date]]&Data[[#This Row],[hour]]","v":"SublapSLAP_PGCCEnd Use Load9/19/202324"},"Sublap","SLAP_PGCC","End Use Load",2023,"9/19/2023","24",258,280,-0.20063731074333191,0.23896180093288422,0.43959909677505493,6.8675003945827484E-2,60.796512603759766,6.401151180267334,1,1,0.32663875818252563,0.35158854722976685,0.40358588099479675,0.43959909677505493,0.47561231255531311,0.52760964632034302,0.55255943536758423,-5.6178446859121323E-2,6.69093057513237E-2,0.12308774888515472,1.9229000434279442E-2,9.1458849608898163E-2,9.844478964805603E-2,0.11300404369831085,0.12308774888515472,0.1331714540719986,0.14773070812225342,0.15471664071083069,0]
[{"$f":"Data[[#This Row],[category]]&Data[[#This Row],[subcategory]]&Data[[#This Row],[delivered]]&Data[[#This Row],[date]]&Data[[#This Row],[hour]]","v":"SublapSLAP_PGCCEnd Use LoadAvg Weekday 8-9pm18"},"Sublap","SLAP_PGCC","End Use Load",2023,"Avg Weekday 8-9pm","18",236,257,-0.78773260116577148,-0.88618642091751099,-9.8453812301158905E-2,4.1066840291023254E-2,69.534957885742188,-2.3974041938781738,1,1,-0.16600275039672852,-0.1510830819606781,-0.11998928338289261,-9.8453812301158905E-2,-7.6918341219425201E-2,-4.5824538916349411E-2,-3.0904870480298996E-2,-0.20244728028774261,-0.22774991393089294,-2.5302629917860031E-2,1.0554177686572075E-2,-4.2662706226110458E-2,-3.8828350603580475E-2,-3.0837245285511017E-2,-2.5302629917860031E-2,-1.9768014550209045E-2,-1.1776906438171864E-2,-7.9425517469644547E-3,0]
[{"$f":"Data[[#This Row],[category]]&Data[[#This Row],[subcategory]]&Data[[#This Row],[delivered]]&Data[[#This Row],[date]]&Data[[#This Row],[hour]]","v":"SublapSLAP_PGCCEnd Use LoadAvg Weekday 6-9pm3"},"Sublap","SLAP_PGCC","End Use Load",2023,"Avg Weekday 6-9pm","3",257,271,-0.1424299031496048,-6.1739131808280945E-2,8.0690771341323853E-2,2.0225970074534416E-2,58.103111267089844,3.9894635677337646,1,1,4.7422010451555252E-2,5.4770149290561676E-2,7.0084258913993835E-2,8.0690771341323853E-2,9.129728376865387E-2,0.10661139339208603,0.11395952850580215,-3.8598503917455673E-2,-1.6731305047869682E-2,2.1867198869585991E-2,5.4812380112707615E-3,1.285136491060257E-2,1.4842710457742214E-2,1.89928337931633E-2,2.1867198869585991E-2,2.4741563946008682E-2,2.8891688212752342E-2,3.0883032828569412E-2,0]
[{"$f":"Data[[#This Row],[category]]&Data[[#This Row],[subcategory]]&Data[[#This Row],[delivered]]&Data[[#This Row],[date]]&Data[[#This Row],[hour]]","v":"SublapSLAP_PGCCEnd Use LoadAvg Weekday 6-9pm9"},"Sublap","SLAP_PGCC","End Use Load",2023,"Avg Weekday 6-9pm","9",257,271,0.48243722319602966,0.73981255292892456,0.25737535953521729,3.9715651422739029E-2,58.180610656738281,6.4804515838623047,1,1,0.19204892218112946,0.20647770166397095,0.23654845356941223,0.25737535953521729,0.27820226550102234,0.30827301740646362,0.32270178198814392,0.13074049353599548,0.20048920810222626,6.9748722016811371E-2,1.0762941092252731E-2,5.204525962471962E-2,5.5955458432435989E-2,6.4104631543159485E-2,6.9748722016811371E-2,7.5392812490463257E-2,8.3541989326477051E-2,8.7452180683612823E-2,0]
[{"$f":"Data[[#This Row],[category]]&Data[[#This Row],[subcategory]]&Data[[#This Row],[delivered]]&Data[[#This Row],[date]]&Data[[#This Row],[hour]]","v":"SublapSLAP_PGCCEnd Use LoadAvg Weekday 6-9pm23"},"Sublap","SLAP_PGCC","End Use Load",2023,"Avg Weekday 6-9pm","23",257,271,-0.49167546629905701,0.13126790523529053,0.62294334173202515,7.928912341594696E-2,61.103115081787109,7.856605052947998,1,1,0.49252432584762573,0.52133023738861084,0.58136409521102905,0.62294334173202515,0.66452258825302124,0.72455644607543945,0.75336235761642456,-0.13324405252933502,3.5573601722717285E-2,0.16881763935089111,2.148735336959362E-2,0.13347409665584564,0.14128048717975616,0.1575496643781662,0.16881763935089111,0.18008561432361603,0.19635479152202606,0.20416119694709778,0]
[{"$f":"Data[[#This Row],[category]]&Data[[#This Row],[subcategory]]&Data[[#This Row],[delivered]]&Data[[#This Row],[date]]&Data[[#This Row],[hour]]","v":"SublapSLAP_PGCCEnd Use LoadAvg Weekday (any)10"},"Sublap","SLAP_PGCC","End Use Load",2023,"Avg Weekday (any)","10",258,269.28571428571428,1.0387669801712036,1.520578145980835,0.48181107640266418,3.7270959466695786E-2,60.726119995117188,12.927251815795898,1,1,0.42050579190254211,0.4340464174747467,0.46226617693901062,0.48181107640266418,0.50135600566864014,0.52957570552825928,0.54311633110046387,0.27972510457038879,0.40946996212005615,0.12974484264850616,1.0036536492407322E-2,0.113236203789711,0.11688250303268433,0.1244816780090332,0.12974484264850616,0.13500800728797913,0.14260716736316681,0.14625346660614014,0]
[{"$f":"Data[[#This Row],[category]]&Data[[#This Row],[subcategory]]&Data[[#This Row],[delivered]]&Data[[#This Row],[date]]&Data[[#This Row],[hour]]","v":"SublapSLAP_PGCCEnd Use LoadAvg Weekday (any)16"},"Sublap","SLAP_PGCC","End Use Load",2023,"Avg Weekday (any)","16",258,269.28571428571428,7.3239825665950775E-2,0.22179977595806122,0.14855994284152985,4.7604169696569443E-2,74.008720397949219,3.1207337379455566,1,1,7.0258051156997681E-2,8.7552741169929504E-2,0.12359628826379776,0.14855994284152985,0.17352358996868134,0.20956714451313019,0.22686183452606201,1.9722439348697662E-2,5.9727512300014496E-2,4.0005069226026535E-2,1.2819122523069382E-2,1.8919490277767181E-2,2.3576702922582626E-2,3.3282715827226639E-2,4.0005069226026535E-2,4.6727422624826431E-2,5.6433439254760742E-2,6.1090651899576187E-2,0]
[{"$f":"Data[[#This Row],[category]]&Data[[#This Row],[subcategory]]&Data[[#This Row],[delivered]]&Data[[#This Row],[date]]&Data[[#This Row],[hour]]","v":"SublapSLAP_PGEBNet Load7/20/20231"},"Sublap","SLAP_PGEB","Net Load",2023,"7/20/2023","1",1497,1497,1.9326332807540894,2.0916767120361328,0.15904343128204346,7.7325738966464996E-2,63.629924774169922,2.056797981262207,1,1,3.1853910535573959E-2,5.9946510940790176E-2,0.11849377304315567,0.15904343128204346,0.19959308207035065,0.25814035534858704,0.28623294830322266,2.8931519985198975,3.1312401294708252,0.23808801174163818,0.11575663089752197,4.7685302793979645E-2,8.9739926159381866E-2,0.17738518118858337,0.23808801174163818,0.29879084229469299,0.3864361047744751,0.42849072813987732,0]
[{"$f":"Data[[#This Row],[category]]&Data[[#This Row],[subcategory]]&Data[[#This Row],[delivered]]&Data[[#This Row],[date]]&Data[[#This Row],[hour]]","v":"SublapSLAP_PGEBNet Load7/20/202318"},"Sublap","SLAP_PGEB","Net Load",2023,"7/20/2023","18",1497,1497,-1.3800784349441528,-1.3951436281204224,-1.5065230429172516E-2,4.5228205621242523E-2,89.814628601074219,-0.33309370279312134,0,0,-8.945900946855545E-2,-7.3027506470680237E-2,-3.878292441368103E-2,-1.5065230429172516E-2,8.6524635553359985E-3,4.2897045612335205E-2,5.9328548610210419E-2,-2.0659773349761963,-2.0885300636291504,-2.2552650421857834E-2,6.7706622183322906E-2,-0.13392013311386108,-0.10932217538356781,-5.8058038353919983E-2,-2.2552650421857834E-2,1.2952737510204315E-2,6.4216874539852142E-2,8.8814839720726013E-2,0]
[{"$f":"Data[[#This Row],[category]]&Data[[#This Row],[subcategory]]&Data[[#This Row],[delivered]]&Data[[#This Row],[date]]&Data[[#This Row],[hour]]","v":"SublapSLAP_PGEBNet Load7/20/202323"},"Sublap","SLAP_PGEB","Net Load",2023,"7/20/2023","23",1497,1497,1.2525166273117065,1.3367801904678345,8.4263652563095093E-2,5.6729961186647415E-2,70.208419799804688,1.4853465557098389,0,0,-9.0488297864794731E-3,1.1561281979084015E-2,5.4514430463314056E-2,8.4263652563095093E-2,0.11401287466287613,0.15696601569652557,0.17757613956928253,1.8750174045562744,2.0011599063873291,0.12614268064498901,8.4924750030040741E-2,-1.354609802365303E-2,1.7307238653302193E-2,8.1608101725578308E-2,0.12614268064498901,0.17067727446556091,0.23497812449932098,0.26583147048950195,0]
[{"$f":"Data[[#This Row],[category]]&Data[[#This Row],[subcategory]]&Data[[#This Row],[delivered]]&Data[[#This Row],[date]]&Data[[#This Row],[hour]]","v":"SublapSLAP_PGEBNet Load7/25/20238"},"Sublap","SLAP_PGEB","Net Load",2023,"7/25/2023","8",1504,1504,0.59455084800720215,0.53103059530258179,-6.3520267605781555E-2,2.8058361262083054E-2,61.591423034667969,-2.2638623714447021,1,1,-0.10967216640710831,-9.9478505551815033E-2,-7.8234083950519562E-2,-6.3520267605781555E-2,-4.880644753575325E-2,-2.7562031522393227E-2,-1.7368370667099953E-2,0.89420449733734131,0.79866999387741089,-9.5534481108188629E-2,4.2199775576591492E-2,-0.16494694352149963,-0.14961567521095276,-0.11766406148672104,-9.5534481108188629E-2,-7.3404900729656219E-2,-4.1453294456005096E-2,-2.612202987074852E-2,0]
[{"$f":"Data[[#This Row],[category]]&Data[[#This Row],[subcategory]]&Data[[#This Row],[delivered]]&Data[[#This Row],[date]]&Data[[#This Row],[hour]]","v":"SublapSLAP_PGEBNet Load7/25/2023Event Window"},"Sublap","SLAP_PGEB","Net Load",2023,"7/25/2023","Event Window",1504,1504,1.0464287996292114,-3.4145545959472656,-4.4609832763671875,0.1099490150809288,76.636306762695313,-40.573200225830078,1,1,-4.6418333053588867,-4.6018886566162109,-4.5186405181884766,-4.4609832763671875,-4.4033260345458984,-4.3200778961181641,-4.2801332473754883,1.5738289356231689,-5.1354899406433105,-6.7093186378479004,0.16536331176757813,-6.9813175201416016,-6.9212403297424316,-6.7960352897644043,-6.7093186378479004,-6.6226024627685547,-6.4973969459533691,-6.4373202323913574,0]
[{"$f":"Data[[#This Row],[category]]&Data[[#This Row],[subcategory]]&Data[[#This Row],[delivered]]&Data[[#This Row],[date]]&Data[[#This Row],[hour]]","v":"SublapSLAP_PGEBNet Load7/26/20233"},"Sublap","SLAP_PGEB","Net Load",2023,"7/26/2023","3",1504,1503,1.7481808662414551,1.7011369466781616,-4.7043874859809875E-2,8.6203113198280334E-2,62.665225982666016,-0.54573291540145874,0,0,-0.18883538246154785,-0.15751761198043823,-9.2248834669589996E-2,-4.7043874859809875E-2,-1.8389180768281221E-3,6.3429862260818481E-2,9.4747625291347504E-2,2.6275157928466797,2.5568089485168457,-7.0706941187381744E-2,0.12956327199935913,-0.28381958603858948,-0.23674896359443665,-0.13865000009536743,-7.0706941187381744E-2,-2.7638939209282398E-3,9.5335081219673157E-2,0.1424056738615036,0]
[{"$f":"Data[[#This Row],[category]]&Data[[#This Row],[subcategory]]&Data[[#This Row],[delivered]]&Data[[#This Row],[date]]&Data[[#This Row],[hour]]","v":"SublapSLAP_PGEBNet Load7/26/202315"},"Sublap","SLAP_PGEB","Net Load",2023,"7/26/2023","15",1504,1503,-2.9241423606872559,-3.1900732517242432,-0.26593086123466492,7.0219725370407104E-2,81.028587341308594,-3.7871248722076416,1,1,-0.38143202662467957,-0.35592105984687805,-0.30275413393974304,-0.26593086123466492,-0.22910760343074799,-0.17594066262245178,-0.15042969584465027,-4.3949861526489258,-4.794680118560791,-0.39969408512115479,0.10554024577140808,-0.5732923150062561,-0.53494936227798462,-0.45503947138786316,-0.39969408512115479,-0.3443487286567688,-0.26443880796432495,-0.22609582543373108,0]
[{"$f":"Data[[#This Row],[category]]&Data[[#This Row],[subcategory]]&Data[[#This Row],[delivered]]&Data[[#This Row],[date]]&Data[[#This Row],[hour]]","v":"SublapSLAP_PGEBNet Load8/28/20237"},"Sublap","SLAP_PGEB","Net Load",2023,"8/28/2023","7",1575,1574,0.7016749382019043,0.80493968725204468,0.10326475650072098,3.6250412464141846E-2,60.553333282470703,2.8486504554748535,1,1,4.3638132512569427E-2,5.6807983666658401E-2,8.4255024790763855E-2,0.10326475650072098,0.1222744882106781,0.14972153306007385,0.16289137303829193,1.1044363975524902,1.2669750452041626,0.16253872215747833,5.7058148086071014E-2,6.8686418235301971E-2,8.9415766298770905E-2,0.13261741399765015,0.16253872215747833,0.19246004521846771,0.23566170036792755,0.2563910186290741,0]
[{"$f":"Data[[#This Row],[category]]&Data[[#This Row],[subcategory]]&Data[[#This Row],[delivered]]&Data[[#This Row],[date]]&Data[[#This Row],[hour]]","v":"SublapSLAP_PGEBNet Load8/28/202317"},"Sublap","SLAP_PGEB","Net Load",2023,"8/28/2023","17",1575,1574,-1.8323884010314941,-1.1975618600845337,0.63482654094696045,6.5313741564750671E-2,88.477775573730469,9.7196474075317383,1,1,0.52739500999450684,0.55112361907958984,0.60057598352432251,0.63482654094696045,0.66907709836959839,0.71852946281433105,0.74225807189941406,-2.8841793537139893,-1.8849623203277588,0.99921697378158569,0.10280382633209229,0.83011972904205322,0.86746859550476074,0.94530659914016724,0.99921697378158569,1.0531274080276489,1.1309653520584106,1.1683142185211182,0]
[{"$f":"Data[[#This Row],[category]]&Data[[#This Row],[subcategory]]&Data[[#This Row],[delivered]]&Data[[#This Row],[date]]&Data[[#This Row],[hour]]","v":"SublapSLAP_PGEBNet Load8/29/20232"},"Sublap","SLAP_PGEB","Net Load",2023,"8/29/2023","2",1574,1574,1.6705384254455566,2.2342758178710938,0.56373727321624756,8.5292018949985504E-2,62.875476837158203,6.6094961166381836,1,1,0.42344439029693604,0.45443114638328552,0.51901006698608398,0.56373727321624756,0.60846447944641113,0.67304337024688721,0.70403015613555908,2.629427433013916,3.5167500972747803,0.88732248544692993,0.13424964249134064,0.66650146245956421,0.7152746319770813,0.81692183017730713,0.88732248544692993,0.95772308111190796,1.0593702793121338,1.1081434488296509,0]
[{"$f":"Data[[#This Row],[category]]&Data[[#This Row],[subcategory]]&Data[[#This Row],[delivered]]&Data[[#This Row],[date]]&Data[[#This Row],[hour]]","v":"SublapSLAP_PGEBNet Load8/29/202314"},"Sublap","SLAP_PGEB","Net Load",2023,"8/29/2023","14",1574,1574,-3.2624120712280273,-2.2791359424591064,0.98327600955963135,6.949915736913681E-2,81.880561828613281,14.148027420043945,1,1,0.86896008253097534,0.89420926570892334,0.9468306303024292,0.98327600955963135,1.0197213888168335,1.0723427534103394,1.0975919961929321,-5.1350364685058594,-3.5873599052429199,1.5476764440536499,0.10939167439937592,1.3677431344985962,1.4074853658676147,1.4903113842010498,1.5476764440536499,1.60504150390625,1.6878675222396851,1.7276097536087036,0]
[{"$f":"Data[[#This Row],[category]]&Data[[#This Row],[subcategory]]&Data[[#This Row],[delivered]]&Data[[#This Row],[date]]&Data[[#This Row],[hour]]","v":"SublapSLAP_PGEBNet Load8/29/202324"},"Sublap","SLAP_PGEB","Net Load",2023,"8/29/2023","24",1574,1574,0.93303591012954712,1.5858767032623291,0.65284085273742676,4.9162600189447403E-2,69.489837646484375,13.279217720031738,1,1,0.57197558879852295,0.58983641862869263,0.6270599365234375,0.65284085273742676,0.67862176895141602,0.71584528684616089,0.73370611667633057,1.468598484992981,2.4961700439453125,1.0275715589523315,7.7381931245326996E-2,0.90028959512710571,0.92840254306793213,0.98699235916137695,1.0275715589523315,1.0681506395339966,1.1267404556274414,1.1548534631729126,0]
[{"$f":"Data[[#This Row],[category]]&Data[[#This Row],[subcategory]]&Data[[#This Row],[delivered]]&Data[[#This Row],[date]]&Data[[#This Row],[hour]]","v":"SublapSLAP_PGEBNet Load8/30/20235"},"Sublap","SLAP_PGEB","Net Load",2023,"8/30/2023","5",1577,1577,1.0137001276016235,1.2465630769729614,0.2328629195690155,5.4836314171552658E-2,63.427078247070313,4.2465095520019531,1,1,0.14266520738601685,0.16258735954761505,0.20410673320293427,0.2328629195690155,0.26161912083625793,0.30313849449157715,0.32306063175201416,1.5986051559448242,1.9658299684524536,0.36722481250762939,8.6476869881153107E-2,0.22498303651809692,0.25640025734901428,0.32187631726264954,0.36722481250762939,0.41257336735725403,0.47804939746856689,0.50946658849716187,0]
[{"$f":"Data[[#This Row],[category]]&Data[[#This Row],[subcategory]]&Data[[#This Row],[delivered]]&Data[[#This Row],[date]]&Data[[#This Row],[hour]]","v":"SublapSLAP_PGEBNet Load8/30/202322"},"Sublap","SLAP_PGEB","Net Load",2023,"8/30/2023","22",1577,1577,1.8233636617660522,2.1748573780059814,0.3514937162399292,7.3991335928440094E-2,79.895057678222656,4.7504711151123047,1,1,0.22978879511356354,0.25666999816894531,0.31269261240959167,0.3514937162399292,0.39029482007026672,0.44631743431091309,0.47319862246513367,2.8754444122314453,3.4297502040863037,0.55430561304092407,0.11668433994054794,0.36237692832946777,0.40476858615875244,0.49311625957489014,0.55430561304092407,0.61549490690231323,0.70384258031845093,0.7462342381477356,0]
[{"$f":"Data[[#This Row],[category]]&Data[[#This Row],[subcategory]]&Data[[#This Row],[delivered]]&Data[[#This Row],[date]]&Data[[#This Row],[hour]]","v":"SublapSLAP_PGEBNet Load9/19/20236"},"Sublap","SLAP_PGEB","Net Load",2023,"9/19/2023","6",1579,1579,0.90286064147949219,0.90842306613922119,5.5623836815357208E-3,4.6155743300914764E-2,60.407218933105469,0.12051335722208023,0,0,-7.0357054471969604E-2,-5.3588580340147018E-2,-1.864171214401722E-2,5.5623836815357208E-3,2.9766479507088661E-2,6.4713351428508759E-2,8.1481821835041046E-2,1.425616979598999,1.4343999624252319,8.7830042466521263E-3,7.2879917919635773E-2,-0.11109378933906555,-8.4616370499134064E-2,-2.9435263946652412E-2,8.7830042466521263E-3,4.7001272439956665E-2,0.10218238085508347,0.12865979969501495,0]
[{"$f":"Data[[#This Row],[category]]&Data[[#This Row],[subcategory]]&Data[[#This Row],[delivered]]&Data[[#This Row],[date]]&Data[[#This Row],[hour]]","v":"SublapSLAP_PGEBNet Load9/19/202312"},"Sublap","SLAP_PGEB","Net Load",2023,"9/19/2023","12",1579,1579,-0.5593603253364563,-0.77673208713531494,-0.21737176179885864,4.839228093624115E-2,67.895820617675781,-4.4918684959411621,1,1,-0.29696998000144958,-0.27938896417617798,-0.2427486926317215,-0.21737176179885864,-0.19199483096599579,-0.15535455942153931,-0.1377735435962677,-0.88322997093200684,-1.2264599800109863,-0.34323000907897949,7.6411411166191101E-2,-0.46891561150550842,-0.44115516543388367,-0.38330018520355225,-0.34323000907897949,-0.30315983295440674,-0.24530485272407532,-0.21754442155361176,0]
[{"$f":"Data[[#This Row],[category]]&Data[[#This Row],[subcategory]]&Data[[#This Row],[delivered]]&Data[[#This Row],[date]]&Data[[#This Row],[hour]]","v":"SublapSLAP_PGEBNet Load9/19/202322"},"Sublap","SLAP_PGEB","Net Load",2023,"9/19/2023","22",1579,1579,0.69410574436187744,1.6206523180007935,0.92654657363891602,5.630028247833252E-2,62.731475830078125,16.45722770690918,1,1,0.83394086360931396,0.85439485311508179,0.89702266454696655,0.92654657363891602,0.95607048273086548,0.99869829416275024,1.0191522836685181,1.0959929227828979,2.5590100288391113,1.4630169868469238,8.8898144662380219E-2,1.3167926073074341,1.349089503288269,1.4163987636566162,1.4630169868469238,1.509635329246521,1.5769445896148682,1.6092414855957031,0]
[{"$f":"Data[[#This Row],[category]]&Data[[#This Row],[subcategory]]&Data[[#This Row],[delivered]]&Data[[#This Row],[date]]&Data[[#This Row],[hour]]","v":"SublapSLAP_PGEBNet LoadAvg Weekday 8-9pm11"},"Sublap","SLAP_PGEB","Net Load",2023,"Avg Weekday 8-9pm","11",1504,1500.5,-0.61012828350067139,-0.87050867080688477,-0.26038038730621338,4.6810444444417953E-2,71.779586791992188,-5.5624423027038574,1,1,-0.33737671375274658,-0.3203703761100769,-0.28492781519889832,-0.26038038730621338,-0.23583295941352844,-0.20039038360118866,-0.18338406085968018,-0.91549748182296753,-1.3061982393264771,-0.39070075750350952,7.0239074528217316E-2,-0.50623375177383423,-0.48071575164794922,-0.42753419280052185,-0.39070075750350952,-0.35386735200881958,-0.30068576335906982,-0.2751677930355072,0]
[{"$f":"Data[[#This Row],[category]]&Data[[#This Row],[subcategory]]&Data[[#This Row],[delivered]]&Data[[#This Row],[date]]&Data[[#This Row],[hour]]","v":"SublapSLAP_PGEBNet LoadAvg Weekday 8-9pm19"},"Sublap","SLAP_PGEB","Net Load",2023,"Avg Weekday 8-9pm","19",1504,1500.5,-0.23708654940128326,-0.27594748139381409,-3.8860917091369629E-2,3.5469885915517807E-2,86.128158569335938,-1.0956031084060669,0,0,-9.7203686833381653E-2,-8.4317408502101898E-2,-5.7461343705654144E-2,-3.8860917091369629E-2,-2.0260490477085114E-2,6.5955705940723419E-3,1.9481852650642395E-2,-0.35574835538864136,-0.41405919194221497,-5.8310806751251221E-2,5.3222563117742538E-2,-0.14585413038730621,-0.12651826441287994,-8.6220748722553253E-2,-5.8310806751251221E-2,-3.0400866642594337E-2,9.8966537043452263E-3,2.923252061009407E-2,0]
[{"$f":"Data[[#This Row],[category]]&Data[[#This Row],[subcategory]]&Data[[#This Row],[delivered]]&Data[[#This Row],[date]]&Data[[#This Row],[hour]]","v":"SublapSLAP_PGEBNet LoadAvg Weekday 6-9pm4"},"Sublap","SLAP_PGEB","Net Load",2023,"Avg Weekday 6-9pm","4",1579,1551.3333333333333,1.1525002717971802,1.3028963804244995,0.15039603412151337,3.9616722613573074E-2,62.737068176269531,3.7962765693664551,1,1,8.523232489824295E-2,9.9625162780284882E-2,0.1296209990978241,0.15039603412151337,0.17117106914520264,0.20116691291332245,0.21555975079536438,1.787912130355835,2.0212266445159912,0.23331438004970551,6.145874410867691E-2,0.13222374022006989,0.15455183386802673,0.20108537375926971,0.23331438004970551,0.2655433714389801,0.31207692623138428,0.33440503478050232,0]
[{"$f":"Data[[#This Row],[category]]&Data[[#This Row],[subcategory]]&Data[[#This Row],[delivered]]&Data[[#This Row],[date]]&Data[[#This Row],[hour]]","v":"SublapSLAP_PGEBNet LoadAvg Weekday 6-9pm21"},"Sublap","SLAP_PGEB","Net Load",2023,"Avg Weekday 6-9pm","21",1579,1551.3333333333333,1.0634915828704834,-2.1234831809997559,-3.1869747638702393,7.1154534816741943E-2,75.420310974121094,-44.789482116699219,1,1,-3.3040134906768799,-3.278162956237793,-3.2242882251739502,-3.1869747638702393,-3.1496613025665283,-3.0957865715026855,-3.0699360370635986,1.6498299837112427,-3.2942302227020264,-4.9440603256225586,0.11038440465927124,-5.1256260871887207,-5.0855236053466797,-5.001945972442627,-4.9440603256225586,-4.8861746788024902,-4.8025970458984375,-4.7624940872192383,0]
[{"$f":"Data[[#This Row],[category]]&Data[[#This Row],[subcategory]]&Data[[#This Row],[delivered]]&Data[[#This Row],[date]]&Data[[#This Row],[hour]]","v":"SublapSLAP_PGEBNet LoadAvg Weekday (any)6"},"Sublap","SLAP_PGEB","Net Load",2023,"Avg Weekday (any)","6",1582,1544,0.84397029876708984,0.96512973308563232,0.12115944921970367,1.9332829862833023E-2,60.683513641357422,6.267031192779541,1,1,8.9359775185585022E-2,9.6383430063724518E-2,0.11102130264043808,0.12115944921970367,0.13129758834838867,0.14593546092510223,0.15295912325382233,1.3030900955200195,1.490160346031189,0.18707019090652466,2.9849888756871223E-2,0.13797149062156677,0.14881601929664612,0.17141689360141754,0.18707019090652466,0.20272347331047058,0.225324347615242,0.23616889119148254,0]
[{"$f":"Data[[#This Row],[category]]&Data[[#This Row],[subcategory]]&Data[[#This Row],[delivered]]&Data[[#This Row],[date]]&Data[[#This Row],[hour]]","v":"SublapSLAP_PGEBNet LoadAvg Weekday (any)11"},"Sublap","SLAP_PGEB","Net Load",2023,"Avg Weekday (any)","11",1582,1544,-0.34346413612365723,-0.27829593420028687,6.5168187022209167E-2,2.226717583835125E-2,71.350517272949219,2.9266481399536133,1,1,2.8541941195726395E-2,3.6631651222705841E-2,5.3491268306970596E-2,6.5168187022209167E-2,7.684510201215744E-2,9.3704722821712494E-2,0.10179442912340164,-0.53030860424041748,-0.42968893051147461,0.10061968117952347,3.4380517899990082E-2,4.4068757444620132E-2,5.655926838517189E-2,8.259052038192749E-2,0.10061968117952347,0.11864883452653885,0.14468009769916534,0.15717059373855591,0]
[{"$f":"Data[[#This Row],[category]]&Data[[#This Row],[subcategory]]&Data[[#This Row],[delivered]]&Data[[#This Row],[date]]&Data[[#This Row],[hour]]","v":"SublapSLAP_PGEBEnd Use Load7/20/20233"},"Sublap","SLAP_PGEB","End Use Load",2023,"7/20/2023","3",1377,1497,-0.19476985931396484,-0.22297021746635437,-2.8200367465615273E-2,1.5101306140422821E-2,59.173202514648438,-1.8674124479293823,1,0,-5.3039804100990295E-2,-4.7553468495607376E-2,-3.6119498312473297E-2,-2.8200367465615273E-2,-2.0281234756112099E-2,-8.8472645729780197E-3,-3.3609292004257441E-3,-0.29157048463821411,-0.33378642797470093,-4.2215950787067413E-2,2.2606655955314636E-2,-7.9400584101676941E-2,-7.1187540888786316E-2,-5.4070889949798584E-2,-4.2215950787067413E-2,-3.0361007899045944E-2,-1.3244355097413063E-2,-5.0313109531998634E-3,0]
[{"$f":"Data[[#This Row],[category]]&Data[[#This Row],[subcategory]]&Data[[#This Row],[delivered]]&Data[[#This Row],[date]]&Data[[#This Row],[hour]]","v":"SublapSLAP_PGEBEnd Use Load7/20/202313"},"Sublap","SLAP_PGEB","End Use Load",2023,"7/20/2023","13",1377,1497,1.4081069231033325,1.130710244178772,-0.27739664912223816,3.5942442715167999E-2,78.084602355957031,-7.717801570892334,1,1,-0.33651670813560486,-0.32345873117446899,-0.29624488949775696,-0.27739664912223816,-0.25854840874671936,-0.23133455216884613,-0.21827659010887146,2.1079361438751221,1.6926732063293457,-0.41526278853416443,5.3805835545063019E-2,-0.5037655234336853,-0.48421773314476013,-0.44347861409187317,-0.41526278853416443,-0.38704696297645569,-0.34630781412124634,-0.32676005363464355,0]
[{"$f":"Data[[#This Row],[category]]&Data[[#This Row],[subcategory]]&Data[[#This Row],[delivered]]&Data[[#This Row],[date]]&Data[[#This Row],[hour]]","v":"SublapSLAP_PGEBEnd Use Load7/20/202320"},"Sublap","SLAP_PGEB","End Use Load",2023,"7/20/2023","20",1377,1497,-1.0413995981216431,-1.2868133783340454,-0.24541379511356354,3.2218746840953827E-2,82.446624755859375,-7.6171116828918457,1,1,-0.29840892553329468,-0.28670379519462585,-0.26230931282043457,-0.24541379511356354,-0.22851826250553131,-0.20412380993366241,-0.19241867959499359,-1.5589752197265625,-1.9263596534729004,-0.36738446354866028,4.8231463879346848E-2,-0.44671815633773804,-0.4291955828666687,-0.39267703890800476,-0.36738446354866028,-0.34209182858467102,-0.30557334423065186,-0.28805077075958252,0]
[{"$f":"Data[[#This Row],[category]]&Data[[#This Row],[subcategory]]&Data[[#This Row],[delivered]]&Data[[#This Row],[date]]&Data[[#This Row],[hour]]","v":"SublapSLAP_PGEBEnd Use Load7/25/20233"},"Sublap","SLAP_PGEB","End Use Load",2023,"7/25/2023","3",1384,1504,-0.11345472186803818,-0.24901124835014343,-0.13555653393268585,1.6561621800065041E-2,62.284683227539063,-8.1849794387817383,1,1,-0.16279797255992889,-0.15678110718727112,-0.14424145221710205,-0.13555653393268585,-0.12687161564826965,-0.11433196067810059,-0.10831508785486221,-0.17063590884208679,-0.37451291084289551,-0.2038770318031311,2.4908678606152534E-2,-0.24484814703464508,-0.23579879105091095,-0.21693915128707886,-0.2038770318031311,-0.19081491231918335,-0.17195527255535126,-0.16290588676929474,0]
[{"$f":"Data[[#This Row],[category]]&Data[[#This Row],[subcategory]]&Data[[#This Row],[delivered]]&Data[[#This Row],[date]]&Data[[#This Row],[hour]]","v":"SublapSLAP_PGEBEnd Use Load7/25/202320"},"Sublap","SLAP_PGEB","End Use Load",2023,"7/25/2023","20",1384,1504,-0.9791298508644104,-2.4141683578491211,-1.4350384473800659,3.8097955286502838E-2,81.05780029296875,-37.667072296142578,1,1,-1.497704029083252,-1.4838629961013794,-1.45501708984375,-1.4350384473800659,-1.4150598049163818,-1.3862138986587524,-1.3723728656768799,-1.4726113080978394,-3.6309092044830322,-2.1582977771759033,5.7299323379993439E-2,-2.2525467872619629,-2.2317299842834473,-2.1883456707000732,-2.1582977771759033,-2.1282498836517334,-2.0848658084869385,-2.0640487670898438,0]
[{"$f":"Data[[#This Row],[category]]&Data[[#This Row],[subcategory]]&Data[[#This Row],[delivered]]&Data[[#This Row],[date]]&Data[[#This Row],[hour]]","v":"SublapSLAP_PGEBEnd Use Load7/26/20231"},"Sublap","SLAP_PGEB","End Use Load",2023,"7/26/2023","1",1384,1503,0.23567549884319305,0.46506792306900024,0.22939242422580719,2.9191739857196808E-2,62.555637359619141,7.8581280708312988,1,1,0.18137627840042114,0.19198170304298401,0.21408426761627197,0.22939242422580719,0.24470058083534241,0.26680314540863037,0.27740857005119324,0.35422027111053467,0.69899708032608032,0.34477680921554565,4.3875183910131454E-2,0.27260854840278625,0.28854849934577942,0.32176864147186279,0.34477680921554565,0.36778497695922852,0.40100511908531189,0.41694507002830505,0]
[{"$f":"Data[[#This Row],[category]]&Data[[#This Row],[subcategory]]&Data[[#This Row],[delivered]]&Data[[#This Row],[date]]&Data[[#This Row],[hour]]","v":"SublapSLAP_PGEBEnd Use Load7/26/202315"},"Sublap","SLAP_PGEB","End Use Load",2023,"7/26/2023","15",1384,1503,0.38424551486968994,0.56271708011627197,0.17847156524658203,3.464234247803688E-2,81.006500244140625,5.1518330574035645,1,1,0.12148997932672501,0.13407561182975769,0.16030509769916534,0.17847156524658203,0.19663803279399872,0.22286751866340637,0.23545314371585846,0.57752102613449097,0.84576374292373657,0.26824277639389038,5.2067440003156662E-2,0.18259944021701813,0.20151564478874207,0.24093855917453766,0.26824277639389038,0.29554694890975952,0.33496987819671631,0.35388606786727905,0]
[{"$f":"Data[[#This Row],[category]]&Data[[#This Row],[subcategory]]&Data[[#This Row],[delivered]]&Data[[#This Row],[date]]&Data[[#This Row],[hour]]","v":"SublapSLAP_PGEBEnd Use Load8/28/20232"},"Sublap","SLAP_PGEB","End Use Load",2023,"8/28/2023","2",1451,1574,6.7010030150413513E-2,6.8514816462993622E-2,1.5047849155962467E-3,2.6203420013189316E-2,65.330459594726563,5.7427041232585907E-2,0,0,-4.1596006602048874E-2,-3.207625076174736E-2,-1.223630178719759E-2,1.5047849155962467E-3,1.5245871618390083E-2,3.5085819661617279E-2,4.4605575501918793E-2,0.10547378659248352,0.10784231871366501,2.3685314226895571E-3,4.1244182735681534E-2,-6.5472111105918884E-2,-5.0488017499446869E-2,-1.9259938970208168E-2,2.3685314226895571E-3,2.3997001349925995E-2,5.5225081741809845E-2,7.020917534828186E-2,0]
[{"$f":"Data[[#This Row],[category]]&Data[[#This Row],[subcategory]]&Data[[#This Row],[delivered]]&Data[[#This Row],[date]]&Data[[#This Row],[hour]]","v":"SublapSLAP_PGEBEnd Use Load8/28/20238"},"Sublap","SLAP_PGEB","End Use Load",2023,"8/28/2023","8",1451,1574,0.18686532974243164,6.5902136266231537E-2,-0.1209631934762001,1.0853080078959465E-2,60.718814849853516,-11.145517349243164,1,1,-0.13881492614746094,-0.13487197458744049,-0.12665455043315887,-0.1209631934762001,-0.11527182906866074,-0.10705441236495972,-0.10311146825551987,0.29412603378295898,0.1037299633026123,-0.19039607048034668,1.7082748934626579E-2,-0.21849469840526581,-0.21228848397731781,-0.19935426115989685,-0.19039607048034668,-0.18143786489963531,-0.16850364208221436,-0.16229745745658875,0]
[{"$f":"Data[[#This Row],[category]]&Data[[#This Row],[subcategory]]&Data[[#This Row],[delivered]]&Data[[#This Row],[date]]&Data[[#This Row],[hour]]","v":"SublapSLAP_PGEBEnd Use Load8/28/202318"},"Sublap","SLAP_PGEB","End Use Load",2023,"8/28/2023","18",1451,1574,-0.71951049566268921,-2.1048197522759438E-2,0.69846224784851074,3.8696214556694031E-2,86.409713745117188,18.049884796142578,1,1,0.63481265306472778,0.64887106418609619,0.67816990613937378,0.69846224784851074,0.71875458955764771,0.74805343151092529,0.7621118426322937,-1.1325094699859619,-3.3129863440990448E-2,1.0993795394897461,6.0907840728759766E-2,0.99919509887695313,1.0213230848312378,1.0674394369125366,1.0993795394897461,1.1313197612762451,1.1774361133575439,1.1995640993118286,0]
[{"$f":"Data[[#This Row],[category]]&Data[[#This Row],[subcategory]]&Data[[#This Row],[delivered]]&Data[[#This Row],[date]]&Data[[#This Row],[hour]]","v":"SublapSLAP_PGEBEnd Use Load8/29/20234"},"Sublap","SLAP_PGEB","End Use Load",2023,"8/29/2023","4",1451,1574,-0.20156955718994141,-3.9380271919071674E-3,0.19763153791427612,1.3512827455997467E-2,61.106132507324219,14.625475883483887,1,1,0.17540492117404938,0.18031415343284607,0.19054540991783142,0.19763153791427612,0.20471766591072083,0.21494892239570618,0.21985815465450287,-0.31727048754692078,-6.1984546482563019E-3,0.31107205152511597,2.1269191056489944E-2,0.27608734369277954,0.28381448984146118,0.29991847276687622,0.31107205152511597,0.32222560048103333,0.33832961320877075,0.34605672955513,0]
[{"$f":"Data[[#This Row],[category]]&Data[[#This Row],[subcategory]]&Data[[#This Row],[delivered]]&Data[[#This Row],[date]]&Data[[#This Row],[hour]]","v":"SublapSLAP_PGEBEnd Use Load8/29/202319"},"Sublap","SLAP_PGEB","End Use Load",2023,"8/29/2023","19",1451,1574,-1.1677584648132324,-2.8206043243408203,-1.6528458595275879,4.5049291104078293E-2,83.949691772460938,-36.689720153808594,1,1,-1.7269454002380371,-1.7105787992477417,-1.6764696836471558,-1.6528458595275879,-1.62922203540802,-1.5951129198074341,-1.5787463188171387,-1.8380517959594727,-4.4396309852600098,-2.6015794277191162,7.0907585322856903E-2,-2.7182121276855469,-2.692451000213623,-2.6387631893157959,-2.6015794277191162,-2.5643954277038574,-2.5107076168060303,-2.4849467277526855,0]
[{"$f":"Data[[#This Row],[category]]&Data[[#This Row],[subcategory]]&Data[[#This Row],[delivered]]&Data[[#This Row],[date]]&Data[[#This Row],[hour]]","v":"SublapSLAP_PGEBEnd Use Load8/29/2023Event Window"},"Sublap","SLAP_PGEB","End Use Load",2023,"8/29/2023","Event Window",1451,1574,-1.0372153520584106,-2.8487632274627686,-1.8115478754043579,4.0995799005031586E-2,82.510200500488281,-44.188621520996094,1,1,-1.8789799213409424,-1.8640861511230469,-1.8330460786819458,-1.8115478754043579,-1.79004967212677,-1.7590095996856689,-1.7441158294677734,-1.6325769424438477,-4.4839534759521484,-2.8513762950897217,6.452738493680954E-2,-2.9575142860412598,-2.9340715408325195,-2.8852145671844482,-2.8513762950897217,-2.8175382614135742,-2.7686810493469238,-2.7452383041381836,0]
[{"$f":"Data[[#This Row],[category]]&Data[[#This Row],[subcategory]]&Data[[#This Row],[delivered]]&Data[[#This Row],[date]]&Data[[#This Row],[hour]]","v":"SublapSLAP_PGEBEnd Use Load8/30/202317"},"Sublap","SLAP_PGEB","End Use Load",2023,"8/30/2023","17",1454,1577,-0.71374118328094482,0.11411210149526596,0.82785332202911377,4.0955550968647003E-2,94.427101135253906,20.213459014892578,1,1,0.76048743724822998,0.77536666393280029,0.80637621879577637,0.82785332202911377,0.84933042526245117,0.88033998012542725,0.89521920680999756,-1.1255698204040527,0.17995478212833405,1.3055247068405151,6.4586900174617767E-2,1.1992887258529663,1.2227532863616943,1.2716553211212158,1.3055247068405151,1.3393940925598145,1.3882961273193359,1.411760687828064,0]
[{"$f":"Data[[#This Row],[category]]&Data[[#This Row],[subcategory]]&Data[[#This Row],[delivered]]&Data[[#This Row],[date]]&Data[[#This Row],[hour]]","v":"SublapSLAP_PGEBEnd Use Load8/30/202324"},"Sublap","SLAP_PGEB","End Use Load",2023,"8/30/2023","24",1454,1577,-0.44660893082618713,4.8430193215608597E-2,0.49503913521766663,2.3021489381790161E-2,73.122764587402344,21.503349304199219,1,1,0.45717215538024902,0.46553590893745422,0.48296666145324707,0.49503913521766663,0.50711160898208618,0.52454233169555664,0.53290611505508423,-0.70430231094360352,7.6374411582946777E-2,0.78067672252655029,3.6304887384176254E-2,0.72096049785614014,0.73415011167526245,0.76163840293884277,0.78067672252655029,0.79971498250961304,0.82720327377319336,0.84039294719696045,0]
[{"$f":"Data[[#This Row],[category]]&Data[[#This Row],[subcategory]]&Data[[#This Row],[delivered]]&Data[[#This Row],[date]]&Data[[#This Row],[hour]]","v":"SublapSLAP_PGEBEnd Use Load9/19/20237"},"Sublap","SLAP_PGEB","End Use Load",2023,"9/19/2023","7",1457,1579,-0.14978519082069397,-0.17188607156276703,-2.2100877016782761E-2,7.9427426680922508E-3,60.397392272949219,-2.782524585723877,1,1,-3.516552597284317E-2,-3.2279912382364273E-2,-2.6266055181622505E-2,-2.2100877016782761E-2,-1.7935698851943016E-2,-1.1921842582523823E-2,-9.0362280607223511E-3,-0.23651081323623657,-0.27140811085700989,-3.489728644490242E-2,1.2541590258479118E-2,-5.5526364594697952E-2,-5.0969980657100677E-2,-4.1474100202322006E-2,-3.489728644490242E-2,-2.8320468962192535E-2,-1.8824588507413864E-2,-1.4268204569816589E-2,0]
[{"$f":"Data[[#This Row],[category]]&Data[[#This Row],[subcategory]]&Data[[#This Row],[delivered]]&Data[[#This Row],[date]]&Data[[#This Row],[hour]]","v":"SublapSLAP_PGEBEnd Use Load9/19/202324"},"Sublap","SLAP_PGEB","End Use Load",2023,"9/19/2023","24",1457,1579,-0.44114109873771667,0.10249897092580795,0.54364007711410522,2.3217663168907166E-2,60.643787384033203,23.414936065673828,1,1,0.50545042753219604,0.51388543844223022,0.53146469593048096,0.54364007711410522,0.55581545829772949,0.57339471578598022,0.5818297266960144,-0.69656181335449219,0.16184587776660919,0.85840767621994019,3.6660689860582352E-2,0.79810625314712524,0.81142508983612061,0.83918273448944092,0.85840767621994019,0.87763261795043945,0.90539026260375977,0.9187091588973999,0]
[{"$f":"Data[[#This Row],[category]]&Data[[#This Row],[subcategory]]&Data[[#This Row],[delivered]]&Data[[#This Row],[date]]&Data[[#This Row],[hour]]","v":"SublapSLAP_PGEBEnd Use LoadAvg Weekday 8-9pm9"},"Sublap","SLAP_PGEB","End Use Load",2023,"Avg Weekday 8-9pm","9",1384,1500.5,0.77381116151809692,0.98637765645980835,0.21256649494171143,1.399656105786562E-2,63.561779022216797,15.187051773071289,1,1,0.1895442008972168,0.19462917745113373,0.20522668957710266,0.21256649494171143,0.21990630030632019,0.23050381243228912,0.23558878898620605,1.1611036062240601,1.4800596237182617,0.31895601749420166,2.1001840010285378E-2,0.28441107273101807,0.29204109311103821,0.30794265866279602,0.31895601749420166,0.32996940612792969,0.3458709716796875,0.35350099205970764,0]
[{"$f":"Data[[#This Row],[category]]&Data[[#This Row],[subcategory]]&Data[[#This Row],[delivered]]&Data[[#This Row],[date]]&Data[[#This Row],[hour]]","v":"SublapSLAP_PGEBEnd Use LoadAvg Weekday 8-9pm23"},"Sublap","SLAP_PGEB","End Use Load",2023,"Avg Weekday 8-9pm","23",1384,1500.5,-0.67351371049880981,-0.42916858196258545,0.24434511363506317,2.1279394626617432E-2,69.938766479492188,11.482709884643555,1,1,0.20934362709522247,0.21707446873188019,0.23318618535995483,0.24434511363506317,0.25550404191017151,0.27161574363708496,0.27934661507606506,-1.0106073617935181,-0.64396744966506958,0.36663985252380371,3.1929731369018555E-2,0.31412011384963989,0.32572025060653687,0.34989586472511292,0.36663985252380371,0.38338381052017212,0.40755942463874817,0.41915959119796753,0]
[{"$f":"Data[[#This Row],[category]]&Data[[#This Row],[subcategory]]&Data[[#This Row],[delivered]]&Data[[#This Row],[date]]&Data[[#This Row],[hour]]","v":"SublapSLAP_PGEBEnd Use LoadAvg Weekday 6-9pm10"},"Sublap","SLAP_PGEB","End Use Load",2023,"Avg Weekday 6-9pm","10",1454,1551.3333333333333,1.5155726671218872,1.7774311304092407,0.26185840368270874,1.6277628019452095E-2,68.620010375976563,16.087013244628906,1,1,0.23508408665657043,0.2409977912902832,0.25332239270210266,0.26185840368270874,0.27039441466331482,0.28271901607513428,0.28863272070884705,2.3511583805084229,2.7573881149291992,0.40622967481613159,2.5252027437090874E-2,0.36469379067420959,0.37386789917945862,0.392987459897995,0.40622967481613159,0.4194718599319458,0.43859142065048218,0.44776555895805359,0]
[{"$f":"Data[[#This Row],[category]]&Data[[#This Row],[subcategory]]&Data[[#This Row],[delivered]]&Data[[#This Row],[date]]&Data[[#This Row],[hour]]","v":"SublapSLAP_PGEBEnd Use LoadAvg Weekday 6-9pm16"},"Sublap","SLAP_PGEB","End Use Load",2023,"Avg Weekday 6-9pm","16",1454,1551.3333333333333,-2.7714462950825691E-2,0.26651787757873535,0.29423233866691589,2.1566692739725113E-2,88.192626953125,13.642905235290527,1,1,0.25875827670097351,0.26659351587295532,0.28292274475097656,0.29423233866691589,0.30554193258285522,0.32187116146087646,0.32970640063285828,-4.2994368821382523E-2,0.41345807909965515,0.45645242929458618,3.3457130193710327E-2,0.40142032504081726,0.41357541084289551,0.43890747427940369,0.45645242929458618,0.47399738430976868,0.49932944774627686,0.51148450374603271,0]
[{"$f":"Data[[#This Row],[category]]&Data[[#This Row],[subcategory]]&Data[[#This Row],[delivered]]&Data[[#This Row],[date]]&Data[[#This Row],[hour]]","v":"SublapSLAP_PGEBEnd Use LoadAvg Weekday 6-9pm22"},"Sublap","SLAP_PGEB","End Use Load",2023,"Avg Weekday 6-9pm","22",1454,1551.3333333333333,-0.78668802976608276,-4.8644710332155228E-2,0.73804330825805664,3.2624822109937668E-2,71.616973876953125,22.622140884399414,1,1,0.68438023328781128,0.69623291492462158,0.72093480825424194,0.73804330825805664,0.75515180826187134,0.7798537015914917,0.791706383228302,-1.2204153537750244,-7.5464159250259399E-2,1.1449512243270874,5.0611972808837891E-2,1.0617018938064575,1.0800893306732178,1.1184102296829224,1.1449512243270874,1.1714922189712524,1.2098129987716675,1.2282005548477173,0]
[{"$f":"Data[[#This Row],[category]]&Data[[#This Row],[subcategory]]&Data[[#This Row],[delivered]]&Data[[#This Row],[date]]&Data[[#This Row],[hour]]","v":"SublapSLAP_PGEBEnd Use LoadAvg Weekday (any)8"},"Sublap","SLAP_PGEB","End Use Load",2023,"Avg Weekday (any)","8",1457,1544,0.11907608807086945,0.17403313517570496,5.4957039654254913E-2,5.6268395856022835E-3,60.599750518798828,9.7669458389282227,1,1,4.5701712369918823E-2,4.7745954245328903E-2,5.2006322890520096E-2,5.4957039654254913E-2,5.7907756417989731E-2,6.2168125063180923E-2,6.4212366938591003E-2,0.18385347723960876,0.26870715618133545,8.4853671491146088E-2,8.6878407746553421E-3,7.0563443005084991E-2,7.3719754815101624E-2,8.0297760665416718E-2,8.4853671491146088E-2,8.9409574866294861E-2,9.5987588167190552E-2,9.9143892526626587E-2,0]
[{"$f":"Data[[#This Row],[category]]&Data[[#This Row],[subcategory]]&Data[[#This Row],[delivered]]&Data[[#This Row],[date]]&Data[[#This Row],[hour]]","v":"SublapSLAP_PGEBEnd Use LoadAvg Weekday (any)23"},"Sublap","SLAP_PGEB","End Use Load",2023,"Avg Weekday (any)","23",1457,1544,-0.67615574598312378,-8.0765411257743835E-2,0.59539031982421875,2.5036221370100975E-2,68.383399963378906,23.781156539916992,1,1,0.55420941114425659,0.56330513954162598,0.58226132392883301,0.59539031982421875,0.60851931571960449,0.62747550010681152,0.63657122850418091,-1.0439844131469727,-0.12470179796218872,0.91928267478942871,3.8655925542116165E-2,0.85569936037063599,0.86974310874938965,0.89901149272918701,0.91928267478942871,0.93955379724502563,0.968822181224823,0.98286598920822144,0]
[{"$f":"Data[[#This Row],[category]]&Data[[#This Row],[subcategory]]&Data[[#This Row],[delivered]]&Data[[#This Row],[date]]&Data[[#This Row],[hour]]","v":"SublapSLAP_PGF1Net Load7/20/20238"},"Sublap","SLAP_PGF1","Net Load",2023,"7/20/2023","8",107,107,0.87082242965698242,1.144859790802002,0.27403739094734192,0.16935361921787262,71.401870727539063,1.6181372404098511,0,0,-4.5245238579809666E-3,5.7001996785402298E-2,0.18522827327251434,0.27403739094734192,0.36284652352333069,0.49107277393341064,0.55259931087493896,9.3177996575832367E-2,0.12249999493360519,2.9322000220417976E-2,1.8120836466550827E-2,-4.8412405885756016E-4,6.0992138460278511E-3,1.9819425418972969E-2,2.9322000220417976E-2,3.8824576884508133E-2,5.2544787526130676E-2,5.9128127992153168E-2,0]
[{"$f":"Data[[#This Row],[category]]&Data[[#This Row],[subcategory]]&Data[[#This Row],[delivered]]&Data[[#This Row],[date]]&Data[[#This Row],[hour]]","v":"SublapSLAP_PGF1Net Load7/20/2023Event Window"},"Sublap","SLAP_PGF1","Net Load",2023,"7/20/2023","Event Window",107,107,2.0785236358642578,-0.95719629526138306,-3.0357198715209961,0.37751534581184387,96.934577941894531,-8.0413150787353516,1,1,-3.65667724609375,-3.5195252895355225,-3.2336890697479248,-3.0357198715209961,-2.8377506732940674,-2.5519144535064697,-2.4147624969482422,0.22240203619003296,-0.10242000222206116,-0.32482203841209412,4.0394142270088196E-2,-0.39126446843147278,-0.37658920884132385,-0.34600472450256348,-0.32482203841209412,-0.30363932251930237,-0.27305483818054199,-0.25837957859039307,0]
[{"$f":"Data[[#This Row],[category]]&Data[[#This Row],[subcategory]]&Data[[#This Row],[delivered]]&Data[[#This Row],[date]]&Data[[#This Row],[hour]]","v":"SublapSLAP_PGF1Net Load7/25/20237"},"Sublap","SLAP_PGF1","Net Load",2023,"7/25/2023","7",107,107,1.2340747117996216,1.1672897338867188,-6.6785037517547607E-2,0.10302340984344482,71.766357421875,-0.64825111627578735,0,0,-0.23624347150325775,-0.19881485402584076,-0.12081056833267212,-6.6785037517547607E-2,-1.2759508565068245E-2,6.5244771540164948E-2,0.10267338901758194,0.13204599916934967,0.12489999830722809,-7.1459989994764328E-3,1.1023504659533501E-2,-2.5278052315115929E-2,-2.1273190155625343E-2,-1.2926731258630753E-2,-7.1459989994764328E-3,-1.365267438814044E-3,6.9811907596886158E-3,1.0986052453517914E-2,0]
[{"$f":"Data[[#This Row],[category]]&Data[[#This Row],[subcategory]]&Data[[#This Row],[delivered]]&Data[[#This Row],[date]]&Data[[#This Row],[hour]]","v":"SublapSLAP_PGF1Net Load7/25/202315"},"Sublap","SLAP_PGF1","Net Load",2023,"7/25/2023","15",107,107,-0.57925242185592651,-0.78672897815704346,-0.20747655630111694,0.31062310934066772,96.570091247558594,-0.66793662309646606,0,0,-0.718406081199646,-0.60555607080459595,-0.37036746740341187,-0.20747655630111694,-4.4585637748241425E-2,0.19060297310352325,0.3034529983997345,-6.1980009078979492E-2,-8.4179997444152832E-2,-2.2199992090463638E-2,3.323667123913765E-2,-7.6869450509548187E-2,-6.4794503152370453E-2,-3.9629317820072174E-2,-2.2199992090463638E-2,-4.7706631012260914E-3,2.0394518971443176E-2,3.2469470053911209E-2,0]
[{"$f":"Data[[#This Row],[category]]&Data[[#This Row],[subcategory]]&Data[[#This Row],[delivered]]&Data[[#This Row],[date]]&Data[[#This Row],[hour]]","v":"SublapSLAP_PGF1Net Load7/26/20237"},"Sublap","SLAP_PGF1","Net Load",2023,"7/26/2023","7",107,107,1.0743178129196167,1.2768224477767944,0.20250466465950012,0.11178082227706909,73.345794677734375,1.8116226196289063,1,0,1.8641574308276176E-2,5.9251777827739716E-2,0.1438867449760437,0.20250466465950012,0.26112258434295654,0.34575754404067993,0.38636776804924011,0.11495200544595718,0.13662000000476837,2.1667998284101486E-2,1.1960548348724842E-2,1.9946484826505184E-3,6.3399402424693108E-3,1.5395881608128548E-2,2.1667998284101486E-2,2.7940116822719574E-2,3.6996055394411087E-2,4.1341349482536316E-2,0]
[{"$f":"Data[[#This Row],[category]]&Data[[#This Row],[subcategory]]&Data[[#This Row],[delivered]]&Data[[#This Row],[date]]&Data[[#This Row],[hour]]","v":"SublapSLAP_PGF1Net Load7/26/202313"},"Sublap","SLAP_PGF1","Net Load",2023,"7/26/2023","13",107,107,-1.6807664632797241,-1.2848597764968872,0.39590659737586975,0.24351650476455688,94.261680603027344,1.6257896423339844,0,0,-4.6424088068306446E-3,8.3827637135982513E-2,0.26820641756057739,0.39590659737586975,0.52360677719116211,0.70798557996749878,0.79645562171936035,-0.17984201014041901,-0.1374799907207489,4.2362004518508911E-2,2.6056265458464622E-2,-4.9673771718516946E-4,8.9695574715733528E-3,2.8698086738586426E-2,4.2362004518508911E-2,5.6025926023721695E-2,7.5754456222057343E-2,8.5220754146575928E-2,0]
[{"$f":"Data[[#This Row],[category]]&Data[[#This Row],[subcategory]]&Data[[#This Row],[delivered]]&Data[[#This Row],[date]]&Data[[#This Row],[hour]]","v":"SublapSLAP_PGF1Net Load8/28/20232"},"Sublap","SLAP_PGF1","Net Load",2023,"8/28/2023","2",111,111,1.9423468112945557,1.6875675916671753,-0.25477927923202515,0.17714644968509674,76.405403137207031,-1.4382410049438477,0,0,-0.54615926742553711,-0.4818015992641449,-0.34767496585845947,-0.25477927923202515,-0.16188359260559082,-2.7756968513131142E-2,3.6600701510906219E-2,0.21560049057006836,0.18732000887393951,-2.8280500322580338E-2,1.9663255661725998E-2,-6.0623679310083389E-2,-5.3479976952075958E-2,-3.8591921329498291E-2,-2.8280500322580338E-2,-1.7969079315662384E-2,-3.0810234602540731E-3,4.0626777336001396E-3,0]
[{"$f":"Data[[#This Row],[category]]&Data[[#This Row],[subcategory]]&Data[[#This Row],[delivered]]&Data[[#This Row],[date]]&Data[[#This Row],[hour]]","v":"SublapSLAP_PGF1Net Load8/28/202314"},"Sublap","SLAP_PGF1","Net Load",2023,"8/28/2023","14",111,111,-2.406364917755127,-2.944324254989624,-0.53795945644378662,0.27412685751914978,94.040542602539063,-1.9624470472335815,1,1,-0.98885798454284668,-0.88926714658737183,-0.68171173334121704,-0.53795945644378662,-0.3942071795463562,-0.18665175139904022,-8.7060898542404175E-2,-0.26710650324821472,-0.32681998610496521,-5.9713501483201981E-2,3.0428081750869751E-2,-0.10976323485374451,-9.8708651959896088E-2,-7.5670003890991211E-2,-5.9713501483201981E-2,-4.3756995350122452E-2,-2.0718343555927277E-2,-9.6637597307562828E-3,0]
[{"$f":"Data[[#This Row],[category]]&Data[[#This Row],[subcategory]]&Data[[#This Row],[delivered]]&Data[[#This Row],[date]]&Data[[#This Row],[hour]]","v":"SublapSLAP_PGF1Net Load8/28/202324"},"Sublap","SLAP_PGF1","Net Load",2023,"8/28/2023","24",111,111,1.7029759883880615,2.0752251148223877,0.37224927544593811,0.18612372875213623,82.558555603027344,2.0000097751617432,1,1,6.6102981567382813E-2,0.13372212648391724,0.27464589476585388,0.37224927544593811,0.46985265612602234,0.61077642440795898,0.67839556932449341,0.18903033435344696,0.23034998774528503,4.1319668292999268E-2,2.0659733563661575E-2,7.3374309577047825E-3,1.484315562993288E-2,3.0485695227980614E-2,4.1319668292999268E-2,5.2153643220663071E-2,6.7796185612678528E-2,7.5301907956600189E-2,0]
[{"$f":"Data[[#This Row],[category]]&Data[[#This Row],[subcategory]]&Data[[#This Row],[delivered]]&Data[[#This Row],[date]]&Data[[#This Row],[hour]]","v":"SublapSLAP_PGF1Net Load8/29/20235"},"Sublap","SLAP_PGF1","Net Load",2023,"8/29/2023","5",111,111,1.2618829011917114,1.4157657623291016,0.15388289093971252,0.14815603196620941,72.328826904296875,1.0386542081832886,0,0,-8.9812092483043671E-2,-3.5986702889204025E-2,7.6189793646335602E-2,0.15388289093971252,0.23157599568367004,0.34375247359275818,0.39757788181304932,0.14006900787353516,0.15715000033378601,1.7081001773476601E-2,1.6445320099592209E-2,-9.9691422656178474E-3,-3.9945240132510662E-3,8.4570674225687981E-3,1.7081001773476601E-2,2.5704935193061829E-2,3.8156524300575256E-2,4.4131144881248474E-2,0]
[{"$f":"Data[[#This Row],[category]]&Data[[#This Row],[subcategory]]&Data[[#This Row],[delivered]]&Data[[#This Row],[date]]&Data[[#This Row],[hour]]","v":"SublapSLAP_PGF1Net Load8/29/202316"},"Sublap","SLAP_PGF1","Net Load",2023,"8/29/2023","16",111,111,-2.2264504432678223,-1.5721621513366699,0.65428829193115234,0.19875907897949219,97.283782958984375,3.2918663024902344,1,1,0.32735869288444519,0.39956828951835632,0.55005890130996704,0.65428829193115234,0.75851768255233765,0.90900832414627075,0.98121786117553711,-0.24713599681854248,-0.17451000213623047,7.2626002132892609E-2,2.2062256932258606E-2,3.6336813122034073E-2,4.4352080672979355E-2,6.1056539416313171E-2,7.2626002132892609E-2,8.4195464849472046E-2,0.10089992731809616,0.10891517996788025,0]
[{"$f":"Data[[#This Row],[category]]&Data[[#This Row],[subcategory]]&Data[[#This Row],[delivered]]&Data[[#This Row],[date]]&Data[[#This Row],[hour]]","v":"SublapSLAP_PGF1Net Load8/30/20236"},"Sublap","SLAP_PGF1","Net Load",2023,"8/30/2023","6",111,111,1.0630375146865845,1.4534233808517456,0.39038589596748352,0.15355512499809265,69.369369506835938,2.5423176288604736,1,1,0.13781018555164337,0.19359707832336426,0.30986151099205017,0.39038589596748352,0.47091028094291687,0.58717471361160278,0.64296162128448486,0.11799716204404831,0.16132999956607819,4.3332833796739578E-2,1.7044618725776672E-2,1.5296930447220802E-2,2.1489275619387627E-2,3.4394629299640656E-2,4.3332833796739578E-2,5.2271042019128799E-2,6.5176390111446381E-2,7.1368739008903503E-2,0]
[{"$f":"Data[[#This Row],[category]]&Data[[#This Row],[subcategory]]&Data[[#This Row],[delivered]]&Data[[#This Row],[date]]&Data[[#This Row],[hour]]","v":"SublapSLAP_PGF1Net Load8/30/202312"},"Sublap","SLAP_PGF1","Net Load",2023,"8/30/2023","12",111,111,-2.2464864253997803,-1.1110811233520508,1.1354053020477295,0.23484857380390167,83.518020629882813,4.8346271514892578,1,1,0.74911379814147949,0.83443474769592285,1.012250542640686,1.1354053020477295,1.2585600614547729,1.4363758563995361,1.5216968059539795,-0.24935999512672424,-0.1233300045132637,0.12602998316287994,2.6068191975355148E-2,8.3151631057262421E-2,9.2622257769107819E-2,0.11235980689525604,0.12602998316287994,0.13970015943050385,0.15943771600723267,0.16890834271907806,0]
[{"$f":"Data[[#This Row],[category]]&Data[[#This Row],[subcategory]]&Data[[#This Row],[delivered]]&Data[[#This Row],[date]]&Data[[#This Row],[hour]]","v":"SublapSLAP_PGF1Net Load8/30/202322"},"Sublap","SLAP_PGF1","Net Load",2023,"8/30/2023","22",111,111,2.1054294109344482,2.9588289260864258,0.85339933633804321,0.27017480134963989,86.518020629882813,3.1586933135986328,1,1,0.40900132060050964,0.5071563720703125,0.71171951293945313,0.85339933633804321,0.9950791597366333,1.1996423006057739,1.2977973222732544,0.23370265960693359,0.32842999696731567,9.4727329909801483E-2,2.9989402741193771E-2,4.5399148017168045E-2,5.6294355541467667E-2,7.9000867903232574E-2,9.4727329909801483E-2,0.11045378446578979,0.1331602931022644,0.14405550062656403,0]
[{"$f":"Data[[#This Row],[category]]&Data[[#This Row],[subcategory]]&Data[[#This Row],[delivered]]&Data[[#This Row],[date]]&Data[[#This Row],[hour]]","v":"SublapSLAP_PGF1Net Load9/19/202311"},"Sublap","SLAP_PGF1","Net Load",2023,"9/19/2023","11",111,111,-0.34974777698516846,-0.1990090012550354,0.15073876082897186,0.12991081178188324,72.540542602539063,1.1603249311447144,0,0,-6.294550746679306E-2,-1.57486442476511E-2,8.2613468170166016E-2,0.15073876082897186,0.21886405348777771,0.31722617149353027,0.36442303657531738,-3.8822002708911896E-2,-2.2089999169111252E-2,1.6732001677155495E-2,1.442010048776865E-2,-6.9869514554738998E-3,-1.7480994574725628E-3,9.1700945049524307E-3,1.6732001677155495E-2,2.4293910712003708E-2,3.5212103277444839E-2,4.0450956672430038E-2,0]
[{"$f":"Data[[#This Row],[category]]&Data[[#This Row],[subcategory]]&Data[[#This Row],[delivered]]&Data[[#This Row],[date]]&Data[[#This Row],[hour]]","v":"SublapSLAP_PGF1Net Load9/19/202319"},"Sublap","SLAP_PGF1","Net Load",2023,"9/19/2023","19",111,111,0.51475691795349121,-1.8442342281341553,-2.3589911460876465,0.24351902306079865,84.581077575683594,-9.6870918273925781,1,1,-2.7595443725585938,-2.6710734367370605,-2.4866926670074463,-2.3589911460876465,-2.2312896251678467,-2.0469088554382324,-1.9584380388259888,5.7138018310070038E-2,-0.20471000671386719,-0.26184800267219543,2.7030611410737038E-2,-0.30630943179130554,-0.29648914933204651,-0.27602288126945496,-0.26184800267219543,-0.2476731538772583,-0.22720688581466675,-0.21738661825656891,0]
[{"$f":"Data[[#This Row],[category]]&Data[[#This Row],[subcategory]]&Data[[#This Row],[delivered]]&Data[[#This Row],[date]]&Data[[#This Row],[hour]]","v":"SublapSLAP_PGF1Net LoadAvg Weekday 8-9pm4"},"Sublap","SLAP_PGF1","Net Load",2023,"Avg Weekday 8-9pm","4",107,107,1.5878784656524658,1.7089719772338867,0.12109345942735672,0.13658247888088226,75.8995361328125,0.88659584522247314,0,0,-0.10356472432613373,-5.3944028913974762E-2,4.9469538033008575E-2,0.12109345942735672,0.19271738827228546,0.2961309552192688,0.34575164318084717,0.1699029952287674,0.18286000192165375,1.295700017362833E-2,1.4614325016736984E-2,-1.1081425473093987E-2,-5.7720108889043331E-3,5.2932407706975937E-3,1.295700017362833E-2,2.0620761439204216E-2,3.1686011701822281E-2,3.6995425820350647E-2,0]
[{"$f":"Data[[#This Row],[category]]&Data[[#This Row],[subcategory]]&Data[[#This Row],[delivered]]&Data[[#This Row],[date]]&Data[[#This Row],[hour]]","v":"SublapSLAP_PGF1Net LoadAvg Weekday 8-9pm21"},"Sublap","SLAP_PGF1","Net Load",2023,"Avg Weekday 8-9pm","21",107,107,1.5719813108444214,-1.2861682176589966,-2.858149528503418,0.36502248048782349,96.359809875488281,-7.8300642967224121,1,1,-3.4585580825805664,-3.3259446620941162,-3.0495674610137939,-2.858149528503418,-2.666731595993042,-2.3903543949127197,-2.2577409744262695,0.1682019978761673,-0.13762000203132629,-0.3058219850063324,3.9057403802871704E-2,-0.37006571888923645,-0.35587608814239502,-0.32630372047424316,-0.3058219850063324,-0.28534027934074402,-0.25576791167259216,-0.24157828092575073,0]
[{"$f":"Data[[#This Row],[category]]&Data[[#This Row],[subcategory]]&Data[[#This Row],[delivered]]&Data[[#This Row],[date]]&Data[[#This Row],[hour]]","v":"SublapSLAP_PGF1Net LoadAvg Weekday 8-9pmEvent Window"},"Sublap","SLAP_PGF1","Net Load",2023,"Avg Weekday 8-9pm","Event Window",107,107,1.5719813108444214,-1.2861682176589966,-2.858149528503418,0.36502248048782349,96.359809875488281,-7.8300642967224121,1,1,-3.4585580825805664,-3.3259446620941162,-3.0495674610137939,-2.858149528503418,-2.666731595993042,-2.3903543949127197,-2.2577409744262695,0.1682019978761673,-0.13762000203132629,-0.3058219850063324,3.9057403802871704E-2,-0.37006571888923645,-0.35587608814239502,-0.32630372047424316,-0.3058219850063324,-0.28534027934074402,-0.25576791167259216,-0.24157828092575073,0]
[{"$f":"Data[[#This Row],[category]]&Data[[#This Row],[subcategory]]&Data[[#This Row],[delivered]]&Data[[#This Row],[date]]&Data[[#This Row],[hour]]","v":"SublapSLAP_PGF1Net LoadAvg Weekday 6-9pm11"},"Sublap","SLAP_PGF1","Net Load",2023,"Avg Weekday 6-9pm","11",111,109.66666666666667,-0.34813889861106873,-0.20906907320022583,0.13906984031200409,0.13259953260421753,83.948951721191406,1.0487958192825317,0,0,-7.9036980867385864E-2,-3.086329810321331E-2,6.9534577429294586E-2,0.13906984031200409,0.208605095744133,0.30900296568870544,0.35717666149139404,-3.817923367023468E-2,-2.2927908226847649E-2,1.5251325443387032E-2,1.4541748911142349E-2,-8.6677223443984985E-3,-3.3846751321107149E-3,7.6256254687905312E-3,1.5251325443387032E-2,2.2877026349306107E-2,3.3887326717376709E-2,3.9170373231172562E-2,0]
[{"$f":"Data[[#This Row],[category]]&Data[[#This Row],[subcategory]]&Data[[#This Row],[delivered]]&Data[[#This Row],[date]]&Data[[#This Row],[hour]]","v":"SublapSLAP_PGF1Net LoadAvg Weekday (any)3"},"Sublap","SLAP_PGF1","Net Load",2023,"Avg Weekday (any)","3",111,109.28571428571429,1.735273003578186,1.8955823183059692,0.16030941903591156,9.5965147018432617E-2,75.61968994140625,1.6704962253570557,1,0,2.4607989471405745E-3,3.7325136363506317E-2,0.10998524725437164,0.16030941903591156,0.21063359081745148,0.28329369425773621,0.31815803050994873,0.18964055180549622,0.20716007053852081,1.7519529908895493E-2,1.0487619787454605E-2,2.6893016183748841E-4,4.0791044011712074E-3,1.2019815854728222E-2,1.7519529908895493E-2,2.3019243031740189E-2,3.0959954485297203E-2,3.4770127385854721E-2,0]
[{"$f":"Data[[#This Row],[category]]&Data[[#This Row],[subcategory]]&Data[[#This Row],[delivered]]&Data[[#This Row],[date]]&Data[[#This Row],[hour]]","v":"SublapSLAP_PGF1Net LoadAvg Weekday (any)13"},"Sublap","SLAP_PGF1","Net Load",2023,"Avg Weekday (any)","13",111,109.28571428571429,-2.3526897430419922,-2.0497941970825195,0.30289560556411743,9.8899766802787781E-2,89.873870849609375,3.0626523494720459,1,1,0.14021997153759003,0.17615045607089996,0.25103253126144409,0.30289560556411743,0.35475867986679077,0.42964076995849609,0.46557125449180603,-0.25711539387702942,-0.22401322424411774,3.3102162182331085E-2,1.0808331891894341E-2,1.532403938472271E-2,1.9250728189945221E-2,2.7434268966317177E-2,3.3102162182331085E-2,3.8770057260990143E-2,4.6953599900007248E-2,5.088028684258461E-2,0]
[{"$f":"Data[[#This Row],[category]]&Data[[#This Row],[subcategory]]&Data[[#This Row],[delivered]]&Data[[#This Row],[date]]&Data[[#This Row],[hour]]","v":"SublapSLAP_PGF1Net LoadAvg Weekday (any)20"},"Sublap","SLAP_PGF1","Net Load",2023,"Avg Weekday (any)","20",111,109.28571428571429,0.96617996692657471,-1.074485182762146,-2.0406651496887207,0.18160505592823029,94.528312683105469,-11.23682975769043,1,1,-2.339378833770752,-2.2734014987945557,-2.1358988285064697,-2.0406651496887207,-1.9454313516616821,-1.8079289197921753,-1.7419514656066895,0.10558966547250748,-0.11742588132619858,-0.22301554679870605,1.9846837967634201E-2,-0.25566068291664124,-0.24845030903816223,-0.23342323303222656,-0.22301554679870605,-0.21260786056518555,-0.19758079946041107,-0.19037041068077087,0]
[{"$f":"Data[[#This Row],[category]]&Data[[#This Row],[subcategory]]&Data[[#This Row],[delivered]]&Data[[#This Row],[date]]&Data[[#This Row],[hour]]","v":"SublapSLAP_PGF1End Use Load7/20/202310"},"Sublap","SLAP_PGF1","End Use Load",2023,"7/20/2023","10",96,107,2.1818957328796387,2.1853125095367432,3.4166674595326185E-3,6.49399533867836E-2,80.989585876464844,5.2612718194723129E-2,0,0,-0.10340005159378052,-7.9807229340076447E-2,-3.0637877061963081E-2,3.4166674595326185E-3,3.7471212446689606E-2,8.664056658744812E-2,0.11023338884115219,0.23346284031867981,0.23382844030857086,3.6558342981152236E-4,6.9485749118030071E-3,-1.1063805781304836E-2,-8.5393739864230156E-3,-3.2782529015094042E-3,3.6558342981152236E-4,4.0094195865094662E-3,9.2705404385924339E-3,1.1794972233474255E-2,0]
[{"$f":"Data[[#This Row],[category]]&Data[[#This Row],[subcategory]]&Data[[#This Row],[delivered]]&Data[[#This Row],[date]]&Data[[#This Row],[hour]]","v":"SublapSLAP_PGF1End Use Load7/20/202320"},"Sublap","SLAP_PGF1","End Use Load",2023,"7/20/2023","20",96,107,-1.7929791212081909,-1.9860416650772095,-0.19306249916553497,0.13502848148345947,100.21875,-1.4297909736633301,0,0,-0.41516458988189697,-0.36610844731330872,-0.26387149095535278,-0.19306249916553497,-0.12225349247455597,-2.0016537979245186E-2,2.9039587825536728E-2,-0.19184876978397369,-0.21250645816326141,-2.065768651664257E-2,1.4448047615587711E-2,-4.4422611594200134E-2,-3.9173603057861328E-2,-2.8234248980879784E-2,-2.065768651664257E-2,-1.3081124052405357E-2,-2.1417695097625256E-3,3.1072359997779131E-3,0]
[{"$f":"Data[[#This Row],[category]]&Data[[#This Row],[subcategory]]&Data[[#This Row],[delivered]]&Data[[#This Row],[date]]&Data[[#This Row],[hour]]","v":"SublapSLAP_PGF1End Use Load7/25/20231"},"Sublap","SLAP_PGF1","End Use Load",2023,"7/25/2023","1",96,107,0.16177575290203094,0.17437499761581421,1.2599240057170391E-2,0.11847300082445145,81.192710876464844,0.10634692758321762,0,0,-0.18227151036262512,-0.13923001289367676,-4.9528062343597412E-2,1.2599240057170391E-2,7.4726544320583344E-2,0.16442850232124329,0.20746998488903046,1.7310004681348801E-2,1.8658123910427094E-2,1.3481186470016837E-3,1.2676611542701721E-2,-1.9503051415085793E-2,-1.4897610992193222E-2,-5.2995025180280209E-3,1.3481186470016837E-3,7.9957405105233192E-3,1.7593849450349808E-2,2.2199288010597229E-2,0]
[{"$f":"Data[[#This Row],[category]]&Data[[#This Row],[subcategory]]&Data[[#This Row],[delivered]]&Data[[#This Row],[date]]&Data[[#This Row],[hour]]","v":"SublapSLAP_PGF1End Use Load7/25/20239"},"Sublap","SLAP_PGF1","End Use Load",2023,"7/25/2023","9",96,107,0.92918747663497925,1.1896874904632568,0.26050001382827759,6.8581424653530121E-2,77.369789123535156,3.7984049320220947,1,1,0.14769360423088074,0.17260938882827759,0.22453588247299194,0.26050001382827759,0.29646414518356323,0.34839063882827759,0.37330642342567444,9.9423058331012726E-2,0.1272965669631958,2.7873501181602478E-2,7.3382123373448849E-3,1.5803216025233269E-2,1.8469205126166344E-2,2.4025339633226395E-2,2.7873501181602478E-2,3.1721662729978561E-2,3.7277799099683762E-2,3.9943788200616837E-2,0]
[{"$f":"Data[[#This Row],[category]]&Data[[#This Row],[subcategory]]&Data[[#This Row],[delivered]]&Data[[#This Row],[date]]&Data[[#This Row],[hour]]","v":"SublapSLAP_PGF1End Use Load7/26/20232"},"Sublap","SLAP_PGF1","End Use Load",2023,"7/26/2023","2",96,107,6.1289414763450623E-2,0.39354166388511658,0.33225226402282715,0.11181905120611191,81.546875,2.9713385105133057,1,1,0.14832629263401031,0.18895038962364197,0.27361428737640381,0.33225226402282715,0.39089024066925049,0.47555413842201233,0.51617825031280518,6.5579675137996674E-3,4.2108956724405289E-2,3.555099293589592E-2,1.1964638717472553E-2,1.5870913863182068E-2,2.0217692479491234E-2,2.9276728630065918E-2,3.555099293589592E-2,4.1825257241725922E-2,5.0884291529655457E-2,5.5231072008609772E-2,0]
[{"$f":"Data[[#This Row],[category]]&Data[[#This Row],[subcategory]]&Data[[#This Row],[delivered]]&Data[[#This Row],[date]]&Data[[#This Row],[hour]]","v":"SublapSLAP_PGF1End Use Load7/26/20238"},"Sublap","SLAP_PGF1","End Use Load",2023,"7/26/2023","8",96,107,0.41637501120567322,0.53020834922790527,0.11383333057165146,4.1021119803190231E-2,75.598960876464844,2.7749931812286377,1,1,4.63595911860466E-2,6.1262648552656174E-2,9.2321835458278656E-2,0.11383333057165146,0.13534483313560486,0.16640400886535645,0.18130706250667572,4.4552125036716461E-2,5.6732293218374252E-2,1.2180166319012642E-2,4.3892599642276764E-3,4.9604764208197594E-3,6.5551032312214375E-3,9.8784361034631729E-3,1.2180166319012642E-2,1.4481897465884686E-2,1.7805229872465134E-2,1.939985528588295E-2,0]
[{"$f":"Data[[#This Row],[category]]&Data[[#This Row],[subcategory]]&Data[[#This Row],[delivered]]&Data[[#This Row],[date]]&Data[[#This Row],[hour]]","v":"SublapSLAP_PGF1End Use Load7/26/202318"},"Sublap","SLAP_PGF1","End Use Load",2023,"7/26/2023","18",96,107,-1.3550833463668823,-6.4583331346511841E-2,1.2905000448226929,0.17170391976833344,103.16146087646484,7.5158448219299316,1,1,1.0080722570419312,1.0704525709152222,1.2004584074020386,1.2905000448226929,1.3805416822433472,1.5105475187301636,1.5729278326034546,-0.14499391615390778,-6.9104162976145744E-3,0.13808350265026093,1.8372319638729095E-2,0.10786373168230057,0.11453842371702194,0.12844905257225037,0.13808350265026093,0.14771795272827148,0.16162858903408051,0.16830328106880188,0]
[{"$f":"Data[[#This Row],[category]]&Data[[#This Row],[subcategory]]&Data[[#This Row],[delivered]]&Data[[#This Row],[date]]&Data[[#This Row],[hour]]","v":"SublapSLAP_PGF1End Use Load8/28/20234"},"Sublap","SLAP_PGF1","End Use Load",2023,"8/28/2023","4",100,111,-9.9859997630119324E-2,-0.19500000774860382,-9.51400026679039E-2,2.8594162315130234E-2,74.680000305175781,-3.3272526264190674,1,1,-0.14217321574687958,-0.13178490102291107,-0.1101347953081131,-9.51400026679039E-2,-8.0145210027694702E-2,-5.8495108038187027E-2,-4.8106789588928223E-2,-1.1084459722042084E-2,-2.1645000204443932E-2,-1.0560540482401848E-2,3.1739519909024239E-3,-1.5781227499246597E-2,-1.4628124423325062E-2,-1.2224962003529072E-2,-1.0560540482401848E-2,-8.8961180299520493E-3,-6.4929570071399212E-3,-5.3398534655570984E-3,0]
[{"$f":"Data[[#This Row],[category]]&Data[[#This Row],[subcategory]]&Data[[#This Row],[delivered]]&Data[[#This Row],[date]]&Data[[#This Row],[hour]]","v":"SublapSLAP_PGF1End Use Load8/28/202315"},"Sublap","SLAP_PGF1","End Use Load",2023,"8/28/2023","15",100,111,0.55743998289108276,0.41385000944137573,-0.14359000325202942,0.13577817380428314,95.55999755859375,-1.0575337409973145,0,0,-0.36692523956298828,-0.31759673357009888,-0.21479214727878571,-0.14359000325202942,-7.2387859225273132E-2,3.0416727066040039E-2,7.974521815776825E-2,6.1875838786363602E-2,4.5937351882457733E-2,-1.5938490629196167E-2,1.5071377158164978E-2,-4.0728703141212463E-2,-3.5253237932920456E-2,-2.3841928690671921E-2,-1.5938490629196167E-2,-8.0350525677204132E-3,3.3762566745281219E-3,8.8517190888524055E-3,0]
[{"$f":"Data[[#This Row],[category]]&Data[[#This Row],[subcategory]]&Data[[#This Row],[delivered]]&Data[[#This Row],[date]]&Data[[#This Row],[hour]]","v":"SublapSLAP_PGF1End Use Load8/28/2023Event Window"},"Sublap","SLAP_PGF1","End Use Load",2023,"8/28/2023","Event Window",100,111,-1.5211399793624878,-4.5467400550842285,-3.0255999565124512,0.24115779995918274,95.055000305175781,-12.546141624450684,1,1,-3.422269344329834,-3.3346560001373291,-3.1520631313323975,-3.0255999565124512,-2.8991367816925049,-2.7165439128875732,-2.6289305686950684,-0.16884653270244598,-0.50468814373016357,-0.3358415961265564,2.6768514886498451E-2,-0.3798719048500061,-0.37014681100845337,-0.34987899661064148,-0.3358415961265564,-0.32180419564247131,-0.30153638124465942,-0.29181128740310669,0]
[{"$f":"Data[[#This Row],[category]]&Data[[#This Row],[subcategory]]&Data[[#This Row],[delivered]]&Data[[#This Row],[date]]&Data[[#This Row],[hour]]","v":"SublapSLAP_PGF1End Use Load8/29/202317"},"Sublap","SLAP_PGF1","End Use Load",2023,"8/29/2023","17",100,111,-0.80038398504257202,-2.7081000804901123,-1.9077160358428955,0.21369406580924988,97.900001525878906,-8.9273233413696289,1,1,-2.259211540222168,-2.1815760135650635,-2.0197772979736328,-1.9077160358428955,-1.7956547737121582,-1.6338560581207275,-1.556220531463623,-8.8842622935771942E-2,-0.30059909820556641,-0.21175648272037506,2.3720040917396545E-2,-0.25077247619628906,-0.24215494096279144,-0.22419528663158417,-0.21175648272037506,-0.19931767880916595,-0.18135802447795868,-0.17274047434329987,0]
[{"$f":"Data[[#This Row],[category]]&Data[[#This Row],[subcategory]]&Data[[#This Row],[delivered]]&Data[[#This Row],[date]]&Data[[#This Row],[hour]]","v":"SublapSLAP_PGF1End Use Load8/29/202324"},"Sublap","SLAP_PGF1","End Use Load",2023,"8/29/2023","24",100,111,-0.35363519191741943,8.7739996612071991E-2,0.44137519598007202,9.0192146599292755E-2,78.930000305175781,4.8937211036682129,1,1,0.29302230477333069,0.32578930258750916,0.39407837390899658,0.44137519598007202,0.48867201805114746,0.5569610595703125,0.58972805738449097,-3.9253506809473038E-2,9.739140048623085E-3,4.8992644995450974E-2,1.0011328384280205E-2,3.2525476068258286E-2,3.6162611097097397E-2,4.3742697685956955E-2,4.8992644995450974E-2,5.4242592304944992E-2,6.182267889380455E-2,6.545981764793396E-2,0]
[{"$f":"Data[[#This Row],[category]]&Data[[#This Row],[subcategory]]&Data[[#This Row],[delivered]]&Data[[#This Row],[date]]&Data[[#This Row],[hour]]","v":"SublapSLAP_PGF1End Use Load8/30/20237"},"Sublap","SLAP_PGF1","End Use Load",2023,"8/30/2023","7",100,111,-7.201000303030014E-2,8.2999998703598976E-3,8.0310001969337463E-2,2.9788060113787651E-2,68.605003356933594,2.6960468292236328,1,1,3.1313002109527588E-2,4.2135067284107208E-2,6.4689129590988159E-2,8.0310001969337463E-2,9.5930874347686768E-2,0.11848493665456772,0.12930700182914734,-7.9931104555726051E-3,9.212999721057713E-4,8.9144101366400719E-3,3.306474769487977E-3,3.4757433459162712E-3,4.6769925393164158E-3,7.1804933249950409E-3,8.9144101366400719E-3,1.0648326948285103E-2,1.3151828199625015E-2,1.4353076927363873E-2,0]
[{"$f":"Data[[#This Row],[category]]&Data[[#This Row],[subcategory]]&Data[[#This Row],[delivered]]&Data[[#This Row],[date]]&Data[[#This Row],[hour]]","v":"SublapSLAP_PGF1End Use Load8/30/202324"},"Sublap","SLAP_PGF1","End Use Load",2023,"8/30/2023","24",100,111,-0.39881399273872375,6.6969998180866241E-2,0.46578401327133179,8.4487691521644592E-2,81.580001831054688,5.5130400657653809,1,1,0.32681411504745483,0.35750868916511536,0.42147862911224365,0.46578401327133179,0.51008939743041992,0.57405936717987061,0.60475391149520874,-4.4268354773521423E-2,7.4336696416139603E-3,5.1702026277780533E-2,9.3781333416700363E-3,3.627636656165123E-2,3.9683464914560318E-2,4.6784128993749619E-2,5.1702026277780533E-2,5.6619923561811447E-2,6.3720591366291046E-2,6.7127682268619537E-2,0]
[{"$f":"Data[[#This Row],[category]]&Data[[#This Row],[subcategory]]&Data[[#This Row],[delivered]]&Data[[#This Row],[date]]&Data[[#This Row],[hour]]","v":"SublapSLAP_PGF1End Use Load9/19/20239"},"Sublap","SLAP_PGF1","End Use Load",2023,"9/19/2023","9",100,111,1.0072180032730103,0.69045001268386841,-0.31676799058914185,7.3940597474575043E-2,64.650001525878906,-4.2840876579284668,1,1,-0.43838945031166077,-0.41152667999267578,-0.35554248094558716,-0.31676799058914185,-0.27799350023269653,-0.22200930118560791,-0.19514653086662292,0.11180119961500168,7.6639950275421143E-2,-3.5161245614290237E-2,8.2074059173464775E-3,-4.8661228269338608E-2,-4.567946121096611E-2,-3.9465215057134628E-2,-3.5161245614290237E-2,-3.0857278034090996E-2,-2.4643031880259514E-2,-2.1661264821887016E-2,0]
[{"$f":"Data[[#This Row],[category]]&Data[[#This Row],[subcategory]]&Data[[#This Row],[delivered]]&Data[[#This Row],[date]]&Data[[#This Row],[hour]]","v":"SublapSLAP_PGF1End Use Load9/19/202313"},"Sublap","SLAP_PGF1","End Use Load",2023,"9/19/2023","13",100,111,1.7719839811325073,1.7191499471664429,-5.2834004163742065E-2,0.10532742738723755,79.459999084472656,-0.50161677598953247,0,0,-0.2260822057723999,-0.18781653046607971,-0.10806775838136673,-5.2834004163742065E-2,2.3997528478503227E-3,8.2148522138595581E-2,0.12041419744491577,0.19669021666049957,0.19082564115524292,-5.8645745739340782E-3,1.1691344901919365E-2,-2.5095125660300255E-2,-2.0847635343670845E-2,-1.1995521374046803E-2,-5.8645745739340782E-3,2.6637257542461157E-4,9.1184861958026886E-3,1.3365975581109524E-2,0]
[{"$f":"Data[[#This Row],[category]]&Data[[#This Row],[subcategory]]&Data[[#This Row],[delivered]]&Data[[#This Row],[date]]&Data[[#This Row],[hour]]","v":"SublapSLAP_PGF1End Use LoadAvg Weekday 8-9pm6"},"Sublap","SLAP_PGF1","End Use Load",2023,"Avg Weekday 8-9pm","6",96,107,-0.1028333306312561,-8.9895829558372498E-2,1.2937500141561031E-2,2.3868801072239876E-2,73.645835876464844,0.54202556610107422,0,0,-2.6323184370994568E-2,-1.7651598900556564E-2,4.2068862239830196E-4,1.2937500141561031E-2,2.5454312562942505E-2,4.3526601046323776E-2,5.2198182791471481E-2,-1.1003166437149048E-2,-9.6188541501760483E-3,1.3843125198036432E-3,2.553961705416441E-3,-2.8165807016193867E-3,-1.888721133582294E-3,4.5013683120487258E-5,1.3843125198036432E-3,2.7236114256083965E-3,4.6573462896049023E-3,5.5852057412266731E-3,0]
[{"$f":"Data[[#This Row],[category]]&Data[[#This Row],[subcategory]]&Data[[#This Row],[delivered]]&Data[[#This Row],[date]]&Data[[#This Row],[hour]]","v":"SublapSLAP_PGF1End Use LoadAvg Weekday 8-9pm16"},"Sublap","SLAP_PGF1","End Use Load",2023,"Avg Weekday 8-9pm","16",96,107,-9.4020836055278778E-2,2.994791604578495E-2,0.12396875023841858,6.6863462328910828E-2,100.09114837646484,1.8540581464767456,1,0,1.3988141901791096E-2,3.8279775530099869E-2,8.8905513286590576E-2,0.12396875023841858,0.15903198719024658,0.20965772867202759,0.23394936323165894,-1.006022933870554E-2,3.2044269610196352E-3,1.3264656066894531E-2,7.1543906815350056E-3,1.4967311872169375E-3,4.095936194062233E-3,9.5128901302814484E-3,1.3264656066894531E-2,1.7016422003507614E-2,2.2433377802371979E-2,2.5032581761479378E-2,0]
[{"$f":"Data[[#This Row],[category]]&Data[[#This Row],[subcategory]]&Data[[#This Row],[delivered]]&Data[[#This Row],[date]]&Data[[#This Row],[hour]]","v":"SublapSLAP_PGF1End Use LoadAvg Weekday 8-9pm22"},"Sublap","SLAP_PGF1","End Use Load",2023,"Avg Weekday 8-9pm","22",96,107,-0.92688542604446411,-0.40588539838790894,0.52100002765655518,0.11636833846569061,92.830726623535156,4.4771628379821777,1,1,0.32959115505218506,0.37186801433563232,0.45997640490531921,0.52100002765655518,0.58202362060546875,0.67013204097747803,0.71240890026092529,-9.9176742136478424E-2,-4.342973604798317E-2,5.5747002363204956E-2,1.2451412156224251E-2,3.5266254097223282E-2,3.9789877831935883E-2,4.9217473715543747E-2,5.5747002363204956E-2,6.2276527285575867E-2,7.170412689447403E-2,7.6227754354476929E-2,0]
[{"$f":"Data[[#This Row],[category]]&Data[[#This Row],[subcategory]]&Data[[#This Row],[delivered]]&Data[[#This Row],[date]]&Data[[#This Row],[hour]]","v":"SublapSLAP_PGF1End Use LoadAvg Weekday 6-9pm8"},"Sublap","SLAP_PGF1","End Use Load",2023,"Avg Weekday 6-9pm","8",100,109.66666666666667,0.35182800889015198,0.37417000532150269,2.2341998293995857E-2,2.5102695450186729E-2,71.623329162597656,0.89002388715744019,0,0,-1.8948260694742203E-2,-9.8284007981419563E-3,9.1781318187713623E-3,2.2341998293995857E-2,3.5505864769220352E-2,5.4512396454811096E-2,6.3632257282733917E-2,3.8583803921937943E-2,4.1033975780010223E-2,2.4501725565642118E-3,2.7529289945960045E-3,-2.0779925398528576E-3,-1.0778479045256972E-3,1.0065351380035281E-3,2.4501725565642118E-3,3.8938098587095737E-3,5.9781926684081554E-3,6.9783376529812813E-3,0]
[{"$f":"Data[[#This Row],[category]]&Data[[#This Row],[subcategory]]&Data[[#This Row],[delivered]]&Data[[#This Row],[date]]&Data[[#This Row],[hour]]","v":"SublapSLAP_PGF1End Use LoadAvg Weekday 6-9pm23"},"Sublap","SLAP_PGF1","End Use Load",2023,"Avg Weekday 6-9pm","23",100,109.66666666666667,-0.69167530536651611,6.0146667063236237E-2,0.75182199478149414,0.16632762551307678,86.851661682128906,4.5201268196105957,1,1,0.47823739051818848,0.53866457939147949,0.6645997166633606,0.75182199478149414,0.83904427289962769,0.96497941017150879,1.0254065990447998,-7.5853727757930756E-2,6.5960846841335297E-3,8.2449808716773987E-2,1.8240597099065781E-2,5.2446700632572174E-2,5.9073548763990402E-2,7.2884432971477509E-2,8.2449808716773987E-2,9.2015191912651062E-2,0.10582607239484787,0.1124529242515564,0]
[{"$f":"Data[[#This Row],[category]]&Data[[#This Row],[subcategory]]&Data[[#This Row],[delivered]]&Data[[#This Row],[date]]&Data[[#This Row],[hour]]","v":"SublapSLAP_PGF1End Use LoadAvg Weekday (any)4"},"Sublap","SLAP_PGF1","End Use Load",2023,"Avg Weekday (any)","4",100,109.28571428571429,-0.15029820799827576,-0.10712571442127228,4.3172501027584076E-2,1.2635029852390289E-2,73.997856140136719,3.4168894290924072,1,1,2.2389726713299751E-2,2.6980059221386909E-2,3.6546684801578522E-2,4.3172501027584076E-2,4.979831725358963E-2,5.9364944696426392E-2,6.395527720451355E-2,-1.6425447538495064E-2,-1.1707310564815998E-2,4.718137439340353E-3,1.3808282092213631E-3,2.4468773044645786E-3,2.9485351406037807E-3,3.99403041228652E-3,4.718137439340353E-3,5.442244466394186E-3,6.4877402037382126E-3,6.9893980398774147E-3,0]
[{"$f":"Data[[#This Row],[category]]&Data[[#This Row],[subcategory]]&Data[[#This Row],[delivered]]&Data[[#This Row],[date]]&Data[[#This Row],[hour]]","v":"SublapSLAP_PGF1End Use LoadAvg Weekday (any)14"},"Sublap","SLAP_PGF1","End Use Load",2023,"Avg Weekday (any)","14",100,109.28571428571429,0.95491766929626465,1.2139571905136108,0.2590394914150238,6.5408222377300262E-2,92.826423645019531,3.960350513458252,1,1,0.15145254135131836,0.17521548271179199,0.22473938763141632,0.2590394914150238,0.29333961009979248,0.34286350011825562,0.36662644147872925,0.10435885936021805,0.13266818225383759,2.830931544303894E-2,7.148184347897768E-3,1.6551598906517029E-2,1.9148549064993858E-2,2.4560805410146713E-2,2.830931544303894E-2,3.2057829201221466E-2,3.7470083683729172E-2,4.0067031979560852E-2,0]
[{"$f":"Data[[#This Row],[category]]&Data[[#This Row],[subcategory]]&Data[[#This Row],[delivered]]&Data[[#This Row],[date]]&Data[[#This Row],[hour]]","v":"SublapSLAP_PGFGNet Load7/20/20237"},"Sublap","SLAP_PGFG","Net Load",2023,"7/20/2023","7",332,334,0.78003615140914917,0.87804216146469116,9.8006024956703186E-2,7.4600100517272949E-2,52.608432769775391,1.3137519359588623,0,0,-2.4700220674276352E-2,2.402149373665452E-3,5.8885693550109863E-2,9.8006024956703186E-2,0.13712635636329651,0.19360989332199097,0.22071227431297302,0.26053208112716675,0.29326608777046204,3.2734014093875885E-2,2.4916432797908783E-2,-8.2498732954263687E-3,8.0231786705553532E-4,1.9667821004986763E-2,3.2734014093875885E-2,4.5800201594829559E-2,6.4665704965591431E-2,7.371789962053299E-2,0]
[{"$f":"Data[[#This Row],[category]]&Data[[#This Row],[subcategory]]&Data[[#This Row],[delivered]]&Data[[#This Row],[date]]&Data[[#This Row],[hour]]","v":"SublapSLAP_PGFGNet Load7/20/202311"},"Sublap","SLAP_PGFG","Net Load",2023,"7/20/2023","11",332,334,-0.6111566424369812,-0.39683735370635986,0.21431927382946014,0.1172209158539772,63.367469787597656,1.8283364772796631,1,0,2.1508025005459785E-2,6.4094625413417816E-2,0.15284857153892517,0.21431927382946014,0.27578997611999512,0.36454391479492188,0.40713050961494446,-0.20412631332874298,-0.13254368305206299,7.158263772726059E-2,3.9151787757873535E-2,7.1836803108453751E-3,2.1407604217529297E-2,5.1051422953605652E-2,7.158263772726059E-2,9.2113852500915527E-2,0.12175767123699188,0.13598158955574036,0]
[{"$f":"Data[[#This Row],[category]]&Data[[#This Row],[subcategory]]&Data[[#This Row],[delivered]]&Data[[#This Row],[date]]&Data[[#This Row],[hour]]","v":"SublapSLAP_PGFGNet Load7/20/202321"},"Sublap","SLAP_PGFG","Net Load",2023,"7/20/2023","21",332,334,0.94764465093612671,-3.152590274810791,-4.1002349853515625,0.20258951187133789,69.307228088378906,-20.239128112792969,1,1,-4.4334650039672852,-4.3598637580871582,-4.2064728736877441,-4.1002349853515625,-3.9939968585968018,-3.8406059741973877,-3.7670049667358398,0.3165132999420166,-1.0529651641845703,-1.3694784641265869,6.7664898931980133E-2,-1.4807772636413574,-1.4561945199966431,-1.4049619436264038,-1.3694784641265869,-1.33399498462677,-1.2827624082565308,-1.2581796646118164,0]
[{"$f":"Data[[#This Row],[category]]&Data[[#This Row],[subcategory]]&Data[[#This Row],[delivered]]&Data[[#This Row],[date]]&Data[[#This Row],[hour]]","v":"SublapSLAP_PGFGNet Load7/25/202313"},"Sublap","SLAP_PGFG","Net Load",2023,"7/25/2023","13",336,338,-2.2372841835021973,-2.6775596141815186,-0.44027531147003174,0.14158275723457336,80.130950927734375,-3.1096675395965576,1,1,-0.67315822839736938,-0.62172091007232666,-0.51452136039733887,-0.44027531147003174,-0.36602923274040222,-0.25882971286773682,-0.20739239454269409,-0.75620204210281372,-0.90501517057418823,-0.14881305396556854,4.7854971140623093E-2,-0.22752748429775238,-0.21014167368412018,-0.17390821874141693,-0.14881305396556854,-0.12371788173913956,-8.7484441697597504E-2,-7.0098631083965302E-2,0]
[{"$f":"Data[[#This Row],[category]]&Data[[#This Row],[subcategory]]&Data[[#This Row],[delivered]]&Data[[#This Row],[date]]&Data[[#This Row],[hour]]","v":"SublapSLAP_PGFGNet Load7/25/202317"},"Sublap","SLAP_PGFG","Net Load",2023,"7/25/2023","17",336,338,-2.4756205081939697,-2.4299404621124268,4.5680046081542969E-2,0.10002119839191437,89.476188659667969,0.45670363306999207,0,0,-0.11884018778800964,-8.2502275705337524E-2,-6.7711216397583485E-3,4.5680046081542969E-2,9.8131217062473297E-2,0.17386236786842346,0.21020027995109558,-0.83675974607467651,-0.82131987810134888,1.5439855866134167E-2,3.3807165920734406E-2,-4.0167983621358871E-2,-2.7885768562555313E-2,-2.2886390797793865E-3,1.5439855866134167E-2,3.3168353140354156E-2,5.8765482157468796E-2,7.1047693490982056E-2,0]
[{"$f":"Data[[#This Row],[category]]&Data[[#This Row],[subcategory]]&Data[[#This Row],[delivered]]&Data[[#This Row],[date]]&Data[[#This Row],[hour]]","v":"SublapSLAP_PGFGNet Load7/26/20233"},"Sublap","SLAP_PGFG","Net Load",2023,"7/26/2023","3",336,338,0.91275596618652344,1.5216666460037231,0.60891067981719971,0.15704880654811859,59.464286804199219,3.877206563949585,1,1,0.35058838129043579,0.40764454007148743,0.52655422687530518,0.60891067981719971,0.69126713275909424,0.81017684936523438,0.86723297834396362,0.30851152539253235,0.51432335376739502,0.20581181347370148,5.3082495927810669E-2,0.11849886924028397,0.13778385519981384,0.17797532677650452,0.20581181347370148,0.23364828526973724,0.27383977174758911,0.2931247353553772,0]
[{"$f":"Data[[#This Row],[category]]&Data[[#This Row],[subcategory]]&Data[[#This Row],[delivered]]&Data[[#This Row],[date]]&Data[[#This Row],[hour]]","v":"SublapSLAP_PGFGNet Load7/26/202320"},"Sublap","SLAP_PGFG","Net Load",2023,"7/26/2023","20",336,338,0.49351188540458679,-4.5510716438293457,-5.0445833206176758,0.22336578369140625,66.416664123535156,-22.584405899047852,1,1,-5.4119873046875,-5.3308382034301758,-5.1617164611816406,-5.0445833206176758,-4.9274501800537109,-4.7583284378051758,-4.6771793365478516,0.16680701076984406,-1.5382622480392456,-1.7050691843032837,7.5497634708881378E-2,-1.829251766204834,-1.8018232583999634,-1.7446601390838623,-1.7050691843032837,-1.6654781103134155,-1.6083149909973145,-1.5808866024017334,0]
[{"$f":"Data[[#This Row],[category]]&Data[[#This Row],[subcategory]]&Data[[#This Row],[delivered]]&Data[[#This Row],[date]]&Data[[#This Row],[hour]]","v":"SublapSLAP_PGFGNet Load8/28/20235"},"Sublap","SLAP_PGFG","Net Load",2023,"8/28/2023","5",352,354,0.84817469120025635,0.85747158527374268,9.2968791723251343E-3,9.3679375946521759E-2,54.076705932617188,9.9241472780704498E-2,0,0,-0.14479197561740875,-0.11075807362794876,-3.9828632026910782E-2,9.2968791723251343E-3,5.842239037156105E-2,0.12935182452201843,0.16338573396205902,0.30025383830070496,0.30354493856430054,3.2910951413214207E-3,3.3162500709295273E-2,-5.1256358623504639E-2,-3.9208356291055679E-2,-1.4099335297942162E-2,3.2910951413214207E-3,2.0681526511907578E-2,4.5790545642375946E-2,5.7838547974824905E-2,0]
[{"$f":"Data[[#This Row],[category]]&Data[[#This Row],[subcategory]]&Data[[#This Row],[delivered]]&Data[[#This Row],[date]]&Data[[#This Row],[hour]]","v":"SublapSLAP_PGFGNet Load8/28/202316"},"Sublap","SLAP_PGFG","Net Load",2023,"8/28/2023","16",352,354,-2.7733759880065918,-2.3559374809265137,0.41743847727775574,0.14531080424785614,88.9375,2.8727283477783203,1,1,0.17842347919940948,0.23121519386768341,0.34123742580413818,0.41743847727775574,0.49363952875137329,0.60366177558898926,0.65645349025726318,-0.98177510499954224,-0.83400183916091919,0.14777322113513947,5.1440022885799408E-2,6.3161909580230713E-2,8.185017853975296E-2,0.12079805135726929,0.14777322113513947,0.17474839091300964,0.21369627118110657,0.23238453269004822,0]
[{"$f":"Data[[#This Row],[category]]&Data[[#This Row],[subcategory]]&Data[[#This Row],[delivered]]&Data[[#This Row],[date]]&Data[[#This Row],[hour]]","v":"SublapSLAP_PGFGNet Load8/28/202320"},"Sublap","SLAP_PGFG","Net Load",2023,"8/28/2023","20",352,354,0.60783809423446655,-2.857414722442627,-3.4652528762817383,0.16876862943172455,78.103691101074219,-20.532566070556641,1,1,-3.7428524494171143,-3.6815385818481445,-3.5537552833557129,-3.4652528762817383,-3.3767504692077637,-3.248967170715332,-3.1876533031463623,0.21517468988895416,-1.0115247964859009,-1.2266994714736938,5.974409356713295E-2,-1.3249697685241699,-1.3032646179199219,-1.2580293416976929,-1.2266994714736938,-1.1953697204589844,-1.1501343250274658,-1.1284292936325073,0]
[{"$f":"Data[[#This Row],[category]]&Data[[#This Row],[subcategory]]&Data[[#This Row],[delivered]]&Data[[#This Row],[date]]&Data[[#This Row],[hour]]","v":"SublapSLAP_PGFGNet Load8/29/202312"},"Sublap","SLAP_PGFG","Net Load",2023,"8/29/2023","12",352,354,-1.335795521736145,-0.39221590757369995,0.94357955455780029,0.11392878741025925,76.680397033691406,8.2821874618530273,1,1,0.75618338584899902,0.79757392406463623,0.88383525609970093,0.94357955455780029,1.0033239126205444,1.0895851850509644,1.1309757232666016,-0.47287160158157349,-0.13884443044662476,0.33402717113494873,4.0330789983272552E-2,0.26768893003463745,0.28234118223190308,0.31287768483161926,0.33402717113494873,0.3551766574382782,0.38571316003799438,0.40036541223526001,0]
[{"$f":"Data[[#This Row],[category]]&Data[[#This Row],[subcategory]]&Data[[#This Row],[delivered]]&Data[[#This Row],[date]]&Data[[#This Row],[hour]]","v":"SublapSLAP_PGFGNet Load8/29/202318"},"Sublap","SLAP_PGFG","Net Load",2023,"8/29/2023","18",352,354,-0.97527933120727539,-2.7311079502105713,-1.7558286190032959,0.13936443626880646,91.386360168457031,-12.598828315734863,1,1,-1.9850627183914185,-1.9344313144683838,-1.8289114236831665,-1.7558286190032959,-1.6827458143234253,-1.577225923538208,-1.5265945196151733,-0.34524887800216675,-0.96681219339370728,-0.62156331539154053,4.9335010349750519E-2,-0.70271217823028564,-0.68478870391845703,-0.64743465185165405,-0.62156331539154053,-0.59569203853607178,-0.5583379864692688,-0.54041445255279541,0]
[{"$f":"Data[[#This Row],[category]]&Data[[#This Row],[subcategory]]&Data[[#This Row],[delivered]]&Data[[#This Row],[date]]&Data[[#This Row],[hour]]","v":"SublapSLAP_PGFGNet Load8/30/202311"},"Sublap","SLAP_PGFG","Net Load",2023,"8/30/2023","11",353,355,-0.57303589582443237,1.9433425739407539E-2,0.59246933460235596,0.12145203351974487,75.181304931640625,4.8782167434692383,1,1,0.39269852638244629,0.43682229518890381,0.52877980470657349,0.59246933460235596,0.65615886449813843,0.74811637401580811,0.79224014282226563,-0.2034277468919754,6.8988660350441933E-3,0.21032661199569702,4.3115470558404922E-2,0.13940797746181488,0.1550719141960144,0.18771682679653168,0.21032661199569702,0.23293639719486237,0.26558130979537964,0.28124526143074036,0]
[{"$f":"Data[[#This Row],[category]]&Data[[#This Row],[subcategory]]&Data[[#This Row],[delivered]]&Data[[#This Row],[date]]&Data[[#This Row],[hour]]","v":"SublapSLAP_PGFGNet Load8/30/202319"},"Sublap","SLAP_PGFG","Net Load",2023,"8/30/2023","19",353,355,0.80636447668075562,-2.378781795501709,-3.1851463317871094,0.19378496706485748,87.913597106933594,-16.436498641967773,1,1,-3.5038943290710449,-3.4334917068481445,-3.2867672443389893,-3.1851463317871094,-3.0835254192352295,-2.9368009567260742,-2.8663983345031738,0.28625938296318054,-0.84446752071380615,-1.1307269334793091,6.8793661892414093E-2,-1.2438825368881226,-1.218889594078064,-1.1668024063110352,-1.1307269334793091,-1.0946515798568726,-1.0425643920898438,-1.0175714492797852,0]
[{"$f":"Data[[#This Row],[category]]&Data[[#This Row],[subcategory]]&Data[[#This Row],[delivered]]&Data[[#This Row],[date]]&Data[[#This Row],[hour]]","v":"SublapSLAP_PGFGNet Load8/30/2023Event Window"},"Sublap","SLAP_PGFG","Net Load",2023,"8/30/2023","Event Window",353,355,1.0321682691574097,-2.2990367412567139,-3.3312051296234131,0.18595415353775024,83.806427001953125,-17.914119720458984,1,1,-3.6370725631713867,-3.5695149898529053,-3.4287195205688477,-3.3312051296234131,-3.2336907386779785,-3.0928952693939209,-3.0253376960754395,0.36641973257064819,-0.81615805625915527,-1.1825778484344482,6.6013723611831665E-2,-1.2911607027053833,-1.2671778202056885,-1.2171953916549683,-1.1825778484344482,-1.1479601860046387,-1.097977876663208,-1.0739948749542236,0]
[{"$f":"Data[[#This Row],[category]]&Data[[#This Row],[subcategory]]&Data[[#This Row],[delivered]]&Data[[#This Row],[date]]&Data[[#This Row],[hour]]","v":"SublapSLAP_PGFGNet Load9/19/202310"},"Sublap","SLAP_PGFG","Net Load",2023,"9/19/2023","10",353,355,0.33092918992042542,0.48382437229156494,0.15289518237113953,7.0551306009292603E-2,58.949008941650391,2.1671488285064697,1,1,3.6848612129688263E-2,6.2480047345161438E-2,0.11589804291725159,0.15289518237113953,0.18989232182502747,0.24331031739711761,0.26894176006317139,0.11747986078262329,0.17175765335559845,5.427778884768486E-2,2.5045713409781456E-2,1.3081257231533527E-2,2.218041755259037E-2,4.1143804788589478E-2,5.427778884768486E-2,6.7411772906780243E-2,8.63751620054245E-2,9.5474325120449066E-2,0]
[{"$f":"Data[[#This Row],[category]]&Data[[#This Row],[subcategory]]&Data[[#This Row],[delivered]]&Data[[#This Row],[date]]&Data[[#This Row],[hour]]","v":"SublapSLAP_PGFGNet Load9/19/2023Event Window"},"Sublap","SLAP_PGFG","Net Load",2023,"9/19/2023","Event Window",353,355,8.9412927627563477E-2,-2.6554107666015625,-2.744823694229126,0.13188470900058746,64.728401184082031,-20.812295913696289,1,1,-2.9617547988891602,-2.9138407707214355,-2.8139841556549072,-2.744823694229126,-2.6756632328033447,-2.5758066177368164,-2.5278925895690918,3.1741589307785034E-2,-0.94267082214355469,-0.97441244125366211,4.6819072216749191E-2,-1.0514229536056519,-1.0344134569168091,-0.99896436929702759,-0.97441244125366211,-0.94986045360565186,-0.91441136598587036,-0.89740186929702759,0]
[{"$f":"Data[[#This Row],[category]]&Data[[#This Row],[subcategory]]&Data[[#This Row],[delivered]]&Data[[#This Row],[date]]&Data[[#This Row],[hour]]","v":"SublapSLAP_PGFGNet LoadAvg Weekday 8-9pm11"},"Sublap","SLAP_PGFG","Net Load",2023,"Avg Weekday 8-9pm","11",336,336,-0.61370909214019775,-0.52546131610870361,8.8247805833816528E-2,8.6254417896270752E-2,66.88690185546875,1.0231105089187622,0,0,-5.3628087043762207E-2,-2.2291678935289383E-2,4.3015945702791214E-2,8.8247805833816528E-2,0.13347966969013214,0.19878728687763214,0.23012369871139526,-0.20620626211166382,-0.17655500769615173,2.9651261866092682E-2,2.8981484472751617E-2,-1.8019037321209908E-2,-7.4900039471685886E-3,1.4453358016908169E-2,2.9651261866092682E-2,4.4849168509244919E-2,6.6792525351047516E-2,7.7321559190750122E-2,0]
[{"$f":"Data[[#This Row],[category]]&Data[[#This Row],[subcategory]]&Data[[#This Row],[delivered]]&Data[[#This Row],[date]]&Data[[#This Row],[hour]]","v":"SublapSLAP_PGFGNet LoadAvg Weekday 8-9pm17"},"Sublap","SLAP_PGFG","Net Load",2023,"Avg Weekday 8-9pm","17",336,336,-2.3490722179412842,-2.4921131134033203,-0.14304091036319733,7.1112923324108124E-2,88.247024536132813,-2.0114614963531494,1,1,-0.26001125574111938,-0.23417578637599945,-0.18033255636692047,-0.14304091036319733,-0.10574925690889359,-5.1906030625104904E-2,-2.607056125998497E-2,-0.78928828239440918,-0.83735001087188721,-4.806174710392952E-2,2.3893943056464195E-2,-8.7363779544830322E-2,-7.8683063387870789E-2,-6.0591738671064377E-2,-4.806174710392952E-2,-3.5531751811504364E-2,-1.7440427094697952E-2,-8.7597081437706947E-3,0]
[{"$f":"Data[[#This Row],[category]]&Data[[#This Row],[subcategory]]&Data[[#This Row],[delivered]]&Data[[#This Row],[date]]&Data[[#This Row],[hour]]","v":"SublapSLAP_PGFGNet LoadAvg Weekday 6-9pm9"},"Sublap","SLAP_PGFG","Net Load",2023,"Avg Weekday 6-9pm","9",353,349,0.5475878119468689,0.69163364171981812,0.14404579997062683,4.6086076647043228E-2,60.386920928955078,3.1255817413330078,1,1,6.8240948021411896E-2,8.498411625623703E-2,0.11987823992967606,0.14404579997062683,0.1682133674621582,0.20310747623443604,0.21985064446926117,0.19110815227031708,0.24138014018535614,5.0271984189748764E-2,1.6084041446447372E-2,2.3816090077161789E-2,2.9659455642104149E-2,4.1837505996227264E-2,5.0271984189748764E-2,5.8706466108560562E-2,7.088451087474823E-2,7.6727874577045441E-2,0]
[{"$f":"Data[[#This Row],[category]]&Data[[#This Row],[subcategory]]&Data[[#This Row],[delivered]]&Data[[#This Row],[date]]&Data[[#This Row],[hour]]","v":"SublapSLAP_PGFGNet LoadAvg Weekday 6-9pm20"},"Sublap","SLAP_PGFG","Net Load",2023,"Avg Weekday 6-9pm","20",353,349,0.75286567211151123,-3.1564068794250488,-3.9092726707458496,0.16243703663349152,76.900611877441406,-24.066387176513672,1,1,-4.1764578819274902,-4.1174440383911133,-3.9944546222686768,-3.9092726707458496,-3.8240907192230225,-3.7011013031005859,-3.642087459564209,0.26275011897087097,-1.1015859842300415,-1.3643361330032349,5.6690525263547897E-2,-1.4575837850570679,-1.4369879961013794,-1.3940646648406982,-1.3643361330032349,-1.334607720375061,-1.2916843891143799,-1.2710884809494019,0]
[{"$f":"Data[[#This Row],[category]]&Data[[#This Row],[subcategory]]&Data[[#This Row],[delivered]]&Data[[#This Row],[date]]&Data[[#This Row],[hour]]","v":"SublapSLAP_PGFGNet LoadAvg Weekday 6-9pm24"},"Sublap","SLAP_PGFG","Net Load",2023,"Avg Weekday 6-9pm","24",353,349,1.0399023294448853,1.4225778579711914,0.38267558813095093,0.10076848417520523,62.188385009765625,3.797572135925293,1,1,0.21692618727684021,0.25353556871414185,0.32983255386352539,0.38267558813095093,0.43551862239837646,0.51181560754776001,0.54842501878738403,0.36292591691017151,0.49647966027259827,0.13355377316474915,3.5168200731277466E-2,7.5707241892814636E-2,8.8483914732933044E-2,0.11511155962944031,0.13355377316474915,0.15199600160121918,0.17862364649772644,0.19140033423900604,0]
[{"$f":"Data[[#This Row],[category]]&Data[[#This Row],[subcategory]]&Data[[#This Row],[delivered]]&Data[[#This Row],[date]]&Data[[#This Row],[hour]]","v":"SublapSLAP_PGFGNet LoadAvg Weekday (any)20"},"Sublap","SLAP_PGFG","Net Load",2023,"Avg Weekday (any)","20",354,346.85714285714283,0.58736366033554077,-1.9204435348510742,-2.5078072547912598,0.105253666639328,76.590461730957031,-23.826316833496094,1,1,-2.6809341907501221,-2.6426951885223389,-2.563002347946167,-2.5078072547912598,-2.4526121616363525,-2.3729193210601807,-2.3346803188323975,0.20373128354549408,-0.66611957550048828,-0.86985087394714355,3.6507986485958099E-2,-0.92990118265151978,-0.91663771867752075,-0.88899564743041992,-0.86985087394714355,-0.85070604085922241,-0.82306402921676636,-0.80980056524276733,0]
[{"$f":"Data[[#This Row],[category]]&Data[[#This Row],[subcategory]]&Data[[#This Row],[delivered]]&Data[[#This Row],[date]]&Data[[#This Row],[hour]]","v":"SublapSLAP_PGFGEnd Use Load7/20/20231"},"Sublap","SLAP_PGFG","End Use Load",2023,"7/20/2023","1",306,334,0.13285720348358154,0.11543772369623184,-1.7419485375285149E-2,6.0745567083358765E-2,58.990196228027344,-0.28676143288612366,0,0,-0.11733704805374146,-9.5268063247203827E-2,-4.9274493008852005E-2,-1.7419485375285149E-2,1.4435521326959133E-2,6.042909249663353E-2,8.2498081028461456E-2,4.4374305754899979E-2,3.855619952082634E-2,-5.8181080967187881E-3,2.0289018750190735E-2,-3.9190575480461121E-2,-3.1819533556699753E-2,-1.6457680612802505E-2,-5.8181080967187881E-3,4.8214639537036419E-3,2.0183317363262177E-2,2.7554359287023544E-2,0]
[{"$f":"Data[[#This Row],[category]]&Data[[#This Row],[subcategory]]&Data[[#This Row],[delivered]]&Data[[#This Row],[date]]&Data[[#This Row],[hour]]","v":"SublapSLAP_PGFGEnd Use Load7/20/20239"},"Sublap","SLAP_PGFG","End Use Load",2023,"7/20/2023","9",306,334,0.53838235139846802,0.6719738245010376,0.13359150290489197,3.6891154944896698E-2,55.039215087890625,3.6212339401245117,1,1,7.291094958782196E-2,8.6313582956790924E-2,0.11424576491117477,0.13359150290489197,0.15293724834918976,0.18086941540241241,0.19427205622196198,0.17981970310211182,0.22443926334381104,4.4619560241699219E-2,1.2321645393967628E-2,2.4352258071303368E-2,2.8828736394643784E-2,3.8158085197210312E-2,4.4619560241699219E-2,5.1081042736768723E-2,6.0410384088754654E-2,6.4886868000030518E-2,0]
[{"$f":"Data[[#This Row],[category]]&Data[[#This Row],[subcategory]]&Data[[#This Row],[delivered]]&Data[[#This Row],[date]]&Data[[#This Row],[hour]]","v":"SublapSLAP_PGFGEnd Use Load7/25/20232"},"Sublap","SLAP_PGFG","End Use Load",2023,"7/25/2023","2",310,338,0.15263095498085022,-9.8096773028373718E-2,-0.25072774291038513,6.8973258137702942E-2,61.432258605957031,-3.6351442337036133,1,1,-0.36417865753173828,-0.3391205370426178,-0.28689736127853394,-0.25072774291038513,-0.21455812454223633,-0.16233494877815247,-0.13727682828903198,5.1589261740446091E-2,-3.3156707882881165E-2,-8.4745980799198151E-2,2.3312961682677269E-2,-0.12309238314628601,-0.11462274193763733,-9.6971310675144196E-2,-8.4745980799198151E-2,-7.2520643472671509E-2,-5.4869212210178375E-2,-4.6399567276239395E-2,0]
[{"$f":"Data[[#This Row],[category]]&Data[[#This Row],[subcategory]]&Data[[#This Row],[delivered]]&Data[[#This Row],[date]]&Data[[#This Row],[hour]]","v":"SublapSLAP_PGFGEnd Use Load7/25/20238"},"Sublap","SLAP_PGFG","End Use Load",2023,"7/25/2023","8",310,338,5.7666022330522537E-2,0.11229032278060913,5.4624300450086594E-2,3.4427549690008163E-2,56.009677886962891,1.5866450071334839,0,0,-2.0039796363562346E-3,1.0503619909286499E-2,3.65704745054245E-2,5.4624300450086594E-2,7.2678126394748688E-2,9.8744980990886688E-2,0.11125258356332779,1.9491115584969521E-2,3.7954129278659821E-2,1.84630136936903E-2,1.1636511422693729E-2,-6.7734514595940709E-4,3.5502235405147076E-3,1.2360820546746254E-2,1.84630136936903E-2,2.4565206840634346E-2,3.3375803381204605E-2,3.7603374570608139E-2,0]
[{"$f":"Data[[#This Row],[category]]&Data[[#This Row],[subcategory]]&Data[[#This Row],[delivered]]&Data[[#This Row],[date]]&Data[[#This Row],[hour]]","v":"SublapSLAP_PGFGEnd Use Load7/25/202314"},"Sublap","SLAP_PGFG","End Use Load",2023,"7/25/2023","14",310,338,1.0801032781600952,0.66055482625961304,-0.4195483922958374,7.2536647319793701E-2,84.141937255859375,-5.7839508056640625,1,1,-0.53886055946350098,-0.5125078558921814,-0.45758664608001709,-0.4195483922958374,-0.38151013851165771,-0.32658892869949341,-0.30023622512817383,0.36507490277290344,0.22326752543449402,-0.14180736243724823,2.451738715171814E-2,-0.18213486671447754,-0.17322765290737152,-0.1546642929315567,-0.14180736243724823,-0.12895043194293976,-0.11038705706596375,-0.10147984325885773,0]
[{"$f":"Data[[#This Row],[category]]&Data[[#This Row],[subcategory]]&Data[[#This Row],[delivered]]&Data[[#This Row],[date]]&Data[[#This Row],[hour]]","v":"SublapSLAP_PGFGEnd Use Load7/26/20234"},"Sublap","SLAP_PGFG","End Use Load",2023,"7/26/2023","4",310,338,-0.15145395696163177,-6.6806450486183167E-2,8.4647506475448608E-2,2.4119509384036064E-2,57.490322113037109,3.5095036029815674,1,1,4.4974442571401596E-2,5.3737111389636993E-2,7.1999222040176392E-2,8.4647506475448608E-2,9.7295790910720825E-2,0.11555790156126022,0.12432056665420532,-5.1191437989473343E-2,-2.2580580785870552E-2,2.8610857203602791E-2,8.1523945555090904E-3,1.520136184990406E-2,1.816314272582531E-2,2.4335736408829689E-2,2.8610857203602791E-2,3.2885976135730743E-2,3.9058569818735123E-2,4.2020350694656372E-2,0]
[{"$f":"Data[[#This Row],[category]]&Data[[#This Row],[subcategory]]&Data[[#This Row],[delivered]]&Data[[#This Row],[date]]&Data[[#This Row],[hour]]","v":"SublapSLAP_PGFGEnd Use Load7/26/202315"},"Sublap","SLAP_PGFG","End Use Load",2023,"7/26/2023","15",310,338,0.43871742486953735,0.85275483131408691,0.41403740644454956,9.5732055604457855E-2,81.248390197753906,4.3249611854553223,1,1,0.2565721869468689,0.29135185480117798,0.36383545398712158,0.41403740644454956,0.46423935890197754,0.53672295808792114,0.57150262594223022,0.14828649163246155,0.28823113441467285,0.1399446427822113,3.2357435673475266E-2,8.6721397936344147E-2,9.8476924002170563E-2,0.1229763850569725,0.1399446427822113,0.1569129079580307,0.18141235411167145,0.19316788017749786,0]
[{"$f":"Data[[#This Row],[category]]&Data[[#This Row],[subcategory]]&Data[[#This Row],[delivered]]&Data[[#This Row],[date]]&Data[[#This Row],[hour]]","v":"SublapSLAP_PGFGEnd Use Load7/26/2023Event Window"},"Sublap","SLAP_PGFG","End Use Load",2023,"7/26/2023","Event Window",310,338,-0.92004191875457764,-4.9345202445983887,-4.0144786834716797,0.15799298882484436,66.102149963378906,-25.409219741821289,1,1,-4.2743539810180664,-4.2169547080993652,-4.0973300933837891,-4.0144786834716797,-3.9316270351409912,-3.812002420425415,-3.754603385925293,-0.31097418069839478,-1.66786789894104,-1.35689377784729,5.3401630371809006E-2,-1.444731593132019,-1.425330638885498,-1.3848975896835327,-1.35689377784729,-1.3288899660110474,-1.2884567975997925,-1.269055962562561,0]
[{"$f":"Data[[#This Row],[category]]&Data[[#This Row],[subcategory]]&Data[[#This Row],[delivered]]&Data[[#This Row],[date]]&Data[[#This Row],[hour]]","v":"SublapSLAP_PGFGEnd Use Load8/28/202317"},"Sublap","SLAP_PGFG","End Use Load",2023,"8/28/2023","17",325,354,-0.43500843644142151,2.2153847385197878E-3,0.43722382187843323,7.3422960937023163E-2,87.080001831054688,5.9548649787902832,1,1,0.31645378470420837,0.343128502368927,0.39872077107429504,0.43722382187843323,0.47572687268257141,0.53131914138793945,0.55799382925033569,-0.15399298071861267,7.84246192779392E-4,0.15477722883224487,2.5991728529334068E-2,0.11202464252710342,0.12146749347448349,0.14114715158939362,0.15477722883224487,0.16840730607509613,0.18808697164058685,0.19752982258796692,0]
[{"$f":"Data[[#This Row],[category]]&Data[[#This Row],[subcategory]]&Data[[#This Row],[delivered]]&Data[[#This Row],[date]]&Data[[#This Row],[hour]]","v":"SublapSLAP_PGFGEnd Use Load8/28/202318"},"Sublap","SLAP_PGFG","End Use Load",2023,"8/28/2023","18",325,354,-0.74441629648208618,1.0892307385802269E-2,0.75530856847763062,9.6571013331413269E-2,85.6123046875,7.8212761878967285,1,1,0.59646338224411011,0.63154780864715576,0.70466667413711548,0.75530856847763062,0.80595046281814575,0.87906932830810547,0.91415375471115112,-0.26352337002754211,3.8558768574148417E-3,0.26737922430038452,3.4186139702796936E-2,0.21114803850650787,0.22356791794300079,0.24945200979709625,0.26737922430038452,0.28530645370483398,0.31119054555892944,0.32361042499542236,0]
[{"$f":"Data[[#This Row],[category]]&Data[[#This Row],[subcategory]]&Data[[#This Row],[delivered]]&Data[[#This Row],[date]]&Data[[#This Row],[hour]]","v":"SublapSLAP_PGFGEnd Use Load8/29/20237"},"Sublap","SLAP_PGFG","End Use Load",2023,"8/29/2023","7",325,354,-0.21824553608894348,-3.4331362694501877E-2,0.18391416966915131,1.94280706346035E-2,51.118461608886719,9.4664144515991211,1,1,0.15195783972740173,0.15901610255241394,0.17372608184814453,0.18391416966915131,0.19410225749015808,0.20881223678588867,0.21587049961090088,-7.7258922159671783E-2,-1.2153302319347858E-2,6.5105617046356201E-2,6.8775368854403496E-3,5.3793076425790787E-2,5.6291699409484863E-2,6.1499033123254776E-2,6.5105617046356201E-2,6.8712197244167328E-2,7.3919534683227539E-2,7.6418153941631317E-2,0]
[{"$f":"Data[[#This Row],[category]]&Data[[#This Row],[subcategory]]&Data[[#This Row],[delivered]]&Data[[#This Row],[date]]&Data[[#This Row],[hour]]","v":"SublapSLAP_PGFGEnd Use Load8/29/202324"},"Sublap","SLAP_PGFG","End Use Load",2023,"8/29/2023","24",325,354,-0.43379795551300049,4.4396921992301941E-2,0.47819489240646362,5.7697039097547531E-2,72.220001220703125,8.2880315780639648,1,1,0.38329172134399414,0.40425315499305725,0.44793853163719177,0.47819489240646362,0.50845122337341309,0.55213660001754761,0.57309806346893311,-0.15356448292732239,1.5716509893536568E-2,0.16928099095821381,2.0424751564860344E-2,0.1356852650642395,0.14310561120510101,0.15857024490833282,0.16928099095821381,0.17999173700809479,0.19545635581016541,0.20287671685218811,0]
[{"$f":"Data[[#This Row],[category]]&Data[[#This Row],[subcategory]]&Data[[#This Row],[delivered]]&Data[[#This Row],[date]]&Data[[#This Row],[hour]]","v":"SublapSLAP_PGFGEnd Use Load8/30/20235"},"Sublap","SLAP_PGFG","End Use Load",2023,"8/30/2023","5",326,355,-0.20536503195762634,-2.6834355667233467E-2,0.17853067815303802,2.3414181545376778E-2,68.2745361328125,7.6248950958251953,1,1,0.14001777768135071,0.14852419495582581,0.16625227034091949,0.17853067815303802,0.19080908596515656,0.20853716135025024,0.21704357862472534,-7.2904586791992188E-2,-9.5261959359049797E-3,6.3378393650054932E-2,8.3120344206690788E-3,4.9706310033798218E-2,5.2726089954376221E-2,5.9019554406404495E-2,6.3378393650054932E-2,6.773722916841507E-2,7.4030689895153046E-2,7.7050469815731049E-2,0]
[{"$f":"Data[[#This Row],[category]]&Data[[#This Row],[subcategory]]&Data[[#This Row],[delivered]]&Data[[#This Row],[date]]&Data[[#This Row],[hour]]","v":"SublapSLAP_PGFGEnd Use Load8/30/202315"},"Sublap","SLAP_PGFG","End Use Load",2023,"8/30/2023","15",326,355,0.57574045658111572,1.0425245761871338,0.46678406000137329,7.8964114189147949E-2,94.441719055175781,5.911344051361084,1,1,0.33689963817596436,0.36558747291564941,0.42537522315979004,0.46678406000137329,0.50819289684295654,0.56798064708709717,0.59666848182678223,0.2043878585100174,0.37009623646736145,0.16570834815502167,2.803226001560688E-2,0.11959937214851379,0.12978355586528778,0.15100820362567902,0.16570834815502167,0.18040847778320313,0.20163312554359436,0.21181730926036835,0]
[{"$f":"Data[[#This Row],[category]]&Data[[#This Row],[subcategory]]&Data[[#This Row],[delivered]]&Data[[#This Row],[date]]&Data[[#This Row],[hour]]","v":"SublapSLAP_PGFGEnd Use Load9/19/20234"},"Sublap","SLAP_PGFG","End Use Load",2023,"9/19/2023","4",327,355,-0.15458838641643524,-0.15362384915351868,9.6452556317672133E-4,1.4149882830679417E-2,55.021408081054688,6.8164914846420288E-2,0,0,-2.2309960797429085E-2,-1.7169278115034103E-2,-6.4556803554296494E-3,9.6452556317672133E-4,8.3847315981984138E-3,1.9098330289125443E-2,2.4239011108875275E-2,-5.4878875613212585E-2,-5.4536465555429459E-2,3.4240656532347202E-4,5.0232084468007088E-3,-7.9200360924005508E-3,-6.0950936749577522E-3,-2.2917664609849453E-3,3.4240656532347202E-4,2.976579824462533E-3,6.7799072712659836E-3,8.6048487573862076E-3,0]
[{"$f":"Data[[#This Row],[category]]&Data[[#This Row],[subcategory]]&Data[[#This Row],[delivered]]&Data[[#This Row],[date]]&Data[[#This Row],[hour]]","v":"SublapSLAP_PGFGEnd Use Load9/19/202316"},"Sublap","SLAP_PGFG","End Use Load",2023,"9/19/2023","16",327,355,0.17179456353187561,0.27273088693618774,0.10093632340431213,6.1179764568805695E-2,73.296638488769531,1.6498318910598755,1,0,3.0456576496362686E-4,2.2531300783157349E-2,6.8853624165058136E-2,0.10093632340431213,0.13301903009414673,0.17934134602546692,0.20156808197498322,6.0987070202827454E-2,9.6819467842578888E-2,3.5832393914461136E-2,2.1718816831707954E-2,1.0812084656208754E-4,7.9986117780208588E-3,2.4443035945296288E-2,3.5832393914461136E-2,4.7221757471561432E-2,6.3666179776191711E-2,7.155667245388031E-2,0]
[{"$f":"Data[[#This Row],[category]]&Data[[#This Row],[subcategory]]&Data[[#This Row],[delivered]]&Data[[#This Row],[date]]&Data[[#This Row],[hour]]","v":"SublapSLAP_PGFGEnd Use Load9/19/202322"},"Sublap","SLAP_PGFG","End Use Load",2023,"9/19/2023","22",327,355,-0.66918057203292847,0.10085014998912811,0.77003073692321777,8.4150545299053192E-2,57.925075531005859,9.1506328582763672,1,1,0.63161540031433105,0.66218745708465576,0.72590214014053345,0.77003073692321777,0.8141593337059021,0.87787401676177979,0.90844607353210449,-0.23755910992622375,3.5801801830530167E-2,0.27336090803146362,2.9873443767428398E-2,0.22422346472740173,0.23507654666900635,0.25769525766372681,0.27336090803146362,0.28902655839920044,0.3116452693939209,0.32249835133552551,0]
[{"$f":"Data[[#This Row],[category]]&Data[[#This Row],[subcategory]]&Data[[#This Row],[delivered]]&Data[[#This Row],[date]]&Data[[#This Row],[hour]]","v":"SublapSLAP_PGFGEnd Use LoadAvg Weekday 8-9pm14"},"Sublap","SLAP_PGFG","End Use Load",2023,"Avg Weekday 8-9pm","14",310,336,1.0395971536636353,0.69480693340301514,-0.34479027986526489,5.3625293076038361E-2,82.656448364257813,-6.4296202659606934,1,1,-0.43299603462219238,-0.41351386904716492,-0.37291142344474792,-0.34479027986526489,-0.31666913628578186,-0.27606669068336487,-0.2565845251083374,0.34930464625358582,0.23345513641834259,-0.11584953218698502,1.8018098548054695E-2,-0.14548666775226593,-0.13894066214561462,-0.12529823184013367,-0.11584953218698502,-0.10640083253383636,-9.2758409678936005E-2,-8.6212404072284698E-2,0]
[{"$f":"Data[[#This Row],[category]]&Data[[#This Row],[subcategory]]&Data[[#This Row],[delivered]]&Data[[#This Row],[date]]&Data[[#This Row],[hour]]","v":"SublapSLAP_PGFGEnd Use LoadAvg Weekday 8-9pm24"},"Sublap","SLAP_PGFG","End Use Load",2023,"Avg Weekday 8-9pm","24",310,336,-0.43800818920135498,-0.27366775274276733,0.16434045135974884,2.9480917379260063E-2,63.672580718994141,5.5744686126708984,1,1,0.11584866046905518,0.12655913829803467,0.14888064563274384,0.16434045135974884,0.17980025708675385,0.20212176442146301,0.2128322422504425,-0.14717075228691101,-9.19523686170578E-2,5.5218391120433807E-2,9.9055878818035126E-3,3.8925148546695709E-2,4.252387210726738E-2,5.0023898482322693E-2,5.5218391120433807E-2,6.041288748383522E-2,6.7912913858890533E-2,7.1511633694171906E-2,0]
[{"$f":"Data[[#This Row],[category]]&Data[[#This Row],[subcategory]]&Data[[#This Row],[delivered]]&Data[[#This Row],[date]]&Data[[#This Row],[hour]]","v":"SublapSLAP_PGFGEnd Use LoadAvg Weekday 6-9pm4"},"Sublap","SLAP_PGFG","End Use Load",2023,"Avg Weekday 6-9pm","4",326,349,-0.17463165521621704,-8.633742481470108E-2,8.8294237852096558E-2,1.9563369452953339E-2,60.689163208007813,4.5132427215576172,1,1,5.611535906791687E-2,6.3222773373126984E-2,7.8035198152065277E-2,8.8294237852096558E-2,9.8553277552127838E-2,0.11336570233106613,0.12047311663627625,-6.0946445912122726E-2,-3.0131760984659195E-2,3.081468865275383E-2,6.8276161327958107E-3,1.9584260880947113E-2,2.2064747288823128E-2,2.7234284207224846E-2,3.081468865275383E-2,3.4395094960927963E-2,3.9564631879329681E-2,4.2045116424560547E-2,0]
[{"$f":"Data[[#This Row],[category]]&Data[[#This Row],[subcategory]]&Data[[#This Row],[delivered]]&Data[[#This Row],[date]]&Data[[#This Row],[hour]]","v":"SublapSLAP_PGFGEnd Use LoadAvg Weekday 6-9pm14"},"Sublap","SLAP_PGFG","End Use Load",2023,"Avg Weekday 6-9pm","14",326,349,1.0455604791641235,1.5991942882537842,0.55363380908966064,6.7755363881587982E-2,86.070808410644531,8.1710700988769531,1,1,0.4421861469745636,0.46680182218551636,0.51810288429260254,0.55363380908966064,0.58916473388671875,0.64046579599380493,0.6650814414024353,0.3649006187915802,0.55811882019042969,0.19321820139884949,2.3646622896194458E-2,0.15432296693325043,0.16291382908821106,0.18081790208816528,0.19321820139884949,0.2056184858083725,0.22352255880832672,0.23211342096328735,0]
[{"$f":"Data[[#This Row],[category]]&Data[[#This Row],[subcategory]]&Data[[#This Row],[delivered]]&Data[[#This Row],[date]]&Data[[#This Row],[hour]]","v":"SublapSLAP_PGFGEnd Use LoadAvg Weekday (any)6"},"Sublap","SLAP_PGFG","End Use Load",2023,"Avg Weekday (any)","6",327,346.85714285714283,-0.18410742282867432,-0.16155177354812622,2.2555660456418991E-2,1.3577689416706562E-2,55.802478790283203,1.6612296104431152,1,0,2.2234876814763993E-4,5.1551512442529202E-3,1.5435513108968735E-2,2.2555660456418991E-2,2.9675807803869247E-2,3.9956171065568924E-2,4.4888973236083984E-2,-6.3858970999717712E-2,-5.6035388261079788E-2,7.8235920518636703E-3,4.7095185145735741E-3,7.7123258961364627E-5,1.7881010426208377E-3,5.353917833417654E-3,7.8235920518636703E-3,1.0293265804648399E-2,1.3859082944691181E-2,1.5570061281323433E-2,0]
[{"$f":"Data[[#This Row],[category]]&Data[[#This Row],[subcategory]]&Data[[#This Row],[delivered]]&Data[[#This Row],[date]]&Data[[#This Row],[hour]]","v":"SublapSLAP_PGFGEnd Use LoadAvg Weekday (any)13"},"Sublap","SLAP_PGFG","End Use Load",2023,"Avg Weekday (any)","13",327,346.85714285714283,1.6195766925811768,1.9383687973022461,0.31879201531410217,4.0210407227277756E-2,77.978340148925781,7.9280972480773926,1,1,0.25265178084373474,0.26726031303405762,0.29770565032958984,0.31879201531410217,0.3398783802986145,0.37032371759414673,0.3849322497844696,0.56176173686981201,0.67233705520629883,0.11057528853416443,1.3947267085313797E-2,8.7634071707725525E-2,9.2701151967048645E-2,0.10326132923364639,0.11057528853416443,0.11788924038410187,0.12844942510128021,0.13351650536060333,0]
[{"$f":"Data[[#This Row],[category]]&Data[[#This Row],[subcategory]]&Data[[#This Row],[delivered]]&Data[[#This Row],[date]]&Data[[#This Row],[hour]]","v":"SublapSLAP_PGFGEnd Use LoadAvg Weekday (any)21"},"Sublap","SLAP_PGFG","End Use Load",2023,"Avg Weekday (any)","21",327,346.85714285714283,-0.87845706939697266,-4.1203632354736328,-3.2419059276580811,0.13644005358219147,71.294158935546875,-23.760662078857422,1,1,-3.46632981300354,-3.4167609214782715,-3.3134551048278809,-3.2419059276580811,-3.1703567504882813,-3.0670509338378906,-3.0174820423126221,-0.3046991229057312,-1.4291774034500122,-1.1244782209396362,4.7325208783149719E-2,-1.2023212909698486,-1.1851279735565186,-1.1492955684661865,-1.1244782209396362,-1.0996608734130859,-1.0638284683227539,-1.0466351509094238,0]
[{"$f":"Data[[#This Row],[category]]&Data[[#This Row],[subcategory]]&Data[[#This Row],[delivered]]&Data[[#This Row],[date]]&Data[[#This Row],[hour]]","v":"SublapSLAP_PGHBNet Load7/20/202313"},"Sublap","SLAP_PGHB","Net Load",2023,"7/20/2023","13",31,31,9.8838746547698975E-2,0.17516130208969116,7.6322555541992188E-2,0.31869292259216309,61.919353485107422,0.2394862025976181,0,0,-0.44788065552711487,-0.33209887146949768,-9.0800173580646515E-2,7.6322555541992188E-2,0.24344529211521149,0.48474398255348206,0.60052573680877686,3.0640012118965387E-3,5.4300003685057163E-3,2.3659991566091776E-3,9.8794810473918915E-3,-1.3884300366044044E-2,-1.0295065119862556E-2,-2.8148053679615259E-3,2.3659991566091776E-3,7.5468039140105247E-3,1.5027063898742199E-2,1.8616298213601112E-2,0]
[{"$f":"Data[[#This Row],[category]]&Data[[#This Row],[subcategory]]&Data[[#This Row],[delivered]]&Data[[#This Row],[date]]&Data[[#This Row],[hour]]","v":"SublapSLAP_PGHBNet Load7/20/202319"},"Sublap","SLAP_PGHB","Net Load",2023,"7/20/2023","19",31,31,-0.88883870840072632,-1.2622580528259277,-0.37341934442520142,0.28272101283073425,65.43548583984375,-1.3208050727844238,0,0,-0.83845400810241699,-0.73574090003967285,-0.5216783881187439,-0.37341934442520142,-0.22516030073165894,-1.1097787879407406E-2,9.1615341603755951E-2,-2.7553999796509743E-2,-3.9129998534917831E-2,-1.1575999669730663E-2,8.7643517181277275E-3,-2.5992074981331825E-2,-2.2807968780398369E-2,-1.6172030940651894E-2,-1.1575999669730663E-2,-6.9799693301320076E-3,-3.4403143217787147E-4,2.8400756418704987E-3,0]
[{"$f":"Data[[#This Row],[category]]&Data[[#This Row],[subcategory]]&Data[[#This Row],[delivered]]&Data[[#This Row],[date]]&Data[[#This Row],[hour]]","v":"SublapSLAP_PGHBNet Load7/25/20238"},"Sublap","SLAP_PGHB","Net Load",2023,"7/25/2023","8",31,31,0.36509674787521362,0.39903226494789124,3.3935517072677612E-2,0.15387947857379913,56.516128540039063,0.220533087849617,0,0,-0.21917369961738586,-0.16326896846294403,-4.675896093249321E-2,3.3935517072677612E-2,0.11462999135255814,0.23114000260829926,0.28704473376274109,1.1317999102175236E-2,1.2370000593364239E-2,1.0520010255277157E-3,4.7702640295028687E-3,-6.7943846806883812E-3,-5.0613381899893284E-3,-1.449527801014483E-3,1.0520010255277157E-3,3.5535297356545925E-3,7.1653402410447598E-3,8.8983867317438126E-3,0]
[{"$f":"Data[[#This Row],[category]]&Data[[#This Row],[subcategory]]&Data[[#This Row],[delivered]]&Data[[#This Row],[date]]&Data[[#This Row],[hour]]","v":"SublapSLAP_PGHBNet Load7/25/202320"},"Sublap","SLAP_PGHB","Net Load",2023,"7/25/2023","20",31,31,-0.16774193942546844,-1.0383870601654053,-0.87064516544342041,0.2450396865606308,65.096771240234375,-3.5530781745910645,1,1,-1.2736996412277222,-1.1846761703491211,-0.99914407730102539,-0.87064516544342041,-0.74214625358581543,-0.55661416053771973,-0.46759074926376343,-5.2000000141561031E-3,-3.2189998775720596E-2,-2.6990000158548355E-2,7.5962301343679428E-3,-3.9484687149524689E-2,-3.6724962294101715E-2,-3.0973466113209724E-2,-2.6990000158548355E-2,-2.3006534203886986E-2,-1.7255039885640144E-2,-1.4495313167572021E-2,0]
[{"$f":"Data[[#This Row],[category]]&Data[[#This Row],[subcategory]]&Data[[#This Row],[delivered]]&Data[[#This Row],[date]]&Data[[#This Row],[hour]]","v":"SublapSLAP_PGHBNet Load7/26/20235"},"Sublap","SLAP_PGHB","Net Load",2023,"7/26/2023","5",31,31,0.99064517021179199,1.0087096691131592,1.8064528703689575E-2,0.26727023720741272,56.629032135009766,6.758899986743927E-2,0,0,-0.42155587673187256,-0.32445606589317322,-0.1220921203494072,1.8064528703689575E-2,0.15822118520736694,0.36058512330055237,0.45768493413925171,3.0710000544786453E-2,3.1270001083612442E-2,5.6000036420300603E-4,8.28537717461586E-3,-1.3068231754004955E-2,-1.0058137588202953E-2,-3.7848558276891708E-3,5.6000036420300603E-4,4.9048569053411484E-3,1.1178138665854931E-2,1.4188232831656933E-2,0]
[{"$f":"Data[[#This Row],[category]]&Data[[#This Row],[subcategory]]&Data[[#This Row],[delivered]]&Data[[#This Row],[date]]&Data[[#This Row],[hour]]","v":"SublapSLAP_PGHBNet Load7/26/202311"},"Sublap","SLAP_PGHB","Net Load",2023,"7/26/2023","11",31,31,0.1158064529299736,0.30483871698379517,0.18903225660324097,0.24732905626296997,61.467742919921875,0.76429456472396851,0,0,-0.21778783202171326,-0.12793268263339996,5.9332773089408875E-2,0.18903225660324097,0.31873175501823425,0.5059971809387207,0.59585237503051758,3.590000094845891E-3,9.4499997794628143E-3,5.859999917447567E-3,7.6672006398439407E-3,-6.7514227703213692E-3,-3.9659133180975914E-3,1.8393159843981266E-3,5.859999917447567E-3,9.8806843161582947E-3,1.5685912221670151E-2,1.8471423536539078E-2,0]
[{"$f":"Data[[#This Row],[category]]&Data[[#This Row],[subcategory]]&Data[[#This Row],[delivered]]&Data[[#This Row],[date]]&Data[[#This Row],[hour]]","v":"SublapSLAP_PGHBNet Load7/26/202322"},"Sublap","SLAP_PGHB","Net Load",2023,"7/26/2023","22",31,31,0.60793542861938477,1.7074193954467773,1.0994839668273926,0.52813202142715454,58.241935729980469,2.0818355083465576,1,1,0.2307841032743454,0.42265555262565613,0.82253128290176392,1.0994839668273926,1.376436710357666,1.7763123512268066,1.9681838750839233,1.8845997750759125E-2,5.293000116944313E-2,3.4084003418684006E-2,1.6372092068195343E-2,7.1543073281645775E-3,1.310232188552618E-2,2.5498470291495323E-2,3.4084003418684006E-2,4.2669538408517838E-2,5.5065684020519257E-2,6.1013698577880859E-2,0]
[{"$f":"Data[[#This Row],[category]]&Data[[#This Row],[subcategory]]&Data[[#This Row],[delivered]]&Data[[#This Row],[date]]&Data[[#This Row],[hour]]","v":"SublapSLAP_PGHBNet Load8/28/202312"},"Sublap","SLAP_PGHB","Net Load",2023,"8/28/2023","12",31,31,0.51219356060028076,0.54516130685806274,3.2967746257781982E-2,0.26890605688095093,60.112903594970703,0.12259948998689651,0,0,-0.40934336185455322,-0.31164923310279846,-0.10804672539234161,3.2967746257781982E-2,0.17398221790790558,0.37758472561836243,0.47527885437011719,1.5878001227974892E-2,1.6900001093745232E-2,1.0220000986009836E-3,8.3360876888036728E-3,-1.268964447081089E-2,-9.6611259505152702E-3,-3.3494485542178154E-3,1.0220000986009836E-3,5.3934487514197826E-3,1.1705126613378525E-2,1.473364420235157E-2,0]
[{"$f":"Data[[#This Row],[category]]&Data[[#This Row],[subcategory]]&Data[[#This Row],[delivered]]&Data[[#This Row],[date]]&Data[[#This Row],[hour]]","v":"SublapSLAP_PGHBNet Load8/28/202318"},"Sublap","SLAP_PGHB","Net Load",2023,"8/28/2023","18",31,31,-1.6435483694076538,-1.8358064889907837,-0.19225804507732391,0.33834671974182129,68.629035949707031,-0.56822788715362549,0,0,-0.74878889322280884,-0.62586683034896851,-0.36968722939491272,-0.19225804507732391,-1.4828851446509361E-2,0.24135072529315948,0.36427277326583862,-5.0949998199939728E-2,-5.6910000741481781E-2,-5.9599992819130421E-3,1.0488748550415039E-2,-2.3212455213069916E-2,-1.9401872530579567E-2,-1.1460304260253906E-2,-5.9599992819130421E-3,-4.5969439088366926E-4,7.4818725697696209E-3,1.1292455717921257E-2,0]
[{"$f":"Data[[#This Row],[category]]&Data[[#This Row],[subcategory]]&Data[[#This Row],[delivered]]&Data[[#This Row],[date]]&Data[[#This Row],[hour]]","v":"SublapSLAP_PGHBNet Load8/29/20233"},"Sublap","SLAP_PGHB","Net Load",2023,"8/29/2023","3",31,31,1.0067741870880127,1.0958064794540405,8.9032232761383057E-2,0.33505651354789734,59.096775054931641,0.26572301983833313,0,0,-0.46208667755126953,-0.34035995602607727,-8.6671575903892517E-2,8.9032232761383057E-2,0.26473602652549744,0.51842445135116577,0.64015114307403564,3.1209999695420265E-2,3.3970002084970474E-2,2.7599991299211979E-3,1.0386751964688301E-2,-1.4324687421321869E-2,-1.0551158338785172E-2,-2.6868188288062811E-3,2.7599991299211979E-3,8.2068163901567459E-3,1.6071157529950142E-2,1.984468474984169E-2,0]
[{"$f":"Data[[#This Row],[category]]&Data[[#This Row],[subcategory]]&Data[[#This Row],[delivered]]&Data[[#This Row],[date]]&Data[[#This Row],[hour]]","v":"SublapSLAP_PGHBNet Load8/29/202317"},"Sublap","SLAP_PGHB","Net Load",2023,"8/29/2023","17",31,31,-3.0516128540039063,-4.5803227424621582,-1.5287097692489624,0.49959656596183777,69.532257080078125,-3.0598883628845215,1,1,-2.3504729270935059,-2.1689684391021729,-1.7906984090805054,-1.5287097692489624,-1.2667211294174194,-0.8884509801864624,-0.70694655179977417,-9.4599999487400055E-2,-0.14199000597000122,-4.7390002757310867E-2,1.5487493947148323E-2,-7.2864659130573273E-2,-6.7238017916679382E-2,-5.5511649698019028E-2,-4.7390002757310867E-2,-3.9268355816602707E-2,-2.7541980147361755E-2,-2.1915342658758163E-2,0]
[{"$f":"Data[[#This Row],[category]]&Data[[#This Row],[subcategory]]&Data[[#This Row],[delivered]]&Data[[#This Row],[date]]&Data[[#This Row],[hour]]","v":"SublapSLAP_PGHBNet Load8/29/2023Event Window"},"Sublap","SLAP_PGHB","Net Load",2023,"8/29/2023","Event Window",31,31,-1.1230064630508423,-2.5747742652893066,-1.4517676830291748,0.33296650648117065,66.829032897949219,-4.3601012229919434,1,1,-1.9994488954544067,-1.878481388092041,-1.6263754367828369,-1.4517676830291748,-1.2771599292755127,-1.0250539779663086,-0.90408653020858765,-3.4813199192285538E-2,-7.9818002879619598E-2,-4.5004799962043762E-2,1.0321961715817451E-2,-6.1982914805412292E-2,-5.8232922106981277E-2,-5.0417639315128326E-2,-4.5004799962043762E-2,-3.95919568836689E-2,-3.1776674091815948E-2,-2.8026683256030083E-2,0]
[{"$f":"Data[[#This Row],[category]]&Data[[#This Row],[subcategory]]&Data[[#This Row],[delivered]]&Data[[#This Row],[date]]&Data[[#This Row],[hour]]","v":"SublapSLAP_PGHBNet Load8/30/202310"},"Sublap","SLAP_PGHB","Net Load",2023,"8/30/2023","10",32,32,0.59856247901916504,0.6912500262260437,9.2687547206878662E-2,0.36650016903877258,59.109375,0.25289905071258545,0,0,-0.51015156507492065,-0.3770013153553009,-9.9505327641963959E-2,9.2687547206878662E-2,0.28488042950630188,0.56237643957138062,0.69552665948867798,1.9153999164700508E-2,2.2120000794529915E-2,2.9660013969987631E-3,1.1728005483746529E-2,-1.6324849799275398E-2,-1.2064042501151562E-2,-3.1841704621911049E-3,2.9660013969987631E-3,9.1161737218499184E-3,1.799604669213295E-2,2.2256853058934212E-2,0]
[{"$f":"Data[[#This Row],[category]]&Data[[#This Row],[subcategory]]&Data[[#This Row],[delivered]]&Data[[#This Row],[date]]&Data[[#This Row],[hour]]","v":"SublapSLAP_PGHBNet Load9/19/20232"},"Sublap","SLAP_PGHB","Net Load",2023,"9/19/2023","2",32,32,2.1052501201629639,1.0928125381469727,-1.0124375820159912,0.46469002962112427,58.015625,-2.1787374019622803,1,1,-1.7767846584320068,-1.6079617738723755,-1.2561212778091431,-1.0124375820159912,-0.76875388622283936,-0.41691336035728455,-0.24809050559997559,6.7368000745773315E-2,3.4970000386238098E-2,-3.2398004084825516E-2,1.4870081096887589E-2,-5.6857109069824219E-2,-5.1454775035381317E-2,-4.0195882320404053E-2,-3.2398004084825516E-2,-2.460012398660183E-2,-1.3341227546334267E-2,-7.9388963058590889E-3,0]
[{"$f":"Data[[#This Row],[category]]&Data[[#This Row],[subcategory]]&Data[[#This Row],[delivered]]&Data[[#This Row],[date]]&Data[[#This Row],[hour]]","v":"SublapSLAP_PGHBNet Load9/19/20236"},"Sublap","SLAP_PGHB","Net Load",2023,"9/19/2023","6",32,32,1.4238749742507935,0.78718751668930054,-0.63668745756149292,0.31379297375679016,56.4375,-2.0290048122406006,1,1,-1.152830958366394,-1.0388293266296387,-0.80124068260192871,-0.63668745756149292,-0.47213426232337952,-0.23454557359218597,-0.1205439493060112,4.5563999563455582E-2,2.5190001353621483E-2,-2.0373998209834099E-2,1.0041374713182449E-2,-3.689059242606163E-2,-3.3242538571357727E-2,-2.5639701634645462E-2,-2.0373998209834099E-2,-1.5108296647667885E-2,-7.5054583139717579E-3,-3.8574063219130039E-3,0]
[{"$f":"Data[[#This Row],[category]]&Data[[#This Row],[subcategory]]&Data[[#This Row],[delivered]]&Data[[#This Row],[date]]&Data[[#This Row],[hour]]","v":"SublapSLAP_PGHBNet Load9/19/202317"},"Sublap","SLAP_PGHB","Net Load",2023,"9/19/2023","17",32,32,-2.2977499961853027,-1.6428124904632568,0.6549375057220459,0.37143760919570923,64.6875,1.7632503509521484,1,0,4.3977007269859314E-2,0.17892105877399445,0.4601554274559021,0.6549375057220459,0.8497195839881897,1.1309539079666138,1.2658979892730713,-7.3527999222278595E-2,-5.2570000290870667E-2,2.0958000794053078E-2,1.188600342720747E-2,1.4072642661631107E-3,5.7254740968346596E-3,1.47249735891819E-2,2.0958000794053078E-2,2.7191026136279106E-2,3.6190524697303772E-2,4.0508735924959183E-2,0]
[{"$f":"Data[[#This Row],[category]]&Data[[#This Row],[subcategory]]&Data[[#This Row],[delivered]]&Data[[#This Row],[date]]&Data[[#This Row],[hour]]","v":"SublapSLAP_PGHBNet LoadAvg Weekday 8-9pm9"},"Sublap","SLAP_PGHB","Net Load",2023,"Avg Weekday 8-9pm","9",31,31,0.44835484027862549,0.79951614141464233,0.35116127133369446,0.25224313139915466,57.975807189941406,1.3921539783477783,0,0,-6.3741758465766907E-2,2.7898691594600677E-2,0.21888484060764313,0.35116127133369446,0.48343768715858459,0.67442387342453003,0.76606428623199463,1.3899000361561775E-2,2.4785000830888748E-2,1.0885999538004398E-2,7.8195370733737946E-3,-1.9759945571422577E-3,8.6485943756997585E-4,6.7854300141334534E-3,1.0885999538004398E-2,1.4986568130552769E-2,2.0907139405608177E-2,2.3747993633151054E-2,0]
[{"$f":"Data[[#This Row],[category]]&Data[[#This Row],[subcategory]]&Data[[#This Row],[delivered]]&Data[[#This Row],[date]]&Data[[#This Row],[hour]]","v":"SublapSLAP_PGHBNet LoadAvg Weekday 8-9pm19"},"Sublap","SLAP_PGHB","Net Load",2023,"Avg Weekday 8-9pm","19",31,31,-1.1043548583984375,-1.416290283203125,-0.31193548440933228,0.19595389068126678,66.298385620117188,-1.5918821096420288,0,0,-0.6342509388923645,-0.56306052207946777,-0.41469380259513855,-0.31193548440933228,-0.209177166223526,-6.0810469090938568E-2,1.0379983112215996E-2,-3.4235000610351563E-2,-4.3904997408390045E-2,-9.6699995920062065E-3,6.0745705850422382E-3,-1.9661778584122658E-2,-1.7454875633120537E-2,-1.2855507433414459E-2,-9.6699995920062065E-3,-6.4844922162592411E-3,-1.8851245986297727E-3,3.2177948742173612E-4,0]
[{"$f":"Data[[#This Row],[category]]&Data[[#This Row],[subcategory]]&Data[[#This Row],[delivered]]&Data[[#This Row],[date]]&Data[[#This Row],[hour]]","v":"SublapSLAP_PGHBNet LoadAvg Weekday 6-9pm1"},"Sublap","SLAP_PGHB","Net Load",2023,"Avg Weekday 6-9pm","1",32,31.333333333333332,1.3266041278839111,1.6786458492279053,0.35204166173934937,0.18977199494838715,57.989585876464844,1.8550770282745361,1,0,3.9894506335258484E-2,0.10883906483650208,0.25252512097358704,0.35204166173934937,0.45155820250511169,0.59524428844451904,0.66418880224227905,4.1566930711269379E-2,5.2597571164369583E-2,1.1030638590455055E-2,5.9461891651153564E-3,1.2500279117375612E-3,3.4102906938642263E-3,7.9124541953206062E-3,1.1030638590455055E-2,1.4148823916912079E-2,1.865098811686039E-2,2.0811248570680618E-2,0]
[{"$f":"Data[[#This Row],[category]]&Data[[#This Row],[subcategory]]&Data[[#This Row],[delivered]]&Data[[#This Row],[date]]&Data[[#This Row],[hour]]","v":"SublapSLAP_PGHBNet LoadAvg Weekday 6-9pm16"},"Sublap","SLAP_PGHB","Net Load",2023,"Avg Weekday 6-9pm","16",32,31.333333333333332,-2.674687385559082,-2.3240625858306885,0.35062497854232788,0.23673784732818604,68.510414123535156,1.48106849193573,0,0,-3.8774129003286362E-2,4.7233220189809799E-2,0.22647953033447266,0.35062497854232788,0.47477042675018311,0.65401673316955566,0.74002408981323242,-8.3806872367858887E-2,-7.2820626199245453E-2,1.0986248962581158E-2,7.4177859351038933E-3,-1.2149227550253272E-3,1.4799742493778467E-3,7.0963585749268532E-3,1.0986248962581158E-2,1.4876140281558037E-2,2.0492523908615112E-2,2.3187421262264252E-2,0]
[{"$f":"Data[[#This Row],[category]]&Data[[#This Row],[subcategory]]&Data[[#This Row],[delivered]]&Data[[#This Row],[date]]&Data[[#This Row],[hour]]","v":"SublapSLAP_PGHBNet LoadAvg Weekday (any)1"},"Sublap","SLAP_PGHB","Net Load",2023,"Avg Weekday (any)","1",32,31.285714285714285,1.5543884038925171,1.674620509147644,0.12023212015628815,0.17475490272045135,57.6171875,0.6880042552947998,0,0,-0.16721411049365997,-0.10372529923915863,2.8590559959411621E-2,0.12023212015628815,0.21187368035316467,0.34418952465057373,0.40767836570739746,4.8630151897668839E-2,5.2391700446605682E-2,3.7615478504449129E-3,5.4673319682478905E-3,-5.2314130589365959E-3,-3.2451201695948839E-3,8.944760775193572E-4,3.7615478504449129E-3,6.6286195069551468E-3,1.0768215171992779E-2,1.2754509225487709E-2,0]
[{"$f":"Data[[#This Row],[category]]&Data[[#This Row],[subcategory]]&Data[[#This Row],[delivered]]&Data[[#This Row],[date]]&Data[[#This Row],[hour]]","v":"SublapSLAP_PGHBNet LoadAvg Weekday (any)7"},"Sublap","SLAP_PGHB","Net Load",2023,"Avg Weekday (any)","7",32,31.285714285714285,0.72195088863372803,0.67435270547866821,-4.7598209232091904E-2,0.11869477480649948,56.756694793701172,-0.40101352334022522,0,0,-0.24283373355865479,-0.19971168041229248,-0.10984180867671967,-4.7598209232091904E-2,1.4645391143858433E-2,0.10451526194810867,0.14763732254505157,2.2586749866604805E-2,2.1097606047987938E-2,-1.4891439350321889E-3,3.7134508602321148E-3,-7.5972266495227814E-3,-6.2481225468218327E-3,-3.4364794846624136E-3,-1.4891439350321889E-3,4.5819152728654444E-4,3.2698346767574549E-3,4.6189390122890472E-3,0]
[{"$f":"Data[[#This Row],[category]]&Data[[#This Row],[subcategory]]&Data[[#This Row],[delivered]]&Data[[#This Row],[date]]&Data[[#This Row],[hour]]","v":"SublapSLAP_PGHBNet LoadAvg Weekday (any)Event Window"},"Sublap","SLAP_PGHB","Net Load",2023,"Avg Weekday (any)","Event Window",32,31.285714285714285,-0.47543713450431824,-2.4620022773742676,-1.986565113067627,0.37926194071769714,63.587390899658203,-5.2379765510559082,1,1,-2.6103954315185547,-2.4726088047027588,-2.1854503154754639,-1.986565113067627,-1.78767991065979,-1.5005214214324951,-1.3627346754074097,-1.4874390326440334E-2,-7.7025502920150757E-2,-6.2151107937097549E-2,1.1865480802953243E-2,-8.1668086349964142E-2,-7.7357329428195953E-2,-6.837337464094162E-2,-6.2151107937097549E-2,-5.5928841233253479E-2,-4.6944882720708847E-2,-4.2634129524230957E-2,0]
[{"$f":"Data[[#This Row],[category]]&Data[[#This Row],[subcategory]]&Data[[#This Row],[delivered]]&Data[[#This Row],[date]]&Data[[#This Row],[hour]]","v":"SublapSLAP_PGHBEnd Use Load7/20/20238"},"Sublap","SLAP_PGHB","End Use Load",2023,"7/20/2023","8",28,31,-9.0999998152256012E-2,-0.29499998688697815,-0.20399999618530273,8.6671799421310425E-2,57.196430206298828,-2.3537065982818604,1,1,-0.34656241536140442,-0.3150743842124939,-0.24945072829723358,-0.20399999618530273,-0.15854926407337189,-9.2925615608692169E-2,-6.1437573283910751E-2,-2.8209998272359371E-3,-9.1450000181794167E-3,-6.3239997252821922E-3,2.6868258137255907E-3,-1.074343454092741E-2,-9.7673060372471809E-3,-7.7329725027084351E-3,-6.3239997252821922E-3,-4.9150274135172367E-3,-2.8806941118091345E-3,-1.9045647932216525E-3,0]
[{"$f":"Data[[#This Row],[category]]&Data[[#This Row],[subcategory]]&Data[[#This Row],[delivered]]&Data[[#This Row],[date]]&Data[[#This Row],[hour]]","v":"SublapSLAP_PGHBEnd Use Load7/20/202314"},"Sublap","SLAP_PGHB","End Use Load",2023,"7/20/2023","14",28,31,1.4359285831451416,2.0539286136627197,0.61799997091293335,0.26416078209877014,63.625,2.3394842147827148,1,1,0.18349415063858032,0.27946430444717407,0.47947391867637634,0.61799997091293335,0.75652599334716797,0.95653563737869263,1.0525058507919312,4.4513784348964691E-2,6.3671790063381195E-2,1.9157998263835907E-2,8.1889843568205833E-3,5.6883185170590878E-3,8.6633935570716858E-3,1.4863691292703152E-2,1.9157998263835907E-2,2.3452306166291237E-2,2.9652604833245277E-2,3.2627683132886887E-2,0]
[{"$f":"Data[[#This Row],[category]]&Data[[#This Row],[subcategory]]&Data[[#This Row],[delivered]]&Data[[#This Row],[date]]&Data[[#This Row],[hour]]","v":"SublapSLAP_PGHBEnd Use Load7/20/202324"},"Sublap","SLAP_PGHB","End Use Load",2023,"7/20/2023","24",28,31,-0.44749999046325684,-0.26964285969734192,0.17785714566707611,7.62147456407547E-2,59.053569793701172,2.3336317539215088,1,1,5.2495043724775314E-2,8.0184020102024078E-2,0.13789010047912598,0.17785714566707611,0.21782419085502625,0.27553027868270874,0.3032192587852478,-1.3872499577701092E-2,-8.3589283749461174E-3,5.5135716684162617E-3,2.3626571055501699E-3,1.6273463843390346E-3,2.4857046082615852E-3,4.2745932005345821E-3,5.5135716684162617E-3,6.7525501362979412E-3,8.5414387285709381E-3,9.399796836078167E-3,0]
[{"$f":"Data[[#This Row],[category]]&Data[[#This Row],[subcategory]]&Data[[#This Row],[delivered]]&Data[[#This Row],[date]]&Data[[#This Row],[hour]]","v":"SublapSLAP_PGHBEnd Use Load7/25/202310"},"Sublap","SLAP_PGHB","End Use Load",2023,"7/25/2023","10",28,31,0.80735713243484497,0.63142853975296021,-0.17592857778072357,0.15109941363334656,60.803569793701172,-1.1643233299255371,0,0,-0.42446500062942505,-0.36957025527954102,-0.25516518950462341,-0.17592857778072357,-9.669196605682373E-2,1.7713112756609917E-2,7.2607837617397308E-2,2.502807043492794E-2,1.9574284553527832E-2,-5.4537858814001083E-3,4.6840817667543888E-3,-1.3158415444195271E-2,-1.1456677690148354E-2,-7.9101212322711945E-3,-5.4537858814001083E-3,-2.9974509961903095E-3,5.4910650942474604E-4,2.2508429829031229E-3,0]
[{"$f":"Data[[#This Row],[category]]&Data[[#This Row],[subcategory]]&Data[[#This Row],[delivered]]&Data[[#This Row],[date]]&Data[[#This Row],[hour]]","v":"SublapSLAP_PGHBEnd Use Load7/25/202321"},"Sublap","SLAP_PGHB","End Use Load",2023,"7/25/2023","21",28,31,-0.61992859840393066,-4.1339287757873535,-3.5139999389648438,0.64156877994537354,63.607143402099609,-5.4771990776062012,1,1,-4.5692868232727051,-4.3362035751342773,-3.8504388332366943,-3.5139999389648438,-3.1775610446929932,-2.6917965412139893,-2.4587132930755615,-1.9217787310481071E-2,-0.1281517893075943,-0.10893400013446808,1.9888631999492645E-2,-0.14164789021015167,-0.13442231714725494,-0.11936360597610474,-0.10893400013446808,-9.8504394292831421E-2,-8.344569057226181E-2,-7.6220110058784485E-2,0]
[{"$f":"Data[[#This Row],[category]]&Data[[#This Row],[subcategory]]&Data[[#This Row],[delivered]]&Data[[#This Row],[date]]&Data[[#This Row],[hour]]","v":"SublapSLAP_PGHBEnd Use Load7/26/20236"},"Sublap","SLAP_PGHB","End Use Load",2023,"7/26/2023","6",28,31,-0.19535714387893677,-5.2499998360872269E-2,0.1428571492433548,6.7420922219753265E-2,55.642856597900391,2.1188845634460449,1,1,3.1959600746631622E-2,5.6453760713338852E-2,0.10750158131122589,0.1428571492433548,0.1782127171754837,0.22926053404808044,0.25375470519065857,-6.0560712590813637E-3,-1.6274999361485243E-3,4.428571555763483E-3,2.090048510581255E-3,9.9074759054929018E-4,1.7500665271654725E-3,3.3325490076094866E-3,4.428571555763483E-3,5.5245943367481232E-3,7.1070767007768154E-3,7.8663956373929977E-3,0]
[{"$f":"Data[[#This Row],[category]]&Data[[#This Row],[subcategory]]&Data[[#This Row],[delivered]]&Data[[#This Row],[date]]&Data[[#This Row],[hour]]","v":"SublapSLAP_PGHBEnd Use Load7/26/202323"},"Sublap","SLAP_PGHB","End Use Load",2023,"7/26/2023","23",28,31,-0.47364285588264465,0.37473422288894653,0.84837710857391357,0.35473456978797913,57.678569793701172,2.391582727432251,1,1,0.26489067077636719,0.39376646280288696,0.66235411167144775,0.84837710857391357,1.0344001054763794,1.3029876947402954,1.43186354637146,-1.468292810022831E-2,1.1616760864853859E-2,2.6299690827727318E-2,1.0996771976351738E-2,8.2116108387708664E-3,1.2206760235130787E-2,2.053297683596611E-2,2.6299690827727318E-2,3.2066404819488525E-2,4.0392618626356125E-2,4.438776895403862E-2,0]
[{"$f":"Data[[#This Row],[category]]&Data[[#This Row],[subcategory]]&Data[[#This Row],[delivered]]&Data[[#This Row],[date]]&Data[[#This Row],[hour]]","v":"SublapSLAP_PGHBEnd Use Load8/28/20235"},"Sublap","SLAP_PGHB","End Use Load",2023,"8/28/2023","5",28,31,-0.16257154941558838,-0.11500000208616257,4.7571547329425812E-2,5.0318706780672073E-2,56.875,0.94540482759475708,0,0,-3.5195361822843552E-2,-1.6914470121264458E-2,2.1184392273426056E-2,4.7571547329425812E-2,7.3958702385425568E-2,0.11205756664276123,0.13033846020698547,-5.0397180020809174E-3,-3.5650001373142004E-3,1.4747179811820388E-3,1.5598798636347055E-3,-1.0910562705248594E-3,-5.2434857934713364E-4,6.567161763086915E-4,1.4747179811820388E-3,2.2927196696400642E-3,3.4737845417112112E-3,4.040492232888937E-3,0]
[{"$f":"Data[[#This Row],[category]]&Data[[#This Row],[subcategory]]&Data[[#This Row],[delivered]]&Data[[#This Row],[date]]&Data[[#This Row],[hour]]","v":"SublapSLAP_PGHBEnd Use Load8/28/202313"},"Sublap","SLAP_PGHB","End Use Load",2023,"8/28/2023","13",28,31,1.6914999485015869,2.4728572368621826,0.78135716915130615,0.32209455966949463,62.321430206298828,2.4258627891540527,1,1,0.25155875086784363,0.36857637763023376,0.61245059967041016,0.78135716915130615,0.95026373863220215,1.1941379308700562,1.3111555576324463,5.2436497062444687E-2,7.6658576726913452E-2,2.4222072213888168E-2,9.9849309772253036E-3,7.7983210794627666E-3,1.1425867676734924E-2,1.8985968083143234E-2,2.4222072213888168E-2,2.9458176344633102E-2,3.7018276751041412E-2,4.0645822882652283E-2,0]
[{"$f":"Data[[#This Row],[category]]&Data[[#This Row],[subcategory]]&Data[[#This Row],[delivered]]&Data[[#This Row],[date]]&Data[[#This Row],[hour]]","v":"SublapSLAP_PGHBEnd Use Load8/29/20235"},"Sublap","SLAP_PGHB","End Use Load",2023,"8/29/2023","5",28,31,-0.16292856633663177,-1.1785713955760002E-2,0.15114285051822662,4.8901848495006561E-2,60.017856597900391,3.0907390117645264,1,1,7.0706464350223541E-2,8.8472612202167511E-2,0.1254986971616745,0.15114285051822662,0.17678700387477875,0.21381309628486633,0.23157922923564911,-5.0507853738963604E-3,-3.653571184258908E-4,4.6854284591972828E-3,1.5159572940319777E-3,2.1919005084782839E-3,2.7426509186625481E-3,3.8904596585780382E-3,4.6854284591972828E-3,5.4803970269858837E-3,6.6282059997320175E-3,7.178956177085638E-3,0]
[{"$f":"Data[[#This Row],[category]]&Data[[#This Row],[subcategory]]&Data[[#This Row],[delivered]]&Data[[#This Row],[date]]&Data[[#This Row],[hour]]","v":"SublapSLAP_PGHBEnd Use Load8/29/202315"},"Sublap","SLAP_PGHB","End Use Load",2023,"8/29/2023","15",28,31,0.95721429586410522,1.0449999570846558,8.7785720825195313E-2,0.32126903533935547,66.660713195800781,0.27324676513671875,0,0,-0.44065481424331665,-0.32393711805343628,-8.0687925219535828E-2,8.7785720825195313E-2,0.25625938177108765,0.4995085597038269,0.61622625589370728,2.9673643410205841E-2,3.2394997775554657E-2,2.7213573921471834E-3,9.9593400955200195E-3,-1.3660299591720104E-2,-1.004205085337162E-2,-2.5013256818056107E-3,2.7213573921471834E-3,7.9440409317612648E-3,1.54847651720047E-2,1.9103014841675758E-2,0]
[{"$f":"Data[[#This Row],[category]]&Data[[#This Row],[subcategory]]&Data[[#This Row],[delivered]]&Data[[#This Row],[date]]&Data[[#This Row],[hour]]","v":"SublapSLAP_PGHBEnd Use Load8/30/20234"},"Sublap","SLAP_PGHB","End Use Load",2023,"8/30/2023","4",29,32,-0.17972414195537567,-3.3448275178670883E-2,0.14627586305141449,6.3672326505184174E-2,58,2.2973225116729736,1,1,4.1544206440448761E-2,6.4676493406295776E-2,0.11288606375455856,0.14627586305141449,0.17966566979885101,0.2278752326965332,0.25100752711296082,-5.7511725462973118E-3,-1.0703448206186295E-3,4.6808277256786823E-3,2.037514466792345E-3,1.3294146629050374E-3,2.0696478895843029E-3,3.6123539321124554E-3,4.6808277256786823E-3,5.7493015192449093E-3,7.2920075617730618E-3,8.0322409048676491E-3,0]
[{"$f":"Data[[#This Row],[category]]&Data[[#This Row],[subcategory]]&Data[[#This Row],[delivered]]&Data[[#This Row],[date]]&Data[[#This Row],[hour]]","v":"SublapSLAP_PGHBEnd Use Load8/30/202312"},"Sublap","SLAP_PGHB","End Use Load",2023,"8/30/2023","12",29,32,1.7880690097808838,2.2841379642486572,0.49606895446777344,0.26823601126670837,64.413795471191406,1.8493748903274536,1,0,5.4859977215528488E-2,0.15231066942214966,0.35540586709976196,0.49606895446777344,0.63673204183578491,0.83982723951339722,0.93727791309356689,5.7218208909034729E-2,7.3092415928840637E-2,1.5874207019805908E-2,8.5835522040724754E-3,1.7555193044245243E-3,4.8739416524767876E-3,1.1372988112270832E-2,1.5874207019805908E-2,2.037542499601841E-2,2.6874471455812454E-2,2.999289333820343E-2,0]
[{"$f":"Data[[#This Row],[category]]&Data[[#This Row],[subcategory]]&Data[[#This Row],[delivered]]&Data[[#This Row],[date]]&Data[[#This Row],[hour]]","v":"SublapSLAP_PGHBEnd Use Load8/30/202322"},"Sublap","SLAP_PGHB","End Use Load",2023,"8/30/2023","22",29,32,-0.16068965196609497,0.97310346364974976,1.1337931156158447,0.41508921980857849,61.5,2.7314443588256836,1,1,0.45103210210800171,0.60183489322662354,0.91612011194229126,1.1337931156158447,1.3514660596847534,1.6657513380050659,1.816554069519043,-5.1420689560472965E-3,3.1139310449361801E-2,3.628138080239296E-2,1.3282855041325092E-2,1.4433027245104313E-2,1.9258717074990273E-2,2.9315844178199768E-2,3.628138080239296E-2,4.3246913701295853E-2,5.3304042667150497E-2,5.8129731565713882E-2,0]
[{"$f":"Data[[#This Row],[category]]&Data[[#This Row],[subcategory]]&Data[[#This Row],[delivered]]&Data[[#This Row],[date]]&Data[[#This Row],[hour]]","v":"SublapSLAP_PGHBEnd Use Load9/19/20233"},"Sublap","SLAP_PGHB","End Use Load",2023,"9/19/2023","3",29,32,-0.10848275572061539,-9.3103442341089249E-3,9.9172413349151611E-2,6.6845938563346863E-2,56.534481048583984,1.4835966825485229,0,0,-1.0779371485114098E-2,1.3505896553397179E-2,6.4118370413780212E-2,9.9172413349151611E-2,0.13422645628452301,0.18483893573284149,0.20912419259548187,-3.4714480862021446E-3,-2.9793102294206619E-4,3.1735172960907221E-3,2.1390700712800026E-3,-3.4493987914174795E-4,4.3218868086114526E-4,2.0517879165709019E-3,3.1735172960907221E-3,4.2952466756105423E-3,5.9148459695279598E-3,6.6919741220772266E-3,0]
[{"$f":"Data[[#This Row],[category]]&Data[[#This Row],[subcategory]]&Data[[#This Row],[delivered]]&Data[[#This Row],[date]]&Data[[#This Row],[hour]]","v":"SublapSLAP_PGHBEnd Use Load9/19/202314"},"Sublap","SLAP_PGHB","End Use Load",2023,"9/19/2023","14",29,32,1.2524137496948242,1.9099999666213989,0.65758621692657471,0.27968516945838928,62.551723480224609,2.351165771484375,1,1,0.19754505157470703,0.29915523529052734,0.51091915369033813,0.65758621692657471,0.80425328016281128,1.0160171985626221,1.1176273822784424,4.0077239274978638E-2,6.111999973654747E-2,2.1042758598923683E-2,8.9499251917004585E-3,6.3214418478310108E-3,9.5729678869247437E-3,1.6349412500858307E-2,2.1042758598923683E-2,2.5736104696989059E-2,3.2512549310922623E-2,3.5764075815677643E-2,0]
[{"$f":"Data[[#This Row],[category]]&Data[[#This Row],[subcategory]]&Data[[#This Row],[delivered]]&Data[[#This Row],[date]]&Data[[#This Row],[hour]]","v":"SublapSLAP_PGHBEnd Use LoadAvg Weekday 8-9pm4"},"Sublap","SLAP_PGHB","End Use Load",2023,"Avg Weekday 8-9pm","4",28,31,-0.14939279854297638,-0.1473214328289032,2.0713652484118938E-3,7.3569513857364655E-2,57.633930206298828,2.8155211359262466E-2,0,0,-0.11893972009420395,-9.2211760580539703E-2,-3.6508526653051376E-2,2.0713652484118938E-3,4.065125435590744E-2,9.6354492008686066E-2,0.12308244407176971,-4.6311765909194946E-3,-4.5669642277061939E-3,6.421231955755502E-5,2.280654851347208E-3,-3.6871312186121941E-3,-2.8585644904524088E-3,-1.131764380261302E-3,6.421231955755502E-5,1.2601888738572598E-3,2.9869892168790102E-3,3.8155557122081518E-3,0]
[{"$f":"Data[[#This Row],[category]]&Data[[#This Row],[subcategory]]&Data[[#This Row],[delivered]]&Data[[#This Row],[date]]&Data[[#This Row],[hour]]","v":"SublapSLAP_PGHBEnd Use LoadAvg Weekday 8-9pm10"},"Sublap","SLAP_PGHB","End Use Load",2023,"Avg Weekday 8-9pm","10",28,31,0.73921430110931396,0.49196428060531616,-0.24725000560283661,8.6522676050662994E-2,59.4375,-2.8576323986053467,1,1,-0.38956713676452637,-0.35813328623771667,-0.29262253642082214,-0.24725000560283661,-0.20187747478485107,-0.13636673986911774,-0.10493286699056625,2.2915642708539963E-2,1.5250892378389835E-2,-7.6647503301501274E-3,2.6822029612958431E-3,-1.207658089697361E-2,-1.1102131567895412E-2,-9.0712988749146461E-3,-7.6647503301501274E-3,-6.2582017853856087E-3,-4.2273690924048424E-3,-3.2529188320040703E-3,0]
[{"$f":"Data[[#This Row],[category]]&Data[[#This Row],[subcategory]]&Data[[#This Row],[delivered]]&Data[[#This Row],[date]]&Data[[#This Row],[hour]]","v":"SublapSLAP_PGHBEnd Use LoadAvg Weekday 8-9pm20"},"Sublap","SLAP_PGHB","End Use Load",2023,"Avg Weekday 8-9pm","20",28,31,-0.52378571033477783,-0.86946427822113037,-0.34567856788635254,8.3190366625785828E-2,64.5625,-4.1552715301513672,1,1,-0.48251453042030334,-0.45229130983352661,-0.38930362462997437,-0.34567856788635254,-0.30205351114273071,-0.23906582593917847,-0.20884259045124054,-1.6237357631325722E-2,-2.695339173078537E-2,-1.0716035962104797E-2,2.5789013598114252E-3,-1.4957950450479984E-2,-1.4021030627191067E-2,-1.2068412266671658E-2,-1.0716035962104797E-2,-9.3636587262153625E-3,-7.4110408313572407E-3,-6.4741200767457485E-3,0]
[{"$f":"Data[[#This Row],[category]]&Data[[#This Row],[subcategory]]&Data[[#This Row],[delivered]]&Data[[#This Row],[date]]&Data[[#This Row],[hour]]","v":"SublapSLAP_PGHBEnd Use LoadAvg Weekday 6-9pm13"},"Sublap","SLAP_PGHB","End Use Load",2023,"Avg Weekday 6-9pm","13",29,31.333333333333332,1.8564138412475586,2.6945977210998535,0.8381839394569397,0.21066270768642426,65.367813110351563,3.9787960052490234,1,1,0.49167463183403015,0.56820881366729736,0.72771233320236206,0.8381839394569397,0.94865554571151733,1.108159065246582,1.1846932172775269,5.8167632669210434E-2,8.443073183298111E-2,2.6263097301125526E-2,6.6007650457322598E-3,1.5405804850161076E-2,1.7803875729441643E-2,2.2801652550697327E-2,2.6263097301125526E-2,2.9724540188908577E-2,3.4722317010164261E-2,3.7120386958122253E-2,0]
[{"$f":"Data[[#This Row],[category]]&Data[[#This Row],[subcategory]]&Data[[#This Row],[delivered]]&Data[[#This Row],[date]]&Data[[#This Row],[hour]]","v":"SublapSLAP_PGHBEnd Use LoadAvg Weekday 6-9pm17"},"Sublap","SLAP_PGHB","End Use Load",2023,"Avg Weekday 6-9pm","17",29,31.333333333333332,-1.3177471160888672,-0.82632184028625488,0.4914252758026123,0.20551586151123047,68.385055541992188,2.3911793231964111,1,1,0.15338176488876343,0.22804610431194305,0.38365265727043152,0.4914252758026123,0.59919792413711548,0.75480443239212036,0.82946878671646118,-4.128941148519516E-2,-2.5891417637467384E-2,1.5397991985082626E-2,6.4394967630505562E-3,4.8059620894491673E-3,7.1454443968832493E-3,1.202111691236496E-2,1.5397991985082626E-2,1.8774868920445442E-2,2.3650538176298141E-2,2.5990022346377373E-2,0]
[{"$f":"Data[[#This Row],[category]]&Data[[#This Row],[subcategory]]&Data[[#This Row],[delivered]]&Data[[#This Row],[date]]&Data[[#This Row],[hour]]","v":"SublapSLAP_PGHBEnd Use LoadAvg Weekday (any)2"},"Sublap","SLAP_PGHB","End Use Load",2023,"Avg Weekday (any)","2",29,31.285714285714285,0.14931423962116241,0.28504925966262817,0.13573502004146576,6.7362844944000244E-2,58.134235382080078,2.0149834156036377,1,1,2.4933001026511192E-2,4.9406059086322784E-2,0.10040991008281708,0.13573502004146576,0.17106013000011444,0.22206397354602814,0.24653704464435577,4.6714027412235737E-3,8.9179696515202522E-3,4.2465669102966785E-3,2.1074947435408831E-3,7.8004674287512898E-4,1.5457038534805179E-3,3.1413957476615906E-3,4.2465669102966785E-3,5.3517385385930538E-3,6.9474298506975174E-3,7.7130873687565327E-3,0]
[{"$f":"Data[[#This Row],[category]]&Data[[#This Row],[subcategory]]&Data[[#This Row],[delivered]]&Data[[#This Row],[date]]&Data[[#This Row],[hour]]","v":"SublapSLAP_PGHBEnd Use LoadAvg Weekday (any)19"},"Sublap","SLAP_PGHB","End Use Load",2023,"Avg Weekday (any)","19",29,31.285714285714285,-1.1179605722427368,-2.922339916229248,-1.8043793439865112,0.28752854466438293,65.655174255371094,-6.2754788398742676,1,1,-2.2773218154907227,-2.1728620529174805,-1.9551594257354736,-1.8043793439865112,-1.6535992622375488,-1.435896635055542,-1.3314369916915894,-3.497619554400444E-2,-9.142749011516571E-2,-5.6451298296451569E-2,8.995535783469677E-3,-7.1247637271881104E-2,-6.7979544401168823E-2,-6.1168558895587921E-2,-5.6451298296451569E-2,-5.1734033972024918E-2,-4.4923052191734314E-2,-4.1654955595731735E-2,0]
[{"$f":"Data[[#This Row],[category]]&Data[[#This Row],[subcategory]]&Data[[#This Row],[delivered]]&Data[[#This Row],[date]]&Data[[#This Row],[hour]]","v":"SublapSLAP_PGKNNet Load7/20/20238"},"Sublap","SLAP_PGKN","Net Load",2023,"7/20/2023","8",25,25,1.2468799352645874,0.99879997968673706,-0.24807998538017273,0.17870554327964783,79,-1.3882052898406982,0,0,-0.54202443361282349,-0.47710034251213074,-0.34179326891899109,-0.24807998538017273,-0.15436670184135437,-1.9059617072343826E-2,4.5864474028348923E-2,3.1171998009085655E-2,2.4969998747110367E-2,-6.2019997276365757E-3,4.4676386751234531E-3,-1.3550611212849617E-2,-1.1927508749067783E-2,-8.5448315367102623E-3,-6.2019997276365757E-3,-3.8591674529016018E-3,-4.7649041516706347E-4,1.1466118739917874E-3,0]
[{"$f":"Data[[#This Row],[category]]&Data[[#This Row],[subcategory]]&Data[[#This Row],[delivered]]&Data[[#This Row],[date]]&Data[[#This Row],[hour]]","v":"SublapSLAP_PGKNNet Load7/20/20239"},"Sublap","SLAP_PGKN","Net Load",2023,"7/20/2023","9",25,25,0.66743999719619751,0.642799973487854,-2.4639993906021118E-2,0.42433974146842957,83,-5.8066666126251221E-2,0,0,-0.72261673212051392,-0.56845325231552124,-0.24716396629810333,-2.4639993906021118E-2,0.1978839784860611,0.519173264503479,0.67333674430847168,1.6685999929904938E-2,1.606999896466732E-2,-6.1599985929206014E-4,1.0608493350446224E-2,-1.8065419048070908E-2,-1.4211331494152546E-2,-6.1790989711880684E-3,-6.1599985929206014E-4,4.9470993690192699E-3,1.297933142632246E-2,1.6833418980240822E-2,0]
[{"$f":"Data[[#This Row],[category]]&Data[[#This Row],[subcategory]]&Data[[#This Row],[delivered]]&Data[[#This Row],[date]]&Data[[#This Row],[hour]]","v":"SublapSLAP_PGKNNet Load7/25/20231"},"Sublap","SLAP_PGKN","Net Load",2023,"7/25/2023","1",25,25,2.8444199562072754,3.1099998950958252,0.2655799388885498,0.40783300995826721,86,0.65119773149490356,0,0,-0.40524566173553467,-0.25707909464836121,5.1712099462747574E-2,0.2655799388885498,0.47944778203964233,0.78823894262313843,0.93640553951263428,7.1110501885414124E-2,7.774999737739563E-2,6.6394982859492302E-3,1.019582524895668E-2,-1.0131141170859337E-2,-6.4269774593412876E-3,1.2928025098517537E-3,6.6394982859492302E-3,1.1986194178462029E-2,1.9705973565578461E-2,2.3410137742757797E-2,0]
[{"$f":"Data[[#This Row],[category]]&Data[[#This Row],[subcategory]]&Data[[#This Row],[delivered]]&Data[[#This Row],[date]]&Data[[#This Row],[hour]]","v":"SublapSLAP_PGKNNet Load7/25/202311"},"Sublap","SLAP_PGKN","Net Load",2023,"7/25/2023","11",25,25,-0.79655998945236206,-0.31159999966621399,0.48495998978614807,0.57265973091125488,85.5,0.84685540199279785,0,0,-0.45698145031929016,-0.24893298745155334,0.18465693295001984,0.48495998978614807,0.7852630615234375,1.2188529968261719,1.4269014596939087,-1.9913999363780022E-2,-7.7900001779198647E-3,1.2124000117182732E-2,1.4316493645310402E-2,-1.1424535885453224E-2,-6.2233246862888336E-3,4.6164235100150108E-3,1.2124000117182732E-2,1.9631575793027878E-2,3.0471324920654297E-2,3.5672537982463837E-2,0]
[{"$f":"Data[[#This Row],[category]]&Data[[#This Row],[subcategory]]&Data[[#This Row],[delivered]]&Data[[#This Row],[date]]&Data[[#This Row],[hour]]","v":"SublapSLAP_PGKNNet Load7/25/202322"},"Sublap","SLAP_PGKN","Net Load",2023,"7/25/2023","22",25,25,2.5959200859069824,3.5576000213623047,0.96167993545532227,0.41823217272758484,94,2.2993924617767334,1,1,0.27374923229217529,0.42569383978843689,0.7423587441444397,0.96167993545532227,1.1810010671615601,1.4976660013198853,1.6496106386184692,6.4897999167442322E-2,8.8940002024173737E-2,2.4041999131441116E-2,1.0455803945660591E-2,6.8437308073043823E-3,1.0642345994710922E-2,1.8558967858552933E-2,2.4041999131441116E-2,2.9525026679039001E-2,3.7441648542881012E-2,4.124026745557785E-2,0]
[{"$f":"Data[[#This Row],[category]]&Data[[#This Row],[subcategory]]&Data[[#This Row],[delivered]]&Data[[#This Row],[date]]&Data[[#This Row],[hour]]","v":"SublapSLAP_PGKNNet Load7/26/202312"},"Sublap","SLAP_PGKN","Net Load",2023,"7/26/2023","12",25,25,-1.6512000560760498,-1.0671999454498291,0.58400005102157593,0.38858214020729065,90.5,1.5028998851776123,0,0,-5.5160690099000931E-2,8.6011998355388641E-2,0.38022738695144653,0.58400005102157593,0.78777271509170532,1.0819880962371826,1.2231607437133789,-4.1280001401901245E-2,-2.6679998263716698E-2,1.4600001275539398E-2,9.7145531326532364E-3,-1.3790172524750233E-3,2.150299958884716E-3,9.5056844875216484E-3,1.4600001275539398E-2,1.9694317132234573E-2,2.7049701660871506E-2,3.0579019337892532E-2,0]
[{"$f":"Data[[#This Row],[category]]&Data[[#This Row],[subcategory]]&Data[[#This Row],[delivered]]&Data[[#This Row],[date]]&Data[[#This Row],[hour]]","v":"SublapSLAP_PGKNNet Load7/26/202318"},"Sublap","SLAP_PGKN","Net Load",2023,"7/26/2023","18",25,25,1.2072800397872925,1.121999979019165,-8.5280001163482666E-2,0.73092484474182129,105,-0.11667410284280777,0,0,-1.2875443696975708,-1.0219979286193848,-0.46857735514640808,-8.5280001163482666E-2,0.29801735281944275,0.85143786668777466,1.1169843673706055,3.0182000249624252E-2,2.8049999848008156E-2,-2.1319999359548092E-3,1.8273120746016502E-2,-3.218860924243927E-2,-2.5549948215484619E-2,-1.1714434251189232E-2,-2.1319999359548092E-3,7.4504339136183262E-3,2.1285947412252426E-2,2.7924608439207077E-2,0]
[{"$f":"Data[[#This Row],[category]]&Data[[#This Row],[subcategory]]&Data[[#This Row],[delivered]]&Data[[#This Row],[date]]&Data[[#This Row],[hour]]","v":"SublapSLAP_PGKNNet Load7/26/202324"},"Sublap","SLAP_PGKN","Net Load",2023,"7/26/2023","24",25,25,2.9004800319671631,3.7139999866485596,0.81351995468139648,0.56084895133972168,91.5,1.4505152702331543,0,0,-0.10899447649717331,9.4763100147247314E-2,0.51941049098968506,0.81351995468139648,1.1076294183731079,1.5322767496109009,1.7360343933105469,7.2512000799179077E-2,9.2849999666213989E-2,2.0337998867034912E-2,1.4021223410964012E-2,-2.7248619589954615E-3,2.3690774105489254E-3,1.2985262088477612E-2,2.0337998867034912E-2,2.7690734714269638E-2,3.8306917995214462E-2,4.3400861322879791E-2,0]
[{"$f":"Data[[#This Row],[category]]&Data[[#This Row],[subcategory]]&Data[[#This Row],[delivered]]&Data[[#This Row],[date]]&Data[[#This Row],[hour]]","v":"SublapSLAP_PGKNNet Load8/28/202317"},"Sublap","SLAP_PGKN","Net Load",2023,"8/28/2023","17",27,27,-0.99140739440917969,-0.81333333253860474,0.17807404696941376,0.4178197979927063,95.5,0.42619821429252625,0,0,-0.50917834043502808,-0.35738357901573181,-4.1030868887901306E-2,0.17807404696941376,0.39717897772789001,0.71353167295455933,0.86532646417617798,-2.6767998933792114E-2,-2.1959999576210976E-2,4.8079993575811386E-3,1.1281134560704231E-2,-1.3747815042734146E-2,-9.6493568271398544E-3,-1.1078334646299481E-3,4.8079993575811386E-3,1.0723832063376904E-2,1.9265355542302132E-2,2.3363813757896423E-2,0]
[{"$f":"Data[[#This Row],[category]]&Data[[#This Row],[subcategory]]&Data[[#This Row],[delivered]]&Data[[#This Row],[date]]&Data[[#This Row],[hour]]","v":"SublapSLAP_PGKNNet Load8/28/2023Event Window"},"Sublap","SLAP_PGKN","Net Load",2023,"8/28/2023","Event Window",27,27,1.9793764352798462,-0.61543208360671997,-2.5948085784912109,0.54418843984603882,94.5,-4.7682170867919922,1,1,-3.4899189472198486,-3.2922141551971436,-2.8801813125610352,-2.5948085784912109,-2.3094358444213867,-1.8974030017852783,-1.6996982097625732,5.3443163633346558E-2,-1.6616666689515114E-2,-7.0059828460216522E-2,1.469308789819479E-2,-9.4227813184261322E-2,-8.888978511095047E-2,-7.7764898538589478E-2,-7.0059828460216522E-2,-6.2354769557714462E-2,-5.1229879260063171E-2,-4.5891851186752319E-2,0]
[{"$f":"Data[[#This Row],[category]]&Data[[#This Row],[subcategory]]&Data[[#This Row],[delivered]]&Data[[#This Row],[date]]&Data[[#This Row],[hour]]","v":"SublapSLAP_PGKNNet Load8/29/20236"},"Sublap","SLAP_PGKN","Net Load",2023,"8/29/2023","6",27,27,1.3789629936218262,1.1437036991119385,-0.23525923490524292,0.14518927037715912,75,-1.620362401008606,0,0,-0.47407433390617371,-0.42132678627967834,-0.31139656901359558,-0.23525923490524292,-0.15912190079689026,-4.9191698431968689E-2,3.5558631643652916E-3,3.7232000380754471E-2,3.0880000442266464E-2,-6.3519994728267193E-3,3.9201104082167149E-3,-1.2800007127225399E-2,-1.1375823058187962E-2,-8.4077073261141777E-3,-6.3519994728267193E-3,-4.2962911538779736E-3,-1.328175887465477E-3,9.600830526323989E-5,0]
[{"$f":"Data[[#This Row],[category]]&Data[[#This Row],[subcategory]]&Data[[#This Row],[delivered]]&Data[[#This Row],[date]]&Data[[#This Row],[hour]]","v":"SublapSLAP_PGKNNet Load8/30/20232"},"Sublap","SLAP_PGKN","Net Load",2023,"8/30/2023","2",28,28,2.2878570556640625,2.3910713195800781,0.1032143235206604,0.33505761623382568,78,0.30804947018623352,0,0,-0.44790640473365784,-0.32617929577827454,-7.2490058839321136E-2,0.1032143235206604,0.27891871333122253,0.53260791301727295,0.65433508157730103,6.4059995114803314E-2,6.6949993371963501E-2,2.8900010511279106E-3,9.3816136941313744E-3,-1.2541379779577255E-2,-9.1330204159021378E-3,-2.02972162514925E-3,2.8900010511279106E-3,7.8097241930663586E-3,1.4913021586835384E-2,1.8321381881833076E-2,0]
[{"$f":"Data[[#This Row],[category]]&Data[[#This Row],[subcategory]]&Data[[#This Row],[delivered]]&Data[[#This Row],[date]]&Data[[#This Row],[hour]]","v":"SublapSLAP_PGKNNet Load8/30/20236"},"Sublap","SLAP_PGKN","Net Load",2023,"8/30/2023","6",28,28,1.2851428985595703,1.3610714673995972,7.5928553938865662E-2,0.34414741396903992,70.5,0.22062799334526062,0,0,-0.49014356732368469,-0.36511409282684326,-0.10454252362251282,7.5928553938865662E-2,0.25639963150024414,0.51697123050689697,0.64200067520141602,3.598400205373764E-2,3.8110002875328064E-2,2.1259994246065617E-3,9.6361273899674416E-3,-1.3724019750952721E-2,-1.022319495677948E-2,-2.9271906241774559E-3,2.1259994246065617E-3,7.1791894733905792E-3,1.4475194737315178E-2,1.7976019531488419E-2,0]
[{"$f":"Data[[#This Row],[category]]&Data[[#This Row],[subcategory]]&Data[[#This Row],[delivered]]&Data[[#This Row],[date]]&Data[[#This Row],[hour]]","v":"SublapSLAP_PGKNNet Load8/30/202317"},"Sublap","SLAP_PGKN","Net Load",2023,"8/30/2023","17",28,28,-1.0439286231994629,-0.60857141017913818,0.43535715341567993,0.34464073181152344,95.5,1.2632203102111816,0,0,-0.1315264105796814,-6.3177160918712616E-3,0.25462737679481506,0.43535715341567993,0.61608690023422241,0.87703204154968262,1.0022406578063965,-2.923000231385231E-2,-1.703999936580658E-2,1.2190000154078007E-2,9.6499407663941383E-3,-3.6827395670115948E-3,-1.7689605010673404E-4,7.1295667439699173E-3,1.2190000154078007E-2,1.7250433564186096E-2,2.4556897580623627E-2,2.8062738478183746E-2,0]
[{"$f":"Data[[#This Row],[category]]&Data[[#This Row],[subcategory]]&Data[[#This Row],[delivered]]&Data[[#This Row],[date]]&Data[[#This Row],[hour]]","v":"SublapSLAP_PGKNNet Load9/19/20239"},"Sublap","SLAP_PGKN","Net Load",2023,"9/19/2023","9",28,28,0.69823217391967773,0.67035716772079468,-2.7875006198883057E-2,0.19846780598163605,67,-0.14045102894306183,0,0,-0.35432550311088562,-0.28222173452377319,-0.13195163011550903,-2.7875006198883057E-2,7.6201610267162323E-2,0.22647172212600708,0.29857549071311951,1.9550500437617302E-2,1.8769999966025352E-2,-7.805001805536449E-4,5.557098425924778E-3,-9.9211139604449272E-3,-7.9022087156772614E-3,-3.694645594805479E-3,-7.805001805536449E-4,2.1336451172828674E-3,6.3412082381546497E-3,8.3601139485836029E-3,0]
[{"$f":"Data[[#This Row],[category]]&Data[[#This Row],[subcategory]]&Data[[#This Row],[delivered]]&Data[[#This Row],[date]]&Data[[#This Row],[hour]]","v":"SublapSLAP_PGKNNet Load9/19/202315"},"Sublap","SLAP_PGKN","Net Load",2023,"9/19/2023","15",28,28,-2.7751071453094482,-3.1535713672637939,-0.37846428155899048,0.24067321419715881,81,-1.5725234746932983,0,0,-0.77433651685714722,-0.68689942359924316,-0.50467342138290405,-0.37846428155899048,-0.25225511193275452,-7.002914696931839E-2,1.7407927662134171E-2,-7.7702999114990234E-2,-8.829999715089798E-2,-1.0596999898552895E-2,6.7388499155640602E-3,-2.1681422367691994E-2,-1.9233183935284615E-2,-1.4130855910480022E-2,-1.0596999898552895E-2,-7.0631429553031921E-3,-1.9608160946518183E-3,4.8742198850959539E-4,0]
[{"$f":"Data[[#This Row],[category]]&Data[[#This Row],[subcategory]]&Data[[#This Row],[delivered]]&Data[[#This Row],[date]]&Data[[#This Row],[hour]]","v":"SublapSLAP_PGKNNet LoadAvg Weekday 8-9pm1"},"Sublap","SLAP_PGKN","Net Load",2023,"Avg Weekday 8-9pm","1",25,25,2.8477299213409424,2.9988000392913818,0.15106998383998871,0.25103399157524109,86.5,0.60179096460342407,0,0,-0.26184418797492981,-0.17064301669597626,1.9427629187703133E-2,0.15106998383998871,0.28271234035491943,0.47278299927711487,0.56398415565490723,7.119324803352356E-2,7.4969999492168427E-2,3.7767495959997177E-3,6.2758498825132847E-3,-6.5461047925055027E-3,-4.266075324267149E-3,4.8569071805104613E-4,3.7767495959997177E-3,7.0678084157407284E-3,1.1819574981927872E-2,1.4099603518843651E-2,0]
[{"$f":"Data[[#This Row],[category]]&Data[[#This Row],[subcategory]]&Data[[#This Row],[delivered]]&Data[[#This Row],[date]]&Data[[#This Row],[hour]]","v":"SublapSLAP_PGKNNet LoadAvg Weekday 8-9pm16"},"Sublap","SLAP_PGKN","Net Load",2023,"Avg Weekday 8-9pm","16",25,25,-1.2314499616622925,-1.069599986076355,0.1618499755859375,0.27151912450790405,99.75,0.59609049558639526,0,0,-0.28475925326347351,-0.18611578643321991,1.9465208053588867E-2,0.1618499755859375,0.30423474311828613,0.5098157525062561,0.60845917463302612,-3.0786249786615372E-2,-2.6739999651908875E-2,4.0462492033839226E-3,6.7879781126976013E-3,-7.1189813315868378E-3,-4.6528945676982403E-3,4.866301896981895E-4,4.0462492033839226E-3,7.6058683916926384E-3,1.2745393440127373E-2,1.5211479738354683E-2,0]
[{"$f":"Data[[#This Row],[category]]&Data[[#This Row],[subcategory]]&Data[[#This Row],[delivered]]&Data[[#This Row],[date]]&Data[[#This Row],[hour]]","v":"SublapSLAP_PGKNNet LoadAvg Weekday 6-9pm1"},"Sublap","SLAP_PGKN","Net Load",2023,"Avg Weekday 6-9pm","1",28,26.666666666666668,3.0974225997924805,3.1033332347869873,5.9107542037963867E-3,0.34306320548057556,82.547622680664063,1.7229344695806503E-2,0,0,-0.55837798118591309,-0.43374243378639221,-0.17399176955223083,5.9107542037963867E-3,0.18581327795982361,0.44556394219398499,0.57019948959350586,8.2597933709621429E-2,8.2755550742149353E-2,1.57620117533952E-4,9.1483518481254578E-3,-1.4890079386532307E-2,-1.156646478921175E-2,-4.6397806145250797E-3,1.57620117533952E-4,4.9550207331776619E-3,1.188170537352562E-2,1.5205319970846176E-2,0]
[{"$f":"Data[[#This Row],[category]]&Data[[#This Row],[subcategory]]&Data[[#This Row],[delivered]]&Data[[#This Row],[date]]&Data[[#This Row],[hour]]","v":"SublapSLAP_PGKNNet LoadAvg Weekday 6-9pm7"},"Sublap","SLAP_PGKN","Net Load",2023,"Avg Weekday 6-9pm","7",28,26.666666666666668,1.4047024250030518,1.3613095283508301,-4.3392874300479889E-2,9.5073014497756958E-2,72.636909484863281,-0.45641630887985229,0,0,-0.19977407157421112,-0.16523385047912598,-9.3249209225177765E-2,-4.3392874300479889E-2,6.4634634181857109E-3,7.8448094427585602E-2,0.11298831552267075,3.7458732724189758E-2,3.6301586776971817E-2,-1.1571432696655393E-3,2.5352803058922291E-3,-5.3273085504770279E-3,-4.4062361121177673E-3,-2.4866454768925905E-3,-1.1571432696655393E-3,1.7235902487300336E-4,2.0919491071254015E-3,3.0130217783153057E-3,0]
[{"$f":"Data[[#This Row],[category]]&Data[[#This Row],[subcategory]]&Data[[#This Row],[delivered]]&Data[[#This Row],[date]]&Data[[#This Row],[hour]]","v":"SublapSLAP_PGKNNet LoadAvg Weekday 6-9pm15"},"Sublap","SLAP_PGKN","Net Load",2023,"Avg Weekday 6-9pm","15",28,26.666666666666668,-2.4080178737640381,-2.612797737121582,-0.20477975904941559,0.28415229916572571,94.75,-0.72066903114318848,0,0,-0.67216867208480835,-0.5689355731010437,-0.35378935933113098,-0.20477975904941559,-5.57701475918293E-2,0.15937606990337372,0.26260918378829956,-6.4213812351226807E-2,-6.9674603641033173E-2,-5.4607936181128025E-3,7.5773946009576321E-3,-1.792449876666069E-2,-1.5171615406870842E-2,-9.434383362531662E-3,-5.4607936181128025E-3,-1.4872039901092649E-3,4.2500286363065243E-3,7.0029115304350853E-3,0]
[{"$f":"Data[[#This Row],[category]]&Data[[#This Row],[subcategory]]&Data[[#This Row],[delivered]]&Data[[#This Row],[date]]&Data[[#This Row],[hour]]","v":"SublapSLAP_PGKNNet LoadAvg Weekday (any)8"},"Sublap","SLAP_PGKN","Net Load",2023,"Avg Weekday (any)","8",28,26.428571428571427,1.1649668216705322,1.0854974985122681,-7.9469382762908936E-2,9.1570176184177399E-2,73.380104064941406,-0.86785227060317993,0,0,-0.23008891940116882,-0.19682128727436066,-0.12748883664608002,-7.9469382762908936E-2,-3.1449936330318451E-2,3.7882518023252487E-2,7.1150153875350952E-2,3.078840859234333E-2,2.8688147664070129E-2,-2.1002623252570629E-3,2.4200689513236284E-3,-6.0809212736785412E-3,-5.2017052657902241E-3,-3.3693478908389807E-3,-2.1002623252570629E-3,-8.3117687609046698E-4,1.0011808481067419E-3,1.8803969724103808E-3,0]
[{"$f":"Data[[#This Row],[category]]&Data[[#This Row],[subcategory]]&Data[[#This Row],[delivered]]&Data[[#This Row],[date]]&Data[[#This Row],[hour]]","v":"SublapSLAP_PGKNNet LoadAvg Weekday (any)14"},"Sublap","SLAP_PGKN","Net Load",2023,"Avg Weekday (any)","14",28,26.428571428571427,-2.8423800468444824,-2.7840433120727539,5.8336764574050903E-2,0.23955680429935455,90.79974365234375,0.24351954460144043,0,0,-0.33569911122322083,-0.24866762757301331,-6.7286945879459381E-2,5.8336764574050903E-2,0.18396048247814178,0.36534115672111511,0.45237264037132263,-7.5120046734809875E-2,-7.3578290641307831E-2,1.5417573740705848E-3,6.3311439007520676E-3,-8.8720479980111122E-3,-6.5719303674995899E-3,-1.7782978247851133E-3,1.5417573740705848E-3,4.8618125729262829E-3,9.6554448828101158E-3,1.1955562978982925E-2,0]
[{"$f":"Data[[#This Row],[category]]&Data[[#This Row],[subcategory]]&Data[[#This Row],[delivered]]&Data[[#This Row],[date]]&Data[[#This Row],[hour]]","v":"SublapSLAP_PGKNEnd Use Load7/20/20236"},"Sublap","SLAP_PGKN","End Use Load",2023,"7/20/2023","6",22,25,-6.1636362224817276E-2,-6.6363640129566193E-2,-4.7272723168134689E-3,3.7491597235202789E-2,78.5,-0.12608884274959564,0,0,-6.6395461559295654E-2,-5.2774686366319656E-2,-2.4387884885072708E-2,-4.7272723168134689E-3,1.493334025144577E-2,4.3320141732692719E-2,5.6940916925668716E-2,-1.5409090556204319E-3,-1.6590909799560905E-3,-1.1818180792033672E-4,9.3728990759700537E-4,-1.6598865622654557E-3,-1.3193672057241201E-3,-6.0969713376834989E-4,-1.1818180792033672E-4,3.7333351792767644E-4,1.0830035898834467E-3,1.4235229464247823E-3,0]
[{"$f":"Data[[#This Row],[category]]&Data[[#This Row],[subcategory]]&Data[[#This Row],[delivered]]&Data[[#This Row],[date]]&Data[[#This Row],[hour]]","v":"SublapSLAP_PGKNEnd Use Load7/20/202310"},"Sublap","SLAP_PGKN","End Use Load",2023,"7/20/2023","10",22,25,1.3851817846298218,1.2027273178100586,-0.18245454132556915,0.18480512499809265,85.5,-0.98728072643280029,0,0,-0.48643192648887634,-0.41929182410240173,-0.27936643362045288,-0.18245454132556915,-8.5542641580104828E-2,5.4382756352424622E-2,0.12152283638715744,3.4629546105861664E-2,3.0068183317780495E-2,-4.5613637194037437E-3,4.6201283112168312E-3,-1.2160798534750938E-2,-1.0482295416295528E-2,-6.9841607473790646E-3,-4.5613637194037437E-3,-2.138565992936492E-3,1.3595689088106155E-3,3.0380708631128073E-3,0]
[{"$f":"Data[[#This Row],[category]]&Data[[#This Row],[subcategory]]&Data[[#This Row],[delivered]]&Data[[#This Row],[date]]&Data[[#This Row],[hour]]","v":"SublapSLAP_PGKNEnd Use Load7/20/202321"},"Sublap","SLAP_PGKN","End Use Load",2023,"7/20/2023","21",22,25,-1.1691818237304688,-3.1109089851379395,-1.9417272806167603,0.60471147298812866,99.5,-3.2109978199005127,1,1,-2.9363892078399658,-2.7166962623596191,-2.2588381767272949,-1.9417272806167603,-1.624616265296936,-1.1667582988739014,-0.94706541299819946,-2.9229545965790749E-2,-7.7772721648216248E-2,-4.8543181270360947E-2,1.5117786824703217E-2,-7.3409728705883026E-2,-6.7917406558990479E-2,-5.6470952928066254E-2,-4.8543181270360947E-2,-4.0615405887365341E-2,-2.9168957844376564E-2,-2.3676635697484016E-2,0]
[{"$f":"Data[[#This Row],[category]]&Data[[#This Row],[subcategory]]&Data[[#This Row],[delivered]]&Data[[#This Row],[date]]&Data[[#This Row],[hour]]","v":"SublapSLAP_PGKNEnd Use Load7/25/20236"},"Sublap","SLAP_PGKN","End Use Load",2023,"7/25/2023","6",22,25,-8.0727271735668182E-2,-5.2575759589672089E-2,2.8151514008641243E-2,4.1390758007764816E-2,78,0.68014007806777954,0,0,-3.9930224418640137E-2,-2.4892875924706459E-2,6.4461794681847095E-3,2.8151514008641243E-2,4.9856849014759064E-2,8.1195905804634094E-2,9.6233256161212921E-2,-2.0181818399578333E-3,-1.3143939431756735E-3,7.0378783857449889E-4,1.0347689967602491E-3,-9.9825556389987469E-4,-6.2232190975919366E-4,1.6115448670461774E-4,7.0378783857449889E-4,1.246421248652041E-3,2.0298976451158524E-3,2.4058313574641943E-3,0]
[{"$f":"Data[[#This Row],[category]]&Data[[#This Row],[subcategory]]&Data[[#This Row],[delivered]]&Data[[#This Row],[date]]&Data[[#This Row],[hour]]","v":"SublapSLAP_PGKNEnd Use Load7/25/202323"},"Sublap","SLAP_PGKN","End Use Load",2023,"7/25/2023","23",22,25,-0.36500000953674316,-0.20318181812763214,0.16181817650794983,5.1459379494190216E-2,91.5,3.1445808410644531,1,1,7.7175028622150421E-2,9.5870330929756165E-2,0.13483284413814545,0.16181817650794983,0.18880350887775421,0.22776602208614349,0.24646131694316864,-9.1249998658895493E-3,-5.079545546323061E-3,4.0454543195664883E-3,1.2864845339208841E-3,1.9293756922706962E-3,2.3967581801116467E-3,3.3708210103213787E-3,4.0454543195664883E-3,4.7200876288115978E-3,5.6941504590213299E-3,6.1615328304469585E-3,0]
[{"$f":"Data[[#This Row],[category]]&Data[[#This Row],[subcategory]]&Data[[#This Row],[delivered]]&Data[[#This Row],[date]]&Data[[#This Row],[hour]]","v":"SublapSLAP_PGKNEnd Use Load7/26/20239"},"Sublap","SLAP_PGKN","End Use Load",2023,"7/26/2023","9",22,25,0.66654545068740845,1.2450000047683716,0.57845455408096313,0.26052495837211609,80,2.2203421592712402,1,1,0.14992913603782654,0.24457839131355286,0.44183513522148132,0.57845455408096313,0.71507400274276733,0.9123307466506958,1.0069799423217773,1.6663637012243271E-2,3.112499974668026E-2,1.4461363665759563E-2,6.5131238661706448E-3,3.748228307813406E-3,6.1144595965743065E-3,1.1045878753066063E-2,1.4461363665759563E-2,1.7876850441098213E-2,2.2808268666267395E-2,2.5174498558044434E-2,0]
[{"$f":"Data[[#This Row],[category]]&Data[[#This Row],[subcategory]]&Data[[#This Row],[delivered]]&Data[[#This Row],[date]]&Data[[#This Row],[hour]]","v":"SublapSLAP_PGKNEnd Use Load7/26/202313"},"Sublap","SLAP_PGKN","End Use Load",2023,"7/26/2023","13",22,25,1.2023636102676392,1.6854544878005981,0.48309090733528137,0.16970224678516388,93.5,2.8466970920562744,1,1,0.20395554602146149,0.26560872793197632,0.39409896731376648,0.48309090733528137,0.57208287715911865,0.70057308673858643,0.76222628355026245,3.0059089884161949E-2,4.2136363685131073E-2,1.2077272869646549E-2,4.242556169629097E-3,5.0988886505365372E-3,6.640218198299408E-3,9.8524745553731918E-3,1.2077272869646549E-2,1.4302072115242481E-2,1.751432754099369E-2,1.9055657088756561E-2,0]
[{"$f":"Data[[#This Row],[category]]&Data[[#This Row],[subcategory]]&Data[[#This Row],[delivered]]&Data[[#This Row],[date]]&Data[[#This Row],[hour]]","v":"SublapSLAP_PGKNEnd Use Load8/28/20235"},"Sublap","SLAP_PGKN","End Use Load",2023,"8/28/2023","5",23,27,-6.2869563698768616E-2,-7.0869565010070801E-2,-7.9999994486570358E-3,4.4427849352359772E-2,74.5,-0.18006722629070282,0,0,-8.1077307462692261E-2,-6.4936578273773193E-2,-3.1297985464334488E-2,-7.9999994486570358E-3,1.5297987498342991E-2,4.8936579376459122E-2,6.5077312290668488E-2,-1.6974782338365912E-3,-1.9134782487526536E-3,-2.159999858122319E-4,1.1995519744232297E-3,-2.1890872158110142E-3,-1.753287622705102E-3,-8.4504560800269246E-4,-2.159999858122319E-4,4.1304566548205912E-4,1.3212875928729773E-3,1.7570874188095331E-3,0]
[{"$f":"Data[[#This Row],[category]]&Data[[#This Row],[subcategory]]&Data[[#This Row],[delivered]]&Data[[#This Row],[date]]&Data[[#This Row],[hour]]","v":"SublapSLAP_PGKNEnd Use Load8/28/202311"},"Sublap","SLAP_PGKN","End Use Load",2023,"8/28/2023","11",23,27,1.4988695383071899,1.5860869884490967,8.7217390537261963E-2,0.190230593085289,82,0.45848247408866882,0,0,-0.22568409144878387,-0.15657292306423187,-1.2539629824459553E-2,8.7217390537261963E-2,0.18697440624237061,0.33100771903991699,0.40011885762214661,4.0469478815793991E-2,4.2824350297451019E-2,2.354869619011879E-3,5.136225838214159E-3,-6.0934703797101974E-3,-4.2274687439203262E-3,-3.3857001108117402E-4,2.354869619011879E-3,5.0483089871704578E-3,8.9372079819440842E-3,1.0803209617733955E-2,0]
[{"$f":"Data[[#This Row],[category]]&Data[[#This Row],[subcategory]]&Data[[#This Row],[delivered]]&Data[[#This Row],[date]]&Data[[#This Row],[hour]]","v":"SublapSLAP_PGKNEnd Use Load8/28/202319"},"Sublap","SLAP_PGKN","End Use Load",2023,"8/28/2023","19",23,27,-0.94452172517776489,-2.8704347610473633,-1.9259129762649536,0.45090582966804504,96.5,-4.2712087631225586,1,1,-2.6675870418548584,-2.5037720203399658,-2.1623682975769043,-1.9259129762649536,-1.6894577741622925,-1.3480539321899414,-1.1842389106750488,-2.550208568572998E-2,-7.7501736581325531E-2,-5.1999650895595551E-2,1.2174457311630249E-2,-7.202485203742981E-2,-6.7601844668388367E-2,-5.8383945375680923E-2,-5.1999650895595551E-2,-4.5615360140800476E-2,-3.6397457122802734E-2,-3.1974449753761292E-2,0]
[{"$f":"Data[[#This Row],[category]]&Data[[#This Row],[subcategory]]&Data[[#This Row],[delivered]]&Data[[#This Row],[date]]&Data[[#This Row],[hour]]","v":"SublapSLAP_PGKNEnd Use Load8/29/202312"},"Sublap","SLAP_PGKN","End Use Load",2023,"8/29/2023","12",23,27,1.4589825868606567,1.9865217208862305,0.52753913402557373,0.22434620559215546,86.5,2.3514511585235596,1,1,0.15852245688438416,0.24002790451049805,0.40989187359809875,0.52753913402557373,0.64518642425537109,0.81505036354064941,0.89655578136444092,3.9392530918121338E-2,5.3636085242033005E-2,1.4243556186556816E-2,6.0573476366698742E-3,4.2801061645150185E-3,6.4807534217834473E-3,1.1067080311477184E-2,1.4243556186556816E-2,1.7420032992959023E-2,2.2006358951330185E-2,2.4207005277276039E-2,0]
[{"$f":"Data[[#This Row],[category]]&Data[[#This Row],[subcategory]]&Data[[#This Row],[delivered]]&Data[[#This Row],[date]]&Data[[#This Row],[hour]]","v":"SublapSLAP_PGKNEnd Use Load8/29/202322"},"Sublap","SLAP_PGKN","End Use Load",2023,"8/29/2023","22",23,27,-0.78565216064453125,-0.1530434787273407,0.63260871171951294,0.20302903652191162,89.5,3.1158533096313477,1,1,0.29865565896034241,0.37241652607917786,0.52614015340805054,0.63260871171951294,0.73907727003097534,0.89280086755752563,0.96656173467636108,-2.1212607622146606E-2,-4.1321739554405212E-3,1.7080435529351234E-2,5.4817837662994862E-3,8.0637028440833092E-3,1.0055245831608772E-2,1.4205784536898136E-2,1.7080435529351234E-2,1.9955085590481758E-2,2.4105623364448547E-2,2.6097167283296585E-2,0]
[{"$f":"Data[[#This Row],[category]]&Data[[#This Row],[subcategory]]&Data[[#This Row],[delivered]]&Data[[#This Row],[date]]&Data[[#This Row],[hour]]","v":"SublapSLAP_PGKNEnd Use Load8/30/20233"},"Sublap","SLAP_PGKN","End Use Load",2023,"8/30/2023","3",24,28,-9.3824997544288635E-2,1.6250000335276127E-3,9.544999897480011E-2,4.1481092572212219E-2,77,2.3010482788085938,1,1,2.7219673618674278E-2,4.2289838194847107E-2,7.3697291314601898E-2,9.544999897480011E-2,0.11720270663499832,0.14861015975475311,0.16368032991886139,-2.6270998641848564E-3,4.5500000851461664E-5,2.6725998613983393E-3,1.1614705435931683E-3,7.6215085573494434E-4,1.1841154191643E-3,2.0635242108255625E-3,2.6725998613983393E-3,3.2816757448017597E-3,4.1610845364630222E-3,4.5830490998923779E-3,0]
[{"$f":"Data[[#This Row],[category]]&Data[[#This Row],[subcategory]]&Data[[#This Row],[delivered]]&Data[[#This Row],[date]]&Data[[#This Row],[hour]]","v":"SublapSLAP_PGKNEnd Use Load8/30/202318"},"Sublap","SLAP_PGKN","End Use Load",2023,"8/30/2023","18",24,28,-0.67119169235229492,-6.0166668146848679E-2,0.61102497577667236,0.16342435777187347,96,3.7388856410980225,1,1,0.34221583604812622,0.40158823132514954,0.52532517910003662,0.61102497577667236,0.69672477245330811,0.8204616904258728,0.87983411550521851,-1.8793366849422455E-2,-1.6846667276695371E-3,1.7108699306845665E-2,4.5758821070194244E-3,9.5820436254143715E-3,1.1244470253586769E-2,1.4709104783833027E-2,1.7108699306845665E-2,1.9508292898535728E-2,2.2972926497459412E-2,2.4635355919599533E-2,0]
[{"$f":"Data[[#This Row],[category]]&Data[[#This Row],[subcategory]]&Data[[#This Row],[delivered]]&Data[[#This Row],[date]]&Data[[#This Row],[hour]]","v":"SublapSLAP_PGKNEnd Use Load9/19/20234"},"Sublap","SLAP_PGKN","End Use Load",2023,"9/19/2023","4",24,28,-0.15019166469573975,-0.11879166960716248,3.1400002539157867E-2,5.2967920899391174E-2,70,0.5928117036819458,0,0,-5.5724475532770157E-2,-3.6481119692325592E-2,3.6235975567251444E-3,3.1400002539157867E-2,5.9176407754421234E-2,9.9281124770641327E-2,0.11852447688579559,-4.2053665965795517E-3,-3.3261666540056467E-3,8.7920005898922682E-4,1.4831017469987273E-3,-1.5602853382006288E-3,-1.0214713402092457E-3,1.0146073327632621E-4,8.7920005898922682E-4,1.656939391978085E-3,2.7798714581876993E-3,3.3186853397637606E-3,0]
[{"$f":"Data[[#This Row],[category]]&Data[[#This Row],[subcategory]]&Data[[#This Row],[delivered]]&Data[[#This Row],[date]]&Data[[#This Row],[hour]]","v":"SublapSLAP_PGKNEnd Use Load9/19/202310"},"Sublap","SLAP_PGKN","End Use Load",2023,"9/19/2023","10",24,28,1.5008083581924438,0.82008332014083862,-0.68072497844696045,0.16291752457618713,68.5,-4.1783409118652344,1,1,-0.94870048761367798,-0.88951218128204346,-0.76615899801254272,-0.68072497844696045,-0.59529095888137817,-0.47193777561187744,-0.41274949908256531,4.2022634297609329E-2,2.2962333634495735E-2,-1.9060298800468445E-2,4.5616906136274338E-3,-2.6563612744212151E-2,-2.490634098649025E-2,-2.1452451124787331E-2,-1.9060298800468445E-2,-1.6668146476149559E-2,-1.3214257545769215E-2,-1.1556985788047314E-2,0]
[{"$f":"Data[[#This Row],[category]]&Data[[#This Row],[subcategory]]&Data[[#This Row],[delivered]]&Data[[#This Row],[date]]&Data[[#This Row],[hour]]","v":"SublapSLAP_PGKNEnd Use Load9/19/202320"},"Sublap","SLAP_PGKN","End Use Load",2023,"9/19/2023","20",24,28,-1.2140166759490967,-2.6506667137145996,-1.4366500377655029,0.32809832692146301,82,-4.3787178993225098,1,1,-1.9763237237930298,-1.857124924659729,-1.6087049245834351,-1.4366500377655029,-1.2645951509475708,-1.0161751508712769,-0.8969762921333313,-3.39924655854702E-2,-7.4218668043613434E-2,-4.0226202458143234E-2,9.1867530718445778E-3,-5.533706396818161E-2,-5.1999498158693314E-2,-4.5043736696243286E-2,-4.0226202458143234E-2,-3.5408664494752884E-2,-2.8452904894948006E-2,-2.5115335360169411E-2,0]
[{"$f":"Data[[#This Row],[category]]&Data[[#This Row],[subcategory]]&Data[[#This Row],[delivered]]&Data[[#This Row],[date]]&Data[[#This Row],[hour]]","v":"SublapSLAP_PGKNEnd Use LoadAvg Weekday 8-9pm13"},"Sublap","SLAP_PGKN","End Use Load",2023,"Avg Weekday 8-9pm","13",22,25,1.3629544973373413,1.4506818056106567,8.7727278470993042E-2,0.14022856950759888,93.25,0.62560200691223145,0,0,-0.14292819797992706,-9.198286384344101E-2,1.4191344380378723E-2,8.7727278470993042E-2,0.16126321256160736,0.26743742823600769,0.31838274002075195,3.4073863178491592E-2,3.6267045885324478E-2,2.1931820083409548E-3,3.5057142376899719E-3,-3.5732048563659191E-3,-2.299571642652154E-3,3.5478360950946808E-4,2.1931820083409548E-3,4.0315804071724415E-3,6.6859358921647072E-3,7.9595688730478287E-3,0]
[{"$f":"Data[[#This Row],[category]]&Data[[#This Row],[subcategory]]&Data[[#This Row],[delivered]]&Data[[#This Row],[date]]&Data[[#This Row],[hour]]","v":"SublapSLAP_PGKNEnd Use LoadAvg Weekday 8-9pm17"},"Sublap","SLAP_PGKN","End Use Load",2023,"Avg Weekday 8-9pm","17",22,25,-0.18568181991577148,-0.15590909123420715,2.9772723093628883E-2,8.1131286919116974E-2,101,0.36696967482566833,0,0,-0.10367637127637863,-7.4201203882694244E-2,-1.2772565707564354E-2,2.9772723093628883E-2,7.2318010032176971E-2,0.13374665379524231,0.1632218211889267,-4.6420455910265446E-3,-3.8977272342890501E-3,7.443180656991899E-4,2.0282822661101818E-3,-2.5919093750417233E-3,-1.8550300737842917E-3,-3.1931413104757667E-4,7.443180656991899E-4,1.8079502042382956E-3,3.3436664380133152E-3,4.0805456228554249E-3,0]
[{"$f":"Data[[#This Row],[category]]&Data[[#This Row],[subcategory]]&Data[[#This Row],[delivered]]&Data[[#This Row],[date]]&Data[[#This Row],[hour]]","v":"SublapSLAP_PGKNEnd Use LoadAvg Weekday 6-9pm2"},"Sublap","SLAP_PGKN","End Use Load",2023,"Avg Weekday 6-9pm","2",24,26.666666666666668,-0.10593745857477188,-0.10472222417593002,1.2152368435636163E-3,4.7120515257120132E-2,80.149307250976563,2.5789974257349968E-2,0,0,-7.6291114091873169E-2,-5.9172134846448898E-2,-2.3494785651564598E-2,1.2152368435636163E-3,2.5925260037183762E-2,6.1602607369422913E-2,7.8721590340137482E-2,-2.824998926371336E-3,-2.7925926260650158E-3,3.2406314858235419E-5,1.2565470533445477E-3,-2.0344296935945749E-3,-1.5779235400259495E-3,-6.2652764609083533E-4,3.2406314858235419E-5,6.9134024670347571E-4,1.6427361406385899E-3,2.0992422942072153E-3,0]
[{"$f":"Data[[#This Row],[category]]&Data[[#This Row],[subcategory]]&Data[[#This Row],[delivered]]&Data[[#This Row],[date]]&Data[[#This Row],[hour]]","v":"SublapSLAP_PGKNEnd Use LoadAvg Weekday 6-9pm19"},"Sublap","SLAP_PGKN","End Use Load",2023,"Avg Weekday 6-9pm","19",24,26.666666666666668,-0.99516665935516357,-3.5298194885253906,-2.5346527099609375,0.43252629041671753,98.729164123535156,-5.8601126670837402,1,1,-3.2460951805114746,-3.0889575481414795,-2.7614696025848389,-2.5346527099609375,-2.3078358173370361,-1.9803479909896851,-1.8232102394104004,-2.6537777855992317E-2,-9.4128519296646118E-2,-6.7590735852718353E-2,1.153403427451849E-2,-8.6562536656856537E-2,-8.2372203469276428E-2,-7.3639191687107086E-2,-6.7590735852718353E-2,-6.1542287468910217E-2,-5.2809279412031174E-2,-4.8618938773870468E-2,0]
[{"$f":"Data[[#This Row],[category]]&Data[[#This Row],[subcategory]]&Data[[#This Row],[delivered]]&Data[[#This Row],[date]]&Data[[#This Row],[hour]]","v":"SublapSLAP_PGKNEnd Use LoadAvg Weekday (any)2"},"Sublap","SLAP_PGKN","End Use Load",2023,"Avg Weekday (any)","2",24,26.428571428571427,-0.11716515570878983,-0.10960119217634201,7.563962135463953E-3,2.864777110517025E-2,80.151039123535156,0.26403316855430603,0,0,-3.9557427167892456E-2,-2.9149632900953293E-2,-7.4589438736438751E-3,7.563962135463953E-3,2.2586867213249207E-2,4.4277556240558624E-2,5.4685350507497787E-2,-3.0965076293796301E-3,-2.8966029640287161E-3,1.9990470900665969E-4,7.5711967656388879E-4,-1.0454462608322501E-3,-7.7038316521793604E-4,-1.9712923676706851E-4,1.9990470900665969E-4,5.9693865478038788E-4,1.1701926123350859E-3,1.4452557079493999E-3,0]
[{"$f":"Data[[#This Row],[category]]&Data[[#This Row],[subcategory]]&Data[[#This Row],[delivered]]&Data[[#This Row],[date]]&Data[[#This Row],[hour]]","v":"SublapSLAP_PGKNEnd Use LoadAvg Weekday (any)9"},"Sublap","SLAP_PGKN","End Use Load",2023,"Avg Weekday (any)","9",24,26.428571428571427,0.70616072416305542,0.81624108552932739,0.11008035391569138,8.8144190609455109E-2,76.33184814453125,1.2488667964935303,0,0,-3.4903936088085175E-2,-2.8809716459363699E-3,6.3857495784759521E-2,0.11008035391569138,0.15630321204662323,0.22304168343544006,0.25506463646888733,1.8662819638848305E-2,2.1572085097432137E-2,2.9092663899064064E-3,2.3295250721275806E-3,-9.2246115673333406E-4,-7.6139964221511036E-5,1.6876624431461096E-3,2.9092663899064064E-3,4.1308705694973469E-3,5.8946730569005013E-3,6.740993820130825E-3,0]
[{"$f":"Data[[#This Row],[category]]&Data[[#This Row],[subcategory]]&Data[[#This Row],[delivered]]&Data[[#This Row],[date]]&Data[[#This Row],[hour]]","v":"SublapSLAP_PGNBNet Load7/20/20231"},"Sublap","SLAP_PGNB","Net Load",2023,"7/20/2023","1",454,454,1.8965209722518921,1.7651541233062744,-0.13136674463748932,0.12420432269573212,60.384361267089844,-1.0576664209365845,0,0,-0.33566468954086304,-0.29054099321365356,-0.19649955630302429,-0.13136674463748932,-6.6233932971954346E-2,2.7807500213384628E-2,7.2931185364723206E-2,0.86102050542831421,0.8013799786567688,-5.9640500694513321E-2,5.6388761848211288E-2,-0.15239177644252777,-0.13190561532974243,-8.921080082654953E-2,-5.9640500694513321E-2,-3.007020615041256E-2,1.2624605558812618E-2,3.3110756427049637E-2,0]
[{"$f":"Data[[#This Row],[category]]&Data[[#This Row],[subcategory]]&Data[[#This Row],[delivered]]&Data[[#This Row],[date]]&Data[[#This Row],[hour]]","v":"SublapSLAP_PGNBNet Load7/20/202311"},"Sublap","SLAP_PGNB","Net Load",2023,"7/20/2023","11",454,454,-0.68890416622161865,-0.79209250211715698,-0.10318832099437714,9.786456823348999E-2,73.0484619140625,-1.0543991327285767,0,0,-0.26416119933128357,-0.22860680520534515,-0.15450854599475861,-0.10318832099437714,-5.1868092268705368E-2,2.2230168804526329E-2,5.7784568518400192E-2,-0.31276249885559082,-0.35960999131202698,-4.6847496181726456E-2,4.4430512934923172E-2,-0.11992918699979782,-0.10378748923540115,-7.014688104391098E-2,-4.6847496181726456E-2,-2.354811318218708E-2,1.0092496871948242E-2,2.623419463634491E-2,0]
[{"$f":"Data[[#This Row],[category]]&Data[[#This Row],[subcategory]]&Data[[#This Row],[delivered]]&Data[[#This Row],[date]]&Data[[#This Row],[hour]]","v":"SublapSLAP_PGNBNet Load7/20/202322"},"Sublap","SLAP_PGNB","Net Load",2023,"7/20/2023","22",454,454,0.7208898663520813,0.94262111186981201,0.22173126041889191,9.6089854836463928E-2,69.444931030273438,2.3075408935546875,1,1,6.3677512109279633E-2,9.8587155342102051E-2,0.17134168744087219,0.22173126041889191,0.27212083339691162,0.34487536549568176,0.37978500127792358,0.32728400826454163,0.42794999480247498,0.10066599398851395,4.3624792248010635E-2,2.8909590095281601E-2,4.4758569449186325E-2,7.7789127826690674E-2,0.10066599398851395,0.12354286015033722,0.15657341480255127,0.17242239415645599,0]
[{"$f":"Data[[#This Row],[category]]&Data[[#This Row],[subcategory]]&Data[[#This Row],[delivered]]&Data[[#This Row],[date]]&Data[[#This Row],[hour]]","v":"SublapSLAP_PGNBNet Load7/25/20238"},"Sublap","SLAP_PGNB","Net Load",2023,"7/25/2023","8",455,455,0.74027913808822632,0.65762639045715332,-8.2652747631072998E-2,5.878787487745285E-2,54.964836120605469,-1.4059488773345947,0,0,-0.17935019731521606,-0.15799243748188019,-0.11348114162683487,-8.2652747631072998E-2,-5.1824357360601425E-2,-7.313054520636797E-3,1.4044701121747494E-2,0.33682700991630554,0.29921999573707581,-3.7606999278068542E-2,2.6748482137918472E-2,-8.1604339182376862E-2,-7.1886561810970306E-2,-5.1633920520544052E-2,-3.7606999278068542E-2,-2.3580081760883331E-2,-3.3274397719651461E-3,6.3903392292559147E-3,0]
[{"$f":"Data[[#This Row],[category]]&Data[[#This Row],[subcategory]]&Data[[#This Row],[delivered]]&Data[[#This Row],[date]]&Data[[#This Row],[hour]]","v":"SublapSLAP_PGNBNet Load7/25/202318"},"Sublap","SLAP_PGNB","Net Load",2023,"7/25/2023","18",455,455,-1.5887824296951294,-1.683362603187561,-9.4580218195915222E-2,8.6259610950946808E-2,95.275825500488281,-1.0964601039886475,0,0,-0.23646464943885803,-0.20512636005878448,-0.13981480896472931,-9.4580218195915222E-2,-4.9345634877681732E-2,1.5965921804308891E-2,4.7304216772317886E-2,-0.72289597988128662,-0.76592999696731567,-4.303399845957756E-2,3.924812376499176E-2,-0.107591412961483,-9.3332491815090179E-2,-6.3615739345550537E-2,-4.303399845957756E-2,-2.2452263161540031E-2,7.2644944302737713E-3,2.152341790497303E-2,0]
[{"$f":"Data[[#This Row],[category]]&Data[[#This Row],[subcategory]]&Data[[#This Row],[delivered]]&Data[[#This Row],[date]]&Data[[#This Row],[hour]]","v":"SublapSLAP_PGNBNet Load7/25/202324"},"Sublap","SLAP_PGNB","Net Load",2023,"7/25/2023","24",455,455,0.90836262702941895,1.031758189201355,0.12339559197425842,9.0353131294250488E-2,61.861537933349609,1.3657035827636719,0,0,-2.5222083553671837E-2,7.603395264595747E-3,7.6014362275600433E-2,0.12339559197425842,0.17077681422233582,0.23918779194355011,0.27201327681541443,0.41330498456954956,0.4694499671459198,5.6144993752241135E-2,4.1110675781965256E-2,-1.1476048268377781E-2,3.4595448523759842E-3,3.4586533904075623E-2,5.6144993752241135E-2,7.7703453600406647E-2,0.10883044451475143,0.12376604229211807,0]
[{"$f":"Data[[#This Row],[category]]&Data[[#This Row],[subcategory]]&Data[[#This Row],[delivered]]&Data[[#This Row],[date]]&Data[[#This Row],[hour]]","v":"SublapSLAP_PGNBNet Load7/26/202311"},"Sublap","SLAP_PGNB","Net Load",2023,"7/26/2023","11",455,455,-0.52060222625732422,-0.12048351764678955,0.40011870861053467,8.7109453976154327E-2,70.328575134277344,4.5932869911193848,1,1,0.2568364143371582,0.28848344087600708,0.35443845391273499,0.40011870861053467,0.44579896330833435,0.51175397634506226,0.54340100288391113,-0.23687401413917542,-5.4820001125335693E-2,0.18205401301383972,3.963480144739151E-2,0.11686056852340698,0.13125996291637421,0.16126950085163116,0.18205401301383972,0.20283852517604828,0.23284806311130524,0.24724745750427246,0]
[{"$f":"Data[[#This Row],[category]]&Data[[#This Row],[subcategory]]&Data[[#This Row],[delivered]]&Data[[#This Row],[date]]&Data[[#This Row],[hour]]","v":"SublapSLAP_PGNBNet Load7/26/2023Event Window"},"Sublap","SLAP_PGNB","Net Load",2023,"7/26/2023","Event Window",455,455,8.0725051462650299E-2,-3.9547913074493408,-4.0355162620544434,0.14039133489131927,76.763008117675781,-28.744768142700195,1,1,-4.2664394378662109,-4.2154350280761719,-4.1091375350952148,-4.0355162620544434,-3.9618949890136719,-3.8555974960327148,-3.8045930862426758,3.6729898303747177E-2,-1.7994300127029419,-1.8361599445343018,6.3878059387207031E-2,-1.9412299394607544,-1.9180229902267456,-1.8696576356887817,-1.8361599445343018,-1.8026622533798218,-1.7542968988418579,-1.7310898303985596,0]
[{"$f":"Data[[#This Row],[category]]&Data[[#This Row],[subcategory]]&Data[[#This Row],[delivered]]&Data[[#This Row],[date]]&Data[[#This Row],[hour]]","v":"SublapSLAP_PGNBNet Load8/28/20236"},"Sublap","SLAP_PGNB","Net Load",2023,"8/28/2023","6",474,474,0.93279111385345459,0.84957808256149292,-8.3213068544864655E-2,8.7448686361312866E-2,50.6529541015625,-0.95156455039978027,0,0,-0.22705335915088654,-0.19528307020664215,-0.12907120585441589,-8.3213068544864655E-2,-3.7354931235313416E-2,2.8856933116912842E-2,6.0627222061157227E-2,0.44214299321174622,0.40270000696182251,-3.9442993700504303E-2,4.1450675576925278E-2,-0.10762329399585724,-9.25641730427742E-2,-6.1179753392934799E-2,-3.9442993700504303E-2,-1.7706237733364105E-2,1.3678186573088169E-2,2.8737302869558334E-2,0]
[{"$f":"Data[[#This Row],[category]]&Data[[#This Row],[subcategory]]&Data[[#This Row],[delivered]]&Data[[#This Row],[date]]&Data[[#This Row],[hour]]","v":"SublapSLAP_PGNBNet Load8/28/202316"},"Sublap","SLAP_PGNB","Net Load",2023,"8/28/2023","16",474,474,-2.8495433330535889,-2.2870464324951172,0.5624968409538269,0.13460381329059601,92.727851867675781,4.1789073944091797,1,1,0.3410932719707489,0.38999512791633606,0.49191054701805115,0.5624968409538269,0.63308316469192505,0.73499858379364014,0.78390043973922729,-1.3506835699081421,-1.0840599536895752,0.26662349700927734,6.380220502614975E-2,0.16167820990085602,0.18485769629478455,0.23316559195518494,0.26662349700927734,0.30008143186569214,0.34838932752609253,0.37156879901885986,0]
[{"$f":"Data[[#This Row],[category]]&Data[[#This Row],[subcategory]]&Data[[#This Row],[delivered]]&Data[[#This Row],[date]]&Data[[#This Row],[hour]]","v":"SublapSLAP_PGNBNet Load8/29/20236"},"Sublap","SLAP_PGNB","Net Load",2023,"8/29/2023","6",474,474,0.71285474300384521,1.0845991373062134,0.37174439430236816,8.5191972553730011E-2,51.329113006591797,4.3636083602905273,1,1,0.2316160649061203,0.26256647706031799,0.32706966996192932,0.37174439430236816,0.41641911864280701,0.48092231154441833,0.51187270879745483,0.33789315819740295,0.51410001516342163,0.17620684206485748,4.0380995720624924E-2,0.1097860112786293,0.12445650994777679,0.15503102540969849,0.17620684206485748,0.19738265872001648,0.22795717418193817,0.24262766540050507,0]
[{"$f":"Data[[#This Row],[category]]&Data[[#This Row],[subcategory]]&Data[[#This Row],[delivered]]&Data[[#This Row],[date]]&Data[[#This Row],[hour]]","v":"SublapSLAP_PGNBNet Load8/29/202313"},"Sublap","SLAP_PGNB","Net Load",2023,"8/29/2023","13",474,474,-2.3793768882751465,-1.3556540012359619,1.0237228870391846,0.13843034207820892,83.754219055175781,7.3952202796936035,1,1,0.79602521657943726,0.84631729125976563,0.9511299729347229,1.0237228870391846,1.096315860748291,1.2011284828186035,1.2514204978942871,-1.1278246641159058,-0.64257997274398804,0.48524466156959534,6.5615981817245483E-2,0.3773159384727478,0.40115439891815186,0.45083561539649963,0.48524466156959534,0.51965373754501343,0.56933492422103882,0.5931733250617981,0]
[{"$f":"Data[[#This Row],[category]]&Data[[#This Row],[subcategory]]&Data[[#This Row],[delivered]]&Data[[#This Row],[date]]&Data[[#This Row],[hour]]","v":"SublapSLAP_PGNBNet Load8/29/202323"},"Sublap","SLAP_PGNB","Net Load",2023,"8/29/2023","23",474,474,0.92700386047363281,1.3734810352325439,0.44647714495658875,9.4682961702346802E-2,65.656120300292969,4.7154960632324219,1,1,0.29073753952980042,0.32513603568077087,0.39682534337043762,0.44647714495658875,0.49612894654273987,0.56781822443008423,0.60221678018569946,0.4393998384475708,0.65103000402450562,0.21163016557693481,4.4879723340272903E-2,0.13780958950519562,0.1541144847869873,0.18809521198272705,0.21163016557693481,0.23516511917114258,0.26914584636688232,0.28545075654983521,0]
[{"$f":"Data[[#This Row],[category]]&Data[[#This Row],[subcategory]]&Data[[#This Row],[delivered]]&Data[[#This Row],[date]]&Data[[#This Row],[hour]]","v":"SublapSLAP_PGNBNet Load8/30/202315"},"Sublap","SLAP_PGNB","Net Load",2023,"8/30/2023","15",477,477,-2.3293237686157227,-1.659077525138855,0.67024630308151245,0.13180027902126312,101.20649719238281,5.0853176116943359,1,1,0.45345413684844971,0.50133746862411499,0.60113018751144409,0.67024630308151245,0.73936241865158081,0.83915513753890991,0.8870384693145752,-1.111087441444397,-0.79137998819351196,0.3197074830532074,6.2868736684322357E-2,0.21629762649536133,0.23913797736167908,0.28673911094665527,0.3197074830532074,0.35267588496208191,0.40027698874473572,0.42311733961105347,0]
[{"$f":"Data[[#This Row],[category]]&Data[[#This Row],[subcategory]]&Data[[#This Row],[delivered]]&Data[[#This Row],[date]]&Data[[#This Row],[hour]]","v":"SublapSLAP_PGNBNet Load9/19/20231"},"Sublap","SLAP_PGNB","Net Load",2023,"9/19/2023","1",478,478,1.9719885587692261,1.9373221397399902,-3.4666329622268677E-2,0.11880064755678177,57.225940704345703,-0.29180252552032471,0,0,-0.23007600009441376,-0.18691548705101013,-9.6965447068214417E-2,-3.4666329622268677E-2,2.7632791548967361E-2,0.11758282780647278,0.1607433408498764,0.94261050224304199,0.92603999376296997,-1.6570504754781723E-2,5.6786708533763885E-2,-0.10997632890939713,-8.9345604181289673E-2,-4.6349484473466873E-2,-1.6570504754781723E-2,1.3208474032580853E-2,5.6204590946435928E-2,7.6835319399833679E-2,0]
[{"$f":"Data[[#This Row],[category]]&Data[[#This Row],[subcategory]]&Data[[#This Row],[delivered]]&Data[[#This Row],[date]]&Data[[#This Row],[hour]]","v":"SublapSLAP_PGNBNet Load9/19/20235"},"Sublap","SLAP_PGNB","Net Load",2023,"9/19/2023","5",478,478,0.9008033275604248,0.87225943803787231,-2.8543926775455475E-2,8.7218418717384338E-2,52.755229949951172,-0.32726949453353882,0,0,-0.17200545966625214,-0.14031882584095001,-7.4281312525272369E-2,-2.8543926775455475E-2,1.719345711171627E-2,8.3230972290039063E-2,0.11491760611534119,0.43058398365974426,0.41694000363349915,-1.364399679005146E-2,4.1690405458211899E-2,-8.2218609750270844E-2,-6.7072398960590363E-2,-3.5506468266248703E-2,-1.364399679005146E-2,8.2184728235006332E-3,3.9784405380487442E-2,5.4930616170167923E-2,0]
[{"$f":"Data[[#This Row],[category]]&Data[[#This Row],[subcategory]]&Data[[#This Row],[delivered]]&Data[[#This Row],[date]]&Data[[#This Row],[hour]]","v":"SublapSLAP_PGNBNet Load9/19/202322"},"Sublap","SLAP_PGNB","Net Load",2023,"9/19/2023","22",478,478,0.72483891248703003,1.4601255655288696,0.73528659343719482,9.7693733870983124E-2,60.936191558837891,7.5264458656311035,1,1,0.57459467649459839,0.61008703708648682,0.68405592441558838,0.73528659343719482,0.78651726245880127,0.86048614978790283,0.89597851037979126,0.34647300839424133,0.69793999195098877,0.35146698355674744,4.6697605401277542E-2,0.2746562659740448,0.29162159562110901,0.32697874307632446,0.35146698355674744,0.3759552538394928,0.41131237149238586,0.42827773094177246,0]
[{"$f":"Data[[#This Row],[category]]&Data[[#This Row],[subcategory]]&Data[[#This Row],[delivered]]&Data[[#This Row],[date]]&Data[[#This Row],[hour]]","v":"SublapSLAP_PGNBNet LoadAvg Weekday 8-9pm7"},"Sublap","SLAP_PGNB","Net Load",2023,"Avg Weekday 8-9pm","7",455,454.5,0.71438789367675781,0.72460436820983887,1.0216489434242249E-2,3.9753254503011703E-2,53.629669189453125,0.25699755549430847,0,0,-5.5171795189380646E-2,-4.0729355067014694E-2,-1.0630137287080288E-2,1.0216489434242249E-2,3.106311708688736E-2,6.1162333935499191E-2,7.5604774057865143E-2,0.32468929886817932,0.32933267951011658,4.6433946117758751E-3,1.8067853525280952E-2,-2.5075580924749374E-2,-1.8511492758989334E-2,-4.8313974402844906E-3,4.6433946117758751E-3,1.4118187129497528E-2,2.7798280119895935E-2,3.4362368285655975E-2,0]
[{"$f":"Data[[#This Row],[category]]&Data[[#This Row],[subcategory]]&Data[[#This Row],[delivered]]&Data[[#This Row],[date]]&Data[[#This Row],[hour]]","v":"SublapSLAP_PGNBNet LoadAvg Weekday 8-9pm15"},"Sublap","SLAP_PGNB","Net Load",2023,"Avg Weekday 8-9pm","15",455,454.5,-3.6497554779052734,-3.7271208763122559,-7.7365398406982422E-2,7.6881721615791321E-2,92.419227600097656,-1.0062911510467529,0,0,-0.20382457971572876,-0.17589329183101654,-0.11768221110105515,-7.7365398406982422E-2,-3.7048585712909698E-2,2.1162493154406548E-2,4.9093779176473618E-2,-1.6588138341903687,-1.6939764022827148,-3.516257181763649E-2,3.4942742437124252E-2,-9.2638269066810608E-2,-7.9943500459194183E-2,-5.3486563265323639E-2,-3.516257181763649E-2,-1.683858223259449E-2,9.6183530986309052E-3,2.231312170624733E-2,0]
[{"$f":"Data[[#This Row],[category]]&Data[[#This Row],[subcategory]]&Data[[#This Row],[delivered]]&Data[[#This Row],[date]]&Data[[#This Row],[hour]]","v":"SublapSLAP_PGNBNet LoadAvg Weekday 6-9pm4"},"Sublap","SLAP_PGNB","Net Load",2023,"Avg Weekday 6-9pm","4",477,468.66666666666669,1.0572150945663452,1.115045428276062,5.7830370962619781E-2,7.0395737886428833E-2,55.812717437744141,0.82150387763977051,0,0,-5.7960312813520432E-2,-3.2385397702455521E-2,2.091480977833271E-2,5.7830370962619781E-2,9.4745934009552002E-2,0.14804613590240479,0.17362105846405029,0.4954814612865448,0.52258461713790894,2.7103167027235031E-2,3.2992135733366013E-2,-2.7164066210389137E-2,-1.5177956782281399E-2,9.802074171602726E-3,2.7103167027235031E-2,4.4404260814189911E-2,6.9384291768074036E-2,8.1370405852794647E-2,0]
[{"$f":"Data[[#This Row],[category]]&Data[[#This Row],[subcategory]]&Data[[#This Row],[delivered]]&Data[[#This Row],[date]]&Data[[#This Row],[hour]]","v":"SublapSLAP_PGNBNet LoadAvg Weekday 6-9pm14"},"Sublap","SLAP_PGNB","Net Load",2023,"Avg Weekday 6-9pm","14",477,468.66666666666669,-2.9497241973876953,-2.2214744091033936,0.72824966907501221,8.5009701550006866E-2,89.278129577636719,8.5666656494140625,1,1,0.58842116594314575,0.61930537223815918,0.6836705207824707,0.72824966907501221,0.77282881736755371,0.83719396591186523,0.86807817220687866,-1.3824373483657837,-1.0411310195922852,0.34130635857582092,3.9841212332248688E-2,0.27577337622642517,0.29024779796600342,0.32041358947753906,0.34130635857582092,0.3621990978717804,0.39236491918563843,0.40683931112289429,0]
[{"$f":"Data[[#This Row],[category]]&Data[[#This Row],[subcategory]]&Data[[#This Row],[delivered]]&Data[[#This Row],[date]]&Data[[#This Row],[hour]]","v":"SublapSLAP_PGNBNet LoadAvg Weekday 6-9pm20"},"Sublap","SLAP_PGNB","Net Load",2023,"Avg Weekday 6-9pm","20",477,468.66666666666669,0.55448591709136963,-3.3052864074707031,-3.8597724437713623,0.13955417275428772,82.184661865234375,-27.657878875732422,1,1,-4.0893187522888184,-4.0386180877685547,-3.9329547882080078,-3.8597724437713623,-3.7865900993347168,-3.6809265613555908,-3.6302263736724854,0.25986906886100769,-1.5490775108337402,-1.8089467287063599,6.5404385328292847E-2,-1.9165273904800415,-1.8927656412124634,-1.8432447910308838,-1.8089467287063599,-1.7746485471725464,-1.7251275777816772,-1.7013660669326782,0]
[{"$f":"Data[[#This Row],[category]]&Data[[#This Row],[subcategory]]&Data[[#This Row],[delivered]]&Data[[#This Row],[date]]&Data[[#This Row],[hour]]","v":"SublapSLAP_PGNBNet LoadAvg Weekday (any)10"},"Sublap","SLAP_PGNB","Net Load",2023,"Avg Weekday (any)","10",479,466.71428571428572,0.15339644253253937,0.21173948049545288,5.834304541349411E-2,2.8288785368204117E-2,65.130134582519531,2.0624089241027832,1,1,1.1812134645879269E-2,2.2089507430791855E-2,4.3508391827344894E-2,5.834304541349411E-2,7.3177695274353027E-2,9.4596579670906067E-2,0.10487395524978638,7.1592308580875397E-2,9.8821841180324554E-2,2.7229532599449158E-2,1.3202779926359653E-2,5.5128918029367924E-3,1.0309488512575626E-2,2.0305987447500229E-2,2.7229532599449158E-2,3.4153074026107788E-2,4.4149573892354965E-2,4.8946171998977661E-2,0]
[{"$f":"Data[[#This Row],[category]]&Data[[#This Row],[subcategory]]&Data[[#This Row],[delivered]]&Data[[#This Row],[date]]&Data[[#This Row],[hour]]","v":"SublapSLAP_PGNBNet LoadAvg Weekday (any)21"},"Sublap","SLAP_PGNB","Net Load",2023,"Avg Weekday (any)","21",479,466.71428571428572,0.63236397504806519,-2.5126020908355713,-3.1449661254882813,0.10981821268796921,73.237655639648438,-28.637928009033203,1,1,-3.3256011009216309,-3.2857038974761963,-3.2025549411773682,-3.1449661254882813,-3.0873773097991943,-3.0042283535003662,-2.9643311500549316,0.29513329267501831,-1.1726672649383545,-1.4678006172180176,5.1253728568553925E-2,-1.5521055459976196,-1.533484935760498,-1.4946781396865845,-1.4678006172180176,-1.4409230947494507,-1.4021162986755371,-1.3834956884384155,0]
[{"$f":"Data[[#This Row],[category]]&Data[[#This Row],[subcategory]]&Data[[#This Row],[delivered]]&Data[[#This Row],[date]]&Data[[#This Row],[hour]]","v":"SublapSLAP_PGNBEnd Use Load7/20/20232"},"Sublap","SLAP_PGNB","End Use Load",2023,"7/20/2023","2",413,454,7.7310152351856232E-2,2.5012107565999031E-2,-5.2298039197921753E-2,3.7003617733716965E-2,58.162227630615234,-1.4133223295211792,0,0,-0.11316357553005219,-9.9720083177089691E-2,-7.1702755987644196E-2,-5.2298039197921753E-2,-3.289332240819931E-2,-4.8759947530925274E-3,8.56749527156353E-3,3.5098809748888016E-2,1.1355496942996979E-2,-2.3743309080600739E-2,1.6799641773104668E-2,-5.1376264542341232E-2,-4.5272916555404663E-2,-3.2553050667047501E-2,-2.3743309080600739E-2,-1.4933568425476551E-2,-2.213701605796814E-3,3.8896428886801004E-3,0]
[{"$f":"Data[[#This Row],[category]]&Data[[#This Row],[subcategory]]&Data[[#This Row],[delivered]]&Data[[#This Row],[date]]&Data[[#This Row],[hour]]","v":"SublapSLAP_PGNBEnd Use Load7/20/202312"},"Sublap","SLAP_PGNB","End Use Load",2023,"7/20/2023","12",413,454,2.0049071311950684,1.915859580039978,-8.9047461748123169E-2,6.3664183020591736E-2,78.553268432617188,-1.3987058401107788,0,0,-0.19376572966575623,-0.17063640058040619,-0.12243299186229706,-8.9047461748123169E-2,-5.566193163394928E-2,-7.4585285037755966E-3,1.567080058157444E-2,0.91022783517837524,0.86980026960372925,-4.0427546948194504E-2,2.890353836119175E-2,-8.7969638407230377E-2,-7.7468924224376678E-2,-5.5584579706192017E-2,-4.0427546948194504E-2,-2.527051605284214E-2,-3.3861720003187656E-3,7.114543579518795E-3,0]
[{"$f":"Data[[#This Row],[category]]&Data[[#This Row],[subcategory]]&Data[[#This Row],[delivered]]&Data[[#This Row],[date]]&Data[[#This Row],[hour]]","v":"SublapSLAP_PGNBEnd Use Load7/20/202324"},"Sublap","SLAP_PGNB","End Use Load",2023,"7/20/2023","24",413,454,-0.44213074445724487,-0.27935972809791565,0.16277101635932922,2.9880169779062271E-2,63.361984252929688,5.4474596977233887,1,1,0.1136225089430809,0.12447803467512131,0.14710183441638947,0.16277101635932922,0.17844019830226898,0.20106399059295654,0.21191951632499695,-0.20072735846042633,-0.12682931125164032,7.3898039758205414E-2,1.3565597124397755E-2,5.1584620028734207E-2,5.6513026356697083E-2,6.678423285484314E-2,7.3898039758205414E-2,8.1011846661567688E-2,9.1283053159713745E-2,9.6211463212966919E-2,0]
[{"$f":"Data[[#This Row],[category]]&Data[[#This Row],[subcategory]]&Data[[#This Row],[delivered]]&Data[[#This Row],[date]]&Data[[#This Row],[hour]]","v":"SublapSLAP_PGNBEnd Use Load7/25/202313"},"Sublap","SLAP_PGNB","End Use Load",2023,"7/25/2023","13",414,455,1.4375710487365723,1.1465362310409546,-0.29103478789329529,7.0652246475219727E-2,85.318840026855469,-4.1192574501037598,1,1,-0.407247394323349,-0.38157927989959717,-0.32808485627174377,-0.29103478789329529,-0.2539847195148468,-0.20049029588699341,-0.17482218146324158,0.65409481525421143,0.52167397737503052,-0.13242082297801971,3.2146770507097244E-2,-0.18529756367206573,-0.17361856997013092,-0.14927861094474792,-0.13242082297801971,-0.1155630499124527,-9.1223083436489105E-2,-7.9544089734554291E-2,0]
[{"$f":"Data[[#This Row],[category]]&Data[[#This Row],[subcategory]]&Data[[#This Row],[delivered]]&Data[[#This Row],[date]]&Data[[#This Row],[hour]]","v":"SublapSLAP_PGNBEnd Use Load7/25/202319"},"Sublap","SLAP_PGNB","End Use Load",2023,"7/25/2023","19",414,455,-0.92059808969497681,-1.0708212852478027,-0.15022319555282593,6.1432067304849625E-2,91.503623962402344,-2.445354700088501,1,1,-0.25126996636390686,-0.22895155847072601,-0.1824382096529007,-0.15022319555282593,-0.11800818890333176,-7.1494832634925842E-2,-4.9176435917615891E-2,-0.41887211799621582,-0.48722368478775024,-6.835155189037323E-2,2.7951590716838837E-2,-0.11432783305644989,-0.1041729599237442,-8.3009384572505951E-2,-6.835155189037323E-2,-5.3693726658821106E-2,-3.2530147582292557E-2,-2.2375278174877167E-2,0]
[{"$f":"Data[[#This Row],[category]]&Data[[#This Row],[subcategory]]&Data[[#This Row],[delivered]]&Data[[#This Row],[date]]&Data[[#This Row],[hour]]","v":"SublapSLAP_PGNBEnd Use Load7/26/202311"},"Sublap","SLAP_PGNB","End Use Load",2023,"7/26/2023","11",414,455,1.9959185123443604,2.5463767051696777,0.55045825242996216,7.0263788104057312E-2,70.409423828125,7.8341670036315918,1,1,0.43488460779190063,0.46041157841682434,0.51361191272735596,0.55045825242996216,0.58730459213256836,0.64050489664077759,0.66603189706802368,0.90814292430877686,1.1586014032363892,0.25045850872993469,3.1970024108886719E-2,0.19787248969078064,0.20948727428913116,0.23369342088699341,0.25045850872993469,0.26722359657287598,0.29142972826957703,0.30304452776908875,0]
[{"$f":"Data[[#This Row],[category]]&Data[[#This Row],[subcategory]]&Data[[#This Row],[delivered]]&Data[[#This Row],[date]]&Data[[#This Row],[hour]]","v":"SublapSLAP_PGNBEnd Use Load7/26/202319"},"Sublap","SLAP_PGNB","End Use Load",2023,"7/26/2023","19",414,455,-0.9266737699508667,-6.1953864097595215,-5.2687129974365234,0.17483963072299957,82.362319946289063,-30.134546279907227,1,1,-5.5562987327575684,-5.4927787780761719,-5.3603987693786621,-5.2687129974365234,-5.1770272254943848,-5.044647216796875,-4.9811272621154785,-0.42163655161857605,-2.8189008235931396,-2.3972644805908203,7.9552032053470612E-2,-2.52811598777771,-2.4992144107818604,-2.4389815330505371,-2.3972644805908203,-2.3555474281311035,-2.2953145503997803,-2.2664129734039307,0]
[{"$f":"Data[[#This Row],[category]]&Data[[#This Row],[subcategory]]&Data[[#This Row],[delivered]]&Data[[#This Row],[date]]&Data[[#This Row],[hour]]","v":"SublapSLAP_PGNBEnd Use Load8/28/20231"},"Sublap","SLAP_PGNB","End Use Load",2023,"8/28/2023","1",433,474,0.31929072737693787,0.23272599279880524,-8.6564727127552032E-2,7.1096368134021759E-2,57.105079650878906,-1.2175688743591309,0,0,-0.20350784063339233,-0.17767839133739471,-0.12384770065546036,-8.6564727127552032E-2,-4.9281753599643707E-2,4.5489347539842129E-3,3.0378391966223717E-2,0.15134380757808685,0.11031211912631989,-4.1031681001186371E-2,3.3699680119752884E-2,-9.6462719142436981E-2,-8.4219560027122498E-2,-5.8703809976577759E-2,-4.1031681001186371E-2,-2.3359552025794983E-2,2.1561949979513884E-3,1.4399358071386814E-2,0]
[{"$f":"Data[[#This Row],[category]]&Data[[#This Row],[subcategory]]&Data[[#This Row],[delivered]]&Data[[#This Row],[date]]&Data[[#This Row],[hour]]","v":"SublapSLAP_PGNBEnd Use Load8/28/202318"},"Sublap","SLAP_PGNB","End Use Load",2023,"8/28/2023","18",433,474,-0.78949838876724243,2.8452655300498009E-2,0.8179510235786438,7.5584173202514648E-2,91.334869384765625,10.821723937988281,1,1,0.69362610578536987,0.72108602523803711,0.77831465005874634,0.8179510235786438,0.85758739709854126,0.91481602191925049,0.94227594137191772,-0.37422224879264832,1.3486558571457863E-2,0.38770878314971924,3.5826899111270905E-2,0.32877877354621887,0.34179478883743286,0.36892113089561462,0.38770878314971924,0.40649643540382385,0.433622807264328,0.4466387927532196,0]
[{"$f":"Data[[#This Row],[category]]&Data[[#This Row],[subcategory]]&Data[[#This Row],[delivered]]&Data[[#This Row],[date]]&Data[[#This Row],[hour]]","v":"SublapSLAP_PGNBEnd Use Load8/29/20233"},"Sublap","SLAP_PGNB","End Use Load",2023,"8/29/2023","3",433,474,-0.14582493901252747,0.10764434188604355,0.25346928834915161,3.5434912890195847E-2,54.333717346191406,7.1530947685241699,1,1,0.19518403708934784,0.20805762708187103,0.23488719761371613,0.25346928834915161,0.2720513641834259,0.29888096451759338,0.31175452470779419,-6.9121018052101135E-2,5.1023416221141815E-2,0.12014444172382355,1.679614931344986E-2,9.251723438501358E-2,9.8619312047958374E-2,0.11133652925491333,0.12014444172382355,0.12895233929157257,0.14166957139968872,0.14777164161205292,0]
[{"$f":"Data[[#This Row],[category]]&Data[[#This Row],[subcategory]]&Data[[#This Row],[delivered]]&Data[[#This Row],[date]]&Data[[#This Row],[hour]]","v":"SublapSLAP_PGNBEnd Use Load8/29/202318"},"Sublap","SLAP_PGNB","End Use Load",2023,"8/29/2023","18",433,474,-1.0428600311279297,-2.6441662311553955,-1.6013062000274658,0.10064931958913803,94.376441955566406,-15.909756660461426,1,1,-1.7668596506118774,-1.7302935123443604,-1.654086709022522,-1.6013062000274658,-1.5485256910324097,-1.4723188877105713,-1.4357527494430542,-0.49431565403938293,-1.2533347606658936,-0.75901913642883301,4.7707777470350266E-2,-0.83749145269393921,-0.82015913724899292,-0.78403711318969727,-0.75901913642883301,-0.73400115966796875,-0.6978791356086731,-0.68054682016372681,0]
[{"$f":"Data[[#This Row],[category]]&Data[[#This Row],[subcategory]]&Data[[#This Row],[delivered]]&Data[[#This Row],[date]]&Data[[#This Row],[hour]]","v":"SublapSLAP_PGNBEnd Use Load8/30/20234"},"Sublap","SLAP_PGNB","End Use Load",2023,"8/30/2023","4",436,477,-0.19848531484603882,-1.5121559612452984E-2,0.18336376547813416,1.9390417262911797E-2,57.970184326171875,9.4564113616943359,1,1,0.15146936476230621,0.15851394832134247,0.17319542169570923,0.18336376547813416,0.19353210926055908,0.20821358263492584,0.2152581661939621,-9.467749297618866E-2,-7.2129839099943638E-3,8.7464518845081329E-2,9.2492289841175079E-3,7.2250887751579285E-2,7.561115175485611E-2,8.2614213228225708E-2,8.7464518845081329E-2,9.2314817011356354E-2,9.9317878484725952E-2,0.10267814248800278,0]
[{"$f":"Data[[#This Row],[category]]&Data[[#This Row],[subcategory]]&Data[[#This Row],[delivered]]&Data[[#This Row],[date]]&Data[[#This Row],[hour]]","v":"SublapSLAP_PGNBEnd Use Load8/30/202310"},"Sublap","SLAP_PGNB","End Use Load",2023,"8/30/2023","10",436,477,1.2218233346939087,1.6025664806365967,0.3807431161403656,6.265491247177124E-2,69.465599060058594,6.0768280029296875,1,1,0.27768495678901672,0.30044761300086975,0.34788686037063599,0.3807431161403656,0.41359937191009521,0.46103861927986145,0.48380127549171448,0.58280974626541138,0.76442420482635498,0.1816144734621048,2.9886392876505852E-2,0.13245572149753571,0.14331351220607758,0.16594202816486359,0.1816144734621048,0.19728690385818481,0.21991541981697083,0.2307732105255127,0]
[{"$f":"Data[[#This Row],[category]]&Data[[#This Row],[subcategory]]&Data[[#This Row],[delivered]]&Data[[#This Row],[date]]&Data[[#This Row],[hour]]","v":"SublapSLAP_PGNBEnd Use Load8/30/202316"},"Sublap","SLAP_PGNB","End Use Load",2023,"8/30/2023","16",436,477,-7.1933679282665253E-2,0.56807798147201538,0.64001166820526123,6.0595083981752396E-2,103.36467742919922,10.562105178833008,1,1,0.54034161567687988,0.56235593557357788,0.60823559761047363,0.64001166820526123,0.67178773880004883,0.71766740083694458,0.73968172073364258,-3.4312363713979721E-2,0.27097320556640625,0.30528557300567627,2.8903855010867119E-2,0.25774294137954712,0.26824378967285156,0.29012838006019592,0.30528557300567627,0.32044276595115662,0.34232735633850098,0.35282817482948303,0]
[{"$f":"Data[[#This Row],[category]]&Data[[#This Row],[subcategory]]&Data[[#This Row],[delivered]]&Data[[#This Row],[date]]&Data[[#This Row],[hour]]","v":"SublapSLAP_PGNBEnd Use Load9/19/20233"},"Sublap","SLAP_PGNB","End Use Load",2023,"9/19/2023","3",438,478,-8.3582647144794464E-2,-0.10766210407018661,-2.4079451337456703E-2,2.6416121050715446E-2,54.144977569580078,-0.91154378652572632,0,0,-6.7530103027820587E-2,-5.7933073490858078E-2,-3.7932079285383224E-2,-2.4079451337456703E-2,-1.0226824320852757E-2,9.774169884622097E-3,1.9371200352907181E-2,-3.9952505379915237E-2,-5.1462486386299133E-2,-1.1509977281093597E-2,1.2626905925571918E-2,-3.2279390841722488E-2,-2.7692008763551712E-2,-1.813153363764286E-2,-1.1509977281093597E-2,-4.888421855866909E-3,4.6720532700419426E-3,9.2594334855675697E-3,0]
[{"$f":"Data[[#This Row],[category]]&Data[[#This Row],[subcategory]]&Data[[#This Row],[delivered]]&Data[[#This Row],[date]]&Data[[#This Row],[hour]]","v":"SublapSLAP_PGNBEnd Use Load9/19/202317"},"Sublap","SLAP_PGNB","End Use Load",2023,"9/19/2023","17",438,478,-0.62603288888931274,0.12210273742675781,0.74813562631607056,7.9444080591201782E-2,80.180366516113281,9.4171352386474609,1,1,0.61746174097061157,0.64632391929626465,0.70647513866424561,0.74813562631607056,0.78979611396789551,0.84994733333587646,0.87880951166152954,-0.29924371838569641,5.83651103079319E-2,0.35760882496833801,3.7974271923303604E-2,0.29514670372009277,0.30894282460212708,0.33769512176513672,0.35760882496833801,0.37752252817153931,0.40627482533454895,0.42007094621658325,0]
[{"$f":"Data[[#This Row],[category]]&Data[[#This Row],[subcategory]]&Data[[#This Row],[delivered]]&Data[[#This Row],[date]]&Data[[#This Row],[hour]]","v":"SublapSLAP_PGNBEnd Use Load9/19/202323"},"Sublap","SLAP_PGNB","End Use Load",2023,"9/19/2023","23",438,478,-0.5694955587387085,6.6541098058223724E-2,0.63603669404983521,6.2332231551408768E-2,59.368721008300781,10.203977584838867,1,1,0.53350931406021118,0.55615472793579102,0.60334962606430054,0.63603669404983521,0.66872376203536987,0.71591866016387939,0.73856407403945923,-0.27221888303756714,3.1806644052267075E-2,0.30402553081512451,2.9794806614518166E-2,0.25501745939254761,0.26584196090698242,0.28840112686157227,0.30402553081512451,0.31964996457099915,0.34220913052558899,0.3530336320400238,0]
[{"$f":"Data[[#This Row],[category]]&Data[[#This Row],[subcategory]]&Data[[#This Row],[delivered]]&Data[[#This Row],[date]]&Data[[#This Row],[hour]]","v":"SublapSLAP_PGNBEnd Use LoadAvg Weekday 8-9pm19"},"Sublap","SLAP_PGNB","End Use Load",2023,"Avg Weekday 8-9pm","19",414,454.5,-0.92211157083511353,-1.0350724458694458,-0.11296087503433228,4.2473059147596359E-2,90.10205078125,-2.6595888137817383,1,1,-0.18282283842563629,-0.16739228367805481,-0.13523377478122711,-0.11296087503433228,-9.0687982738018036E-2,-5.8529458940029144E-2,-4.3098907917737961E-2,-0.41909971833229065,-0.47044041752815247,-5.1340717822313309E-2,1.9304005429148674E-2,-8.3092980086803436E-2,-7.6079793274402618E-2,-6.1463750898838043E-2,-5.1340717822313309E-2,-4.1217688471078873E-2,-2.6601638644933701E-2,-1.9588453695178032E-2,0]
[{"$f":"Data[[#This Row],[category]]&Data[[#This Row],[subcategory]]&Data[[#This Row],[delivered]]&Data[[#This Row],[date]]&Data[[#This Row],[hour]]","v":"SublapSLAP_PGNBEnd Use LoadAvg Weekday 6-9pm2"},"Sublap","SLAP_PGNB","End Use Load",2023,"Avg Weekday 6-9pm","2",436,468.66666666666669,0.14149883389472961,0.28682678937911987,0.14532795548439026,4.4345259666442871E-2,57.918003082275391,3.2771925926208496,1,1,7.2386495769023895E-2,8.849722146987915E-2,0.12207327783107758,0.14532795548439026,0.16858263313770294,0.20215868949890137,0.21826942265033722,6.6315785050392151E-2,0.13442616164684296,6.8110369145870209E-2,2.0783144980669022E-2,3.3925138413906097E-2,4.1475698351860046E-2,5.7211674749851227E-2,6.8110369145870209E-2,7.9009063541889191E-2,9.4745039939880371E-2,0.10229559987783432,0]
[{"$f":"Data[[#This Row],[category]]&Data[[#This Row],[subcategory]]&Data[[#This Row],[delivered]]&Data[[#This Row],[date]]&Data[[#This Row],[hour]]","v":"SublapSLAP_PGNBEnd Use LoadAvg Weekday 6-9pm9"},"Sublap","SLAP_PGNB","End Use Load",2023,"Avg Weekday 6-9pm","9",436,468.66666666666669,0.69992810487747192,0.75634098052978516,5.6412860751152039E-2,2.8878720477223396E-2,60.075687408447266,1.9534404277801514,1,0,8.91159288585186E-3,1.9403291866183281E-2,4.1268844157457352E-2,5.6412860751152039E-2,7.1556873619556427E-2,9.3422427773475647E-2,0.10391412675380707,0.3280329704284668,0.35447180271148682,2.6438826695084572E-2,1.3534493744373322E-2,4.1765663772821426E-3,9.0936757624149323E-3,1.9341330975294113E-2,2.6438826695084572E-2,3.3536322414875031E-2,4.3783977627754211E-2,4.870108887553215E-2,0]
[{"$f":"Data[[#This Row],[category]]&Data[[#This Row],[subcategory]]&Data[[#This Row],[delivered]]&Data[[#This Row],[date]]&Data[[#This Row],[hour]]","v":"SublapSLAP_PGNBEnd Use LoadAvg Weekday (any)1"},"Sublap","SLAP_PGNB","End Use Load",2023,"Avg Weekday (any)","1",438,466.71428571428572,0.29663556814193726,0.37467613816261292,7.8040555119514465E-2,2.5464992970228195E-2,58.934837341308594,3.0646212100982666,1,1,3.6154370754957199E-2,4.5405853539705276E-2,6.4686700701713562E-2,7.8040555119514465E-2,9.1394409537315369E-2,0.11067526042461395,0.11992674320936203,0.13844405114650726,0.17486670613288879,3.6422640085220337E-2,1.1884875595569611E-2,1.6873762011528015E-2,2.1191559731960297E-2,3.0190207064151764E-2,3.6422640085220337E-2,4.2655076831579208E-2,5.1653724163770676E-2,5.5971525609493256E-2,0]
[{"$f":"Data[[#This Row],[category]]&Data[[#This Row],[subcategory]]&Data[[#This Row],[delivered]]&Data[[#This Row],[date]]&Data[[#This Row],[hour]]","v":"SublapSLAP_PGNBEnd Use LoadAvg Weekday (any)7"},"Sublap","SLAP_PGNB","End Use Load",2023,"Avg Weekday (any)","7",438,466.71428571428572,-0.14344190061092377,-0.11421700567007065,2.9224896803498268E-2,6.113127339631319E-3,52.839977264404297,4.7806787490844727,1,1,1.9169697538018227E-2,2.1390609443187714E-2,2.6019169017672539E-2,2.9224896803498268E-2,3.2430622726678848E-2,3.7059184163808823E-2,3.9280097931623459E-2,-6.694638729095459E-2,-5.3306709975004196E-2,1.3639676384627819E-2,2.8530838899314404E-3,8.9467717334628105E-3,9.9833030253648758E-3,1.2143517844378948E-2,1.3639676384627819E-2,1.513583492487669E-2,1.7296049743890762E-2,1.8332581967115402E-2,0]
[{"$f":"Data[[#This Row],[category]]&Data[[#This Row],[subcategory]]&Data[[#This Row],[delivered]]&Data[[#This Row],[date]]&Data[[#This Row],[hour]]","v":"SublapSLAP_PGNBEnd Use LoadAvg Weekday (any)22"},"Sublap","SLAP_PGNB","End Use Load",2023,"Avg Weekday (any)","22",438,466.71428571428572,-0.66737067699432373,-0.18694557249546051,0.48042508959770203,3.7160944193601608E-2,67.591987609863281,12.928226470947266,1,1,0.41930076479911804,0.43280142545700073,0.46093785762786865,0.48042508959770203,0.4999123215675354,0.52804875373840332,0.54154938459396362,-0.31147143244743347,-8.7250165641307831E-2,0.22422125935554504,1.7343543469905853E-2,0.19569365680217743,0.20199461281299591,0.21512627601623535,0.22422125935554504,0.23331622779369354,0.24644789099693298,0.25274884700775146,0]
[{"$f":"Data[[#This Row],[category]]&Data[[#This Row],[subcategory]]&Data[[#This Row],[delivered]]&Data[[#This Row],[date]]&Data[[#This Row],[hour]]","v":"SublapSLAP_PGNCNet Load7/20/20238"},"Sublap","SLAP_PGNC","Net Load",2023,"7/20/2023","8",39,39,0.8988717794418335,0.79435896873474121,-0.10451282560825348,0.19676202535629272,61.076923370361328,-0.53116357326507568,0,0,-0.42815756797790527,-0.35667350888252258,-0.20769493281841278,-0.10451282560825348,-1.3307186309248209E-3,0.14764785766601563,0.21913190186023712,3.5055998712778091E-2,3.0980000272393227E-2,-4.076000303030014E-3,7.6737189665436745E-3,-1.6698144376277924E-2,-1.3910266570746899E-2,-8.1001026555895805E-3,-4.076000303030014E-3,-5.1898026868002489E-5,5.7582664303481579E-3,8.5461437702178955E-3,0]
[{"$f":"Data[[#This Row],[category]]&Data[[#This Row],[subcategory]]&Data[[#This Row],[delivered]]&Data[[#This Row],[date]]&Data[[#This Row],[hour]]","v":"SublapSLAP_PGNCNet Load7/20/202318"},"Sublap","SLAP_PGNC","Net Load",2023,"7/20/2023","18",39,39,-0.66794872283935547,-0.17974360287189484,0.48820513486862183,0.31030076742172241,95.064102172851563,1.5733288526535034,0,0,-2.2194208577275276E-2,9.053870290517807E-2,0.32548326253890991,0.48820513486862183,0.65092700719833374,0.88587158918380737,0.99860447645187378,-2.604999952018261E-2,-7.010000292211771E-3,1.9039999693632126E-2,1.2101730331778526E-2,-8.6557411123067141E-4,3.5310094244778156E-3,1.269384752959013E-2,1.9039999693632126E-2,2.5386152788996696E-2,3.4548990428447723E-2,3.8945574313402176E-2,0]
[{"$f":"Data[[#This Row],[category]]&Data[[#This Row],[subcategory]]&Data[[#This Row],[delivered]]&Data[[#This Row],[date]]&Data[[#This Row],[hour]]","v":"SublapSLAP_PGNCNet Load7/20/202324"},"Sublap","SLAP_PGNC","Net Load",2023,"7/20/2023","24",39,39,0.74035900831222534,1.1961538791656494,0.45579487085342407,0.19423022866249084,72,2.3466732501983643,1,1,0.13631457090377808,0.20687881112098694,0.35394042730331421,0.45579487085342407,0.55764931440353394,0.70471090078353882,0.77527517080307007,2.8874000534415245E-2,4.6649999916553497E-2,1.7775999382138252E-2,7.5749787501990795E-3,5.3162681870162487E-3,8.0682737752795219E-3,1.3803676702082157E-2,1.7775999382138252E-2,2.1748322993516922E-2,2.7483725920319557E-2,3.0235731974244118E-2,0]
[{"$f":"Data[[#This Row],[category]]&Data[[#This Row],[subcategory]]&Data[[#This Row],[delivered]]&Data[[#This Row],[date]]&Data[[#This Row],[hour]]","v":"SublapSLAP_PGNCNet Load7/25/202311"},"Sublap","SLAP_PGNC","Net Load",2023,"7/25/2023","11",40,40,-0.1873374879360199,-0.58599996566772461,-0.3986625075340271,0.27322527766227722,73.712501525878906,-1.459098219871521,0,0,-0.84807807207107544,-0.74881476163864136,-0.54194200038909912,-0.3986625075340271,-0.25538304448127747,-4.8510223627090454E-2,5.0753083080053329E-2,-7.4934996664524078E-3,-2.3439997807145119E-2,-1.594650000333786E-2,1.0929010808467865E-2,-3.392312303185463E-2,-2.995259128510952E-2,-2.1677680313587189E-2,-1.594650000333786E-2,-1.0215321555733681E-2,-1.9404089543968439E-3,2.030123258009553E-3,0]
[{"$f":"Data[[#This Row],[category]]&Data[[#This Row],[subcategory]]&Data[[#This Row],[delivered]]&Data[[#This Row],[date]]&Data[[#This Row],[hour]]","v":"SublapSLAP_PGNCNet Load7/25/2023Event Window"},"Sublap","SLAP_PGNC","Net Load",2023,"7/25/2023","Event Window",40,40,0.37188759446144104,-3.3594999313354492,-3.7313876152038574,0.75437307357788086,79.262496948242188,-4.9463424682617188,1,1,-4.9722208976745605,-4.698155403137207,-4.126981258392334,-3.7313876152038574,-3.3357939720153809,-2.7646195888519287,-2.4905543327331543,1.4875504188239574E-2,-0.13437999784946442,-0.14925549924373627,3.0174922198057175E-2,-0.19888883829116821,-0.18792621791362762,-0.16507925093173981,-0.14925549924373627,-0.13343176245689392,-0.11058478057384491,-9.9622175097465515E-2,0]
[{"$f":"Data[[#This Row],[category]]&Data[[#This Row],[subcategory]]&Data[[#This Row],[delivered]]&Data[[#This Row],[date]]&Data[[#This Row],[hour]]","v":"SublapSLAP_PGNCNet Load7/26/20236"},"Sublap","SLAP_PGNC","Net Load",2023,"7/26/2023","6",40,40,0.80094999074935913,1.1572500467300415,0.35630002617835999,0.35502031445503235,58.775001525878906,1.0036046504974365,0,0,-0.22765642404556274,-9.8676815629005432E-2,0.17012719810009003,0.35630002617835999,0.54247283935546875,0.81127685308456421,0.94025647640228271,3.2037999480962753E-2,4.6290002763271332E-2,1.4252001419663429E-2,1.4200812205672264E-2,-9.1062569990754128E-3,-3.9470726624131203E-3,6.8050879053771496E-3,1.4252001419663429E-2,2.1698914468288422E-2,3.2451074570417404E-2,3.7610258907079697E-2,0]
[{"$f":"Data[[#This Row],[category]]&Data[[#This Row],[subcategory]]&Data[[#This Row],[delivered]]&Data[[#This Row],[date]]&Data[[#This Row],[hour]]","v":"SublapSLAP_PGNCNet Load7/26/202323"},"Sublap","SLAP_PGNC","Net Load",2023,"7/26/2023","23",40,40,0.90509998798370361,1.5462499856948853,0.64114999771118164,0.32724595069885254,73.150001525878906,1.9592297077178955,1,0,0.10287830978631973,0.22176744043827057,0.46954205632209778,0.64114999771118164,0.81275796890258789,1.0605325698852539,1.1794216632843018,3.6203999072313309E-2,6.185000017285347E-2,2.5645999237895012E-2,1.3089838437736034E-2,4.1151326149702072E-3,8.8706975802779198E-3,1.8781682476401329E-2,2.5645999237895012E-2,3.2510317862033844E-2,4.2421303689479828E-2,4.7176867723464966E-2,0]
[{"$f":"Data[[#This Row],[category]]&Data[[#This Row],[subcategory]]&Data[[#This Row],[delivered]]&Data[[#This Row],[date]]&Data[[#This Row],[hour]]","v":"SublapSLAP_PGNCNet Load8/28/20236"},"Sublap","SLAP_PGNC","Net Load",2023,"8/28/2023","6",43,43,0.6641278862953186,0.45162791013717651,-0.21250000596046448,0.14494127035140991,52.395347595214844,-1.4661110639572144,0,0,-0.45090717077255249,-0.39824971556663513,-0.28850728273391724,-0.21250000596046448,-0.13649272918701172,-2.6750294491648674E-2,2.5907168164849281E-2,2.8557499870657921E-2,1.9419999793171883E-2,-9.1375000774860382E-3,6.2324744649231434E-3,-1.9389009103178978E-2,-1.7124738544225693E-2,-1.2405812740325928E-2,-9.1375000774860382E-3,-5.8691874146461487E-3,-1.1502626584842801E-3,1.1140082497149706E-3,0]
[{"$f":"Data[[#This Row],[category]]&Data[[#This Row],[subcategory]]&Data[[#This Row],[delivered]]&Data[[#This Row],[date]]&Data[[#This Row],[hour]]","v":"SublapSLAP_PGNCNet Load8/28/202313"},"Sublap","SLAP_PGNC","Net Load",2023,"8/28/2023","13",43,43,-2.5792789459228516,-2.3930232524871826,0.18625575304031372,0.50005424022674561,83.616279602050781,0.37247109413146973,0,0,-0.6362602710723877,-0.45458954572677612,-7.5972944498062134E-2,0.18625575304031372,0.44848445057868958,0.82710105180740356,1.0087717771530151,-0.11090899258852005,-0.10289999842643738,8.008996956050396E-3,2.1502332761883736E-2,-2.7359191328287125E-2,-1.9547350704669952E-2,-3.266836516559124E-3,8.008996956050396E-3,1.9284831359982491E-2,3.5565346479415894E-2,4.3377187103033066E-2,0]
[{"$f":"Data[[#This Row],[category]]&Data[[#This Row],[subcategory]]&Data[[#This Row],[delivered]]&Data[[#This Row],[date]]&Data[[#This Row],[hour]]","v":"SublapSLAP_PGNCNet Load8/28/202323"},"Sublap","SLAP_PGNC","Net Load",2023,"8/28/2023","23",43,43,0.38279074430465698,1.2332557439804077,0.85046505928039551,0.2825111448764801,68.302322387695313,3.0103769302368164,1,1,0.38577556610107422,0.48841246962547302,0.7023160457611084,0.85046505928039551,0.99861407279968262,1.2125176191329956,1.3151545524597168,1.6460001468658447E-2,5.3029995411634445E-2,3.6569997668266296E-2,1.2147978879511356E-2,1.6588348895311356E-2,2.1001735702157021E-2,3.019958920776844E-2,3.6569997668266296E-2,4.2940404266119003E-2,5.2138257771730423E-2,5.6551646441221237E-2,0]
[{"$f":"Data[[#This Row],[category]]&Data[[#This Row],[subcategory]]&Data[[#This Row],[delivered]]&Data[[#This Row],[date]]&Data[[#This Row],[hour]]","v":"SublapSLAP_PGNCNet Load8/29/202315"},"Sublap","SLAP_PGNC","Net Load",2023,"8/29/2023","15",43,43,-3.2344651222229004,-2.3762791156768799,0.85818600654602051,0.40978875756263733,84.97674560546875,2.0942156314849854,1,1,0.18414348363876343,0.33302056789398193,0.64329254627227783,0.85818600654602051,1.0730794668197632,1.3833514451980591,1.5322285890579224,-0.13908199965953827,-0.10218000411987305,3.6901999264955521E-2,1.7620917409658432E-2,7.9181697219610214E-3,1.4319884590804577E-2,2.7661578729748726E-2,3.6901999264955521E-2,4.6142417937517166E-2,5.948411300778389E-2,6.5885826945304871E-2,0]
[{"$f":"Data[[#This Row],[category]]&Data[[#This Row],[subcategory]]&Data[[#This Row],[delivered]]&Data[[#This Row],[date]]&Data[[#This Row],[hour]]","v":"SublapSLAP_PGNCNet Load8/29/202320"},"Sublap","SLAP_PGNC","Net Load",2023,"8/29/2023","20",43,43,0.77512788772583008,-1.2127907276153564,-1.9879186153411865,0.36956650018692017,77.5,-5.3790550231933594,1,1,-2.5958013534545898,-2.4615371227264404,-2.1817195415496826,-1.9879186153411865,-1.79411780834198,-1.5143001079559326,-1.3800357580184937,3.333050012588501E-2,-5.2149999886751175E-2,-8.5480503737926483E-2,1.5891360118985176E-2,-0.11161945760250092,-0.1058460995554924,-9.38139408826828E-2,-8.5480503737926483E-2,-7.7147066593170166E-2,-6.5114907920360565E-2,-5.9341538697481155E-2,0]
[{"$f":"Data[[#This Row],[category]]&Data[[#This Row],[subcategory]]&Data[[#This Row],[delivered]]&Data[[#This Row],[date]]&Data[[#This Row],[hour]]","v":"SublapSLAP_PGNCNet Load8/30/20235"},"Sublap","SLAP_PGNC","Net Load",2023,"8/30/2023","5",43,43,0.89287209510803223,1.3388371467590332,0.44596508145332336,0.40895393490791321,56.953487396240234,1.0905020236968994,0,0,-0.22670428454875946,-7.8130476176738739E-2,0.23150943219661713,0.44596508145332336,0.66042071580886841,0.97006064653396606,1.1186344623565674,3.8393501192331314E-2,5.7569995522499084E-2,1.9176498055458069E-2,1.7585018649697304E-2,-9.7482837736606598E-3,-3.3596104476600885E-3,9.9549051374197006E-3,1.9176498055458069E-2,2.8398090973496437E-2,4.1712608188390732E-2,4.8101283609867096E-2,0]
[{"$f":"Data[[#This Row],[category]]&Data[[#This Row],[subcategory]]&Data[[#This Row],[delivered]]&Data[[#This Row],[date]]&Data[[#This Row],[hour]]","v":"SublapSLAP_PGNCNet Load8/30/202322"},"Sublap","SLAP_PGNC","Net Load",2023,"8/30/2023","22",43,43,0.68906980752944946,0.95627903938293457,0.2672092616558075,0.19552646577358246,74.813957214355469,1.3666143417358398,0,0,-5.4403156042098999E-2,1.6632013022899628E-2,0.16467508673667908,0.2672092616558075,0.36974343657493591,0.51778650283813477,0.5888216495513916,2.963000163435936E-2,4.1120000183582306E-2,1.1489998549222946E-2,8.4076384082436562E-3,-2.3393356241285801E-3,7.1517657488584518E-4,7.0810285396873951E-3,1.1489998549222946E-2,1.5898967161774635E-2,2.2264819592237473E-2,2.5319330394268036E-2,0]
[{"$f":"Data[[#This Row],[category]]&Data[[#This Row],[subcategory]]&Data[[#This Row],[delivered]]&Data[[#This Row],[date]]&Data[[#This Row],[hour]]","v":"SublapSLAP_PGNCNet Load9/19/20237"},"Sublap","SLAP_PGNC","Net Load",2023,"9/19/2023","7",43,43,0.88260465860366821,0.45255813002586365,-0.43004649877548218,0.16829283535480499,52.953487396240234,-2.5553464889526367,1,1,-0.70686358213424683,-0.64572244882583618,-0.51829934120178223,-0.43004649877548218,-0.34179365634918213,-0.21437054872512817,-0.15322941541671753,3.7952002137899399E-2,1.9460000097751617E-2,-1.8492000177502632E-2,7.2365920059382915E-3,-3.0395133420825005E-2,-2.7766065672039986E-2,-2.2286871448159218E-2,-1.8492000177502632E-2,-1.4697127044200897E-2,-9.217933751642704E-3,-6.5888650715351105E-3,0]
[{"$f":"Data[[#This Row],[category]]&Data[[#This Row],[subcategory]]&Data[[#This Row],[delivered]]&Data[[#This Row],[date]]&Data[[#This Row],[hour]]","v":"SublapSLAP_PGNCNet Load9/19/202315"},"Sublap","SLAP_PGNC","Net Load",2023,"9/19/2023","15",43,43,-3.0055465698242188,-2.7939534187316895,0.21159306168556213,0.32018646597862244,81.232559204101563,0.66084325313568115,0,0,-0.31506681442260742,-0.19874240458011627,4.3687116354703903E-2,0.21159306168556213,0.37949901819229126,0.62192851305007935,0.73825293779373169,-0.12923850119113922,-0.12013999372720718,9.0985018759965897E-3,1.376801822334528E-2,-1.3547873124480247E-2,-8.5459230467677116E-3,1.8785459687933326E-3,9.0985018759965897E-3,1.6318457201123238E-2,2.6742925867438316E-2,3.1744875013828278E-2,0]
[{"$f":"Data[[#This Row],[category]]&Data[[#This Row],[subcategory]]&Data[[#This Row],[delivered]]&Data[[#This Row],[date]]&Data[[#This Row],[hour]]","v":"SublapSLAP_PGNCNet LoadAvg Weekday 8-9pm4"},"Sublap","SLAP_PGNC","Net Load",2023,"Avg Weekday 8-9pm","4",40,39.5,0.89267498254776001,0.89012497663497925,-2.5500040501356125E-3,0.16489428281784058,60.381248474121094,-1.5464478172361851E-2,0,0,-0.27377694845199585,-0.21387052536010742,-8.902064710855484E-2,-2.5500040501356125E-3,8.3920642733573914E-2,0.20877052843570709,0.26867696642875671,3.5260662436485291E-2,3.5159938037395477E-2,-1.0072516306536272E-4,6.5133241005241871E-3,-1.0814189910888672E-2,-8.4478855133056641E-3,-3.5163154825568199E-3,-1.0072516306536272E-4,3.3148652873933315E-3,8.246435783803463E-3,1.0612740181386471E-2,0]
[{"$f":"Data[[#This Row],[category]]&Data[[#This Row],[subcategory]]&Data[[#This Row],[delivered]]&Data[[#This Row],[date]]&Data[[#This Row],[hour]]","v":"SublapSLAP_PGNCNet LoadAvg Weekday 8-9pm14"},"Sublap","SLAP_PGNC","Net Load",2023,"Avg Weekday 8-9pm","14",40,39.5,-2.3568875789642334,-2.3972499370574951,-4.0362503379583359E-2,0.37211194634437561,89.693748474121094,-0.10846871137619019,0,0,-0.65243220329284668,-0.5172431468963623,-0.23549820482730865,-4.0362503379583359E-2,0.15477319061756134,0.43651813268661499,0.57170718908309937,-9.3097060918807983E-2,-9.4691373407840729E-2,-1.5943188918754458E-3,1.4698421582579613E-2,-2.5771072134375572E-2,-2.0431105047464371E-2,-9.302179329097271E-3,-1.5943188918754458E-3,6.1135408468544483E-3,1.7242467030882835E-2,2.2582434117794037E-2,0]
[{"$f":"Data[[#This Row],[category]]&Data[[#This Row],[subcategory]]&Data[[#This Row],[delivered]]&Data[[#This Row],[date]]&Data[[#This Row],[hour]]","v":"SublapSLAP_PGNCNet LoadAvg Weekday 8-9pm20"},"Sublap","SLAP_PGNC","Net Load",2023,"Avg Weekday 8-9pm","20",40,39.5,0.78723752498626709,0.19237498939037323,-0.59486252069473267,0.20415695011615753,84.96875,-2.9137511253356934,1,1,-0.93067079782485962,-0.85650020837783813,-0.70192253589630127,-0.59486252069473267,-0.48780250549316406,-0.33322486281394958,-0.25905421376228333,3.1095882877707481E-2,7.5988122262060642E-3,-2.3497069254517555E-2,8.0641992390155792E-3,-3.6761496216058731E-2,-3.3831756561994553E-2,-2.7725940570235252E-2,-2.3497069254517555E-2,-1.9268199801445007E-2,-1.3162381947040558E-2,-1.0232641361653805E-2,0]
[{"$f":"Data[[#This Row],[category]]&Data[[#This Row],[subcategory]]&Data[[#This Row],[delivered]]&Data[[#This Row],[date]]&Data[[#This Row],[hour]]","v":"SublapSLAP_PGNCNet LoadAvg Weekday 6-9pm4"},"Sublap","SLAP_PGNC","Net Load",2023,"Avg Weekday 6-9pm","4",43,42,0.98136430978775024,1.216589093208313,0.23522481322288513,0.18708187341690063,58.180233001708984,1.2573362588882446,0,0,-7.249748706817627E-2,-4.5302547514438629E-3,0.13711898028850555,0.23522481322288513,0.33333063125610352,0.47497987747192383,0.54294711351394653,4.1217301040887833E-2,5.1096741110086441E-2,9.8794419318437576E-3,7.8574391081929207E-3,-3.0448944307863712E-3,-1.9027070084121078E-4,5.7589970529079437E-3,9.8794419318437576E-3,1.3999886810779572E-2,1.9949154928326607E-2,2.2803779691457748E-2,0]
[{"$f":"Data[[#This Row],[category]]&Data[[#This Row],[subcategory]]&Data[[#This Row],[delivered]]&Data[[#This Row],[date]]&Data[[#This Row],[hour]]","v":"SublapSLAP_PGNCNet LoadAvg Weekday 6-9pm21"},"Sublap","SLAP_PGNC","Net Load",2023,"Avg Weekday 6-9pm","21",43,42,1.0471664667129517,-1.5009301900863647,-2.5480966567993164,0.38021549582481384,78.306198120117188,-6.7017168998718262,1,1,-3.1734955310821533,-3.0353624820709229,-2.7474818229675293,-2.5480966567993164,-2.3487114906311035,-2.06083083152771,-1.9226977825164795,4.3980993330478668E-2,-6.3039064407348633E-2,-0.1070200577378273,1.5969051048159599E-2,-0.13328681886196136,-0.12748523056507111,-0.1153942346572876,-0.1070200577378273,-9.8645880818367004E-2,-8.6554892361164093E-2,-8.0753304064273834E-2,0]
[{"$f":"Data[[#This Row],[category]]&Data[[#This Row],[subcategory]]&Data[[#This Row],[delivered]]&Data[[#This Row],[date]]&Data[[#This Row],[hour]]","v":"SublapSLAP_PGNCNet LoadAvg Weekday (any)2"},"Sublap","SLAP_PGNC","Net Load",2023,"Avg Weekday (any)","2",43,41.571428571428569,1.3859280347824097,1.5630453824996948,0.17711737751960754,0.14153584837913513,62.474529266357422,1.2513958215713501,0,0,-5.5688377469778061E-2,-4.2681107297539711E-3,0.10289590805768967,0.17711737751960754,0.25133883953094482,0.35850286483764648,0.40992313623428345,5.76150082051754E-2,6.4978025853633881E-2,7.3630223050713539E-3,5.8838473632931709E-3,-2.3150453343987465E-3,-1.7743145872373134E-4,4.2775296606123447E-3,7.3630223050713539E-3,1.0448514483869076E-2,1.490347646176815E-2,1.7041090875864029E-2,0]
[{"$f":"Data[[#This Row],[category]]&Data[[#This Row],[subcategory]]&Data[[#This Row],[delivered]]&Data[[#This Row],[date]]&Data[[#This Row],[hour]]","v":"SublapSLAP_PGNCNet LoadAvg Weekday (any)12"},"Sublap","SLAP_PGNC","Net Load",2023,"Avg Weekday (any)","12",43,41.571428571428569,-1.2941631078720093,-1.2197674512863159,7.4395626783370972E-2,0.1519925445318222,76.978683471679688,0.48946893215179443,0,0,-0.17560985684394836,-0.12039065361022949,-5.3093414753675461E-3,7.4395626783370972E-2,0.15410059690475464,0.26918190717697144,0.32440111041069031,-5.3800210356712341E-2,-5.070747435092926E-2,3.0927325133234262E-3,6.3185472972691059E-3,-7.3003526777029037E-3,-5.0048115663230419E-3,-2.2071691637393087E-4,3.0927325133234262E-3,6.4061819575726986E-3,1.1190276592969894E-2,1.3485817238688469E-2,0]
[{"$f":"Data[[#This Row],[category]]&Data[[#This Row],[subcategory]]&Data[[#This Row],[delivered]]&Data[[#This Row],[date]]&Data[[#This Row],[hour]]","v":"SublapSLAP_PGNCNet LoadAvg Weekday (any)24"},"Sublap","SLAP_PGNC","Net Load",2023,"Avg Weekday (any)","24",43,41.571428571428569,0.79370486736297607,1.3035742044448853,0.50986933708190918,0.14159181714057922,68.021736145019531,3.600980281829834,1,1,0.27697151899337769,0.32841211557388306,0.43561851978302002,0.50986933708190918,0.58412015438079834,0.6913265585899353,0.74276715517044067,3.2995443791151047E-2,5.4191440343856812E-2,2.1195996552705765E-2,5.8861742727458477E-3,1.1514102108776569E-2,1.3652561232447624E-2,1.8109284341335297E-2,2.1195996552705765E-2,2.4282708764076233E-2,2.8739431872963905E-2,3.0877891927957535E-2,0]
[{"$f":"Data[[#This Row],[category]]&Data[[#This Row],[subcategory]]&Data[[#This Row],[delivered]]&Data[[#This Row],[date]]&Data[[#This Row],[hour]]","v":"SublapSLAP_PGNCEnd Use Load7/20/20239"},"Sublap","SLAP_PGNC","End Use Load",2023,"7/20/2023","9",35,39,1.107028603553772,1.0094286203384399,-9.7599998116493225E-2,6.6466279327869415E-2,65.771430969238281,-1.4684137105941772,0,0,-0.20692729949951172,-0.18277996778488159,-0.13245494663715363,-9.7599998116493225E-2,-6.2745049595832825E-2,-1.2420034036040306E-2,1.1727302335202694E-2,4.317411407828331E-2,3.9367716759443283E-2,-3.806399879977107E-3,2.5921848136931658E-3,-8.0701643601059914E-3,-7.1284188888967037E-3,-5.1657427102327347E-3,-3.806399879977107E-3,-2.4470570497214794E-3,-4.8438133671879768E-4,4.5736480387859046E-4,0]
[{"$f":"Data[[#This Row],[category]]&Data[[#This Row],[subcategory]]&Data[[#This Row],[delivered]]&Data[[#This Row],[date]]&Data[[#This Row],[hour]]","v":"SublapSLAP_PGNCEnd Use Load7/20/202319"},"Sublap","SLAP_PGNC","End Use Load",2023,"7/20/2023","19",35,39,-1.1296000480651855,-1.3214285373687744,-0.19182857871055603,0.15528029203414917,91.185714721679688,-1.2353698015213013,0,0,-0.44724193215370178,-0.39082828164100647,-0.27325764298439026,-0.19182857871055603,-0.1103995144367218,7.1711228229105473E-3,6.3584774732589722E-2,-4.405440017580986E-2,-5.1535714417695999E-2,-7.4813147075474262E-3,6.0559315606951714E-3,-1.7442435026168823E-2,-1.5242302790284157E-2,-1.0657047852873802E-2,-7.4813147075474262E-3,-4.305581096559763E-3,2.7967378264293075E-4,2.4798063095659018E-3,0]
[{"$f":"Data[[#This Row],[category]]&Data[[#This Row],[subcategory]]&Data[[#This Row],[delivered]]&Data[[#This Row],[date]]&Data[[#This Row],[hour]]","v":"SublapSLAP_PGNCEnd Use Load7/25/202311"},"Sublap","SLAP_PGNC","End Use Load",2023,"7/25/2023","11",36,40,1.903166651725769,2.4058332443237305,0.5026666522026062,0.19645488262176514,73.736114501953125,2.5586874485015869,1,1,0.17952711880207062,0.25089958310127258,0.39964559674263,0.5026666522026062,0.60568767786026001,0.75443369150161743,0.82580620050430298,7.6126664876937866E-2,9.623333066701889E-2,2.0106665790081024E-2,7.8581953421235085E-3,7.1810847148299217E-3,1.0035983286798E-2,1.5985824167728424E-2,2.0106665790081024E-2,2.4227507412433624E-2,3.0177347362041473E-2,3.303224965929985E-2,0]
[{"$f":"Data[[#This Row],[category]]&Data[[#This Row],[subcategory]]&Data[[#This Row],[delivered]]&Data[[#This Row],[date]]&Data[[#This Row],[hour]]","v":"SublapSLAP_PGNCEnd Use Load7/25/202323"},"Sublap","SLAP_PGNC","End Use Load",2023,"7/25/2023","23",36,40,-0.58944445848464966,-0.37055554986000061,0.21888889372348785,9.4117030501365662E-2,72.972221374511719,2.3257098197937012,1,1,6.408015638589859E-2,9.827306866645813E-2,0.16953387856483459,0.21888889372348785,0.26824390888214111,0.33950471878051758,0.37369763851165771,-2.3577777668833733E-2,-1.4822222292423248E-2,8.7555553764104843E-3,3.7646812852472067E-3,2.5632062461227179E-3,3.9309225976467133E-3,6.7813550122082233E-3,8.7555553764104843E-3,1.0729756206274033E-2,1.358018908649683E-2,1.4947905205190182E-2,0]
[{"$f":"Data[[#This Row],[category]]&Data[[#This Row],[subcategory]]&Data[[#This Row],[delivered]]&Data[[#This Row],[date]]&Data[[#This Row],[hour]]","v":"SublapSLAP_PGNCEnd Use Load7/26/20231"},"Sublap","SLAP_PGNC","End Use Load",2023,"7/26/2023","1",36,40,0.12006331980228424,0.33833333849906921,0.21827001869678497,0.12895055115222931,68.083335876464844,1.6926645040512085,1,0,6.1652371659874916E-3,5.3013239055871964E-2,0.15064828097820282,0.21827001869678497,0.28589174151420593,0.38352680206298828,0.43037480115890503,4.8025329597294331E-3,1.3533333316445351E-2,8.7308008223772049E-3,5.1580220460891724E-3,2.4660947383381426E-4,2.1205295342952013E-3,6.0259313322603703E-3,8.7308008223772049E-3,1.1435669846832752E-2,1.5341072343289852E-2,1.721499115228653E-2,0]
[{"$f":"Data[[#This Row],[category]]&Data[[#This Row],[subcategory]]&Data[[#This Row],[delivered]]&Data[[#This Row],[date]]&Data[[#This Row],[hour]]","v":"SublapSLAP_PGNCEnd Use Load7/26/202318"},"Sublap","SLAP_PGNC","End Use Load",2023,"7/26/2023","18",36,40,-0.79600000381469727,-6.1388887465000153E-2,0.73461109399795532,0.1746179610490799,89.638885498046875,4.2069616317749023,1,1,0.4473901093006134,0.51082915067672729,0.64304137229919434,0.73461109399795532,0.82618081569671631,0.95839303731918335,1.0218321084976196,-3.1840000301599503E-2,-2.4555556010454893E-3,2.9384443536400795E-2,6.9847186096012592E-3,1.789560355246067E-2,2.043316513299942E-2,2.5721654295921326E-2,2.9384443536400795E-2,3.3047232776880264E-2,3.833572193980217E-2,4.0873285382986069E-2,0]
[{"$f":"Data[[#This Row],[category]]&Data[[#This Row],[subcategory]]&Data[[#This Row],[delivered]]&Data[[#This Row],[date]]&Data[[#This Row],[hour]]","v":"SublapSLAP_PGNCEnd Use Load8/28/20233"},"Sublap","SLAP_PGNC","End Use Load",2023,"8/28/2023","3",39,43,-0.17964102327823639,-0.21641024947166443,-3.6769233644008636E-2,5.2536964416503906E-2,57.846153259277344,-0.69987356662750244,0,0,-0.12318485230207443,-0.10409805923700333,-6.431964784860611E-2,-3.6769233644008636E-2,-9.2188222333788872E-3,3.0559595674276352E-2,4.9646381288766861E-2,-7.7245640568435192E-3,-9.3056410551071167E-3,-1.5810769982635975E-3,2.2590893786400557E-3,-5.2969488315284252E-3,-4.476216621696949E-3,-2.7657449245452881E-3,-1.5810769982635975E-3,-3.9640936302021146E-4,1.314062625169754E-3,2.1347943693399429E-3,0]
[{"$f":"Data[[#This Row],[category]]&Data[[#This Row],[subcategory]]&Data[[#This Row],[delivered]]&Data[[#This Row],[date]]&Data[[#This Row],[hour]]","v":"SublapSLAP_PGNCEnd Use Load8/28/20238"},"Sublap","SLAP_PGNC","End Use Load",2023,"8/28/2023","8",39,43,0.22087179124355316,-3.5641025751829147E-2,-0.25651282072067261,6.998734176158905E-2,51.474357604980469,-3.6651315689086914,1,1,-0.37163174152374268,-0.3462052047252655,-0.29321423172950745,-0.25651282072067261,-0.21981142461299896,-0.16682043671607971,-0.14139388501644135,9.497486986219883E-3,-1.5325640561059117E-3,-1.1030050925910473E-2,3.009455744177103E-3,-1.598016545176506E-2,-1.4886823482811451E-2,-1.2608212418854237E-2,-1.1030050925910473E-2,-9.4518912956118584E-3,-7.1732788346707821E-3,-6.0799368657171726E-3,0]
[{"$f":"Data[[#This Row],[category]]&Data[[#This Row],[subcategory]]&Data[[#This Row],[delivered]]&Data[[#This Row],[date]]&Data[[#This Row],[hour]]","v":"SublapSLAP_PGNCEnd Use Load8/28/2023Event Window"},"Sublap","SLAP_PGNC","End Use Load",2023,"8/28/2023","Event Window",39,43,-0.86969232559204102,-4.4363245964050293,-3.5666325092315674,0.45447340607643127,79.350425720214844,-7.8478355407714844,1,1,-4.3141746520996094,-4.1490635871887207,-3.8049585819244385,-3.5666325092315674,-3.3283064365386963,-2.9842014312744141,-2.8190903663635254,-3.7396769970655441E-2,-0.19076195359230042,-0.15336519479751587,1.9542356953024864E-2,-0.18550950288772583,-0.17840974032878876,-0.1636132150888443,-0.15336519479751587,-0.14311717450618744,-0.12832066416740417,-0.12122088670730591,0]
[{"$f":"Data[[#This Row],[category]]&Data[[#This Row],[subcategory]]&Data[[#This Row],[delivered]]&Data[[#This Row],[date]]&Data[[#This Row],[hour]]","v":"SublapSLAP_PGNCEnd Use Load8/29/202310"},"Sublap","SLAP_PGNC","End Use Load",2023,"8/29/2023","10",39,43,1.7249846458435059,2.035128116607666,0.31014358997344971,0.11969857662916183,66.692306518554688,2.5910382270812988,1,1,0.11325695365667343,0.15674369037151337,0.24737359583377838,0.31014358997344971,0.37291359901428223,0.46354347467422485,0.50703024864196777,7.4174337089061737E-2,8.751051127910614E-2,1.3336174190044403E-2,5.147038958966732E-3,4.8700491897761822E-3,6.7399786785244942E-3,1.0637064464390278E-2,1.3336174190044403E-2,1.6035284847021103E-2,1.9932368770241737E-2,2.1802300587296486E-2,0]
[{"$f":"Data[[#This Row],[category]]&Data[[#This Row],[subcategory]]&Data[[#This Row],[delivered]]&Data[[#This Row],[date]]&Data[[#This Row],[hour]]","v":"SublapSLAP_PGNCEnd Use Load8/29/202316"},"Sublap","SLAP_PGNC","End Use Load",2023,"8/29/2023","16",39,43,-0.21317435801029205,0.68179488182067871,0.89496922492980957,0.26125311851501465,86.641029357910156,3.4256787300109863,1,1,0.46524608135223389,0.56015986204147339,0.75796794891357422,0.89496922492980957,1.0319705009460449,1.229778528213501,1.3246923685073853,-9.1664977371692657E-3,2.9317179694771767E-2,3.8483675569295883E-2,1.1233883909881115E-2,2.0005581900477409E-2,2.4086873978376389E-2,3.2592620700597763E-2,3.8483675569295883E-2,4.4374730437994003E-2,5.2880477160215378E-2,5.6961771100759506E-2,0]
[{"$f":"Data[[#This Row],[category]]&Data[[#This Row],[subcategory]]&Data[[#This Row],[delivered]]&Data[[#This Row],[date]]&Data[[#This Row],[hour]]","v":"SublapSLAP_PGNCEnd Use Load8/30/20233"},"Sublap","SLAP_PGNC","End Use Load",2023,"8/30/2023","3",39,43,-0.24390769004821777,-4.256410151720047E-2,0.2013435959815979,6.9311000406742096E-2,61.679485321044922,2.9049298763275146,1,1,8.733714371919632E-2,0.11251797527074814,0.16499687731266022,0.2013435959815979,0.23769031465053558,0.29016920924186707,0.31535005569458008,-1.0488030500710011E-2,-1.8302563112229109E-3,8.6577748879790306E-3,2.9803731013089418E-3,3.7554972805082798E-3,4.8382729291915894E-3,7.0948656648397446E-3,8.6577748879790306E-3,1.0220683179795742E-2,1.2477275915443897E-2,1.3560052029788494E-2,0]
[{"$f":"Data[[#This Row],[category]]&Data[[#This Row],[subcategory]]&Data[[#This Row],[delivered]]&Data[[#This Row],[date]]&Data[[#This Row],[hour]]","v":"SublapSLAP_PGNCEnd Use Load8/30/202317"},"Sublap","SLAP_PGNC","End Use Load",2023,"8/30/2023","17",39,43,-0.56183075904846191,4.8846151679754257E-2,0.61067694425582886,0.17528268694877625,92.141029357910156,3.4839546680450439,1,1,0.32236257195472717,0.38604313135147095,0.51875859498977661,0.61067694425582886,0.7025952935218811,0.83531075716018677,0.89899128675460815,-2.4158721789717674E-2,2.1003845613449812E-3,2.6259109377861023E-2,7.5371554121375084E-3,1.3861590996384621E-2,1.6599854454398155E-2,2.2306619212031364E-2,2.6259109377861023E-2,3.0211597681045532E-2,3.5918362438678741E-2,3.8656625896692276E-2,0]
[{"$f":"Data[[#This Row],[category]]&Data[[#This Row],[subcategory]]&Data[[#This Row],[delivered]]&Data[[#This Row],[date]]&Data[[#This Row],[hour]]","v":"SublapSLAP_PGNCEnd Use Load8/30/202323"},"Sublap","SLAP_PGNC","End Use Load",2023,"8/30/2023","23",39,43,-0.6786922812461853,-0.4376923143863678,0.24099999666213989,0.12208849936723709,71.923080444335938,1.9739779233932495,1,1,4.0182285010814667E-2,8.4537290036678314E-2,0.17697672545909882,0.24099999666213989,0.30502328276634216,0.39746269583702087,0.44181770086288452,-2.9183767735958099E-2,-1.8820770084857941E-2,1.0362999513745308E-2,5.2498052828013897E-3,1.7278383020311594E-3,3.6351035814732313E-3,7.6099992729723454E-3,1.0362999513745308E-2,1.3116001151502132E-2,1.7090896144509315E-2,1.89981609582901E-2,0]
[{"$f":"Data[[#This Row],[category]]&Data[[#This Row],[subcategory]]&Data[[#This Row],[delivered]]&Data[[#This Row],[date]]&Data[[#This Row],[hour]]","v":"SublapSLAP_PGNCEnd Use Load9/19/20238"},"Sublap","SLAP_PGNC","End Use Load",2023,"9/19/2023","8",39,43,6.4461538568139076E-3,-0.12797436118125916,-0.13442051410675049,6.7839987576007843E-2,52.948719024658203,-1.9814348220825195,1,1,-0.24600736796855927,-0.2213609516620636,-0.16999584436416626,-0.13442051410675049,-9.8845191299915314E-2,-4.7480072826147079E-2,-2.283366397023201E-2,2.7718461933545768E-4,-5.5028973147273064E-3,-5.7800821959972382E-3,2.9171195346862078E-3,-1.0578316636383533E-2,-9.5185209065675735E-3,-7.3098214343190193E-3,-5.7800821959972382E-3,-4.2503434233367443E-3,-2.0416430197656155E-3,-9.8184752278029919E-4,0]
[{"$f":"Data[[#This Row],[category]]&Data[[#This Row],[subcategory]]&Data[[#This Row],[delivered]]&Data[[#This Row],[date]]&Data[[#This Row],[hour]]","v":"SublapSLAP_PGNCEnd Use LoadAvg Weekday 8-9pm2"},"Sublap","SLAP_PGNC","End Use Load",2023,"Avg Weekday 8-9pm","2",36,39.5,7.1329459547996521E-2,8.8333331048488617E-2,1.7003875225782394E-2,7.4932977557182312E-2,64.486114501953125,0.22692112624645233,0,0,-0.10624990612268448,-7.9026602208614349E-2,-2.2291015833616257E-2,1.7003875225782394E-2,5.6298766285181046E-2,0.11303435266017914,0.14025765657424927,2.8175136540085077E-3,3.4891664981842041E-3,6.7165307700634003E-4,2.959852572530508E-3,-4.1968710720539093E-3,-3.1215508934110403E-3,-8.8049512123689055E-4,6.7165307700634003E-4,2.2238013334572315E-3,4.4648568145930767E-3,5.5401772260665894E-3,0]
[{"$f":"Data[[#This Row],[category]]&Data[[#This Row],[subcategory]]&Data[[#This Row],[delivered]]&Data[[#This Row],[date]]&Data[[#This Row],[hour]]","v":"SublapSLAP_PGNCEnd Use LoadAvg Weekday 8-9pm5"},"Sublap","SLAP_PGNC","End Use Load",2023,"Avg Weekday 8-9pm","5",36,39.5,-0.16730555891990662,-0.19652777910232544,-2.9222222045063972E-2,3.6096148192882538E-2,59.284721374511719,-0.8095661997795105,0,0,-8.8595099747180939E-2,-7.5481295585632324E-2,-4.8151060938835144E-2,-2.9222222045063972E-2,-1.0293383151292801E-2,1.7036853358149529E-2,3.0150657519698143E-2,-6.6085695289075375E-3,-7.7628474682569504E-3,-1.1542778229340911E-3,1.4257978182286024E-3,-3.4995065070688725E-3,-2.981511177495122E-3,-1.9019668688997626E-3,-1.1542778229340911E-3,-4.0658863144926727E-4,6.7295570624992251E-4,1.1909509776160121E-3,0]
[{"$f":"Data[[#This Row],[category]]&Data[[#This Row],[subcategory]]&Data[[#This Row],[delivered]]&Data[[#This Row],[date]]&Data[[#This Row],[hour]]","v":"SublapSLAP_PGNCEnd Use LoadAvg Weekday 8-9pm15"},"Sublap","SLAP_PGNC","End Use Load",2023,"Avg Weekday 8-9pm","15",36,39.5,0.25461110472679138,3.5833332687616348E-2,-0.21877777576446533,0.12746642529964447,92.479164123535156,-1.7163560390472412,1,0,-0.4284413754940033,-0.38213256001472473,-0.28562122583389282,-0.21877777576446533,-0.15193431079387665,-5.5422980338335037E-2,-9.1141639277338982E-3,1.0057138279080391E-2,1.4154165983200073E-3,-8.6417216807603836E-3,5.0349240191280842E-3,-1.6923435032367706E-2,-1.5094236470758915E-2,-1.1282038874924183E-2,-8.6417216807603836E-3,-6.0014054179191589E-3,-2.1892078220844269E-3,-3.6000946420244873E-4,0]
[{"$f":"Data[[#This Row],[category]]&Data[[#This Row],[subcategory]]&Data[[#This Row],[delivered]]&Data[[#This Row],[date]]&Data[[#This Row],[hour]]","v":"SublapSLAP_PGNCEnd Use LoadAvg Weekday 6-9pm7"},"Sublap","SLAP_PGNC","End Use Load",2023,"Avg Weekday 6-9pm","7",39,42,-0.16357778012752533,-0.13461539149284363,2.8962392359972E-2,2.6804808527231216E-2,54.427349090576172,1.080492377281189,0,0,-1.5127594582736492E-2,-5.3893518634140491E-3,1.4905937016010284E-2,2.8962392359972E-2,4.3018847703933716E-2,6.3314139842987061E-2,7.3052376508712769E-2,-6.8702669814229012E-3,-5.6538465432822704E-3,1.2164204381406307E-3,1.1258019367232919E-3,-6.3535897061228752E-4,-2.2635277127847075E-4,6.2604935374110937E-4,1.2164204381406307E-3,1.8067916389554739E-3,2.6591939385980368E-3,3.068199846893549E-3,0]
[{"$f":"Data[[#This Row],[category]]&Data[[#This Row],[subcategory]]&Data[[#This Row],[delivered]]&Data[[#This Row],[date]]&Data[[#This Row],[hour]]","v":"SublapSLAP_PGNCEnd Use LoadAvg Weekday 6-9pm12"},"Sublap","SLAP_PGNC","End Use Load",2023,"Avg Weekday 6-9pm","12",39,42,1.9795060157775879,2.0291538238525391,4.9647863954305649E-2,0.1698513925075531,77.803421020507813,0.29230177402496338,0,0,-0.22973281145095825,-0.16802544891834259,-3.942229226231575E-2,4.9647863954305649E-2,0.13871802389621735,0.26732116937637329,0.32902854681015015,8.313925564289093E-2,8.5224457085132599E-2,2.0852102898061275E-3,7.1337586268782616E-3,-9.6487784758210182E-3,-7.05706886947155E-3,-1.6557362396270037E-3,2.0852102898061275E-3,5.8261570520699024E-3,1.1227489449083805E-2,1.3819199055433273E-2,0]
[{"$f":"Data[[#This Row],[category]]&Data[[#This Row],[subcategory]]&Data[[#This Row],[delivered]]&Data[[#This Row],[date]]&Data[[#This Row],[hour]]","v":"SublapSLAP_PGNCEnd Use LoadAvg Weekday 6-9pm22"},"Sublap","SLAP_PGNC","End Use Load",2023,"Avg Weekday 6-9pm","22",39,42,-0.77106750011444092,-0.31607693433761597,0.45499059557914734,0.12593717873096466,74.220085144042969,3.6128377914428711,1,1,0.24784237146377563,0.29359561204910278,0.38894906640052795,0.45499059557914734,0.52103209495544434,0.61638557910919189,0.66213881969451904,-3.2384835183620453E-2,-1.327523123472929E-2,1.9109604880213737E-2,5.2893613465130329E-3,1.0409379377961159E-2,1.2331015430390835E-2,1.6335859894752502E-2,1.9109604880213737E-2,2.1883348003029823E-2,2.5888193398714066E-2,2.7809830382466316E-2,0]
[{"$f":"Data[[#This Row],[category]]&Data[[#This Row],[subcategory]]&Data[[#This Row],[delivered]]&Data[[#This Row],[date]]&Data[[#This Row],[hour]]","v":"SublapSLAP_PGNCEnd Use LoadAvg Weekday (any)14"},"Sublap","SLAP_PGNC","End Use Load",2023,"Avg Weekday (any)","14",39,41.571428571428569,0.88449817895889282,0.94400274753570557,5.9504583477973938E-2,0.11045941710472107,86.025794982910156,0.53870087862014771,0,0,-0.12218499183654785,-8.2054853439331055E-2,1.5796085353940725E-3,5.9504583477973938E-2,0.11742956191301346,0.20106402039527893,0.24119415879249573,3.6769852042198181E-2,3.9243541657924652E-2,2.4736905470490456E-3,4.591955803334713E-3,-5.0794044509530067E-3,-3.4111374989151955E-3,6.5666587033774704E-5,2.4736905470490456E-3,4.8817144706845284E-3,8.3585185930132866E-3,1.0026785545051098E-2,0]
[{"$f":"Data[[#This Row],[category]]&Data[[#This Row],[subcategory]]&Data[[#This Row],[delivered]]&Data[[#This Row],[date]]&Data[[#This Row],[hour]]","v":"SublapSLAP_PGNCEnd Use LoadAvg Weekday (any)24"},"Sublap","SLAP_PGNC","End Use Load",2023,"Avg Weekday (any)","24",39,41.571428571428569,-0.4662376344203949,0.18103408813476563,0.64727175235748291,0.10988015681505203,68.049606323242188,5.8907065391540527,1,1,0.46653497219085693,0.50645464658737183,0.58965057134628296,0.64727175235748291,0.70489293336868286,0.78808885812759399,0.82800853252410889,-1.9382163882255554E-2,7.5258458964526653E-3,2.6908012107014656E-2,4.5678750611841679E-3,1.9394524395465851E-2,2.1054042503237724E-2,2.4512616917490959E-2,2.6908012107014656E-2,2.9303405433893204E-2,3.2761979848146439E-2,3.4421496093273163E-2,0]
[{"$f":"Data[[#This Row],[category]]&Data[[#This Row],[subcategory]]&Data[[#This Row],[delivered]]&Data[[#This Row],[date]]&Data[[#This Row],[hour]]","v":"SublapSLAP_PGNPNet Load7/20/202311"},"Sublap","SLAP_PGNP","Net Load",2023,"7/20/2023","11",208,208,-0.58839744329452515,-0.93408656120300293,-0.34568911790847778,0.12673798203468323,79.204330444335938,-2.7275888919830322,1,1,-0.55415457487106323,-0.5081104040145874,-0.41215059161186218,-0.34568911790847778,-0.27922764420509338,-0.18326786160469055,-0.13722369074821472,-0.12238667160272598,-0.19429001212120056,-7.1903333067893982E-2,2.6361500844359398E-2,-0.1152641549706459,-0.10568696260452271,-8.5727326571941376E-2,-7.1903333067893982E-2,-5.8079350739717484E-2,-3.8119714707136154E-2,-2.8542527928948402E-2,0]
[{"$f":"Data[[#This Row],[category]]&Data[[#This Row],[subcategory]]&Data[[#This Row],[delivered]]&Data[[#This Row],[date]]&Data[[#This Row],[hour]]","v":"SublapSLAP_PGNPNet Load7/20/202321"},"Sublap","SLAP_PGNP","Net Load",2023,"7/20/2023","21",208,208,1.6215673685073853,-1.7334614992141724,-3.3550288677215576,0.29393088817596436,91.706733703613281,-11.414345741271973,1,1,-3.8385021686553955,-3.7317163944244385,-3.5091664791107178,-3.3550288677215576,-3.2008912563323975,-2.9783413410186768,-2.8715555667877197,0.33728602528572083,-0.36055999994277954,-0.69784599542617798,6.1137624084949493E-2,-0.79840844869613647,-0.77619701623916626,-0.72990661859512329,-0.69784599542617798,-0.66578537225723267,-0.6194949746131897,-0.59728354215621948,0]
[{"$f":"Data[[#This Row],[category]]&Data[[#This Row],[subcategory]]&Data[[#This Row],[delivered]]&Data[[#This Row],[date]]&Data[[#This Row],[hour]]","v":"SublapSLAP_PGNPNet Load7/25/20236"},"Sublap","SLAP_PGNP","Net Load",2023,"7/25/2023","6",207,207,1.1114155054092407,1.0167633295059204,-9.4652168452739716E-2,0.12006872892379761,65.724639892578125,-0.78831654787063599,0,0,-0.29214766621589661,-0.2485264390707016,-0.1576162725687027,-9.4652168452739716E-2,-3.1688064336776733E-2,5.922209843993187E-2,0.10284331440925598,0.23006300628185272,0.21047000586986542,-1.9592998549342155E-2,2.4854226037859917E-2,-6.0474567115306854E-2,-5.1444973796606064E-2,-3.2626569271087646E-2,-1.9592998549342155E-2,-6.5594292245805264E-3,1.2258974835276604E-2,2.1288566291332245E-2,0]
[{"$f":"Data[[#This Row],[category]]&Data[[#This Row],[subcategory]]&Data[[#This Row],[delivered]]&Data[[#This Row],[date]]&Data[[#This Row],[hour]]","v":"SublapSLAP_PGNPNet Load7/25/202312"},"Sublap","SLAP_PGNP","Net Load",2023,"7/25/2023","12",207,207,-1.5366352796554565,-1.9497584104537964,-0.41312319040298462,0.16758216917514801,83.202896118164063,-2.4651978015899658,1,1,-0.68877130746841431,-0.62788838148117065,-0.50100338459014893,-0.41312319040298462,-0.3252430260181427,-0.19835799932479858,-0.13747505843639374,-0.3180834949016571,-0.40359997749328613,-8.5516497492790222E-2,3.4689508378505707E-2,-0.14257566630840302,-0.12997289001941681,-0.1037077009677887,-8.5516497492790222E-2,-6.7325308918952942E-2,-4.1060104966163635E-2,-2.8457337990403175E-2,0]
[{"$f":"Data[[#This Row],[category]]&Data[[#This Row],[subcategory]]&Data[[#This Row],[delivered]]&Data[[#This Row],[date]]&Data[[#This Row],[hour]]","v":"SublapSLAP_PGNPNet Load7/26/20236"},"Sublap","SLAP_PGNP","Net Load",2023,"7/26/2023","6",207,207,1.0634685754776001,1.1845893859863281,0.12112077325582504,9.756159782409668E-2,68.5797119140625,1.2414799928665161,0,0,-3.935377299785614E-2,-3.9094453677535057E-3,6.9959424436092377E-2,0.12112077325582504,0.17228212952613831,0.24615098536014557,0.28159531950950623,0.22013799846172333,0.24521000683307648,2.5072000920772552E-2,2.0195251330733299E-2,-8.1462310627102852E-3,-8.0925517249852419E-4,1.4481601305305958E-2,2.5072000920772552E-2,3.5662401467561722E-2,5.0953254103660583E-2,5.8290231972932816E-2,0]
[{"$f":"Data[[#This Row],[category]]&Data[[#This Row],[subcategory]]&Data[[#This Row],[delivered]]&Data[[#This Row],[date]]&Data[[#This Row],[hour]]","v":"SublapSLAP_PGNPNet Load7/26/202313"},"Sublap","SLAP_PGNP","Net Load",2023,"7/26/2023","13",207,207,-2.3198552131652832,-1.8110145330429077,0.50884062051773071,0.18201431632041931,86.826087951660156,2.7956075668334961,1,1,0.20945371687412262,0.27557989954948425,0.41339221596717834,0.50884062051773071,0.60428899526596069,0.74210137128829956,0.8082275390625,-0.48021003603935242,-0.37488001585006714,0.10533000528812408,3.7676963955163956E-2,4.3356917798519135E-2,5.7045038789510727E-2,8.5572190582752228E-2,0.10533000528812408,0.12508782744407654,0.15361498296260834,0.16730310022830963,0]
[{"$f":"Data[[#This Row],[category]]&Data[[#This Row],[subcategory]]&Data[[#This Row],[delivered]]&Data[[#This Row],[date]]&Data[[#This Row],[hour]]","v":"SublapSLAP_PGNPNet Load7/26/202319"},"Sublap","SLAP_PGNP","Net Load",2023,"7/26/2023","19",207,207,-0.31457006931304932,-5.7249274253845215,-5.4103574752807617,0.2965996265411377,92.560386657714844,-18.241281509399414,1,1,-5.8982205390930176,-5.7904653549194336,-5.565894603729248,-5.4103574752807617,-5.2548203468322754,-5.0302495956420898,-4.9224944114685059,-6.5116003155708313E-2,-1.1850600242614746,-1.1199439764022827,6.1396121978759766E-2,-1.2209316492080688,-1.1986262798309326,-1.1521401405334473,-1.1199439764022827,-1.0877478122711182,-1.0412616729736328,-1.0189563035964966,0]
[{"$f":"Data[[#This Row],[category]]&Data[[#This Row],[subcategory]]&Data[[#This Row],[delivered]]&Data[[#This Row],[date]]&Data[[#This Row],[hour]]","v":"SublapSLAP_PGNPNet Load8/28/20234"},"Sublap","SLAP_PGNP","Net Load",2023,"8/28/2023","4",214,214,1.2665724754333496,1.2598130702972412,-6.75935298204422E-3,0.1314825713634491,64.245330810546875,-5.1408737897872925E-2,0,0,-0.22302894294261932,-0.17526105046272278,-7.5708881020545959E-2,-6.75935298204422E-3,6.219017505645752E-2,0.16174234449863434,0.20951023697853088,0.27104651927947998,0.26960000395774841,-1.4465015847235918E-3,2.8137270361185074E-2,-4.7728192061185837E-2,-3.7505865097045898E-2,-1.6201701015233994E-2,-1.4465015847235918E-3,1.3308697380125523E-2,3.4612860530614853E-2,4.483519122004509E-2,0]
[{"$f":"Data[[#This Row],[category]]&Data[[#This Row],[subcategory]]&Data[[#This Row],[delivered]]&Data[[#This Row],[date]]&Data[[#This Row],[hour]]","v":"SublapSLAP_PGNPNet Load8/28/202320"},"Sublap","SLAP_PGNP","Net Load",2023,"8/28/2023","20",214,214,1.1040022373199463,-2.2386448383331299,-3.3426470756530762,0.28471472859382629,89.927566528320313,-11.740337371826172,1,1,-3.8109612464904785,-3.7075235843658447,-3.4919517040252686,-3.3426470756530762,-3.1933424472808838,-2.9777705669403076,-2.8743329048156738,0.23625648021697998,-0.47907000780105591,-0.71532648801803589,6.0928951948881149E-2,-0.81554567813873291,-0.79341006278991699,-0.74727767705917358,-0.71532648801803589,-0.68337529897689819,-0.63724291324615479,-0.61510723829269409,0]
[{"$f":"Data[[#This Row],[category]]&Data[[#This Row],[subcategory]]&Data[[#This Row],[delivered]]&Data[[#This Row],[date]]&Data[[#This Row],[hour]]","v":"SublapSLAP_PGNPNet Load8/29/20235"},"Sublap","SLAP_PGNP","Net Load",2023,"8/29/2023","5",214,214,1.3364626169204712,1.4402803182601929,0.10381773114204407,0.14934441447257996,66.044395446777344,0.69515645503997803,0,0,-0.14183196425437927,-8.757483959197998E-2,2.5501443073153496E-2,0.10381773114204407,0.18213401734828949,0.29521030187606812,0.34946742653846741,0.2860029935836792,0.30821999907493591,2.2216994315385818E-2,3.1959705054759979E-2,-3.0352041125297546E-2,-1.874101534485817E-2,5.4573086090385914E-3,2.2216994315385818E-2,3.8976680487394333E-2,6.3175007700920105E-2,7.4786029756069183E-2,0]
[{"$f":"Data[[#This Row],[category]]&Data[[#This Row],[subcategory]]&Data[[#This Row],[delivered]]&Data[[#This Row],[date]]&Data[[#This Row],[hour]]","v":"SublapSLAP_PGNPNet Load8/29/202311"},"Sublap","SLAP_PGNP","Net Load",2023,"8/29/2023","11",214,214,0.37734335660934448,0.73172897100448608,0.3543856143951416,0.26472130417823792,75.247665405273438,1.3387120962142944,0,0,-8.1042185425758362E-2,1.5131612308323383E-2,0.21556562185287476,0.3543856143951416,0.49320560693740845,0.69363963603973389,0.78981339931488037,8.0751478672027588E-2,0.15658999979496002,7.5838521122932434E-2,5.6650359183549881E-2,-1.7343027517199516E-2,3.2381650526076555E-3,4.6131044626235962E-2,7.5838521122932434E-2,0.10554599761962891,0.14843888580799103,0.16902007162570953,0]
[{"$f":"Data[[#This Row],[category]]&Data[[#This Row],[subcategory]]&Data[[#This Row],[delivered]]&Data[[#This Row],[date]]&Data[[#This Row],[hour]]","v":"SublapSLAP_PGNPNet Load8/30/20233"},"Sublap","SLAP_PGNP","Net Load",2023,"8/30/2023","3",215,215,1.3868271112442017,1.9157209396362305,0.52889382839202881,0.1718176007270813,69.5465087890625,3.0782284736633301,1,1,0.2462790310382843,0.30870071053504944,0.43879258632659912,0.52889382839202881,0.6189950704574585,0.74908691644668579,0.8115086555480957,0.29816782474517822,0.4118800163269043,0.11371217668056488,3.6940783262252808E-2,5.2949991077184677E-2,6.6370651125907898E-2,9.4340406358242035E-2,0.11371217668056488,0.13308393955230713,0.16105368733406067,0.17447435855865479,0]
[{"$f":"Data[[#This Row],[category]]&Data[[#This Row],[subcategory]]&Data[[#This Row],[delivered]]&Data[[#This Row],[date]]&Data[[#This Row],[hour]]","v":"SublapSLAP_PGNPNet Load8/30/202315"},"Sublap","SLAP_PGNP","Net Load",2023,"8/30/2023","15",215,215,-2.942054271697998,-2.3588836193084717,0.58317053318023682,0.20420432090759277,92.986045837402344,2.8558187484741211,1,1,0.24728430807590485,0.32147216796875,0.47608569264411926,0.58317053318023682,0.69025540351867676,0.84486889839172363,0.91905677318572998,-0.63254165649414063,-0.50715994834899902,0.12538166344165802,4.3903928250074387E-2,5.316612496972084E-2,6.9116517901420593E-2,0.10235842317342758,0.12538166344165802,0.14840491116046906,0.18164680898189545,0.1975972056388855,0]
[{"$f":"Data[[#This Row],[category]]&Data[[#This Row],[subcategory]]&Data[[#This Row],[delivered]]&Data[[#This Row],[date]]&Data[[#This Row],[hour]]","v":"SublapSLAP_PGNPNet Load8/30/202318"},"Sublap","SLAP_PGNP","Net Load",2023,"8/30/2023","18",215,215,0.65899938344955444,1.0361394882202148,0.37714016437530518,0.22728794813156128,96.36279296875,1.6593055725097656,1,0,3.284758422523737E-3,8.5858941078186035E-2,0.25795024633407593,0.37714016437530518,0.49633008241653442,0.66842138767242432,0.75099557638168335,0.14168485999107361,0.22276999056339264,8.1085138022899628E-2,4.8866908997297287E-2,7.0622307248413563E-4,1.845967210829258E-2,5.5459301918745041E-2,8.1085138022899628E-2,0.10671097040176392,0.14371059834957123,0.16146405041217804,0]
[{"$f":"Data[[#This Row],[category]]&Data[[#This Row],[subcategory]]&Data[[#This Row],[delivered]]&Data[[#This Row],[date]]&Data[[#This Row],[hour]]","v":"SublapSLAP_PGNPNet Load9/19/202310"},"Sublap","SLAP_PGNP","Net Load",2023,"9/19/2023","10",218,218,0.19144496321678162,0.12743119895458221,-6.4013764262199402E-2,0.11158813536167145,65.433486938476563,-0.57366102933883667,0,0,-0.24755991995334625,-0.20701971650123596,-0.12253063917160034,-6.4013764262199402E-2,-5.4968888871371746E-3,7.8992187976837158E-2,0.11953238397836685,4.1735000908374786E-2,2.7780001983046532E-2,-1.3955000787973404E-2,2.4326212704181671E-2,-5.396806076169014E-2,-4.5130297541618347E-2,-2.6711679995059967E-2,-1.3955000787973404E-2,-1.1983218137174845E-3,1.7220297828316689E-2,2.6058059185743332E-2,0]
[{"$f":"Data[[#This Row],[category]]&Data[[#This Row],[subcategory]]&Data[[#This Row],[delivered]]&Data[[#This Row],[date]]&Data[[#This Row],[hour]]","v":"SublapSLAP_PGNPNet Load9/19/202320"},"Sublap","SLAP_PGNP","Net Load",2023,"9/19/2023","20",218,218,0.17901603877544403,-2.066788911819458,-2.245805025100708,0.18836721777915955,77.51605224609375,-11.922483444213867,1,1,-2.5556414127349854,-2.4872074127197266,-2.3445849418640137,-2.245805025100708,-2.1470251083374023,-2.0044026374816895,-1.9359685182571411,3.9025496691465378E-2,-0.45055997371673584,-0.48958548903465271,4.1064053773880005E-2,-0.55712980031967163,-0.54221123456954956,-0.511119544506073,-0.48958548903465271,-0.46805146336555481,-0.43695977330207825,-0.4220411479473114,0]
[{"$f":"Data[[#This Row],[category]]&Data[[#This Row],[subcategory]]&Data[[#This Row],[delivered]]&Data[[#This Row],[date]]&Data[[#This Row],[hour]]","v":"SublapSLAP_PGNPNet LoadAvg Weekday 8-9pm4"},"Sublap","SLAP_PGNP","Net Load",2023,"Avg Weekday 8-9pm","4",208,207.5,1.2718061208724976,1.3578364849090576,8.6030445992946625E-2,0.12721976637840271,67.622596740722656,0.6762349009513855,0,0,-0.12322744727134705,-7.7008247375488281E-2,1.9316336140036583E-2,8.6030445992946625E-2,0.15274456143379211,0.24906913936138153,0.29528835415840149,0.26389977335929871,0.28175106644630432,1.7851317301392555E-2,2.6398101821541786E-2,-2.5569695979356766E-2,-1.5979211777448654E-2,4.0081399492919445E-3,1.7851317301392555E-2,3.1694497913122177E-2,5.1681846380233765E-2,6.1272334307432175E-2,0]
[{"$f":"Data[[#This Row],[category]]&Data[[#This Row],[subcategory]]&Data[[#This Row],[delivered]]&Data[[#This Row],[date]]&Data[[#This Row],[hour]]","v":"SublapSLAP_PGNPNet LoadAvg Weekday 8-9pm21"},"Sublap","SLAP_PGNP","Net Load",2023,"Avg Weekday 8-9pm","21",208,207.5,1.2762811183929443,-2.1927163600921631,-3.4689974784851074,0.28781676292419434,90.122596740722656,-12.052798271179199,1,1,-3.9424138069152832,-3.8378496170043945,-3.6199288368225098,-3.4689974784851074,-3.3180661201477051,-3.1001453399658203,-2.9955811500549316,0.26482832431793213,-0.45498865842819214,-0.71981698274612427,5.9721976518630981E-2,-0.81805086135864258,-0.79635381698608398,-0.75113523006439209,-0.71981698274612427,-0.68849873542785645,-0.64328014850616455,-0.62158310413360596,0]
[{"$f":"Data[[#This Row],[category]]&Data[[#This Row],[subcategory]]&Data[[#This Row],[delivered]]&Data[[#This Row],[date]]&Data[[#This Row],[hour]]","v":"SublapSLAP_PGNPNet LoadAvg Weekday 6-9pm2"},"Sublap","SLAP_PGNP","Net Load",2023,"Avg Weekday 6-9pm","2",215,212,1.9725155830383301,2.2559380531311035,0.28342247009277344,0.11623343080282211,71.167831420898438,2.4383902549743652,1,1,9.2235490679740906E-2,0.13446334004402161,0.22246959805488586,0.28342247009277344,0.34437534213066101,0.43238160014152527,0.47460946440696716,0.41817331314086914,0.47825887799263,6.0085564851760864E-2,2.4641487747430801E-2,1.9553923979401588E-2,2.850622870028019E-2,4.7163553535938263E-2,6.0085564851760864E-2,7.3007576167583466E-2,9.1664902865886688E-2,0.10061720758676529,0]
[{"$f":"Data[[#This Row],[category]]&Data[[#This Row],[subcategory]]&Data[[#This Row],[delivered]]&Data[[#This Row],[date]]&Data[[#This Row],[hour]]","v":"SublapSLAP_PGNPNet LoadAvg Weekday 6-9pm8"},"Sublap","SLAP_PGNP","Net Load",2023,"Avg Weekday 6-9pm","8",215,212,0.95766663551330566,1.0118992328643799,5.4232567548751831E-2,6.2326189130544662E-2,66.556976318359375,0.87014091014862061,0,0,-4.8284891992807388E-2,-2.5641657412052155E-2,2.1548682823777199E-2,5.4232567548751831E-2,8.6916454136371613E-2,0.13410679996013641,0.15675002336502075,0.20302532613277435,0.21452262997627258,1.1497304774820805E-2,1.3213152065873146E-2,-1.0236397385597229E-2,-5.4360311478376389E-3,4.5683206990361214E-3,1.1497304774820805E-2,1.8426287919282913E-2,2.8430640697479248E-2,3.3231005072593689E-2,0]
[{"$f":"Data[[#This Row],[category]]&Data[[#This Row],[subcategory]]&Data[[#This Row],[delivered]]&Data[[#This Row],[date]]&Data[[#This Row],[hour]]","v":"SublapSLAP_PGNPNet LoadAvg Weekday 6-9pm24"},"Sublap","SLAP_PGNP","Net Load",2023,"Avg Weekday 6-9pm","24",215,212,1.6138596534729004,2.0373022556304932,0.42344266176223755,0.11753582209348679,75.098060607910156,3.6026690006256104,1,1,0.2301134318113327,0.27281445264816284,0.36180680990219116,0.42344266176223755,0.48507851362228394,0.57407087087631226,0.6167718768119812,0.34213826060295105,0.43190807104110718,8.9769847691059113E-2,2.4917595088481903E-2,4.8784047365188599E-2,5.7836662977933884E-2,7.6703041791915894E-2,8.9769847691059113E-2,0.10283664613962173,0.12170302122831345,0.13075563311576843,0]
[{"$f":"Data[[#This Row],[category]]&Data[[#This Row],[subcategory]]&Data[[#This Row],[delivered]]&Data[[#This Row],[date]]&Data[[#This Row],[hour]]","v":"SublapSLAP_PGNPNet LoadAvg Weekday (any)9"},"Sublap","SLAP_PGNP","Net Load",2023,"Avg Weekday (any)","9",219,211.85714285714286,0.39342197775840759,0.53447651863098145,0.14105452597141266,5.486128106713295E-2,68.331535339355469,2.5711123943328857,1,1,5.0815749913454056E-2,7.0746965706348419E-2,0.11228524148464203,0.14105452597141266,0.16982381045818329,0.2113620936870575,0.23129330575466156,8.3349257707595825E-2,0.11323266476392746,2.9883408918976784E-2,1.162275392562151E-2,1.0765679180622101E-2,1.4988250099122524E-2,2.3788429796695709E-2,2.9883408918976784E-2,3.5978388041257858E-2,4.4778570532798767E-2,4.9001138657331467E-2,0]
[{"$f":"Data[[#This Row],[category]]&Data[[#This Row],[subcategory]]&Data[[#This Row],[delivered]]&Data[[#This Row],[date]]&Data[[#This Row],[hour]]","v":"SublapSLAP_PGNPNet LoadAvg Weekday (any)19"},"Sublap","SLAP_PGNP","Net Load",2023,"Avg Weekday (any)","19",219,211.85714285714286,0.46925792098045349,-1.7726043462753296,-2.2418622970581055,0.14469200372695923,92.653129577636719,-15.494029998779297,1,1,-2.4798593521118164,-2.4272925853729248,-2.3177387714385986,-2.2418622970581055,-2.1659858226776123,-2.0564320087432861,-2.0038652420043945,9.9415645003318787E-2,-0.37553888559341431,-0.47495454549789429,3.0654033645987511E-2,-0.52537590265274048,-0.51423925161361694,-0.49102950096130371,-0.47495454549789429,-0.45887956023216248,-0.43566980957984924,-0.42453315854072571,0]
[{"$f":"Data[[#This Row],[category]]&Data[[#This Row],[subcategory]]&Data[[#This Row],[delivered]]&Data[[#This Row],[date]]&Data[[#This Row],[hour]]","v":"SublapSLAP_PGNPEnd Use Load7/20/202311"},"Sublap","SLAP_PGNP","End Use Load",2023,"7/20/2023","11",188,208,2.2306041717529297,2.3112766742706299,8.0672338604927063E-2,0.10739792883396149,79.202125549316406,0.75115358829498291,0,0,-9.5981530845165253E-2,-5.6963644921779633E-2,2.435280941426754E-2,8.0672338604927063E-2,0.13699187338352203,0.21830832958221436,0.25732621550559998,0.46396565437316895,0.48074555397033691,1.6779845580458641E-2,2.2338768467307091E-2,-1.9964158535003662E-2,-1.1848438531160355E-2,5.0653843209147453E-3,1.6779845580458641E-2,2.8494309633970261E-2,4.5408133417367935E-2,5.3523853421211243E-2,0]
[{"$f":"Data[[#This Row],[category]]&Data[[#This Row],[subcategory]]&Data[[#This Row],[delivered]]&Data[[#This Row],[date]]&Data[[#This Row],[hour]]","v":"SublapSLAP_PGNPEnd Use Load7/20/202313"},"Sublap","SLAP_PGNP","End Use Load",2023,"7/20/2023","13",188,208,1.6044893264770508,1.429468035697937,-0.17502127587795258,9.8866894841194153E-2,88.574470520019531,-1.7702717781066895,1,0,-0.3376428484916687,-0.30172428488731384,-0.22686712443828583,-0.17502127587795258,-0.12317542731761932,-4.8318251967430115E-2,-1.2399705126881599E-2,0.33373376727104187,0.2973293662071228,-3.6404427140951157E-2,2.0564313977956772E-2,-7.0229709148406982E-2,-6.2758654356002808E-2,-4.7188360244035721E-2,-3.6404427140951157E-2,-2.5620488449931145E-2,-1.0050196200609207E-2,-2.5791386142373085E-3,0]
[{"$f":"Data[[#This Row],[category]]&Data[[#This Row],[subcategory]]&Data[[#This Row],[delivered]]&Data[[#This Row],[date]]&Data[[#This Row],[hour]]","v":"SublapSLAP_PGNPEnd Use Load7/25/20231"},"Sublap","SLAP_PGNP","End Use Load",2023,"7/25/2023","1",188,207,0.26972377300262451,0.2620212733745575,-7.7025080099701881E-3,7.0104345679283142E-2,74.244682312011719,-0.10987205058336258,0,0,-0.12301389873027802,-9.7544841468334198E-2,-4.4465262442827225E-2,-7.7025080099701881E-3,2.9060246422886848E-2,8.2139827311038971E-2,0.10760887712240219,5.5832821875810623E-2,5.4238405078649521E-2,-1.5944191254675388E-3,1.4511599205434322E-2,-2.5463877245783806E-2,-2.0191783085465431E-2,-9.2043094336986542E-3,-1.5944191254675388E-3,6.0154711827635765E-3,1.7002943903207779E-2,2.2275038063526154E-2,0]
[{"$f":"Data[[#This Row],[category]]&Data[[#This Row],[subcategory]]&Data[[#This Row],[delivered]]&Data[[#This Row],[date]]&Data[[#This Row],[hour]]","v":"SublapSLAP_PGNPEnd Use Load7/25/202318"},"Sublap","SLAP_PGNP","End Use Load",2023,"7/25/2023","18",188,207,-1.0699893236160278,-1.4260106086730957,-0.35602128505706787,9.9356845021247864E-2,97.297874450683594,-3.5832588672637939,1,1,-0.51944875717163086,-0.48335221409797668,-0.40812405943870544,-0.35602128505706787,-0.3039185106754303,-0.22869037091732025,-0.19259381294250488,-0.22148779034614563,-0.29518419504165649,-7.3696404695510864E-2,2.0566867664456367E-2,-0.10752589255571365,-0.10005390644073486,-8.4481678903102875E-2,-7.3696404695510864E-2,-6.2911130487918854E-2,-4.7338906675577164E-2,-3.9866920560598373E-2,0]
[{"$f":"Data[[#This Row],[category]]&Data[[#This Row],[subcategory]]&Data[[#This Row],[delivered]]&Data[[#This Row],[date]]&Data[[#This Row],[hour]]","v":"SublapSLAP_PGNPEnd Use Load7/25/202324"},"Sublap","SLAP_PGNP","End Use Load",2023,"7/25/2023","24",188,207,-0.33294680714607239,3.6010641604661942E-2,0.36895745992660522,8.9663736522197723E-2,77.60638427734375,4.1149015426635742,1,1,0.22147373855113983,0.25404876470565796,0.32193773984909058,0.36895745992660522,0.41597718000411987,0.48386615514755249,0.51644116640090942,-6.8919986486434937E-2,7.454202976077795E-3,7.6374195516109467E-2,1.8560392782092094E-2,4.5845065265893936E-2,5.2588094025850296E-2,6.664111465215683E-2,7.6374195516109467E-2,8.6107276380062103E-2,0.10016029328107834,0.1069033220410347,0]
[{"$f":"Data[[#This Row],[category]]&Data[[#This Row],[subcategory]]&Data[[#This Row],[delivered]]&Data[[#This Row],[date]]&Data[[#This Row],[hour]]","v":"SublapSLAP_PGNPEnd Use Load7/26/20238"},"Sublap","SLAP_PGNP","End Use Load",2023,"7/26/2023","8",188,207,0.30237448215484619,0.49445745348930359,0.1920829713344574,5.0593968480825424E-2,69.159576416015625,3.7965586185455322,1,1,0.10886330157518387,0.12724418938159943,0.16555146872997284,0.1920829713344574,0.21861447393894196,0.25692173838615417,0.27530264854431152,6.2591515481472015E-2,0.10235269367694855,3.9761174470186234E-2,1.0472951456904411E-2,2.2534703835844994E-2,2.6339547708630562E-2,3.4269154071807861E-2,3.9761174470186234E-2,4.5253194868564606E-2,5.3182799369096756E-2,5.6987646967172623E-2,0]
[{"$f":"Data[[#This Row],[category]]&Data[[#This Row],[subcategory]]&Data[[#This Row],[delivered]]&Data[[#This Row],[date]]&Data[[#This Row],[hour]]","v":"SublapSLAP_PGNPEnd Use Load7/26/2023Event Window"},"Sublap","SLAP_PGNP","End Use Load",2023,"7/26/2023","Event Window",188,207,-1.2751411199569702,-5.0838298797607422,-3.8086886405944824,0.22759942710399628,89.2872314453125,-16.734174728393555,1,1,-4.1830563545227051,-4.1003689765930176,-3.928041934967041,-3.8086886405944824,-3.6893353462219238,-3.5170083045959473,-3.4343209266662598,-0.26395422220230103,-1.0523527860641479,-0.78839856386184692,4.7113079577684402E-2,-0.86589264869689941,-0.84877640008926392,-0.81310468912124634,-0.78839856386184692,-0.76369243860244751,-0.72802072763442993,-0.71090441942214966,0]
[{"$f":"Data[[#This Row],[category]]&Data[[#This Row],[subcategory]]&Data[[#This Row],[delivered]]&Data[[#This Row],[date]]&Data[[#This Row],[hour]]","v":"SublapSLAP_PGNPEnd Use Load8/28/202310"},"Sublap","SLAP_PGNP","End Use Load",2023,"8/28/2023","10",194,214,1.5357422828674316,1.7444330453872681,0.20869071781635284,8.0911211669445038E-2,72.734535217285156,2.5792558193206787,1,1,7.560361921787262E-2,0.10499882698059082,0.16626083850860596,0.20869071781635284,0.25112059712409973,0.31238260865211487,0.34177783131599426,0.32864883542060852,0.37330865859985352,4.46598120033741E-2,1.7314998432993889E-2,1.6179174184799194E-2,2.2469749674201012E-2,3.5579819232225418E-2,4.46598120033741E-2,5.373980849981308E-2,6.6849879920482635E-2,7.3140457272529602E-2,0]
[{"$f":"Data[[#This Row],[category]]&Data[[#This Row],[subcategory]]&Data[[#This Row],[delivered]]&Data[[#This Row],[date]]&Data[[#This Row],[hour]]","v":"SublapSLAP_PGNPEnd Use Load8/28/202316"},"Sublap","SLAP_PGNP","End Use Load",2023,"8/28/2023","16",194,214,-1.64329893887043E-2,0.14664947986602783,0.16308248043060303,7.2120815515518188E-2,95.190719604492188,2.2612400054931641,1,1,4.4454295188188553E-2,7.0655934512615204E-2,0.12526229023933411,0.16308248043060303,0.20090267062187195,0.25550901889801025,0.28171065449714661,-3.516659839078784E-3,3.1382989138364792E-2,3.4899652004241943E-2,1.5433854423463345E-2,9.5132188871502876E-3,1.51203703135252E-2,2.680613100528717E-2,3.4899652004241943E-2,4.2993173003196716E-2,5.4678931832313538E-2,6.0286078602075577E-2,0]
[{"$f":"Data[[#This Row],[category]]&Data[[#This Row],[subcategory]]&Data[[#This Row],[delivered]]&Data[[#This Row],[date]]&Data[[#This Row],[hour]]","v":"SublapSLAP_PGNPEnd Use Load8/29/20237"},"Sublap","SLAP_PGNP","End Use Load",2023,"8/29/2023","7",194,214,-0.1700700968503952,-1.5865979716181755E-2,0.15420413017272949,2.6860268786549568E-2,64.234535217285156,5.7409749031066895,1,1,0.11002291738986969,0.11978130787611008,0.14011858403682709,0.15420413017272949,0.1682896763086319,0.18862694501876831,0.19838534295558929,-3.6395002156496048E-2,-3.3953196834772825E-3,3.2999683171510696E-2,5.7480973191559315E-3,2.3544903844594955E-2,2.5633199140429497E-2,2.9985377565026283E-2,3.2999683171510696E-2,3.6013990640640259E-2,4.0366165339946747E-2,4.2454462498426437E-2,0]
[{"$f":"Data[[#This Row],[category]]&Data[[#This Row],[subcategory]]&Data[[#This Row],[delivered]]&Data[[#This Row],[date]]&Data[[#This Row],[hour]]","v":"SublapSLAP_PGNPEnd Use Load8/29/202317"},"Sublap","SLAP_PGNP","End Use Load",2023,"8/29/2023","17",194,214,-0.88196909427642822,-1.8578865528106689,-0.9759175181388855,0.1758745014667511,92.17010498046875,-5.5489425659179688,1,1,-1.2652053833007813,-1.2013098001480103,-1.0681462287902832,-0.9759175181388855,-0.88368886709213257,-0.75052529573440552,-0.68662971258163452,-0.18874138593673706,-0.39758771657943726,-0.20884634554386139,3.7637144327163696E-2,-0.27075394988059998,-0.25708028674125671,-0.22858329117298126,-0.20884634554386139,-0.18910941481590271,-0.16061241924762726,-0.146938756108284,0]
[{"$f":"Data[[#This Row],[category]]&Data[[#This Row],[subcategory]]&Data[[#This Row],[delivered]]&Data[[#This Row],[date]]&Data[[#This Row],[hour]]","v":"SublapSLAP_PGNPEnd Use Load8/29/202323"},"Sublap","SLAP_PGNP","End Use Load",2023,"8/29/2023","23",194,214,-0.54931855201721191,0.31620103120803833,0.86551958322525024,0.21614427864551544,77.520622253417969,4.0043601989746094,1,1,0.50999391078948975,0.58851957321166992,0.75217342376708984,0.86551958322525024,0.97886574268341064,1.1425195932388306,1.2210452556610107,-0.11755417287349701,6.7667022347450256E-2,0.18522119522094727,4.6254877001047134E-2,0.10913869738578796,0.12594318389892578,0.16096511483192444,0.18522119522094727,0.20947727560997009,0.24449919164180756,0.26130369305610657,0]
[{"$f":"Data[[#This Row],[category]]&Data[[#This Row],[subcategory]]&Data[[#This Row],[delivered]]&Data[[#This Row],[date]]&Data[[#This Row],[hour]]","v":"SublapSLAP_PGNPEnd Use Load8/30/202315"},"Sublap","SLAP_PGNP","End Use Load",2023,"8/30/2023","15",195,215,0.36356309056282043,0.66344612836837769,0.29988306760787964,8.8106542825698853E-2,92.98974609375,3.4036412239074707,1,1,0.15496070683002472,0.18696999549865723,0.25367996096611023,0.29988306760787964,0.34608617424964905,0.41279613971710205,0.44480544328689575,7.8166067600250244E-2,0.14264091849327087,6.4474858343601227E-2,1.8942907452583313E-2,3.3316552639007568E-2,4.0198549628257751E-2,5.4541192948818207E-2,6.4474858343601227E-2,7.4408531188964844E-2,8.8751167058944702E-2,9.5633171498775482E-2,0]
[{"$f":"Data[[#This Row],[category]]&Data[[#This Row],[subcategory]]&Data[[#This Row],[delivered]]&Data[[#This Row],[date]]&Data[[#This Row],[hour]]","v":"SublapSLAP_PGNPEnd Use Load8/30/202317"},"Sublap","SLAP_PGNP","End Use Load",2023,"8/30/2023","17",195,215,-0.81911897659301758,4.1343588382005692E-2,0.86046254634857178,0.11636216938495636,95.946151733398438,7.3946933746337891,1,1,0.66906380653381348,0.71133840084075928,0.79944217205047607,0.86046254634857178,0.92148292064666748,1.0095866918563843,1.0518612861633301,-0.17611058056354523,8.8888714089989662E-3,0.18499945104122162,2.5017866864800453E-2,0.143848717212677,0.15293775498867035,0.17188006639480591,0.18499945104122162,0.19811882078647614,0.21706113219261169,0.22615016996860504,0]
[{"$f":"Data[[#This Row],[category]]&Data[[#This Row],[subcategory]]&Data[[#This Row],[delivered]]&Data[[#This Row],[date]]&Data[[#This Row],[hour]]","v":"SublapSLAP_PGNPEnd Use Load9/19/20235"},"Sublap","SLAP_PGNP","End Use Load",2023,"9/19/2023","5",198,218,-0.15180504322052002,-0.21407070755958557,-6.2265656888484955E-2,4.4482387602329254E-2,61.762626647949219,-1.3997822999954224,0,0,-0.13543267548084259,-0.11927212774753571,-8.559224009513855E-2,-6.2265656888484955E-2,-3.8939069956541061E-2,-5.2591832354664803E-3,1.0901359841227531E-2,-3.3093500882387161E-2,-4.6667415648698807E-2,-1.3573912903666496E-2,9.6971606835722923E-3,-2.9524322599172592E-2,-2.6001323014497757E-2,-1.8659109249711037E-2,-1.3573912903666496E-2,-8.4887174889445305E-3,-1.1465019779279828E-3,2.376496559008956E-3,0]
[{"$f":"Data[[#This Row],[category]]&Data[[#This Row],[subcategory]]&Data[[#This Row],[delivered]]&Data[[#This Row],[date]]&Data[[#This Row],[hour]]","v":"SublapSLAP_PGNPEnd Use Load9/19/202315"},"Sublap","SLAP_PGNP","End Use Load",2023,"9/19/2023","15",198,218,0.4181596040725708,0.378010094165802,-4.0149495005607605E-2,7.2982914745807648E-2,81.098487854003906,-0.55012184381484985,0,0,-0.16019570827484131,-0.13368086516857147,-7.842177152633667E-2,-4.0149495005607605E-2,-1.8772170878946781E-3,5.3381875157356262E-2,7.9896718263626099E-2,9.115879237651825E-2,8.2406200468540192E-2,-8.7525900453329086E-3,1.5910275280475616E-2,-3.4922663122415543E-2,-2.9142428189516068E-2,-1.7095945775508881E-2,-8.7525900453329086E-3,-4.0923332562670112E-4,1.1637249030172825E-2,1.7417484894394875E-2,0]
[{"$f":"Data[[#This Row],[category]]&Data[[#This Row],[subcategory]]&Data[[#This Row],[delivered]]&Data[[#This Row],[date]]&Data[[#This Row],[hour]]","v":"SublapSLAP_PGNPEnd Use LoadAvg Weekday 8-9pm7"},"Sublap","SLAP_PGNP","End Use Load",2023,"Avg Weekday 8-9pm","7",188,207.5,-6.1246808618307114E-2,-7.3239363729953766E-2,-1.1992553249001503E-2,2.2053366526961327E-2,64.64361572265625,-0.54379695653915405,0,0,-4.8267114907503128E-2,-4.0255080908536911E-2,-2.3557350039482117E-2,-1.1992553249001503E-2,-4.2775654583238065E-4,1.6269972547888756E-2,2.4282006546854973E-2,-1.2708712369203568E-2,-1.5197168104350567E-2,-2.4884548038244247E-3,4.5760734938085079E-3,-1.0015426203608513E-2,-8.3529297262430191E-3,-4.8881499096751213E-3,-2.4884548038244247E-3,-8.8759479694999754E-5,3.376019187271595E-3,5.0385161302983761E-3,0]
[{"$f":"Data[[#This Row],[category]]&Data[[#This Row],[subcategory]]&Data[[#This Row],[delivered]]&Data[[#This Row],[date]]&Data[[#This Row],[hour]]","v":"SublapSLAP_PGNPEnd Use LoadAvg Weekday 8-9pm16"},"Sublap","SLAP_PGNP","End Use Load",2023,"Avg Weekday 8-9pm","16",188,207.5,-7.1671277284622192E-2,-0.28159573674201965,-0.20992445945739746,6.2471400946378708E-2,96.792556762695313,-3.3603289127349854,1,1,-0.31268078088760376,-0.28998479247093201,-0.2426844984292984,-0.20992445945739746,-0.17716442048549652,-0.12986414134502411,-0.10716814547777176,-1.4871790073812008E-2,-5.8431115001440048E-2,-4.3559323996305466E-2,1.2962815351784229E-2,-6.4881265163421631E-2,-6.0171842575073242E-2,-5.035703256726265E-2,-4.3559323996305466E-2,-3.6761615425348282E-2,-2.6946809142827988E-2,-2.2237390279769897E-2,0]
[{"$f":"Data[[#This Row],[category]]&Data[[#This Row],[subcategory]]&Data[[#This Row],[delivered]]&Data[[#This Row],[date]]&Data[[#This Row],[hour]]","v":"SublapSLAP_PGNPEnd Use LoadAvg Weekday 8-9pm22"},"Sublap","SLAP_PGNP","End Use Load",2023,"Avg Weekday 8-9pm","22",188,207.5,-0.67099887132644653,-0.31952127814292908,0.35147756338119507,0.10377243161201477,85.239364624023438,3.3870031833648682,1,1,0.1807871013879776,0.21848784387111664,0.29705923795700073,0.35147756338119507,0.4058958888053894,0.48446729779243469,0.52216804027557373,-0.13923226296901703,-6.6300667822360992E-2,7.2931595146656036E-2,2.1532779559493065E-2,3.7513323128223419E-2,4.5336227864027023E-2,6.1639793217182159E-2,7.2931595146656036E-2,8.4223397076129913E-2,0.10052696615457535,0.10834986716508865,0]
[{"$f":"Data[[#This Row],[category]]&Data[[#This Row],[subcategory]]&Data[[#This Row],[delivered]]&Data[[#This Row],[date]]&Data[[#This Row],[hour]]","v":"SublapSLAP_PGNPEnd Use LoadAvg Weekday 6-9pm14"},"Sublap","SLAP_PGNP","End Use Load",2023,"Avg Weekday 6-9pm","14",195,212,0.96611279249191284,1.2229658365249634,0.25685298442840576,7.1007043123245239E-2,89.991455078125,3.6172888278961182,1,1,0.1400567889213562,0.16585379838943481,0.21961686015129089,0.25685298442840576,0.29408910870552063,0.34785217046737671,0.37364917993545532,0.20481590926647186,0.25926876068115234,5.4452832788228989E-2,1.5053492970764637E-2,2.9692038893699646E-2,3.5161003470420837E-2,4.6558775007724762E-2,5.4452832788228989E-2,6.2346890568733215E-2,7.374466210603714E-2,7.9213626682758331E-2,0]
[{"$f":"Data[[#This Row],[category]]&Data[[#This Row],[subcategory]]&Data[[#This Row],[delivered]]&Data[[#This Row],[date]]&Data[[#This Row],[hour]]","v":"SublapSLAP_PGNPEnd Use LoadAvg Weekday 6-9pm24"},"Sublap","SLAP_PGNP","End Use Load",2023,"Avg Weekday 6-9pm","24",195,212,-0.36366257071495056,0.15036670863628387,0.51402926445007324,0.10223297774791718,75.310684204101563,5.0280179977416992,1,1,0.3458709716796875,0.38301244378089905,0.4604182243347168,0.51402926445007324,0.56764030456542969,0.64504611492156982,0.68218755722045898,-7.7096462249755859E-2,3.187774121761322E-2,0.10897420346736908,2.167339064180851E-2,7.3324643075466156E-2,8.1198640167713165E-2,9.7608663141727448E-2,0.10897420346736908,0.12033974379301071,0.13674977421760559,0.14462375640869141,0]
[{"$f":"Data[[#This Row],[category]]&Data[[#This Row],[subcategory]]&Data[[#This Row],[delivered]]&Data[[#This Row],[date]]&Data[[#This Row],[hour]]","v":"SublapSLAP_PGNPEnd Use LoadAvg Weekday (any)11"},"Sublap","SLAP_PGNP","End Use Load",2023,"Avg Weekday (any)","11",198,211.85714285714286,2.026555061340332,2.449333667755127,0.42277857661247253,5.17139732837677E-2,76.757125854492188,8.1753253936767578,1,1,0.33771666884422302,0.35650444030761719,0.39565974473953247,0.42277857661247253,0.4498974084854126,0.48905271291732788,0.50784051418304443,0.42934015393257141,0.51890885829925537,8.9568659663200378E-2,1.0955974459648132E-2,7.154768705368042E-2,7.5528010725975037E-2,8.3823345601558685E-2,8.9568659663200378E-2,9.5313981175422668E-2,0.10360930860042572,0.10758963972330093,0]
[{"$f":"Data[[#This Row],[category]]&Data[[#This Row],[subcategory]]&Data[[#This Row],[delivered]]&Data[[#This Row],[date]]&Data[[#This Row],[hour]]","v":"SublapSLAP_PGNPEnd Use LoadAvg Weekday (any)21"},"Sublap","SLAP_PGNP","End Use Load",2023,"Avg Weekday (any)","21",198,211.85714285714286,-1.1272433996200562,-3.9876205921173096,-2.8603770732879639,0.18312704563140869,84.637443542480469,-15.619631767272949,1,1,-3.1615941524505615,-3.0950639247894287,-2.9564089775085449,-2.8603770732879639,-2.7643451690673828,-2.625690221786499,-2.5591599941253662,-0.23881456255912781,-0.84480589628219604,-0.60599130392074585,3.8796771317720413E-2,-0.66980630159378052,-0.65571141242980957,-0.62633633613586426,-0.60599130392074585,-0.58564627170562744,-0.5562712550163269,-0.54217630624771118,0]
[{"$f":"Data[[#This Row],[category]]&Data[[#This Row],[subcategory]]&Data[[#This Row],[delivered]]&Data[[#This Row],[date]]&Data[[#This Row],[hour]]","v":"SublapSLAP_PGP2Net Load7/20/20236"},"Sublap","SLAP_PGP2","Net Load",2023,"7/20/2023","6",992,993,1.0102540254592896,0.93539315462112427,-7.4860885739326477E-2,6.3480794429779053E-2,58.483871459960938,-1.1792682409286499,0,0,-0.17927749454975128,-0.15621480345726013,-0.10815024375915527,-7.4860885739326477E-2,-4.1571523994207382E-2,6.4930259250104427E-3,2.9555728659033775E-2,1.0031822919845581,0.92884540557861328,-7.4336856603622437E-2,6.3036426901817322E-2,-0.17802254855632782,-0.15512129664421082,-0.10739319026470184,-7.4336856603622437E-2,-4.128052294254303E-2,6.4475745894014835E-3,2.9348839074373245E-2,0]
[{"$f":"Data[[#This Row],[category]]&Data[[#This Row],[subcategory]]&Data[[#This Row],[delivered]]&Data[[#This Row],[date]]&Data[[#This Row],[hour]]","v":"SublapSLAP_PGP2Net Load7/20/202312"},"Sublap","SLAP_PGP2","Net Load",2023,"7/20/2023","12",992,993,-2.0554797649383545,-2.1944355964660645,-0.13895563781261444,7.6389618217945099E-2,71.212699890136719,-1.8190382719039917,1,0,-0.26460537314414978,-0.23685286939144135,-0.17901439964771271,-0.13895563781261444,-9.8896883428096771E-2,-4.1058402508497238E-2,-1.3305896893143654E-2,-2.0410914421081543,-2.1790745258331299,-0.13798294961452484,7.5854890048503876E-2,-0.26275312900543213,-0.23519490659236908,-0.17776130139827728,-0.13798294961452484,-9.8204605281352997E-2,-4.0770992636680603E-2,-1.321275532245636E-2,0]
[{"$f":"Data[[#This Row],[category]]&Data[[#This Row],[subcategory]]&Data[[#This Row],[delivered]]&Data[[#This Row],[date]]&Data[[#This Row],[hour]]","v":"SublapSLAP_PGP2Net Load7/20/2023Event Window"},"Sublap","SLAP_PGP2","Net Load",2023,"7/20/2023","Event Window",992,993,0.81394773721694946,-2.970564603805542,-3.7845122814178467,0.12478972226381302,70.89263916015625,-30.327116012573242,1,1,-3.9897730350494385,-3.94443678855896,-3.8499519824981689,-3.7845122814178467,-3.7190725803375244,-3.6245877742767334,-3.5792515277862549,0.80825012922286987,-2.9497706890106201,-3.7580206394195557,0.12391619384288788,-3.9618446826934814,-3.9168257713317871,-3.8230023384094238,-3.7580206394195557,-3.6930391788482666,-3.5992157459259033,-3.554196834564209,0]
[{"$f":"Data[[#This Row],[category]]&Data[[#This Row],[subcategory]]&Data[[#This Row],[delivered]]&Data[[#This Row],[date]]&Data[[#This Row],[hour]]","v":"SublapSLAP_PGP2Net Load7/25/202313"},"Sublap","SLAP_PGP2","Net Load",2023,"7/25/2023","13",995,996,-2.9890446662902832,-3.2853970527648926,-0.29635226726531982,7.9834349453449249E-2,75.559295654296875,-3.7120897769927979,1,1,-0.42766809463500977,-0.39866411685943604,-0.33821743726730347,-0.29635226726531982,-0.25448709726333618,-0.19404043257236481,-0.16503645479679108,-2.977088451385498,-3.2722554206848145,-0.29516685009002686,7.9515010118484497E-2,-0.42595741152763367,-0.39706945419311523,-0.33686456084251404,-0.29516685009002686,-0.25346913933753967,-0.19326427578926086,-0.16437630355358124,0]
[{"$f":"Data[[#This Row],[category]]&Data[[#This Row],[subcategory]]&Data[[#This Row],[delivered]]&Data[[#This Row],[date]]&Data[[#This Row],[hour]]","v":"SublapSLAP_PGP2Net Load7/25/202319"},"Sublap","SLAP_PGP2","Net Load",2023,"7/25/2023","19",995,996,-0.17224723100662231,-0.22848241031169891,-5.6235175579786301E-2,6.1418529599905014E-2,79.5517578125,-0.91560602188110352,0,0,-0.15725967288017273,-0.13494618237018585,-8.8443085551261902E-2,-5.6235175579786301E-2,-2.4027267470955849E-2,2.2475836798548698E-2,4.4789314270019531E-2,-0.17155824601650238,-0.22756847739219666,-5.6010235100984573E-2,6.1172854155302048E-2,-0.15663063526153564,-0.13440640270709991,-8.8089309632778168E-2,-5.6010235100984573E-2,-2.393115870654583E-2,2.2385934367775917E-2,4.4610157608985901E-2,0]
[{"$f":"Data[[#This Row],[category]]&Data[[#This Row],[subcategory]]&Data[[#This Row],[delivered]]&Data[[#This Row],[date]]&Data[[#This Row],[hour]]","v":"SublapSLAP_PGP2Net Load7/26/20234"},"Sublap","SLAP_PGP2","Net Load",2023,"7/26/2023","4",995,996,1.3520663976669312,1.3861808776855469,3.4114554524421692E-2,8.710295706987381E-2,62.068843841552734,0.39165782928466797,0,0,-0.10915706306695938,-7.7512376010417938E-2,-1.1562280356884003E-2,3.4114554524421692E-2,7.9791389405727386E-2,0.14574149250984192,0.17738616466522217,1.3466581106185913,1.3806360960006714,3.3978097140789032E-2,8.6754545569419861E-2,-0.10872043669223785,-7.720232754945755E-2,-1.1516030877828598E-2,3.3978097140789032E-2,7.9472221434116364E-2,0.14515852928161621,0.17667661607265472,0]
[{"$f":"Data[[#This Row],[category]]&Data[[#This Row],[subcategory]]&Data[[#This Row],[delivered]]&Data[[#This Row],[date]]&Data[[#This Row],[hour]]","v":"SublapSLAP_PGP2Net Load7/26/202321"},"Sublap","SLAP_PGP2","Net Load",2023,"7/26/2023","21",995,996,0.61817288398742676,-0.512381911277771,-1.1305547952651978,0.10506338626146317,66.131156921386719,-10.760692596435547,1,1,-1.3033686876296997,-1.2651989459991455,-1.185650110244751,-1.1305547952651978,-1.0754594802856445,-0.99591064453125,-0.9577409029006958,0.61570018529891968,-0.51033240556716919,-1.1260325908660889,0.10464313626289368,-1.2981551885604858,-1.2601381540298462,-1.1809074878692627,-1.1260325908660889,-1.071157693862915,-0.99192702770233154,-0.95390993356704712,0]
[{"$f":"Data[[#This Row],[category]]&Data[[#This Row],[subcategory]]&Data[[#This Row],[delivered]]&Data[[#This Row],[date]]&Data[[#This Row],[hour]]","v":"SublapSLAP_PGP2Net Load8/28/20231"},"Sublap","SLAP_PGP2","Net Load",2023,"8/28/2023","1",1038,1039,2.2436392307281494,2.1196050643920898,-0.12403419613838196,0.10662358999252319,62.803951263427734,-1.1632903814315796,0,0,-0.29941439628601074,-0.26067781448364258,-0.17994765937328339,-0.12403419613838196,-6.812073290348053E-2,1.2609432451426983E-2,5.1346004009246826E-2,2.3311412334442139,2.2022695541381836,-0.12887153029441833,0.11078190803527832,-0.31109157204627991,-0.27084425091743469,-0.18696561455726624,-0.12887153029441833,-7.0777438580989838E-2,1.3101200573146343E-2,5.3348496556282043E-2,0]
[{"$f":"Data[[#This Row],[category]]&Data[[#This Row],[subcategory]]&Data[[#This Row],[delivered]]&Data[[#This Row],[date]]&Data[[#This Row],[hour]]","v":"SublapSLAP_PGP2Net Load8/28/202311"},"Sublap","SLAP_PGP2","Net Load",2023,"8/28/2023","11",1038,1039,-0.37173554301261902,-0.60195571184158325,-0.23022013902664185,7.5462281703948975E-2,69.927261352539063,-3.0507974624633789,1,1,-0.35434454679489136,-0.32692894339561462,-0.2697925865650177,-0.23022013902664185,-0.1906476765871048,-0.13351133465766907,-0.10609573125839233,-0.38623324036598206,-0.62543195486068726,-0.23919872939586639,7.8405313193798065E-2,-0.36816397309303284,-0.33967918157577515,-0.28031450510025024,-0.23919872939586639,-0.19808293879032135,-0.13871827721595764,-0.11023346334695816,0]
[{"$f":"Data[[#This Row],[category]]&Data[[#This Row],[subcategory]]&Data[[#This Row],[delivered]]&Data[[#This Row],[date]]&Data[[#This Row],[hour]]","v":"SublapSLAP_PGP2Net Load8/29/20233"},"Sublap","SLAP_PGP2","Net Load",2023,"8/29/2023","3",1038,1039,1.2072008848190308,1.6453468799591064,0.4381459653377533,8.4027804434299469E-2,60.780345916748047,5.2142972946166992,1,1,0.29993253946304321,0.33046001195907593,0.39408174157142639,0.4381459653377533,0.4822101891040802,0.54583191871643066,0.57635939121246338,1.254281759262085,1.7095154523849487,0.45523366332054138,8.7304890155792236E-2,0.31162992119789124,0.34334796667098999,0.40945091843605042,0.45523366332054138,0.50101637840270996,0.56711935997009277,0.59883743524551392,0]
[{"$f":"Data[[#This Row],[category]]&Data[[#This Row],[subcategory]]&Data[[#This Row],[delivered]]&Data[[#This Row],[date]]&Data[[#This Row],[hour]]","v":"SublapSLAP_PGP2Net Load8/29/202313"},"Sublap","SLAP_PGP2","Net Load",2023,"8/29/2023","13",1038,1039,-2.9626970291137695,-1.8358477354049683,1.1268491744995117,9.1655097901821136E-2,75.472061157226563,12.294451713562012,1,1,0.9760899543762207,1.0093884468078613,1.0787851810455322,1.1268491744995117,1.1749131679534912,1.2443099021911621,1.2776083946228027,-3.078242301940918,-1.9074457883834839,1.170796275138855,9.5229648053646088E-2,1.0141574144363403,1.0487545728683472,1.120857834815979,1.170796275138855,1.2207348346710205,1.2928379774093628,1.3274351358413696,0]
[{"$f":"Data[[#This Row],[category]]&Data[[#This Row],[subcategory]]&Data[[#This Row],[delivered]]&Data[[#This Row],[date]]&Data[[#This Row],[hour]]","v":"SublapSLAP_PGP2Net Load8/29/202321"},"Sublap","SLAP_PGP2","Net Load",2023,"8/29/2023","21",1038,1039,0.55146384239196777,-1.5013680458068848,-2.0528318881988525,7.7232114970684052E-2,72.373794555664063,-26.580028533935547,1,1,-2.1798675060272217,-2.1518087387084961,-2.0933325290679932,-2.0528318881988525,-2.0123312473297119,-1.9538549184799194,-1.9257963895797729,0.5729709267616272,-1.5599213838577271,-2.132892370223999,8.0244168639183044E-2,-2.2648823261260986,-2.2357292175292969,-2.1749725341796875,-2.132892370223999,-2.0908122062683105,-2.0300552845001221,-2.0009024143218994,0]
[{"$f":"Data[[#This Row],[category]]&Data[[#This Row],[subcategory]]&Data[[#This Row],[delivered]]&Data[[#This Row],[date]]&Data[[#This Row],[hour]]","v":"SublapSLAP_PGP2Net Load8/30/202310"},"Sublap","SLAP_PGP2","Net Load",2023,"8/30/2023","10",1040,1041,4.8991333693265915E-2,0.42224037647247314,0.37324905395507813,4.7338824719190598E-2,70.25384521484375,7.8846287727355957,1,1,0.29538360238075256,0.31258189678192139,0.34842455387115479,0.37324905395507813,0.39807355403900146,0.43391621112823486,0.45111450552940369,5.0999976694583893E-2,0.43955221772193909,0.38855227828025818,4.9279715865850449E-2,0.30749434232711792,0.32539775967597961,0.36270996928215027,0.38855227828025818,0.4143945574760437,0.45170676708221436,0.46961021423339844,0]
[{"$f":"Data[[#This Row],[category]]&Data[[#This Row],[subcategory]]&Data[[#This Row],[delivered]]&Data[[#This Row],[date]]&Data[[#This Row],[hour]]","v":"SublapSLAP_PGP2Net Load8/30/202320"},"Sublap","SLAP_PGP2","Net Load",2023,"8/30/2023","20",1040,1041,0.91812735795974731,-2.4381058216094971,-3.3562331199645996,0.10039246082305908,83.403366088867188,-33.431125640869141,1,1,-3.5213639736175537,-3.4848911762237549,-3.4088790416717529,-3.3562331199645996,-3.3035871982574463,-3.2275750637054443,-3.1911022663116455,0.95577055215835571,-2.5380680561065674,-3.4938387870788574,0.10450854897499084,-3.6657400131225586,-3.6277716159820557,-3.5486431121826172,-3.4938387870788574,-3.4390342235565186,-3.3599057197570801,-3.3219375610351563,0]
[{"$f":"Data[[#This Row],[category]]&Data[[#This Row],[subcategory]]&Data[[#This Row],[delivered]]&Data[[#This Row],[date]]&Data[[#This Row],[hour]]","v":"SublapSLAP_PGP2Net Load9/19/20231"},"Sublap","SLAP_PGP2","Net Load",2023,"9/19/2023","1",1055,1056,2.2703847885131836,2.3554787635803223,8.5093818604946136E-2,9.8646409809589386E-2,61.728908538818359,0.86261445283889771,0,0,-7.7165089547634125E-2,-4.1326642036437988E-2,3.3363591879606247E-2,8.5093818604946136E-2,0.13682404160499573,0.21151427924633026,0.2473527193069458,2.3975262641906738,2.4873855113983154,8.9859075844287872E-2,0.10417060554027557,-8.1486336886882782E-2,-4.3640933930873871E-2,3.5231951624155045E-2,8.9859075844287872E-2,0.1444861888885498,0.22335907816886902,0.26120448112487793,0]
[{"$f":"Data[[#This Row],[category]]&Data[[#This Row],[subcategory]]&Data[[#This Row],[delivered]]&Data[[#This Row],[date]]&Data[[#This Row],[hour]]","v":"SublapSLAP_PGP2Net Load9/19/202310"},"Sublap","SLAP_PGP2","Net Load",2023,"9/19/2023","10",1055,1056,0.22012369334697723,0.3359241783618927,0.11580047011375427,4.5207895338535309E-2,64.265403747558594,2.5615098476409912,1,1,4.1440099477767944E-2,5.7864222675561905E-2,9.2093423008918762E-2,0.11580047011375427,0.13950751721858978,0.17373672127723694,0.1901608407497406,0.23245061933994293,0.35473594069480896,0.12228529900312424,4.7739539295434952E-2,4.3760746717453003E-2,6.1104618012905121E-2,9.7250655293464661E-2,0.12228529900312424,0.14731994271278381,0.18346597254276276,0.20080985128879547,0]
[{"$f":"Data[[#This Row],[category]]&Data[[#This Row],[subcategory]]&Data[[#This Row],[delivered]]&Data[[#This Row],[date]]&Data[[#This Row],[hour]]","v":"SublapSLAP_PGP2Net LoadAvg Weekday 8-9pm2"},"Sublap","SLAP_PGP2","Net Load",2023,"Avg Weekday 8-9pm","2",995,994.5,2.0004901885986328,1.8348290920257568,-0.1656610518693924,7.7851653099060059E-2,59.964321136474609,-2.1279065608978271,1,1,-0.29371562600135803,-0.2654319703578949,-0.20648649334907532,-0.1656610518693924,-0.12483560293912888,-6.589014083147049E-2,-3.7606477737426758E-2,1.9894875288009644,1.824737548828125,-0.16474992036819458,7.7423468232154846E-2,-0.29210019111633301,-0.26397210359573364,-0.20535081624984741,-0.16474992036819458,-0.12414900958538055,-6.5527744591236115E-2,-3.7399642169475555E-2,0]
[{"$f":"Data[[#This Row],[category]]&Data[[#This Row],[subcategory]]&Data[[#This Row],[delivered]]&Data[[#This Row],[date]]&Data[[#This Row],[hour]]","v":"SublapSLAP_PGP2Net LoadAvg Weekday 8-9pm8"},"Sublap","SLAP_PGP2","Net Load",2023,"Avg Weekday 8-9pm","8",995,994.5,0.71424674987792969,0.64155274629592896,-7.2693973779678345E-2,2.7670904994010925E-2,59.35125732421875,-2.6270906925201416,1,1,-0.11820856481790543,-0.10815566778182983,-8.7204612791538239E-2,-7.2693973779678345E-2,-5.8183338493108749E-2,-3.7232283502817154E-2,-2.7179384604096413E-2,0.71031838655471802,0.63802421092987061,-7.2294153273105621E-2,2.7518715709447861E-2,-0.11755841970443726,-0.10756081342697144,-8.6724989116191864E-2,-7.2294153273105621E-2,-5.7863328605890274E-2,-3.7027504295110703E-2,-2.7029898017644882E-2,0]
[{"$f":"Data[[#This Row],[category]]&Data[[#This Row],[subcategory]]&Data[[#This Row],[delivered]]&Data[[#This Row],[date]]&Data[[#This Row],[hour]]","v":"SublapSLAP_PGP2Net LoadAvg Weekday 8-9pm18"},"Sublap","SLAP_PGP2","Net Load",2023,"Avg Weekday 8-9pm","18",995,994.5,-1.4654595851898193,-1.5675979852676392,-0.10213844478130341,4.1112877428531647E-2,81.960052490234375,-2.4843418598175049,1,1,-0.16976310312747955,-0.15482671558856964,-0.12369805574417114,-0.10213844478130341,-8.0578833818435669E-2,-4.945017397403717E-2,-3.4513778984546661E-2,-1.4573996067047119,-1.5589761734008789,-0.10157668590545654,4.0886756032705307E-2,-0.16882941126823425,-0.15397517383098602,-0.12301771342754364,-0.10157668590545654,-8.0135650932788849E-2,-4.9178197979927063E-2,-3.4323953092098236E-2,0]
[{"$f":"Data[[#This Row],[category]]&Data[[#This Row],[subcategory]]&Data[[#This Row],[delivered]]&Data[[#This Row],[date]]&Data[[#This Row],[hour]]","v":"SublapSLAP_PGP2Net LoadAvg Weekday 6-9pm5"},"Sublap","SLAP_PGP2","Net Load",2023,"Avg Weekday 6-9pm","5",1040,1025.3333333333333,1.2043695449829102,1.2681539058685303,6.3784293830394745E-2,4.4755816459655762E-2,60.573238372802734,1.4251620769500732,0,0,-9.8324734717607498E-3,6.4274072647094727E-3,4.0314320474863052E-2,6.3784293830394745E-2,8.7254263460636139E-2,0.12114118039608002,0.13740105926990509,1.2348802089691162,1.3002804517745972,6.5400160849094391E-2,4.5889630913734436E-2,-1.0081563144922256E-2,6.5902350470423698E-3,4.1335616260766983E-2,6.5400160849094391E-2,8.94647017121315E-2,0.12421008944511414,0.14088188111782074,0]
[{"$f":"Data[[#This Row],[category]]&Data[[#This Row],[subcategory]]&Data[[#This Row],[delivered]]&Data[[#This Row],[date]]&Data[[#This Row],[hour]]","v":"SublapSLAP_PGP2Net LoadAvg Weekday 6-9pm15"},"Sublap","SLAP_PGP2","Net Load",2023,"Avg Weekday 6-9pm","15",1040,1025.3333333333333,-3.0115725994110107,-2.8018636703491211,0.20970873534679413,5.3672153502702713E-2,83.554328918457031,3.9072167873382568,1,1,0.12142589688301086,0.14092510938644409,0.18156303465366364,0.20970873534679413,0.23785443603992462,0.27849236130714417,0.29799157381057739,-3.0878658294677734,-2.8728442192077637,0.21502135694026947,5.5031847208738327E-2,0.12450201809406281,0.14449521899223328,0.18616263568401337,0.21502135694026947,0.24388007819652557,0.28554749488830566,0.30554068088531494,0]
[{"$f":"Data[[#This Row],[category]]&Data[[#This Row],[subcategory]]&Data[[#This Row],[delivered]]&Data[[#This Row],[date]]&Data[[#This Row],[hour]]","v":"SublapSLAP_PGP2Net LoadAvg Weekday 6-9pmEvent Window"},"Sublap","SLAP_PGP2","Net Load",2023,"Avg Weekday 6-9pm","Event Window",1040,1025.3333333333333,0.48152443766593933,-3.0451719760894775,-3.5266964435577393,8.3299383521080017E-2,75.48907470703125,-42.337604522705078,1,1,-3.6637117862701416,-3.6334488391876221,-3.5703787803649902,-3.5266964435577393,-3.4830141067504883,-3.4199440479278564,-3.3896811008453369,0.493723064661026,-3.1223163604736328,-3.616039514541626,8.5409633815288544E-2,-3.7565257549285889,-3.7254962921142578,-3.6608283519744873,-3.616039514541626,-3.5712504386901855,-3.5065827369689941,-3.475553035736084,0]
[{"$f":"Data[[#This Row],[category]]&Data[[#This Row],[subcategory]]&Data[[#This Row],[delivered]]&Data[[#This Row],[date]]&Data[[#This Row],[hour]]","v":"SublapSLAP_PGP2Net LoadAvg Weekday (any)17"},"Sublap","SLAP_PGP2","Net Load",2023,"Avg Weekday (any)","17",1055,1022.8571428571429,-2.2672238349914551,-2.1148097515106201,0.15241417288780212,4.1270501911640167E-2,81.666473388671875,3.6930534839630127,1,1,8.4530241787433624E-2,9.9523894488811493E-2,0.13077190518379211,0.15241417288780212,0.17405644059181213,0.20530444383621216,0.22029811143875122,-2.3190460205078125,-2.1631481647491455,0.15589793026447296,4.221382737159729E-2,8.6462363600730896E-2,0.10179872810840607,0.1337609738111496,0.15589793026447296,0.17803487181663513,0.20999711751937866,0.22533349692821503,0]
[{"$f":"Data[[#This Row],[category]]&Data[[#This Row],[subcategory]]&Data[[#This Row],[delivered]]&Data[[#This Row],[date]]&Data[[#This Row],[hour]]","v":"SublapSLAP_PGP2End Use Load7/20/20234"},"Sublap","SLAP_PGP2","End Use Load",2023,"7/20/2023","4",935,993,-0.17755208909511566,-0.18491978943347931,-7.3677008040249348E-3,1.2810125946998596E-2,59.620319366455078,-0.57514661550521851,0,0,-2.843848243355751E-2,-2.3784536868333817E-2,-1.4085337519645691E-2,-7.3677008040249348E-3,-6.5006420481950045E-4,9.0491361916065216E-3,1.3703081756830215E-2,-0.17630922794342041,-0.18362535536289215,-7.3161269538104534E-3,1.2720455415546894E-2,-2.8239412233233452E-2,-2.3618044331669807E-2,-1.3986740261316299E-2,-7.3161269538104534E-3,-6.4551376271992922E-4,8.9857922866940498E-3,1.3607160188257694E-2,0]
[{"$f":"Data[[#This Row],[category]]&Data[[#This Row],[subcategory]]&Data[[#This Row],[delivered]]&Data[[#This Row],[date]]&Data[[#This Row],[hour]]","v":"SublapSLAP_PGP2End Use Load7/20/20237"},"Sublap","SLAP_PGP2","End Use Load",2023,"7/20/2023","7",935,993,-0.14545813202857971,-0.16445989906787872,-1.9001757726073265E-2,1.2827144935727119E-2,58.376472473144531,-1.4813708066940308,0,0,-4.010053351521492E-2,-3.5440403968095779E-2,-2.5728318840265274E-2,-1.9001757726073265E-2,-1.2275196611881256E-2,-2.5631100870668888E-3,2.0970180630683899E-3,-0.14443992078304291,-0.16330868005752563,-1.8868746235966682E-2,1.2737355194985867E-2,-3.9819829165935516E-2,-3.5192321985960007E-2,-2.5548219680786133E-2,-1.8868746235966682E-2,-1.2189269997179508E-2,-2.5451683904975653E-3,2.082339022308588E-3,0]
[{"$f":"Data[[#This Row],[category]]&Data[[#This Row],[subcategory]]&Data[[#This Row],[delivered]]&Data[[#This Row],[date]]&Data[[#This Row],[hour]]","v":"SublapSLAP_PGP2End Use Load7/20/202324"},"Sublap","SLAP_PGP2","End Use Load",2023,"7/20/2023","24",935,993,-0.41456598043441772,-0.20623795688152313,0.20832802355289459,2.3968862369656563E-2,63.377540588378906,8.6916112899780273,1,1,0.16890275478363037,0.17761069536209106,0.19575874507427216,0.20832802355289459,0.22089730203151703,0.23904535174369812,0.24775329232215881,-0.41166400909423828,-0.20479428768157959,0.20686972141265869,2.3801080882549286E-2,0.16772043704986572,0.17636741697788239,0.19438843429088593,0.20686972141265869,0.21935102343559265,0.23737204074859619,0.24601902067661285,0]
[{"$f":"Data[[#This Row],[category]]&Data[[#This Row],[subcategory]]&Data[[#This Row],[delivered]]&Data[[#This Row],[date]]&Data[[#This Row],[hour]]","v":"SublapSLAP_PGP2End Use Load7/25/20239"},"Sublap","SLAP_PGP2","End Use Load",2023,"7/25/2023","9",938,996,0.8642314076423645,0.98904693126678467,0.12481548637151718,1.9418396055698395E-2,63.449359893798828,6.4276928901672363,1,1,9.2875070869922638E-2,9.99298095703125E-2,0.11463247239589691,0.12481548637151718,0.13499850034713745,0.14970116317272186,0.15675590932369232,0.8607744574546814,0.98509073257446289,0.12431622296571732,1.9340721890330315E-2,9.2503570020198822E-2,9.9530093371868134E-2,0.11417394131422043,0.12431622296571732,0.1344585120677948,0.14910236001014709,0.15612888336181641,0]
[{"$f":"Data[[#This Row],[category]]&Data[[#This Row],[subcategory]]&Data[[#This Row],[delivered]]&Data[[#This Row],[date]]&Data[[#This Row],[hour]]","v":"SublapSLAP_PGP2End Use Load7/25/202314"},"Sublap","SLAP_PGP2","End Use Load",2023,"7/25/2023","14",938,996,0.81553900241851807,0.57108956575393677,-0.24444946646690369,3.6474771797657013E-2,78.835289001464844,-6.7018780708312988,1,1,-0.30444511771202087,-0.29119375348091125,-0.26357686519622803,-0.24444946646690369,-0.22532208263874054,-0.19770516455173492,-0.18445380032062531,0.81227684020996094,0.56880521774291992,-0.2434716671705246,3.6328874528408051E-2,-0.30322733521461487,-0.29002898931503296,-0.26252254843711853,-0.2434716671705246,-0.22442080080509186,-0.19691434502601624,-0.18371598422527313,0]
[{"$f":"Data[[#This Row],[category]]&Data[[#This Row],[subcategory]]&Data[[#This Row],[delivered]]&Data[[#This Row],[date]]&Data[[#This Row],[hour]]","v":"SublapSLAP_PGP2End Use Load7/26/20236"},"Sublap","SLAP_PGP2","End Use Load",2023,"7/26/2023","6",938,996,-0.13544230163097382,-5.0475619733333588E-2,8.4966681897640228E-2,9.7183883190155029E-3,60.136459350585938,8.7428779602050781,1,1,6.8981356918811798E-2,7.2512067854404449E-2,7.9870350658893585E-2,8.4966681897640228E-2,9.0063013136386871E-2,9.7421295940876007E-2,0.10095200687646866,-0.1349005252122879,-5.0273716449737549E-2,8.4626816213130951E-2,9.6795149147510529E-3,6.8705432116985321E-2,7.2222016751766205E-2,7.9550869762897491E-2,8.4626816213130951E-2,8.970276266336441E-2,9.70316082239151E-2,0.10054820030927658,0]
[{"$f":"Data[[#This Row],[category]]&Data[[#This Row],[subcategory]]&Data[[#This Row],[delivered]]&Data[[#This Row],[date]]&Data[[#This Row],[hour]]","v":"SublapSLAP_PGP2End Use Load7/26/202316"},"Sublap","SLAP_PGP2","End Use Load",2023,"7/26/2023","16",938,996,-0.19480341672897339,0.1702771782875061,0.36508059501647949,3.7079617381095886E-2,78.73187255859375,9.8458566665649414,1,1,0.30409005284309387,0.31756114959716797,0.34563601016998291,0.36508059501647949,0.38452517986297607,0.41260004043579102,0.42607113718986511,-0.19402420520782471,0.16959607601165771,0.36362028121948242,3.6931298673152924E-2,0.30287370085716248,0.31629091501235962,0.34425348043441772,0.36362028121948242,0.38298708200454712,0.41094964742660522,0.42436686158180237,0]
[{"$f":"Data[[#This Row],[category]]&Data[[#This Row],[subcategory]]&Data[[#This Row],[delivered]]&Data[[#This Row],[date]]&Data[[#This Row],[hour]]","v":"SublapSLAP_PGP2End Use Load7/26/202322"},"Sublap","SLAP_PGP2","End Use Load",2023,"7/26/2023","22",938,996,-0.73112410306930542,0.11602132022380829,0.8471454381942749,5.392725020647049E-2,62.566097259521484,15.709041595458984,1,1,0.75844299793243408,0.77803486585617065,0.81886595487594604,0.8471454381942749,0.87542492151260376,0.91625601053237915,0.93584787845611572,-0.72819960117340088,0.1155572384595871,0.84375685453414917,5.3711540997028351E-2,0.75540924072265625,0.77492272853851318,0.815590500831604,0.84375685453414917,0.87192320823669434,0.91259098052978516,0.93210446834564209,0]
[{"$f":"Data[[#This Row],[category]]&Data[[#This Row],[subcategory]]&Data[[#This Row],[delivered]]&Data[[#This Row],[date]]&Data[[#This Row],[hour]]","v":"SublapSLAP_PGP2End Use Load8/28/20239"},"Sublap","SLAP_PGP2","End Use Load",2023,"8/28/2023","9",977,1039,0.85553640127182007,0.76881372928619385,-8.6722694337368011E-2,2.2547487169504166E-2,62.633060455322266,-3.846224308013916,1,1,-0.12381000816822052,-0.11561845988035202,-9.8546609282493591E-2,-8.6722694337368011E-2,-7.4898779392242432E-2,-5.7826925069093704E-2,-4.9635376781225204E-2,0.88890230655670166,0.79879748821258545,-9.0104877948760986E-2,2.3426840081810951E-2,-0.12863859534263611,-0.12012758105993271,-0.10238992422819138,-9.0104877948760986E-2,-7.7819831669330597E-2,-6.0082174837589264E-2,-5.1571156829595566E-2,0]
[{"$f":"Data[[#This Row],[category]]&Data[[#This Row],[subcategory]]&Data[[#This Row],[delivered]]&Data[[#This Row],[date]]&Data[[#This Row],[hour]]","v":"SublapSLAP_PGP2End Use Load8/28/202323"},"Sublap","SLAP_PGP2","End Use Load",2023,"8/28/2023","23",977,1039,-0.62841880321502686,2.5095188990235329E-2,0.65351402759552002,4.635218158364296E-2,64.591094970703125,14.098883628845215,1,1,0.57727146148681641,0.59411132335662842,0.62920689582824707,0.65351402759552002,0.67782115936279297,0.71291673183441162,0.72975659370422363,-0.65292716026306152,2.6073900982737541E-2,0.6790010929107666,4.8159915953874588E-2,0.59978502988815308,0.61728167533874512,0.65374594926834106,0.6790010929107666,0.70425617694854736,0.74072051048278809,0.75821709632873535,0]
[{"$f":"Data[[#This Row],[category]]&Data[[#This Row],[subcategory]]&Data[[#This Row],[delivered]]&Data[[#This Row],[date]]&Data[[#This Row],[hour]]","v":"SublapSLAP_PGP2End Use Load8/29/20234"},"Sublap","SLAP_PGP2","End Use Load",2023,"8/29/2023","4",977,1039,-0.14793695509433746,-2.2831115871667862E-2,0.12510582804679871,1.248796284198761E-2,59.881782531738281,10.018113136291504,1,1,0.10456495732069016,0.10910186171531677,0.11855713278055191,0.12510582804679871,0.1316545158624649,0.14110979437828064,0.14564670622348785,-0.15370649099349976,-2.3721529170870781E-2,0.12998495995998383,1.2974993325769901E-2,0.10864298790693283,0.11335683614015579,0.12318085879087448,0.12998495995998383,0.13678903877735138,0.14661307632923126,0.15132692456245422,0]
[{"$f":"Data[[#This Row],[category]]&Data[[#This Row],[subcategory]]&Data[[#This Row],[delivered]]&Data[[#This Row],[date]]&Data[[#This Row],[hour]]","v":"SublapSLAP_PGP2End Use Load8/29/202314"},"Sublap","SLAP_PGP2","End Use Load",2023,"8/29/2023","14",977,1039,0.82945603132247925,1.5750900506973267,0.74563401937484741,5.4988749325275421E-2,78.974411010742188,13.559756278991699,1,1,0.65518558025360107,0.67516309022903442,0.71679788827896118,0.74563401937484741,0.77447015047073364,0.8161049485206604,0.83608245849609375,0.86180484294891357,1.6365185976028442,0.77471375465393066,5.7133309543132782E-2,0.68073779344558716,0.70149445533752441,0.74475300312042236,0.77471375465393066,0.80467450618743896,0.84793305397033691,0.86868965625762939,0]
[{"$f":"Data[[#This Row],[category]]&Data[[#This Row],[subcategory]]&Data[[#This Row],[delivered]]&Data[[#This Row],[date]]&Data[[#This Row],[hour]]","v":"SublapSLAP_PGP2End Use Load8/30/20238"},"Sublap","SLAP_PGP2","End Use Load",2023,"8/30/2023","8",979,1041,8.4038786590099335E-2,0.21037691831588745,0.12633812427520752,1.1519831605255604E-2,60.993362426757813,10.967011451721191,1,1,0.10738968849182129,0.11157486587762833,0.12029711902141571,0.12633812427520752,0.13237912952899933,0.14110137522220612,0.14528656005859375,8.7484374642372131E-2,0.219002366065979,0.13151799142360687,1.1992144398391247E-2,0.1117926687002182,0.11614943295717239,0.12522929906845093,0.13151799142360687,0.13780666887760162,0.14688652753829956,0.15124331414699554,0]
[{"$f":"Data[[#This Row],[category]]&Data[[#This Row],[subcategory]]&Data[[#This Row],[delivered]]&Data[[#This Row],[date]]&Data[[#This Row],[hour]]","v":"SublapSLAP_PGP2End Use Load8/30/202311"},"Sublap","SLAP_PGP2","End Use Load",2023,"8/30/2023","11",979,1041,2.0575361251831055,2.7609846591949463,0.70344865322113037,4.7830734401941299E-2,75.553627014160156,14.707042694091797,1,1,0.62477409839630127,0.6421511173248291,0.67836618423461914,0.70344865322113037,0.7285311222076416,0.76474618911743164,0.78212320804595947,2.141895055770874,2.8741850852966309,0.73229002952575684,4.9791794270277023E-2,0.65038985013961792,0.668479323387146,0.70617920160293579,0.73229002952575684,0.75840091705322266,0.79610079526901245,0.81419026851654053,0]
[{"$f":"Data[[#This Row],[category]]&Data[[#This Row],[subcategory]]&Data[[#This Row],[delivered]]&Data[[#This Row],[date]]&Data[[#This Row],[hour]]","v":"SublapSLAP_PGP2End Use Load8/30/202321"},"Sublap","SLAP_PGP2","End Use Load",2023,"8/30/2023","21",979,1041,-1.0669897794723511,-5.0959763526916504,-4.028986930847168,9.4804465770721436E-2,79.031150817871094,-42.497859954833984,1,1,-4.1849265098571777,-4.1504836082458496,-4.078702449798584,-4.028986930847168,-3.979271411895752,-3.9074900150299072,-3.8730473518371582,-1.1107363700866699,-5.3049116134643555,-4.1941752433776855,9.8691448569297791E-2,-4.356508731842041,-4.3206534385681152,-4.2459292411804199,-4.1941752433776855,-4.1424217224121094,-4.0676970481872559,-4.0318422317504883,0]
[{"$f":"Data[[#This Row],[category]]&Data[[#This Row],[subcategory]]&Data[[#This Row],[delivered]]&Data[[#This Row],[date]]&Data[[#This Row],[hour]]","v":"SublapSLAP_PGP2End Use Load9/19/202313"},"Sublap","SLAP_PGP2","End Use Load",2023,"9/19/2023","13",993,1056,1.6107511520385742,1.5888439416885376,-2.1907282993197441E-2,4.0575318038463593E-2,71.195869445800781,-0.53991645574569702,0,0,-8.8647745549678802E-2,-7.3906645178794861E-2,-4.3184999376535416E-2,-2.1907282993197441E-2,-6.2956538749858737E-4,3.0092079192399979E-2,4.4833175837993622E-2,1.7009532451629639,1.6778192520141602,-2.3134090006351471E-2,4.2847536504268646E-2,-9.3612022697925568E-2,-7.8045420348644257E-2,-4.560336098074913E-2,-2.3134090006351471E-2,-6.6482106922194362E-4,3.1777236610651016E-2,4.7343835234642029E-2,0]
[{"$f":"Data[[#This Row],[category]]&Data[[#This Row],[subcategory]]&Data[[#This Row],[delivered]]&Data[[#This Row],[date]]&Data[[#This Row],[hour]]","v":"SublapSLAP_PGP2End Use Load9/19/202318"},"Sublap","SLAP_PGP2","End Use Load",2023,"9/19/2023","18",993,1056,-0.93714463710784912,-3.4255599975585938,-2.4884152412414551,7.4718005955219269E-2,71.513595581054688,-33.304092407226563,1,1,-2.6113154888153076,-2.5841701030731201,-2.5275974273681641,-2.4884152412414551,-2.4492330551147461,-2.39266037940979,-2.3655149936676025,-0.9896247386932373,-3.6173913478851318,-2.6277666091918945,7.8902214765548706E-2,-2.7575490474700928,-2.7288837432861328,-2.6691429615020752,-2.6277666091918945,-2.5863900184631348,-2.5266494750976563,-2.4979839324951172,0]
[{"$f":"Data[[#This Row],[category]]&Data[[#This Row],[subcategory]]&Data[[#This Row],[delivered]]&Data[[#This Row],[date]]&Data[[#This Row],[hour]]","v":"SublapSLAP_PGP2End Use LoadAvg Weekday 8-9pm3"},"Sublap","SLAP_PGP2","End Use Load",2023,"Avg Weekday 8-9pm","3",938,994.5,-0.11363476514816284,-0.16747868061065674,-5.3843915462493896E-2,1.4452309347689152E-2,59.636459350585938,-3.7256271839141846,1,1,-7.7615849673748016E-2,-7.236529141664505E-2,-6.1422713100910187E-2,-5.3843915462493896E-2,-4.6265117824077606E-2,-3.5322535783052444E-2,-3.0071981251239777E-2,-0.11300977319478989,-0.16655755043029785,-5.3547773510217667E-2,1.4372821897268295E-2,-7.7188961207866669E-2,-7.1967281401157379E-2,-6.1084888875484467E-2,-5.3547773510217667E-2,-4.6010658144950867E-2,-3.5128261893987656E-2,-2.9906585812568665E-2,0]
[{"$f":"Data[[#This Row],[category]]&Data[[#This Row],[subcategory]]&Data[[#This Row],[delivered]]&Data[[#This Row],[date]]&Data[[#This Row],[hour]]","v":"SublapSLAP_PGP2End Use LoadAvg Weekday 8-9pm20"},"Sublap","SLAP_PGP2","End Use Load",2023,"Avg Weekday 8-9pm","20",938,994.5,-1.0127145051956177,-1.8281055688858032,-0.81539106369018555,3.083328902721405E-2,75.896324157714844,-26.445154190063477,1,1,-0.8661072850227356,-0.85490548610687256,-0.83156007528305054,-0.81539106369018555,-0.79922205209732056,-0.77587664127349854,-0.7646748423576355,-1.007144570350647,-1.8180509805679321,-0.81090641021728516,3.0663706362247467E-2,-0.86134368181228638,-0.85020351409912109,-0.82698649168014526,-0.81090641021728516,-0.79482632875442505,-0.77160930633544922,-0.76046913862228394,0]
[{"$f":"Data[[#This Row],[category]]&Data[[#This Row],[subcategory]]&Data[[#This Row],[delivered]]&Data[[#This Row],[date]]&Data[[#This Row],[hour]]","v":"SublapSLAP_PGP2End Use LoadAvg Weekday 6-9pm5"},"Sublap","SLAP_PGP2","End Use Load",2023,"Avg Weekday 6-9pm","5",979,1025.3333333333333,-0.13849236071109772,-8.0824948847293854E-2,5.7667408138513565E-2,9.145764634013176E-3,60.58197021484375,6.3053674697875977,1,1,4.2623963207006454E-2,4.5946639031171799E-2,5.287136510014534E-2,5.7667408138513565E-2,6.246345117688179E-2,6.9388173520565033E-2,7.2710849344730377E-2,-0.14200083911418915,-8.287251740694046E-2,5.9128314256668091E-2,9.3774572014808655E-3,4.3703772127628326E-2,4.7110620886087418E-2,5.4210774600505829E-2,5.9128314256668091E-2,6.404586136341095E-2,7.1146003901958466E-2,7.4552856385707855E-2,0]
[{"$f":"Data[[#This Row],[category]]&Data[[#This Row],[subcategory]]&Data[[#This Row],[delivered]]&Data[[#This Row],[date]]&Data[[#This Row],[hour]]","v":"SublapSLAP_PGP2End Use LoadAvg Weekday 6-9pm17"},"Sublap","SLAP_PGP2","End Use Load",2023,"Avg Weekday 6-9pm","17",979,1025.3333333333333,-0.70173454284667969,1.9684882834553719E-2,0.72141939401626587,4.3794650584459305E-2,84.986717224121094,16.472774505615234,1,1,0.64938360452651978,0.66529428958892822,0.69845348596572876,0.72141939401626587,0.74438530206680298,0.77754449844360352,0.79345518350601196,-0.71951180696487427,2.0183566957712173E-2,0.73969537019729614,4.4904116541147232E-2,0.66583466529846191,0.68214839696884155,0.71614766120910645,0.73969537019729614,0.76324307918548584,0.79724228382110596,0.81355607509613037,0]
[{"$f":"Data[[#This Row],[category]]&Data[[#This Row],[subcategory]]&Data[[#This Row],[delivered]]&Data[[#This Row],[date]]&Data[[#This Row],[hour]]","v":"SublapSLAP_PGP2End Use LoadAvg Weekday (any)2"},"Sublap","SLAP_PGP2","End Use Load",2023,"Avg Weekday (any)","2",993,1022.8571428571429,0.16111584007740021,0.28335019946098328,0.12223436683416367,1.7431655898690224E-2,61.933216094970703,7.0122060775756836,1,1,9.3561843037605286E-2,9.9894799292087555E-2,0.11309319734573364,0.12223436683416367,0.13137553632259369,0.14457392692565918,0.15090689063072205,0.16479848325252533,0.28982678055763245,0.12502829730510712,1.7830094322562218E-2,9.5700398087501526E-2,0.10217811167240143,0.11567818373441696,0.12502829730510712,0.13437840342521667,0.14787846803665161,0.15435619652271271,0]
[{"$f":"Data[[#This Row],[category]]&Data[[#This Row],[subcategory]]&Data[[#This Row],[delivered]]&Data[[#This Row],[date]]&Data[[#This Row],[hour]]","v":"SublapSLAP_PGP2End Use LoadAvg Weekday (any)12"},"Sublap","SLAP_PGP2","End Use Load",2023,"Avg Weekday (any)","12",993,1022.8571428571429,1.9016038179397583,2.4404072761535645,0.53880351781845093,2.5010041892528534E-2,72.951072692871094,21.543487548828125,1,1,0.49766567349433899,0.50675183534622192,0.52568823099136353,0.53880351781845093,0.55191880464553833,0.57085520029067993,0.57994139194488525,1.9450690746307373,2.4961879253387451,0.55111902952194214,2.5581700727343559E-2,0.50904089212417603,0.51833474636077881,0.5377039909362793,0.55111902952194214,0.56453406810760498,0.58390331268310547,0.59319716691970825,0]
[{"$f":"Data[[#This Row],[category]]&Data[[#This Row],[subcategory]]&Data[[#This Row],[delivered]]&Data[[#This Row],[date]]&Data[[#This Row],[hour]]","v":"SublapSLAP_PGP2End Use LoadAvg Weekday (any)18"},"Sublap","SLAP_PGP2","End Use Load",2023,"Avg Weekday (any)","18",993,1022.8571428571429,-0.95635485649108887,-1.2759535312652588,-0.31959861516952515,3.4249760210514069E-2,80.474136352539063,-9.3314113616943359,1,1,-0.37593445181846619,-0.36349144577980042,-0.33755919337272644,-0.31959861516952515,-0.30163803696632385,-0.27570578455924988,-0.26326277852058411,-0.97821438312530518,-1.305118203163147,-0.32690373063087463,3.5032611340284348E-2,-0.38452723622322083,-0.37179982662200928,-0.34527483582496643,-0.32690373063087463,-0.30853262543678284,-0.28200763463973999,-0.26928022503852844,0]
[{"$f":"Data[[#This Row],[category]]&Data[[#This Row],[subcategory]]&Data[[#This Row],[delivered]]&Data[[#This Row],[date]]&Data[[#This Row],[hour]]","v":"SublapSLAP_PGSBNet Load7/20/202312"},"Sublap","SLAP_PGSB","Net Load",2023,"7/20/2023","12",846,847,-2.2617833614349365,-2.1590542793273926,0.10272885859012604,7.4981234967708588E-2,75.3096923828125,1.370060920715332,0,0,-2.0604297518730164E-2,6.6365394741296768E-3,6.3408657908439636E-2,0.10272885859012604,0.14204905927181244,0.19882117211818695,0.22606201469898224,-1.9157304763793945,-1.8287190198898315,8.7011344730854034E-2,6.3509106636047363E-2,-1.745183952152729E-2,5.6211487390100956E-3,5.370713397860527E-2,8.7011344730854034E-2,0.1203155517578125,0.16840153932571411,0.19147452712059021,0]
[{"$f":"Data[[#This Row],[category]]&Data[[#This Row],[subcategory]]&Data[[#This Row],[delivered]]&Data[[#This Row],[date]]&Data[[#This Row],[hour]]","v":"SublapSLAP_PGSBNet Load7/20/202319"},"Sublap","SLAP_PGSB","Net Load",2023,"7/20/2023","19",846,847,-0.29070606827735901,-0.34880614280700684,-5.8100081980228424E-2,5.7858642190694809E-2,81.507682800292969,-1.0041729211807251,0,0,-0.15326908230781555,-0.13224890828132629,-8.8441185653209686E-2,-5.8100081980228424E-2,-2.7758980169892311E-2,1.6048751771450043E-2,3.7068914622068405E-2,-0.24622803926467896,-0.29543879628181458,-4.9210768193006516E-2,4.9006268382072449E-2,-0.12981891632080078,-0.11201482266187668,-7.4909687042236328E-2,-4.9210768193006516E-2,-2.35118567943573E-2,1.359329279512167E-2,3.1397372484207153E-2,0]
[{"$f":"Data[[#This Row],[category]]&Data[[#This Row],[subcategory]]&Data[[#This Row],[delivered]]&Data[[#This Row],[date]]&Data[[#This Row],[hour]]","v":"SublapSLAP_PGSBNet Load7/20/2023Event Window"},"Sublap","SLAP_PGSB","Net Load",2023,"7/20/2023","Event Window",846,847,0.67613214254379272,-3.4445271492004395,-4.120659351348877,0.12291526049375534,72.622337341308594,-33.524391174316406,1,1,-4.3228368759155273,-4.2781815528869629,-4.1851162910461426,-4.120659351348877,-4.0562024116516113,-3.963137149810791,-3.9184818267822266,0.57268393039703369,-2.9175145626068115,-3.4901983737945557,0.10410922765731812,-3.661442756652832,-3.6236197948455811,-3.5447936058044434,-3.4901983737945557,-3.4356033802032471,-3.3567771911621094,-3.3189539909362793,0]
[{"$f":"Data[[#This Row],[category]]&Data[[#This Row],[subcategory]]&Data[[#This Row],[delivered]]&Data[[#This Row],[date]]&Data[[#This Row],[hour]]","v":"SublapSLAP_PGSBNet Load7/25/202321"},"Sublap","SLAP_PGSB","Net Load",2023,"7/25/2023","21",850,851,0.57632529735565186,-4.0204939842224121,-4.5968194007873535,0.15555661916732788,75.191764831542969,-29.550779342651367,1,1,-4.8526873588562012,-4.796173095703125,-4.6783933639526367,-4.5968194007873535,-4.5152454376220703,-4.397465705871582,-4.3409514427185059,0.49045282602310181,-3.4214403629302979,-3.911893367767334,0.13237868249416351,-4.1296367645263672,-4.0815434455871582,-3.9813127517700195,-3.911893367767334,-3.8424739837646484,-3.7422432899475098,-3.6941497325897217,0]
[{"$f":"Data[[#This Row],[category]]&Data[[#This Row],[subcategory]]&Data[[#This Row],[delivered]]&Data[[#This Row],[date]]&Data[[#This Row],[hour]]","v":"SublapSLAP_PGSBNet Load7/26/20231"},"Sublap","SLAP_PGSB","Net Load",2023,"7/26/2023","1",850,851,2.5190234184265137,2.3620352745056152,-0.1569882333278656,0.10662727802991867,63.878822326660156,-1.4723083972930908,0,0,-0.33237451314926147,-0.29363659024238586,-0.21290363371372223,-0.1569882333278656,-0.10107283294200897,-2.0339878275990486E-2,1.839803159236908E-2,2.1436889171600342,2.01009202003479,-0.1335969865322113,9.0739816427230835E-2,-0.2828507125377655,-0.24988473951816559,-0.18118099868297577,-0.1335969865322113,-8.6012981832027435E-2,-1.7309237271547318E-2,1.5656724572181702E-2,0]
[{"$f":"Data[[#This Row],[category]]&Data[[#This Row],[subcategory]]&Data[[#This Row],[delivered]]&Data[[#This Row],[date]]&Data[[#This Row],[hour]]","v":"SublapSLAP_PGSBNet Load7/26/202311"},"Sublap","SLAP_PGSB","Net Load",2023,"7/26/2023","11",850,851,-0.715198814868927,-0.23885881900787354,0.47633999586105347,6.2201198190450668E-2,71.305885314941406,7.6580519676208496,1,1,0.37402811646461487,0.39662596583366394,0.44372165203094482,0.47633999586105347,0.50895833969116211,0.55605405569076538,0.57865184545516968,-0.60863417387008667,-0.20326885581016541,0.40536534786224365,5.2933219820261002E-2,0.31829792261123657,0.33752870559692383,0.37760713696479797,0.40536534786224365,0.43312355875968933,0.47320199012756348,0.49243271350860596,0]
[{"$f":"Data[[#This Row],[category]]&Data[[#This Row],[subcategory]]&Data[[#This Row],[delivered]]&Data[[#This Row],[date]]&Data[[#This Row],[hour]]","v":"SublapSLAP_PGSBNet Load8/28/20233"},"Sublap","SLAP_PGSB","Net Load",2023,"8/28/2023","3",896,897,1.1722196340560913,1.3754129409790039,0.20319326221942902,9.8560266196727753E-2,61.693080902099609,2.0616142749786377,1,1,4.1076049208641052E-2,7.6883196830749512E-2,0.15150821208953857,0.20319326221942902,0.25487831234931946,0.32950332760810852,0.36531046032905579,1.0514810085296631,1.2337454557418823,0.18226435780525208,8.8408559560775757E-2,3.6845214664936066E-2,6.896422803401947E-2,0.13590286672115326,0.18226435780525208,0.22862584888935089,0.29556447267532349,0.32768347859382629,0]
[{"$f":"Data[[#This Row],[category]]&Data[[#This Row],[subcategory]]&Data[[#This Row],[delivered]]&Data[[#This Row],[date]]&Data[[#This Row],[hour]]","v":"SublapSLAP_PGSBNet Load8/28/20239"},"Sublap","SLAP_PGSB","Net Load",2023,"8/28/2023","9",896,897,0.30738356709480286,0.32674106955528259,1.9357511773705482E-2,4.7646012157201767E-2,64.946426391601563,0.40627768635749817,0,0,-5.9013202786445618E-2,-4.1703309863805771E-2,-5.6280815042555332E-3,1.9357511773705482E-2,4.434310644865036E-2,8.0418333411216736E-2,9.7728230059146881E-2,0.27572306990623474,0.29308673739433289,1.7363687977194786E-2,4.2738471180200577E-2,-5.2934844046831131E-2,-3.7407867610454559E-2,-5.0483890809118748E-3,1.7363687977194786E-2,3.9775766432285309E-2,7.213524729013443E-2,8.7662220001220703E-2,0]
[{"$f":"Data[[#This Row],[category]]&Data[[#This Row],[subcategory]]&Data[[#This Row],[delivered]]&Data[[#This Row],[date]]&Data[[#This Row],[hour]]","v":"SublapSLAP_PGSBNet Load8/28/202321"},"Sublap","SLAP_PGSB","Net Load",2023,"8/28/2023","21",896,897,0.59778475761413574,-3.3317410945892334,-3.9295258522033691,0.11559024453163147,70.571426391601563,-33.995307922363281,1,1,-4.119654655456543,-4.0776605606079102,-3.9901413917541504,-3.9295258522033691,-3.8689103126525879,-3.781390905380249,-3.7393968105316162,0.53621292114257813,-2.9885716438293457,-3.5247848033905029,0.1036844477057457,-3.6953301429748535,-3.6576614379882813,-3.5791568756103516,-3.5247848033905029,-3.4704124927520752,-3.3919076919555664,-3.3542389869689941,0]
[{"$f":"Data[[#This Row],[category]]&Data[[#This Row],[subcategory]]&Data[[#This Row],[delivered]]&Data[[#This Row],[date]]&Data[[#This Row],[hour]]","v":"SublapSLAP_PGSBNet Load8/29/202310"},"Sublap","SLAP_PGSB","Net Load",2023,"8/29/2023","10",896,897,-0.14401954412460327,0.13335937261581421,0.27737891674041748,4.7091007232666016E-2,67.869422912597656,5.8902735710144043,1,1,0.19992110133171082,0.21702936291694641,0.25268435478210449,0.27737891674041748,0.30207347869873047,0.33772847056388855,0.35483673214912415,-0.12918552756309509,0.11962335556745529,0.24880889058113098,4.2240634560585022E-2,0.17932923138141632,0.19467534124851227,0.22665786743164063,0.24880889058113098,0.27095991373062134,0.3029424250125885,0.31828853487968445,0]
[{"$f":"Data[[#This Row],[category]]&Data[[#This Row],[subcategory]]&Data[[#This Row],[delivered]]&Data[[#This Row],[date]]&Data[[#This Row],[hour]]","v":"SublapSLAP_PGSBNet Load8/29/202316"},"Sublap","SLAP_PGSB","Net Load",2023,"8/29/2023","16",896,897,-2.8830089569091797,-2.3460044860839844,0.53700447082519531,8.1598468124866486E-2,83.003349304199219,6.5810608863830566,1,1,0.40278694033622742,0.43243181705474854,0.49421420693397522,0.53700447082519531,0.57979476451873779,0.64157712459564209,0.6712220311164856,-2.5860590934753418,-2.1043660640716553,0.48169299960136414,7.3193825781345367E-2,0.36129987239837646,0.38789135217666626,0.44331014156341553,0.48169299960136414,0.52007591724395752,0.57549470663070679,0.60208618640899658,0]
[{"$f":"Data[[#This Row],[category]]&Data[[#This Row],[subcategory]]&Data[[#This Row],[delivered]]&Data[[#This Row],[date]]&Data[[#This Row],[hour]]","v":"SublapSLAP_PGSBNet Load8/30/20231"},"Sublap","SLAP_PGSB","Net Load",2023,"8/30/2023","1",898,899,2.2846357822418213,2.4746103286743164,0.18997438251972198,0.1039070338010788,67.8819580078125,1.8283110857009888,1,0,1.9062520936131477E-2,5.6812159717082977E-2,0.13548548519611359,0.18997438251972198,0.24446327984333038,0.3231365978717804,0.36088624596595764,2.0538876056671143,2.2246747016906738,0.17078697681427002,9.3412421643733978E-2,1.7137207090854645E-2,5.1074132323265076E-2,0.12180145084857941,0.17078697681427002,0.21977248787879944,0.29049980640411377,0.3244367241859436,0]
[{"$f":"Data[[#This Row],[category]]&Data[[#This Row],[subcategory]]&Data[[#This Row],[delivered]]&Data[[#This Row],[date]]&Data[[#This Row],[hour]]","v":"SublapSLAP_PGSBNet Load8/30/202310"},"Sublap","SLAP_PGSB","Net Load",2023,"8/30/2023","10",898,899,-9.8358765244483948E-2,0.22759465873241425,0.32595342397689819,4.452180489897728E-2,71.190422058105469,7.3212084770202637,1,1,0.25272157788276672,0.2688964307308197,0.30260616540908813,0.32595342397689819,0.34930068254470825,0.38301041722297668,0.39918527007102966,-8.8424533605575562E-2,0.20460759103298187,0.29303213953971863,4.0025103837251663E-2,0.22719669342041016,0.24173788726329803,0.27204293012619019,0.29303213953971863,0.31402131915092468,0.34432637691497803,0.35886755585670471,0]
[{"$f":"Data[[#This Row],[category]]&Data[[#This Row],[subcategory]]&Data[[#This Row],[delivered]]&Data[[#This Row],[date]]&Data[[#This Row],[hour]]","v":"SublapSLAP_PGSBNet Load9/19/20232"},"Sublap","SLAP_PGSB","Net Load",2023,"9/19/2023","2",907,909,1.6483274698257446,1.5872436761856079,-6.108381599187851E-2,0.10182067006826401,61.995590209960938,-0.59991568326950073,0,0,-0.22856391966342926,-0.19157224893569946,-0.11447862535715103,-6.108381599187851E-2,-7.689004298299551E-3,6.9404624402523041E-2,0.10639628022909164,1.4983296394348145,1.4428044557571411,-5.5525187402963638E-2,9.2554986476898193E-2,-0.20776459574699402,-0.17413917183876038,-0.1040610671043396,-5.5525187402963638E-2,-6.9893049076199532E-3,6.3088804483413696E-2,9.6714220941066742E-2,0]
[{"$f":"Data[[#This Row],[category]]&Data[[#This Row],[subcategory]]&Data[[#This Row],[delivered]]&Data[[#This Row],[date]]&Data[[#This Row],[hour]]","v":"SublapSLAP_PGSBNet Load9/19/20238"},"Sublap","SLAP_PGSB","Net Load",2023,"9/19/2023","8",907,909,0.70962405204772949,0.68436604738235474,-2.5257989764213562E-2,4.5413542538881302E-2,59.545204162597656,-0.55617749691009521,0,0,-9.9956616759300232E-2,-8.3457782864570618E-2,-4.9072876572608948E-2,-2.5257989764213562E-2,-1.4431048184633255E-3,3.2941807061433792E-2,4.9440640956163406E-2,0.64504826068878174,0.6220887303352356,-2.2959513589739799E-2,4.128091037273407E-2,-9.0860567986965179E-2,-7.5863122940063477E-2,-4.4607244431972504E-2,-2.2959513589739799E-2,-1.311782281845808E-3,2.9944103211164474E-2,4.494154080748558E-2,0]
[{"$f":"Data[[#This Row],[category]]&Data[[#This Row],[subcategory]]&Data[[#This Row],[delivered]]&Data[[#This Row],[date]]&Data[[#This Row],[hour]]","v":"SublapSLAP_PGSBNet Load9/19/2023Event Window"},"Sublap","SLAP_PGSB","Net Load",2023,"9/19/2023","Event Window",907,909,4.7522224485874176E-2,-2.6909315586090088,-2.7384538650512695,7.6561659574508667E-2,69.54754638671875,-35.767951965332031,1,1,-2.8643865585327148,-2.8365716934204102,-2.7786028385162354,-2.7384538650512695,-2.6983048915863037,-2.6403360366821289,-2.6125211715698242,4.3197702616453171E-2,-2.4460568428039551,-2.4892544746398926,6.9594547152519226E-2,-2.6037273406982422,-2.5784437656402588,-2.5257499217987061,-2.4892544746398926,-2.4527590274810791,-2.4000654220581055,-2.3747818470001221,0]
[{"$f":"Data[[#This Row],[category]]&Data[[#This Row],[subcategory]]&Data[[#This Row],[delivered]]&Data[[#This Row],[date]]&Data[[#This Row],[hour]]","v":"SublapSLAP_PGSBNet LoadAvg Weekday 8-9pm5"},"Sublap","SLAP_PGSB","Net Load",2023,"Avg Weekday 8-9pm","5",850,849,1.0377650260925293,0.88448232412338257,-0.15328265726566315,5.420292541384697E-2,59.671764373779297,-2.8279407024383545,1,1,-0.24243853986263275,-0.22274650633335114,-0.18170669674873352,-0.15328265726566315,-0.12485861778259277,-8.3818815648555756E-2,-6.4126782119274139E-2,0.88106250762939453,0.75092548131942749,-0.13013698160648346,4.6018283814191818E-2,-0.20583032071590424,-0.18911178410053253,-0.15426898002624512,-0.13013698160648346,-0.10600496828556061,-7.116217166185379E-2,-5.4443638771772385E-2,0]
[{"$f":"Data[[#This Row],[category]]&Data[[#This Row],[subcategory]]&Data[[#This Row],[delivered]]&Data[[#This Row],[date]]&Data[[#This Row],[hour]]","v":"SublapSLAP_PGSBNet LoadAvg Weekday 8-9pm15"},"Sublap","SLAP_PGSB","Net Load",2023,"Avg Weekday 8-9pm","15",850,849,-3.1654191017150879,-3.519770622253418,-0.3543514609336853,5.3026527166366577E-2,85.31646728515625,-6.6825318336486816,1,1,-0.44157233834266663,-0.42230769991874695,-0.38215860724449158,-0.3543514609336853,-0.32654431462287903,-0.28639522194862366,-0.26713058352470398,-2.6874408721923828,-2.9882853031158447,-0.30084440112113953,4.5019522309303284E-2,-0.37489491701126099,-0.35853922367095947,-0.32445266842842102,-0.30084440112113953,-0.27723613381385803,-0.24314954876899719,-0.22679387032985687,0]
[{"$f":"Data[[#This Row],[category]]&Data[[#This Row],[subcategory]]&Data[[#This Row],[delivered]]&Data[[#This Row],[date]]&Data[[#This Row],[hour]]","v":"SublapSLAP_PGSBNet LoadAvg Weekday 8-9pmEvent Window"},"Sublap","SLAP_PGSB","Net Load",2023,"Avg Weekday 8-9pm","Event Window",850,849,0.62845444679260254,-3.7345588207244873,-4.3630132675170898,0.12565635144710541,73.912940979003906,-34.721790313720703,1,1,-4.569699764251709,-4.5240483283996582,-4.4289073944091797,-4.3630132675170898,-4.297119140625,-4.2019782066345215,-4.1563267707824707,0.53355783224105835,-3.1706404685974121,-3.7041983604431152,0.10668224096298218,-3.8796751499176025,-3.8409171104431152,-3.7601423263549805,-3.7041983604431152,-3.6482541561126709,-3.5674796104431152,-3.5287213325500488,0]
[{"$f":"Data[[#This Row],[category]]&Data[[#This Row],[subcategory]]&Data[[#This Row],[delivered]]&Data[[#This Row],[date]]&Data[[#This Row],[hour]]","v":"SublapSLAP_PGSBNet LoadAvg Weekday 6-9pm17"},"Sublap","SLAP_PGSB","Net Load",2023,"Avg Weekday 6-9pm","17",899,882.33333333333337,-1.7940229177474976,-1.2290786504745483,0.56494432687759399,6.174955889582634E-2,86.89617919921875,9.148961067199707,1,1,0.46337532997131348,0.4858090877532959,0.53256285190582275,0.56494432687759399,0.59732580184936523,0.64407956600189209,0.66651332378387451,-1.5829262733459473,-1.0844570398330688,0.49846920371055603,5.4483693093061447E-2,0.4088515043258667,0.4286455512046814,0.46989795565605164,0.49846920371055603,0.52704048156738281,0.56829285621643066,0.58808690309524536,0]
[{"$f":"Data[[#This Row],[category]]&Data[[#This Row],[subcategory]]&Data[[#This Row],[delivered]]&Data[[#This Row],[date]]&Data[[#This Row],[hour]]","v":"SublapSLAP_PGSBNet LoadAvg Weekday 6-9pm19"},"Sublap","SLAP_PGSB","Net Load",2023,"Avg Weekday 6-9pm","19",899,882.33333333333337,8.8900633156299591E-2,-4.0585818290710449,-4.1474823951721191,9.4490520656108856E-2,81.699569702148438,-43.893104553222656,1,1,-4.3029055595397949,-4.2685770988464355,-4.1970334053039551,-4.1474823951721191,-4.0979313850402832,-4.0263876914978027,-3.9920592308044434,7.8439995646476746E-2,-3.5810220241546631,-3.6594619750976563,8.3372138440608978E-2,-3.7965970039367676,-3.7663078308105469,-3.7031824588775635,-3.6594619750976563,-3.615741491317749,-3.5526161193847656,-3.5223269462585449,0]
[{"$f":"Data[[#This Row],[category]]&Data[[#This Row],[subcategory]]&Data[[#This Row],[delivered]]&Data[[#This Row],[date]]&Data[[#This Row],[hour]]","v":"SublapSLAP_PGSBNet LoadAvg Weekday (any)7"},"Sublap","SLAP_PGSB","Net Load",2023,"Avg Weekday (any)","7",909,878.71428571428567,0.783558189868927,0.82415550947189331,4.0597349405288696E-2,2.1276731044054031E-2,59.545398712158203,1.9080632925033569,1,0,5.6002410128712654E-3,1.3330121524631977E-2,2.9439819976687431E-2,4.0597349405288696E-2,5.1754876971244812E-2,6.7864574491977692E-2,7.5594455003738403E-2,0.68852376937866211,0.72419720888137817,3.5673469305038452E-2,1.8696168437600136E-2,4.9210116267204285E-3,1.1713367886841297E-2,2.5869190692901611E-2,3.5673469305038452E-2,4.5477747917175293E-2,5.9633571654558182E-2,6.6425926983356476E-2,0]
[{"$f":"Data[[#This Row],[category]]&Data[[#This Row],[subcategory]]&Data[[#This Row],[delivered]]&Data[[#This Row],[date]]&Data[[#This Row],[hour]]","v":"SublapSLAP_PGSBNet LoadAvg Weekday (any)24"},"Sublap","SLAP_PGSB","Net Load",2023,"Avg Weekday (any)","24",909,878.71428571428567,1.0846410989761353,1.4283177852630615,0.34367668628692627,3.3497743308544159E-2,65.774505615234375,10.259696960449219,1,1,0.28857779502868652,0.30074760317802429,0.32611045241355896,0.34367668628692627,0.36124292016029358,0.38660576939582825,0.39877557754516602,0.95308965444564819,1.2550832033157349,0.30199360847473145,2.9434945434331894E-2,0.25357744097709656,0.26427122950553894,0.28655791282653809,0.30199360847473145,0.3174293041229248,0.33971601724624634,0.35040980577468872,0]
[{"$f":"Data[[#This Row],[category]]&Data[[#This Row],[subcategory]]&Data[[#This Row],[delivered]]&Data[[#This Row],[date]]&Data[[#This Row],[hour]]","v":"SublapSLAP_PGSBEnd Use Load7/20/20235"},"Sublap","SLAP_PGSB","End Use Load",2023,"7/20/2023","5",786,847,-0.22456717491149902,-0.20059287548065186,2.3974301293492317E-2,1.2853651307523251E-2,59.146308898925781,1.865174412727356,1,0,2.8319263365119696E-3,7.5016841292381287E-3,1.7233839258551598E-2,2.3974301293492317E-2,3.0714763328433037E-2,4.0446918457746506E-2,4.511667788028717E-2,-0.19020839035511017,-0.16990216076374054,2.0306233316659927E-2,1.0887042619287968E-2,2.3986415471881628E-3,6.3539263792335987E-3,1.4597062021493912E-2,2.0306233316659927E-2,2.6015404611825943E-2,3.4258540719747543E-2,3.8213826715946198E-2,0]
[{"$f":"Data[[#This Row],[category]]&Data[[#This Row],[subcategory]]&Data[[#This Row],[delivered]]&Data[[#This Row],[date]]&Data[[#This Row],[hour]]","v":"SublapSLAP_PGSBEnd Use Load7/20/202314"},"Sublap","SLAP_PGSB","End Use Load",2023,"7/20/2023","14",786,847,0.73641526699066162,0.63699746131896973,-9.9417813122272491E-2,3.8116246461868286E-2,81.696563720703125,-2.6082792282104492,1,1,-0.16211345791816711,-0.14826574921607971,-0.11940599232912064,-9.9417813122272491E-2,-7.9429633915424347E-2,-5.0569877028465271E-2,-3.6722168326377869E-2,0.62374371290206909,0.53953683376312256,-8.420688658952713E-2,3.2284460961818695E-2,-0.13731010258197784,-0.12558108568191528,-0.10113687813282013,-8.420688658952713E-2,-6.7276902496814728E-2,-4.2832687497138977E-2,-3.1103676185011864E-2,0]
[{"$f":"Data[[#This Row],[category]]&Data[[#This Row],[subcategory]]&Data[[#This Row],[delivered]]&Data[[#This Row],[date]]&Data[[#This Row],[hour]]","v":"SublapSLAP_PGSBEnd Use Load7/25/20236"},"Sublap","SLAP_PGSB","End Use Load",2023,"7/25/2023","6",789,851,-0.15830263495445251,-0.22484156489372253,-6.653892993927002E-2,9.7965160384774208E-3,59.500633239746094,-6.7921013832092285,1,1,-8.2652762532234192E-2,-7.9093672335147858E-2,-7.167622447013855E-2,-6.653892993927002E-2,-6.1401631683111191E-2,-5.398419126868248E-2,-5.0425093621015549E-2,-0.13471554219722748,-0.19134017825126648,-5.6624628603458405E-2,8.336835540831089E-3,-7.0337504148483276E-2,-6.7308716475963593E-2,-6.0996465384960175E-2,-5.6624628603458405E-2,-5.2252788096666336E-2,-4.5940548181533813E-2,-4.2911753058433533E-2,0]
[{"$f":"Data[[#This Row],[category]]&Data[[#This Row],[subcategory]]&Data[[#This Row],[delivered]]&Data[[#This Row],[date]]&Data[[#This Row],[hour]]","v":"SublapSLAP_PGSBEnd Use Load7/25/202316"},"Sublap","SLAP_PGSB","End Use Load",2023,"7/25/2023","16",789,851,-1.7948262393474579E-2,-0.1807984858751297,-0.16285021603107452,3.0017057433724403E-2,88.233207702636719,-5.4252557754516602,1,1,-0.21222388744354248,-0.20131862163543701,-0.17859117686748505,-0.16285021603107452,-0.147109255194664,-0.12438181042671204,-0.11347655206918716,-1.5273971483111382E-2,-0.15385951101779938,-0.13858553767204285,2.5544516742229462E-2,-0.1806025356054306,-0.17132215201854706,-0.15198108553886414,-0.13858553767204285,-0.12518997490406036,-0.10584892332553864,-9.6568547189235687E-2,0]
[{"$f":"Data[[#This Row],[category]]&Data[[#This Row],[subcategory]]&Data[[#This Row],[delivered]]&Data[[#This Row],[date]]&Data[[#This Row],[hour]]","v":"SublapSLAP_PGSBEnd Use Load7/25/202322"},"Sublap","SLAP_PGSB","End Use Load",2023,"7/25/2023","22",789,851,-0.84121698141098022,-0.55361974239349365,0.28759720921516418,4.2578071355819702E-2,70.806716918945313,6.7545852661132813,1,1,0.21756251156330109,0.23303121328353882,0.26526924967765808,0.28759720921516418,0.30992516875267029,0.34216320514678955,0.35763189196586609,-0.71587562561035156,-0.47113040089607239,0.24474522471427917,3.6233939230442047E-2,0.18514569103717804,0.19830955564975739,0.22574412822723389,0.24474522471427917,0.26374632120132446,0.29118087887763977,0.30434474349021912,0]
[{"$f":"Data[[#This Row],[category]]&Data[[#This Row],[subcategory]]&Data[[#This Row],[delivered]]&Data[[#This Row],[date]]&Data[[#This Row],[hour]]","v":"SublapSLAP_PGSBEnd Use Load7/26/202313"},"Sublap","SLAP_PGSB","End Use Load",2023,"7/26/2023","13",789,851,1.25743567943573,2.4101595878601074,1.152724027633667,6.5007694065570831E-2,77.806083679199219,17.73211669921875,1,1,1.0457959175109863,1.0694133043289185,1.1186339855194092,1.152724027633667,1.1868140697479248,1.2360347509384155,1.2596521377563477,1.0700777769088745,2.0510458946228027,0.98096811771392822,5.5321548134088516E-2,0.88997232913970947,0.91007071733474731,0.95195752382278442,0.98096811771392822,1.0099787712097168,1.0518655776977539,1.0719640254974365,0]
[{"$f":"Data[[#This Row],[category]]&Data[[#This Row],[subcategory]]&Data[[#This Row],[delivered]]&Data[[#This Row],[date]]&Data[[#This Row],[hour]]","v":"SublapSLAP_PGSBEnd Use Load7/26/202323"},"Sublap","SLAP_PGSB","End Use Load",2023,"7/26/2023","23",789,851,-0.72337061166763306,-3.7936603184789419E-3,0.71957695484161377,4.4048938900232315E-2,62.994930267333984,16.335851669311523,1,1,0.64712291955947876,0.66312599182128906,0.69647765159606934,0.71957695484161377,0.7426762580871582,0.77602791786193848,0.79203099012374878,-0.61558836698532104,-3.228405024856329E-3,0.61236000061035156,3.7485647946596146E-2,0.55070161819458008,0.56432020664215088,0.59270250797271729,0.61236000061035156,0.63201749324798584,0.66039973497390747,0.67401838302612305,0]
[{"$f":"Data[[#This Row],[category]]&Data[[#This Row],[subcategory]]&Data[[#This Row],[delivered]]&Data[[#This Row],[date]]&Data[[#This Row],[hour]]","v":"SublapSLAP_PGSBEnd Use Load8/28/20234"},"Sublap","SLAP_PGSB","End Use Load",2023,"8/28/2023","4",833,897,-0.17306293547153473,-0.19620047509670258,-2.3137539625167847E-2,1.9203249365091324E-2,59.8841552734375,-1.2048763036727905,0,0,-5.4724074900150299E-2,-4.7747492790222168E-2,-3.3207733184099197E-2,-2.3137539625167847E-2,-1.3067346066236496E-2,1.4724147040396929E-3,8.4489947184920311E-3,-0.15523745119571686,-0.17599183320999146,-2.0754372701048851E-2,1.7225313931703568E-2,-4.9087494611740112E-2,-4.2829502373933792E-2,-2.9787337407469749E-2,-2.0754372701048851E-2,-1.1721409857273102E-2,1.3207560405135155E-3,7.5787482783198357E-3,0]
[{"$f":"Data[[#This Row],[category]]&Data[[#This Row],[subcategory]]&Data[[#This Row],[delivered]]&Data[[#This Row],[date]]&Data[[#This Row],[hour]]","v":"SublapSLAP_PGSBEnd Use Load8/28/202321"},"Sublap","SLAP_PGSB","End Use Load",2023,"8/28/2023","21",833,897,-0.97138869762420654,-5.0603971481323242,-4.0890088081359863,0.10362154990434647,70.571426391601563,-39.460987091064453,1,1,-4.2594509124755859,-4.2218050956726074,-4.143348217010498,-4.0890088081359863,-4.0346693992614746,-3.9562125205993652,-3.9185664653778076,-0.87133568525314331,-4.5391764640808105,-3.6678409576416016,9.2948533594608307E-2,-3.8207275867462158,-3.786959171295166,-3.716583251953125,-3.6678409576416016,-3.619098424911499,-3.5487227439880371,-3.5149540901184082,0]
[{"$f":"Data[[#This Row],[category]]&Data[[#This Row],[subcategory]]&Data[[#This Row],[delivered]]&Data[[#This Row],[date]]&Data[[#This Row],[hour]]","v":"SublapSLAP_PGSBEnd Use Load8/28/202323"},"Sublap","SLAP_PGSB","End Use Load",2023,"8/28/2023","23",833,897,-0.73506700992584229,-5.8673410676419735E-3,0.72919964790344238,4.4392846524715424E-2,65.68487548828125,16.426061630249023,1,1,0.65617990493774414,0.67230790853500366,0.70592004060745239,0.72919964790344238,0.75247925519943237,0.7860913872718811,0.80221939086914063,-0.65935510396957397,-5.2630049176514149E-3,0.65409207344055176,3.9820384234189987E-2,0.58859336376190186,0.60306018590927124,0.63321030139923096,0.65409207344055176,0.67497390508651733,0.70512396097183228,0.71959078311920166,0]
[{"$f":"Data[[#This Row],[category]]&Data[[#This Row],[subcategory]]&Data[[#This Row],[delivered]]&Data[[#This Row],[date]]&Data[[#This Row],[hour]]","v":"SublapSLAP_PGSBEnd Use Load8/29/202311"},"Sublap","SLAP_PGSB","End Use Load",2023,"8/29/2023","11",833,897,2.2018120288848877,2.8638632297515869,0.66205114126205444,4.8598829656839371E-2,71.256301879882813,13.622779846191406,1,1,0.58211320638656616,0.5997692346572876,0.63656586408615112,0.66205114126205444,0.68753641843795776,0.72433304786682129,0.74198907613754272,1.9750254154205322,2.568885326385498,0.59385985136032104,4.35931496322155E-2,0.5221555233001709,0.53799301385879517,0.57099956274032593,0.59385985136032104,0.61672013998031616,0.6497267484664917,0.66556417942047119,0]
[{"$f":"Data[[#This Row],[category]]&Data[[#This Row],[subcategory]]&Data[[#This Row],[delivered]]&Data[[#This Row],[date]]&Data[[#This Row],[hour]]","v":"SublapSLAP_PGSBEnd Use Load8/29/202321"},"Sublap","SLAP_PGSB","End Use Load",2023,"8/29/2023","21",833,897,-1.1284337043762207,-3.389869213104248,-2.2614355087280273,6.8745538592338562E-2,72.885353088378906,-32.895740509033203,1,1,-2.3745119571685791,-2.3495364189147949,-2.2974855899810791,-2.2614355087280273,-2.2253854274749756,-2.1733345985412598,-2.1483590602874756,-1.0122050046920776,-3.0407125949859619,-2.0285077095031738,6.1664748936891556E-2,-2.1299371719360352,-2.1075341701507568,-2.0608446598052979,-2.0285077095031738,-1.9961707592010498,-1.9494811296463013,-1.9270781278610229,0]
[{"$f":"Data[[#This Row],[category]]&Data[[#This Row],[subcategory]]&Data[[#This Row],[delivered]]&Data[[#This Row],[date]]&Data[[#This Row],[hour]]","v":"SublapSLAP_PGSBEnd Use Load8/30/202313"},"Sublap","SLAP_PGSB","End Use Load",2023,"8/30/2023","13",835,899,1.5262414216995239,2.645503044128418,1.1192615032196045,7.2367310523986816E-2,85.838920593261719,15.466396331787109,1,1,1.0002279281616211,1.0265190601348877,1.0813120603561401,1.1192615032196045,1.1572109460830688,1.2120039463043213,1.2382950782775879,1.3720910549163818,2.3783073425292969,1.0062160491943359,6.5058209002017975E-2,0.89920490980148315,0.9228406548500061,0.97209954261779785,1.0062160491943359,1.0403326749801636,1.0895915031433105,1.1132272481918335,0]
[{"$f":"Data[[#This Row],[category]]&Data[[#This Row],[subcategory]]&Data[[#This Row],[delivered]]&Data[[#This Row],[date]]&Data[[#This Row],[hour]]","v":"SublapSLAP_PGSBEnd Use Load8/30/202322"},"Sublap","SLAP_PGSB","End Use Load",2023,"8/30/2023","22",835,899,-0.89968878030776978,-0.15788143873214722,0.74180734157562256,4.9634210765361786E-2,78.050300598144531,14.94548511505127,1,1,0.66016632318496704,0.67819851636886597,0.71577912569046021,0.74180734157562256,0.76783555746078491,0.80541616678237915,0.82344835996627808,-0.80882018804550171,-0.14193540811538696,0.66688477993011475,4.462115466594696E-2,0.59348952770233154,0.60970044136047363,0.643485426902771,0.66688477993011475,0.69028419256210327,0.72406911849975586,0.74028009176254272,0]
[{"$f":"Data[[#This Row],[category]]&Data[[#This Row],[subcategory]]&Data[[#This Row],[delivered]]&Data[[#This Row],[date]]&Data[[#This Row],[hour]]","v":"SublapSLAP_PGSBEnd Use Load9/19/20233"},"Sublap","SLAP_PGSB","End Use Load",2023,"9/19/2023","3",844,909,-0.15094098448753357,-0.17328791320323944,-2.2346934303641319E-2,2.1230828016996384E-2,61.803318023681641,-1.052570104598999,0,0,-5.7268537580966949E-2,-4.9555335193872452E-2,-3.3480390906333923E-2,-2.2346934303641319E-2,-1.1213476769626141E-2,4.8614665865898132E-3,1.2574669905006886E-2,-0.13720536231994629,-0.15751871466636658,-2.0313363522291183E-2,1.9298823550343513E-2,-5.205710232257843E-2,-4.5045800507068634E-2,-3.0433675274252892E-2,-2.0313363522291183E-2,-1.0193050839006901E-2,4.4190729968249798E-3,1.1430375277996063E-2,0]
[{"$f":"Data[[#This Row],[category]]&Data[[#This Row],[subcategory]]&Data[[#This Row],[delivered]]&Data[[#This Row],[date]]&Data[[#This Row],[hour]]","v":"SublapSLAP_PGSBEnd Use Load9/19/202320"},"Sublap","SLAP_PGSB","End Use Load",2023,"9/19/2023","20",844,909,-1.0191581249237061,-3.7628068923950195,-2.7436487674713135,7.4494518339633942E-2,67.421798706054688,-36.830211639404297,1,1,-2.8661813735961914,-2.8391172885894775,-2.7827136516571045,-2.7436487674713135,-2.7045838832855225,-2.6481802463531494,-2.6211161613464355,-0.92641472816467285,-3.4203915596008301,-2.4939768314361572,6.7715518176555634E-2,-2.6053588390350342,-2.5807576179504395,-2.5294866561889648,-2.4939768314361572,-2.4584667682647705,-2.4071958065032959,-2.3825945854187012,0]
[{"$f":"Data[[#This Row],[category]]&Data[[#This Row],[subcategory]]&Data[[#This Row],[delivered]]&Data[[#This Row],[date]]&Data[[#This Row],[hour]]","v":"SublapSLAP_PGSBEnd Use LoadAvg Weekday 8-9pm5"},"Sublap","SLAP_PGSB","End Use Load",2023,"Avg Weekday 8-9pm","5",789,849,-0.18460215628147125,-0.20540304481983185,-2.0800881087779999E-2,8.1046763807535172E-3,59.671421051025391,-2.5665283203125,1,1,-3.4131888300180435E-2,-3.1187441200017929E-2,-2.5050977244973183E-2,-2.0800881087779999E-2,-1.6550784930586815E-2,-1.0414320044219494E-2,-7.469874806702137E-3,-0.15672722458839417,-0.17438718676567078,-1.7659947276115417E-2,6.8808700889348984E-3,-2.8977973386645317E-2,-2.6478137820959091E-2,-2.1268280223011971E-2,-1.7659947276115417E-2,-1.4051616191864014E-2,-8.8417576625943184E-3,-6.3419234938919544E-3,0]
[{"$f":"Data[[#This Row],[category]]&Data[[#This Row],[subcategory]]&Data[[#This Row],[delivered]]&Data[[#This Row],[date]]&Data[[#This Row],[hour]]","v":"SublapSLAP_PGSBEnd Use LoadAvg Weekday 8-9pm17"},"Sublap","SLAP_PGSB","End Use Load",2023,"Avg Weekday 8-9pm","17",789,849,-0.54015243053436279,-0.6828010082244873,-0.14264857769012451,2.5157505646348E-2,86.985427856445313,-5.6702194213867188,1,1,-0.1840289980173111,-0.1748892217874527,-0.15584118664264679,-0.14264857769012451,-0.12945596873760223,-0.11040793359279633,-0.10126816481351852,-0.45858940482139587,-0.57969808578491211,-0.12110864371061325,2.1358722820878029E-2,-0.15624061226844788,-0.14848095178604126,-0.13230916857719421,-0.12110864371061325,-0.10990811884403229,-9.3736335635185242E-2,-8.5976675152778625E-2,0]
[{"$f":"Data[[#This Row],[category]]&Data[[#This Row],[subcategory]]&Data[[#This Row],[delivered]]&Data[[#This Row],[date]]&Data[[#This Row],[hour]]","v":"SublapSLAP_PGSBEnd Use LoadAvg Weekday 6-9pm2"},"Sublap","SLAP_PGSB","End Use Load",2023,"Avg Weekday 6-9pm","2",835,882.33333333333337,6.6954903304576874E-2,0.28810638189315796,0.22115148603916168,3.3090617507696152E-2,64.322250366210938,6.6832079887390137,1,1,0.16672226786613464,0.17874415218830109,0.20379875600337982,0.22115148603916168,0.23850421607494354,0.26355880498886108,0.27558070421218872,5.9076543897390366E-2,0.2542058527469635,0.19512933492660522,2.9196955263614655E-2,0.14710462093353271,0.15771192312240601,0.17981843650341034,0.19512933492660522,0.21044021844863892,0.23254671692848206,0.24315403401851654,0]
[{"$f":"Data[[#This Row],[category]]&Data[[#This Row],[subcategory]]&Data[[#This Row],[delivered]]&Data[[#This Row],[date]]&Data[[#This Row],[hour]]","v":"SublapSLAP_PGSBEnd Use LoadAvg Weekday 6-9pm12"},"Sublap","SLAP_PGSB","End Use Load",2023,"Avg Weekday 6-9pm","12",835,882.33333333333337,1.8621715307235718,2.5993809700012207,0.73720943927764893,3.7190593779087067E-2,77.319061279296875,19.822469711303711,1,1,0.67603635787963867,0.68954777717590332,0.71770668029785156,0.73720943927764893,0.75671219825744629,0.78487110137939453,0.79838252067565918,1.6430560350418091,2.293520450592041,0.65046447515487671,3.2814498990774155E-2,0.59648942947387695,0.60841101408004761,0.63325655460357666,0.65046447515487671,0.66767239570617676,0.69251793622970581,0.70443952083587646,0]
[{"$f":"Data[[#This Row],[category]]&Data[[#This Row],[subcategory]]&Data[[#This Row],[delivered]]&Data[[#This Row],[date]]&Data[[#This Row],[hour]]","v":"SublapSLAP_PGSBEnd Use LoadAvg Weekday 6-9pm18"},"Sublap","SLAP_PGSB","End Use Load",2023,"Avg Weekday 6-9pm","18",835,882.33333333333337,-0.77995330095291138,5.9001598507165909E-2,0.8389548659324646,4.6347156167030334E-2,84.583137512207031,18.101539611816406,1,1,0.76272058486938477,0.77955859899520874,0.81465041637420654,0.8389548659324646,0.86325931549072266,0.89835113286972046,0.91518914699554443,-0.68817877769470215,5.2059076726436615E-2,0.74023783206939697,4.0893640369176865E-2,0.67297381162643433,0.68783050775527954,0.71879321336746216,0.74023783206939697,0.76168245077133179,0.7926451563835144,0.80750191211700439,0]
[{"$f":"Data[[#This Row],[category]]&Data[[#This Row],[subcategory]]&Data[[#This Row],[delivered]]&Data[[#This Row],[date]]&Data[[#This Row],[hour]]","v":"SublapSLAP_PGSBEnd Use LoadAvg Weekday (any)6"},"Sublap","SLAP_PGSB","End Use Load",2023,"Avg Weekday (any)","6",844,878.71428571428567,-0.18593321740627289,-0.14640502631664276,3.9528187364339828E-2,4.3188226409256458E-3,59.759914398193359,9.1525373458862305,1,1,3.2424356788396835E-2,3.3993393182754517E-2,3.7263393402099609E-2,3.9528187364339828E-2,4.1792981326580048E-2,4.506298154592514E-2,4.6632017940282822E-2,-0.16338217258453369,-0.12864819169044495,3.4733984619379044E-2,3.7950112018734217E-3,2.849174477159977E-2,2.9870480298995972E-2,3.2743874937295914E-2,3.4733984619379044E-2,3.6724090576171875E-2,3.9597485214471817E-2,4.097621887922287E-2,0]
[{"$f":"Data[[#This Row],[category]]&Data[[#This Row],[subcategory]]&Data[[#This Row],[delivered]]&Data[[#This Row],[date]]&Data[[#This Row],[hour]]","v":"SublapSLAP_PGSBEnd Use LoadAvg Weekday (any)19"},"Sublap","SLAP_PGSB","End Use Load",2023,"Avg Weekday (any)","19",844,878.71428571428567,-0.92941635847091675,-3.5208518505096436,-2.591435432434082,5.6712593883275986E-2,80.034751892089844,-45.694179534912109,1,1,-2.6847193241119385,-2.6641154289245605,-2.6211755275726318,-2.591435432434082,-2.5616953372955322,-2.5187554359436035,-2.4981515407562256,-0.81669145822525024,-3.093822717666626,-2.2771313190460205,4.9834165722131729E-2,-2.3591012954711914,-2.340996265411377,-2.3032643795013428,-2.2771313190460205,-2.2509982585906982,-2.2132663726806641,-2.1951613426208496,0]
[{"$f":"Data[[#This Row],[category]]&Data[[#This Row],[subcategory]]&Data[[#This Row],[delivered]]&Data[[#This Row],[date]]&Data[[#This Row],[hour]]","v":"SublapSLAP_PGSBEnd Use LoadAvg Weekday (any)Event Window"},"Sublap","SLAP_PGSB","End Use Load",2023,"Avg Weekday (any)","Event Window",844,878.71428571428567,-0.97188377380371094,-4.2174997329711914,-3.2456159591674805,7.4951611459255219E-2,76.03863525390625,-43.302818298339844,1,1,-3.3689002990722656,-3.3416702747344971,-3.2849206924438477,-3.2456159591674805,-3.2063112258911133,-3.1495616436004639,-3.1223316192626953,-0.85400813817977905,-3.705977201461792,-2.8519690036773682,6.5861053764820099E-2,-2.9603009223937988,-2.9363734722137451,-2.8865067958831787,-2.8519690036773682,-2.8174314498901367,-2.7675647735595703,-2.7436373233795166,0]
[{"$f":"Data[[#This Row],[category]]&Data[[#This Row],[subcategory]]&Data[[#This Row],[delivered]]&Data[[#This Row],[date]]&Data[[#This Row],[hour]]","v":"SublapSLAP_PGSFNet Load7/20/202310"},"Sublap","SLAP_PGSF","Net Load",2023,"7/20/2023","10",270,271,6.8738281726837158E-2,7.8333333134651184E-2,9.5950514078140259E-3,9.7636163234710693E-2,56.938888549804688,9.8273538053035736E-2,0,0,-0.15100213885307312,-0.11553072929382324,-4.1605401784181595E-2,9.5950514078140259E-3,6.0795504599809647E-2,0.13472083210945129,0.17019224166870117,1.862807385623455E-2,2.1228333935141563E-2,2.6002589147537947E-3,2.6459399610757828E-2,-4.0921580046415329E-2,-3.1308826059103012E-2,-1.1275064200162888E-2,2.6002589147537947E-3,1.6475582495331764E-2,3.6509346216917038E-2,4.6122096478939056E-2,0]
[{"$f":"Data[[#This Row],[category]]&Data[[#This Row],[subcategory]]&Data[[#This Row],[delivered]]&Data[[#This Row],[date]]&Data[[#This Row],[hour]]","v":"SublapSLAP_PGSFNet Load7/25/20231"},"Sublap","SLAP_PGSF","Net Load",2023,"7/25/2023","1",271,271,1.1764464378356934,1.6803690195083618,0.50392252206802368,0.16522160172462463,57.830257415771484,3.0499796867370605,1,1,0.23215717077255249,0.29218250513076782,0.41728022694587708,0.50392252206802368,0.5905647873878479,0.71566253900527954,0.77568787336349487,0.31881698966026306,0.45537999272346497,0.1365630030632019,4.4775053858757019E-2,6.2914595007896423E-2,7.9181462526321411E-2,0.11308293789625168,0.1365630030632019,0.16004306077957153,0.1939445436000824,0.21021141111850739,0]
[{"$f":"Data[[#This Row],[category]]&Data[[#This Row],[subcategory]]&Data[[#This Row],[delivered]]&Data[[#This Row],[date]]&Data[[#This Row],[hour]]","v":"SublapSLAP_PGSFNet Load7/25/20237"},"Sublap","SLAP_PGSF","Net Load",2023,"7/25/2023","7",271,271,0.69336163997650146,0.73782289028167725,4.4461242854595184E-2,7.1022525429725647E-2,53.642066955566406,0.62601608037948608,0,0,-7.2360418736934662E-2,-4.6557784080505371E-2,7.216994185000658E-3,4.4461242854595184E-2,8.1705488264560699E-2,0.13548026978969574,0.16128289699554443,0.18790100514888763,0.19995000958442688,1.2048996984958649E-2,1.9247103482484818E-2,-1.9609672948718071E-2,-1.2617159634828568E-2,1.9558053463697433E-3,1.2048996984958649E-2,2.2142186760902405E-2,3.6715153604745865E-2,4.3707665055990219E-2,0]
[{"$f":"Data[[#This Row],[category]]&Data[[#This Row],[subcategory]]&Data[[#This Row],[delivered]]&Data[[#This Row],[date]]&Data[[#This Row],[hour]]","v":"SublapSLAP_PGSFNet Load7/25/202317"},"Sublap","SLAP_PGSF","Net Load",2023,"7/25/2023","17",271,271,-2.0819723606109619,-2.5205535888671875,-0.4385811984539032,0.10818997025489807,67.149444580078125,-4.0538063049316406,1,1,-0.61653786897659302,-0.5772322416305542,-0.49531608819961548,-0.4385811984539032,-0.38184630870819092,-0.29993018507957458,-0.26062452793121338,-0.56421452760696411,-0.68307000398635864,-0.11885550618171692,2.9319481924176216E-2,-0.16708175837993622,-0.15642993152141571,-0.13423065841197968,-0.11885550618171692,-0.10348034650087357,-8.1281080842018127E-2,-7.0629246532917023E-2,0]
[{"$f":"Data[[#This Row],[category]]&Data[[#This Row],[subcategory]]&Data[[#This Row],[delivered]]&Data[[#This Row],[date]]&Data[[#This Row],[hour]]","v":"SublapSLAP_PGSFNet Load7/26/20239"},"Sublap","SLAP_PGSF","Net Load",2023,"7/26/2023","9",271,271,0.3958413302898407,0.52018451690673828,0.12434317171573639,5.9806868433952332E-2,56.789669036865234,2.0790784358978271,1,1,2.5969626381993294E-2,4.7697585076093674E-2,9.2980422079563141E-2,0.12434317171573639,0.15570592880249023,0.20098875463008881,0.22271671891212463,0.10727299749851227,0.14097000658512115,3.3696997910737991E-2,1.6207661479711533E-2,7.0377686060965061E-3,1.2926045805215836E-2,2.5197694078087807E-2,3.3696997910737991E-2,4.2196307331323624E-2,5.4467953741550446E-2,6.0356229543685913E-2,0]
[{"$f":"Data[[#This Row],[category]]&Data[[#This Row],[subcategory]]&Data[[#This Row],[delivered]]&Data[[#This Row],[date]]&Data[[#This Row],[hour]]","v":"SublapSLAP_PGSFNet Load7/26/202315"},"Sublap","SLAP_PGSF","Net Load",2023,"7/26/2023","15",271,271,-2.1615350246429443,-1.6705904006958008,0.49094465374946594,0.13050329685211182,62.640220642089844,3.7619328498840332,1,1,0.27628582715988159,0.32369795441627502,0.42250865697860718,0.49094465374946594,0.55938065052032471,0.65819138288497925,0.70560348033905029,-0.58577597141265869,-0.45273000001907349,0.13304600119590759,3.5366393625736237E-2,7.4873462319374084E-2,8.7722145020961761E-2,0.11449984461069107,0.13304600119590759,0.15159215033054352,0.17836986482143402,0.1912185400724411,0]
[{"$f":"Data[[#This Row],[category]]&Data[[#This Row],[subcategory]]&Data[[#This Row],[delivered]]&Data[[#This Row],[date]]&Data[[#This Row],[hour]]","v":"SublapSLAP_PGSFNet Load7/26/202324"},"Sublap","SLAP_PGSF","Net Load",2023,"7/26/2023","24",271,271,0.77107745409011841,1.2112915515899658,0.44021403789520264,0.11160236597061157,57.627307891845703,3.9444866180419922,1,1,0.25664448738098145,0.297189861536026,0.38168969750404358,0.44021403789520264,0.49873837828636169,0.58323824405670166,0.62378358840942383,0.20896199345588684,0.32826000452041626,0.11929800361394882,3.0244240537285805E-2,6.9550655782222748E-2,8.0538451671600342E-2,0.10343790799379349,0.11929800361394882,0.13515810668468475,0.1580575704574585,0.16904535889625549,0]
[{"$f":"Data[[#This Row],[category]]&Data[[#This Row],[subcategory]]&Data[[#This Row],[delivered]]&Data[[#This Row],[date]]&Data[[#This Row],[hour]]","v":"SublapSLAP_PGSFNet Load8/28/202316"},"Sublap","SLAP_PGSF","Net Load",2023,"8/28/2023","16",282,282,-2.383389949798584,-2.5000708103179932,-0.11668087542057037,0.1699741929769516,69.776596069335938,-0.68646228313446045,0,0,-0.39626353979110718,-0.33451157808303833,-0.20581543445587158,-0.11668087542057037,-2.7546321973204613E-2,0.10114981979131699,0.16290178894996643,-0.6721159815788269,-0.70501995086669922,-3.2904006540775299E-2,4.7932721674442291E-2,-0.11174631863832474,-9.4332262873649597E-2,-5.803995206952095E-2,-3.2904006540775299E-2,-7.7680628746747971E-3,2.8524249792098999E-2,4.5938305556774139E-2,0]
[{"$f":"Data[[#This Row],[category]]&Data[[#This Row],[subcategory]]&Data[[#This Row],[delivered]]&Data[[#This Row],[date]]&Data[[#This Row],[hour]]","v":"SublapSLAP_PGSFNet Load8/29/20231"},"Sublap","SLAP_PGSF","Net Load",2023,"8/29/2023","1",282,282,1.5438439846038818,2.1322340965270996,0.58839011192321777,0.15094690024852753,60.329788208007813,3.8979940414428711,1,1,0.34010455012321472,0.39494386315345764,0.50923347473144531,0.58839011192321777,0.66754674911499023,0.78183633089065552,0.83667564392089844,0.4353640079498291,0.60128998756408691,0.1659260094165802,4.2567025870084763E-2,9.5909483730792999E-2,0.11137416958808899,0.1436038464307785,0.1659260094165802,0.18824818730354309,0.22047784924507141,0.2359425276517868,0]
[{"$f":"Data[[#This Row],[category]]&Data[[#This Row],[subcategory]]&Data[[#This Row],[delivered]]&Data[[#This Row],[date]]&Data[[#This Row],[hour]]","v":"SublapSLAP_PGSFNet Load8/29/202310"},"Sublap","SLAP_PGSF","Net Load",2023,"8/29/2023","10",282,282,0.23992198705673218,0.20663121342658997,-3.3290773630142212E-2,8.5717126727104187E-2,62.297870635986328,-0.38837948441505432,0,0,-0.17428289353847504,-0.14314168691635132,-7.8240878880023956E-2,-3.3290773630142212E-2,1.1659331619739532E-2,7.6560147106647491E-2,0.10770135372877121,6.7657999694347382E-2,5.8270003646612167E-2,-9.3879979103803635E-3,2.4172229692339897E-2,-4.9147777259349823E-2,-4.0365956723690033E-2,-2.2063927724957466E-2,-9.3879979103803635E-3,3.2879314385354519E-3,2.1589960902929306E-2,3.0371781438589096E-2,0]
[{"$f":"Data[[#This Row],[category]]&Data[[#This Row],[subcategory]]&Data[[#This Row],[delivered]]&Data[[#This Row],[date]]&Data[[#This Row],[hour]]","v":"SublapSLAP_PGSFNet Load8/29/202323"},"Sublap","SLAP_PGSF","Net Load",2023,"8/29/2023","23",282,282,0.40053194761276245,1.1990779638290405,0.79854607582092285,0.11179302632808685,63.287235260009766,7.1430759429931641,1,1,0.61466288566589355,0.6552775502204895,0.73992174863815308,0.79854607582092285,0.85717040300369263,0.9418146014213562,0.98242926597595215,0.11295001208782196,0.33813998103141785,0.22518999874591827,3.1525634229183197E-2,0.17333492636680603,0.18478827178478241,0.20865793526172638,0.22518999874591827,0.24172204732894897,0.26559171080589294,0.27704504132270813,0]
[{"$f":"Data[[#This Row],[category]]&Data[[#This Row],[subcategory]]&Data[[#This Row],[delivered]]&Data[[#This Row],[date]]&Data[[#This Row],[hour]]","v":"SublapSLAP_PGSFNet Load8/30/20238"},"Sublap","SLAP_PGSF","Net Load",2023,"8/30/2023","8",283,283,0.72565138339996338,0.87487632036209106,0.14922496676445007,7.537948340177536E-2,60.777385711669922,1.9796496629714966,1,1,2.5236750021576881E-2,5.2622273564338684E-2,0.1096959263086319,0.14922496676445007,0.18875400722026825,0.24582765996456146,0.27321317791938782,0.20535933971405029,0.24759000539779663,4.2230665683746338E-2,2.1332394331693649E-2,7.1420003660023212E-3,1.4892103150486946E-2,3.1043946743011475E-2,4.2230665683746338E-2,5.3417384624481201E-2,6.9569230079650879E-2,7.7319331467151642E-2,0]
[{"$f":"Data[[#This Row],[category]]&Data[[#This Row],[subcategory]]&Data[[#This Row],[delivered]]&Data[[#This Row],[date]]&Data[[#This Row],[hour]]","v":"SublapSLAP_PGSFNet Load8/30/202314"},"Sublap","SLAP_PGSF","Net Load",2023,"8/30/2023","14",283,283,-2.5967574119567871,-1.9907066822052002,0.60605067014694214,0.13414748013019562,79.620140075683594,4.517794132232666,1,1,0.38539770245552063,0.43413376808166504,0.53570365905761719,0.60605067014694214,0.67639768123626709,0.77796757221221924,0.82670366764068604,-0.73488235473632813,-0.5633699893951416,0.17151233553886414,3.7963736802339554E-2,0.10906755179166794,0.12285985797643661,0.15160413086414337,0.17151233553886414,0.1914205402135849,0.22016482055187225,0.23395714163780212,0]
[{"$f":"Data[[#This Row],[category]]&Data[[#This Row],[subcategory]]&Data[[#This Row],[delivered]]&Data[[#This Row],[date]]&Data[[#This Row],[hour]]","v":"SublapSLAP_PGSFNet Load9/19/20235"},"Sublap","SLAP_PGSF","Net Load",2023,"9/19/2023","5",283,284,0.83951765298843384,0.96127206087112427,0.12175440788269043,0.11669892072677612,59.095405578613281,1.0433207750320435,0,0,-7.0198237895965576E-2,-2.7801277115941048E-2,6.0557432472705841E-2,0.12175440788269043,0.18295137584209442,0.27131009101867676,0.31370705366134644,0.23842301964759827,0.27300125360488892,3.4578252583742142E-2,3.3142492175102234E-2,-1.9936298951506615E-2,-7.8955627977848053E-3,1.7198311164975166E-2,3.4578252583742142E-2,5.1958192139863968E-2,7.705206423997879E-2,8.9092805981636047E-2,0]
[{"$f":"Data[[#This Row],[category]]&Data[[#This Row],[subcategory]]&Data[[#This Row],[delivered]]&Data[[#This Row],[date]]&Data[[#This Row],[hour]]","v":"SublapSLAP_PGSFNet Load9/19/202315"},"Sublap","SLAP_PGSF","Net Load",2023,"9/19/2023","15",283,284,-1.2368321418762207,-1.3989752531051636,-0.16214311122894287,0.13618704676628113,65.23321533203125,-1.1905913352966309,0,0,-0.38615086674690247,-0.33667382597923279,-0.23355966806411743,-0.16214311122894287,-9.0726554393768311E-2,1.2387611903250217E-2,6.1864648014307022E-2,-0.35126033425331116,-0.39730897545814514,-4.6048644930124283E-2,3.8677122443914413E-2,-0.1096668466925621,-9.5615364611148834E-2,-6.6330946981906891E-2,-4.6048644930124283E-2,-2.5766341015696526E-2,3.5180817358195782E-3,1.7569560557603836E-2,0]
[{"$f":"Data[[#This Row],[category]]&Data[[#This Row],[subcategory]]&Data[[#This Row],[delivered]]&Data[[#This Row],[date]]&Data[[#This Row],[hour]]","v":"SublapSLAP_PGSFNet Load9/19/202321"},"Sublap","SLAP_PGSF","Net Load",2023,"9/19/2023","21",283,284,0.54578286409378052,-1.8446289300918579,-2.3904118537902832,0.13574479520320892,59.212013244628906,-17.609601974487305,1,1,-2.6136922836303711,-2.5643758773803711,-2.4615964889526367,-2.3904118537902832,-2.3192272186279297,-2.2164478302001953,-2.1671314239501953,0.15500234067440033,-0.52387464046478271,-0.67887699604034424,3.8551520556211472E-2,-0.74228858947753906,-0.72828274965286255,-0.69909340143203735,-0.67887699604034424,-0.65866053104400635,-0.62947118282318115,-0.61546534299850464,0]
[{"$f":"Data[[#This Row],[category]]&Data[[#This Row],[subcategory]]&Data[[#This Row],[delivered]]&Data[[#This Row],[date]]&Data[[#This Row],[hour]]","v":"SublapSLAP_PGSFNet LoadAvg Weekday 8-9pm6"},"Sublap","SLAP_PGSF","Net Load",2023,"Avg Weekday 8-9pm","6",271,271,0.79203015565872192,0.87151288986206055,7.9482778906822205E-2,6.4633071422576904E-2,53.852397918701172,1.2297539710998535,0,0,-2.6829162612557411E-2,-3.3478350378572941E-3,4.5589163899421692E-2,7.9482778906822205E-2,0.11337639391422272,0.16231338679790497,0.18579472601413727,0.21464017033576965,0.23617999255657196,2.1539833396673203E-2,1.7515562474727631E-2,-7.2707030922174454E-3,-9.0726331109181046E-4,1.2354663573205471E-2,2.1539833396673203E-2,3.0725002288818359E-2,4.3986927717924118E-2,5.0350371748209E-2,0]
[{"$f":"Data[[#This Row],[category]]&Data[[#This Row],[subcategory]]&Data[[#This Row],[delivered]]&Data[[#This Row],[date]]&Data[[#This Row],[hour]]","v":"SublapSLAP_PGSFNet LoadAvg Weekday 8-9pm19"},"Sublap","SLAP_PGSF","Net Load",2023,"Avg Weekday 8-9pm","19",271,271,-0.57102799415588379,-0.65981549024581909,-8.8787496089935303E-2,6.239575520157814E-2,63.964942932128906,-1.4229733943939209,0,0,-0.19141937792301178,-0.16875086724758148,-0.12150786072015762,-8.8787496089935303E-2,-5.6067131459712982E-2,-8.8241184130311012E-3,1.3844388537108898E-2,-0.1547485888004303,-0.1788100004196167,-2.4061411619186401E-2,1.6909249126911163E-2,-5.1874652504920959E-2,-4.5731484889984131E-2,-3.2928630709648132E-2,-2.4061411619186401E-2,-1.519419252872467E-2,-2.3913360200822353E-3,3.7518292665481567E-3,0]
[{"$f":"Data[[#This Row],[category]]&Data[[#This Row],[subcategory]]&Data[[#This Row],[delivered]]&Data[[#This Row],[date]]&Data[[#This Row],[hour]]","v":"SublapSLAP_PGSFNet LoadAvg Weekday 6-9pm3"},"Sublap","SLAP_PGSF","Net Load",2023,"Avg Weekday 6-9pm","3",284,278.66666666666669,0.90145981311798096,1.3308274745941162,0.42936766147613525,0.10615397244691849,58.959213256835938,4.0447630882263184,1,1,0.25475990772247314,0.29332587122917175,0.37370046973228455,0.42936766147613525,0.48503485321998596,0.56540942192077637,0.60397541522979736,0.25120681524276733,0.37085726857185364,0.1196504533290863,2.9581572860479355E-2,7.0993095636367798E-2,8.1740140914916992E-2,0.10413786768913269,0.1196504533290863,0.13516303896903992,0.15756076574325562,0.16830781102180481,0]
[{"$f":"Data[[#This Row],[category]]&Data[[#This Row],[subcategory]]&Data[[#This Row],[delivered]]&Data[[#This Row],[date]]&Data[[#This Row],[hour]]","v":"SublapSLAP_PGSFNet LoadAvg Weekday 6-9pm13"},"Sublap","SLAP_PGSF","Net Load",2023,"Avg Weekday 6-9pm","13",284,278.66666666666669,-1.5697922706604004,-1.2643486261367798,0.30544364452362061,8.529169112443924E-2,67.849769592285156,3.5811653137207031,1,1,0.16515129804611206,0.19613794982433319,0.26071664690971375,0.30544364452362061,0.35017064213752747,0.41474935412406921,0.44573599100112915,-0.43744876980781555,-0.35233181715011597,8.5116960108280182E-2,2.3767951875925064E-2,4.6022161841392517E-2,5.4657109081745148E-2,7.2653040289878845E-2,8.5116960108280182E-2,9.7580887377262115E-2,0.11557681858539581,0.12421176582574844,0]
[{"$f":"Data[[#This Row],[category]]&Data[[#This Row],[subcategory]]&Data[[#This Row],[delivered]]&Data[[#This Row],[date]]&Data[[#This Row],[hour]]","v":"SublapSLAP_PGSFNet LoadAvg Weekday (any)5"},"Sublap","SLAP_PGSF","Net Load",2023,"Avg Weekday (any)","5",285,277.71428571428572,0.940804123878479,0.9831850528717041,4.2380936443805695E-2,4.6343613415956497E-2,57.185764312744141,0.91449356079101563,0,0,-3.3847525715827942E-2,-1.7010793089866638E-2,1.807832159101963E-2,4.2380936443805695E-2,6.6683553159236908E-2,0.10177266597747803,0.11860939860343933,0.26127475500106812,0.27304452657699585,1.1769791133701801E-2,1.2870283797383308E-2,-9.3999411910772324E-3,-4.7241402789950371E-3,5.0206081941723824E-3,1.1769791133701801E-2,1.8518975004553795E-2,2.8263723477721214E-2,3.2939523458480835E-2,0]
[{"$f":"Data[[#This Row],[category]]&Data[[#This Row],[subcategory]]&Data[[#This Row],[delivered]]&Data[[#This Row],[date]]&Data[[#This Row],[hour]]","v":"SublapSLAP_PGSFNet LoadAvg Weekday (any)14"},"Sublap","SLAP_PGSF","Net Load",2023,"Avg Weekday (any)","14",285,277.71428571428572,-2.1940252780914307,-2.0222368240356445,0.17178851366043091,6.602855771780014E-2,68.002388000488281,2.6017305850982666,1,1,6.3181199133396149E-2,8.716951310634613E-2,0.13716310262680054,0.17178851366043091,0.20641392469406128,0.25640752911567688,0.28039583563804626,-0.60931217670440674,-0.5616040825843811,4.7708123922348022E-2,1.8337074667215347E-2,1.7546322196722031E-2,2.4208219721913338E-2,3.8092151284217834E-2,4.7708123922348022E-2,5.732409656047821E-2,7.1208037436008453E-2,7.7869929373264313E-2,0]
[{"$f":"Data[[#This Row],[category]]&Data[[#This Row],[subcategory]]&Data[[#This Row],[delivered]]&Data[[#This Row],[date]]&Data[[#This Row],[hour]]","v":"SublapSLAP_PGSFNet LoadAvg Weekday (any)20"},"Sublap","SLAP_PGSF","Net Load",2023,"Avg Weekday (any)","20",285,277.71428571428572,0.19778117537498474,-1.7604782581329346,-1.9582594633102417,8.3950422704219818E-2,63.973239898681641,-23.326379776000977,1,1,-2.0963456630706787,-2.0658462047576904,-2.0022830963134766,-1.9582594633102417,-1.9142358303070068,-1.850672721862793,-1.8201732635498047,5.4926656186580658E-2,-0.48890995979309082,-0.54383665323257446,2.3314232006669044E-2,-0.58218514919281006,-0.57371503114700317,-0.55606263875961304,-0.54383665323257446,-0.53161060810089111,-0.51395827531814575,-0.50548809766769409,0]
[{"$f":"Data[[#This Row],[category]]&Data[[#This Row],[subcategory]]&Data[[#This Row],[delivered]]&Data[[#This Row],[date]]&Data[[#This Row],[hour]]","v":"SublapSLAP_PGSFEnd Use Load7/20/202312"},"Sublap","SLAP_PGSF","End Use Load",2023,"7/20/2023","12",250,271,1.3657360076904297,1.4623600244522095,9.6624001860618591E-2,8.9587852358818054E-2,62.937999725341797,1.0785391330718994,0,0,-5.0734903663396835E-2,-1.8187450245022774E-2,4.9644086509943008E-2,9.6624001860618591E-2,0.14360392093658447,0.21143545210361481,0.24398291110992432,0.37011444568634033,0.3962995707988739,2.6185104623436928E-2,2.42783073335886E-2,-1.3749158941209316E-2,-4.9287988804280758E-3,1.3453547842800617E-2,2.6185104623436928E-2,3.8916662335395813E-2,5.7299006730318069E-2,6.6119365394115448E-2,0]
[{"$f":"Data[[#This Row],[category]]&Data[[#This Row],[subcategory]]&Data[[#This Row],[delivered]]&Data[[#This Row],[date]]&Data[[#This Row],[hour]]","v":"SublapSLAP_PGSFEnd Use Load7/20/202322"},"Sublap","SLAP_PGSF","End Use Load",2023,"7/20/2023","22",250,271,-0.56474399566650391,-0.58072000741958618,-1.597600057721138E-2,5.1511738449335098E-2,56.846000671386719,-0.31014290452003479,0,0,-0.10070527344942093,-8.1990949809551239E-2,-4.298878088593483E-2,-1.597600057721138E-2,1.1036781594157219E-2,5.0038948655128479E-2,6.8753272294998169E-2,-0.15304562449455261,-0.15737512707710266,-4.3294960632920265E-3,1.3959680683910847E-2,-2.7291128411889076E-2,-2.2219548001885414E-2,-1.1649959720671177E-2,-4.3294960632920265E-3,2.9909678269177675E-3,1.3560554943978786E-2,1.8632136285305023E-2,0]
[{"$f":"Data[[#This Row],[category]]&Data[[#This Row],[subcategory]]&Data[[#This Row],[delivered]]&Data[[#This Row],[date]]&Data[[#This Row],[hour]]","v":"SublapSLAP_PGSFEnd Use Load7/25/20233"},"Sublap","SLAP_PGSF","End Use Load",2023,"7/25/2023","3",250,271,-0.16513599455356598,-0.24843999743461609,-8.3304010331630707E-2,3.430696576833725E-2,56.922000885009766,-2.4281952381134033,1,1,-0.1397339403629303,-0.1272701621055603,-0.10129459947347641,-8.3304010331630707E-2,-6.5313421189785004E-2,-3.9337866008281708E-2,-2.6874072849750519E-2,-4.4751852750778198E-2,-6.7327238619327545E-2,-2.2575385868549347E-2,9.297187440097332E-3,-3.7867896258831024E-2,-3.4490212798118591E-2,-2.7450837194919586E-2,-2.2575385868549347E-2,-1.7699936404824257E-2,-1.0660561732947826E-2,-7.2828736156225204E-3,0]
[{"$f":"Data[[#This Row],[category]]&Data[[#This Row],[subcategory]]&Data[[#This Row],[delivered]]&Data[[#This Row],[date]]&Data[[#This Row],[hour]]","v":"SublapSLAP_PGSFEnd Use Load7/25/202323"},"Sublap","SLAP_PGSF","End Use Load",2023,"7/25/2023","23",250,271,-0.53640800714492798,-0.25655999779701233,0.27984800934791565,3.4949623048305511E-2,60.771999359130859,8.0071821212768555,1,1,0.2223609983921051,0.2350582629442215,0.26152041554450989,0.27984800934791565,0.29817560315132141,0.32463774085044861,0.3373350203037262,-0.14536656439304352,-6.9527760148048401E-2,7.5838811695575714E-2,9.4713475555181503E-3,6.0259830206632614E-2,6.3700787723064423E-2,7.0872031152248383E-2,7.5838811695575714E-2,8.0805584788322449E-2,8.7976828217506409E-2,9.1417789459228516E-2,0]
[{"$f":"Data[[#This Row],[category]]&Data[[#This Row],[subcategory]]&Data[[#This Row],[delivered]]&Data[[#This Row],[date]]&Data[[#This Row],[hour]]","v":"SublapSLAP_PGSFEnd Use Load7/26/20234"},"Sublap","SLAP_PGSF","End Use Load",2023,"7/26/2023","4",250,271,-0.1467600017786026,-7.5360000133514404E-2,7.1400001645088196E-2,1.9251191988587379E-2,56.220001220703125,3.7088613510131836,1,1,3.9734609425067902E-2,4.6728607267141342E-2,6.1304666101932526E-2,7.1400001645088196E-2,8.1495337188243866E-2,9.6071399748325348E-2,0.10306539386510849,-3.9771959185600281E-2,-2.0422559231519699E-2,1.9349399954080582E-2,5.2170730195939541E-3,1.0768079198896885E-2,1.2663452886044979E-2,1.6613565385341644E-2,1.9349399954080582E-2,2.2085236385464668E-2,2.6035349816083908E-2,2.7930721640586853E-2,0]
[{"$f":"Data[[#This Row],[category]]&Data[[#This Row],[subcategory]]&Data[[#This Row],[delivered]]&Data[[#This Row],[date]]&Data[[#This Row],[hour]]","v":"SublapSLAP_PGSFEnd Use Load7/26/202310"},"Sublap","SLAP_PGSF","End Use Load",2023,"7/26/2023","10",250,271,1.0886000394821167,1.1464400291442871,5.7840000838041306E-2,3.7102680653333664E-2,57.88800048828125,1.5589170455932617,0,0,-3.1884780619293451E-3,1.0291002690792084E-2,3.8383334875106812E-2,5.7840000838041306E-2,7.72966668009758E-2,0.10538899898529053,0.11886847764253616,0.29501059651374817,0.31068524718284607,1.5674639493227005E-2,1.0054826736450195E-2,-8.6407753406092525E-4,2.7888617478311062E-3,1.0401884093880653E-2,1.5674639493227005E-2,2.0947396755218506E-2,2.8560418635606766E-2,3.2213356345891953E-2,0]
[{"$f":"Data[[#This Row],[category]]&Data[[#This Row],[subcategory]]&Data[[#This Row],[delivered]]&Data[[#This Row],[date]]&Data[[#This Row],[hour]]","v":"SublapSLAP_PGSFEnd Use Load7/26/202323"},"Sublap","SLAP_PGSF","End Use Load",2023,"7/26/2023","23",250,271,-0.52649599313735962,3.8233313243836164E-3,0.53031933307647705,4.4420015066862106E-2,57.377998352050781,11.938747406005859,1,1,0.45725491642951965,0.4733927845954895,0.50702548027038574,0.53031933307647705,0.55361318588256836,0.5872458815574646,0.60338377952575684,-0.14268042147159576,1.0361227905377746E-3,0.14371654391288757,1.2037823908030987E-2,0.12391608208417892,0.12828944623470306,0.13740390539169312,0.14371654391288757,0.15002916753292084,0.15914362668991089,0.16351699829101563,0]
[{"$f":"Data[[#This Row],[category]]&Data[[#This Row],[subcategory]]&Data[[#This Row],[delivered]]&Data[[#This Row],[date]]&Data[[#This Row],[hour]]","v":"SublapSLAP_PGSFEnd Use Load8/28/202311"},"Sublap","SLAP_PGSF","End Use Load",2023,"8/28/2023","11",261,282,1.3332337141036987,1.495287299156189,0.16205364465713501,5.3377047181129456E-2,61.29693603515625,3.0360174179077148,1,1,7.4256211519241333E-2,9.364820271730423E-2,0.13406269252300262,0.16205364465713501,0.1900445967912674,0.23045907914638519,0.24985107779502869,0.37597191333770752,0.42167103290557861,4.5699127018451691E-2,1.5052326954901218E-2,2.0940251648426056E-2,2.6408793404698372E-2,3.7805680185556412E-2,4.5699127018451691E-2,5.3592577576637268E-2,6.4989462494850159E-2,7.0458002388477325E-2,0]
[{"$f":"Data[[#This Row],[category]]&Data[[#This Row],[subcategory]]&Data[[#This Row],[delivered]]&Data[[#This Row],[date]]&Data[[#This Row],[hour]]","v":"SublapSLAP_PGSFEnd Use Load8/28/202317"},"Sublap","SLAP_PGSF","End Use Load",2023,"8/28/2023","17",261,282,-0.29332566261291504,6.5325669944286346E-2,0.35865134000778198,5.9216752648353577E-2,69.551727294921875,6.0565857887268066,1,1,0.26124843955039978,0.28276202082633972,0.32759803533554077,0.35865134000778198,0.38970464468002319,0.43454065918922424,0.45605424046516418,-8.2717835903167725E-2,1.84218380600214E-2,0.10113967955112457,1.6699124127626419E-2,7.3672063648700714E-2,7.9738892614841461E-2,9.2382647097110748E-2,0.10113967955112457,0.1098967120051384,0.12254046648740768,0.12860730290412903,0]
[{"$f":"Data[[#This Row],[category]]&Data[[#This Row],[subcategory]]&Data[[#This Row],[delivered]]&Data[[#This Row],[date]]&Data[[#This Row],[hour]]","v":"SublapSLAP_PGSFEnd Use Load8/29/202313"},"Sublap","SLAP_PGSF","End Use Load",2023,"8/29/2023","13",261,282,1.1790981292724609,1.9151724576950073,0.73607432842254639,9.854435920715332E-2,69.019157409667969,7.4694719314575195,1,1,0.57398325204849243,0.60978466272354126,0.68439763784408569,0.73607432842254639,0.78775101900100708,0.86236399412155151,0.89816540479660034,0.33250567317008972,0.54007863998413086,0.20757296681404114,2.7789508923888206E-2,0.16186328232288361,0.1719592809677124,0.19300013780593872,0.20757296681404114,0.22214578092098236,0.24318665266036987,0.25328263640403748,0]
[{"$f":"Data[[#This Row],[category]]&Data[[#This Row],[subcategory]]&Data[[#This Row],[delivered]]&Data[[#This Row],[date]]&Data[[#This Row],[hour]]","v":"SublapSLAP_PGSFEnd Use Load8/29/202322"},"Sublap","SLAP_PGSF","End Use Load",2023,"8/29/2023","22",261,282,-0.60575711727142334,4.4061308726668358E-3,0.61016321182250977,5.476800724864006E-2,64.155174255371094,11.140869140625,1,1,0.52007788419723511,0.53997516632080078,0.58144283294677734,0.61016321182250977,0.63888359069824219,0.68035125732421875,0.70024853944778442,-0.17082351446151733,1.2425289023667574E-3,0.17206603288650513,1.5444577671587467E-2,0.14666196703910828,0.15227299928665161,0.16396687924861908,0.17206603288650513,0.18016517162322998,0.19185905158519745,0.19747008383274078,0]
[{"$f":"Data[[#This Row],[category]]&Data[[#This Row],[subcategory]]&Data[[#This Row],[delivered]]&Data[[#This Row],[date]]&Data[[#This Row],[hour]]","v":"SublapSLAP_PGSFEnd Use Load8/30/20233"},"Sublap","SLAP_PGSF","End Use Load",2023,"8/30/2023","3",262,283,-0.20380915701389313,7.9362593591213226E-2,0.28317174315452576,5.6333612650632858E-2,60.866413116455078,5.0266923904418945,1,1,0.19051119685173035,0.21097731590270996,0.2536303699016571,0.28317174315452576,0.31271311640739441,0.35536617040634155,0.37583228945732117,-5.7677991688251495E-2,2.2459613159298897E-2,8.0137602984905243E-2,1.5942411497235298E-2,5.3914669901132584E-2,5.9706579893827438E-2,7.1777395904064178E-2,8.0137602984905243E-2,8.8497810065746307E-2,0.10056862980127335,0.1063605397939682,0]
[{"$f":"Data[[#This Row],[category]]&Data[[#This Row],[subcategory]]&Data[[#This Row],[delivered]]&Data[[#This Row],[date]]&Data[[#This Row],[hour]]","v":"SublapSLAP_PGSFEnd Use Load8/30/202320"},"Sublap","SLAP_PGSF","End Use Load",2023,"8/30/2023","20",262,283,-0.81040000915527344,-3.6399312019348145,-2.829531192779541,0.12833252549171448,71.805343627929688,-22.048433303833008,1,1,-3.0406193733215332,-2.9939959049224854,-2.8968288898468018,-2.829531192779541,-2.7622334957122803,-2.6650664806365967,-2.6184430122375488,-0.22934320569038391,-1.0301005840301514,-0.80075734853744507,3.6318104714155197E-2,-0.86049526929855347,-0.84730082750320435,-0.81980258226394653,-0.80075734853744507,-0.78171205520629883,-0.75421380996704102,-0.74101936817169189,0]
[{"$f":"Data[[#This Row],[category]]&Data[[#This Row],[subcategory]]&Data[[#This Row],[delivered]]&Data[[#This Row],[date]]&Data[[#This Row],[hour]]","v":"SublapSLAP_PGSFEnd Use Load9/19/20231"},"Sublap","SLAP_PGSF","End Use Load",2023,"9/19/2023","1",263,284,0.27015894651412964,0.20385931432247162,-6.6299617290496826E-2,4.4576350599527359E-2,58.8973388671875,-1.4873272180557251,0,0,-0.13962118327617645,-0.12342651188373566,-8.9675478637218475E-2,-6.6299617290496826E-2,-4.2923755943775177E-2,-9.1727254912257195E-3,7.0219547487795353E-3,7.672514021396637E-2,5.7896044105291367E-2,-1.8829090520739555E-2,1.265968382358551E-2,-3.9652414619922638E-2,-3.5053130239248276E-2,-2.5467835366725922E-2,-1.8829090520739555E-2,-1.2190346606075764E-2,-2.6050540618598461E-3,1.9942352082580328E-3,0]
[{"$f":"Data[[#This Row],[category]]&Data[[#This Row],[subcategory]]&Data[[#This Row],[delivered]]&Data[[#This Row],[date]]&Data[[#This Row],[hour]]","v":"SublapSLAP_PGSFEnd Use Load9/19/20237"},"Sublap","SLAP_PGSF","End Use Load",2023,"9/19/2023","7",263,284,-0.13380151987075806,-0.16381369531154633,-3.0012167990207672E-2,1.6543067991733551E-2,59.110267639160156,-1.8141839504241943,1,0,-5.7223092764616013E-2,-5.1212962716817856E-2,-3.8687359541654587E-2,-3.0012167990207672E-2,-2.1336974576115608E-2,-8.8113732635974884E-3,-2.8012425173074007E-3,-3.7999629974365234E-2,-4.6523090451955795E-2,-8.5234558209776878E-3,4.6982313506305218E-3,-1.6251359134912491E-2,-1.4544481411576271E-2,-1.0987210087478161E-2,-8.5234558209776878E-3,-6.0597006231546402E-3,-2.502429997548461E-3,-7.9555285628885031E-4,0]
[{"$f":"Data[[#This Row],[category]]&Data[[#This Row],[subcategory]]&Data[[#This Row],[delivered]]&Data[[#This Row],[date]]&Data[[#This Row],[hour]]","v":"SublapSLAP_PGSFEnd Use LoadAvg Weekday 8-9pm2"},"Sublap","SLAP_PGSF","End Use Load",2023,"Avg Weekday 8-9pm","2",250,271,1.8843088299036026E-2,-2.9519999399781227E-2,-4.8363089561462402E-2,3.0094686895608902E-2,55.932998657226563,-1.6070308685302734,0,0,-9.7864441573619843E-2,-8.6930982768535614E-2,-6.4144760370254517E-2,-4.8363089561462402E-2,-3.2581418752670288E-2,-9.7951963543891907E-3,1.1382653610780835E-3,5.1064770668745041E-3,-7.9999202862381935E-3,-1.3106397353112698E-2,8.1556597724556923E-3,-2.6521263644099236E-2,-2.3558296263217926E-2,-1.7383230850100517E-2,-1.3106397353112698E-2,-8.8295647874474525E-3,-2.6544982101768255E-3,3.0846992740407586E-4,0]
[{"$f":"Data[[#This Row],[category]]&Data[[#This Row],[subcategory]]&Data[[#This Row],[delivered]]&Data[[#This Row],[date]]&Data[[#This Row],[hour]]","v":"SublapSLAP_PGSFEnd Use LoadAvg Weekday 8-9pm8"},"Sublap","SLAP_PGSF","End Use Load",2023,"Avg Weekday 8-9pm","8",250,271,9.7248002886772156E-2,0.1090800017118454,1.1832000687718391E-2,1.5748640522360802E-2,53.154998779296875,0.75130301713943481,0,0,-1.4072207733988762E-2,-8.350694552063942E-3,3.5734055563807487E-3,1.1832000687718391E-2,2.0090596750378609E-2,3.2014694064855576E-2,3.7736210972070694E-2,2.6354208588600159E-2,2.9560679569840431E-2,3.2064721453934908E-3,4.2678816244006157E-3,-3.8135682698339224E-3,-2.2630381863564253E-3,9.6839288016781211E-4,3.2064721453934908E-3,5.4445518180727959E-3,8.6759822443127632E-3,1.0226513259112835E-2,0]
[{"$f":"Data[[#This Row],[category]]&Data[[#This Row],[subcategory]]&Data[[#This Row],[delivered]]&Data[[#This Row],[date]]&Data[[#This Row],[hour]]","v":"SublapSLAP_PGSFEnd Use LoadAvg Weekday 8-9pm18"},"Sublap","SLAP_PGSF","End Use Load",2023,"Avg Weekday 8-9pm","18",250,271,-0.52361601591110229,-0.51624000072479248,7.3759998194873333E-3,2.6630252599716187E-2,66.371002197265625,0.27697822451591492,0,0,-3.6426868289709091E-2,-2.6752041652798653E-2,-6.5889181569218636E-3,7.3759998194873333E-3,2.134091779589653E-2,4.1504040360450745E-2,5.1178868860006332E-2,-0.14189994335174561,-0.13990104198455811,1.998896012082696E-3,7.2167986072599888E-3,-9.8716812208294868E-3,-7.2498032823204994E-3,-1.7855968326330185E-3,1.998896012082696E-3,5.7833888567984104E-3,1.1247594840824604E-2,1.3869473710656166E-2,0]
[{"$f":"Data[[#This Row],[category]]&Data[[#This Row],[subcategory]]&Data[[#This Row],[delivered]]&Data[[#This Row],[date]]&Data[[#This Row],[hour]]","v":"SublapSLAP_PGSFEnd Use LoadAvg Weekday 6-9pm6"},"Sublap","SLAP_PGSF","End Use Load",2023,"Avg Weekday 6-9pm","6",262,278.66666666666669,-0.14403192698955536,-8.2311704754829407E-2,6.1720229685306549E-2,1.0052187368273735E-2,58.384223937988281,6.1399798393249512,1,1,4.518585279583931E-2,4.8837833106517792E-2,5.6448858231306076E-2,6.1720229685306549E-2,6.6991604864597321E-2,7.4602626264095306E-2,7.825460284948349E-2,-4.0136896073818207E-2,-2.2937528789043427E-2,1.7199371010065079E-2,2.8012094553560019E-3,1.2591791339218616E-2,1.3609476387500763E-2,1.5730414539575577E-2,1.7199371010065079E-2,1.8668327480554581E-2,2.0789265632629395E-2,2.1806949749588966E-2,0]
[{"$f":"Data[[#This Row],[category]]&Data[[#This Row],[subcategory]]&Data[[#This Row],[delivered]]&Data[[#This Row],[date]]&Data[[#This Row],[hour]]","v":"SublapSLAP_PGSFEnd Use LoadAvg Weekday 6-9pm19"},"Sublap","SLAP_PGSF","End Use Load",2023,"Avg Weekday 6-9pm","19",262,278.66666666666669,-0.65465891361236572,-4.0047850608825684,-3.3501260280609131,0.12938223779201508,67.404899597167969,-25.893245697021484,1,1,-3.5629408359527588,-3.5159361362457275,-3.4179742336273193,-3.3501260280609131,-3.2822778224945068,-3.1843159198760986,-3.1373112201690674,-0.18243162333965302,-1.1160000562667847,-0.93356847763061523,3.6054518073797226E-2,-0.99287283420562744,-0.97977417707443237,-0.95247548818588257,-0.93356847763061523,-0.91466140747070313,-0.88736271858215332,-0.87426406145095825,0]
[{"$f":"Data[[#This Row],[category]]&Data[[#This Row],[subcategory]]&Data[[#This Row],[delivered]]&Data[[#This Row],[date]]&Data[[#This Row],[hour]]","v":"SublapSLAP_PGSFEnd Use LoadAvg Weekday 6-9pmEvent Window"},"Sublap","SLAP_PGSF","End Use Load",2023,"Avg Weekday 6-9pm","Event Window",262,278.66666666666669,-0.70964717864990234,-3.682903528213501,-2.9732563495635986,0.12089599668979645,64.554389953613281,-24.593505859375,1,1,-3.1721124649047852,-3.1281907558441162,-3.0366542339324951,-2.9732563495635986,-2.9098584651947021,-2.8183219432830811,-2.7744002342224121,-0.19775500893592834,-1.0263024568557739,-0.82854741811752319,3.3689685165882111E-2,-0.88396203517913818,-0.8717225193977356,-0.84621429443359375,-0.82854741811752319,-0.81088054180145264,-0.78537237644195557,-0.77313286066055298,0]
[{"$f":"Data[[#This Row],[category]]&Data[[#This Row],[subcategory]]&Data[[#This Row],[delivered]]&Data[[#This Row],[date]]&Data[[#This Row],[hour]]","v":"SublapSLAP_PGSFEnd Use LoadAvg Weekday (any)17"},"Sublap","SLAP_PGSF","End Use Load",2023,"Avg Weekday (any)","17",263,277.71428571428572,-0.35767504572868347,-0.30580499768257141,5.1870044320821762E-2,3.9744161069393158E-2,69.2506103515625,1.3050985336303711,0,0,-1.3503283262252808E-2,9.3585246941074729E-4,3.1028185039758682E-2,5.1870044320821762E-2,7.2711899876594543E-2,0.10280423611402512,0.11724337190389633,-9.9331468343734741E-2,-8.4926418960094452E-2,1.4405052177608013E-2,1.1037521064281464E-2,-3.7500546313822269E-3,2.5989959249272943E-4,8.616969920694828E-3,1.4405052177608013E-2,2.0193133503198624E-2,2.8550205752253532E-2,3.2560158520936966E-2,0]
[{"$f":"Data[[#This Row],[category]]&Data[[#This Row],[subcategory]]&Data[[#This Row],[delivered]]&Data[[#This Row],[date]]&Data[[#This Row],[hour]]","v":"SublapSLAP_PGSINet Load7/20/20231"},"Sublap","SLAP_PGSI","Net Load",2023,"7/20/2023","1",393,392,2.94927978515625,2.8715267181396484,-7.7753171324729919E-2,0.15107035636901855,69.622138977050781,-0.51468187570571899,0,0,-0.32624179124832153,-0.27135762572288513,-0.15697453916072845,-7.7753171324729919E-2,1.468201051466167E-3,0.11585128307342529,0.17073544859886169,1.1561176776885986,1.125638484954834,-3.0479243025183678E-2,5.9219580143690109E-2,-0.12788678705692291,-0.10637219250202179,-6.153402104973793E-2,-3.0479243025183678E-2,5.7553482474759221E-4,4.5413702726364136E-2,6.6928297281265259E-2,0]
[{"$f":"Data[[#This Row],[category]]&Data[[#This Row],[subcategory]]&Data[[#This Row],[delivered]]&Data[[#This Row],[date]]&Data[[#This Row],[hour]]","v":"SublapSLAP_PGSINet Load7/20/20237"},"Sublap","SLAP_PGSI","Net Load",2023,"7/20/2023","7",393,392,1.2191920280456543,1.0374045372009277,-0.18178750574588776,6.3707754015922546E-2,61.412212371826172,-2.8534595966339111,1,1,-0.28657743334770203,-0.26343226432800293,-0.21519587934017181,-0.18178750574588776,-0.1483791321516037,-0.10014273226261139,-7.6997578144073486E-2,0.47792327404022217,0.40666258335113525,-7.1260705590248108E-2,2.4973439052700996E-2,-0.1123383566737175,-0.10326544940471649,-8.4356784820556641E-2,-7.1260705590248108E-2,-5.8164618909358978E-2,-3.9255950599908829E-2,-3.0183050781488419E-2,0]
[{"$f":"Data[[#This Row],[category]]&Data[[#This Row],[subcategory]]&Data[[#This Row],[delivered]]&Data[[#This Row],[date]]&Data[[#This Row],[hour]]","v":"SublapSLAP_PGSINet Load7/20/202317"},"Sublap","SLAP_PGSI","Net Load",2023,"7/20/2023","17",393,392,-1.9254469871520996,-2.3113994598388672,-0.38595250248908997,9.9030032753944397E-2,98.390586853027344,-3.8973278999328613,1,1,-0.54884243011474609,-0.51286458969116211,-0.43788391351699829,-0.38595250248908997,-0.33402109146118164,-0.25904041528701782,-0.22306258976459503,-0.75477522611618042,-0.90606856346130371,-0.15129338204860687,3.8819771260023117E-2,-0.21514622867107391,-0.20104292035102844,-0.17165049910545349,-0.15129338204860687,-0.13093626499176025,-0.1015438437461853,-8.7440535426139832E-2,0]
[{"$f":"Data[[#This Row],[category]]&Data[[#This Row],[subcategory]]&Data[[#This Row],[delivered]]&Data[[#This Row],[date]]&Data[[#This Row],[hour]]","v":"SublapSLAP_PGSINet Load7/25/20239"},"Sublap","SLAP_PGSI","Net Load",2023,"7/25/2023","9",393,393,0.53691601753234863,0.33801525831222534,-0.1989007443189621,7.4141211807727814E-2,70.399490356445313,-2.6827285289764404,1,1,-0.32085219025611877,-0.29391652345657349,-0.23778043687343597,-0.1989007443189621,-0.16002105176448822,-0.10388495773077011,-7.6949305832386017E-2,0.21100799739360809,0.13283999264240265,-7.816798985004425E-2,2.9137495905160904E-2,-0.12609490752220154,-0.11550919711589813,-9.3447715044021606E-2,-7.816798985004425E-2,-6.2888272106647491E-2,-4.0826790034770966E-2,-3.0241077765822411E-2,0]
[{"$f":"Data[[#This Row],[category]]&Data[[#This Row],[subcategory]]&Data[[#This Row],[delivered]]&Data[[#This Row],[date]]&Data[[#This Row],[hour]]","v":"SublapSLAP_PGSINet Load7/25/202315"},"Sublap","SLAP_PGSI","Net Load",2023,"7/25/2023","15",393,393,-3.1955559253692627,-3.3651654720306396,-0.1696094274520874,0.12725284695625305,92.7620849609375,-1.3328536748886108,0,0,-0.3789217472076416,-0.33269050717353821,-0.23634088039398193,-0.1696094274520874,-0.10287796705961227,-6.528342142701149E-3,3.9702881127595901E-2,-1.255853533744812,-1.3225100040435791,-6.6656507551670074E-2,5.0010368227958679E-2,-0.14891624450683594,-0.13074736297130585,-9.2881962656974792E-2,-6.6656507551670074E-2,-4.0431041270494461E-2,-2.5656383950263262E-3,1.5603232197463512E-2,0]
[{"$f":"Data[[#This Row],[category]]&Data[[#This Row],[subcategory]]&Data[[#This Row],[delivered]]&Data[[#This Row],[date]]&Data[[#This Row],[hour]]","v":"SublapSLAP_PGSINet Load7/25/202324"},"Sublap","SLAP_PGSI","Net Load",2023,"7/25/2023","24",393,393,1.6912692785263062,2.0262596607208252,0.33499026298522949,0.1011737585067749,72.015266418457031,3.3110389709472656,1,1,0.16857424378395081,0.20533087849617004,0.28193467855453491,0.33499026298522949,0.38804584741592407,0.46464964747428894,0.50140631198883057,0.66466879844665527,0.79632002115249634,0.13165117800235748,3.9761286228895187E-2,6.6249676048755646E-2,8.0695033073425293E-2,0.11080032587051392,0.13165117800235748,0.15250201523303986,0.18260730803012848,0.19705268740653992,0]
[{"$f":"Data[[#This Row],[category]]&Data[[#This Row],[subcategory]]&Data[[#This Row],[delivered]]&Data[[#This Row],[date]]&Data[[#This Row],[hour]]","v":"SublapSLAP_PGSINet Load7/26/202316"},"Sublap","SLAP_PGSI","Net Load",2023,"7/26/2023","16",393,393,-2.9005966186523438,-2.2955217361450195,0.60507506132125854,0.12923355400562286,91.980918884277344,4.6820273399353027,1,1,0.39250478148460388,0.43945559859275818,0.53730493783950806,0.60507506132125854,0.67284518480300903,0.7706945538520813,0.8176453709602356,-1.1399344205856323,-0.90214002132415771,0.23779450356960297,5.0788786262273788E-2,0.15425437688827515,0.17270605266094208,0.21116083860397339,0.23779450356960297,0.26442816853523254,0.30288296937942505,0.32133463025093079,0]
[{"$f":"Data[[#This Row],[category]]&Data[[#This Row],[subcategory]]&Data[[#This Row],[delivered]]&Data[[#This Row],[date]]&Data[[#This Row],[hour]]","v":"SublapSLAP_PGSINet Load7/26/202322"},"Sublap","SLAP_PGSI","Net Load",2023,"7/26/2023","22",393,393,1.2323256731033325,2.6557252407073975,1.4233995676040649,0.1334996372461319,76.795166015625,10.662198066711426,1,1,1.2038122415542603,1.2523128986358643,1.3533922433853149,1.4233995676040649,1.4934068918228149,1.5944862365722656,1.6429868936538696,0.48430398106575012,1.0436999797821045,0.55939602851867676,5.2465356886386871E-2,0.47309821844100952,0.49215897917747498,0.53188318014144897,0.55939602851867676,0.58690893650054932,0.62663310766220093,0.64569383859634399,0]
[{"$f":"Data[[#This Row],[category]]&Data[[#This Row],[subcategory]]&Data[[#This Row],[delivered]]&Data[[#This Row],[date]]&Data[[#This Row],[hour]]","v":"SublapSLAP_PGSINet Load8/28/202310"},"Sublap","SLAP_PGSI","Net Load",2023,"8/28/2023","10",415,415,3.9895176887512207E-2,4.2144574224948883E-2,2.249397337436676E-3,8.6848996579647064E-2,75.687950134277344,2.5900095701217651E-2,0,0,-0.14060449600219727,-0.10905206948518753,-4.3294262140989304E-2,2.249397337436676E-3,4.7793056815862656E-2,0.11355086416006088,0.14510329067707062,1.6556497663259506E-2,1.7489997670054436E-2,9.3349989037960768E-4,3.6042332649230957E-2,-5.8350864797830582E-2,-4.5256607234477997E-2,-1.7967117950320244E-2,9.3349989037960768E-4,1.9834117963910103E-2,4.7123607248067856E-2,6.0217864811420441E-2,0]
[{"$f":"Data[[#This Row],[category]]&Data[[#This Row],[subcategory]]&Data[[#This Row],[delivered]]&Data[[#This Row],[date]]&Data[[#This Row],[hour]]","v":"SublapSLAP_PGSINet Load8/28/202323"},"Sublap","SLAP_PGSI","Net Load",2023,"8/28/2023","23",415,415,1.2131168842315674,2.1813251972198486,0.9682084321975708,0.14504417777061462,70.226509094238281,6.6752657890319824,1,1,0.72963201999664307,0.78232681751251221,0.89214718341827393,0.9682084321975708,1.0442696809768677,1.1540900468826294,1.2067848443984985,0.50344347953796387,0.9052499532699585,0.40180650353431702,6.0193333774805069E-2,0.30279728770256042,0.32466563582420349,0.37024107575416565,0.40180650353431702,0.43337193131446838,0.47894737124443054,0.50081568956375122,0]
[{"$f":"Data[[#This Row],[category]]&Data[[#This Row],[subcategory]]&Data[[#This Row],[delivered]]&Data[[#This Row],[date]]&Data[[#This Row],[hour]]","v":"SublapSLAP_PGSINet Load8/29/20238"},"Sublap","SLAP_PGSI","Net Load",2023,"8/29/2023","8",415,415,0.85137110948562622,1.0565301179885864,0.2051590234041214,6.3673824071884155E-2,60.197589874267578,3.2220308780670166,1,1,0.10042490065097809,0.12355773150920868,0.1717684417963028,0.2051590234041214,0.23854960501194,0.28676030039787292,0.30989313125610352,0.35331901907920837,0.43845999240875244,8.5140995681285858E-2,2.642463706433773E-2,4.1676335036754608E-2,5.1276460289955139E-2,7.1283906698226929E-2,8.5140995681285858E-2,9.8998084664344788E-2,0.11900552362203598,0.12860564887523651,0]
[{"$f":"Data[[#This Row],[category]]&Data[[#This Row],[subcategory]]&Data[[#This Row],[delivered]]&Data[[#This Row],[date]]&Data[[#This Row],[hour]]","v":"SublapSLAP_PGSINet Load8/29/202314"},"Sublap","SLAP_PGSI","Net Load",2023,"8/29/2023","14",415,415,-3.9060001373291016,-3.6846024990081787,0.22139760851860046,0.15658235549926758,86.718070983886719,1.4139370918273926,0,0,-3.6157447844743729E-2,2.0729245617985725E-2,0.13928574323654175,0.22139760851860046,0.30350947380065918,0.42206597328186035,0.47895267605781555,-1.6209900379180908,-1.5291100740432739,9.1880008578300476E-2,6.4981676638126373E-2,-1.5005340799689293E-2,8.6026368662714958E-3,5.7803582400083542E-2,9.1880008578300476E-2,0.12595643103122711,0.17515738308429718,0.19876536726951599,0]
[{"$f":"Data[[#This Row],[category]]&Data[[#This Row],[subcategory]]&Data[[#This Row],[delivered]]&Data[[#This Row],[date]]&Data[[#This Row],[hour]]","v":"SublapSLAP_PGSINet Load8/29/202324"},"Sublap","SLAP_PGSI","Net Load",2023,"8/29/2023","24",415,415,1.2718422412872314,2.002000093460083,0.73015779256820679,0.1059122234582901,67.406021118164063,6.8939900398254395,1,1,0.55594766139984131,0.59442579746246338,0.67461735010147095,0.73015779256820679,0.78569823503494263,0.8658897876739502,0.90436792373657227,0.52781450748443604,0.83083003759384155,0.30301547050476074,4.395357146859169E-2,0.23071828484535217,0.24668671190738678,0.27996620535850525,0.30301547050476074,0.32606476545333862,0.35934427380561829,0.3753126859664917,0]
[{"$f":"Data[[#This Row],[category]]&Data[[#This Row],[subcategory]]&Data[[#This Row],[delivered]]&Data[[#This Row],[date]]&Data[[#This Row],[hour]]","v":"SublapSLAP_PGSINet Load8/30/202315"},"Sublap","SLAP_PGSI","Net Load",2023,"8/30/2023","15",417,417,-3.1688237190246582,-3.3259232044219971,-0.15709954500198364,0.13751077651977539,90.571945190429688,-1.142452597618103,0,0,-0.38328465819358826,-0.33332669734954834,-0.2292102724313736,-0.15709954500198364,-8.4988825023174286E-2,1.9127605482935905E-2,6.9085553288459778E-2,-1.321399450302124,-1.3869099617004395,-6.551051139831543E-2,5.7341992855072021E-2,-0.15982970595359802,-0.13899722695350647,-9.5580682158470154E-2,-6.551051139831543E-2,-3.5440340638160706E-2,7.9762116074562073E-3,2.8808675706386566E-2,0]
[{"$f":"Data[[#This Row],[category]]&Data[[#This Row],[subcategory]]&Data[[#This Row],[delivered]]&Data[[#This Row],[date]]&Data[[#This Row],[hour]]","v":"SublapSLAP_PGSINet Load8/30/202321"},"Sublap","SLAP_PGSI","Net Load",2023,"8/30/2023","21",417,417,0.96656477451324463,-2.5837888717651367,-3.5503537654876709,0.19937989115715027,78.33453369140625,-17.806980133056641,1,1,-3.8783044815063477,-3.8058693408966064,-3.6549086570739746,-3.5503537654876709,-3.4457988739013672,-3.2948381900787354,-3.2224030494689941,0.4030575156211853,-1.0774399042129517,-1.4804974794387817,8.3141416311264038E-2,-1.6172529458999634,-1.5870474576950073,-1.5240969657897949,-1.4804974794387817,-1.4368981122970581,-1.3739475011825562,-1.3437420129776001,0]
[{"$f":"Data[[#This Row],[category]]&Data[[#This Row],[subcategory]]&Data[[#This Row],[delivered]]&Data[[#This Row],[date]]&Data[[#This Row],[hour]]","v":"SublapSLAP_PGSINet Load9/19/20236"},"Sublap","SLAP_PGSI","Net Load",2023,"9/19/2023","6",423,423,1.2329503297805786,0.99751770496368408,-0.23543260991573334,8.8075593113899231E-2,59.728134155273438,-2.6730742454528809,1,1,-0.38030406832695007,-0.34830603003501892,-0.28161948919296265,-0.23543260991573334,-0.18924573063850403,-0.12255919724702835,-9.0561151504516602E-2,0.52153801918029785,0.42194998264312744,-9.9587991833686829E-2,3.7255976349115372E-2,-0.16086861491203308,-0.14733345806598663,-0.11912504583597183,-9.9587991833686829E-2,-8.0050945281982422E-2,-5.1842540502548218E-2,-3.8307368755340576E-2,0]
[{"$f":"Data[[#This Row],[category]]&Data[[#This Row],[subcategory]]&Data[[#This Row],[delivered]]&Data[[#This Row],[date]]&Data[[#This Row],[hour]]","v":"SublapSLAP_PGSINet Load9/19/202319"},"Sublap","SLAP_PGSI","Net Load",2023,"9/19/2023","19",423,423,0.10790659487247467,-2.696382999420166,-2.8042895793914795,0.13420252501964569,78.846336364746094,-20.895952224731445,1,1,-3.0250329971313477,-2.9762771129608154,-2.8746654987335205,-2.8042895793914795,-2.7339136600494385,-2.6323020458221436,-2.5835461616516113,4.564448818564415E-2,-1.1405700445175171,-1.1862144470214844,5.6767668575048447E-2,-1.2795889377593994,-1.2589652538299561,-1.215983510017395,-1.1862144470214844,-1.1564455032348633,-1.1134637594223022,-1.0928400754928589,0]
[{"$f":"Data[[#This Row],[category]]&Data[[#This Row],[subcategory]]&Data[[#This Row],[delivered]]&Data[[#This Row],[date]]&Data[[#This Row],[hour]]","v":"SublapSLAP_PGSINet LoadAvg Weekday 8-9pm3"},"Sublap","SLAP_PGSI","Net Load",2023,"Avg Weekday 8-9pm","3",394,392.5,1.7045998573303223,1.522512674331665,-0.18208713829517365,9.4735570251941681E-2,65.24365234375,-1.9220566749572754,1,0,-0.33791327476501465,-0.30349564552307129,-0.23176652193069458,-0.18208713829517365,-0.13240775465965271,-6.0678619891405106E-2,-2.6260992512106895E-2,0.66905546188354492,0.59758621454238892,-7.1469202637672424E-2,3.7183713167905807E-2,-0.13263095915317535,-0.11912204325199127,-9.0968362987041473E-2,-7.1469202637672424E-2,-5.1970042288303375E-2,-2.3816358298063278E-2,-1.0307439602911472E-2,0]
[{"$f":"Data[[#This Row],[category]]&Data[[#This Row],[subcategory]]&Data[[#This Row],[delivered]]&Data[[#This Row],[date]]&Data[[#This Row],[hour]]","v":"SublapSLAP_PGSINet LoadAvg Weekday 8-9pm13"},"Sublap","SLAP_PGSI","Net Load",2023,"Avg Weekday 8-9pm","13",394,392.5,-2.7082507610321045,-2.6648476123809814,4.3403118848800659E-2,0.1089199036359787,90.463829040527344,0.39848658442497253,0,0,-0.13575418293476105,-9.6183352172374725E-2,-1.3714534230530262E-2,4.3403118848800659E-2,0.1005207747220993,0.18298959732055664,0.22256042063236237,-1.0629884004592896,-1.0459526777267456,1.7035724595189095E-2,4.2751062661409378E-2,-5.3283516317605972E-2,-3.7751965224742889E-2,-5.3829546086490154E-3,1.7035724595189095E-2,3.9454404264688492E-2,7.1823418140411377E-2,8.7354965507984161E-2,0]
[{"$f":"Data[[#This Row],[category]]&Data[[#This Row],[subcategory]]&Data[[#This Row],[delivered]]&Data[[#This Row],[date]]&Data[[#This Row],[hour]]","v":"SublapSLAP_PGSINet LoadAvg Weekday 6-9pm5"},"Sublap","SLAP_PGSI","Net Load",2023,"Avg Weekday 6-9pm","5",417,408.33333333333331,1.3679947853088379,1.3439967632293701,-2.399800717830658E-2,6.6423289477825165E-2,63.104316711425781,-0.36128905415534973,0,0,-0.13325460255146027,-0.10912287980318069,-5.8830413967370987E-2,-2.399800717830658E-2,1.0834399610757828E-2,6.1126861721277237E-2,8.525858074426651E-2,0.5585978627204895,0.54879868030548096,-9.7991861402988434E-3,2.7122844010591507E-2,-5.4412297904491425E-2,-4.4558510184288025E-2,-2.4022419005632401E-2,-9.7991861402988434E-3,4.4240467250347137E-3,2.4960136041045189E-2,3.4813921898603439E-2,0]
[{"$f":"Data[[#This Row],[category]]&Data[[#This Row],[subcategory]]&Data[[#This Row],[delivered]]&Data[[#This Row],[date]]&Data[[#This Row],[hour]]","v":"SublapSLAP_PGSINet LoadAvg Weekday 6-9pm8"},"Sublap","SLAP_PGSI","Net Load",2023,"Avg Weekday 6-9pm","8",417,408.33333333333331,0.95204955339431763,0.93309354782104492,-1.895604282617569E-2,4.676416888833046E-2,61.995803833007813,-0.40535399317741394,0,0,-9.5876254141330719E-2,-7.8886739909648895E-2,-4.3479196727275848E-2,-1.895604282617569E-2,5.5671115405857563E-3,4.0974650532007217E-2,5.796416848897934E-2,0.38875356316566467,0.3810131847858429,-7.740383967757225E-3,1.9095368683338165E-2,-3.9149470627307892E-2,-3.2212086021900177E-2,-1.7754005268216133E-2,-7.740383967757225E-3,2.2732370998710394E-3,1.6731316223740578E-2,2.3668702691793442E-2,0]
[{"$f":"Data[[#This Row],[category]]&Data[[#This Row],[subcategory]]&Data[[#This Row],[delivered]]&Data[[#This Row],[date]]&Data[[#This Row],[hour]]","v":"SublapSLAP_PGSINet LoadAvg Weekday 6-9pm20"},"Sublap","SLAP_PGSI","Net Load",2023,"Avg Weekday 6-9pm","20",417,408.33333333333331,0.99608081579208374,-2.9995722770690918,-3.9956531524658203,0.17395646870136261,87.49200439453125,-22.969270706176758,1,1,-4.2817859649658203,-4.2185873985290527,-4.0868759155273438,-3.9956531524658203,-3.9044303894042969,-3.7727189064025879,-3.7095203399658203,0.40673300623893738,-1.224825382232666,-1.6315584182739258,7.1032226085662842E-2,-1.7483959197998047,-1.7225898504257202,-1.6688076257705688,-1.6315584182739258,-1.5943090915679932,-1.5405268669128418,-1.5147207975387573,0]
[{"$f":"Data[[#This Row],[category]]&Data[[#This Row],[subcategory]]&Data[[#This Row],[delivered]]&Data[[#This Row],[date]]&Data[[#This Row],[hour]]","v":"SublapSLAP_PGSINet LoadAvg Weekday (any)12"},"Sublap","SLAP_PGSI","Net Load",2023,"Avg Weekday (any)","12",424,406.85714285714283,-1.7689167261123657,-1.6636286973953247,0.10528798401355743,7.0654489099979401E-2,83.791679382324219,1.4901810884475708,0,0,-1.0928308591246605E-2,1.4740613289177418E-2,6.8236730992794037E-2,0.10528798401355743,0.14233922958374023,0.19583535194396973,0.22150427103042603,-0.71969640254974365,-0.67685920000076294,4.2837169021368027E-2,2.8746282681822777E-2,-4.4462606310844421E-3,5.9973238967359066E-3,2.7762601152062416E-2,4.2837169021368027E-2,5.791173130273819E-2,7.9677008092403412E-2,9.0120591223239899E-2,0]
[{"$f":"Data[[#This Row],[category]]&Data[[#This Row],[subcategory]]&Data[[#This Row],[delivered]]&Data[[#This Row],[date]]&Data[[#This Row],[hour]]","v":"SublapSLAP_PGSINet LoadAvg Weekday (any)22"},"Sublap","SLAP_PGSI","Net Load",2023,"Avg Weekday (any)","22",424,406.85714285714283,1.4742770195007324,2.2229835987091064,0.74870651960372925,8.6409233510494232E-2,74.114723205566406,8.6646585464477539,1,1,0.60657596588134766,0.63796865940093994,0.70339345932006836,0.74870651960372925,0.79401957988739014,0.85944437980651855,0.89083707332611084,0.59982013702392578,0.90443676710128784,0.30461660027503967,3.5156212747097015E-2,0.24678976833820343,0.25956210494041443,0.28618064522743225,0.30461660027503967,0.32305252552032471,0.34967109560966492,0.36244341731071472,0]
[{"$f":"Data[[#This Row],[category]]&Data[[#This Row],[subcategory]]&Data[[#This Row],[delivered]]&Data[[#This Row],[date]]&Data[[#This Row],[hour]]","v":"SublapSLAP_PGSIEnd Use Load7/20/20233"},"Sublap","SLAP_PGSI","End Use Load",2023,"7/20/2023","3",348,392,-0.14040803909301758,-0.16517241299152374,-2.4764366447925568E-2,2.9634131118655205E-2,65.281608581542969,-0.83567041158676147,0,0,-7.3508173227310181E-2,-6.2742032110691071E-2,-4.0304519236087799E-2,-2.4764366447925568E-2,-9.2242127284407616E-3,1.3213301077485085E-2,2.3979442194104195E-2,-5.5039949715137482E-2,-6.4747586846351624E-2,-9.7076315432786942E-3,1.1616579256951809E-2,-2.8815204277634621E-2,-2.4594876915216446E-2,-1.5799371525645256E-2,-9.7076315432786942E-3,-3.6158913280814886E-3,5.1796138286590576E-3,9.3999411910772324E-3,0]
[{"$f":"Data[[#This Row],[category]]&Data[[#This Row],[subcategory]]&Data[[#This Row],[delivered]]&Data[[#This Row],[date]]&Data[[#This Row],[hour]]","v":"SublapSLAP_PGSIEnd Use Load7/20/202319"},"Sublap","SLAP_PGSI","End Use Load",2023,"7/20/2023","19",348,392,-1.5960229635238647,-1.8855746984481812,-0.28955173492431641,7.1737542748451233E-2,98.637931823730469,-4.0362648963928223,1,1,-0.40754950046539307,-0.38148710131645203,-0.32717093825340271,-0.28955173492431641,-0.2519325315952301,-0.19761636853218079,-0.17155398428440094,-0.62564098834991455,-0.73914527893066406,-0.11350428313016891,2.8121117502450943E-2,-0.15975940227508545,-0.14954294264316559,-0.12825100123882294,-0.11350428313016891,-9.8757550120353699E-2,-7.7465616166591644E-2,-6.724916398525238E-2,0]
[{"$f":"Data[[#This Row],[category]]&Data[[#This Row],[subcategory]]&Data[[#This Row],[delivered]]&Data[[#This Row],[date]]&Data[[#This Row],[hour]]","v":"SublapSLAP_PGSIEnd Use Load7/25/20234"},"Sublap","SLAP_PGSI","End Use Load",2023,"7/25/2023","4",349,393,-0.11615075170993805,-0.20169053971767426,-8.5539795458316803E-2,3.3864483237266541E-2,64.18194580078125,-2.5259442329406738,1,1,-0.14124190807342529,-0.12893888354301453,-0.10329835116863251,-8.5539795458316803E-2,-6.7781239748001099E-2,-4.2140714824199677E-2,-2.9837677255272865E-2,-4.5647244900465012E-2,-7.9264380037784576E-2,-3.3617138862609863E-2,1.3308742083609104E-2,-5.5508069694042206E-2,-5.0672981888055801E-2,-4.059625044465065E-2,-3.3617138862609863E-2,-2.6638027280569077E-2,-1.6561301425099373E-2,-1.1726207099854946E-2,0]
[{"$f":"Data[[#This Row],[category]]&Data[[#This Row],[subcategory]]&Data[[#This Row],[delivered]]&Data[[#This Row],[date]]&Data[[#This Row],[hour]]","v":"SublapSLAP_PGSIEnd Use Load7/25/202310"},"Sublap","SLAP_PGSI","End Use Load",2023,"7/25/2023","10",349,393,1.6749418973922729,2.0498223304748535,0.37488043308258057,5.1717136055231094E-2,78.488540649414063,7.2486696243286133,1,1,0.28981330990791321,0.30860224366188049,0.34775993227958679,0.37488043308258057,0.40200093388557434,0.44115862250328064,0.45994755625724792,0.65825217962265015,0.80558019876480103,0.14732800424098969,2.0324833691120148E-2,0.11389663070440292,0.12128068506717682,0.13666965067386627,0.14732800424098969,0.15798637270927429,0.17337533831596375,0.18075938522815704,0]
[{"$f":"Data[[#This Row],[category]]&Data[[#This Row],[subcategory]]&Data[[#This Row],[delivered]]&Data[[#This Row],[date]]&Data[[#This Row],[hour]]","v":"SublapSLAP_PGSIEnd Use Load7/26/20232"},"Sublap","SLAP_PGSI","End Use Load",2023,"7/26/2023","2",349,393,0.42023530602455139,0.69054442644119263,0.27030909061431885,8.4050096571445465E-2,68.936965942382813,3.2160472869873047,1,1,0.13205897808074951,0.16259455680847168,0.22623316943645477,0.27030909061431885,0.31438499689102173,0.37802362442016602,0.40855920314788818,0.16515247523784637,0.27138397097587585,0.10623147338628769,3.3031687140464783E-2,5.1899179816246033E-2,6.3899658620357513E-2,8.8909633457660675E-2,0.10623147338628769,0.12355330586433411,0.14856328070163727,0.16056376695632935,0]
[{"$f":"Data[[#This Row],[category]]&Data[[#This Row],[subcategory]]&Data[[#This Row],[delivered]]&Data[[#This Row],[date]]&Data[[#This Row],[hour]]","v":"SublapSLAP_PGSIEnd Use Load7/26/202311"},"Sublap","SLAP_PGSI","End Use Load",2023,"7/26/2023","11",349,393,2.3524742126464844,2.9609112739562988,0.6084369421005249,7.1806088089942932E-2,82.68194580078125,8.4733333587646484,1,1,0.49032643437385559,0.51641374826431274,0.57078176736831665,0.6084369421005249,0.64609211683273315,0.70046013593673706,0.72654742002487183,0.92452234029769897,1.1636381149291992,0.23911571502685547,2.8219792991876602E-2,0.19269828498363495,0.20295059680938721,0.22431723773479462,0.23911571502685547,0.25391420722007751,0.27528083324432373,0.28553313016891479,0]
[{"$f":"Data[[#This Row],[category]]&Data[[#This Row],[subcategory]]&Data[[#This Row],[delivered]]&Data[[#This Row],[date]]&Data[[#This Row],[hour]]","v":"SublapSLAP_PGSIEnd Use Load7/26/202317"},"Sublap","SLAP_PGSI","End Use Load",2023,"7/26/2023","17",349,393,-0.81781256198883057,9.48137566447258E-2,0.91262632608413696,9.246855229139328E-2,92.848136901855469,9.8695859909057617,1,1,0.76052910089492798,0.79412311315536499,0.8641357421875,0.91262632608413696,0.96111690998077393,1.0311295986175537,1.0647236108779907,-0.32140034437179565,3.7261806428432465E-2,0.35866215825080872,3.6340139806270599E-2,0.2988879382610321,0.31209039688110352,0.33960536122322083,0.35866215825080872,0.37771895527839661,0.40523391962051392,0.41843637824058533,0]
[{"$f":"Data[[#This Row],[category]]&Data[[#This Row],[subcategory]]&Data[[#This Row],[delivered]]&Data[[#This Row],[date]]&Data[[#This Row],[hour]]","v":"SublapSLAP_PGSIEnd Use Load8/28/20232"},"Sublap","SLAP_PGSI","End Use Load",2023,"8/28/2023","2",371,415,0.42956367135047913,0.20415094494819641,-0.22541272640228271,8.3929389715194702E-2,64.588951110839844,-2.6857423782348633,1,1,-0.36346429586410522,-0.33297255635261536,-0.26942533254623413,-0.22541272640228271,-0.1814001053571701,-0.11785288900136948,-8.7361164391040802E-2,0.1782689243555069,8.4722645580768585E-2,-9.3546278774738312E-2,3.4830696880817413E-2,-0.15083768963813782,-0.13818360865116119,-0.11181151121854782,-9.3546278774738312E-2,-7.5281046330928802E-2,-4.890894889831543E-2,-3.62548828125E-2,0]
[{"$f":"Data[[#This Row],[category]]&Data[[#This Row],[subcategory]]&Data[[#This Row],[delivered]]&Data[[#This Row],[date]]&Data[[#This Row],[hour]]","v":"SublapSLAP_PGSIEnd Use Load8/28/202312"},"Sublap","SLAP_PGSI","End Use Load",2023,"8/28/2023","12",371,415,2.2137892246246338,2.5249271392822266,0.31113803386688232,9.7463689744472504E-2,86.778976440429688,3.1923482418060303,1,1,0.15082453191280365,0.18623329699039459,0.26002803444862366,0.31113803386688232,0.36224803328514099,0.43604278564453125,0.47145155072212219,0.91872251033782959,1.0478447675704956,0.1291222870349884,4.0447432547807693E-2,6.2592178583145142E-2,7.7286817133426666E-2,0.10791163146495819,0.1291222870349884,0.15033292770385742,0.18095774948596954,0.19565239548683167,0]
[{"$f":"Data[[#This Row],[category]]&Data[[#This Row],[subcategory]]&Data[[#This Row],[delivered]]&Data[[#This Row],[date]]&Data[[#This Row],[hour]]","v":"SublapSLAP_PGSIEnd Use Load8/28/202324"},"Sublap","SLAP_PGSI","End Use Load",2023,"8/28/2023","24",371,415,-0.44685176014900208,0.11636118590831757,0.56321293115615845,6.1991434544324875E-2,67.969001770019531,9.0853347778320313,1,1,0.46124610304832458,0.48376771807670593,0.53070461750030518,0.56321293115615845,0.59572124481201172,0.64265817403793335,0.6651797890663147,-0.18544347584247589,4.8289891332387924E-2,0.23373337090015411,2.5726445019245148E-2,0.19141712784767151,0.20076359808444977,0.22024241089820862,0.23373337090015411,0.24722431600093842,0.26670312881469727,0.27604961395263672,0]
[{"$f":"Data[[#This Row],[category]]&Data[[#This Row],[subcategory]]&Data[[#This Row],[delivered]]&Data[[#This Row],[date]]&Data[[#This Row],[hour]]","v":"SublapSLAP_PGSIEnd Use Load8/29/20239"},"Sublap","SLAP_PGSI","End Use Load",2023,"8/29/2023","9",371,415,0.86144858598709106,1.0849684476852417,0.22351986169815063,3.9948433637619019E-2,66.443397521972656,5.5952095985412598,1,1,0.15781053900718689,0.17232388257980347,0.20257088541984558,0.22351986169815063,0.24446883797645569,0.2747158408164978,0.28922918438911438,0.35750114917755127,0.45026189088821411,9.2760741710662842E-2,1.6578599810600281E-2,6.5491370856761932E-2,7.1514412760734558E-2,8.4066919982433319E-2,9.2760741710662842E-2,0.10145457088947296,0.11400707066059113,0.12003011256456375,0]
[{"$f":"Data[[#This Row],[category]]&Data[[#This Row],[subcategory]]&Data[[#This Row],[delivered]]&Data[[#This Row],[date]]&Data[[#This Row],[hour]]","v":"SublapSLAP_PGSIEnd Use Load8/30/20231"},"Sublap","SLAP_PGSI","End Use Load",2023,"8/30/2023","1",373,417,0.5421072244644165,1.0320026874542236,0.48989543318748474,0.13633266091346741,67.162200927734375,3.5933828353881836,1,1,0.26564815640449524,0.31517809629440308,0.41840252280235291,0.48989543318748474,0.56138837337493896,0.66461277008056641,0.71414268016815186,0.2260587066411972,0.43034511804580688,0.20428639650344849,5.6850720196962357E-2,0.11077528446912766,0.1314292699098587,0.17447385191917419,0.20428639650344849,0.23409895598888397,0.27714353799819946,0.29779750108718872,0]
[{"$f":"Data[[#This Row],[category]]&Data[[#This Row],[subcategory]]&Data[[#This Row],[delivered]]&Data[[#This Row],[date]]&Data[[#This Row],[hour]]","v":"SublapSLAP_PGSIEnd Use Load8/30/20237"},"Sublap","SLAP_PGSI","End Use Load",2023,"8/30/2023","7",373,417,-0.13840644061565399,7.2546917945146561E-3,0.1456611305475235,2.0413639023900032E-2,59.021446228027344,7.1354808807373047,1,1,0.11208368092775345,0.11949999630451202,0.13495621085166931,0.1456611305475235,0.15636605024337769,0.17182226479053497,0.17923857271671295,-5.7715486735105515E-2,3.0252065043896437E-3,6.0740690678358078E-2,8.5124876350164413E-3,4.6738896518945694E-2,4.983149841427803E-2,5.627673864364624E-2,6.0740690678358078E-2,6.5204642713069916E-2,7.1649886667728424E-2,7.4742481112480164E-2,0]
[{"$f":"Data[[#This Row],[category]]&Data[[#This Row],[subcategory]]&Data[[#This Row],[delivered]]&Data[[#This Row],[date]]&Data[[#This Row],[hour]]","v":"SublapSLAP_PGSIEnd Use Load8/30/202316"},"Sublap","SLAP_PGSI","End Use Load",2023,"8/30/2023","16",373,417,-0.15490241348743439,0.32996246218681335,0.48486489057540894,6.5556854009628296E-2,92.160858154296875,7.3960976600646973,1,1,0.37703347206115723,0.40085041522979736,0.45048683881759644,0.48486489057540894,0.51924294233322144,0.56887936592102051,0.59269630908966064,-6.459430605173111E-2,0.13759434223175049,0.20218865573406219,2.7337208390235901E-2,0.15722295641899109,0.16715462505817413,0.18785300850868225,0.20218865573406219,0.21652430295944214,0.23722270131111145,0.2471543550491333,0]
[{"$f":"Data[[#This Row],[category]]&Data[[#This Row],[subcategory]]&Data[[#This Row],[delivered]]&Data[[#This Row],[date]]&Data[[#This Row],[hour]]","v":"SublapSLAP_PGSIEnd Use Load9/19/20238"},"Sublap","SLAP_PGSI","End Use Load",2023,"9/19/2023","8",379,423,4.4287599623203278E-2,-5.4730869829654694E-2,-9.9018469452857971E-2,2.0510291680693626E-2,58.689971923828125,-4.8277454376220703,1,1,-0.13275489211082458,-0.12530346214771271,-0.10977407544851303,-9.9018469452857971E-2,-8.8262863457202911E-2,-7.2733476758003235E-2,-6.528203934431076E-2,1.8733654171228409E-2,-2.3151157423853874E-2,-4.1884813457727432E-2,8.6758537217974663E-3,-5.6155320256948471E-2,-5.3003363311290741E-2,-4.64344322681427E-2,-4.1884813457727432E-2,-3.7335190922021866E-2,-3.0766259878873825E-2,-2.7614302933216095E-2,0]
[{"$f":"Data[[#This Row],[category]]&Data[[#This Row],[subcategory]]&Data[[#This Row],[delivered]]&Data[[#This Row],[date]]&Data[[#This Row],[hour]]","v":"SublapSLAP_PGSIEnd Use Load9/19/202318"},"Sublap","SLAP_PGSI","End Use Load",2023,"9/19/2023","18",379,423,-0.91655409336090088,-4.1001396179199219,-3.1835856437683105,0.14756518602371216,80.300788879394531,-21.5740966796875,1,1,-3.4263088703155518,-3.3726980686187744,-3.2609689235687256,-3.1835856437683105,-3.1062023639678955,-2.9944732189178467,-2.9408624172210693,-0.38770237565040588,-1.7343590259552002,-1.3466566801071167,6.24200738966465E-2,-1.4493286609649658,-1.4266512393951416,-1.3793898820877075,-1.3466566801071167,-1.3139235973358154,-1.2666621208190918,-1.2439848184585571,0]
[{"$f":"Data[[#This Row],[category]]&Data[[#This Row],[subcategory]]&Data[[#This Row],[delivered]]&Data[[#This Row],[date]]&Data[[#This Row],[hour]]","v":"SublapSLAP_PGSIEnd Use LoadAvg Weekday 8-9pm6"},"Sublap","SLAP_PGSI","End Use Load",2023,"Avg Weekday 8-9pm","6",349,392.5,-0.13991981744766235,-0.13683381676673889,3.0860069673508406E-3,1.3943859376013279E-2,61.741405487060547,0.22131656110286713,0,0,-1.9849600270390511E-2,-1.4783767983317375E-2,-4.2261602357029915E-3,3.0860069673508406E-3,1.0398173704743385E-2,2.0955782383680344E-2,2.6021614670753479E-2,-5.4918527603149414E-2,-5.3707271814346313E-2,1.2112577678635716E-3,5.4729646071791649E-3,-7.7909682877361774E-3,-5.8026290498673916E-3,-1.6587679274380207E-3,1.2112577678635716E-3,4.0812832303345203E-3,8.2251448184251785E-3,1.0213484056293964E-2,0]
[{"$f":"Data[[#This Row],[category]]&Data[[#This Row],[subcategory]]&Data[[#This Row],[delivered]]&Data[[#This Row],[date]]&Data[[#This Row],[hour]]","v":"SublapSLAP_PGSIEnd Use LoadAvg Weekday 8-9pm15"},"Sublap","SLAP_PGSI","End Use Load",2023,"Avg Weekday 8-9pm","15",349,392.5,0.58691978454589844,0.44176217913627625,-0.145157590508461,3.6782354116439819E-2,93.980659484863281,-3.9463920593261719,1,1,-0.2056591808795929,-0.19229607284069061,-0.16444627940654755,-0.145157590508461,-0.12586890161037445,-9.8019108176231384E-2,-8.4656000137329102E-2,0.23036602139472961,0.17339165508747101,-5.6974355131387711E-2,1.4437073841691017E-2,-8.0721229314804077E-2,-7.5476206839084625E-2,-6.45451620221138E-2,-5.6974355131387711E-2,-4.9403544515371323E-2,-3.8472499698400497E-2,-3.3227480947971344E-2,0]
[{"$f":"Data[[#This Row],[category]]&Data[[#This Row],[subcategory]]&Data[[#This Row],[delivered]]&Data[[#This Row],[date]]&Data[[#This Row],[hour]]","v":"SublapSLAP_PGSIEnd Use LoadAvg Weekday 8-9pmEvent Window"},"Sublap","SLAP_PGSI","End Use Load",2023,"Avg Weekday 8-9pm","Event Window",349,392.5,-1.4274728298187256,-5.3998136520385742,-3.9723410606384277,0.22742734849452972,86.516471862792969,-17.46641731262207,1,1,-4.3464255332946777,-4.263801097869873,-4.0916042327880859,-3.9723410606384277,-3.8530781269073486,-3.6808812618255615,-3.5982563495635986,-0.56028306484222412,-2.119426965713501,-1.5591439008712769,8.9265234768390656E-2,-1.7059720754623413,-1.6735419034957886,-1.605954647064209,-1.5591439008712769,-1.5123331546783447,-1.4447458982467651,-1.4123156070709229,0]
[{"$f":"Data[[#This Row],[category]]&Data[[#This Row],[subcategory]]&Data[[#This Row],[delivered]]&Data[[#This Row],[date]]&Data[[#This Row],[hour]]","v":"SublapSLAP_PGSIEnd Use LoadAvg Weekday 6-9pm6"},"Sublap","SLAP_PGSI","End Use Load",2023,"Avg Weekday 6-9pm","6",373,408.33333333333331,-0.14323410391807556,-6.6836461424827576E-2,7.6397642493247986E-2,1.6385519877076149E-2,62.397899627685547,4.6625094413757324,1,1,4.9445860087871552E-2,5.5398754775524139E-2,6.7805066704750061E-2,7.6397642493247986E-2,8.4990218281745911E-2,9.7396530210971832E-2,0.10334942489862442,-5.8487258851528168E-2,-2.729155495762825E-2,3.1195703893899918E-2,6.6907540895044804E-3,2.0190393552184105E-2,2.2621158510446548E-2,2.7687069028615952E-2,3.1195703893899918E-2,3.4704338759183884E-2,3.9770249277353287E-2,4.220101609826088E-2,0]
[{"$f":"Data[[#This Row],[category]]&Data[[#This Row],[subcategory]]&Data[[#This Row],[delivered]]&Data[[#This Row],[date]]&Data[[#This Row],[hour]]","v":"SublapSLAP_PGSIEnd Use LoadAvg Weekday 6-9pm16"},"Sublap","SLAP_PGSI","End Use Load",2023,"Avg Weekday 6-9pm","16",373,408.33333333333331,-4.4809024780988693E-2,0.31082752346992493,0.35563653707504272,5.5471792817115784E-2,92.595176696777344,6.4111237525939941,1,1,0.26439356803894043,0.28454658389091492,0.32654708623886108,0.35563653707504272,0.38472598791122437,0.42672649025917053,0.44687950611114502,-1.8297018483281136E-2,0.12692123651504517,0.14521825313568115,2.2650981321930885E-2,0.10796070843935013,0.11618985235691071,0.13334006071090698,0.14521825313568115,0.15709644556045532,0.1742466539144516,0.18247580528259277,0]
[{"$f":"Data[[#This Row],[category]]&Data[[#This Row],[subcategory]]&Data[[#This Row],[delivered]]&Data[[#This Row],[date]]&Data[[#This Row],[hour]]","v":"SublapSLAP_PGSIEnd Use LoadAvg Weekday (any)7"},"Sublap","SLAP_PGSI","End Use Load",2023,"Avg Weekday (any)","7",379,406.85714285714283,-0.1167072132229805,-9.1454081237316132E-2,2.5253135710954666E-2,1.4555380679666996E-2,61.228954315185547,1.7349691390991211,1,0,1.3116650516167283E-3,6.5996646881103516E-3,1.7620285972952843E-2,2.5253135710954666E-2,3.288598358631134E-2,4.3906606733798981E-2,4.9194607883691788E-2,-4.7483164817094803E-2,-3.7208747118711472E-2,1.0274418629705906E-2,5.9219608083367348E-3,5.3366029169410467E-4,2.6851207949221134E-3,7.1689393371343613E-3,1.0274418629705906E-2,1.3379896990954876E-2,1.7863716930150986E-2,2.0015178248286247E-2,0]
[{"$f":"Data[[#This Row],[category]]&Data[[#This Row],[subcategory]]&Data[[#This Row],[delivered]]&Data[[#This Row],[date]]&Data[[#This Row],[hour]]","v":"SublapSLAP_PGSIEnd Use LoadAvg Weekday (any)13"},"Sublap","SLAP_PGSI","End Use Load",2023,"Avg Weekday (any)","13",379,406.85714285714283,1.8490991592407227,1.9309036731719971,8.1804521381855011E-2,4.6326387673616409E-2,86.027297973632813,1.7658299207687378,1,0,5.6043947115540504E-3,2.2434866055846214E-2,5.7510938495397568E-2,8.1804521381855011E-2,0.10609810054302216,0.14117418229579926,0.15800464153289795,0.75231921672821045,0.78560197353363037,3.3282753080129623E-2,1.8848221749067307E-2,2.280188025906682E-3,9.1277854517102242E-3,2.3398736491799355E-2,3.3282753080129623E-2,4.3166771531105042E-2,5.7437725365161896E-2,6.4285315573215485E-2,0]
[{"$f":"Data[[#This Row],[category]]&Data[[#This Row],[subcategory]]&Data[[#This Row],[delivered]]&Data[[#This Row],[date]]&Data[[#This Row],[hour]]","v":"SublapSLAP_PGSIEnd Use LoadAvg Weekday (any)23"},"Sublap","SLAP_PGSI","End Use Load",2023,"Avg Weekday (any)","23",379,406.85714285714283,-0.78740781545639038,-7.7480211853981018E-2,0.70992761850357056,6.3824184238910675E-2,70.859779357910156,11.123175621032715,1,1,0.60494619607925415,0.62813365459442139,0.67645817995071411,0.70992761850357056,0.743397057056427,0.79172158241271973,0.81490904092788696,-0.32036250829696655,-3.1523376703262329E-2,0.28883913159370422,2.5967326015233994E-2,0.2461266815662384,0.25556066632270813,0.27522185444831848,0.28883913159370422,0.30245640873908997,0.32211756706237793,0.33155155181884766,0]
[{"$f":"Data[[#This Row],[category]]&Data[[#This Row],[subcategory]]&Data[[#This Row],[delivered]]&Data[[#This Row],[date]]&Data[[#This Row],[hour]]","v":"SublapSLAP_PGSTNet Load7/20/202315"},"Sublap","SLAP_PGST","Net Load",2023,"7/20/2023","15",103,103,-2.5850484371185303,-2.3382525444030762,0.24679611623287201,0.22791914641857147,93.378639221191406,1.0828231573104858,0,0,-0.12809751927852631,-4.5294024050235748E-2,0.12727519869804382,0.24679611623287201,0.3663170337677002,0.53888624906539917,0.62168973684310913,-0.26625999808311462,-0.24084001779556274,2.5420000776648521E-2,2.347567118704319E-2,-1.319404412060976E-2,-4.6652844175696373E-3,1.310934592038393E-2,2.5420000776648521E-2,3.7730652838945389E-2,5.5505283176898956E-2,6.4034044742584229E-2,0]
[{"$f":"Data[[#This Row],[category]]&Data[[#This Row],[subcategory]]&Data[[#This Row],[delivered]]&Data[[#This Row],[date]]&Data[[#This Row],[hour]]","v":"SublapSLAP_PGSTNet Load7/20/202320"},"Sublap","SLAP_PGST","Net Load",2023,"7/20/2023","20",103,103,0.91417473554611206,0.78543686866760254,-0.12873786687850952,0.17086267471313477,95.330093383789063,-0.75345808267593384,0,0,-0.40978196263313293,-0.34770718216896057,-0.21833834052085876,-0.12873786687850952,-3.9137393236160278E-2,9.0231463313102722E-2,0.15230622887611389,9.4159997999668121E-2,8.0899998545646667E-2,-1.3260000385344028E-2,1.7598856240510941E-2,-4.2207542806863785E-2,-3.5813838243484497E-2,-2.2488849237561226E-2,-1.3260000385344028E-2,-4.0311515331268311E-3,9.293840266764164E-3,1.5687542036175728E-2,0]
[{"$f":"Data[[#This Row],[category]]&Data[[#This Row],[subcategory]]&Data[[#This Row],[delivered]]&Data[[#This Row],[date]]&Data[[#This Row],[hour]]","v":"SublapSLAP_PGSTNet Load7/25/20235"},"Sublap","SLAP_PGST","Net Load",2023,"7/25/2023","5",103,103,1.3474854230880737,1.1947572231292725,-0.15272815525531769,0.1883016973733902,67.300971984863281,-0.81108218431472778,0,0,-0.46245688199996948,-0.39404648542404175,-0.25147366523742676,-0.15272815525531769,-5.3982648998498917E-2,8.8590182363986969E-2,0.15700057148933411,0.13879099488258362,0.12305999547243118,-1.5730999410152435E-2,1.9395075738430023E-2,-4.7633059322834015E-2,-4.0586788207292557E-2,-2.5901786983013153E-2,-1.5730999410152435E-2,-5.5602127686142921E-3,9.1247884556651115E-3,1.6171058639883995E-2,0]
[{"$f":"Data[[#This Row],[category]]&Data[[#This Row],[subcategory]]&Data[[#This Row],[delivered]]&Data[[#This Row],[date]]&Data[[#This Row],[hour]]","v":"SublapSLAP_PGSTNet Load7/25/202322"},"Sublap","SLAP_PGST","Net Load",2023,"7/25/2023","22",103,103,1.2840292453765869,2.5525243282318115,1.2684950828552246,0.26913133263587952,84.169906616210938,4.7132940292358398,1,1,0.8258134126663208,0.92358940839767456,1.1273624897003174,1.2684950828552246,1.4096276760101318,1.6134008169174194,1.7111767530441284,0.13225501775741577,0.26291000843048096,0.13065499067306519,2.7720527723431587E-2,8.5058778524398804E-2,9.5129705965518951E-2,0.11611833423376083,0.13065499067306519,0.14519165456295013,0.16618028283119202,0.17625120282173157,0]
[{"$f":"Data[[#This Row],[category]]&Data[[#This Row],[subcategory]]&Data[[#This Row],[delivered]]&Data[[#This Row],[date]]&Data[[#This Row],[hour]]","v":"SublapSLAP_PGSTNet Load7/26/202310"},"Sublap","SLAP_PGST","Net Load",2023,"7/26/2023","10",103,103,0.1456504762172699,0.29058253765106201,0.14493206143379211,0.15067535638809204,79.199028015136719,0.96188300848007202,0,0,-0.10290684551000595,-4.8166178166866302E-2,6.5917827188968658E-2,0.14493206143379211,0.22394628822803497,0.33803030848503113,0.39277097582817078,1.5001999214291573E-2,2.9930001124739647E-2,1.4928001910448074E-2,1.5519561246037483E-2,-1.0599405504763126E-2,-4.9611162394285202E-3,6.789536215364933E-3,1.4928001910448074E-2,2.306646853685379E-2,3.4817121922969818E-2,4.0455412119626999E-2,0]
[{"$f":"Data[[#This Row],[category]]&Data[[#This Row],[subcategory]]&Data[[#This Row],[delivered]]&Data[[#This Row],[date]]&Data[[#This Row],[hour]]","v":"SublapSLAP_PGSTNet Load7/26/202312"},"Sublap","SLAP_PGST","Net Load",2023,"7/26/2023","12",103,103,-0.86900973320007324,-0.83349514007568359,3.5514548420906067E-2,0.17592272162437439,85.878639221191406,0.20187585055828094,0,0,-0.25385257601737976,-0.18993948400020599,-5.6739415973424911E-2,3.5514548420906067E-2,0.12776851654052734,0.26096859574317932,0.32488167285919189,-8.9508004486560822E-2,-8.5850000381469727E-2,3.6579985171556473E-3,1.8120041117072105E-2,-2.6146816089749336E-2,-1.9563766196370125E-2,-5.8441599830985069E-3,3.6579985171556473E-3,1.3160157017409801E-2,2.6879765093326569E-2,3.3462811261415482E-2,0]
[{"$f":"Data[[#This Row],[category]]&Data[[#This Row],[subcategory]]&Data[[#This Row],[delivered]]&Data[[#This Row],[date]]&Data[[#This Row],[hour]]","v":"SublapSLAP_PGSTNet Load8/28/20234"},"Sublap","SLAP_PGST","Net Load",2023,"8/28/2023","4",115,115,0.96987825632095337,1.2536522150039673,0.28377389907836914,0.23623991012573242,66.678260803222656,1.201210618019104,0,0,-0.10480617731809616,-1.8979728221893311E-2,0.15988956391811371,0.28377389907836914,0.40765821933746338,0.58652752637863159,0.67235398292541504,0.11153599619865417,0.14417000114917755,3.263399749994278E-2,2.7167590335011482E-2,-1.2052710168063641E-2,-2.182668773457408E-3,1.8387299031019211E-2,3.263399749994278E-2,4.6880695968866348E-2,6.7450664937496185E-2,7.7320709824562073E-2,0]
[{"$f":"Data[[#This Row],[category]]&Data[[#This Row],[subcategory]]&Data[[#This Row],[delivered]]&Data[[#This Row],[date]]&Data[[#This Row],[hour]]","v":"SublapSLAP_PGSTNet Load8/28/202314"},"Sublap","SLAP_PGST","Net Load",2023,"8/28/2023","14",115,115,-3.0922565460205078,-2.6058261394500732,0.48643040657043457,0.26297670602798462,89.986953735351563,1.849709153175354,1,0,5.3872216492891312E-2,0.14941219985485077,0.3485252857208252,0.48643040657043457,0.62433552742004395,0.82344859838485718,0.91898858547210693,-0.35560950636863708,-0.29967001080513,5.593949556350708E-2,3.0242322012782097E-2,6.1953049153089523E-3,1.7182402312755585E-2,4.0080409497022629E-2,5.593949556350708E-2,7.179858535528183E-2,9.4696588814258575E-2,0.10568368434906006,0]
[{"$f":"Data[[#This Row],[category]]&Data[[#This Row],[subcategory]]&Data[[#This Row],[delivered]]&Data[[#This Row],[date]]&Data[[#This Row],[hour]]","v":"SublapSLAP_PGSTNet Load8/28/202324"},"Sublap","SLAP_PGST","Net Load",2023,"8/28/2023","24",115,115,1.3858956098556519,1.6438261270523071,0.2579304575920105,0.18643383681774139,74,1.3834959268569946,0,0,-4.87259142100811E-2,1.9005881622433662E-2,0.16016446053981781,0.2579304575920105,0.35569646954536438,0.49685502052307129,0.5645868182182312,0.15937799215316772,0.18904000520706177,2.9662001878023148E-2,2.1439891308546066E-2,-5.603480152785778E-3,2.1856764797121286E-3,1.8418913707137108E-2,2.9662001878023148E-2,4.0905095636844635E-2,5.713832750916481E-2,6.4927481114864349E-2,0]
[{"$f":"Data[[#This Row],[category]]&Data[[#This Row],[subcategory]]&Data[[#This Row],[delivered]]&Data[[#This Row],[date]]&Data[[#This Row],[hour]]","v":"SublapSLAP_PGSTNet Load8/29/202315"},"Sublap","SLAP_PGST","Net Load",2023,"8/29/2023","15",115,115,-2.3240609169006348,-2.3974783420562744,-7.3417454957962036E-2,0.21623393893241882,87.821739196777344,-0.33952790498733521,0,0,-0.42909061908721924,-0.3505324125289917,-0.18681064248085022,-7.3417454957962036E-2,3.9975732564926147E-2,0.20369748771190643,0.28225570917129517,-0.26726701855659485,-0.27571001648902893,-8.4430072456598282E-3,2.4866903200745583E-2,-4.934542253613472E-2,-4.0311228483915329E-2,-2.1483223885297775E-2,-8.4430072456598282E-3,4.5972093939781189E-3,2.3425210267305374E-2,3.2459408044815063E-2,0]
[{"$f":"Data[[#This Row],[category]]&Data[[#This Row],[subcategory]]&Data[[#This Row],[delivered]]&Data[[#This Row],[date]]&Data[[#This Row],[hour]]","v":"SublapSLAP_PGSTNet Load8/29/202321"},"Sublap","SLAP_PGST","Net Load",2023,"8/29/2023","21",115,115,0.38853037357330322,-0.81182610988616943,-1.2003564834594727,0.2446027547121048,82.843475341796875,-4.9073710441589355,1,1,-1.6026922464370728,-1.5138275623321533,-1.328626275062561,-1.2003564834594727,-1.0720866918563843,-0.88688546419143677,-0.79802078008651733,4.4680994004011154E-2,-9.3359999358654022E-2,-0.13804098963737488,2.8129316866397858E-2,-0.18430960178375244,-0.174090176820755,-0.15279202163219452,-0.13804098963737488,-0.12328997254371643,-0.10199182480573654,-9.1772392392158508E-2,0]
[{"$f":"Data[[#This Row],[category]]&Data[[#This Row],[subcategory]]&Data[[#This Row],[delivered]]&Data[[#This Row],[date]]&Data[[#This Row],[hour]]","v":"SublapSLAP_PGSTNet Load8/30/20232"},"Sublap","SLAP_PGST","Net Load",2023,"8/30/2023","2",115,115,2.1197390556335449,2.4836521148681641,0.36391302943229675,0.36925268173217773,69.8521728515625,0.98553931713104248,0,0,-0.24345357716083527,-0.10930332541465759,0.17027673125267029,0.36391302943229675,0.55754929780960083,0.83712935447692871,0.97127962112426758,0.24376998841762543,0.28562000393867493,4.1849996894598007E-2,4.2464058846235275E-2,-2.7997162193059921E-2,-1.2569881975650787E-2,1.9581824541091919E-2,4.1849996894598007E-2,6.4118169248104095E-2,9.6269875764846802E-2,0.11169715970754623,0]
[{"$f":"Data[[#This Row],[category]]&Data[[#This Row],[subcategory]]&Data[[#This Row],[delivered]]&Data[[#This Row],[date]]&Data[[#This Row],[hour]]","v":"SublapSLAP_PGSTNet Load8/30/202319"},"Sublap","SLAP_PGST","Net Load",2023,"8/30/2023","19",115,115,0.29426082968711853,-2.423478364944458,-2.7177391052246094,0.32603734731674194,93.343475341796875,-8.335667610168457,1,1,-3.2540228366851807,-3.1355726718902588,-2.8887133598327637,-2.7177391052246094,-2.5467648506164551,-2.29990553855896,-2.1814553737640381,3.383999690413475E-2,-0.27870002388954163,-0.31253999471664429,3.7494294345378876E-2,-0.37421262264251709,-0.36059084534645081,-0.33220204710960388,-0.31253999471664429,-0.29287797212600708,-0.26448914408683777,-0.25086736679077148,0]
[{"$f":"Data[[#This Row],[category]]&Data[[#This Row],[subcategory]]&Data[[#This Row],[delivered]]&Data[[#This Row],[date]]&Data[[#This Row],[hour]]","v":"SublapSLAP_PGSTNet Load9/19/20233"},"Sublap","SLAP_PGST","Net Load",2023,"9/19/2023","3",117,117,1.5135983228683472,1.0052136182785034,-0.50838464498519897,0.25435993075370789,62.688034057617188,-1.9986821413040161,1,1,-0.92676949501037598,-0.83436000347137451,-0.64177113771438599,-0.50838464498519897,-0.37499815225601196,-0.18240927159786224,-8.9999787509441376E-2,0.17709100246429443,0.11760999262332916,-5.9481002390384674E-2,2.9760111123323441E-2,-0.10843203216791153,-9.7620122134685516E-2,-7.5087219476699829E-2,-5.9481002390384674E-2,-4.3874785304069519E-2,-2.1341884508728981E-2,-1.0529975406825542E-2,0]
[{"$f":"Data[[#This Row],[category]]&Data[[#This Row],[subcategory]]&Data[[#This Row],[delivered]]&Data[[#This Row],[date]]&Data[[#This Row],[hour]]","v":"SublapSLAP_PGSTNet Load9/19/20239"},"Sublap","SLAP_PGST","Net Load",2023,"9/19/2023","9",117,117,0.95270943641662598,0.37230768799781799,-0.5804017186164856,0.13366083800792694,63.376068115234375,-4.3423466682434082,1,1,-0.800254225730896,-0.75169497728347778,-0.65049350261688232,-0.5804017186164856,-0.51030993461608887,-0.40910845994949341,-0.3605492115020752,0.11146700382232666,4.3559998273849487E-2,-6.7906998097896576E-2,1.5638317912817001E-2,-9.3629747629165649E-2,-8.7948314845561981E-2,-7.610774040222168E-2,-6.7906998097896576E-2,-5.9706263244152069E-2,-4.7865688800811768E-2,-4.2184256017208099E-2,0]
[{"$f":"Data[[#This Row],[category]]&Data[[#This Row],[subcategory]]&Data[[#This Row],[delivered]]&Data[[#This Row],[date]]&Data[[#This Row],[hour]]","v":"SublapSLAP_PGSTNet LoadAvg Weekday 8-9pm5"},"Sublap","SLAP_PGST","Net Load",2023,"Avg Weekday 8-9pm","5",103,103,1.2037912607192993,1.3168447017669678,0.11305338144302368,0.14677141606807709,67.570388793945313,0.77026838064193726,0,0,-0.12836411595344543,-7.50417560338974E-2,3.6086376756429672E-2,0.11305338144302368,0.19002038240432739,0.30114853382110596,0.3544708788394928,0.123990498483181,0.13563500344753265,1.1644498445093632E-2,1.5117456205189228E-2,-1.3221504166722298E-2,-7.7293007634580135E-3,3.7168967537581921E-3,1.1644498445093632E-2,1.9572099670767784E-2,3.1018298119306564E-2,3.6510501056909561E-2,0]
[{"$f":"Data[[#This Row],[category]]&Data[[#This Row],[subcategory]]&Data[[#This Row],[delivered]]&Data[[#This Row],[date]]&Data[[#This Row],[hour]]","v":"SublapSLAP_PGSTNet LoadAvg Weekday 8-9pm8"},"Sublap","SLAP_PGST","Net Load",2023,"Avg Weekday 8-9pm","8",103,103,0.64725488424301147,0.83150488138198853,0.18424999713897705,9.9845029413700104E-2,67.674758911132813,1.8453596830368042,1,0,2.0019538700580597E-2,5.6293442845344543E-2,0.13189120590686798,0.18424999713897705,0.23660878837108612,0.31220653653144836,0.3484804630279541,6.6667251288890839E-2,8.5645005106925964E-2,1.8977750092744827E-2,1.0284038260579109E-2,2.0620124414563179E-3,5.798224825412035E-3,1.3584794476628304E-2,1.8977750092744827E-2,2.4370705708861351E-2,3.2157272100448608E-2,3.5893488675355911E-2,0]
[{"$f":"Data[[#This Row],[category]]&Data[[#This Row],[subcategory]]&Data[[#This Row],[delivered]]&Data[[#This Row],[date]]&Data[[#This Row],[hour]]","v":"SublapSLAP_PGSTNet LoadAvg Weekday 8-9pm20"},"Sublap","SLAP_PGST","Net Load",2023,"Avg Weekday 8-9pm","20",103,103,0.90125727653503418,0.30878639221191406,-0.59247088432312012,0.13914352655410767,94.5,-4.2579836845397949,1,1,-0.82134163379669189,-0.77079051733016968,-0.66543781757354736,-0.59247088432312012,-0.51950395107269287,-0.41415128111839294,-0.36360016465187073,9.2829503118991852E-2,3.1804997473955154E-2,-6.1024501919746399E-2,1.4331783168017864E-2,-8.459819108247757E-2,-7.9391419887542725E-2,-6.8540096282958984E-2,-6.1024501919746399E-2,-5.3508907556533813E-2,-4.2657580226659775E-2,-3.7450816482305527E-2,0]
[{"$f":"Data[[#This Row],[category]]&Data[[#This Row],[subcategory]]&Data[[#This Row],[delivered]]&Data[[#This Row],[date]]&Data[[#This Row],[hour]]","v":"SublapSLAP_PGSTNet LoadAvg Weekday 6-9pm12"},"Sublap","SLAP_PGST","Net Load",2023,"Avg Weekday 6-9pm","12",115,111,-1.2474384307861328,-1.1417826414108276,0.10565578937530518,0.12934775650501251,83.540580749511719,0.81683510541915894,0,0,-0.10710233449935913,-6.0110028833150864E-2,3.7825759500265121E-2,0.10565578937530518,0.17348581552505493,0.27142161130905151,0.31841391324996948,-0.13846567273139954,-0.12673787772655487,1.1727792210876942E-2,1.4357601292431355E-2,-1.1888358741998672E-2,-6.6722133196890354E-3,4.198659211397171E-3,1.1727792210876942E-2,1.9256925210356712E-2,3.0127799138426781E-2,3.5343945026397705E-2,0]
[{"$f":"Data[[#This Row],[category]]&Data[[#This Row],[subcategory]]&Data[[#This Row],[delivered]]&Data[[#This Row],[date]]&Data[[#This Row],[hour]]","v":"SublapSLAP_PGSTNet LoadAvg Weekday 6-9pm18"},"Sublap","SLAP_PGST","Net Load",2023,"Avg Weekday 6-9pm","18",115,111,-0.4164283275604248,0.82634782791137695,1.2427761554718018,0.19736884534358978,94.421012878417969,6.2967190742492676,1,1,0.91813331842422485,0.98983782529830933,1.1392757892608643,1.2427761554718018,1.3462765216827393,1.495714545249939,1.5674190521240234,-4.6223543584346771E-2,9.1724611818790436E-2,0.13794815540313721,2.1907942369580269E-2,0.10191279649734497,0.1098719984292984,0.12645961344242096,0.13794815540313721,0.14943669736385345,0.16602431237697601,0.17398351430892944,0]
[{"$f":"Data[[#This Row],[category]]&Data[[#This Row],[subcategory]]&Data[[#This Row],[delivered]]&Data[[#This Row],[date]]&Data[[#This Row],[hour]]","v":"SublapSLAP_PGSTNet LoadAvg Weekday (any)3"},"Sublap","SLAP_PGST","Net Load",2023,"Avg Weekday (any)","3",117,110.14285714285714,1.4470434188842773,1.6039866209030151,0.15694320201873779,0.13394789397716522,68.715507507324219,1.1716735363006592,0,0,-6.3381478190422058E-2,-1.4717930927872658E-2,8.6700856685638428E-2,0.15694320201873779,0.22718554735183716,0.32860434055328369,0.37726786732673645,0.15938149392604828,0.17666767537593842,1.7286172136664391E-2,1.4753404073417187E-2,-6.98101706802845E-3,-1.6210749745368958E-3,9.5494799315929413E-3,1.7286172136664391E-2,2.5022866204380989E-2,3.6193419247865677E-2,4.1553359478712082E-2,0]
[{"$f":"Data[[#This Row],[category]]&Data[[#This Row],[subcategory]]&Data[[#This Row],[delivered]]&Data[[#This Row],[date]]&Data[[#This Row],[hour]]","v":"SublapSLAP_PGSTNet LoadAvg Weekday (any)19"},"Sublap","SLAP_PGST","Net Load",2023,"Avg Weekday (any)","19",117,110.14285714285714,0.27054527401924133,-1.764545202255249,-2.035090446472168,0.18186773359775543,91.2457275390625,-11.189948081970215,1,1,-2.3342361450195313,-2.2681634426116943,-2.1304619312286377,-2.035090446472168,-1.9397189617156982,-1.8020175695419312,-1.7359446287155151,2.9798628762364388E-2,-0.19435204565525055,-0.22415067255496979,2.0031431689858437E-2,-0.257099449634552,-0.24982200562953949,-0.23465515673160553,-0.22415067255496979,-0.21364618837833405,-0.19847936928272247,-0.19120189547538757,0]
[{"$f":"Data[[#This Row],[category]]&Data[[#This Row],[subcategory]]&Data[[#This Row],[delivered]]&Data[[#This Row],[date]]&Data[[#This Row],[hour]]","v":"SublapSLAP_PGSTEnd Use Load7/20/20234"},"Sublap","SLAP_PGST","End Use Load",2023,"7/20/2023","4",95,103,-0.13936841487884521,-0.12126316130161285,1.8105264753103256E-2,2.9751254245638847E-2,69.463157653808594,0.6085546612739563,0,0,-3.0831193551421165E-2,-2.0022502169013023E-2,2.5036917068064213E-3,1.8105264753103256E-2,3.3706836402416229E-2,5.6233029812574387E-2,6.7041724920272827E-2,-1.43549470230937E-2,-1.24901058152318E-2,1.8648422555997968E-3,3.064379096031189E-3,-3.1756130047142506E-3,-2.0623176824301481E-3,2.5788025232031941E-4,1.8648422555997968E-3,3.4718040842562914E-3,5.7920021936297417E-3,6.9052977487444878E-3,0]
[{"$f":"Data[[#This Row],[category]]&Data[[#This Row],[subcategory]]&Data[[#This Row],[delivered]]&Data[[#This Row],[date]]&Data[[#This Row],[hour]]","v":"SublapSLAP_PGSTEnd Use Load7/20/202310"},"Sublap","SLAP_PGST","End Use Load",2023,"7/20/2023","10",95,103,1.7891578674316406,1.6190526485443115,-0.17010526359081268,8.9914701879024506E-2,75.473686218261719,-1.891851544380188,1,0,-0.31800177693367004,-0.28533560037612915,-0.2172565758228302,-0.17010526359081268,-0.12295395135879517,-5.4874937981367111E-2,-2.2208740934729576E-2,0.18428325653076172,0.16676242649555206,-1.75208430737257E-2,9.2612141743302345E-3,-3.2754182815551758E-2,-2.9389567673206329E-2,-2.2377427667379379E-2,-1.75208430737257E-2,-1.2664256617426872E-2,-5.6521184742450714E-3,-2.2875003051012754E-3,0]
[{"$f":"Data[[#This Row],[category]]&Data[[#This Row],[subcategory]]&Data[[#This Row],[delivered]]&Data[[#This Row],[date]]&Data[[#This Row],[hour]]","v":"SublapSLAP_PGSTEnd Use Load7/20/202317"},"Sublap","SLAP_PGST","End Use Load",2023,"7/20/2023","17",95,103,-0.63016843795776367,-0.68578946590423584,-5.5621039122343063E-2,0.10467426478862762,97.536842346191406,-0.53137260675430298,0,0,-0.22779488563537598,-0.18976651132106781,-0.11051227897405624,-5.5621039122343063E-2,-7.2980101685971022E-4,7.8524425625801086E-2,0.11655280739068985,-6.4907349646091461E-2,-7.0636317133903503E-2,-5.7289670221507549E-3,1.0781449265778065E-2,-2.3462872952222824E-2,-1.9545949995517731E-2,-1.1382765136659145E-2,-5.7289670221507549E-3,-7.5169504270888865E-5,8.0880159512162209E-3,1.2004938907921314E-2,0]
[{"$f":"Data[[#This Row],[category]]&Data[[#This Row],[subcategory]]&Data[[#This Row],[delivered]]&Data[[#This Row],[date]]&Data[[#This Row],[hour]]","v":"SublapSLAP_PGSTEnd Use Load7/25/202311"},"Sublap","SLAP_PGST","End Use Load",2023,"7/25/2023","11",95,103,1.7863410711288452,2.0123157501220703,0.22597473859786987,0.12530055642127991,81.184211730957031,1.8034615516662598,1,0,1.9873663783073425E-2,6.5395615994930267E-2,0.16026706993579865,0.22597473859786987,0.29168242216110229,0.38655385375022888,0.43207579851150513,0.1839931309223175,0.20726852118968964,2.3275397717952728E-2,1.290595717728138E-2,2.0469874143600464E-3,6.7357486113905907E-3,1.6507508233189583E-2,2.3275397717952728E-2,3.0043289065361023E-2,3.9815045893192291E-2,4.450380802154541E-2,0]
[{"$f":"Data[[#This Row],[category]]&Data[[#This Row],[subcategory]]&Data[[#This Row],[delivered]]&Data[[#This Row],[date]]&Data[[#This Row],[hour]]","v":"SublapSLAP_PGSTEnd Use Load7/25/202317"},"Sublap","SLAP_PGST","End Use Load",2023,"7/25/2023","17",95,103,-0.61608630418777466,-0.68010526895523071,-6.4018949866294861E-2,0.11647647619247437,96.215789794921875,-0.54962986707687378,0,0,-0.25560569763183594,-0.21328955888748169,-0.12509927153587341,-6.4018949866294861E-2,-2.9386261012405157E-3,8.5251659154891968E-2,0.12756779789924622,-6.3456892967224121E-2,-7.0050843060016632E-2,-6.5939519554376602E-3,1.199707668274641E-2,-2.6327386498451233E-2,-2.1968824788928032E-2,-1.2885225005447865E-2,-6.5939519554376602E-3,-3.0267849797382951E-4,8.7809208780527115E-3,1.3139483518898487E-2,0]
[{"$f":"Data[[#This Row],[category]]&Data[[#This Row],[subcategory]]&Data[[#This Row],[delivered]]&Data[[#This Row],[date]]&Data[[#This Row],[hour]]","v":"SublapSLAP_PGSTEnd Use Load7/26/20239"},"Sublap","SLAP_PGST","End Use Load",2023,"7/26/2023","9",95,103,0.958141028881073,1.0724210739135742,0.11428000032901764,6.4753860235214233E-2,76.678947448730469,1.7648369073867798,1,0,7.7693783678114414E-3,3.1294587999582291E-2,8.032304048538208E-2,0.11428000032901764,0.1482369601726532,0.19726541638374329,0.22079062461853027,9.8688527941703796E-2,0.11045937240123749,1.1770839802920818E-2,6.6696475259959698E-3,8.0024596536532044E-4,3.2233425881713629E-3,8.2732727751135826E-3,1.1770839802920818E-2,1.5268406830728054E-2,2.0318338647484779E-2,2.2741435095667839E-2,0]
[{"$f":"Data[[#This Row],[category]]&Data[[#This Row],[subcategory]]&Data[[#This Row],[delivered]]&Data[[#This Row],[date]]&Data[[#This Row],[hour]]","v":"SublapSLAP_PGSTEnd Use Load7/26/202312"},"Sublap","SLAP_PGST","End Use Load",2023,"7/26/2023","12",95,103,1.5710084438323975,1.933684229850769,0.36267578601837158,0.1471841037273407,86.005264282226563,2.4640960693359375,1,1,0.12057948112487793,0.17405176162719727,0.28549236059188843,0.36267578601837158,0.43985921144485474,0.5512998104095459,0.60477209091186523,0.16181387007236481,0.19916947185993195,3.7355605512857437E-2,1.5159962698817253E-2,1.2419686652719975E-2,1.7927331849932671E-2,2.9405713081359863E-2,3.7355605512857437E-2,4.5305497944355011E-2,5.6783881038427353E-2,6.2291525304317474E-2,0]
[{"$f":"Data[[#This Row],[category]]&Data[[#This Row],[subcategory]]&Data[[#This Row],[delivered]]&Data[[#This Row],[date]]&Data[[#This Row],[hour]]","v":"SublapSLAP_PGSTEnd Use Load7/26/202324"},"Sublap","SLAP_PGST","End Use Load",2023,"7/26/2023","24",95,103,-0.37901052832603455,9.5299417153000832E-3,0.38854047656059265,6.7340649664402008E-2,76.747367858886719,5.7697763442993164,1,1,0.27777495980262756,0.30223995447158813,0.35322701930999756,0.38854047656059265,0.42385393381118774,0.47484099864959717,0.49930599331855774,-3.9038084447383881E-2,9.8158395849168301E-4,4.0019668638706207E-2,6.9360868073999882E-3,2.8610819950699806E-2,3.113071620464325E-2,3.6382384598255157E-2,4.0019668638706207E-2,4.3656956404447556E-2,4.8908621072769165E-2,5.1428515464067459E-2,0]
[{"$f":"Data[[#This Row],[category]]&Data[[#This Row],[subcategory]]&Data[[#This Row],[delivered]]&Data[[#This Row],[date]]&Data[[#This Row],[hour]]","v":"SublapSLAP_PGSTEnd Use Load8/28/20239"},"Sublap","SLAP_PGST","End Use Load",2023,"8/28/2023","9",107,115,0.84449905157089233,0.96478503942489624,0.12028598040342331,8.5609383881092072E-2,70.345794677734375,1.4050559997558594,0,0,-2.0528925582766533E-2,1.0573140345513821E-2,7.5392372906208038E-2,0.12028598040342331,0.16517958045005798,0.22999882698059082,0.2611008882522583,9.7117394208908081E-2,0.1109502762556076,1.3832887634634972E-2,9.8450789228081703E-3,-2.3608263581991196E-3,1.2159111211076379E-3,8.6701232939958572E-3,1.3832887634634972E-2,1.8995651975274086E-2,2.6449864730238914E-2,3.0026601627469063E-2,0]
[{"$f":"Data[[#This Row],[category]]&Data[[#This Row],[subcategory]]&Data[[#This Row],[delivered]]&Data[[#This Row],[date]]&Data[[#This Row],[hour]]","v":"SublapSLAP_PGSTEnd Use Load8/29/20231"},"Sublap","SLAP_PGST","End Use Load",2023,"8/29/2023","1",107,115,0.26553270220756531,0.63272899389266968,0.36719626188278198,8.9209802448749542E-2,71.271026611328125,4.1160979270935059,1,1,0.22045919299125671,0.25286930799484253,0.32041460275650024,0.36719626188278198,0.41397792100906372,0.48152321577072144,0.51393330097198486,3.0536260455846786E-2,7.2763837873935699E-2,4.2227569967508316E-2,1.0259127244353294E-2,2.5352807715535164E-2,2.9079969972372055E-2,3.6847680807113647E-2,4.2227569967508316E-2,4.7607459127902985E-2,5.5375169962644577E-2,5.9102330356836319E-2,0]
[{"$f":"Data[[#This Row],[category]]&Data[[#This Row],[subcategory]]&Data[[#This Row],[delivered]]&Data[[#This Row],[date]]&Data[[#This Row],[hour]]","v":"SublapSLAP_PGSTEnd Use Load8/29/202311"},"Sublap","SLAP_PGST","End Use Load",2023,"8/29/2023","11",107,115,1.8854972124099731,2.4921495914459229,0.60665231943130493,0.13068665564060211,77.556076049804688,4.6420373916625977,1,1,0.3916918933391571,0.43917062878608704,0.53812015056610107,0.60665231943130493,0.67518448829650879,0.77413398027420044,0.82161271572113037,0.21683217585086823,0.28659719228744507,6.9765016436576843E-2,1.5028965659439564E-2,4.5044567435979843E-2,5.0504621118307114E-2,6.1883818358182907E-2,6.9765016436576843E-2,7.7646218240261078E-2,8.9025408029556274E-2,9.4485461711883545E-2,0]
[{"$f":"Data[[#This Row],[category]]&Data[[#This Row],[subcategory]]&Data[[#This Row],[delivered]]&Data[[#This Row],[date]]&Data[[#This Row],[hour]]","v":"SublapSLAP_PGSTEnd Use Load8/29/202316"},"Sublap","SLAP_PGST","End Use Load",2023,"8/29/2023","16",107,115,-0.12474392354488373,0.70873832702636719,0.83348226547241211,0.19696620106697083,89.364486694335938,4.231600284576416,1,1,0.50950169563293457,0.58105993270874023,0.73019307851791382,0.83348226547241211,0.9367714524269104,1.085904598236084,1.1574628353118896,-1.4345550909638405E-2,8.1504911184310913E-2,9.5850460231304169E-2,2.2651113569736481E-2,5.8592695742845535E-2,6.682189553976059E-2,8.3972200751304626E-2,9.5850460231304169E-2,0.10772871971130371,0.12487903237342834,0.1331082284450531,0]
[{"$f":"Data[[#This Row],[category]]&Data[[#This Row],[subcategory]]&Data[[#This Row],[delivered]]&Data[[#This Row],[date]]&Data[[#This Row],[hour]]","v":"SublapSLAP_PGSTEnd Use Load8/30/20238"},"Sublap","SLAP_PGST","End Use Load",2023,"8/30/2023","8",107,115,0.23007476329803467,0.23202803730964661,1.9532700534909964E-3,3.0242294073104858E-2,67.271026611328125,6.4587362110614777E-2,0,0,-4.7790877521038055E-2,-3.6803789436817169E-2,-1.3905804604291916E-2,1.9532700534909964E-3,1.7812345176935196E-2,4.0710330009460449E-2,5.1697418093681335E-2,2.6458598673343658E-2,2.6683224365115166E-2,2.2462605556938797E-4,3.477863734588027E-3,-5.4959510453045368E-3,-4.2324359528720379E-3,-1.5991674736142159E-3,2.2462605556938797E-4,2.048419788479805E-3,4.6816878020763397E-3,5.9452028945088387E-3,0]
[{"$f":"Data[[#This Row],[category]]&Data[[#This Row],[subcategory]]&Data[[#This Row],[delivered]]&Data[[#This Row],[date]]&Data[[#This Row],[hour]]","v":"SublapSLAP_PGSTEnd Use Load8/30/202314"},"Sublap","SLAP_PGST","End Use Load",2023,"8/30/2023","14",107,115,0.70656448602676392,1.2389813661575317,0.53241682052612305,0.15444211661815643,88.210281372070313,3.4473550319671631,1,1,0.27838215231895447,0.33449128270149231,0.45142728090286255,0.53241682052612305,0.61340636014938354,0.7303423285484314,0.78645151853561401,8.1254914402961731E-2,0.14248286187648773,6.1227932572364807E-2,1.776084303855896E-2,3.2013949006795883E-2,3.8466498255729675E-2,5.1914136856794357E-2,6.1227932572364807E-2,7.0541732013225555E-2,8.3989366888999939E-2,9.0441927313804626E-2,0]
[{"$f":"Data[[#This Row],[category]]&Data[[#This Row],[subcategory]]&Data[[#This Row],[delivered]]&Data[[#This Row],[date]]&Data[[#This Row],[hour]]","v":"SublapSLAP_PGSTEnd Use Load8/30/202321"},"Sublap","SLAP_PGST","End Use Load",2023,"8/30/2023","21",107,115,-0.93890374898910522,-4.3283271789550781,-3.3894233703613281,0.30470827221870422,86.406539916992188,-11.123502731323242,1,1,-3.8906238079071045,-3.7799227237701416,-3.5492124557495117,-3.3894233703613281,-3.2296342849731445,-2.9989240169525146,-2.8882229328155518,-0.10797393321990967,-0.49775761365890503,-0.38978368043899536,3.5041451454162598E-2,-0.44742172956466675,-0.43469110131263733,-0.40815943479537964,-0.38978368043899536,-0.37140795588493347,-0.34487625956535339,-0.33214563131332397,0]
[{"$f":"Data[[#This Row],[category]]&Data[[#This Row],[subcategory]]&Data[[#This Row],[delivered]]&Data[[#This Row],[date]]&Data[[#This Row],[hour]]","v":"SublapSLAP_PGSTEnd Use Load9/19/202315"},"Sublap","SLAP_PGST","End Use Load",2023,"9/19/2023","15",109,117,0.32120183110237122,0.24719266593456268,-7.400917261838913E-2,0.11134879291057587,80.160552978515625,-0.6646607518196106,0,0,-0.25716164708137512,-0.21670839190483093,-0.13240054249763489,-7.400917261838913E-2,-1.5617808327078819E-2,6.8690046668052673E-2,0.10914329439401627,3.7580613046884537E-2,2.8921542689204216E-2,-8.6590731516480446E-3,1.3027808628976345E-2,-3.0087912455201149E-2,-2.5354882702231407E-2,-1.5490863472223282E-2,-8.6590731516480446E-3,-1.8272835295647383E-3,8.0367354676127434E-3,1.2769765220582485E-2,0]
[{"$f":"Data[[#This Row],[category]]&Data[[#This Row],[subcategory]]&Data[[#This Row],[delivered]]&Data[[#This Row],[date]]&Data[[#This Row],[hour]]","v":"SublapSLAP_PGSTEnd Use Load9/19/2023Event Window"},"Sublap","SLAP_PGST","End Use Load",2023,"9/19/2023","Event Window",109,117,-0.90804541110992432,-3.4566192626953125,-2.5485739707946777,0.20984828472137451,77.689216613769531,-12.144840240478516,1,1,-2.8937437534332275,-2.8175053596496582,-2.6586184501647949,-2.5485739707946777,-2.4385294914245605,-2.2796425819396973,-2.2034041881561279,-0.10624131560325623,-0.40442445874214172,-0.2981831431388855,2.4552248418331146E-2,-0.33856803178787231,-0.32964813709259033,-0.31105837225914001,-0.2981831431388855,-0.28530794382095337,-0.26671817898750305,-0.25779828429222107,0]
[{"$f":"Data[[#This Row],[category]]&Data[[#This Row],[subcategory]]&Data[[#This Row],[delivered]]&Data[[#This Row],[date]]&Data[[#This Row],[hour]]","v":"SublapSLAP_PGSTEnd Use LoadAvg Weekday 8-9pm6"},"Sublap","SLAP_PGST","End Use Load",2023,"Avg Weekday 8-9pm","6",95,103,-6.1736840754747391E-2,6.7894742824137211E-3,6.8526320159435272E-2,5.9766709804534912E-2,66.731582641601563,1.1465634107589722,0,0,-2.9781168326735497E-2,-8.0678006634116173E-3,3.7184625864028931E-2,6.8526320159435272E-2,9.9868014454841614E-2,0.14512044191360474,0.16683380305767059,-6.358894519507885E-3,6.9931586040183902E-4,7.0582111366093159E-3,6.1559709720313549E-3,-3.0674603767693043E-3,-8.3098345203325152E-4,3.8300163578242064E-3,7.0582111366093159E-3,1.0286405682563782E-2,1.4947405084967613E-2,1.7183881253004074E-2,0]
[{"$f":"Data[[#This Row],[category]]&Data[[#This Row],[subcategory]]&Data[[#This Row],[delivered]]&Data[[#This Row],[date]]&Data[[#This Row],[hour]]","v":"SublapSLAP_PGSTEnd Use LoadAvg Weekday 8-9pm20"},"Sublap","SLAP_PGST","End Use Load",2023,"Avg Weekday 8-9pm","20",95,103,-1.1459273099899292,-2.1266841888427734,-0.98075681924819946,8.9078955352306366E-2,94.5,-11.00997257232666,1,1,-1.1272786855697632,-1.0949161052703857,-1.0274698734283447,-0.98075681924819946,-0.9340437650680542,-0.86659753322601318,-0.83423495292663574,-0.11803051084280014,-0.21904847025871277,-0.10101795196533203,9.1751320287585258E-3,-0.1161097064614296,-0.11277636140584946,-0.1058293953537941,-0.10101795196533203,-9.6206508576869965E-2,-8.9259542524814606E-2,-8.5926197469234467E-2,0]
[{"$f":"Data[[#This Row],[category]]&Data[[#This Row],[subcategory]]&Data[[#This Row],[delivered]]&Data[[#This Row],[date]]&Data[[#This Row],[hour]]","v":"SublapSLAP_PGSTEnd Use LoadAvg Weekday 6-9pm7"},"Sublap","SLAP_PGST","End Use Load",2023,"Avg Weekday 6-9pm","7",107,111,-3.2916199415922165E-2,-4.2514018714427948E-2,-9.5978192985057831E-3,1.8391350284218788E-2,68.359031677246094,-0.52186596393585205,0,0,-3.9848897606134415E-2,-3.3167283982038498E-2,-1.924225315451622E-2,-9.5978192985057831E-3,4.6614219172624871E-5,1.3971644453704357E-2,2.0653259009122849E-2,-3.6536981351673603E-3,-4.7190561890602112E-3,-1.065357937477529E-3,2.0414399914443493E-3,-4.4232276268303394E-3,-3.6815684288740158E-3,-2.135890070348978E-3,-1.065357937477529E-3,5.1741781135206111E-6,1.5508525539189577E-3,2.2925117518752813E-3,0]
[{"$f":"Data[[#This Row],[category]]&Data[[#This Row],[subcategory]]&Data[[#This Row],[delivered]]&Data[[#This Row],[date]]&Data[[#This Row],[hour]]","v":"SublapSLAP_PGSTEnd Use LoadAvg Weekday 6-9pm13"},"Sublap","SLAP_PGST","End Use Load",2023,"Avg Weekday 6-9pm","13",107,111,1.1579391956329346,1.6868894100189209,0.52895015478134155,0.11092842370271683,86.599685668945313,4.7683916091918945,1,1,0.34648913145065308,0.38678964972496033,0.47077924013137817,0.52895015478134155,0.58712106943130493,0.67111063003540039,0.71141117811203003,0.12853124737739563,0.1872447282075882,5.8713465929031372E-2,1.2313054874539375E-2,3.8460291922092438E-2,4.2933650314807892E-2,5.2256494760513306E-2,5.8713465929031372E-2,6.5170437097549438E-2,7.4493281543254852E-2,7.8966639935970306E-2,0]
[{"$f":"Data[[#This Row],[category]]&Data[[#This Row],[subcategory]]&Data[[#This Row],[delivered]]&Data[[#This Row],[date]]&Data[[#This Row],[hour]]","v":"SublapSLAP_PGSTEnd Use LoadAvg Weekday 6-9pm23"},"Sublap","SLAP_PGST","End Use Load",2023,"Avg Weekday 6-9pm","23",107,111,-0.54609721899032593,0.23402540385723114,0.78012257814407349,0.12962254881858826,79.198600769042969,6.0184173583984375,1,1,0.56691247224807739,0.61400461196899414,0.71214842796325684,0.78012257814407349,0.84809672832489014,0.94624054431915283,0.99333268404006958,-6.0616791248321533E-2,2.5976819917559624E-2,8.6593605577945709E-2,1.4388103038072586E-2,6.2927283346652985E-2,6.8154513835906982E-2,7.9048477113246918E-2,8.6593605577945709E-2,9.4138734042644501E-2,0.10503269731998444,0.11025992780923843,0]
[{"$f":"Data[[#This Row],[category]]&Data[[#This Row],[subcategory]]&Data[[#This Row],[delivered]]&Data[[#This Row],[date]]&Data[[#This Row],[hour]]","v":"SublapSLAP_PGSTEnd Use LoadAvg Weekday (any)15"},"Sublap","SLAP_PGST","End Use Load",2023,"Avg Weekday (any)","15",109,110.14285714285714,0.26923602819442749,0.49379849433898926,0.22456245124340057,6.8264052271842957E-2,89.489028930664063,3.2896149158477783,1,1,0.11227807402610779,0.13707855343818665,0.18876475095748901,0.22456245124340057,0.26036015152931213,0.3120463490486145,0.33684682846069336,2.9654424637556076E-2,5.4388377815485001E-2,2.4733949452638626E-2,7.5187976472079754E-3,1.2366628274321556E-2,1.5098223462700844E-2,2.0791089162230492E-2,2.4733949452638626E-2,2.867681160569191E-2,3.4369677305221558E-2,3.7101272493600845E-2,0]
[{"$f":"Data[[#This Row],[category]]&Data[[#This Row],[subcategory]]&Data[[#This Row],[delivered]]&Data[[#This Row],[date]]&Data[[#This Row],[hour]]","v":"SublapSLAP_PGSTEnd Use LoadAvg Weekday (any)20"},"Sublap","SLAP_PGST","End Use Load",2023,"Avg Weekday (any)","20",109,110.14285714285714,-1.1179901361465454,-3.5099046230316162,-2.3919143676757813,0.18075919151306152,88.343215942382813,-13.232601165771484,1,1,-2.6892368793487549,-2.6235666275024414,-2.4867045879364014,-2.3919143676757813,-2.2971241474151611,-2.1602621078491211,-2.0945918560028076,-0.12313862890005112,-0.38659092783927917,-0.26345229148864746,1.9909333437681198E-2,-0.29620024561882019,-0.28896713256835938,-0.27389276027679443,-0.26345229148864746,-0.25301182270050049,-0.23793743550777435,-0.23070433735847473,0]
[{"$f":"Data[[#This Row],[category]]&Data[[#This Row],[subcategory]]&Data[[#This Row],[delivered]]&Data[[#This Row],[date]]&Data[[#This Row],[hour]]","v":"SublapSLAP_PGZPNet Load7/20/20235"},"Sublap","SLAP_PGZP","Net Load",2023,"7/20/2023","5",220,220,0.68836361169815063,0.85677272081375122,0.16840910911560059,0.12792150676250458,55.931819915771484,1.3165035247802734,0,0,-4.2003046721220016E-2,4.4711017981171608E-3,0.10132700204849243,0.16840910911560059,0.23549121618270874,0.33234712481498718,0.37882125377655029,0.15143999457359314,0.18849000334739685,3.7050005048513412E-2,2.8142731636762619E-2,-9.2406701296567917E-3,9.8364241421222687E-4,2.2291939705610275E-2,3.7050005048513412E-2,5.1808066666126251E-2,7.3116369545459747E-2,8.3340674638748169E-2,0]
[{"$f":"Data[[#This Row],[category]]&Data[[#This Row],[subcategory]]&Data[[#This Row],[delivered]]&Data[[#This Row],[date]]&Data[[#This Row],[hour]]","v":"SublapSLAP_PGZPNet Load7/20/202322"},"Sublap","SLAP_PGZP","Net Load",2023,"7/20/2023","22",220,220,0.71253633499145508,1.2273181676864624,0.51478183269500732,0.14088642597198486,63.036365509033203,3.6538782119750977,1,1,0.28304427862167358,0.33422860503196716,0.44090092182159424,0.51478183269500732,0.58866274356842041,0.6953350305557251,0.74651938676834106,0.15675799548625946,0.27000999450683594,0.11325200647115707,3.0995013192296028E-2,6.2269739806652069E-2,7.3530294001102448E-2,9.6998199820518494E-2,0.11325200647115707,0.12950579822063446,0.1529737114906311,0.16423426568508148,0]
[{"$f":"Data[[#This Row],[category]]&Data[[#This Row],[subcategory]]&Data[[#This Row],[delivered]]&Data[[#This Row],[date]]&Data[[#This Row],[hour]]","v":"SublapSLAP_PGZPNet Load7/25/20234"},"Sublap","SLAP_PGZP","Net Load",2023,"7/25/2023","4",220,220,1.0255181789398193,1.1440908908843994,0.11857272684574127,0.15307600796222687,61.256816864013672,0.7746003270149231,0,0,-0.13321490585803986,-7.7602073550224304E-2,3.8299590349197388E-2,0.11857272684574127,0.19884586334228516,0.31474751234054565,0.37036034464836121,0.22561399638652802,0.25169998407363892,2.6086000725626945E-2,3.3676721155643463E-2,-2.9307279735803604E-2,-1.7072455957531929E-2,8.4259100258350372E-3,2.6086000725626945E-2,4.3746091425418854E-2,6.9244451820850372E-2,8.1479273736476898E-2,0]
[{"$f":"Data[[#This Row],[category]]&Data[[#This Row],[subcategory]]&Data[[#This Row],[delivered]]&Data[[#This Row],[date]]&Data[[#This Row],[hour]]","v":"SublapSLAP_PGZPNet Load7/25/202312"},"Sublap","SLAP_PGZP","Net Load",2023,"7/25/2023","12",220,220,-1.1255136728286743,-1.5044090747833252,-0.37889546155929565,0.16039466857910156,83.011360168457031,-2.3622696399688721,1,1,-0.64272123575210571,-0.58444952964782715,-0.46300649642944336,-0.37889546155929565,-0.29478442668914795,-0.17334142327308655,-0.11506970971822739,-0.24761301279067993,-0.33096998929977417,-8.3356998860836029E-2,3.5286828875541687E-2,-0.14139866828918457,-0.12857890129089355,-0.10186143219470978,-8.3356998860836029E-2,-6.4852572977542877E-2,-3.8135111331939697E-2,-2.5315336883068085E-2,0]
[{"$f":"Data[[#This Row],[category]]&Data[[#This Row],[subcategory]]&Data[[#This Row],[delivered]]&Data[[#This Row],[date]]&Data[[#This Row],[hour]]","v":"SublapSLAP_PGZPNet Load7/26/20234"},"Sublap","SLAP_PGZP","Net Load",2023,"7/26/2023","4",220,220,1.0314363241195679,1.3539091348648071,0.32247275114059448,0.14963652193546295,59.718181610107422,2.1550405025482178,1,1,7.6342575252056122E-2,0.13070583343505859,0.24400328099727631,0.32247275114059448,0.40094220638275146,0.51423966884613037,0.56860291957855225,0.22691598534584045,0.29785999655723572,7.0944003760814667E-2,3.2920036464929581E-2,1.6795367002487183E-2,2.8755282983183861E-2,5.3680721670389175E-2,7.0944003760814667E-2,8.820728212594986E-2,0.11313273012638092,0.12509264051914215,0]
[{"$f":"Data[[#This Row],[category]]&Data[[#This Row],[subcategory]]&Data[[#This Row],[delivered]]&Data[[#This Row],[date]]&Data[[#This Row],[hour]]","v":"SublapSLAP_PGZPNet Load7/26/202314"},"Sublap","SLAP_PGZP","Net Load",2023,"7/26/2023","14",220,220,-2.4470000267028809,-2.317500114440918,0.12949997186660767,0.21728095412254333,79.025001525878906,0.59600239992141724,0,0,-0.22789539396762848,-0.1489567756652832,1.55577277764678E-2,0.12949997186660767,0.24344222247600555,0.40795671939849854,0.48689532279968262,-0.53834003210067749,-0.50985002517700195,2.8489993885159492E-2,4.7801811248064041E-2,-5.0136987119913101E-2,-3.2770492136478424E-2,3.4227001015096903E-3,2.8489993885159492E-2,5.3557287901639938E-2,8.9750476181507111E-2,0.10711696743965149,0]
[{"$f":"Data[[#This Row],[category]]&Data[[#This Row],[subcategory]]&Data[[#This Row],[delivered]]&Data[[#This Row],[date]]&Data[[#This Row],[hour]]","v":"SublapSLAP_PGZPNet Load7/26/202324"},"Sublap","SLAP_PGZP","Net Load",2023,"7/26/2023","24",220,220,0.81730002164840698,1.3923636674880981,0.57506364583969116,0.1511109322309494,60.690910339355469,3.8055727481842041,1,1,0.3265082836151123,0.38140720129013062,0.49582099914550781,0.57506364583969116,0.65430629253387451,0.76872009038925171,0.82361900806427002,0.17980600893497467,0.30632001161575317,0.1265140026807785,3.3244404941797256E-2,7.1831822395324707E-2,8.3909586071968079E-2,0.10908062011003494,0.1265140026807785,0.14394737780094147,0.16911841928958893,0.1811961829662323,0]
[{"$f":"Data[[#This Row],[category]]&Data[[#This Row],[subcategory]]&Data[[#This Row],[delivered]]&Data[[#This Row],[date]]&Data[[#This Row],[hour]]","v":"SublapSLAP_PGZPNet Load8/28/202311"},"Sublap","SLAP_PGZP","Net Load",2023,"8/28/2023","11",234,234,-0.3609808087348938,-0.55606836080551147,-0.19508758187294006,0.18757152557373047,78.143165588378906,-1.0400702953338623,0,0,-0.50361526012420654,-0.43547016382217407,-0.29345017671585083,-0.19508758187294006,-9.67249795794487E-2,4.5295000076293945E-2,0.11344011873006821,-8.4469512104988098E-2,-0.13011999428272247,-4.565049335360527E-2,4.3891735374927521E-2,-0.11784596741199493,-0.10190001875162125,-6.8667344748973846E-2,-4.565049335360527E-2,-2.2633645683526993E-2,1.0599030181765556E-2,2.654498815536499E-2,0]
[{"$f":"Data[[#This Row],[category]]&Data[[#This Row],[subcategory]]&Data[[#This Row],[delivered]]&Data[[#This Row],[date]]&Data[[#This Row],[hour]]","v":"SublapSLAP_PGZPNet Load8/28/202321"},"Sublap","SLAP_PGZP","Net Load",2023,"8/28/2023","21",234,234,0.73602992296218872,-2.642136812210083,-3.378166675567627,0.23271000385284424,70.886749267578125,-14.516636848449707,1,1,-3.7609405517578125,-3.6763966083526611,-3.5002000331878662,-3.378166675567627,-3.2561333179473877,-3.0799367427825928,-2.9953927993774414,0.17223100364208221,-0.61826002597808838,-0.79049098491668701,5.4454140365123749E-2,-0.88006007671356201,-0.86027681827545166,-0.81904679536819458,-0.79049098491668701,-0.76193517446517944,-0.72070521116256714,-0.70092189311981201,0]
[{"$f":"Data[[#This Row],[category]]&Data[[#This Row],[subcategory]]&Data[[#This Row],[delivered]]&Data[[#This Row],[date]]&Data[[#This Row],[hour]]","v":"SublapSLAP_PGZPNet Load8/29/20232"},"Sublap","SLAP_PGZP","Net Load",2023,"8/29/2023","2",234,235,1.6326004266738892,1.8567948341369629,0.22419443726539612,0.18728576600551605,62.205127716064453,1.1970714330673218,0,0,-8.3863236010074615E-2,-1.5821930021047592E-2,0.12598168849945068,0.22419443726539612,0.32240718603134155,0.46421080827713013,0.53225213289260864,0.38366109132766724,0.43634679913520813,5.26856929063797E-2,4.4012155383825302E-2,-1.9707860425114632E-2,-3.7181535735726357E-3,2.9605695977807045E-2,5.26856929063797E-2,7.5765691697597504E-2,0.10908953845500946,0.12507924437522888,0]
[{"$f":"Data[[#This Row],[category]]&Data[[#This Row],[subcategory]]&Data[[#This Row],[delivered]]&Data[[#This Row],[date]]&Data[[#This Row],[hour]]","v":"SublapSLAP_PGZPNet Load8/29/202319"},"Sublap","SLAP_PGZP","Net Load",2023,"8/29/2023","19",234,235,0.23299992084503174,-1.380427360534668,-1.6134272813796997,0.16715700924396515,77.395301818847656,-9.6521663665771484,1,1,-1.8883761167526245,-1.8276475667953491,-1.7010844945907593,-1.6134272813796997,-1.5257700681686401,-1.3992069959640503,-1.3384784460067749,5.4754979908466339E-2,-0.32440042495727539,-0.37915539741516113,3.9281897246837616E-2,-0.44376838207244873,-0.42949718236923218,-0.3997548520565033,-0.37915539741516113,-0.35855597257614136,-0.32881364226341248,-0.31454244256019592,0]
[{"$f":"Data[[#This Row],[category]]&Data[[#This Row],[subcategory]]&Data[[#This Row],[delivered]]&Data[[#This Row],[date]]&Data[[#This Row],[hour]]","v":"SublapSLAP_PGZPNet Load8/30/20233"},"Sublap","SLAP_PGZP","Net Load",2023,"8/30/2023","3",236,236,1.5308897495269775,1.7133898735046387,0.18250003457069397,0.1851608008146286,58.838981628417969,0.98562997579574585,0,0,-0.12206237763166428,-5.4793078452348709E-2,8.5401616990566254E-2,0.18250003457069397,0.27959844470024109,0.41979315876960754,0.48706245422363281,0.36128997802734375,0.40435999631881714,4.3070007115602493E-2,4.369794949889183E-2,-2.8806721791625023E-2,-1.2931166216731071E-2,2.0154781639575958E-2,4.3070007115602493E-2,6.5985232591629028E-2,9.9071182310581207E-2,0.11494673788547516,0]
[{"$f":"Data[[#This Row],[category]]&Data[[#This Row],[subcategory]]&Data[[#This Row],[delivered]]&Data[[#This Row],[date]]&Data[[#This Row],[hour]]","v":"SublapSLAP_PGZPNet Load8/30/20239"},"Sublap","SLAP_PGZP","Net Load",2023,"8/30/2023","9",236,236,0.26543009281158447,0.52766948938369751,0.26223939657211304,8.8940314948558807E-2,63.934322357177734,2.9484872817993164,1,1,0.11594559997320175,0.1482577919960022,0.21559904515743256,0.26223939657211304,0.30887973308563232,0.37622100114822388,0.40853318572044373,6.2641501426696777E-2,0.12453000247478485,6.1888497322797775E-2,2.0989913493394852E-2,2.7363162487745285E-2,3.498883917927742E-2,5.0881374627351761E-2,6.1888497322797775E-2,7.2895616292953491E-2,8.8788159191608429E-2,9.6413828432559967E-2,0]
[{"$f":"Data[[#This Row],[category]]&Data[[#This Row],[subcategory]]&Data[[#This Row],[delivered]]&Data[[#This Row],[date]]&Data[[#This Row],[hour]]","v":"SublapSLAP_PGZPNet Load8/30/202319"},"Sublap","SLAP_PGZP","Net Load",2023,"8/30/2023","19",236,236,0.37374794483184814,-2.549788236618042,-2.9235360622406006,0.21920281648635864,82.879234313964844,-13.337128639221191,1,1,-3.2840926647186279,-3.2044558525085449,-3.0384862422943115,-2.9235360622406006,-2.8085858821868896,-2.6426162719726563,-2.5629794597625732,8.8204517960548401E-2,-0.60175001621246338,-0.68995451927185059,5.1731865853071213E-2,-0.77504587173461914,-0.75625157356262207,-0.71708273887634277,-0.68995451927185059,-0.66282624006271362,-0.6236574649810791,-0.60486316680908203,0]
[{"$f":"Data[[#This Row],[category]]&Data[[#This Row],[subcategory]]&Data[[#This Row],[delivered]]&Data[[#This Row],[date]]&Data[[#This Row],[hour]]","v":"SublapSLAP_PGZPNet Load9/19/20238"},"Sublap","SLAP_PGZP","Net Load",2023,"9/19/2023","8",239,239,0.8236234188079834,0.67937237024307251,-0.14425103366374969,8.2570344209671021E-2,57.705020904541016,-1.7470077276229858,1,0,-0.28006717562675476,-0.25006920099258423,-0.18755096197128296,-0.14425103366374969,-0.10095110535621643,-3.8432881236076355E-2,-8.4349038079380989E-3,0.19684599339962006,0.1623699963092804,-3.4475997090339661E-2,1.973431184887886E-2,-6.6936053335666656E-2,-5.9766538441181183E-2,-4.482467845082283E-2,-3.4475997090339661E-2,-2.4127313867211342E-2,-9.1854585334658623E-3,-2.0159420091658831E-3,0]
[{"$f":"Data[[#This Row],[category]]&Data[[#This Row],[subcategory]]&Data[[#This Row],[delivered]]&Data[[#This Row],[date]]&Data[[#This Row],[hour]]","v":"SublapSLAP_PGZPNet Load9/19/202316"},"Sublap","SLAP_PGZP","Net Load",2023,"9/19/2023","16",239,239,-2.6340084075927734,-2.7764017581939697,-0.14239329099655151,0.12904763221740723,76.1820068359375,-1.1034165620803833,0,0,-0.35465776920318604,-0.30777448415756226,-0.21006593108177185,-0.14239329099655151,-7.472064346075058E-2,2.2987904027104378E-2,6.9871172308921814E-2,-0.6295279860496521,-0.66356003284454346,-3.4031998366117477E-2,3.0842384323477745E-2,-8.4763206541538239E-2,-7.3558099567890167E-2,-5.0205755978822708E-2,-3.4031998366117477E-2,-1.785823330283165E-2,5.4941088892519474E-3,1.6699209809303284E-2,0]
[{"$f":"Data[[#This Row],[category]]&Data[[#This Row],[subcategory]]&Data[[#This Row],[delivered]]&Data[[#This Row],[date]]&Data[[#This Row],[hour]]","v":"SublapSLAP_PGZPNet LoadAvg Weekday 8-9pm1"},"Sublap","SLAP_PGZP","Net Load",2023,"Avg Weekday 8-9pm","1",220,220,1.8338727951049805,1.7621591091156006,-7.1713648736476898E-2,0.14035369455814362,61.376136779785156,-0.51094949245452881,0,0,-0.30257493257522583,-0.25158414244651794,-0.14531520009040833,-7.1713648736476898E-2,1.8879006383940578E-3,0.10815684497356415,0.15914763510227203,0.40345200896263123,0.38767501711845398,-1.5777003020048141E-2,3.0877813696861267E-2,-6.6566482186317444E-2,-5.5348511785268784E-2,-3.19693423807621E-2,-1.5777003020048141E-2,4.1533814510330558E-4,2.3794505745172501E-2,3.5012479871511459E-2,0]
[{"$f":"Data[[#This Row],[category]]&Data[[#This Row],[subcategory]]&Data[[#This Row],[delivered]]&Data[[#This Row],[date]]&Data[[#This Row],[hour]]","v":"SublapSLAP_PGZPNet LoadAvg Weekday 8-9pm18"},"Sublap","SLAP_PGZP","Net Load",2023,"Avg Weekday 8-9pm","18",220,220,-1.1119726896286011,-1.17372727394104,-6.1754532158374786E-2,8.2642331719398499E-2,80.753410339355469,-0.74725061655044556,0,0,-0.19768907129764557,-0.16766494512557983,-0.10509221255779266,-6.1754532158374786E-2,-1.8416851758956909E-2,4.4155877083539963E-2,7.4180006980895996E-2,-0.2446339875459671,-0.25821998715400696,-1.3585996814072132E-2,1.8181312829256058E-2,-4.349159449338913E-2,-3.6886289715766907E-2,-2.312028594315052E-2,-1.3585996814072132E-2,-4.0517072193324566E-3,9.7142932936549187E-3,1.6319600865244865E-2,0]
[{"$f":"Data[[#This Row],[category]]&Data[[#This Row],[subcategory]]&Data[[#This Row],[delivered]]&Data[[#This Row],[date]]&Data[[#This Row],[hour]]","v":"SublapSLAP_PGZPNet LoadAvg Weekday 6-9pm3"},"Sublap","SLAP_PGZP","Net Load",2023,"Avg Weekday 6-9pm","3",237,230,1.2975833415985107,1.3915963172912598,9.4013005495071411E-2,9.0571142733097076E-2,60.361812591552734,1.0380017757415771,0,0,-5.4963268339633942E-2,-2.2058583796024323E-2,4.6517450362443924E-2,9.4013005495071411E-2,0.1415085643529892,0.21008460223674774,0.24298927187919617,0.29844418168067932,0.32006716728210449,2.1622991189360619E-2,2.0831363275647163E-2,-1.2641551904380322E-2,-5.0734742544591427E-3,1.0699013248085976E-2,2.1622991189360619E-2,3.2546970993280411E-2,4.8319458961486816E-2,5.5887531489133835E-2,0]
[{"$f":"Data[[#This Row],[category]]&Data[[#This Row],[subcategory]]&Data[[#This Row],[delivered]]&Data[[#This Row],[date]]&Data[[#This Row],[hour]]","v":"SublapSLAP_PGZPNet LoadAvg Weekday 6-9pm8"},"Sublap","SLAP_PGZP","Net Load",2023,"Avg Weekday 6-9pm","8",237,230,0.82422679662704468,0.77769339084625244,-4.6533398330211639E-2,5.229249969124794E-2,59.4912109375,-0.88986754417419434,0,0,-0.13254690170288086,-0.11354893445968628,-7.3955610394477844E-2,-4.6533398330211639E-2,-1.9111184403300285E-2,2.0482135936617851E-2,3.9480108767747879E-2,0.18957217037677765,0.17886948585510254,-1.0702681727707386E-2,1.2027274817228317E-2,-3.0485786497592926E-2,-2.6116255670785904E-2,-1.7009790986776352E-2,-1.0702681727707386E-2,-4.3955724686384201E-3,4.7108912840485573E-3,9.0804249048233032E-3,0]
[{"$f":"Data[[#This Row],[category]]&Data[[#This Row],[subcategory]]&Data[[#This Row],[delivered]]&Data[[#This Row],[date]]&Data[[#This Row],[hour]]","v":"SublapSLAP_PGZPNet LoadAvg Weekday 6-9pmEvent Window"},"Sublap","SLAP_PGZP","Net Load",2023,"Avg Weekday 6-9pm","Event Window",237,230,0.42715689539909363,-2.714221715927124,-3.14137864112854,0.1825752854347229,73.242500305175781,-17.205936431884766,1,1,-3.4416882991790771,-3.3753583431243896,-3.2371211051940918,-3.14137864112854,-3.0456361770629883,-2.9073989391326904,-2.8410689830780029,9.8246082663536072E-2,-0.6242709755897522,-0.72251707315444946,4.1992314159870148E-2,-0.79158830642700195,-0.77633243799209595,-0.7445378303527832,-0.72251707315444946,-0.70049631595611572,-0.66870176792144775,-0.65344583988189697,0]
[{"$f":"Data[[#This Row],[category]]&Data[[#This Row],[subcategory]]&Data[[#This Row],[delivered]]&Data[[#This Row],[date]]&Data[[#This Row],[hour]]","v":"SublapSLAP_PGZPNet LoadAvg Weekday (any)10"},"Sublap","SLAP_PGZP","Net Load",2023,"Avg Weekday (any)","10",240,229.14285714285714,0.10652173310518265,0.10547668486833572,-1.0450463742017746E-3,5.0397075712680817E-2,67.93975830078125,-2.0736251026391983E-2,0,0,-8.3940856158733368E-2,-6.5631501376628876E-2,-2.7473298832774162E-2,-1.0450463742017746E-3,2.5383206084370613E-2,6.3541404902935028E-2,8.1850767135620117E-2,2.4408694356679916E-2,2.4169228971004486E-2,-2.3946490546222776E-4,1.1548129841685295E-2,-1.9234446808695793E-2,-1.503898948431015E-2,-6.2953103333711624E-3,-2.3946490546222776E-4,5.8163804933428764E-3,1.456005871295929E-2,1.8755517899990082E-2,0]
[{"$f":"Data[[#This Row],[category]]&Data[[#This Row],[subcategory]]&Data[[#This Row],[delivered]]&Data[[#This Row],[date]]&Data[[#This Row],[hour]]","v":"SublapSLAP_PGZPNet LoadAvg Weekday (any)16"},"Sublap","SLAP_PGZP","Net Load",2023,"Avg Weekday (any)","16",240,229.14285714285714,-2.7427463531494141,-2.523996114730835,0.2187502384185791,8.139432966709137E-2,82.96185302734375,2.6875364780426025,1,1,8.4868483245372772E-2,0.11443920433521271,0.17606700956821442,0.2187502384185791,0.26143345236778259,0.3230612576007843,0.35263198614120483,-0.62848073244094849,-0.57835566997528076,5.0125055015087128E-2,1.8650928512215614E-2,1.9447006285190582E-2,2.6222925633192062E-2,4.0344499051570892E-2,5.0125055015087128E-2,5.9905607253313065E-2,7.4027180671691895E-2,8.0803103744983673E-2,0]
[{"$f":"Data[[#This Row],[category]]&Data[[#This Row],[subcategory]]&Data[[#This Row],[delivered]]&Data[[#This Row],[date]]&Data[[#This Row],[hour]]","v":"SublapSLAP_PGZPEnd Use Load7/20/20231"},"Sublap","SLAP_PGZP","End Use Load",2023,"7/20/2023","1",195,220,-0.11926153302192688,-2.3230768740177155E-2,9.6030764281749725E-2,6.5348915755748749E-2,58.958972930908203,1.469508171081543,0,0,-1.1458637192845345E-2,1.2282758951187134E-2,6.1761759221553802E-2,9.6030764281749725E-2,0.13029976189136505,0.17977876961231232,0.20352016389369965,-2.6237538084387779E-2,-5.1107690669596195E-3,2.1126767620444298E-2,1.4376761391758919E-2,-2.5209002196788788E-3,2.7022070717066526E-3,1.3587586581707001E-2,2.1126767620444298E-2,2.8665946796536446E-2,3.9551328867673874E-2,4.4774435460567474E-2,0]
[{"$f":"Data[[#This Row],[category]]&Data[[#This Row],[subcategory]]&Data[[#This Row],[delivered]]&Data[[#This Row],[date]]&Data[[#This Row],[hour]]","v":"SublapSLAP_PGZPEnd Use Load7/20/20232"},"Sublap","SLAP_PGZP","End Use Load",2023,"7/20/2023","2",195,220,-0.1947280615568161,-0.20902563631534576,-1.4297571964561939E-2,6.7274004220962524E-2,58.338462829589844,-0.21252743899822235,0,0,-0.12495346367359161,-0.10051267594099045,-4.9576092511415482E-2,-1.4297571964561939E-2,2.0980950444936752E-2,7.1917533874511719E-2,9.6358314156532288E-2,-4.2840175330638885E-2,-4.5985639095306396E-2,-3.1454658601433039E-3,1.4800281263887882E-2,-2.7489762753248215E-2,-2.2112788632512093E-2,-1.0906740091741085E-2,-3.1454658601433039E-3,4.6158093027770519E-3,1.5821857377886772E-2,2.1198829635977745E-2,0]
[{"$f":"Data[[#This Row],[category]]&Data[[#This Row],[subcategory]]&Data[[#This Row],[delivered]]&Data[[#This Row],[date]]&Data[[#This Row],[hour]]","v":"SublapSLAP_PGZPEnd Use Load7/20/20233"},"Sublap","SLAP_PGZP","End Use Load",2023,"7/20/2023","3",195,220,-0.26745656132698059,-0.32143589854240417,-5.3979352116584778E-2,2.7368184179067612E-2,57.187179565429688,-1.9723395109176636,1,1,-9.8996005952358246E-2,-8.9053094387054443E-2,-6.8331241607666016E-2,-5.3979352116584778E-2,-3.962746262550354E-2,-1.8905613571405411E-2,-8.962695486843586E-3,-5.8840442448854446E-2,-7.0715896785259247E-2,-1.1875457130372524E-2,6.0210004448890686E-3,-2.1779121831059456E-2,-1.9591681659221649E-2,-1.503287348896265E-2,-1.1875457130372524E-2,-8.7180417031049728E-3,-4.1592349298298359E-3,-1.97179289534688E-3,0]
[{"$f":"Data[[#This Row],[category]]&Data[[#This Row],[subcategory]]&Data[[#This Row],[delivered]]&Data[[#This Row],[date]]&Data[[#This Row],[hour]]","v":"SublapSLAP_PGZPEnd Use Load7/20/20234"},"Sublap","SLAP_PGZP","End Use Load",2023,"7/20/2023","4",195,220,-0.26469743251800537,-0.2681538462638855,-3.4564109519124031E-3,2.0616607740521431E-2,57.215385437011719,-0.16765177249908447,0,0,-3.7367712706327438E-2,-2.9877657070755959E-2,-1.4267770573496819E-2,-3.4564109519124031E-3,7.3549486696720123E-3,2.2964835166931152E-2,3.0454890802502632E-2,-5.8233436197042465E-2,-5.899384617805481E-2,-7.6041038846597075E-4,4.5356536284089088E-3,-8.2208970561623573E-3,-6.5730847418308258E-3,-3.1389095820486546E-3,-7.6041038846597075E-4,1.6180886887013912E-3,5.0522638484835625E-3,6.700076162815094E-3,0]
[{"$f":"Data[[#This Row],[category]]&Data[[#This Row],[subcategory]]&Data[[#This Row],[delivered]]&Data[[#This Row],[date]]&Data[[#This Row],[hour]]","v":"SublapSLAP_PGZPEnd Use Load7/20/20235"},"Sublap","SLAP_PGZP","End Use Load",2023,"7/20/2023","5",195,220,-0.26218461990356445,-0.26610255241394043,-3.9179488085210323E-3,1.817222498357296E-2,56.069229125976563,-0.21560093760490417,0,0,-3.3808600157499313E-2,-2.7206592261791229E-2,-1.34474728256464E-2,-3.9179488085210323E-3,5.6115752086043358E-3,1.937069371342659E-2,2.5972701609134674E-2,-5.7680618017911911E-2,-5.8542560786008835E-2,-8.6194876348599792E-4,3.9978893473744392E-3,-7.4378922581672668E-3,-5.9854504652321339E-3,-2.9584439471364021E-3,-8.6194876348599792E-4,1.2345465365797281E-3,4.2615528218448162E-3,5.7139941491186619E-3,0]
[{"$f":"Data[[#This Row],[category]]&Data[[#This Row],[subcategory]]&Data[[#This Row],[delivered]]&Data[[#This Row],[date]]&Data[[#This Row],[hour]]","v":"SublapSLAP_PGZPEnd Use Load7/20/20236"},"Sublap","SLAP_PGZP","End Use Load",2023,"7/20/2023","6",195,220,-0.27380514144897461,-0.27451282739639282,-7.0769130252301693E-4,1.9809914752840996E-2,55.75128173828125,-3.572409600019455E-2,0,0,-3.3292099833488464E-2,-2.6095118373632431E-2,-1.109602116048336E-2,-7.0769130252301693E-4,9.6806380897760391E-3,2.467973530292511E-2,3.1876720488071442E-2,-6.0237132012844086E-2,-6.0392823070287704E-2,-1.5569209062959999E-4,4.3581812642514706E-3,-7.3242620564997196E-3,-5.7409261353313923E-3,-2.4411247577518225E-3,-1.5569209062959999E-4,2.1297403145581484E-3,5.4295416921377182E-3,7.0128785446286201E-3,0]
[{"$f":"Data[[#This Row],[category]]&Data[[#This Row],[subcategory]]&Data[[#This Row],[delivered]]&Data[[#This Row],[date]]&Data[[#This Row],[hour]]","v":"SublapSLAP_PGZPEnd Use Load7/20/20237"},"Sublap","SLAP_PGZP","End Use Load",2023,"7/20/2023","7",195,220,-0.26031795144081116,-0.30266666412353516,-4.2348716408014297E-2,5.2232977002859116E-2,54.971794128417969,-0.81076592206954956,0,0,-0.12826432287693024,-0.10928796976804733,-6.973971426486969E-2,-4.2348716408014297E-2,-1.4957716688513756E-2,2.4590536952018738E-2,4.3566886335611343E-2,-5.7269949465990067E-2,-6.658666580915451E-2,-9.3167172744870186E-3,1.1491254903376102E-2,-2.821815013885498E-2,-2.4043353274464607E-2,-1.5342737548053265E-2,-9.3167172744870186E-3,-3.2906976994127035E-3,5.4099182598292828E-3,9.5847146585583687E-3,0]
[{"$f":"Data[[#This Row],[category]]&Data[[#This Row],[subcategory]]&Data[[#This Row],[delivered]]&Data[[#This Row],[date]]&Data[[#This Row],[hour]]","v":"SublapSLAP_PGZPEnd Use Load7/20/20238"},"Sublap","SLAP_PGZP","End Use Load",2023,"7/20/2023","8",195,220,8.9230770245194435E-3,1.5384615398943424E-2,6.4615374431014061E-3,2.6972198858857155E-2,56.041027069091797,0.23956286907196045,0,0,-3.7903781980276108E-2,-2.8104726225137711E-2,-7.682697381824255E-3,6.4615374431014061E-3,2.0605772733688354E-2,4.1027802973985672E-2,5.0826855003833771E-2,1.9630768802016973E-3,3.3846152946352959E-3,1.4215381816029549E-3,5.9338835999369621E-3,-8.3388322964310646E-3,-6.1830398626625538E-3,-1.690193428657949E-3,1.4215381816029549E-3,4.5332699082791805E-3,9.0261166915297508E-3,1.11819077283144E-2,0]
[{"$f":"Data[[#This Row],[category]]&Data[[#This Row],[subcategory]]&Data[[#This Row],[delivered]]&Data[[#This Row],[date]]&Data[[#This Row],[hour]]","v":"SublapSLAP_PGZPEnd Use Load7/20/20239"},"Sublap","SLAP_PGZP","End Use Load",2023,"7/20/2023","9",195,220,0.64986664056777954,0.69087177515029907,4.1005127131938934E-2,4.1006907820701599E-2,57.682052612304688,0.99995654821395874,0,0,-2.6445234194397926E-2,-1.1547340080142021E-2,1.9501084461808205E-2,4.1005127131938934E-2,6.2509171664714813E-2,9.3557596206665039E-2,0.10845548659563065,0.14297066628932953,0.15199178457260132,9.0211275964975357E-3,9.0215196833014488E-3,-5.8179516345262527E-3,-2.5404149200767279E-3,4.2902384884655476E-3,9.0211275964975357E-3,1.3752018101513386E-2,2.0582670345902443E-2,2.3860206827521324E-2,0]
[{"$f":"Data[[#This Row],[category]]&Data[[#This Row],[subcategory]]&Data[[#This Row],[delivered]]&Data[[#This Row],[date]]&Data[[#This Row],[hour]]","v":"SublapSLAP_PGZPEnd Use Load7/20/202310"},"Sublap","SLAP_PGZP","End Use Load",2023,"7/20/2023","10",195,220,1.6425538063049316,1.8830769062042236,0.2405230849981308,6.058337539434433E-2,59.974357604980469,3.9701168537139893,1,1,0.1408722996711731,0.16288237273693085,0.20875313878059387,0.2405230849981308,0.27229303121566772,0.31816381216049194,0.3401738703250885,0.36136183142662048,0.41427692770957947,5.2915077656507492E-2,1.3328342698514462E-2,3.0991906300187111E-2,3.5834122449159622E-2,4.5925691723823547E-2,5.2915077656507492E-2,5.9904467314481735E-2,6.999603658914566E-2,7.4838250875473022E-2,0]
[{"$f":"Data[[#This Row],[category]]&Data[[#This Row],[subcategory]]&Data[[#This Row],[delivered]]&Data[[#This Row],[date]]&Data[[#This Row],[hour]]","v":"SublapSLAP_PGZPEnd Use Load7/20/202311"},"Sublap","SLAP_PGZP","End Use Load",2023,"7/20/2023","11",195,220,2.4112000465393066,2.4254357814788818,1.4235901646316051E-2,8.8486447930335999E-2,65.958976745605469,0.16088227927684784,0,0,-0.13131135702133179,-9.9164046347141266E-2,-3.2166436314582825E-2,1.4235901646316051E-2,6.0638241469860077E-2,0.12763585150241852,0.15978315472602844,0.53046399354934692,0.53359586000442505,3.1318983528763056E-3,1.946701854467392E-2,-2.8888499364256859E-2,-2.1816089749336243E-2,-7.076615933328867E-3,3.1318983528763056E-3,1.3340413570404053E-2,2.8079887852072716E-2,3.5152293741703033E-2,0]
[{"$f":"Data[[#This Row],[category]]&Data[[#This Row],[subcategory]]&Data[[#This Row],[delivered]]&Data[[#This Row],[date]]&Data[[#This Row],[hour]]","v":"SublapSLAP_PGZPEnd Use Load7/20/202312"},"Sublap","SLAP_PGZP","End Use Load",2023,"7/20/2023","12",195,220,2.2472102642059326,2.1133847236633301,-0.1338256448507309,0.1079462543129921,72.653846740722656,-1.2397433519363403,0,0,-0.31138142943382263,-0.27216434478759766,-0.19043271243572235,-0.1338256448507309,-7.7218577265739441E-2,4.5130462385714054E-3,4.3730143457651138E-2,0.49438625574111938,0.46494463086128235,-2.9441641643643379E-2,2.3748176172375679E-2,-6.8503916263580322E-2,-5.9876155108213425E-2,-4.1895195841789246E-2,-2.9441641643643379E-2,-1.6988087445497513E-2,9.9287019111216068E-4,9.6206311136484146E-3,0]
[{"$f":"Data[[#This Row],[category]]&Data[[#This Row],[subcategory]]&Data[[#This Row],[delivered]]&Data[[#This Row],[date]]&Data[[#This Row],[hour]]","v":"SublapSLAP_PGZPEnd Use Load7/20/202313"},"Sublap","SLAP_PGZP","End Use Load",2023,"7/20/2023","13",195,220,1.4884512424468994,1.3892821073532104,-9.9169231951236725E-2,0.10679952800273895,77.812820434570313,-0.9285549521446228,0,0,-0.27483883500099182,-0.23603832721710205,-0.15517495572566986,-9.9169231951236725E-2,-4.316350445151329E-2,3.7699870765209198E-2,7.6500356197357178E-2,0.32745927572250366,0.30564206838607788,-2.1817231550812721E-2,2.349589578807354E-2,-6.0464542359113693E-2,-5.1928430795669556E-2,-3.413848951458931E-2,-2.1817231550812721E-2,-9.495970793068409E-3,8.2939714193344116E-3,1.6830079257488251E-2,0]
[{"$f":"Data[[#This Row],[category]]&Data[[#This Row],[subcategory]]&Data[[#This Row],[delivered]]&Data[[#This Row],[date]]&Data[[#This Row],[hour]]","v":"SublapSLAP_PGZPEnd Use Load7/20/202314"},"Sublap","SLAP_PGZP","End Use Load",2023,"7/20/2023","14",195,220,0.75117951631546021,0.74425643682479858,-6.9230766966938972E-3,8.8785119354724884E-2,78.930770874023438,-7.7975645661354065E-2,0,0,-0.15296159684658051,-0.12070578336715698,-5.3482037037611008E-2,-6.9230766966938972E-3,3.9635885506868362E-2,0.10685963183641434,0.13911545276641846,0.16525949537754059,0.16373641788959503,-1.5230769058689475E-3,1.953272707760334E-2,-3.3651553094387054E-2,-2.6555271819233894E-2,-1.1766048148274422E-2,-1.5230769058689475E-3,8.7198950350284576E-3,2.350911870598793E-2,3.060539998114109E-2,0]
[{"$f":"Data[[#This Row],[category]]&Data[[#This Row],[subcategory]]&Data[[#This Row],[delivered]]&Data[[#This Row],[date]]&Data[[#This Row],[hour]]","v":"SublapSLAP_PGZPEnd Use Load7/20/202315"},"Sublap","SLAP_PGZP","End Use Load",2023,"7/20/2023","15",195,220,0.24211281538009644,0.24441026151180267,2.2974382154643536E-3,6.0010816901922226E-2,80.51025390625,3.8283735513687134E-2,0,0,-9.6411570906639099E-2,-7.4609518051147461E-2,-2.9172264039516449E-2,2.2974382154643536E-3,3.3767141401767731E-2,7.9204395413398743E-2,0.10100644826889038,5.3264819085597992E-2,5.3770259022712708E-2,5.0543638644739985E-4,1.3202379457652569E-2,-2.1210545673966408E-2,-1.6414094716310501E-2,-6.4178979955613613E-3,5.0543638644739985E-4,7.4287708848714828E-3,1.7424967139959335E-2,2.2221418097615242E-2,0]
[{"$f":"Data[[#This Row],[category]]&Data[[#This Row],[subcategory]]&Data[[#This Row],[delivered]]&Data[[#This Row],[date]]&Data[[#This Row],[hour]]","v":"SublapSLAP_PGZPEnd Use Load7/20/202316"},"Sublap","SLAP_PGZP","End Use Load",2023,"7/20/2023","16",195,220,-0.13698461651802063,-0.19353845715522766,-5.655384436249733E-2,4.9623370170593262E-2,81.330772399902344,-1.1396615505218506,0,0,-0.13817702233791351,-0.12014875560998917,-8.2576364278793335E-2,-5.655384436249733E-2,-3.0531324446201324E-2,7.0410631597042084E-3,2.5069335475564003E-2,-3.0136615037918091E-2,-4.2578458786010742E-2,-1.2441845610737801E-2,1.0917141102254391E-2,-3.0398944392800331E-2,-2.643272653222084E-2,-1.8166800960898399E-2,-1.2441845610737801E-2,-6.7168911918997765E-3,1.5490339137613773E-3,5.5152536369860172E-3,0]
[{"$f":"Data[[#This Row],[category]]&Data[[#This Row],[subcategory]]&Data[[#This Row],[delivered]]&Data[[#This Row],[date]]&Data[[#This Row],[hour]]","v":"SublapSLAP_PGZPEnd Use Load7/20/202317"},"Sublap","SLAP_PGZP","End Use Load",2023,"7/20/2023","17",195,220,-0.34500512480735779,-0.53620511293411255,-0.19120000302791595,7.405572384595871E-2,78.661537170410156,-2.5818395614624023,1,1,-0.31301084160804749,-0.28610622882843018,-0.23003485798835754,-0.19120000302791595,-0.15236514806747437,-9.6293777227401733E-2,-6.9389179348945618E-2,-7.5901128351688385E-2,-0.11796512454748154,-4.206399992108345E-2,1.6292259097099304E-2,-6.8862386047840118E-2,-6.2943369150161743E-2,-5.0607670098543167E-2,-4.206399992108345E-2,-3.3520333468914032E-2,-2.1184630692005157E-2,-1.526561938226223E-2,0]
[{"$f":"Data[[#This Row],[category]]&Data[[#This Row],[subcategory]]&Data[[#This Row],[delivered]]&Data[[#This Row],[date]]&Data[[#This Row],[hour]]","v":"SublapSLAP_PGZPEnd Use Load7/20/202318"},"Sublap","SLAP_PGZP","End Use Load",2023,"7/20/2023","18",195,220,-0.56248205900192261,-0.69471794366836548,-0.13223589956760406,5.7147551327943802E-2,77.102561950683594,-2.3139381408691406,1,1,-0.22623525559902191,-0.20547343790531158,-0.16220410168170929,-0.13223589956760406,-0.10226769745349884,-5.8998364955186844E-2,-3.8236543536186218E-2,-0.12374605238437653,-0.15283794701099396,-2.909189835190773E-2,1.2572461739182472E-2,-4.9771755933761597E-2,-4.5204155147075653E-2,-3.5684902220964432E-2,-2.909189835190773E-2,-2.2498892620205879E-2,-1.2979640625417233E-2,-8.4120398387312889E-3,0]
[{"$f":"Data[[#This Row],[category]]&Data[[#This Row],[subcategory]]&Data[[#This Row],[delivered]]&Data[[#This Row],[date]]&Data[[#This Row],[hour]]","v":"SublapSLAP_PGZPEnd Use Load7/20/202319"},"Sublap","SLAP_PGZP","End Use Load",2023,"7/20/2023","19",195,220,-0.76620513200759888,-0.973641037940979,-0.20743589103221893,8.7838739156723022E-2,73.948715209960938,-2.3615536689758301,1,1,-0.35191777348518372,-0.32000577449798584,-0.25349858403205872,-0.20743589103221893,-0.16137321293354034,-9.4866015017032623E-2,-6.2954023480415344E-2,-0.16856512427330017,-0.21420103311538696,-4.5635897666215897E-2,1.9324522465467453E-2,-7.7421911060810089E-2,-7.0401273667812347E-2,-5.5769689381122589E-2,-4.5635897666215897E-2,-3.5502105951309204E-2,-2.0870523527264595E-2,-1.3849885202944279E-2,0]
[{"$f":"Data[[#This Row],[category]]&Data[[#This Row],[subcategory]]&Data[[#This Row],[delivered]]&Data[[#This Row],[date]]&Data[[#This Row],[hour]]","v":"SublapSLAP_PGZPEnd Use Load7/20/202320"},"Sublap","SLAP_PGZP","End Use Load",2023,"7/20/2023","20",195,220,-0.95009231567382813,-1.0811282396316528,-0.13103589415550232,7.1739256381988525E-2,69.615386962890625,-1.8265577554702759,1,0,-0.24903647601604462,-0.22297345101833344,-0.16865599155426025,-0.13103589415550232,-9.3415789306163788E-2,-3.9098337292671204E-2,-1.303531788289547E-2,-0.20902031660079956,-0.23784820735454559,-2.882789634168148E-2,1.5782635658979416E-2,-5.4788023233413696E-2,-4.9054160714149475E-2,-3.7104319781064987E-2,-2.882789634168148E-2,-2.0551472902297974E-2,-8.6016338318586349E-3,-2.8677699156105518E-3,0]
[{"$f":"Data[[#This Row],[category]]&Data[[#This Row],[subcategory]]&Data[[#This Row],[delivered]]&Data[[#This Row],[date]]&Data[[#This Row],[hour]]","v":"SublapSLAP_PGZPEnd Use Load7/20/202321"},"Sublap","SLAP_PGZP","End Use Load",2023,"7/20/2023","21",195,220,-0.96325129270553589,-4.7396411895751953,-3.7763898372650146,0.22718444466590881,65.24615478515625,-16.62257194519043,1,1,-4.1500749588012695,-4.0675382614135742,-3.8955254554748535,-3.7763898372650146,-3.6572542190551758,-3.485241174697876,-3.4027047157287598,-0.2119152843952179,-1.0427210330963135,-0.83080577850341797,4.9980577081441879E-2,-0.91301649808883667,-0.89485841989517212,-0.85701560974121094,-0.83080577850341797,-0.804595947265625,-0.76675307750701904,-0.74859505891799927,0]
[{"$f":"Data[[#This Row],[category]]&Data[[#This Row],[subcategory]]&Data[[#This Row],[delivered]]&Data[[#This Row],[date]]&Data[[#This Row],[hour]]","v":"SublapSLAP_PGZPEnd Use Load7/20/202322"},"Sublap","SLAP_PGZP","End Use Load",2023,"7/20/2023","22",195,220,-0.79735386371612549,-0.67774361371994019,0.1196102499961853,6.2896594405174255E-2,63.174358367919922,1.9016968011856079,1,0,1.6154559329152107E-2,3.9005022495985031E-2,8.662724494934082E-2,0.1196102499961853,0.15259325504302979,0.20021547377109528,0.22306594252586365,-0.17541785538196564,-0.14910359680652618,2.6314254850149155E-2,1.3837250880897045E-2,3.5540030803531408E-3,8.581104688346386E-3,1.9057994708418846E-2,2.6314254850149155E-2,3.3570516854524612E-2,4.4047404080629349E-2,4.9074508249759674E-2,0]
[{"$f":"Data[[#This Row],[category]]&Data[[#This Row],[subcategory]]&Data[[#This Row],[delivered]]&Data[[#This Row],[date]]&Data[[#This Row],[hour]]","v":"SublapSLAP_PGZPEnd Use Load7/20/202323"},"Sublap","SLAP_PGZP","End Use Load",2023,"7/20/2023","23",195,220,-0.74644100666046143,-0.53446155786514282,0.21197949349880219,5.5850185453891754E-2,61.479488372802734,3.7955019474029541,1,1,0.12011411041021347,0.1404045969247818,0.18269163370132446,0.21197949349880219,0.24126735329627991,0.28355437517166138,0.3038448691368103,-0.1642170250415802,-0.11758154630661011,4.6635489910840988E-2,1.2287041172385216E-2,2.6425104588270187E-2,3.0889011919498444E-2,4.0192160755395889E-2,4.6635489910840988E-2,5.3078819066286087E-2,6.2381964176893234E-2,6.684587150812149E-2,0]
[{"$f":"Data[[#This Row],[category]]&Data[[#This Row],[subcategory]]&Data[[#This Row],[delivered]]&Data[[#This Row],[date]]&Data[[#This Row],[hour]]","v":"SublapSLAP_PGZPEnd Use Load7/20/202324"},"Sublap","SLAP_PGZP","End Use Load",2023,"7/20/2023","24",195,220,-0.4689640998840332,-0.20589743554592133,0.26306667923927307,5.3349006921052933E-2,59.892307281494141,4.9310512542724609,1,1,0.17531536519527435,0.19469717144966125,0.23509043455123901,0.26306667923927307,0.29104292392730713,0.33143618702888489,0.3508179783821106,-0.10317210108041763,-4.5297436416149139E-2,5.7874668389558792E-2,1.173678133636713E-2,3.8569379597902298E-2,4.2833376675844193E-2,5.1719896495342255E-2,5.7874668389558792E-2,6.402944028377533E-2,7.291596382856369E-2,7.7179953455924988E-2,0]
[{"$f":"Data[[#This Row],[category]]&Data[[#This Row],[subcategory]]&Data[[#This Row],[delivered]]&Data[[#This Row],[date]]&Data[[#This Row],[hour]]","v":"SublapSLAP_PGZPEnd Use Load7/20/2023Event Window"},"Sublap","SLAP_PGZP","End Use Load",2023,"7/20/2023","Event Window",195,220,-0.96325129270553589,-4.7396411895751953,-3.7763898372650146,0.22718444466590881,65.24615478515625,-16.62257194519043,1,1,-4.1500749588012695,-4.0675382614135742,-3.8955254554748535,-3.7763898372650146,-3.6572542190551758,-3.485241174697876,-3.4027047157287598,-0.2119152843952179,-1.0427210330963135,-0.83080577850341797,4.9980577081441879E-2,-0.91301649808883667,-0.89485841989517212,-0.85701560974121094,-0.83080577850341797,-0.804595947265625,-0.76675307750701904,-0.74859505891799927,0]
[{"$f":"Data[[#This Row],[category]]&Data[[#This Row],[subcategory]]&Data[[#This Row],[delivered]]&Data[[#This Row],[date]]&Data[[#This Row],[hour]]","v":"SublapSLAP_PGZPEnd Use Load7/25/20231"},"Sublap","SLAP_PGZP","End Use Load",2023,"7/25/2023","1",195,220,4.5633483678102493E-2,-7.3743589222431183E-2,-0.11937707662582397,7.5652897357940674E-2,64.015380859375,-1.5779577493667603,0,0,-0.24381501972675323,-0.21633017063140869,-0.15904949605464935,-0.11937707662582397,-7.9704657196998596E-2,-2.2423988208174706E-2,5.0608660094439983E-3,1.0039366781711578E-2,-1.6223588958382607E-2,-2.6262957602739334E-2,1.6643637791275978E-2,-5.3639303892850876E-2,-4.7592636197805405E-2,-3.4990888088941574E-2,-2.6262957602739334E-2,-1.7535025253891945E-2,-4.9332776106894016E-3,1.1133905500173569E-3,0]
[{"$f":"Data[[#This Row],[category]]&Data[[#This Row],[subcategory]]&Data[[#This Row],[delivered]]&Data[[#This Row],[date]]&Data[[#This Row],[hour]]","v":"SublapSLAP_PGZPEnd Use Load7/25/20232"},"Sublap","SLAP_PGZP","End Use Load",2023,"7/25/2023","2",195,220,-3.6746151745319366E-2,-0.23082050681114197,-0.1940743625164032,6.2744282186031342E-2,63.235897064208984,-3.0931003093719482,1,1,-0.29727953672409058,-0.27448439598083496,-0.22697749733924866,-0.1940743625164032,-0.16117122769355774,-0.11366432905197144,-9.0869203209877014E-2,-8.0841537564992905E-3,-5.0780512392520905E-2,-4.2696360498666763E-2,1.380374189466238E-2,-6.540149450302124E-2,-6.0386568307876587E-2,-4.9935050308704376E-2,-4.2696360498666763E-2,-3.545767068862915E-2,-2.500615268945694E-2,-1.9991224631667137E-2,0]
[{"$f":"Data[[#This Row],[category]]&Data[[#This Row],[subcategory]]&Data[[#This Row],[delivered]]&Data[[#This Row],[date]]&Data[[#This Row],[hour]]","v":"SublapSLAP_PGZPEnd Use Load7/25/20233"},"Sublap","SLAP_PGZP","End Use Load",2023,"7/25/2023","3",195,220,-0.15746118128299713,-0.24697436392307281,-8.9513175189495087E-2,2.1971428766846657E-2,62.648719787597656,-4.0740718841552734,1,1,-0.12565295398235321,-0.1176706925034523,-0.10103500634431839,-8.9513175189495087E-2,-7.7991344034671783E-2,-6.1355657875537872E-2,-5.3373392671346664E-2,-3.4641459584236145E-2,-5.4334361106157303E-2,-1.9692897796630859E-2,4.8337141051888466E-3,-2.7643650770187378E-2,-2.588755264878273E-2,-2.2227700799703598E-2,-1.9692897796630859E-2,-1.7158094793558121E-2,-1.3498244807124138E-2,-1.174214668571949E-2,0]
[{"$f":"Data[[#This Row],[category]]&Data[[#This Row],[subcategory]]&Data[[#This Row],[delivered]]&Data[[#This Row],[date]]&Data[[#This Row],[hour]]","v":"SublapSLAP_PGZPEnd Use Load7/25/20234"},"Sublap","SLAP_PGZP","End Use Load",2023,"7/25/2023","4",195,220,-0.18002545833587646,-0.25328204035758972,-7.3256589472293854E-2,2.0793037489056587E-2,61.333332061767578,-3.5231306552886963,1,1,-0.10745809227228165,-9.990394115447998E-2,-8.4160469472408295E-2,-7.3256589472293854E-2,-6.2352709472179413E-2,-4.6609241515398026E-2,-3.9055086672306061E-2,-3.9605602622032166E-2,-5.5722050368785858E-2,-1.6116449609398842E-2,4.5744683593511581E-3,-2.364077977836132E-2,-2.1978866308927536E-2,-1.8515303730964661E-2,-1.6116449609398842E-2,-1.3717596419155598E-2,-1.0254032909870148E-2,-8.5921194404363632E-3,0]
[{"$f":"Data[[#This Row],[category]]&Data[[#This Row],[subcategory]]&Data[[#This Row],[delivered]]&Data[[#This Row],[date]]&Data[[#This Row],[hour]]","v":"SublapSLAP_PGZPEnd Use Load7/25/20235"},"Sublap","SLAP_PGZP","End Use Load",2023,"7/25/2023","5",195,220,-0.15661093592643738,-0.23923076689243317,-8.2619830965995789E-2,1.9370287656784058E-2,60.799999237060547,-4.265286922454834,1,1,-0.114481121301651,-0.10744385421276093,-9.2777617275714874E-2,-8.2619830965995789E-2,-7.2462044656276703E-2,-5.7795807719230652E-2,-5.0758544355630875E-2,-3.4454405307769775E-2,-5.2630767226219177E-2,-1.8176361918449402E-2,4.2614634148776531E-3,-2.5185845792293549E-2,-2.3637648671865463E-2,-2.041107602417469E-2,-1.8176361918449402E-2,-1.5941649675369263E-2,-1.2715077959001064E-2,-1.1166879907250404E-2,0]
[{"$f":"Data[[#This Row],[category]]&Data[[#This Row],[subcategory]]&Data[[#This Row],[delivered]]&Data[[#This Row],[date]]&Data[[#This Row],[hour]]","v":"SublapSLAP_PGZPEnd Use Load7/25/20236"},"Sublap","SLAP_PGZP","End Use Load",2023,"7/25/2023","6",195,220,-0.17129230499267578,-0.26964101195335388,-9.8348721861839294E-2,2.1118544042110443E-2,59.653846740722656,-4.6569838523864746,1,1,-0.13308563828468323,-0.12541322410106659,-0.10942329466342926,-9.8348721861839294E-2,-8.7274149060249329E-2,-7.1284219622612E-2,-6.3611805438995361E-2,-3.7684306502342224E-2,-5.9321023523807526E-2,-2.1636718884110451E-2,4.6460796147584915E-3,-2.9278840869665146E-2,-2.7590909972786903E-2,-2.4073123931884766E-2,-2.1636718884110451E-2,-1.9200311973690987E-2,-1.5682527795433998E-2,-1.3994596898555756E-2,0]
[{"$f":"Data[[#This Row],[category]]&Data[[#This Row],[subcategory]]&Data[[#This Row],[delivered]]&Data[[#This Row],[date]]&Data[[#This Row],[hour]]","v":"SublapSLAP_PGZPEnd Use Load7/25/20237"},"Sublap","SLAP_PGZP","End Use Load",2023,"7/25/2023","7",195,220,-0.11669743806123734,-0.17487180233001709,-5.8174356818199158E-2,2.3018840700387955E-2,59.582050323486328,-2.5272495746612549,1,1,-9.603697806596756E-2,-8.7674185633659363E-2,-7.0245452225208282E-2,-5.8174356818199158E-2,-4.6103265136480331E-2,-2.8674526140093803E-2,-2.0311733707785606E-2,-2.5673436000943184E-2,-3.8471795618534088E-2,-1.279835868626833E-2,5.0641447305679321E-3,-2.1128134801983833E-2,-1.9288320094347E-2,-1.5453999862074852E-2,-1.279835868626833E-2,-1.0142718441784382E-2,-6.3083958812057972E-3,-4.4685816392302513E-3,0]
[{"$f":"Data[[#This Row],[category]]&Data[[#This Row],[subcategory]]&Data[[#This Row],[delivered]]&Data[[#This Row],[date]]&Data[[#This Row],[hour]]","v":"SublapSLAP_PGZPEnd Use Load7/25/20238"},"Sublap","SLAP_PGZP","End Use Load",2023,"7/25/2023","8",195,220,0.18181538581848145,0.11471794545650482,-6.7097432911396027E-2,2.7425259351730347E-2,63.435897827148438,-2.4465560913085938,1,1,-0.11220797151327133,-0.10224431753158569,-8.1479251384735107E-2,-6.7097432911396027E-2,-5.2715614438056946E-2,-3.195054829120636E-2,-2.1986896172165871E-2,3.9999384433031082E-2,2.5237947702407837E-2,-1.4761434867978096E-2,6.0335570015013218E-3,-2.4685753509402275E-2,-2.2493749856948853E-2,-1.7925435677170753E-2,-1.4761434867978096E-2,-1.1597434990108013E-2,-7.0291208103299141E-3,-4.8371171578764915E-3,0]
[{"$f":"Data[[#This Row],[category]]&Data[[#This Row],[subcategory]]&Data[[#This Row],[delivered]]&Data[[#This Row],[date]]&Data[[#This Row],[hour]]","v":"SublapSLAP_PGZPEnd Use Load7/25/20239"},"Sublap","SLAP_PGZP","End Use Load",2023,"7/25/2023","9",195,220,0.72922050952911377,1.0080000162124634,0.27877947688102722,4.4176135212182999E-2,68.689743041992188,6.3106350898742676,1,1,0.2061161994934082,0.22216548025608063,0.25561347603797913,0.27877947688102722,0.30194547772407532,0.33539345860481262,0.35144275426864624,0.16042850911617279,0.22176000475883484,6.1331484466791153E-2,9.7187496721744537E-3,4.5345563441514969E-2,4.8876404762268066E-2,5.6234963238239288E-2,6.1331484466791153E-2,6.6428005695343018E-2,7.378656417131424E-2,7.7317409217357635E-2,0]
[{"$f":"Data[[#This Row],[category]]&Data[[#This Row],[subcategory]]&Data[[#This Row],[delivered]]&Data[[#This Row],[date]]&Data[[#This Row],[hour]]","v":"SublapSLAP_PGZPEnd Use Load7/25/202310"},"Sublap","SLAP_PGZP","End Use Load",2023,"7/25/2023","10",195,220,1.4387179613113403,1.90682053565979,0.46810257434844971,5.8943841606378555E-2,71.882049560546875,7.9415011405944824,1,1,0.37114858627319336,0.39256301522254944,0.43719238042831421,0.46810257434844971,0.49901276826858521,0.54364216327667236,0.56505656242370605,0.31651794910430908,0.41950052976608276,0.10298256576061249,1.2967645190656185E-2,8.16526859998703E-2,8.6363866925239563E-2,9.618232399225235E-2,0.10298256576061249,0.10978280752897263,0.11960127949714661,0.12431244552135468,0]
[{"$f":"Data[[#This Row],[category]]&Data[[#This Row],[subcategory]]&Data[[#This Row],[delivered]]&Data[[#This Row],[date]]&Data[[#This Row],[hour]]","v":"SublapSLAP_PGZPEnd Use Load7/25/202311"},"Sublap","SLAP_PGZP","End Use Load",2023,"7/25/2023","11",195,220,1.912810206413269,2.2374870777130127,0.32467693090438843,8.728703111410141E-2,77.394874572753906,3.7196469306945801,1,1,0.18110254406929016,0.2128140926361084,0.27890357375144958,0.32467693090438843,0.37045028805732727,0.43653976917266846,0.46825131773948669,0.42081823945045471,0.49224716424942017,7.1428924798965454E-2,1.9203146919608116E-2,3.9842560887336731E-2,4.6819102019071579E-2,6.135878711938858E-2,7.1428924798965454E-2,8.1499062478542328E-2,9.6038751304149628E-2,0.10301528871059418,0]
[{"$f":"Data[[#This Row],[category]]&Data[[#This Row],[subcategory]]&Data[[#This Row],[delivered]]&Data[[#This Row],[date]]&Data[[#This Row],[hour]]","v":"SublapSLAP_PGZPEnd Use Load7/25/202312"},"Sublap","SLAP_PGZP","End Use Load",2023,"7/25/2023","12",195,220,1.9536348581314087,2.1113846302032471,0.15774974226951599,0.10606999695301056,83.025642395019531,1.4872230291366577,0,0,-1.671987771987915E-2,2.1815571933984756E-2,0.1021265834569931,0.15774974226951599,0.21337290108203888,0.29368391633033752,0.33221936225891113,0.42979967594146729,0.46450462937355042,3.4704942256212234E-2,2.3335399106144905E-2,-3.6783730611205101E-3,4.7994256019592285E-3,2.2467847913503647E-2,3.4704942256212234E-2,4.6942036598920822E-2,6.461045891046524E-2,7.3088258504867554E-2,0]
[{"$f":"Data[[#This Row],[category]]&Data[[#This Row],[subcategory]]&Data[[#This Row],[delivered]]&Data[[#This Row],[date]]&Data[[#This Row],[hour]]","v":"SublapSLAP_PGZPEnd Use Load7/25/202313"},"Sublap","SLAP_PGZP","End Use Load",2023,"7/25/2023","13",195,220,1.6283282041549683,1.3302050828933716,-0.2981230616569519,0.11574145406484604,85.353843688964844,-2.5757672786712646,1,1,-0.48850080370903015,-0.44645169377326965,-0.3588179349899292,-0.2981230616569519,-0.23742818832397461,-0.14979441463947296,-0.10774531215429306,0.35823220014572144,0.29264512658119202,-6.5587073564529419E-2,2.5463119149208069E-2,-0.10747017711400986,-9.82193723320961E-2,-7.8939944505691528E-2,-6.5587073564529419E-2,-5.223420262336731E-2,-3.295477107167244E-2,-2.3703968152403831E-2,0]
[{"$f":"Data[[#This Row],[category]]&Data[[#This Row],[subcategory]]&Data[[#This Row],[delivered]]&Data[[#This Row],[date]]&Data[[#This Row],[hour]]","v":"SublapSLAP_PGZPEnd Use Load7/25/202314"},"Sublap","SLAP_PGZP","End Use Load",2023,"7/25/2023","14",195,220,0.99745643138885498,0.66676920652389526,-0.33068719506263733,9.4024538993835449E-2,86.528205871582031,-3.5170307159423828,1,1,-0.4853438138961792,-0.45118448138237,-0.37999370694160461,-0.33068719506263733,-0.28138068318367004,-0.21018989384174347,-0.17603059113025665,0.21944041550159454,0.14668922126293182,-7.2751179337501526E-2,2.0685398951172829E-2,-0.10677564144134521,-9.9260583519935608E-2,-8.3598613739013672E-2,-7.2751179337501526E-2,-6.1903748661279678E-2,-4.6241775155067444E-2,-3.8726728409528732E-2,0]
[{"$f":"Data[[#This Row],[category]]&Data[[#This Row],[subcategory]]&Data[[#This Row],[delivered]]&Data[[#This Row],[date]]&Data[[#This Row],[hour]]","v":"SublapSLAP_PGZPEnd Use Load7/25/202315"},"Sublap","SLAP_PGZP","End Use Load",2023,"7/25/2023","15",195,220,0.46869742870330811,0.17964102327823639,-0.28905642032623291,5.9708058834075928E-2,86.766670227050781,-4.8411626815795898,1,1,-0.38726744055747986,-0.36557537317276001,-0.32036736607551575,-0.28905642032623291,-0.25774547457695007,-0.21253746747970581,-0.19084540009498596,0.10311343520879745,3.9521023631095886E-2,-6.3592411577701569E-2,1.3135773129761219E-2,-8.5198834538459778E-2,-8.0426581203937531E-2,-7.0480823516845703E-2,-6.3592411577701569E-2,-5.6704003363847733E-2,-4.6758241951465607E-2,-4.1985988616943359E-2,0]
[{"$f":"Data[[#This Row],[category]]&Data[[#This Row],[subcategory]]&Data[[#This Row],[delivered]]&Data[[#This Row],[date]]&Data[[#This Row],[hour]]","v":"SublapSLAP_PGZPEnd Use Load7/25/202316"},"Sublap","SLAP_PGZP","End Use Load",2023,"7/25/2023","16",195,220,3.2502557151019573E-3,-0.20651282370090485,-0.20976307988166809,7.8058168292045593E-2,86.189743041992188,-2.6872663497924805,1,1,-0.33815735578536987,-0.30979865789413452,-0.25069683790206909,-0.20976307988166809,-0.16882933676242828,-0.10972750931978226,-8.1368818879127502E-2,7.1505625965073705E-4,-4.5432820916175842E-2,-4.6147879213094711E-2,1.7172796651721001E-2,-7.4394620954990387E-2,-6.815570592880249E-2,-5.5153302848339081E-2,-4.6147879213094711E-2,-3.7142455577850342E-2,-2.4140052497386932E-2,-1.7901139333844185E-2,0]
[{"$f":"Data[[#This Row],[category]]&Data[[#This Row],[subcategory]]&Data[[#This Row],[delivered]]&Data[[#This Row],[date]]&Data[[#This Row],[hour]]","v":"SublapSLAP_PGZPEnd Use Load7/25/202317"},"Sublap","SLAP_PGZP","End Use Load",2023,"7/25/2023","17",195,220,-0.29322665929794312,-0.49656409025192261,-0.20333743095397949,6.6850438714027405E-2,85.292304992675781,-3.0416767597198486,1,1,-0.3132966160774231,-0.28900972008705139,-0.23839382827281952,-0.20333743095397949,-0.16828103363513947,-0.11766514927148819,-9.3378245830535889E-2,-6.4509868621826172E-2,-0.10924410074949265,-4.4734235852956772E-2,1.4707096852362156E-2,-6.8925254046916962E-2,-6.3582137227058411E-2,-5.2446641027927399E-2,-4.4734235852956772E-2,-3.7021826952695847E-2,-2.5886332616209984E-2,-2.0543213933706284E-2,0]
[{"$f":"Data[[#This Row],[category]]&Data[[#This Row],[subcategory]]&Data[[#This Row],[delivered]]&Data[[#This Row],[date]]&Data[[#This Row],[hour]]","v":"SublapSLAP_PGZPEnd Use Load7/25/202318"},"Sublap","SLAP_PGZP","End Use Load",2023,"7/25/2023","18",195,220,-0.58412307500839233,-0.86056411266326904,-0.27644103765487671,6.9695666432380676E-2,84.48974609375,-3.9664020538330078,1,1,-0.39108020067214966,-0.36575964093208313,-0.31298947334289551,-0.27644103765487671,-0.23989258706569672,-0.18712244927883148,-0.16180187463760376,-0.12850707769393921,-0.18932411074638367,-6.081702932715416E-2,1.5333046205341816E-2,-8.6037643253803253E-2,-8.0467119812965393E-2,-6.8857684731483459E-2,-6.081702932715416E-2,-5.2776370197534561E-2,-4.1166938841342926E-2,-3.5596411675214767E-2,0]
[{"$f":"Data[[#This Row],[category]]&Data[[#This Row],[subcategory]]&Data[[#This Row],[delivered]]&Data[[#This Row],[date]]&Data[[#This Row],[hour]]","v":"SublapSLAP_PGZPEnd Use Load7/25/202319"},"Sublap","SLAP_PGZP","End Use Load",2023,"7/25/2023","19",195,220,-0.83127176761627197,-1.1885640621185303,-0.35729232430458069,7.5546756386756897E-2,80.953849792480469,-4.7294197082519531,1,1,-0.48155567049980164,-0.45410940051078796,-0.39690908789634705,-0.35729232430458069,-0.31767556071281433,-0.26047524809837341,-0.23302896320819855,-0.18287979066371918,-0.26148408651351929,-7.8604310750961304E-2,1.662028580904007E-2,-0.1059422492980957,-9.9904067814350128E-2,-8.7319999933242798E-2,-7.8604310750961304E-2,-6.988862156867981E-2,-5.7304553687572479E-2,-5.1266372203826904E-2,0]
[{"$f":"Data[[#This Row],[category]]&Data[[#This Row],[subcategory]]&Data[[#This Row],[delivered]]&Data[[#This Row],[date]]&Data[[#This Row],[hour]]","v":"SublapSLAP_PGZPEnd Use Load7/25/202320"},"Sublap","SLAP_PGZP","End Use Load",2023,"7/25/2023","20",195,220,-0.96983587741851807,-2.4963588714599609,-1.5265231132507324,0.11443324387073517,75.217948913574219,-13.33985710144043,1,1,-1.7147490978240967,-1.6731752157211304,-1.5865319967269897,-1.5265231132507324,-1.4665142297744751,-1.3798710107803345,-1.3382971286773682,-0.2133638858795166,-0.54919892549514771,-0.33583509922027588,2.5175314396619797E-2,-0.37724480032920837,-0.36809855699539185,-0.3490370512008667,-0.33583509922027588,-0.32263311743736267,-0.30357161164283752,-0.294425368309021,0]
[{"$f":"Data[[#This Row],[category]]&Data[[#This Row],[subcategory]]&Data[[#This Row],[delivered]]&Data[[#This Row],[date]]&Data[[#This Row],[hour]]","v":"SublapSLAP_PGZPEnd Use Load7/25/202321"},"Sublap","SLAP_PGZP","End Use Load",2023,"7/25/2023","21",195,220,-0.95338869094848633,-5.3642563819885254,-4.4108676910400391,0.28559184074401855,70.215385437011719,-15.444655418395996,1,1,-4.8806242942810059,-4.7768683433532715,-4.5606322288513184,-4.4108676910400391,-4.2611031532287598,-4.0448670387268066,-3.9411108493804932,-0.20974551141262054,-1.1801364421844482,-0.9703909158706665,6.2830202281475067E-2,-1.0737373828887939,-1.0509110689163208,-1.0033390522003174,-0.9703909158706665,-0.93744271993637085,-0.88987076282501221,-0.86704438924789429,0]
[{"$f":"Data[[#This Row],[category]]&Data[[#This Row],[subcategory]]&Data[[#This Row],[delivered]]&Data[[#This Row],[date]]&Data[[#This Row],[hour]]","v":"SublapSLAP_PGZPEnd Use Load7/25/202322"},"Sublap","SLAP_PGZP","End Use Load",2023,"7/25/2023","22",195,220,-0.80169028043746948,-0.44297435879707336,0.35871589183807373,6.642499566078186E-2,67.207695007324219,5.4003148078918457,1,1,0.2494564950466156,0.27358883619308472,0.3238825798034668,0.35871589183807373,0.39354920387268066,0.44384294748306274,0.46797528862953186,-0.17637185752391815,-9.7454361617565155E-2,7.8917495906352997E-2,1.46134989336133E-2,5.4880429059267044E-2,6.0189545154571533E-2,7.1254163980484009E-2,7.8917495906352997E-2,8.6580827832221985E-2,9.764544665813446E-2,0.10295456647872925,0]
[{"$f":"Data[[#This Row],[category]]&Data[[#This Row],[subcategory]]&Data[[#This Row],[delivered]]&Data[[#This Row],[date]]&Data[[#This Row],[hour]]","v":"SublapSLAP_PGZPEnd Use Load7/25/202323"},"Sublap","SLAP_PGZP","End Use Load",2023,"7/25/2023","23",195,220,-0.71776407957077026,-0.32476922869682312,0.39299488067626953,6.5876983106136322E-2,65.638458251953125,5.9655871391296387,1,1,0.28463688492774963,0.30857011675834656,0.35844895243644714,0.39299488067626953,0.42754080891609192,0.4774196445941925,0.50135284662246704,-0.15790809690952301,-7.1449227631092072E-2,8.6458876729011536E-2,1.4492936432361603E-2,6.2620118260383606E-2,6.7885428667068481E-2,7.8858770430088043E-2,8.6458876729011536E-2,9.4058975577354431E-2,0.10503232479095459,0.11029762774705887,0]
[{"$f":"Data[[#This Row],[category]]&Data[[#This Row],[subcategory]]&Data[[#This Row],[delivered]]&Data[[#This Row],[date]]&Data[[#This Row],[hour]]","v":"SublapSLAP_PGZPEnd Use Load7/25/202324"},"Sublap","SLAP_PGZP","End Use Load",2023,"7/25/2023","24",195,220,-0.42165127396583557,-0.11056409776210785,0.31108719110488892,4.9793560057878494E-2,64.641029357910156,6.2475385665893555,1,1,0.22918407618999481,0.24727417528629303,0.28497540950775146,0.31108719110488892,0.33719897270202637,0.37490019202232361,0.39299032092094421,-9.2763282358646393E-2,-2.4324102327227592E-2,6.8439185619354248E-2,1.0954583063721657E-2,5.0420496612787247E-2,5.4400317370891571E-2,6.269458681344986E-2,6.8439185619354248E-2,7.418377697467804E-2,8.2478038966655731E-2,8.6457870900630951E-2,0]
[{"$f":"Data[[#This Row],[category]]&Data[[#This Row],[subcategory]]&Data[[#This Row],[delivered]]&Data[[#This Row],[date]]&Data[[#This Row],[hour]]","v":"SublapSLAP_PGZPEnd Use Load7/25/2023Event Window"},"Sublap","SLAP_PGZP","End Use Load",2023,"7/25/2023","Event Window",195,220,-0.95338869094848633,-5.3642563819885254,-4.4108676910400391,0.28559184074401855,70.215385437011719,-15.444655418395996,1,1,-4.8806242942810059,-4.7768683433532715,-4.5606322288513184,-4.4108676910400391,-4.2611031532287598,-4.0448670387268066,-3.9411108493804932,-0.20974551141262054,-1.1801364421844482,-0.9703909158706665,6.2830202281475067E-2,-1.0737373828887939,-1.0509110689163208,-1.0033390522003174,-0.9703909158706665,-0.93744271993637085,-0.88987076282501221,-0.86704438924789429,0]
[{"$f":"Data[[#This Row],[category]]&Data[[#This Row],[subcategory]]&Data[[#This Row],[delivered]]&Data[[#This Row],[date]]&Data[[#This Row],[hour]]","v":"SublapSLAP_PGZPEnd Use Load7/26/20231"},"Sublap","SLAP_PGZP","End Use Load",2023,"7/26/2023","1",195,220,-3.529985249042511E-2,0.19179487228393555,0.22709472477436066,6.6111020743846893E-2,61.4923095703125,3.4350509643554688,1,1,0.1183517724275589,0.14237004518508911,0.19242607057094574,0.22709472477436066,0.26176336407661438,0.3118194043636322,0.33583766222000122,-7.7659673988819122E-3,4.2194873094558716E-2,4.9960840493440628E-2,1.454442460089922E-2,2.6037389412522316E-2,3.1321410089731216E-2,4.2333737015724182E-2,4.9960840493440628E-2,5.7587940245866776E-2,6.8600267171859741E-2,7.3884285986423492E-2,0]
[{"$f":"Data[[#This Row],[category]]&Data[[#This Row],[subcategory]]&Data[[#This Row],[delivered]]&Data[[#This Row],[date]]&Data[[#This Row],[hour]]","v":"SublapSLAP_PGZPEnd Use Load7/26/20232"},"Sublap","SLAP_PGZP","End Use Load",2023,"7/26/2023","2",195,220,-8.4623076021671295E-2,8.4820516407489777E-2,0.16944359242916107,7.5271345674991608E-2,61.794872283935547,2.2511036396026611,1,1,4.5633245259523392E-2,7.2979480028152466E-2,0.12997126579284668,0.16944359242916107,0.20891591906547546,0.26590770483016968,0.29325392842292786,-1.8617076799273491E-2,1.8660513684153557E-2,3.7277590483427048E-2,1.6559695824980736E-2,1.0039313696324825E-2,1.6055485233664513E-2,2.8593678027391434E-2,3.7277590483427048E-2,4.5961502939462662E-2,5.8499693870544434E-2,6.4515866339206696E-2,0]
[{"$f":"Data[[#This Row],[category]]&Data[[#This Row],[subcategory]]&Data[[#This Row],[delivered]]&Data[[#This Row],[date]]&Data[[#This Row],[hour]]","v":"SublapSLAP_PGZPEnd Use Load7/26/20233"},"Sublap","SLAP_PGZP","End Use Load",2023,"7/26/2023","3",195,220,-0.19764579832553864,-0.11815384775400162,7.9491958022117615E-2,2.6111984625458717E-2,60.633335113525391,3.0442709922790527,1,1,3.6541566252708435E-2,4.6028103679418564E-2,6.5798819065093994E-2,7.9491958022117615E-2,9.3185096979141235E-2,0.11295581609010696,0.12244234979152679,-4.3482076376676559E-2,-2.5993846356868744E-2,1.7488230019807816E-2,5.7446365244686604E-3,8.0391447991132736E-3,1.0126182809472084E-2,1.4475740492343903E-2,1.7488230019807816E-2,2.0500721409916878E-2,2.4850279092788696E-2,2.6937317103147507E-2,0]
[{"$f":"Data[[#This Row],[category]]&Data[[#This Row],[subcategory]]&Data[[#This Row],[delivered]]&Data[[#This Row],[date]]&Data[[#This Row],[hour]]","v":"SublapSLAP_PGZPEnd Use Load7/26/20234"},"Sublap","SLAP_PGZP","End Use Load",2023,"7/26/2023","4",195,220,-0.21811777353286743,-0.12507691979408264,9.3040846288204193E-2,1.7938701435923576E-2,59.815383911132813,5.1865987777709961,1,1,6.353430449962616E-2,7.0051476359367371E-2,8.3633780479431152E-2,9.3040846288204193E-2,0.10244791209697723,0.11603021621704102,0.12254738807678223,-4.798591136932373E-2,-2.7516921982169151E-2,2.0468985661864281E-2,3.9465143345296383E-3,1.397754717618227E-2,1.5411324799060822E-2,1.8399432301521301E-2,2.0468985661864281E-2,2.2538540884852409E-2,2.5526648387312889E-2,2.6960425078868866E-2,0]
[{"$f":"Data[[#This Row],[category]]&Data[[#This Row],[subcategory]]&Data[[#This Row],[delivered]]&Data[[#This Row],[date]]&Data[[#This Row],[hour]]","v":"SublapSLAP_PGZPEnd Use Load7/26/20235"},"Sublap","SLAP_PGZP","End Use Load",2023,"7/26/2023","5",195,220,-0.19618016481399536,-0.12302564084529877,7.3154531419277191E-2,2.0092399790883064E-2,59.312820434570313,3.6409056186676025,1,1,4.0105473250150681E-2,4.740508645772934E-2,6.2618069350719452E-2,7.3154531419277191E-2,8.369099348783493E-2,9.8903976380825043E-2,0.1062035858631134,-4.3159637600183487E-2,-2.7065640315413475E-2,1.6093997284770012E-2,4.4203279539942741E-3,8.8232038542628288E-3,1.0429118759930134E-2,1.3775975443422794E-2,1.6093997284770012E-2,1.8412018194794655E-2,2.1758874878287315E-2,2.336478978395462E-2,0]
[{"$f":"Data[[#This Row],[category]]&Data[[#This Row],[subcategory]]&Data[[#This Row],[delivered]]&Data[[#This Row],[date]]&Data[[#This Row],[hour]]","v":"SublapSLAP_PGZPEnd Use Load7/26/20236"},"Sublap","SLAP_PGZP","End Use Load",2023,"7/26/2023","6",195,220,-0.21408204734325409,-9.3794874846935272E-2,0.12028717994689941,2.1402968093752861E-2,58.923076629638672,5.6201167106628418,1,1,8.508242666721344E-2,9.2858172953128815E-2,0.10906345397233963,0.12028717994689941,0.13151091337203979,0.14771619439125061,0.15549193322658539,-4.7098051756620407E-2,-2.063487283885479E-2,2.6463178917765617E-2,4.708652850240469E-3,1.8718134611845016E-2,2.0428797230124474E-2,2.3993959650397301E-2,2.6463178917765617E-2,2.8932400047779083E-2,3.249756246805191E-2,3.4208226948976517E-2,0]
[{"$f":"Data[[#This Row],[category]]&Data[[#This Row],[subcategory]]&Data[[#This Row],[delivered]]&Data[[#This Row],[date]]&Data[[#This Row],[hour]]","v":"SublapSLAP_PGZPEnd Use Load7/26/20237"},"Sublap","SLAP_PGZP","End Use Load",2023,"7/26/2023","7",195,220,-0.1624000072479248,-5.3846156224608421E-3,0.15701538324356079,2.9152434319257736E-2,58.020511627197266,5.3860125541687012,1,1,0.10906389355659485,0.11965503543615341,0.14172783493995667,0.15701538324356079,0.17230293154716492,0.19437573850154877,0.20496687293052673,-3.5728000104427338E-2,-1.1846154229715466E-3,3.4543383866548538E-2,6.4135356806218624E-3,2.3994056507945061E-2,2.6324108242988586E-2,3.1180122867226601E-2,3.4543383866548538E-2,3.7906646728515625E-2,4.2762663215398788E-2,4.5092713087797165E-2,0]
[{"$f":"Data[[#This Row],[category]]&Data[[#This Row],[subcategory]]&Data[[#This Row],[delivered]]&Data[[#This Row],[date]]&Data[[#This Row],[hour]]","v":"SublapSLAP_PGZPEnd Use Load7/26/20238"},"Sublap","SLAP_PGZP","End Use Load",2023,"7/26/2023","8",195,220,0.15940512716770172,0.35923075675964355,0.19982564449310303,4.9209799617528915E-2,61.548717498779297,4.0606880187988281,1,1,0.11888273060321808,0.13676074147224426,0.17402000725269318,0.19982564449310303,0.22563128173351288,0.26289054751396179,0.28076857328414917,3.5069126635789871E-2,7.903076708316803E-2,4.3961640447378159E-2,1.0826155543327332E-2,2.6154201477766037E-2,3.0087362974882126E-2,3.8284402340650558E-2,4.3961640447378159E-2,4.9638882279396057E-2,5.783592164516449E-2,6.1769086867570877E-2,0]
[{"$f":"Data[[#This Row],[category]]&Data[[#This Row],[subcategory]]&Data[[#This Row],[delivered]]&Data[[#This Row],[date]]&Data[[#This Row],[hour]]","v":"SublapSLAP_PGZPEnd Use Load7/26/20239"},"Sublap","SLAP_PGZP","End Use Load",2023,"7/26/2023","9",195,220,0.89937436580657959,1.0696409940719604,0.17026667296886444,8.094574511051178E-2,66.210258483886719,2.1034665107727051,1,1,3.7122771143913269E-2,6.6530525684356689E-2,0.12781868875026703,0.17026667296886444,0.21271465718746185,0.27400282025337219,0.30341058969497681,0.19786235690116882,0.23532101511955261,3.7458669394254684E-2,1.7808064818382263E-2,8.1670098006725311E-3,1.463671587407589E-2,2.8120111674070358E-2,3.7458669394254684E-2,4.6797223389148712E-2,6.028062105178833E-2,6.6750332713127136E-2,0]
[{"$f":"Data[[#This Row],[category]]&Data[[#This Row],[subcategory]]&Data[[#This Row],[delivered]]&Data[[#This Row],[date]]&Data[[#This Row],[hour]]","v":"SublapSLAP_PGZPEnd Use Load7/26/202310"},"Sublap","SLAP_PGZP","End Use Load",2023,"7/26/2023","10",195,220,1.8026769161224365,2.1616411209106445,0.35896411538124084,6.8185694515705109E-2,69.471794128417969,5.2645077705383301,1,1,0.24680863320827484,0.27158063650131226,0.32320749759674072,0.35896411538124084,0.39472073316574097,0.44634759426116943,0.47111961245536804,0.39658892154693604,0.47556105256080627,7.8972108662128448E-2,1.5000852756202221E-2,5.4297897964715958E-2,5.9747740626335144E-2,7.1105651557445526E-2,7.8972108662128448E-2,8.6838558316230774E-2,9.8196469247341156E-2,0.10364631563425064,0]
[{"$f":"Data[[#This Row],[category]]&Data[[#This Row],[subcategory]]&Data[[#This Row],[delivered]]&Data[[#This Row],[date]]&Data[[#This Row],[hour]]","v":"SublapSLAP_PGZPEnd Use Load7/26/202311"},"Sublap","SLAP_PGZP","End Use Load",2023,"7/26/2023","11",195,220,2.2198565006256104,2.8328204154968262,0.61296409368515015,8.7199397385120392E-2,73.343589782714844,7.0294532775878906,1,1,0.46953386068344116,0.50121355056762695,0.56723666191101074,0.61296409368515015,0.65869152545928955,0.72471463680267334,0.75639432668685913,0.48836842179298401,0.62322050333023071,0.1348520964384079,1.9183866679668427E-2,0.10329744964838028,0.11026698350906372,0.12479206919670105,0.1348520964384079,0.14491213858127594,0.15943722426891327,0.16640675067901611,0]
[{"$f":"Data[[#This Row],[category]]&Data[[#This Row],[subcategory]]&Data[[#This Row],[delivered]]&Data[[#This Row],[date]]&Data[[#This Row],[hour]]","v":"SublapSLAP_PGZPEnd Use Load7/26/202312"},"Sublap","SLAP_PGZP","End Use Load",2023,"7/26/2023","12",195,220,2.1072041988372803,2.8170256614685059,0.70982152223587036,0.12616179883480072,76.5076904296875,5.626279354095459,1,1,0.5023038387298584,0.54813867807388306,0.6436622142791748,0.70982152223587036,0.77598083019256592,0.87150436639785767,0.91733920574188232,0.46358492970466614,0.61974567174911499,0.15616074204444885,2.7755595743656158E-2,0.11050684750080109,0.12059050798416138,0.1416056901216507,0.15616074204444885,0.17071577906608582,0.19173096120357513,0.20181462168693542,0]
[{"$f":"Data[[#This Row],[category]]&Data[[#This Row],[subcategory]]&Data[[#This Row],[delivered]]&Data[[#This Row],[date]]&Data[[#This Row],[hour]]","v":"SublapSLAP_PGZPEnd Use Load7/26/202313"},"Sublap","SLAP_PGZP","End Use Load",2023,"7/26/2023","13",195,220,1.4959486722946167,2.3417949676513672,0.84584617614746094,0.11421005427837372,78.358970642089844,7.4060568809509277,1,1,0.65798735618591309,0.69948011636734009,0.78595435619354248,0.84584617614746094,0.90573799610137939,0.99221223592758179,1.0337049961090088,0.32910871505737305,0.51519489288330078,0.18608616292476654,2.512621134519577E-2,0.14475721120834351,0.15388563275337219,0.17290996015071869,0.18608616292476654,0.19926236569881439,0.21828669309616089,0.22741509974002838,0]
[{"$f":"Data[[#This Row],[category]]&Data[[#This Row],[subcategory]]&Data[[#This Row],[delivered]]&Data[[#This Row],[date]]&Data[[#This Row],[hour]]","v":"SublapSLAP_PGZPEnd Use Load7/26/202314"},"Sublap","SLAP_PGZP","End Use Load",2023,"7/26/2023","14",195,220,0.84466665983200073,1.6415385007858276,0.79687178134918213,0.14150804281234741,79.048721313476563,5.6312828063964844,1,1,0.56411176919937134,0.61552190780639648,0.72266489267349243,0.79687178134918213,0.87107867002487183,0.97822165489196777,1.0296318531036377,0.18582665920257568,0.36113846302032471,0.17531178891658783,3.1131768599152565E-2,0.12410458922386169,0.13541482388973236,0.15898627042770386,0.17531178891658783,0.1916373074054718,0.21520876884460449,0.22651900351047516,0]
[{"$f":"Data[[#This Row],[category]]&Data[[#This Row],[subcategory]]&Data[[#This Row],[delivered]]&Data[[#This Row],[date]]&Data[[#This Row],[hour]]","v":"SublapSLAP_PGZPEnd Use Load7/26/202315"},"Sublap","SLAP_PGZP","End Use Load",2023,"7/26/2023","15",195,220,0.39498460292816162,0.63400000333786011,0.23901538550853729,9.5837585628032684E-2,79.900001525878906,2.4939630031585693,1,1,8.1376582384109497E-2,0.11619457602500916,0.18875810503959656,0.23901538550853729,0.28927266597747803,0.36183619499206543,0.39665418863296509,8.6896613240242004E-2,0.13947999477386475,5.258338525891304E-2,2.1084269508719444E-2,1.790284737944603E-2,2.556280605494976E-2,4.1526783257722855E-2,5.258338525891304E-2,6.3639983534812927E-2,7.9603962600231171E-2,8.7263919413089752E-2,0]
[{"$f":"Data[[#This Row],[category]]&Data[[#This Row],[subcategory]]&Data[[#This Row],[delivered]]&Data[[#This Row],[date]]&Data[[#This Row],[hour]]","v":"SublapSLAP_PGZPEnd Use Load7/26/202316"},"Sublap","SLAP_PGZP","End Use Load",2023,"7/26/2023","16",195,220,-7.2236925363540649E-2,0.2410256415605545,0.31326255202293396,8.2138054072856903E-2,80.107688903808594,3.8138539791107178,1,1,0.17815747857093811,0.20799839496612549,0.2701893150806427,0.31326255202293396,0.35633578896522522,0.41852670907974243,0.44836762547492981,-1.5892123803496361E-2,5.3025640547275543E-2,6.8917758762836456E-2,1.8070371821522713E-2,3.9194643497467041E-2,4.5759648084640503E-2,5.9441648423671722E-2,6.8917758762836456E-2,7.8393876552581787E-2,9.2075876891613007E-2,9.8640874028205872E-2,0]
[{"$f":"Data[[#This Row],[category]]&Data[[#This Row],[subcategory]]&Data[[#This Row],[delivered]]&Data[[#This Row],[date]]&Data[[#This Row],[hour]]","v":"SublapSLAP_PGZPEnd Use Load7/26/202317"},"Sublap","SLAP_PGZP","End Use Load",2023,"7/26/2023","17",195,220,-0.35278564691543579,0.10205128043889999,0.45483693480491638,7.4351124465465546E-2,78.176925659179688,6.1174182891845703,1,1,0.33254021406173706,0.35955214500427246,0.41584715247154236,0.45483693480491638,0.49382671713829041,0.5501217246055603,0.5771336555480957,-7.7612839639186859E-2,2.2451281547546387E-2,0.10006412863731384,1.6357246786355972E-2,7.315884530544281E-2,7.9101473093032837E-2,9.1486372053623199E-2,0.10006412863731384,0.10864187777042389,0.12102677673101425,0.12696939706802368,0]
[{"$f":"Data[[#This Row],[category]]&Data[[#This Row],[subcategory]]&Data[[#This Row],[delivered]]&Data[[#This Row],[date]]&Data[[#This Row],[hour]]","v":"SublapSLAP_PGZPEnd Use Load7/26/202318"},"Sublap","SLAP_PGZP","End Use Load",2023,"7/26/2023","18",195,220,-0.61453330516815186,5.630769208073616E-2,0.6708410382270813,8.4268637001514435E-2,74.787178039550781,7.9607439041137695,1,1,0.53223145008087158,0.56284642219543457,0.62665051221847534,0.6708410382270813,0.71503156423568726,0.77883565425872803,0.80945062637329102,-0.13519732654094696,1.2387691996991634E-2,0.14758503437042236,1.8539100885391235E-2,0.11709091812372208,0.12382621318101883,0.13786311447620392,0.14758503437042236,0.15730693936347961,0.1713438481092453,0.17807914316654205,0]
[{"$f":"Data[[#This Row],[category]]&Data[[#This Row],[subcategory]]&Data[[#This Row],[delivered]]&Data[[#This Row],[date]]&Data[[#This Row],[hour]]","v":"SublapSLAP_PGZPEnd Use Load7/26/202319"},"Sublap","SLAP_PGZP","End Use Load",2023,"7/26/2023","19",195,220,-0.86211282014846802,-6.3754358291625977,-5.5133233070373535,0.25068992376327515,72.043586730957031,-21.992599487304688,1,1,-5.9256715774536133,-5.8345952033996582,-5.6447854042053223,-5.5133233070373535,-5.3818612098693848,-5.1920514106750488,-5.1009750366210938,-0.18966482579708099,-1.4025958776473999,-1.2129311561584473,5.5151782929897308E-2,-1.3036477565765381,-1.2836109399795532,-1.2418527603149414,-1.2129311561584473,-1.1840094327926636,-1.1422512531280518,-1.1222145557403564,0]
[{"$f":"Data[[#This Row],[category]]&Data[[#This Row],[subcategory]]&Data[[#This Row],[delivered]]&Data[[#This Row],[date]]&Data[[#This Row],[hour]]","v":"SublapSLAP_PGZPEnd Use Load7/26/202320"},"Sublap","SLAP_PGZP","End Use Load",2023,"7/26/2023","20",195,220,-1.0419794321060181,-5.7416410446166992,-4.6996617317199707,0.26590433716773987,68.26153564453125,-17.674257278442383,1,1,-5.1370353698730469,-5.0404319763183594,-4.8391022682189941,-4.6996617317199707,-4.5602211952209473,-4.358891487121582,-4.2622880935668945,-0.22923547029495239,-1.2631610631942749,-1.0339255332946777,5.849895253777504E-2,-1.1301478147506714,-1.1088950634002686,-1.0646024942398071,-1.0339255332946777,-1.0032486915588379,-0.95895612239837646,-0.93770337104797363,0]
[{"$f":"Data[[#This Row],[category]]&Data[[#This Row],[subcategory]]&Data[[#This Row],[delivered]]&Data[[#This Row],[date]]&Data[[#This Row],[hour]]","v":"SublapSLAP_PGZPEnd Use Load7/26/202321"},"Sublap","SLAP_PGZP","End Use Load",2023,"7/26/2023","21",195,220,-1.0354194641113281,-1.9571281671524048,-0.92170870304107666,0.20238162577152252,65.015380859375,-4.5543103218078613,1,1,-1.2545968294143677,-1.1810711622238159,-1.0278377532958984,-0.92170870304107666,-0.81557965278625488,-0.66234618425369263,-0.58882057666778564,-0.22779227793216705,-0.43056818842887878,-0.20277591049671173,4.4523958116769791E-2,-0.27601128816604614,-0.25983566045761108,-0.22612430155277252,-0.20277591049671173,-0.17942751944065094,-0.14571616053581238,-0.12954053282737732,0]
[{"$f":"Data[[#This Row],[category]]&Data[[#This Row],[subcategory]]&Data[[#This Row],[delivered]]&Data[[#This Row],[date]]&Data[[#This Row],[hour]]","v":"SublapSLAP_PGZPEnd Use Load7/26/202322"},"Sublap","SLAP_PGZP","End Use Load",2023,"7/26/2023","22",195,220,-0.83030563592910767,-1.3333333656191826E-2,0.81697231531143188,7.6714836061000824E-2,63.320514678955078,10.649469375610352,1,1,0.69078761339187622,0.71865826845169067,0.77674299478530884,0.81697231531143188,0.85720163583755493,0.9152863621711731,0.94315701723098755,-0.18266724050045013,-2.9333333950489759E-3,0.17973390221595764,1.6877263784408569E-2,0.15197327733039856,0.15810482203960419,0.17088346183300018,0.17973390221595764,0.18858435750007629,0.20136299729347229,0.20749454200267792,0]
[{"$f":"Data[[#This Row],[category]]&Data[[#This Row],[subcategory]]&Data[[#This Row],[delivered]]&Data[[#This Row],[date]]&Data[[#This Row],[hour]]","v":"SublapSLAP_PGZPEnd Use Load7/26/202323"},"Sublap","SLAP_PGZP","End Use Load",2023,"7/26/2023","23",195,220,-0.76142561435699463,-3.7970859557390213E-2,0.72345477342605591,7.0711098611354828E-2,61.74359130859375,10.231134414672852,1,1,0.60714536905288696,0.63283485174179077,0.68637382984161377,0.72345477342605591,0.76053571701049805,0.81407469511032104,0.83976417779922485,-0.1675136387348175,-8.3535891026258469E-3,0.15916004776954651,1.5556441619992256E-2,0.13357198238372803,0.13922366499900818,0.15100224316120148,0.15916004776954651,0.16731785237789154,0.17909643054008484,0.18474811315536499,0]
[{"$f":"Data[[#This Row],[category]]&Data[[#This Row],[subcategory]]&Data[[#This Row],[delivered]]&Data[[#This Row],[date]]&Data[[#This Row],[hour]]","v":"SublapSLAP_PGZPEnd Use Load7/26/202324"},"Sublap","SLAP_PGZP","End Use Load",2023,"7/26/2023","24",195,220,-0.45763075351715088,2.8637528419494629E-2,0.48626828193664551,7.8169591724872589E-2,60.841026306152344,6.2206835746765137,1,1,0.35769075155258179,0.38608992099761963,0.44527611136436462,0.48626828193664551,0.52726048231124878,0.58644664287567139,0.61484581232070923,-0.10067876428365707,6.3002561219036579E-3,0.10697901993989944,1.7197310924530029E-2,7.8691966831684113E-2,8.4939785301685333E-2,9.796074777841568E-2,0.10697901993989944,0.1159973070025444,0.12901826202869415,0.13526608049869537,0]
[{"$f":"Data[[#This Row],[category]]&Data[[#This Row],[subcategory]]&Data[[#This Row],[delivered]]&Data[[#This Row],[date]]&Data[[#This Row],[hour]]","v":"SublapSLAP_PGZPEnd Use Load7/26/2023Event Window"},"Sublap","SLAP_PGZP","End Use Load",2023,"7/26/2023","Event Window",195,220,-0.97983723878860474,-4.691401481628418,-3.7115645408630371,0.19128169119358063,68.440170288085938,-19.403657913208008,1,1,-4.0261950492858887,-3.9567019939422607,-3.8118727207183838,-3.7115645408630371,-3.6112563610076904,-3.4664270877838135,-3.3969342708587646,-0.21556419134140015,-1.0321083068847656,-0.81654417514801025,4.2081970721483231E-2,-0.88576292991638184,-0.87047445774078369,-0.83861202001571655,-0.81654417514801025,-0.79447638988494873,-0.76261395215988159,-0.74732553958892822,0]
[{"$f":"Data[[#This Row],[category]]&Data[[#This Row],[subcategory]]&Data[[#This Row],[delivered]]&Data[[#This Row],[date]]&Data[[#This Row],[hour]]","v":"SublapSLAP_PGZPEnd Use Load8/28/20231"},"Sublap","SLAP_PGZP","End Use Load",2023,"8/28/2023","1",210,234,3.5869184881448746E-2,-0.12342856824398041,-0.15929776430130005,0.10093066841363907,63.838096618652344,-1.5782890319824219,0,0,-0.32531392574310303,-0.28864562511444092,-0.21222585439682007,-0.15929776430130005,-0.10636966675519943,-2.9949909076094627E-2,6.7184115760028362E-3,8.3933891728520393E-3,-2.8882285580039024E-2,-3.7275675684213638E-2,2.3617776110768318E-2,-7.6123461127281189E-2,-6.7543074488639832E-2,-4.9660850316286087E-2,-3.7275675684213638E-2,-2.4890502914786339E-2,-7.0082787424325943E-3,1.5721083618700504E-3,0]
[{"$f":"Data[[#This Row],[category]]&Data[[#This Row],[subcategory]]&Data[[#This Row],[delivered]]&Data[[#This Row],[date]]&Data[[#This Row],[hour]]","v":"SublapSLAP_PGZPEnd Use Load8/28/20232"},"Sublap","SLAP_PGZP","End Use Load",2023,"8/28/2023","2",210,234,-5.186428502202034E-2,-0.11647618561983109,-6.4611911773681641E-2,6.5953299403190613E-2,63.009525299072266,-0.97966152429580688,0,0,-0.17309543490409851,-0.14913447201251984,-9.9197857081890106E-2,-6.4611911773681641E-2,-3.0025968328118324E-2,1.9910642877221107E-2,4.3871611356735229E-2,-1.2136242352426052E-2,-2.7255427092313766E-2,-1.5119187533855438E-2,1.5433072112500668E-2,-4.0504332631826401E-2,-3.4897465258836746E-2,-2.321229875087738E-2,-1.5119187533855438E-2,-7.0260767824947834E-3,4.6590906567871571E-3,1.026595663279295E-2,0]
[{"$f":"Data[[#This Row],[category]]&Data[[#This Row],[subcategory]]&Data[[#This Row],[delivered]]&Data[[#This Row],[date]]&Data[[#This Row],[hour]]","v":"SublapSLAP_PGZPEnd Use Load8/28/20233"},"Sublap","SLAP_PGZP","End Use Load",2023,"8/28/2023","3",210,234,-0.15500444173812866,-0.2332381010055542,-7.8233659267425537E-2,2.190852165222168E-2,61.809524536132813,-3.5709238052368164,1,1,-0.11426997184753418,-0.10631056129932404,-8.9722499251365662E-2,-7.8233659267425537E-2,-6.6744819283485413E-2,-5.0156757235527039E-2,-4.2197346687316895E-2,-3.6271039396524429E-2,-5.4577715694904327E-2,-1.8306676298379898E-2,5.1265941001474857E-3,-2.6739172637462616E-2,-2.487667091190815E-2,-2.0995065569877625E-2,-1.8306676298379898E-2,-1.5618287958204746E-2,-1.1736680753529072E-2,-9.8741790279746056E-3,0]
[{"$f":"Data[[#This Row],[category]]&Data[[#This Row],[subcategory]]&Data[[#This Row],[delivered]]&Data[[#This Row],[date]]&Data[[#This Row],[hour]]","v":"SublapSLAP_PGZPEnd Use Load8/28/20234"},"Sublap","SLAP_PGZP","End Use Load",2023,"8/28/2023","4",210,234,-0.17753793299198151,-0.24214285612106323,-6.4604930579662323E-2,1.9724888727068901E-2,59.830951690673828,-3.2753000259399414,1,1,-9.704948216676712E-2,-8.9883394539356232E-2,-7.4948675930500031E-2,-6.4604930579662323E-2,-5.4261188954114914E-2,-3.9326470345258713E-2,-3.2160375267267227E-2,-4.1543874889612198E-2,-5.6661427021026611E-2,-1.5117553994059563E-2,4.6156239695847034E-3,-2.2709578275680542E-2,-2.103271521627903E-2,-1.7537990584969521E-2,-1.5117553994059563E-2,-1.2697118334472179E-2,-9.2023937031626701E-3,-7.5255278497934341E-3,0]
[{"$f":"Data[[#This Row],[category]]&Data[[#This Row],[subcategory]]&Data[[#This Row],[delivered]]&Data[[#This Row],[date]]&Data[[#This Row],[hour]]","v":"SublapSLAP_PGZPEnd Use Load8/28/20235"},"Sublap","SLAP_PGZP","End Use Load",2023,"8/28/2023","5",210,234,-0.16026253998279572,-0.23452380299568176,-7.4261270463466644E-2,1.8678028136491776E-2,57.795238494873047,-3.9758625030517578,1,1,-0.10498389601707458,-9.8198123276233673E-2,-8.4056034684181213E-2,-7.4261270463466644E-2,-6.4466506242752075E-2,-5.0324413925409317E-2,-4.3538648635149002E-2,-3.7501435726881027E-2,-5.4878570139408112E-2,-1.7377138137817383E-2,4.3706586584448814E-3,-2.4566231295466423E-2,-2.2978361696004868E-2,-1.966911181807518E-2,-1.7377138137817383E-2,-1.5085162594914436E-2,-1.1775912716984749E-2,-1.0188044048845768E-2,0]
[{"$f":"Data[[#This Row],[category]]&Data[[#This Row],[subcategory]]&Data[[#This Row],[delivered]]&Data[[#This Row],[date]]&Data[[#This Row],[hour]]","v":"SublapSLAP_PGZPEnd Use Load8/28/20236"},"Sublap","SLAP_PGZP","End Use Load",2023,"8/28/2023","6",210,234,-0.17867618799209595,-0.27099999785423279,-9.2323809862136841E-2,2.5387007743120193E-2,56.9952392578125,-3.6366558074951172,1,1,-0.13408172130584717,-0.12485857307910919,-0.10563676804304123,-9.2323809862136841E-2,-7.9010851681232452E-2,-5.9789050370454788E-2,-5.0565898418426514E-2,-4.1810229420661926E-2,-6.3413999974727631E-2,-2.1603772416710854E-2,5.9405597858130932E-3,-3.137512132525444E-2,-2.9216906055808067E-2,-2.4719003587961197E-2,-2.1603772416710854E-2,-1.8488539382815361E-2,-1.3990637846291065E-2,-1.1832419782876968E-2,0]
[{"$f":"Data[[#This Row],[category]]&Data[[#This Row],[subcategory]]&Data[[#This Row],[delivered]]&Data[[#This Row],[date]]&Data[[#This Row],[hour]]","v":"SublapSLAP_PGZPEnd Use Load8/28/20237"},"Sublap","SLAP_PGZP","End Use Load",2023,"8/28/2023","7",210,234,-0.11721904575824738,-0.26033332943916321,-0.14311428368091583,2.9493307694792747E-2,57.271427154541016,-4.8524322509765625,1,1,-0.19162645936012268,-0.18091148138046265,-0.15858058631420135,-0.14311428368091583,-0.12764798104763031,-0.10531708598136902,-9.4602108001708984E-2,-2.7429256588220596E-2,-6.0917999595403671E-2,-3.3488743007183075E-2,6.9014341570436954E-3,-4.4840592890977859E-2,-4.2333286255598068E-2,-3.7107858806848526E-2,-3.3488743007183075E-2,-2.9869627207517624E-2,-2.4644197896122932E-2,-2.213689312338829E-2,0]
[{"$f":"Data[[#This Row],[category]]&Data[[#This Row],[subcategory]]&Data[[#This Row],[delivered]]&Data[[#This Row],[date]]&Data[[#This Row],[hour]]","v":"SublapSLAP_PGZPEnd Use Load8/28/20238"},"Sublap","SLAP_PGZP","End Use Load",2023,"8/28/2023","8",210,234,0.21092380583286285,6.4047619700431824E-2,-0.14687618613243103,3.4167069941759109E-2,59.988094329833984,-4.2987642288208008,1,1,-0.20307601988315582,-0.19066305458545685,-0.16479341685771942,-0.14687618613243103,-0.12895895540714264,-0.10308932512998581,-9.0676359832286835E-2,4.9356169998645782E-2,1.4987142756581306E-2,-3.4369029104709625E-2,7.9950941726565361E-3,-4.7519788146018982E-2,-4.4615153223276138E-2,-3.8561660796403885E-2,-3.4369029104709625E-2,-3.0176395550370216E-2,-2.4122901260852814E-2,-2.1218268200755119E-2,0]
[{"$f":"Data[[#This Row],[category]]&Data[[#This Row],[subcategory]]&Data[[#This Row],[delivered]]&Data[[#This Row],[date]]&Data[[#This Row],[hour]]","v":"SublapSLAP_PGZPEnd Use Load8/28/20239"},"Sublap","SLAP_PGZP","End Use Load",2023,"8/28/2023","9",210,234,0.78199046850204468,0.98900002241134644,0.20700952410697937,5.8021273463964462E-2,66.490478515625,3.5678210258483887,1,1,0.11157302558422089,0.13265226781368256,0.17658314108848572,0.20700952410697937,0.23743590712547302,0.28136676549911499,0.30244603753089905,0.18298576772212982,0.23142600059509277,4.8440229147672653E-2,1.3576977886259556E-2,2.6108087971806526E-2,3.1040631234645844E-2,4.1320454329252243E-2,4.8440229147672653E-2,5.5560003966093063E-2,6.5839819610118866E-2,7.0772372186183929E-2,0]
[{"$f":"Data[[#This Row],[category]]&Data[[#This Row],[subcategory]]&Data[[#This Row],[delivered]]&Data[[#This Row],[date]]&Data[[#This Row],[hour]]","v":"SublapSLAP_PGZPEnd Use Load8/28/202310"},"Sublap","SLAP_PGZP","End Use Load",2023,"8/28/2023","10",210,234,1.4813143014907837,1.8811428546905518,0.39982858300209045,7.4396252632141113E-2,72.5,5.3743109703063965,1,1,0.27745762467384338,0.30448594689369202,0.3608151376247406,0.39982858300209045,0.43884202837944031,0.49517121911048889,0.52219951152801514,0.34662753343582153,0.44018742442131042,9.3559890985488892E-2,1.7408723011612892E-2,6.492508202791214E-2,7.1249708533287048E-2,8.4430739283561707E-2,9.3559890985488892E-2,0.10268903523683548,0.11587006598711014,0.12219468504190445,0]
[{"$f":"Data[[#This Row],[category]]&Data[[#This Row],[subcategory]]&Data[[#This Row],[delivered]]&Data[[#This Row],[date]]&Data[[#This Row],[hour]]","v":"SublapSLAP_PGZPEnd Use Load8/28/202311"},"Sublap","SLAP_PGZP","End Use Load",2023,"8/28/2023","11",210,234,1.8501787185668945,2.2392761707305908,0.38909751176834106,8.6229369044303894E-2,78.159523010253906,4.512354850769043,1,1,0.24726282060146332,0.27859014272689819,0.34387877583503723,0.38909751176834106,0.4343162477016449,0.49960488080978394,0.53093218803405762,0.43294182419776917,0.52399063110351563,9.1048814356327057E-2,2.0177671685814857E-2,5.7859499007463455E-2,6.5190091729164124E-2,8.0467633903026581E-2,9.1048814356327057E-2,0.10163000226020813,0.11690754443407059,0.12423813343048096,0]
[{"$f":"Data[[#This Row],[category]]&Data[[#This Row],[subcategory]]&Data[[#This Row],[delivered]]&Data[[#This Row],[date]]&Data[[#This Row],[hour]]","v":"SublapSLAP_PGZPEnd Use Load8/28/202312"},"Sublap","SLAP_PGZP","End Use Load",2023,"8/28/2023","12",210,234,1.8758918046951294,2.0210952758789063,0.14520344138145447,0.10357709228992462,82.395240783691406,1.4018876552581787,0,0,-2.516571432352066E-2,1.2464056722819805E-2,9.0887561440467834E-2,0.14520344138145447,0.1995193213224411,0.27794283628463745,0.315572589635849,0.43895867466926575,0.47293630242347717,3.3977605402469635E-2,2.4237040430307388E-2,-5.888777319341898E-3,2.9165893793106079E-3,2.1267689764499664E-2,3.3977605402469635E-2,4.6687521040439606E-2,6.5038621425628662E-2,7.3843985795974731E-2,0]
[{"$f":"Data[[#This Row],[category]]&Data[[#This Row],[subcategory]]&Data[[#This Row],[delivered]]&Data[[#This Row],[date]]&Data[[#This Row],[hour]]","v":"SublapSLAP_PGZPEnd Use Load8/28/202313"},"Sublap","SLAP_PGZP","End Use Load",2023,"8/28/2023","13",210,234,1.5996476411819458,1.3356666564941406,-0.26398095488548279,0.11539004743099213,84.109527587890625,-2.2877273559570313,1,1,-0.45378068089485168,-0.41185924410820007,-0.32449156045913696,-0.26398095488548279,-0.20347034931182861,-0.11610265821218491,-7.4181213974952698E-2,0.37431755661964417,0.31254598498344421,-6.1771541833877563E-2,2.7001271024346352E-2,-0.10618467628955841,-9.6375063061714172E-2,-7.593102753162384E-2,-6.1771541833877563E-2,-4.7612063586711884E-2,-2.7168022468686104E-2,-1.7358403652906418E-2,0]
[{"$f":"Data[[#This Row],[category]]&Data[[#This Row],[subcategory]]&Data[[#This Row],[delivered]]&Data[[#This Row],[date]]&Data[[#This Row],[hour]]","v":"SublapSLAP_PGZPEnd Use Load8/28/202314"},"Sublap","SLAP_PGZP","End Use Load",2023,"8/28/2023","14",210,234,0.99227619171142578,0.76014286279678345,-0.23213332891464233,9.3979716300964355E-2,83.7642822265625,-2.470036506652832,1,1,-0.38671621680259705,-0.35257318615913391,-0.28141632676124573,-0.23213332891464233,-0.18285031616687775,-0.11169347912073135,-7.7550448477268219E-2,0.23219263553619385,0.17787343263626099,-5.4319199174642563E-2,2.1991252899169922E-2,-9.0491592884063721E-2,-8.2502126693725586E-2,-6.5851420164108276E-2,-5.4319199174642563E-2,-4.2786974459886551E-2,-2.6136273518204689E-2,-1.8146805465221405E-2,0]
[{"$f":"Data[[#This Row],[category]]&Data[[#This Row],[subcategory]]&Data[[#This Row],[delivered]]&Data[[#This Row],[date]]&Data[[#This Row],[hour]]","v":"SublapSLAP_PGZPEnd Use Load8/28/202315"},"Sublap","SLAP_PGZP","End Use Load",2023,"8/28/2023","15",210,234,0.50122857093811035,0.3858095109462738,-0.11541905254125595,7.5797811150550842E-2,84.7642822265625,-1.5227227210998535,0,0,-0.2400953620672226,-0.21255785226821899,-0.15516746044158936,-0.11541905254125595,-7.5670644640922546E-2,-1.8280249089002609E-2,9.2572523280978203E-3,0.11728748679161072,9.0279422700405121E-2,-2.7008058503270149E-2,1.7736688256263733E-2,-5.6182313710451126E-2,-4.9738537520170212E-2,-3.6309186369180679E-2,-2.7008058503270149E-2,-1.7706930637359619E-2,-4.2775780893862247E-3,2.1661969367414713E-3,0]
[{"$f":"Data[[#This Row],[category]]&Data[[#This Row],[subcategory]]&Data[[#This Row],[delivered]]&Data[[#This Row],[date]]&Data[[#This Row],[hour]]","v":"SublapSLAP_PGZPEnd Use Load8/28/202316"},"Sublap","SLAP_PGZP","End Use Load",2023,"8/28/2023","16",210,234,2.8751427307724953E-2,0.1322857141494751,0.10353428870439529,8.3229698240756989E-2,84.647621154785156,1.2439584732055664,0,0,-3.3366382122039795E-2,-3.1288613099604845E-3,5.9888593852519989E-2,0.10353428870439529,0.1471799910068512,0.21019743382930756,0.24043495953083038,6.727833766490221E-3,3.0954856425523758E-2,2.4227023124694824E-2,1.9475748762488365E-2,-7.807733491063118E-3,-7.3215353768318892E-4,1.4013931155204773E-2,2.4227023124694824E-2,3.4440118819475174E-2,4.9186199903488159E-2,5.6261781603097916E-2,0]
[{"$f":"Data[[#This Row],[category]]&Data[[#This Row],[subcategory]]&Data[[#This Row],[delivered]]&Data[[#This Row],[date]]&Data[[#This Row],[hour]]","v":"SublapSLAP_PGZPEnd Use Load8/28/202317"},"Sublap","SLAP_PGZP","End Use Load",2023,"8/28/2023","17",210,234,-0.29545333981513977,4.0809527039527893E-2,0.33626285195350647,7.1309983730316162E-2,83.288093566894531,4.7155089378356934,1,1,0.21896836161613464,0.24487543106079102,0.2988678514957428,0.33626285195350647,0.37365785241127014,0.42765027284622192,0.4535573422908783,-6.9136083126068115E-2,9.549429640173912E-3,7.868550717830658E-2,1.6686536371707916E-2,5.1238596439361572E-2,5.7300850749015808E-2,6.993507593870163E-2,7.868550717830658E-2,8.743593841791153E-2,0.10007016360759735,0.10613241791725159,0]
[{"$f":"Data[[#This Row],[category]]&Data[[#This Row],[subcategory]]&Data[[#This Row],[delivered]]&Data[[#This Row],[date]]&Data[[#This Row],[hour]]","v":"SublapSLAP_PGZPEnd Use Load8/28/202318"},"Sublap","SLAP_PGZP","End Use Load",2023,"8/28/2023","18",210,234,-0.62090474367141724,-8.3714285865426064E-3,0.6125333309173584,9.0391345322132111E-2,81.573806762695313,6.7764601707458496,1,1,0.46385279297828674,0.49669215083122253,0.56513208150863647,0.6125333309173584,0.65993458032608032,0.72837448120117188,0.76121383905410767,-0.14529171586036682,-1.9589143339544535E-3,0.14333279430866241,2.1151574328541756E-2,0.10854155570268631,0.116225965321064,0.1322409063577652,0.14333279430866241,0.15442469716072083,0.17043963074684143,0.17812404036521912,0]
[{"$f":"Data[[#This Row],[category]]&Data[[#This Row],[subcategory]]&Data[[#This Row],[delivered]]&Data[[#This Row],[date]]&Data[[#This Row],[hour]]","v":"SublapSLAP_PGZPEnd Use Load8/28/202319"},"Sublap","SLAP_PGZP","End Use Load",2023,"8/28/2023","19",210,234,-0.86559045314788818,-4.2224950790405273,-3.3569047451019287,0.18508791923522949,78.138092041015625,-18.136812210083008,1,1,-3.6613473892211914,-3.594104528427124,-3.4539649486541748,-3.3569047451019287,-3.2598445415496826,-3.1197049617767334,-3.052462100982666,-0.20254816114902496,-0.98806387186050415,-0.78551572561264038,4.331057146191597E-2,-0.85675531625747681,-0.84102046489715576,-0.8082277774810791,-0.78551572561264038,-0.76280361413955688,-0.730010986328125,-0.71427613496780396,0]
[{"$f":"Data[[#This Row],[category]]&Data[[#This Row],[subcategory]]&Data[[#This Row],[delivered]]&Data[[#This Row],[date]]&Data[[#This Row],[hour]]","v":"SublapSLAP_PGZPEnd Use Load8/28/202320"},"Sublap","SLAP_PGZP","End Use Load",2023,"8/28/2023","20",210,234,-1.0263428688049316,-4.3969097137451172,-3.3705666065216064,0.18615923821926117,73.964286804199219,-18.105825424194336,1,1,-3.6767714023590088,-3.6091392040252686,-3.4681885242462158,-3.3705666065216064,-3.2729446887969971,-3.1319940090179443,-3.0643618106842041,-0.24016423523426056,-1.0288769006729126,-0.78871256113052368,4.3561261147260666E-2,-0.86036449670791626,-0.84453856945037842,-0.81155610084533691,-0.78871256113052368,-0.76586908102035522,-0.73288661241531372,-0.71706068515777588,0]
[{"$f":"Data[[#This Row],[category]]&Data[[#This Row],[subcategory]]&Data[[#This Row],[delivered]]&Data[[#This Row],[date]]&Data[[#This Row],[hour]]","v":"SublapSLAP_PGZPEnd Use Load8/28/202321"},"Sublap","SLAP_PGZP","End Use Load",2023,"8/28/2023","21",210,234,-0.9539371132850647,-4.7425427436828613,-3.7886056900024414,0.20375542342662811,70.942855834960938,-18.593889236450195,1,1,-4.123753547668457,-4.0497288703918457,-3.8954551219940186,-3.7886056900024414,-3.6817562580108643,-3.5274825096130371,-3.4534578323364258,-0.22322128713130951,-1.1097550392150879,-0.88653373718261719,4.7678768634796143E-2,-0.9649583101272583,-0.94763654470443726,-0.91153651475906372,-0.88653373718261719,-0.86153095960617065,-0.82543092966079712,-0.8081091046333313,0]
[{"$f":"Data[[#This Row],[category]]&Data[[#This Row],[subcategory]]&Data[[#This Row],[delivered]]&Data[[#This Row],[date]]&Data[[#This Row],[hour]]","v":"SublapSLAP_PGZPEnd Use Load8/28/202322"},"Sublap","SLAP_PGZP","End Use Load",2023,"8/28/2023","22",210,234,-0.77633142471313477,-6.362856924533844E-2,0.71270287036895752,8.9690402150154114E-2,68.98809814453125,7.9462556838989258,1,1,0.56517529487609863,0.59776002168655396,0.66566920280456543,0.71270287036895752,0.75973653793334961,0.82764571905136108,0.86023044586181641,-0.18166154623031616,-1.4889085665345192E-2,0.16677246987819672,2.0987553521990776E-2,0.13225102424621582,0.13987584412097931,0.15576659142971039,0.16677246987819672,0.17777834832668304,0.19366909563541412,0.20129393041133881,0]
[{"$f":"Data[[#This Row],[category]]&Data[[#This Row],[subcategory]]&Data[[#This Row],[delivered]]&Data[[#This Row],[date]]&Data[[#This Row],[hour]]","v":"SublapSLAP_PGZPEnd Use Load8/28/202323"},"Sublap","SLAP_PGZP","End Use Load",2023,"8/28/2023","23",210,234,-0.71504759788513184,-3.4866668283939362E-2,0.68018096685409546,9.1828040778636932E-2,66.373809814453125,7.4071164131164551,1,1,0.5291372537612915,0.56249856948852539,0.6320263147354126,0.68018096685409546,0.72833561897277832,0.79786336421966553,0.83122467994689941,-0.16732113063335419,-8.1588001921772957E-3,0.15916234254837036,2.1487761288881302E-2,0.12381811439990997,0.13162466883659363,0.14789415895938873,0.15916234254837036,0.17043054103851318,0.18670003116130829,0.19450657069683075,0]
[{"$f":"Data[[#This Row],[category]]&Data[[#This Row],[subcategory]]&Data[[#This Row],[delivered]]&Data[[#This Row],[date]]&Data[[#This Row],[hour]]","v":"SublapSLAP_PGZPEnd Use Load8/28/202324"},"Sublap","SLAP_PGZP","End Use Load",2023,"8/28/2023","24",210,234,-0.42333334684371948,-1.0714286006987095E-2,0.41261905431747437,7.4060976505279541E-2,65.166664123535156,5.5713424682617188,1,1,0.2907995879650116,0.31770610809326172,0.37378144264221191,0.41261905431747437,0.45145666599273682,0.50753200054168701,0.53443849086761475,-9.9060006439685822E-2,-2.5071429554373026E-3,9.6552856266498566E-2,1.7330268397927284E-2,6.8047106266021729E-2,7.4343226850032806E-2,8.7464854121208191E-2,9.6552856266498566E-2,0.10564085841178894,0.11876248568296432,0.1250586062669754,0]
[{"$f":"Data[[#This Row],[category]]&Data[[#This Row],[subcategory]]&Data[[#This Row],[delivered]]&Data[[#This Row],[date]]&Data[[#This Row],[hour]]","v":"SublapSLAP_PGZPEnd Use Load8/28/2023Event Window"},"Sublap","SLAP_PGZP","End Use Load",2023,"8/28/2023","Event Window",210,234,-0.94862347841262817,-4.4539823532104492,-3.5053589344024658,0.18630264699459076,74.348411560058594,-18.815401077270508,1,1,-3.8117995262145996,-3.7441153526306152,-3.6030561923980713,-3.5053589344024658,-3.4076616764068604,-3.2666025161743164,-3.198918342590332,-0.22197788953781128,-1.0422319173812866,-0.82025396823883057,4.3594818562269211E-2,-0.89196109771728516,-0.87612301111221313,-0.84311515092849731,-0.82025396823883057,-0.79739284515380859,-0.76438498497009277,-0.74854689836502075,0]
[{"$f":"Data[[#This Row],[category]]&Data[[#This Row],[subcategory]]&Data[[#This Row],[delivered]]&Data[[#This Row],[date]]&Data[[#This Row],[hour]]","v":"SublapSLAP_PGZPEnd Use Load8/29/20231"},"Sublap","SLAP_PGZP","End Use Load",2023,"8/29/2023","1",210,235,-5.172952264547348E-2,0.37528571486473083,0.42701524496078491,8.1987738609313965E-2,63.292858123779297,5.2082819938659668,1,1,0.29215741157531738,0.3219437301158905,0.38402083516120911,0.42701524496078491,0.47000965476036072,0.53208673000335693,0.56187307834625244,-1.2156438082456589E-2,8.819214254617691E-2,0.1003485843539238,1.9267119467258453E-2,6.8656988441944122E-2,7.5656779110431671E-2,9.0244896709918976E-2,0.1003485843539238,0.11045227199792862,0.12504038214683533,0.13204017281532288,0]
[{"$f":"Data[[#This Row],[category]]&Data[[#This Row],[subcategory]]&Data[[#This Row],[delivered]]&Data[[#This Row],[date]]&Data[[#This Row],[hour]]","v":"SublapSLAP_PGZPEnd Use Load8/29/20232"},"Sublap","SLAP_PGZP","End Use Load",2023,"8/29/2023","2",210,235,-0.20131523907184601,0.26266667246818542,0.46398189663887024,7.9928964376449585E-2,62.271427154541016,5.8049283027648926,1,1,0.33251044154167175,0.36154881119728088,0.42206710577011108,0.46398189663887024,0.50589668750762939,0.56641501188278198,0.59545332193374634,-4.7309082001447678E-2,6.1726666986942291E-2,0.10903574526309967,1.8783306702971458E-2,7.8139953315258026E-2,8.4963969886302948E-2,9.9185772240161896E-2,0.10903574526309967,0.11888571828603745,0.13310752809047699,0.13993152976036072,0]
[{"$f":"Data[[#This Row],[category]]&Data[[#This Row],[subcategory]]&Data[[#This Row],[delivered]]&Data[[#This Row],[date]]&Data[[#This Row],[hour]]","v":"SublapSLAP_PGZPEnd Use Load8/29/20233"},"Sublap","SLAP_PGZP","End Use Load",2023,"8/29/2023","3",210,235,-0.26904284954071045,4.6190475113689899E-3,0.27366191148757935,3.3325005322694778E-2,60.75238037109375,8.211909294128418,1,1,0.21884715557098389,0.23095420002937317,0.25618624687194824,0.27366191148757935,0.29113757610321045,0.31636962294578552,0.3284766674041748,-6.3225068151950836E-2,1.085476134903729E-3,6.4310550689697266E-2,7.8313760459423065E-3,5.1429081708192825E-2,5.4274238646030426E-2,6.0203768312931061E-2,6.4310550689697266E-2,6.841733306646347E-2,7.4346862733364105E-2,7.7192015945911407E-2,0]
[{"$f":"Data[[#This Row],[category]]&Data[[#This Row],[subcategory]]&Data[[#This Row],[delivered]]&Data[[#This Row],[date]]&Data[[#This Row],[hour]]","v":"SublapSLAP_PGZPEnd Use Load8/29/20234"},"Sublap","SLAP_PGZP","End Use Load",2023,"8/29/2023","4",210,235,-0.24888856709003448,-4.3571427464485168E-2,0.20531713962554932,2.354707382619381E-2,59.216667175292969,8.7194328308105469,1,1,0.16658565402030945,0.17514035105705261,0.19296903908252716,0.20531713962554932,0.21766524016857147,0.23549392819404602,0.24404862523078918,-5.8488812297582626E-2,-1.0239285416901112E-2,4.8249527812004089E-2,5.5335625074803829E-3,3.9147630333900452E-2,4.1157983243465424E-2,4.5347724109888077E-2,4.8249527812004089E-2,5.1151331514120102E-2,5.5341072380542755E-2,5.7351425290107727E-2,0]
[{"$f":"Data[[#This Row],[category]]&Data[[#This Row],[subcategory]]&Data[[#This Row],[delivered]]&Data[[#This Row],[date]]&Data[[#This Row],[hour]]","v":"SublapSLAP_PGZPEnd Use Load8/29/20235"},"Sublap","SLAP_PGZP","End Use Load",2023,"8/29/2023","5",210,235,-0.22657428681850433,-4.0476191788911819E-2,0.18609809875488281,1.9423045217990875E-2,58.295238494873047,9.581303596496582,1,1,0.15415003895759583,0.16120646893978119,0.17591264843940735,0.18609809875488281,0.19628354907035828,0.21098972856998444,0.2180461585521698,-5.3244955837726593E-2,-9.5119047909975052E-3,4.3733052909374237E-2,4.5644156634807587E-3,3.6225259304046631E-2,3.7883520126342773E-2,4.1339471936225891E-2,4.3733052909374237E-2,4.6126633882522583E-2,4.9582585692405701E-2,5.1240846514701843E-2,0]
[{"$f":"Data[[#This Row],[category]]&Data[[#This Row],[subcategory]]&Data[[#This Row],[delivered]]&Data[[#This Row],[date]]&Data[[#This Row],[hour]]","v":"SublapSLAP_PGZPEnd Use Load8/29/20236"},"Sublap","SLAP_PGZP","End Use Load",2023,"8/29/2023","6",210,235,-0.25138095021247864,-4.880952462553978E-2,0.20257142186164856,2.5100762024521828E-2,58.071430206298828,8.0703296661376953,1,1,0.16128434240818024,0.17040349543094635,0.1894085705280304,0.20257142186164856,0.21573427319526672,0.23473934829235077,0.24385850131511688,-5.9074524790048599E-2,-1.147023867815733E-2,4.7604285180568695E-2,5.8986791409552097E-3,3.7901818752288818E-2,4.0044821798801422E-2,4.4511012732982635E-2,4.7604285180568695E-2,5.0697553902864456E-2,5.5163748562335968E-2,5.7306747883558273E-2,0]
[{"$f":"Data[[#This Row],[category]]&Data[[#This Row],[subcategory]]&Data[[#This Row],[delivered]]&Data[[#This Row],[date]]&Data[[#This Row],[hour]]","v":"SublapSLAP_PGZPEnd Use Load8/29/20237"},"Sublap","SLAP_PGZP","End Use Load",2023,"8/29/2023","7",210,235,-0.25003999471664429,-3.6761905997991562E-2,0.21327809989452362,2.6462892070412636E-2,57.221427917480469,8.0595159530639648,1,1,0.16975051164627075,0.17936453223228455,0.19940094649791718,0.21327809989452362,0.22715525329113007,0.2471916675567627,0.25680568814277649,-5.8759398758411407E-2,-8.6390478536486626E-3,5.0120353698730469E-2,6.2187798321247101E-3,3.9891369640827179E-2,4.2150665074586868E-2,4.6859223395586014E-2,5.0120353698730469E-2,5.3381484001874924E-2,5.8090042322874069E-2,6.0349337756633759E-2,0]
[{"$f":"Data[[#This Row],[category]]&Data[[#This Row],[subcategory]]&Data[[#This Row],[delivered]]&Data[[#This Row],[date]]&Data[[#This Row],[hour]]","v":"SublapSLAP_PGZPEnd Use Load8/29/20238"},"Sublap","SLAP_PGZP","End Use Load",2023,"8/29/2023","8",210,235,-4.6191427856683731E-2,0.40176191926002502,0.44795334339141846,0.10871785134077072,58.533332824707031,4.1203293800354004,1,1,0.26912838220596313,0.30862581729888916,0.39094164967536926,0.44795334339141846,0.50496506690979004,0.58728086948394775,0.62677830457687378,-1.0854985564947128E-2,9.441404789686203E-2,0.10526903718709946,2.5548694655299187E-2,6.3245169818401337E-2,7.2527065873146057E-2,9.1871291399002075E-2,0.10526903718709946,0.11866679042577744,0.13801100850105286,0.14729289710521698,0]
[{"$f":"Data[[#This Row],[category]]&Data[[#This Row],[subcategory]]&Data[[#This Row],[delivered]]&Data[[#This Row],[date]]&Data[[#This Row],[hour]]","v":"SublapSLAP_PGZPEnd Use Load8/29/20239"},"Sublap","SLAP_PGZP","End Use Load",2023,"8/29/2023","9",210,235,0.580555260181427,1.1739523410797119,0.59339714050292969,6.2525197863578796E-2,63.130950927734375,9.4905281066894531,1,1,0.49055233597755432,0.5132678747177124,0.56060892343521118,0.59339714050292969,0.62618535757064819,0.67352640628814697,0.69624191522598267,0.13643048703670502,0.27587878704071045,0.13944832980632782,1.4693421311676502E-2,0.11527980118989944,0.12061794847249985,0.13174310326576233,0.13944832980632782,0.14715355634689331,0.1582787036895752,0.1636168509721756,0]
[{"$f":"Data[[#This Row],[category]]&Data[[#This Row],[subcategory]]&Data[[#This Row],[delivered]]&Data[[#This Row],[date]]&Data[[#This Row],[hour]]","v":"SublapSLAP_PGZPEnd Use Load8/29/202310"},"Sublap","SLAP_PGZP","End Use Load",2023,"8/29/2023","10",210,235,1.4218399524688721,2.2165713310241699,0.79473143815994263,7.6539687812328339E-2,67.476188659667969,10.383259773254395,1,1,0.6688348650932312,0.69664186239242554,0.75459396839141846,0.79473143815994263,0.8348689079284668,0.89282101392745972,0.92062801122665405,0.33413240313529968,0.52089428901672363,0.18676188588142395,1.7986826598644257E-2,0.15717619657516479,0.1637108325958252,0.17732958495616913,0.18676188588142395,0.19619418680667877,0.20981293916702271,0.21634757518768311,0]
[{"$f":"Data[[#This Row],[category]]&Data[[#This Row],[subcategory]]&Data[[#This Row],[delivered]]&Data[[#This Row],[date]]&Data[[#This Row],[hour]]","v":"SublapSLAP_PGZPEnd Use Load8/29/202311"},"Sublap","SLAP_PGZP","End Use Load",2023,"8/29/2023","11",210,235,2.0926132202148438,2.9910953044891357,0.89848190546035767,0.10222412645816803,73.202377319335938,8.7893333435058594,1,1,0.73033815622329712,0.76747643947601318,0.8448755145072937,0.89848190546035767,0.95208829641342163,1.0294873714447021,1.0666255950927734,0.49176409840583801,0.70290738344192505,0.21114325523376465,2.4022670462727547E-2,0.17162947356700897,0.18035696446895599,0.19854573905467987,0.21114325523376465,0.22374075651168823,0.24192953109741211,0.25065702199935913,0]
[{"$f":"Data[[#This Row],[category]]&Data[[#This Row],[subcategory]]&Data[[#This Row],[delivered]]&Data[[#This Row],[date]]&Data[[#This Row],[hour]]","v":"SublapSLAP_PGZPEnd Use Load8/29/202312"},"Sublap","SLAP_PGZP","End Use Load",2023,"8/29/2023","12",210,235,1.8949885368347168,2.9182381629943848,1.0232495069503784,0.12336061894893646,76.900001525878906,8.2947826385498047,1,1,0.82033932209014893,0.86515653133392334,0.95855915546417236,1.0232495069503784,1.0879398584365845,1.1813424825668335,1.2261596918106079,0.44532230496406555,0.68578594923019409,0.24046362936496735,2.8989745303988457E-2,0.19277973473072052,0.20331178605556488,0.22526140511035919,0.24046362936496735,0.25566586852073669,0.27761548757553101,0.28814753890037537,0]
[{"$f":"Data[[#This Row],[category]]&Data[[#This Row],[subcategory]]&Data[[#This Row],[delivered]]&Data[[#This Row],[date]]&Data[[#This Row],[hour]]","v":"SublapSLAP_PGZPEnd Use Load8/29/202313"},"Sublap","SLAP_PGZP","End Use Load",2023,"8/29/2023","13",210,235,1.36786949634552,2.2814285755157471,0.91355901956558228,0.15329146385192871,79.469047546386719,5.9596209526062012,1,1,0.66141700744628906,0.71710813045501709,0.83317291736602783,0.91355901956558228,0.99394512176513672,1.1100099086761475,1.1657010316848755,0.32144933938980103,0.53613573312759399,0.21468636393547058,3.6023493856191635E-2,0.15543299913406372,0.16852040588855743,0.19579564034938812,0.21468636393547058,0.23357710242271423,0.26085233688354492,0.27393972873687744,0]
[{"$f":"Data[[#This Row],[category]]&Data[[#This Row],[subcategory]]&Data[[#This Row],[delivered]]&Data[[#This Row],[date]]&Data[[#This Row],[hour]]","v":"SublapSLAP_PGZPEnd Use Load8/29/202314"},"Sublap","SLAP_PGZP","End Use Load",2023,"8/29/2023","14",210,235,0.96386092901229858,1.5660476684570313,0.60218667984008789,0.12501820921897888,80.838096618652344,4.8167915344238281,1,1,0.39655002951622009,0.44196939468383789,0.53662705421447754,0.60218667984008789,0.66774630546569824,0.76240396499633789,0.80782335996627808,0.22650732100009918,0.36802119016647339,0.14151386916637421,2.9379278421401978E-2,9.3189254403114319E-2,0.10386280715465546,0.12610736489295959,0.14151386916637421,0.15692038834095001,0.17916493117809296,0.18983848392963409,0]
[{"$f":"Data[[#This Row],[category]]&Data[[#This Row],[subcategory]]&Data[[#This Row],[delivered]]&Data[[#This Row],[date]]&Data[[#This Row],[hour]]","v":"SublapSLAP_PGZPEnd Use Load8/29/202315"},"Sublap","SLAP_PGZP","End Use Load",2023,"8/29/2023","15",210,235,0.55361145734786987,0.93123811483383179,0.37762665748596191,9.9042750895023346E-2,81.0047607421875,3.8127641677856445,1,1,0.21471582353115082,0.2506982684135437,0.32568860054016113,0.37762665748596191,0.4295647144317627,0.50455504655838013,0.54053747653961182,0.13009868562221527,0.21884095668792725,8.8742263615131378E-2,2.3275045678019524E-2,5.0458218902349472E-2,5.8914091438055038E-2,7.6536819338798523E-2,8.8742263615131378E-2,0.10094770789146423,0.11857043951749802,0.12702630460262299,0]
[{"$f":"Data[[#This Row],[category]]&Data[[#This Row],[subcategory]]&Data[[#This Row],[delivered]]&Data[[#This Row],[date]]&Data[[#This Row],[hour]]","v":"SublapSLAP_PGZPEnd Use Load8/29/202316"},"Sublap","SLAP_PGZP","End Use Load",2023,"8/29/2023","16",210,235,9.7685707733035088E-3,0.52114284038543701,0.51137429475784302,9.7579561173915863E-2,81.702377319335938,5.2405881881713867,1,1,0.35087019205093384,0.38632106781005859,0.46020352840423584,0.51137429475784302,0.5625450611114502,0.63642752170562744,0.6718783974647522,2.2956142202019691E-3,0.12246856838464737,0.12017296254634857,2.293119765818119E-2,8.2454495131969452E-2,9.0785451233386993E-2,0.10814782977104187,0.12017296254634857,0.13219809532165527,0.14956046640872955,0.15789142251014709,0]
[{"$f":"Data[[#This Row],[category]]&Data[[#This Row],[subcategory]]&Data[[#This Row],[delivered]]&Data[[#This Row],[date]]&Data[[#This Row],[hour]]","v":"SublapSLAP_PGZPEnd Use Load8/29/202317"},"Sublap","SLAP_PGZP","End Use Load",2023,"8/29/2023","17",210,235,-0.34415999054908752,-2.5530333518981934,-2.2088732719421387,0.12214403599500656,81.092857360839844,-18.08416748046875,1,1,-2.4097824096679688,-2.3654072284698486,-2.2729256153106689,-2.2088732719421387,-2.1448209285736084,-2.0523393154144287,-2.0079641342163086,-8.0877594649791718E-2,-0.59996283054351807,-0.51908522844314575,2.8703847900032997E-2,-0.56629884243011475,-0.55587071180343628,-0.5341375470161438,-0.51908522844314575,-0.50403290987014771,-0.48229974508285522,-0.47187158465385437,0]
[{"$f":"Data[[#This Row],[category]]&Data[[#This Row],[subcategory]]&Data[[#This Row],[delivered]]&Data[[#This Row],[date]]&Data[[#This Row],[hour]]","v":"SublapSLAP_PGZPEnd Use Load8/29/202318"},"Sublap","SLAP_PGZP","End Use Load",2023,"8/29/2023","18",210,235,-0.70250475406646729,-2.7003095149993896,-1.9978047609329224,0.1204267218708992,80.030952453613281,-16.589380264282227,1,1,-2.1958889961242676,-2.1521377563476563,-2.0609564781188965,-1.9978047609329224,-1.9346529245376587,-1.8434717655181885,-1.7997204065322876,-0.16508862376213074,-0.63457274436950684,-0.4694841206073761,2.8300279751420021E-2,-0.51603388786315918,-0.50575238466262817,-0.48432478308677673,-0.4694841206073761,-0.45464342832565308,-0.43321585655212402,-0.42293429374694824,0]
[{"$f":"Data[[#This Row],[category]]&Data[[#This Row],[subcategory]]&Data[[#This Row],[delivered]]&Data[[#This Row],[date]]&Data[[#This Row],[hour]]","v":"SublapSLAP_PGZPEnd Use Load8/29/202319"},"Sublap","SLAP_PGZP","End Use Load",2023,"8/29/2023","19",210,235,-0.99142855405807495,-2.8414237499237061,-1.8499952554702759,0.12375087291002274,77.423812866210938,-14.94935131072998,1,1,-2.0535473823547363,-2.0085883140563965,-1.9148902893066406,-1.8499952554702759,-1.7851002216339111,-1.6914020776748657,-1.6464431285858154,-0.23298570513725281,-0.66773456335067749,-0.43474888801574707,2.9081454500555992E-2,-0.48258364200592041,-0.47201824188232422,-0.44999921321868896,-0.43474888801574707,-0.41949856281280518,-0.39747947454452515,-0.38691413402557373,0]
[{"$f":"Data[[#This Row],[category]]&Data[[#This Row],[subcategory]]&Data[[#This Row],[delivered]]&Data[[#This Row],[date]]&Data[[#This Row],[hour]]","v":"SublapSLAP_PGZPEnd Use Load8/29/202320"},"Sublap","SLAP_PGZP","End Use Load",2023,"8/29/2023","20",210,235,-1.0969448089599609,-3.0254142284393311,-1.9284694194793701,0.12576338648796082,73.026191711425781,-15.334108352661133,1,1,-2.1353318691253662,-2.0896415710449219,-1.9944198131561279,-1.9284694194793701,-1.8625190258026123,-1.7672971487045288,-1.7216070890426636,-0.25778204202651978,-0.7109723687171936,-0.45319032669067383,2.9554395005106926E-2,-0.50180298089981079,-0.49106577038764954,-0.46868866682052612,-0.45319032669067383,-0.43769195675849915,-0.41531482338905334,-0.40457767248153687,0]
[{"$f":"Data[[#This Row],[category]]&Data[[#This Row],[subcategory]]&Data[[#This Row],[delivered]]&Data[[#This Row],[date]]&Data[[#This Row],[hour]]","v":"SublapSLAP_PGZPEnd Use Load8/29/202321"},"Sublap","SLAP_PGZP","End Use Load",2023,"8/29/2023","21",210,235,-0.97984945774078369,-3.3195333480834961,-2.3396837711334229,0.1402762234210968,68.538093566894531,-16.679119110107422,1,1,-2.5704176425933838,-2.5194549560546875,-2.4132447242736816,-2.3396837711334229,-2.2661228179931641,-2.1599125862121582,-2.1089498996734619,-0.23026461899280548,-0.78009033203125,-0.54982566833496094,3.2964911311864853E-2,-0.60404813289642334,-0.59207189083099365,-0.5671125054359436,-0.54982566833496094,-0.53253889083862305,-0.50757944583892822,-0.49560323357582092,0]
[{"$f":"Data[[#This Row],[category]]&Data[[#This Row],[subcategory]]&Data[[#This Row],[delivered]]&Data[[#This Row],[date]]&Data[[#This Row],[hour]]","v":"SublapSLAP_PGZPEnd Use Load8/29/202322"},"Sublap","SLAP_PGZP","End Use Load",2023,"8/29/2023","22",210,235,-0.75764191150665283,-3.5733334720134735E-2,0.7219085693359375,8.5582822561264038E-2,66.635711669921875,8.4352035522460938,1,1,0.58113735914230347,0.61222976446151733,0.67702889442443848,0.7219085693359375,0.76678824424743652,0.83158737421035767,0.86267977952957153,-0.178045853972435,-8.3973333239555359E-3,0.16964851319789886,2.0111963152885437E-2,0.13656727969646454,0.14387398958206177,0.15910178422927856,0.16964851319789886,0.18019524216651917,0.19542303681373596,0.20272974669933319,0]
[{"$f":"Data[[#This Row],[category]]&Data[[#This Row],[subcategory]]&Data[[#This Row],[delivered]]&Data[[#This Row],[date]]&Data[[#This Row],[hour]]","v":"SublapSLAP_PGZPEnd Use Load8/29/202323"},"Sublap","SLAP_PGZP","End Use Load",2023,"8/29/2023","23",210,235,-0.67585271596908569,4.1009522974491119E-2,0.7168622612953186,9.8708905279636383E-2,65.185714721679688,7.2623867988586426,1,1,0.55450057983398438,0.59036171436309814,0.66509926319122314,0.7168622612953186,0.76862525939941406,0.84336280822753906,0.87922394275665283,-0.15882538259029388,9.6372375264763832E-3,0.16846263408660889,2.3196592926979065E-2,0.1303076297044754,0.13873499631881714,0.15629832446575165,0.16846263408660889,0.18062692880630493,0.19819025695323944,0.20661762356758118,0]
[{"$f":"Data[[#This Row],[category]]&Data[[#This Row],[subcategory]]&Data[[#This Row],[delivered]]&Data[[#This Row],[date]]&Data[[#This Row],[hour]]","v":"SublapSLAP_PGZPEnd Use Load8/29/202324"},"Sublap","SLAP_PGZP","End Use Load",2023,"8/29/2023","24",210,235,-0.41401201486587524,0.12022381275892258,0.53423583507537842,7.8181788325309753E-2,64.519050598144531,6.8332514762878418,1,1,0.40563824772834778,0.434041827917099,0.49323725700378418,0.53423583507537842,0.57523441314697266,0.63442981243133545,0.66283345222473145,-9.729282557964325E-2,2.8252596035599709E-2,0.12554542720317841,1.837272010743618E-2,9.5324985682964325E-2,0.10199982672929764,0.11591075360774994,0.12554542720317841,0.13518008589744568,0.14909100532531738,0.15576586127281189,0]
[{"$f":"Data[[#This Row],[category]]&Data[[#This Row],[subcategory]]&Data[[#This Row],[delivered]]&Data[[#This Row],[date]]&Data[[#This Row],[hour]]","v":"SublapSLAP_PGZPEnd Use Load8/29/2023Event Window"},"Sublap","SLAP_PGZP","End Use Load",2023,"8/29/2023","Event Window",210,235,-0.82297754287719727,-2.8879427909851074,-2.0649652481079102,0.11278986930847168,76.022384643554688,-18.308073043823242,1,1,-2.2504880428314209,-2.2095112800598145,-2.1241123676300049,-2.0649652481079102,-2.0058181285858154,-1.9204192161560059,-1.8794424533843994,-0.19339972734451294,-0.67866653203964233,-0.48526683449745178,2.6505619287490845E-2,-0.52886468172073364,-0.51923513412475586,-0.49916639924049377,-0.48526683449745178,-0.47136726975440979,-0.45129850506782532,-0.44166898727416992,0]
[{"$f":"Data[[#This Row],[category]]&Data[[#This Row],[subcategory]]&Data[[#This Row],[delivered]]&Data[[#This Row],[date]]&Data[[#This Row],[hour]]","v":"SublapSLAP_PGZPEnd Use Load8/30/20231"},"Sublap","SLAP_PGZP","End Use Load",2023,"8/30/2023","1",211,236,-8.9591465890407562E-2,0.42200946807861328,0.51160097122192383,8.0281779170036316E-2,61.981040954589844,6.3725662231445313,1,1,0.37954920530319214,0.40871572494506836,0.46950116753578186,0.51160097122192383,0.55370080471038818,0.6144862174987793,0.64365273714065552,-2.1143585443496704E-2,9.9594235420227051E-2,0.12073782831430435,1.894650049507618E-2,8.9573614299297333E-2,9.6456907689571381E-2,0.11080227792263031,0.12073782831430435,0.13067339360713959,0.14501874148845673,0.15190204977989197,0]
[{"$f":"Data[[#This Row],[category]]&Data[[#This Row],[subcategory]]&Data[[#This Row],[delivered]]&Data[[#This Row],[date]]&Data[[#This Row],[hour]]","v":"SublapSLAP_PGZPEnd Use Load8/30/20232"},"Sublap","SLAP_PGZP","End Use Load",2023,"8/30/2023","2",211,236,-0.24745307862758636,0.27046918869018555,0.51792228221893311,8.8829092681407928E-2,60.817535400390625,5.8305478096008301,1,1,0.37181141972541809,0.40408322215080261,0.47134026885032654,0.51792228221893311,0.56450432538986206,0.63176137208938599,0.66403311491012573,-5.8398924767971039E-2,6.3830725848674774E-2,0.12222965806722641,2.0963665097951889E-2,8.7747491896152496E-2,9.5363639295101166E-2,0.11123630404472351,0.12222965806722641,0.1332230269908905,0.14909568428993225,0.15671181678771973,0]
[{"$f":"Data[[#This Row],[category]]&Data[[#This Row],[subcategory]]&Data[[#This Row],[delivered]]&Data[[#This Row],[date]]&Data[[#This Row],[hour]]","v":"SublapSLAP_PGZPEnd Use Load8/30/20233"},"Sublap","SLAP_PGZP","End Use Load",2023,"8/30/2023","3",211,236,-0.28177440166473389,-6.6113746725022793E-3,0.27516302466392517,3.3568281680345535E-2,58.931278228759766,8.1971139907836914,1,1,0.21994811296463013,0.23214353621006012,0.25755980610847473,0.27516302466392517,0.29276624321937561,0.31818249821662903,0.33037793636322021,-6.6498756408691406E-2,-1.5602844068780541E-3,6.4938470721244812E-2,7.9221148043870926E-3,5.1907755434513092E-2,5.4785873740911484E-2,6.078411266207695E-2,6.4938470721244812E-2,6.9092832505702972E-2,7.5091071426868439E-2,7.7969193458557129E-2,0]
[{"$f":"Data[[#This Row],[category]]&Data[[#This Row],[subcategory]]&Data[[#This Row],[delivered]]&Data[[#This Row],[date]]&Data[[#This Row],[hour]]","v":"SublapSLAP_PGZPEnd Use Load8/30/20234"},"Sublap","SLAP_PGZP","End Use Load",2023,"8/30/2023","4",211,236,-0.25360947847366333,-4.2014218866825104E-2,0.21159526705741882,2.0910389721393585E-2,57.113742828369141,10.119145393371582,1,1,0.17720073461532593,0.18479752540588379,0.20062984526157379,0.21159526705741882,0.22256068885326385,0.23839300870895386,0.24598979949951172,-5.9851836413145065E-2,-9.9153555929660797E-3,4.9936484545469284E-2,4.9348520115017891E-3,4.181937500834465E-2,4.3612215667963028E-2,4.7348644584417343E-2,4.9936484545469284E-2,5.2524320781230927E-2,5.6260749697685242E-2,5.8053594082593918E-2,0]
[{"$f":"Data[[#This Row],[category]]&Data[[#This Row],[subcategory]]&Data[[#This Row],[delivered]]&Data[[#This Row],[date]]&Data[[#This Row],[hour]]","v":"SublapSLAP_PGZPEnd Use Load8/30/20235"},"Sublap","SLAP_PGZP","End Use Load",2023,"8/30/2023","5",211,236,-0.23812700808048248,-3.9729859679937363E-2,0.19839715957641602,2.1853262558579445E-2,55.383884429931641,9.0786056518554688,1,1,0.16245174407958984,0.17039108276367188,0.18693730235099792,0.19839715957641602,0.20985701680183411,0.22640323638916016,0.23434257507324219,-5.619797483086586E-2,-9.3762464821338654E-3,4.6821728348731995E-2,5.1573701202869415E-3,3.8338612765073776E-2,4.0212295949459076E-2,4.411720484495163E-2,4.6821728348731995E-2,4.9526255577802658E-2,5.3431164473295212E-2,5.5304847657680511E-2,0]
[{"$f":"Data[[#This Row],[category]]&Data[[#This Row],[subcategory]]&Data[[#This Row],[delivered]]&Data[[#This Row],[date]]&Data[[#This Row],[hour]]","v":"SublapSLAP_PGZPEnd Use Load8/30/20236"},"Sublap","SLAP_PGZP","End Use Load",2023,"8/30/2023","6",211,236,-0.26120379567146301,-4.8199053853750229E-2,0.21300473809242249,2.4758635088801384E-2,54.637439727783203,8.6032505035400391,1,1,0.17228040099143982,0.18127526342868805,0.20002129673957825,0.21300473809242249,0.22598817944526672,0.24473421275615692,0.25372907519340515,-6.1644095927476883E-2,-1.1374976485967636E-2,5.0269119441509247E-2,5.8430377393960953E-3,4.0658175945281982E-2,4.2780961841344833E-2,4.7205027192831039E-2,5.0269119441509247E-2,5.3333211690187454E-2,5.7757273316383362E-2,5.9880062937736511E-2,0]
[{"$f":"Data[[#This Row],[category]]&Data[[#This Row],[subcategory]]&Data[[#This Row],[delivered]]&Data[[#This Row],[date]]&Data[[#This Row],[hour]]","v":"SublapSLAP_PGZPEnd Use Load8/30/20237"},"Sublap","SLAP_PGZP","End Use Load",2023,"8/30/2023","7",211,236,-0.25513175129890442,0.10510900616645813,0.36024075746536255,9.1025993227958679E-2,53.909954071044922,3.9575591087341309,1,1,0.2105163186788559,0.24358625710010529,0.31250667572021484,0.36024075746536255,0.40797483921051025,0.47689527273178101,0.50996518135070801,-6.0211092233657837E-2,2.4805724620819092E-2,8.5016816854476929E-2,2.1482134237885475E-2,4.9681849777698517E-2,5.7486355304718018E-2,7.3751576244831085E-2,8.5016816854476929E-2,9.6282064914703369E-2,0.11254728585481644,0.12035178393125534,0]
[{"$f":"Data[[#This Row],[category]]&Data[[#This Row],[subcategory]]&Data[[#This Row],[delivered]]&Data[[#This Row],[date]]&Data[[#This Row],[hour]]","v":"SublapSLAP_PGZPEnd Use Load8/30/20238"},"Sublap","SLAP_PGZP","End Use Load",2023,"8/30/2023","8",211,236,2.7000000700354576E-2,0.33563980460166931,0.30863982439041138,4.8292659223079681E-2,57.376777648925781,6.3910298347473145,1,1,0.22920547425746918,0.24675029516220093,0.28331512212753296,0.30863982439041138,0.33396452665328979,0.37052935361862183,0.38807418942451477,6.372000090777874E-3,7.9210996627807617E-2,7.2838999330997467E-2,1.1397067457437515E-2,5.4092492908239365E-2,5.8233071118593216E-2,6.686236709356308E-2,7.2838999330997467E-2,7.8815631568431854E-2,8.744492381811142E-2,9.1585509479045868E-2,0]
[{"$f":"Data[[#This Row],[category]]&Data[[#This Row],[subcategory]]&Data[[#This Row],[delivered]]&Data[[#This Row],[date]]&Data[[#This Row],[hour]]","v":"SublapSLAP_PGZPEnd Use Load8/30/20239"},"Sublap","SLAP_PGZP","End Use Load",2023,"8/30/2023","9",211,236,0.69944173097610474,1.1378483772277832,0.43840664625167847,6.3611917197704315E-2,63.992889404296875,6.8918948173522949,1,1,0.33377435803413391,0.35688468813896179,0.40504851937294006,0.43840664625167847,0.47176477313041687,0.51992857456207275,0.54303896427154541,0.16506825387477875,0.26853221654891968,0.10346397012472153,1.5012412331998348E-2,7.8770749270915985E-2,8.4224782884120941E-2,9.5591448247432709E-2,0.10346397012472153,0.11133648455142975,0.12270314246416092,0.12815719842910767,0]
[{"$f":"Data[[#This Row],[category]]&Data[[#This Row],[subcategory]]&Data[[#This Row],[delivered]]&Data[[#This Row],[date]]&Data[[#This Row],[hour]]","v":"SublapSLAP_PGZPEnd Use Load8/30/202310"},"Sublap","SLAP_PGZP","End Use Load",2023,"8/30/2023","10",211,236,1.4793611764907837,2.1838767528533936,0.70451563596725464,8.9515909552574158E-2,71.078201293945313,7.8702840805053711,1,1,0.55727505683898926,0.58979636430740356,0.65757346153259277,0.70451563596725464,0.7514578104019165,0.81923490762710571,0.85175621509552002,0.34912922978401184,0.51539492607116699,0.16626569628715515,2.1125754341483116E-2,0.13151691854000092,0.13919194042682648,0.15518733859062195,0.16626569628715515,0.17734403908252716,0.19333943724632263,0.20101447403430939,0]
[{"$f":"Data[[#This Row],[category]]&Data[[#This Row],[subcategory]]&Data[[#This Row],[delivered]]&Data[[#This Row],[date]]&Data[[#This Row],[hour]]","v":"SublapSLAP_PGZPEnd Use Load8/30/202311"},"Sublap","SLAP_PGZP","End Use Load",2023,"8/30/2023","11",211,236,2.0404129028320313,2.857180118560791,0.81676721572875977,0.10845260322093964,78.609001159667969,7.5310983657836914,1,1,0.6383785605430603,0.67777961492538452,0.75989460945129395,0.81676721572875977,0.87363982200622559,0.95575481653213501,0.99515587091445923,0.48153743147850037,0.67429453134536743,0.19275707006454468,2.5594813749194145E-2,0.15065734088420868,0.15995599329471588,0.17933513224124908,0.19275707006454468,0.20617899298667908,0.22555813193321228,0.23485678434371948,0]
[{"$f":"Data[[#This Row],[category]]&Data[[#This Row],[subcategory]]&Data[[#This Row],[delivered]]&Data[[#This Row],[date]]&Data[[#This Row],[hour]]","v":"SublapSLAP_PGZPEnd Use Load8/30/202312"},"Sublap","SLAP_PGZP","End Use Load",2023,"8/30/2023","12",211,236,1.9915472269058228,2.8101611137390137,0.81861382722854614,0.12681920826435089,85.436019897460938,6.4549670219421387,1,1,0.61001479625701904,0.65608847141265869,0.75210976600646973,0.81861382722854614,0.88511788845062256,0.98113918304443359,1.0272128582000732,0.47000515460968018,0.66319799423217773,0.19319286942481995,2.9929332435131073E-2,0.14396348595619202,0.15483687818050385,0.17749790847301483,0.19319286942481995,0.20888781547546387,0.23154884576797485,0.24242223799228668,0]
[{"$f":"Data[[#This Row],[category]]&Data[[#This Row],[subcategory]]&Data[[#This Row],[delivered]]&Data[[#This Row],[date]]&Data[[#This Row],[hour]]","v":"SublapSLAP_PGZPEnd Use Load8/30/202313"},"Sublap","SLAP_PGZP","End Use Load",2023,"8/30/2023","13",211,236,1.4558207988739014,2.3970189094543457,0.94119811058044434,0.14995303750038147,89.763031005859375,6.2766189575195313,1,1,0.69454729557037354,0.74902558326721191,0.86256265640258789,0.94119811058044434,1.0198335647583008,1.1333706378936768,1.1878489255905151,0.34357371926307678,0.56569647789001465,0.22212275862693787,3.5388916730880737E-2,0.16391316056251526,0.17677003145217896,0.20356479287147522,0.22212275862693787,0.24068072438240051,0.26747545599937439,0.28033235669136047,0]
[{"$f":"Data[[#This Row],[category]]&Data[[#This Row],[subcategory]]&Data[[#This Row],[delivered]]&Data[[#This Row],[date]]&Data[[#This Row],[hour]]","v":"SublapSLAP_PGZPEnd Use Load8/30/202314"},"Sublap","SLAP_PGZP","End Use Load",2023,"8/30/2023","14",211,236,0.84438294172286987,1.6173365116119385,0.7729535698890686,0.1299145370721817,89.241706848144531,5.9497079849243164,1,1,0.55926316976547241,0.60646140575408936,0.70482629537582397,0.7729535698890686,0.84108084440231323,0.93944573402404785,0.98664397001266479,0.19927437603473663,0.38169142603874207,0.18241703510284424,3.0659830197691917E-2,0.1319861114025116,0.14312489330768585,0.16633901000022888,0.18241703510284424,0.19849507510662079,0.22170919179916382,0.23284797370433807,0]
[{"$f":"Data[[#This Row],[category]]&Data[[#This Row],[subcategory]]&Data[[#This Row],[delivered]]&Data[[#This Row],[date]]&Data[[#This Row],[hour]]","v":"SublapSLAP_PGZPEnd Use Load8/30/202315"},"Sublap","SLAP_PGZP","End Use Load",2023,"8/30/2023","15",211,236,0.39695924520492554,0.943900465965271,0.54694122076034546,0.10001937299966812,89.620849609375,5.4683527946472168,1,1,0.382423996925354,0.41876122355461121,0.49449101090431213,0.54694122076034546,0.59939146041870117,0.67512118816375732,0.71145844459533691,9.3682378530502319E-2,0.22276051342487335,0.12907813489437103,2.360457181930542E-2,9.0252064168453217E-2,9.8827645182609558E-2,0.11669988185167313,0.12907813489437103,0.14145638048648834,0.15932859480381012,0.16790419816970825,0]
[{"$f":"Data[[#This Row],[category]]&Data[[#This Row],[subcategory]]&Data[[#This Row],[delivered]]&Data[[#This Row],[date]]&Data[[#This Row],[hour]]","v":"SublapSLAP_PGZPEnd Use Load8/30/202316"},"Sublap","SLAP_PGZP","End Use Load",2023,"8/30/2023","16",211,236,-3.6282464861869812E-2,0.49671563506126404,0.53299808502197266,8.9970029890537262E-2,91.293838500976563,5.9241738319396973,1,1,0.38501054048538208,0.41769686341285706,0.48581776022911072,0.53299808502197266,0.58017843961715698,0.64829933643341064,0.68098562955856323,-8.5626617074012756E-3,0.11722488701343536,0.12578754127025604,2.1232927218079567E-2,9.0862490236759186E-2,9.8576456308364868E-2,0.11465299129486084,0.12578754127025604,0.13692210614681244,0.15299864113330841,0.16071261465549469,0]
[{"$f":"Data[[#This Row],[category]]&Data[[#This Row],[subcategory]]&Data[[#This Row],[delivered]]&Data[[#This Row],[date]]&Data[[#This Row],[hour]]","v":"SublapSLAP_PGZPEnd Use Load8/30/202317"},"Sublap","SLAP_PGZP","End Use Load",2023,"8/30/2023","17",211,236,-0.31938102841377258,0.27784833312034607,0.59722936153411865,8.0861717462539673E-2,90.300949096679688,7.3858108520507813,1,1,0.46422368288040161,0.49360090494155884,0.55482542514801025,0.59722936153411865,0.63963329792022705,0.70085781812667847,0.73023504018783569,-7.5373925268650055E-2,6.5572209656238556E-2,0.14094613492488861,1.9083365797996521E-2,0.10955678671598434,0.11648981273174286,0.13093879818916321,0.14094613492488861,0.15095345675945282,0.16540244221687317,0.17233547568321228,0]
[{"$f":"Data[[#This Row],[category]]&Data[[#This Row],[subcategory]]&Data[[#This Row],[delivered]]&Data[[#This Row],[date]]&Data[[#This Row],[hour]]","v":"SublapSLAP_PGZPEnd Use Load8/30/202318"},"Sublap","SLAP_PGZP","End Use Load",2023,"8/30/2023","18",211,236,-0.66577821969985962,0.14209479093551636,0.80787301063537598,0.10440701246261597,87.469192504882813,7.7377276420593262,1,1,0.63613873720169067,0.67407006025314331,0.75312191247940063,0.80787301063537598,0.86262410879135132,0.94167596101760864,0.97960728406906128,-0.15712365508079529,3.3534370362758636E-2,0.19065803289413452,2.4640055373311043E-2,0.15012873709201813,0.15908053517341614,0.17773677408695221,0.19065803289413452,0.20357929170131683,0.22223553061485291,0.23118731379508972,0]
[{"$f":"Data[[#This Row],[category]]&Data[[#This Row],[subcategory]]&Data[[#This Row],[delivered]]&Data[[#This Row],[date]]&Data[[#This Row],[hour]]","v":"SublapSLAP_PGZPEnd Use Load8/30/202319"},"Sublap","SLAP_PGZP","End Use Load",2023,"8/30/2023","19",211,236,-0.94343125820159912,-4.3276491165161133,-3.3842179775238037,0.18646964430809021,82.917060852050781,-18.148895263671875,1,1,-3.6909332275390625,-3.6231884956359863,-3.4820027351379395,-3.3842179775238037,-3.286433219909668,-3.1452474594116211,-3.0775027275085449,-0.22264978289604187,-1.0213252305984497,-0.79867541790008545,4.4006835669279099E-2,-0.87106025218963623,-0.8550724983215332,-0.82175266742706299,-0.79867541790008545,-0.77559822797775269,-0.74227839708328247,-0.72629064321517944,0]
[{"$f":"Data[[#This Row],[category]]&Data[[#This Row],[subcategory]]&Data[[#This Row],[delivered]]&Data[[#This Row],[date]]&Data[[#This Row],[hour]]","v":"SublapSLAP_PGZPEnd Use Load8/30/202320"},"Sublap","SLAP_PGZP","End Use Load",2023,"8/30/2023","20",211,236,-1.0786967277526855,-4.5692462921142578,-3.4905498027801514,0.18782944977283478,76.890998840332031,-18.583612442016602,1,1,-3.7995016574859619,-3.7312629222869873,-3.5890476703643799,-3.4905498027801514,-3.3920519351959229,-3.2498366832733154,-3.1815979480743408,-0.25457242131233215,-1.078342080116272,-0.82376974821090698,4.43277508020401E-2,-0.89668238162994385,-0.88057804107666016,-0.84701526165008545,-0.82376974821090698,-0.80052423477172852,-0.76696145534515381,-0.75085711479187012,0]
[{"$f":"Data[[#This Row],[category]]&Data[[#This Row],[subcategory]]&Data[[#This Row],[delivered]]&Data[[#This Row],[date]]&Data[[#This Row],[hour]]","v":"SublapSLAP_PGZPEnd Use Load8/30/202321"},"Sublap","SLAP_PGZP","End Use Load",2023,"8/30/2023","21",211,236,-0.97821891307830811,-4.8997869491577148,-3.9215679168701172,0.20441499352455139,70.267768859863281,-19.184345245361328,1,1,-4.2578005790710449,-4.1835360527038574,-4.0287632942199707,-3.9215679168701172,-3.8143725395202637,-3.6595995426177979,-3.5853352546691895,-0.2308596670627594,-1.156349778175354,-0.92549002170562744,4.8241939395666122E-2,-1.0048409700393677,-0.98731452226638794,-0.95078814029693604,-0.92549002170562744,-0.90019190311431885,-0.86366552114486694,-0.84613913297653198,0]
[{"$f":"Data[[#This Row],[category]]&Data[[#This Row],[subcategory]]&Data[[#This Row],[delivered]]&Data[[#This Row],[date]]&Data[[#This Row],[hour]]","v":"SublapSLAP_PGZPEnd Use Load8/30/202322"},"Sublap","SLAP_PGZP","End Use Load",2023,"8/30/2023","22",211,236,-0.78524643182754517,-0.10937914997339249,0.67586731910705566,8.5506260395050049E-2,67.021324157714844,7.9043021202087402,1,1,0.53522205352783203,0.56628662347793579,0.63102781772613525,0.67586731910705566,0.72070682048797607,0.78544801473617554,0.8165125846862793,-0.18531815707683563,-2.5813478976488113E-2,0.15950468182563782,2.0179476588964462E-2,0.12631240487098694,0.13364364206790924,0.14892256259918213,0.15950468182563782,0.1700868159532547,0.18536573648452759,0.19269697368144989,0]
[{"$f":"Data[[#This Row],[category]]&Data[[#This Row],[subcategory]]&Data[[#This Row],[delivered]]&Data[[#This Row],[date]]&Data[[#This Row],[hour]]","v":"SublapSLAP_PGZPEnd Use Load8/30/202323"},"Sublap","SLAP_PGZP","End Use Load",2023,"8/30/2023","23",211,236,-0.69960665702819824,-0.14295734465122223,0.55664926767349243,9.4525501132011414E-2,64.931282043457031,5.8888792991638184,1,1,0.40116864442825317,0.43550994992256165,0.50708001852035522,0.55664926767349243,0.60621851682662964,0.67778855562210083,0.71212989091873169,-0.16510717570781708,-3.3737935125827789E-2,0.13136923313140869,2.2308018058538437E-2,9.4675801694393158E-2,0.10278034955263138,0.11967088282108307,0.13136923313140869,0.14306756854057312,0.15995809435844421,0.16806265711784363,0]
[{"$f":"Data[[#This Row],[category]]&Data[[#This Row],[subcategory]]&Data[[#This Row],[delivered]]&Data[[#This Row],[date]]&Data[[#This Row],[hour]]","v":"SublapSLAP_PGZPEnd Use Load8/30/202324"},"Sublap","SLAP_PGZP","End Use Load",2023,"8/30/2023","24",211,236,-0.42770427465438843,1.8184833228588104E-2,0.44588908553123474,6.8595193326473236E-2,62.552131652832031,6.5002965927124023,1,1,0.33306002616882324,0.35798081755638123,0.40991774201393127,0.44588908553123474,0.48186042904853821,0.53379738330841064,0.55871814489364624,-0.10093820840120316,4.2916205711662769E-3,0.10522982478141785,1.6188465058803558E-2,7.860216498374939E-2,8.4483474493026733E-2,9.6740588545799255E-2,0.10522982478141785,0.11371906101703644,0.12597617506980896,0.1318574845790863,0]
[{"$f":"Data[[#This Row],[category]]&Data[[#This Row],[subcategory]]&Data[[#This Row],[delivered]]&Data[[#This Row],[date]]&Data[[#This Row],[hour]]","v":"SublapSLAP_PGZPEnd Use Load8/30/2023Event Window"},"Sublap","SLAP_PGZP","End Use Load",2023,"8/30/2023","Event Window",211,236,-1.0001156330108643,-4.5988941192626953,-3.5987784862518311,0.18440103530883789,76.691947937011719,-19.516042709350586,1,1,-3.9020912647247314,-3.8350980281829834,-3.6954784393310547,-3.5987784862518311,-3.5020785331726074,-3.3624589443206787,-3.2954657077789307,-0.23602728545665741,-1.0853390693664551,-0.8493117094039917,4.3518643826246262E-2,-0.92089354991912842,-0.90508311986923218,-0.87213289737701416,-0.8493117094039917,-0.82649052143096924,-0.79354029893875122,-0.77772992849349976,0]
[{"$f":"Data[[#This Row],[category]]&Data[[#This Row],[subcategory]]&Data[[#This Row],[delivered]]&Data[[#This Row],[date]]&Data[[#This Row],[hour]]","v":"SublapSLAP_PGZPEnd Use Load9/19/20231"},"Sublap","SLAP_PGZP","End Use Load",2023,"9/19/2023","1",214,239,0.10896074771881104,1.9607482478022575E-2,-8.9353270828723907E-2,6.5991677343845367E-2,59.869159698486328,-1.3540081977844238,0,0,-0.19789992272853851,-0.1739250123500824,-0.12395934015512466,-8.9353270828723907E-2,-5.4747201502323151E-2,-4.7815334983170033E-3,1.9193379208445549E-2,2.6041619479656219E-2,4.686188418418169E-3,-2.1355431526899338E-2,1.5772011131048203E-2,-4.729808121919632E-2,-4.1568078100681305E-2,-2.9626281931996346E-2,-2.1355431526899338E-2,-1.308458112180233E-2,-1.1427864665165544E-3,4.5872176997363567E-3,0]
[{"$f":"Data[[#This Row],[category]]&Data[[#This Row],[subcategory]]&Data[[#This Row],[delivered]]&Data[[#This Row],[date]]&Data[[#This Row],[hour]]","v":"SublapSLAP_PGZPEnd Use Load9/19/20232"},"Sublap","SLAP_PGZP","End Use Load",2023,"9/19/2023","2",214,239,-6.664392352104187E-2,-0.17400467395782471,-0.10736075043678284,4.754658043384552E-2,58.049064636230469,-2.258012056350708,1,1,-0.18556791543960571,-0.16829414665699005,-0.13229420781135559,-0.10736075043678284,-8.242730051279068E-2,-4.6427354216575623E-2,-2.9153585433959961E-2,-1.5927897766232491E-2,-4.1587118059396744E-2,-2.5659218430519104E-2,1.136363297700882E-2,-4.4350732117891312E-2,-4.0222302079200745E-2,-3.1618315726518631E-2,-2.5659218430519104E-2,-1.9700124859809875E-2,-1.1096137575805187E-2,-6.9677070714533329E-3,0]
[{"$f":"Data[[#This Row],[category]]&Data[[#This Row],[subcategory]]&Data[[#This Row],[delivered]]&Data[[#This Row],[date]]&Data[[#This Row],[hour]]","v":"SublapSLAP_PGZPEnd Use Load9/19/20233"},"Sublap","SLAP_PGZP","End Use Load",2023,"9/19/2023","3",214,239,-0.2003280371427536,-0.24832242727279663,-4.799439013004303E-2,2.439543604850769E-2,57.233646392822266,-1.9673511981964111,1,1,-8.8121309876441956E-2,-7.9258397221565247E-2,-6.0787368565797806E-2,-4.799439013004303E-2,-3.5201411694288254E-2,-1.6730381175875664E-2,-7.8674685209989548E-3,-4.787839949131012E-2,-5.934906005859375E-2,-1.1470659635961056E-2,5.8305091224610806E-3,-2.1060993894934654E-2,-1.8942756578326225E-2,-1.4528181403875351E-2,-1.1470659635961056E-2,-8.4131369367241859E-3,-3.9985612966120243E-3,-1.8803250277414918E-3,0]
[{"$f":"Data[[#This Row],[category]]&Data[[#This Row],[subcategory]]&Data[[#This Row],[delivered]]&Data[[#This Row],[date]]&Data[[#This Row],[hour]]","v":"SublapSLAP_PGZPEnd Use Load9/19/20234"},"Sublap","SLAP_PGZP","End Use Load",2023,"9/19/2023","4",214,239,-0.197008416056633,-0.24457009136676788,-4.7561682760715485E-2,1.9561443477869034E-2,56.252334594726563,-2.4313993453979492,1,1,-7.9737395048141479E-2,-7.2630681097507477E-2,-5.7819712907075882E-2,-4.7561682760715485E-2,-3.7303652614355087E-2,-2.2492684423923492E-2,-1.5385971404612064E-2,-4.708501324057579E-2,-5.8452252298593521E-2,-1.1367241851985455E-2,4.6751848421990871E-3,-1.9057236611843109E-2,-1.7358733341097832E-2,-1.3818911276757717E-2,-1.1367241851985455E-2,-8.9155733585357666E-3,-5.3757517598569393E-3,-3.6772470921278E-3,0]
[{"$f":"Data[[#This Row],[category]]&Data[[#This Row],[subcategory]]&Data[[#This Row],[delivered]]&Data[[#This Row],[date]]&Data[[#This Row],[hour]]","v":"SublapSLAP_PGZPEnd Use Load9/19/20235"},"Sublap","SLAP_PGZP","End Use Load",2023,"9/19/2023","5",214,239,-0.1920953243970871,-0.24720093607902527,-5.5105607956647873E-2,2.2446822375059128E-2,55.509346008300781,-2.4549403190612793,1,1,-9.2027343809604645E-2,-8.3872370421886444E-2,-6.6876731812953949E-2,-5.5105607956647873E-2,-4.3334484100341797E-2,-2.6338847354054451E-2,-1.8183870241045952E-2,-4.5910783112049103E-2,-5.9081025421619415E-2,-1.3170240446925163E-2,5.3647905588150024E-3,-2.1994534879922867E-2,-2.004549652338028E-2,-1.5983538702130318E-2,-1.3170240446925163E-2,-1.0356941260397434E-2,-6.294984370470047E-3,-4.3459450826048851E-3,0]
[{"$f":"Data[[#This Row],[category]]&Data[[#This Row],[subcategory]]&Data[[#This Row],[delivered]]&Data[[#This Row],[date]]&Data[[#This Row],[hour]]","v":"SublapSLAP_PGZPEnd Use Load9/19/20236"},"Sublap","SLAP_PGZP","End Use Load",2023,"9/19/2023","6",214,239,-0.20132803916931152,-0.22974766790866852,-2.8419626876711845E-2,1.8075250089168549E-2,55.934577941894531,-1.572295069694519,0,0,-5.8150768280029297E-2,-5.1583990454673767E-2,-3.7898298352956772E-2,-2.8419626876711845E-2,-1.8940957263112068E-2,-5.2552619017660618E-3,1.3115138281136751E-3,-4.8117402940988541E-2,-5.4909691214561462E-2,-6.7922906018793583E-3,4.3199849314987659E-3,-1.3898033648729324E-2,-1.2328573502600193E-2,-9.0576931834220886E-3,-6.7922906018793583E-3,-4.5268889516592026E-3,-1.2560075847432017E-3,3.1345180468633771E-4,0]
[{"$f":"Data[[#This Row],[category]]&Data[[#This Row],[subcategory]]&Data[[#This Row],[delivered]]&Data[[#This Row],[date]]&Data[[#This Row],[hour]]","v":"SublapSLAP_PGZPEnd Use Load9/19/20237"},"Sublap","SLAP_PGZP","End Use Load",2023,"9/19/2023","7",214,239,-0.19677944481372833,-0.27065888047218323,-7.3879435658454895E-2,2.4045210331678391E-2,56.927570343017578,-3.0725219249725342,1,1,-0.11343028396368027,-0.10469461232423782,-8.64887535572052E-2,-7.3879435658454895E-2,-6.1270114034414291E-2,-4.3064258992671967E-2,-3.4328583627939224E-2,-4.7030288726091385E-2,-6.4687475562095642E-2,-1.7657184973359108E-2,5.7468051090836525E-3,-2.7109837159514427E-2,-2.5022013112902641E-2,-2.0670812577009201E-2,-1.7657184973359108E-2,-1.4643557369709015E-2,-1.0292357765138149E-2,-8.2045318558812141E-3,0]
[{"$f":"Data[[#This Row],[category]]&Data[[#This Row],[subcategory]]&Data[[#This Row],[delivered]]&Data[[#This Row],[date]]&Data[[#This Row],[hour]]","v":"SublapSLAP_PGZPEnd Use Load9/19/20238"},"Sublap","SLAP_PGZP","End Use Load",2023,"9/19/2023","8",214,239,-5.8714952319860458E-2,-0.1351962685585022,-7.648131251335144E-2,3.1777180731296539E-2,57.766353607177734,-2.4067997932434082,1,1,-0.12875013053417206,-0.117205411195755,-9.3145281076431274E-2,-7.648131251335144E-2,-5.9817343950271606E-2,-3.5757217556238174E-2,-2.421250194311142E-2,-1.4032873325049877E-2,-3.2311908900737762E-2,-1.8279032781720161E-2,7.594746071845293E-3,-3.0771281570196152E-2,-2.8012093156576157E-2,-2.2261722013354301E-2,-1.8279032781720161E-2,-1.4296345412731171E-2,-8.5459752008318901E-3,-5.7867881841957569E-3,0]
[{"$f":"Data[[#This Row],[category]]&Data[[#This Row],[subcategory]]&Data[[#This Row],[delivered]]&Data[[#This Row],[date]]&Data[[#This Row],[hour]]","v":"SublapSLAP_PGZPEnd Use Load9/19/20239"},"Sublap","SLAP_PGZP","End Use Load",2023,"9/19/2023","9",214,239,0.45224484801292419,0.63957476615905762,0.18732990324497223,4.707639291882515E-2,59.794391632080078,3.9792747497558594,1,1,0.10989613085985184,0.12699908018112183,0.16264301538467407,0.18732990324497223,0.21201679110527039,0.24766072630882263,0.26476368308067322,0.10808651894330978,0.15285837650299072,4.4771846383810043E-2,1.1251257732510567E-2,2.6265176013112068E-2,3.0352780595421791E-2,3.8871679455041885E-2,4.4771846383810043E-2,5.0672013312578201E-2,5.9190914034843445E-2,6.3278518617153168E-2,0]
[{"$f":"Data[[#This Row],[category]]&Data[[#This Row],[subcategory]]&Data[[#This Row],[delivered]]&Data[[#This Row],[date]]&Data[[#This Row],[hour]]","v":"SublapSLAP_PGZPEnd Use Load9/19/202310"},"Sublap","SLAP_PGZP","End Use Load",2023,"9/19/2023","10",214,239,1.066027045249939,1.645074725151062,0.57904773950576782,7.0605546236038208E-2,63.677570343017578,8.2011651992797852,1,1,0.46291196346282959,0.48856309056282043,0.54202216863632202,0.57904773950576782,0.61607331037521362,0.66953235864639282,0.69518351554870605,0.25478047132492065,0.39317286014556885,0.13839240372180939,1.6874724999070168E-2,0.11063595861196518,0.11676657944917679,0.12954330444335938,0.13839240372180939,0.14724151790142059,0.16001823544502258,0.16614885628223419,0]
[{"$f":"Data[[#This Row],[category]]&Data[[#This Row],[subcategory]]&Data[[#This Row],[delivered]]&Data[[#This Row],[date]]&Data[[#This Row],[hour]]","v":"SublapSLAP_PGZPEnd Use Load9/19/202311"},"Sublap","SLAP_PGZP","End Use Load",2023,"9/19/2023","11",214,239,1.6107944250106812,2.3752522468566895,0.76445788145065308,7.5694844126701355E-2,67.974296569824219,10.099206924438477,1,1,0.63995093107223511,0.66745102405548096,0.72476345300674438,0.76445788145065308,0.80415230989456177,0.8614647388458252,0.88896483182907104,0.38497987389564514,0.56768530607223511,0.18270543217658997,1.8091067671775818E-2,0.15294827520847321,0.15952078998088837,0.17321845889091492,0.18270543217658997,0.19219240546226501,0.20589007437229156,0.21246258914470673,0]
[{"$f":"Data[[#This Row],[category]]&Data[[#This Row],[subcategory]]&Data[[#This Row],[delivered]]&Data[[#This Row],[date]]&Data[[#This Row],[hour]]","v":"SublapSLAP_PGZPEnd Use Load9/19/202312"},"Sublap","SLAP_PGZP","End Use Load",2023,"9/19/2023","12",214,239,1.8426831960678101,2.3155560493469238,0.47287288308143616,9.5586486160755157E-2,72.3831787109375,4.9470682144165039,1,1,0.31564709544181824,0.35037386417388916,0.42274728417396545,0.47287288308143616,0.52299851179122925,0.59537190198898315,0.63009864091873169,0.44040128588676453,0.55341792106628418,0.11301662027835846,2.284516952931881E-2,7.5439654290676117E-2,8.3739355206489563E-2,0.10103660076856613,0.11301662027835846,0.12499664723873138,0.14229388535022736,0.15059357881546021,0]
[{"$f":"Data[[#This Row],[category]]&Data[[#This Row],[subcategory]]&Data[[#This Row],[delivered]]&Data[[#This Row],[date]]&Data[[#This Row],[hour]]","v":"SublapSLAP_PGZPEnd Use Load9/19/202313"},"Sublap","SLAP_PGZP","End Use Load",2023,"9/19/2023","13",214,239,1.6063803434371948,1.4638271331787109,-0.14255326986312866,0.1047334223985672,74.920562744140625,-1.3611057996749878,0,0,-0.3148244321346283,-0.27677455544471741,-0.19747553765773773,-0.14255326986312866,-8.7631009519100189E-2,-8.3319880068302155E-3,2.9717879369854927E-2,0.38392490148544312,0.34985467791557312,-3.4070231020450592E-2,2.5031287223100662E-2,-7.5243040919303894E-2,-6.6149115562438965E-2,-4.7196652740240097E-2,-3.4070231020450592E-2,-2.0943811163306236E-2,-1.9913450814783573E-3,7.1025732904672623E-3,0]
[{"$f":"Data[[#This Row],[category]]&Data[[#This Row],[subcategory]]&Data[[#This Row],[delivered]]&Data[[#This Row],[date]]&Data[[#This Row],[hour]]","v":"SublapSLAP_PGZPEnd Use Load9/19/202314"},"Sublap","SLAP_PGZP","End Use Load",2023,"9/19/2023","14",214,239,1.2457224130630493,0.83608412742614746,-0.40963831543922424,9.6298627555370331E-2,76.1495361328125,-4.2538332939147949,1,1,-0.56803548336029053,-0.53305000066757202,-0.46013736724853516,-0.40963831543922424,-0.35913926362991333,-0.28622666001319885,-0.25124117732048035,0.29772764444351196,0.19982410967350006,-9.7903557121753693E-2,2.3015372455120087E-2,-0.13576048612594604,-0.12739895284175873,-0.10997282713651657,-9.7903557121753693E-2,-8.5834287106990814E-2,-6.8408168852329254E-2,-6.0046643018722534E-2,0]
[{"$f":"Data[[#This Row],[category]]&Data[[#This Row],[subcategory]]&Data[[#This Row],[delivered]]&Data[[#This Row],[date]]&Data[[#This Row],[hour]]","v":"SublapSLAP_PGZPEnd Use Load9/19/202315"},"Sublap","SLAP_PGZP","End Use Load",2023,"9/19/2023","15",214,239,0.8772541880607605,0.39936915040016174,-0.47788503766059875,8.2240097224712372E-2,76.422897338867188,-5.81085205078125,1,1,-0.61315798759460449,-0.58327996730804443,-0.52101176977157593,-0.47788503766059875,-0.43475827574729919,-0.37249010801315308,-0.34261211752891541,0.2096637487411499,9.544922411441803E-2,-0.11421452462673187,1.9655384123325348E-2,-0.14654475450515747,-0.13940390944480896,-0.12452181428670883,-0.11421452462673187,-0.10390722751617432,-8.9025132358074188E-2,-8.1884294748306274E-2,0]
[{"$f":"Data[[#This Row],[category]]&Data[[#This Row],[subcategory]]&Data[[#This Row],[delivered]]&Data[[#This Row],[date]]&Data[[#This Row],[hour]]","v":"SublapSLAP_PGZPEnd Use Load9/19/202316"},"Sublap","SLAP_PGZP","End Use Load",2023,"9/19/2023","16",214,239,0.32274484634399414,0.16113084554672241,-0.16161401569843292,7.0303492248058319E-2,76.186912536621094,-2.2988049983978271,1,1,-0.27725297212600708,-0.25171157717704773,-0.19848120212554932,-0.16161401569843292,-0.12474682927131653,-7.1516461670398712E-2,-4.5975062996149063E-2,7.7136017382144928E-2,3.8510270416736603E-2,-3.8625750690698624E-2,1.6802534461021423E-2,-6.6263459622859955E-2,-6.0159068554639816E-2,-4.743700847029686E-2,-3.8625750690698624E-2,-2.9814492911100388E-2,-1.709243468940258E-2,-1.0988039895892143E-2,0]
[{"$f":"Data[[#This Row],[category]]&Data[[#This Row],[subcategory]]&Data[[#This Row],[delivered]]&Data[[#This Row],[date]]&Data[[#This Row],[hour]]","v":"SublapSLAP_PGZPEnd Use Load9/19/202317"},"Sublap","SLAP_PGZP","End Use Load",2023,"9/19/2023","17",214,239,-0.16747383773326874,3.0626168474555016E-2,0.19810000061988831,6.3369102776050568E-2,74.703269958496094,3.126129150390625,1,1,9.3867100775241852E-2,0.11688923090696335,0.16486920416355133,0.19810000061988831,0.23133079707622528,0.27931076288223267,0.30233290791511536,-4.0026247501373291E-2,7.3196543380618095E-3,4.7345899045467377E-2,1.5145215205848217E-2,2.2434236481785774E-2,2.7936525642871857E-2,3.940374031662941E-2,4.7345899045467377E-2,5.5288061499595642E-2,6.6755272448062897E-2,7.2257563471794128E-2,0]
[{"$f":"Data[[#This Row],[category]]&Data[[#This Row],[subcategory]]&Data[[#This Row],[delivered]]&Data[[#This Row],[date]]&Data[[#This Row],[hour]]","v":"SublapSLAP_PGZPEnd Use Load9/19/202318"},"Sublap","SLAP_PGZP","End Use Load",2023,"9/19/2023","18",214,239,-0.61037665605545044,-3.2556121349334717,-2.645235538482666,0.15615487098693848,72.334114074707031,-16.939821243286133,1,1,-2.9020874500274658,-2.8453559875488281,-2.7271232604980469,-2.645235538482666,-2.5633478164672852,-2.4451150894165039,-2.3883836269378662,-0.14588001370429993,-0.77809131145477295,-0.63221126794815063,3.732101246714592E-2,-0.69359892606735229,-0.68004006147384644,-0.65178245306015015,-0.63221126794815063,-0.6126401424407959,-0.58438253402709961,-0.57082366943359375,0]
[{"$f":"Data[[#This Row],[category]]&Data[[#This Row],[subcategory]]&Data[[#This Row],[delivered]]&Data[[#This Row],[date]]&Data[[#This Row],[hour]]","v":"SublapSLAP_PGZPEnd Use Load9/19/202319"},"Sublap","SLAP_PGZP","End Use Load",2023,"9/19/2023","19",214,239,-0.91747665405273438,-3.5046355724334717,-2.5871589183807373,0.15684431791305542,69.549064636230469,-16.495075225830078,1,1,-2.8451447486877441,-2.7881629467010498,-2.6694080829620361,-2.5871589183807373,-2.5049097537994385,-2.3861548900604248,-2.3291730880737305,-0.21927691996097565,-0.83760792016983032,-0.61833095550537109,3.7485793232917786E-2,-0.67998957633972168,-0.6663709282875061,-0.63798850774765015,-0.61833095550537109,-0.59867340326309204,-0.57029104232788086,-0.55667239427566528,0]
[{"$f":"Data[[#This Row],[category]]&Data[[#This Row],[subcategory]]&Data[[#This Row],[delivered]]&Data[[#This Row],[date]]&Data[[#This Row],[hour]]","v":"SublapSLAP_PGZPEnd Use Load9/19/202320"},"Sublap","SLAP_PGZP","End Use Load",2023,"9/19/2023","20",214,239,-0.97325420379638672,-3.7251710891723633,-2.7519168853759766,0.15346626937389374,65.885513305664063,-17.931737899780273,1,1,-3.0043463706970215,-2.9485917091369629,-2.8323945999145508,-2.7519168853759766,-2.6714391708374023,-2.5552420616149902,-2.4994874000549316,-0.23260775208473206,-0.89031589031219482,-0.65770810842514038,3.6678437143564224E-2,-0.71803879737854004,-0.70471340417861938,-0.67694228887557983,-0.65770810842514038,-0.6384739875793457,-0.61070287227630615,-0.5973774790763855,0]
[{"$f":"Data[[#This Row],[category]]&Data[[#This Row],[subcategory]]&Data[[#This Row],[delivered]]&Data[[#This Row],[date]]&Data[[#This Row],[hour]]","v":"SublapSLAP_PGZPEnd Use Load9/19/202321"},"Sublap","SLAP_PGZP","End Use Load",2023,"9/19/2023","21",214,239,-0.84469908475875854,-4.0205345153808594,-3.1758356094360352,0.16942818462848663,63.598129272460938,-18.744434356689453,1,1,-3.4545202255249023,-3.3929665088653564,-3.264683723449707,-3.1758356094360352,-3.0869874954223633,-2.9587047100067139,-2.897150993347168,-0.20188307762145996,-0.96090775728225708,-0.75902473926544189,4.0493335574865341E-2,-0.8256303071975708,-0.81091898679733276,-0.78025943040847778,-0.75902473926544189,-0.73778998851776123,-0.70713043212890625,-0.69241911172866821,0]
[{"$f":"Data[[#This Row],[category]]&Data[[#This Row],[subcategory]]&Data[[#This Row],[delivered]]&Data[[#This Row],[date]]&Data[[#This Row],[hour]]","v":"SublapSLAP_PGZPEnd Use Load9/19/202322"},"Sublap","SLAP_PGZP","End Use Load",2023,"9/19/2023","22",214,239,-0.68937546014785767,7.2663547471165657E-3,0.69664186239242554,8.2219243049621582E-2,62.679904937744141,8.4729785919189453,1,1,0.56140321493148804,0.59127366542816162,0.65352606773376465,0.69664186239242554,0.73975765705108643,0.80201005935668945,0.83188050985336304,-0.16476073861122131,1.7366587417200208E-3,0.16649740934371948,1.9650399684906006E-2,0.1341753751039505,0.14131440222263336,0.15619273483753204,0.16649740934371948,0.17680208384990692,0.19168040156364441,0.19881944358348846,0]
[{"$f":"Data[[#This Row],[category]]&Data[[#This Row],[subcategory]]&Data[[#This Row],[delivered]]&Data[[#This Row],[date]]&Data[[#This Row],[hour]]","v":"SublapSLAP_PGZPEnd Use Load9/19/202323"},"Sublap","SLAP_PGZP","End Use Load",2023,"9/19/2023","23",214,239,-0.62163424491882324,4.5635513961315155E-2,0.66726976633071899,8.6787007749080658E-2,61.621494293212891,7.6885905265808105,1,1,0.52451783418655396,0.55604773759841919,0.62175863981246948,0.66726976633071899,0.71278089284896851,0.7784917950630188,0.81002169847488403,-0.14857058227062225,1.0906888172030449E-2,0.15947747230529785,2.0742094144225121E-2,0.12535975873470306,0.13289541006088257,0.14860031008720398,0.15947747230529785,0.17035463452339172,0.18605953454971313,0.19359518587589264,0]
[{"$f":"Data[[#This Row],[category]]&Data[[#This Row],[subcategory]]&Data[[#This Row],[delivered]]&Data[[#This Row],[date]]&Data[[#This Row],[hour]]","v":"SublapSLAP_PGZPEnd Use Load9/19/202324"},"Sublap","SLAP_PGZP","End Use Load",2023,"9/19/2023","24",214,239,-0.4090556800365448,8.7873831391334534E-2,0.49692949652671814,5.8929640799760818E-2,61.693923950195313,8.4325895309448242,1,1,0.39999887347221375,0.42140811681747437,0.46602675318717957,0.49692949652671814,0.52783221006393433,0.57245087623596191,0.59386014938354492,-9.7764305770397186E-2,2.1001845598220825E-2,0.11876615136861801,1.4084184542298317E-2,9.5599733293056488E-2,0.10071653872728348,0.11138039082288742,0.11876615136861801,0.12615190446376801,0.13681575655937195,0.14193257689476013,0]
[{"$f":"Data[[#This Row],[category]]&Data[[#This Row],[subcategory]]&Data[[#This Row],[delivered]]&Data[[#This Row],[date]]&Data[[#This Row],[hour]]","v":"SublapSLAP_PGZPEnd Use Load9/19/2023Event Window"},"Sublap","SLAP_PGZP","End Use Load",2023,"9/19/2023","Event Window",214,239,-0.83645164966583252,-3.6264884471893311,-2.790036678314209,0.14315983653068542,67.841705322265625,-19.488962173461914,1,1,-3.0255136489868164,-2.9735033512115479,-2.8651096820831299,-2.790036678314209,-2.7149636745452881,-2.6065700054168701,-2.5545597076416016,-0.1999119371175766,-0.86673074960708618,-0.66681873798370361,3.4215200692415237E-2,-0.72309774160385132,-0.71066731214523315,-0.68476122617721558,-0.66681873798370361,-0.64887630939483643,-0.62297022342681885,-0.61053979396820068,0]
[{"$f":"Data[[#This Row],[category]]&Data[[#This Row],[subcategory]]&Data[[#This Row],[delivered]]&Data[[#This Row],[date]]&Data[[#This Row],[hour]]","v":"SublapSLAP_PGZPEnd Use LoadAvg Weekday 8-9pm1"},"Sublap","SLAP_PGZP","End Use Load",2023,"Avg Weekday 8-9pm","1",195,220,-3.6814026534557343E-2,-4.8487178981304169E-2,-1.1673154309391975E-2,4.90373894572258E-2,61.487178802490234,-0.23804600536823273,0,0,-9.233248233795166E-2,-7.4517101049423218E-2,-3.7388388067483902E-2,-1.1673154309391975E-2,1.4042077586054802E-2,5.1170788705348969E-2,6.8986169993877411E-2,-8.0990856513381004E-3,-1.0667179711163044E-2,-2.5680940598249435E-3,1.0788225568830967E-2,-2.0313145592808723E-2,-1.6393762081861496E-2,-8.2254456356167793E-3,-2.5680940598249435E-3,3.0892570503056049E-3,1.1257573962211609E-2,1.5176957473158836E-2,0]
[{"$f":"Data[[#This Row],[category]]&Data[[#This Row],[subcategory]]&Data[[#This Row],[delivered]]&Data[[#This Row],[date]]&Data[[#This Row],[hour]]","v":"SublapSLAP_PGZPEnd Use LoadAvg Weekday 8-9pm2"},"Sublap","SLAP_PGZP","End Use Load",2023,"Avg Weekday 8-9pm","2",195,220,-0.11573711037635803,-0.21992307901382446,-0.10418596118688583,4.4813249260187149E-2,60.787178039550781,-2.3248918056488037,1,1,-0.17789719998836517,-0.16161644458770752,-0.12768605351448059,-0.10418596118688583,-8.0685868859291077E-2,-4.6755470335483551E-2,-3.0474726110696793E-2,-2.5462163612246513E-2,-4.8383075743913651E-2,-2.2920912131667137E-2,9.8589146509766579E-3,-3.9137385785579681E-2,-3.5555616021156311E-2,-2.8090931475162506E-2,-2.2920912131667137E-2,-1.7750890925526619E-2,-1.028620358556509E-2,-6.7044398747384548E-3,0]
[{"$f":"Data[[#This Row],[category]]&Data[[#This Row],[subcategory]]&Data[[#This Row],[delivered]]&Data[[#This Row],[date]]&Data[[#This Row],[hour]]","v":"SublapSLAP_PGZPEnd Use LoadAvg Weekday 8-9pm3"},"Sublap","SLAP_PGZP","End Use Load",2023,"Avg Weekday 8-9pm","3",195,220,-0.21245886385440826,-0.28420513868331909,-7.1746259927749634E-2,2.0906278863549232E-2,59.917949676513672,-3.4318044185638428,1,1,-0.10613402724266052,-9.8538734018802643E-2,-8.2709521055221558E-2,-7.1746259927749634E-2,-6.0782995074987411E-2,-4.4953785836696625E-2,-3.7358492612838745E-2,-4.6740949153900146E-2,-6.2525130808353424E-2,-1.5784177929162979E-2,4.5993812382221222E-3,-2.3349486291408539E-2,-2.1678522229194641E-2,-1.8196094781160355E-2,-1.5784177929162979E-2,-1.3372259214520454E-2,-9.8898326978087425E-3,-8.2188686355948448E-3,0]
[{"$f":"Data[[#This Row],[category]]&Data[[#This Row],[subcategory]]&Data[[#This Row],[delivered]]&Data[[#This Row],[date]]&Data[[#This Row],[hour]]","v":"SublapSLAP_PGZPEnd Use LoadAvg Weekday 8-9pm4"},"Sublap","SLAP_PGZP","End Use Load",2023,"Avg Weekday 8-9pm","4",195,220,-0.22236144542694092,-0.2607179582118988,-3.835650160908699E-2,1.4847482554614544E-2,59.274360656738281,-2.5833673477172852,1,1,-6.277843564748764E-2,-5.7384315878152847E-2,-4.614252969622612E-2,-3.835650160908699E-2,-3.0570473521947861E-2,-1.9328687340021133E-2,-1.3934565708041191E-2,-4.8919517546892166E-2,-5.7357951998710632E-2,-8.4384307265281677E-3,3.2664460595697165E-3,-1.3811255805194378E-2,-1.2624549679458141E-2,-1.015135645866394E-2,-8.4384307265281677E-3,-6.7255040630698204E-3,-4.2523113079369068E-3,-3.0656044837087393E-3,0]
[{"$f":"Data[[#This Row],[category]]&Data[[#This Row],[subcategory]]&Data[[#This Row],[delivered]]&Data[[#This Row],[date]]&Data[[#This Row],[hour]]","v":"SublapSLAP_PGZPEnd Use LoadAvg Weekday 8-9pm5"},"Sublap","SLAP_PGZP","End Use Load",2023,"Avg Weekday 8-9pm","5",195,220,-0.20939777791500092,-0.2526666522026062,-4.3268889188766479E-2,1.5096716582775116E-2,58.434616088867188,-2.8661124706268311,1,1,-6.8100780248641968E-2,-6.2616109848022461E-2,-5.1185615360736847E-2,-4.3268889188766479E-2,-3.5352163016796112E-2,-2.3921668529510498E-2,-1.843699999153614E-2,-4.6067509800195694E-2,-5.5586662143468857E-2,-9.5191560685634613E-3,3.3212776761502028E-3,-1.4982171356678009E-2,-1.3775544241070747E-2,-1.1260835453867912E-2,-9.5191560685634613E-3,-7.7774757519364357E-3,-5.2627669647336006E-3,-4.056139849126339E-3,0]
[{"$f":"Data[[#This Row],[category]]&Data[[#This Row],[subcategory]]&Data[[#This Row],[delivered]]&Data[[#This Row],[date]]&Data[[#This Row],[hour]]","v":"SublapSLAP_PGZPEnd Use LoadAvg Weekday 8-9pm6"},"Sublap","SLAP_PGZP","End Use Load",2023,"Avg Weekday 8-9pm","6",195,220,-0.2225487232208252,-0.27207693457603455,-4.9528203904628754E-2,1.5465995296835899E-2,57.702564239501953,-3.2023935317993164,1,1,-7.4967503547668457E-2,-6.934867799282074E-2,-5.7638578116893768E-2,-4.9528203904628754E-2,-4.1417829692363739E-2,-2.9707733541727066E-2,-2.40889061242342E-2,-4.8960719257593155E-2,-5.9856925159692764E-2,-1.0896204970777035E-2,3.4025190398097038E-3,-1.6492851078510284E-2,-1.5256709419190884E-2,-1.2680486775934696E-2,-1.0896204970777035E-2,-9.1119222342967987E-3,-6.5357014536857605E-3,-5.2995593287050724E-3,0]
[{"$f":"Data[[#This Row],[category]]&Data[[#This Row],[subcategory]]&Data[[#This Row],[delivered]]&Data[[#This Row],[date]]&Data[[#This Row],[hour]]","v":"SublapSLAP_PGZPEnd Use LoadAvg Weekday 8-9pm7"},"Sublap","SLAP_PGZP","End Use Load",2023,"Avg Weekday 8-9pm","7",195,220,-0.18850769102573395,-0.23876923322677612,-5.0261538475751877E-2,2.9104607179760933E-2,57.276924133300781,-1.7269272804260254,1,0,-9.8134353756904602E-2,-8.7560594081878662E-2,-6.5524011850357056E-2,-5.0261538475751877E-2,-3.4999068826436996E-2,-1.2962483800947666E-2,-2.3887197021394968E-3,-4.14716936647892E-2,-5.2529230713844299E-2,-1.1057538911700249E-2,6.4030135981738567E-3,-2.1589558571577072E-2,-1.9263330847024918E-2,-1.4415282756090164E-2,-1.1057538911700249E-2,-7.6997950673103333E-3,-2.8517465107142925E-3,-5.2551832050085068E-4,0]
[{"$f":"Data[[#This Row],[category]]&Data[[#This Row],[subcategory]]&Data[[#This Row],[delivered]]&Data[[#This Row],[date]]&Data[[#This Row],[hour]]","v":"SublapSLAP_PGZPEnd Use LoadAvg Weekday 8-9pm8"},"Sublap","SLAP_PGZP","End Use Load",2023,"Avg Weekday 8-9pm","8",195,220,9.5369227230548859E-2,6.5051279962062836E-2,-3.0317949131131172E-2,1.9169971346855164E-2,59.738460540771484,-1.5815333127975464,0,0,-6.1849746853113174E-2,-5.4885257035493851E-2,-4.0370691567659378E-2,-3.0317949131131172E-2,-2.0265206694602966E-2,-5.7506421580910683E-3,1.2138477759435773E-3,2.0981229841709137E-2,1.4311281964182854E-2,-6.6699488088488579E-3,4.217393696308136E-3,-1.3606944121420383E-2,-1.2074756436049938E-2,-8.8815521448850632E-3,-6.6699488088488579E-3,-4.4583454728126526E-3,-1.2651412980630994E-3,2.6704650372266769E-4,0]
[{"$f":"Data[[#This Row],[category]]&Data[[#This Row],[subcategory]]&Data[[#This Row],[delivered]]&Data[[#This Row],[date]]&Data[[#This Row],[hour]]","v":"SublapSLAP_PGZPEnd Use LoadAvg Weekday 8-9pm9"},"Sublap","SLAP_PGZP","End Use Load",2023,"Avg Weekday 8-9pm","9",195,220,0.68954360485076904,0.84943592548370361,0.15989230573177338,2.9796073213219643E-2,63.185897827148438,5.3662209510803223,1,1,0.11088212579488754,0.12170710414648056,0.14426723122596741,0.15989230573177338,0.17551738023757935,0.19807751476764679,0.20890247821807861,0.15169958770275116,0.18687590956687927,3.5176306962966919E-2,6.5551362931728363E-3,2.4394067004323006E-2,2.6775563135743141E-2,3.1738791614770889E-2,3.5176306962966919E-2,3.8613822311162949E-2,4.3577052652835846E-2,4.5958545058965683E-2,0]
[{"$f":"Data[[#This Row],[category]]&Data[[#This Row],[subcategory]]&Data[[#This Row],[delivered]]&Data[[#This Row],[date]]&Data[[#This Row],[hour]]","v":"SublapSLAP_PGZPEnd Use LoadAvg Weekday 8-9pm10"},"Sublap","SLAP_PGZP","End Use Load",2023,"Avg Weekday 8-9pm","10",195,220,1.5406359434127808,1.8949487209320068,0.35431283712387085,4.7093067318201065E-2,65.928207397460938,7.5236730575561523,1,1,0.27685162425041199,0.29396063089370728,0.3296172022819519,0.35431283712387085,0.37900847196578979,0.41466504335403442,0.43177404999732971,0.33893990516662598,0.41688871383666992,7.7948823571205139E-2,1.0360474698245525E-2,6.0907356441020966E-2,6.4671337604522705E-2,7.2515785694122314E-2,7.7948823571205139E-2,8.3381861448287964E-2,9.1226309537887573E-2,9.4990290701389313E-2,0]
[{"$f":"Data[[#This Row],[category]]&Data[[#This Row],[subcategory]]&Data[[#This Row],[delivered]]&Data[[#This Row],[date]]&Data[[#This Row],[hour]]","v":"SublapSLAP_PGZPEnd Use LoadAvg Weekday 8-9pm11"},"Sublap","SLAP_PGZP","End Use Load",2023,"Avg Weekday 8-9pm","11",195,220,2.1620051860809326,2.3314614295959473,0.16945640742778778,6.630900502204895E-2,71.676925659179688,2.5555565357208252,1,1,6.0387801378965378E-2,8.4477998316287994E-2,0.13468393683433533,0.16945640742778778,0.20422887802124023,0.25443482398986816,0.27852502465248108,0.47564113140106201,0.51292151212692261,3.7280410528182983E-2,1.4587980695068836E-2,1.3285316526889801E-2,1.8585160374641418E-2,2.9630465433001518E-2,3.7280410528182983E-2,4.4930353760719299E-2,5.5975660681724548E-2,6.1275504529476166E-2,0]
[{"$f":"Data[[#This Row],[category]]&Data[[#This Row],[subcategory]]&Data[[#This Row],[delivered]]&Data[[#This Row],[date]]&Data[[#This Row],[hour]]","v":"SublapSLAP_PGZPEnd Use LoadAvg Weekday 8-9pm12"},"Sublap","SLAP_PGZP","End Use Load",2023,"Avg Weekday 8-9pm","12",195,220,2.1004226207733154,2.112384557723999,1.1962053366005421E-2,7.5145184993743896E-2,77.839744567871094,0.15918588638305664,0,0,-0.11164077371358871,-8.4340378642082214E-2,-2.7444120496511459E-2,1.1962053366005421E-2,5.1368225365877151E-2,0.10826448351144791,0.13556487858295441,0.46209296584129333,0.46472460031509399,2.6316517032682896E-3,1.6531940549612045E-2,-2.4560969322919846E-2,-1.8554883077740669E-2,-6.0377065092325211E-3,2.6316517032682896E-3,1.13010099157691E-2,2.3818185552954674E-2,2.9824273660778999E-2,0]
[{"$f":"Data[[#This Row],[category]]&Data[[#This Row],[subcategory]]&Data[[#This Row],[delivered]]&Data[[#This Row],[date]]&Data[[#This Row],[hour]]","v":"SublapSLAP_PGZPEnd Use LoadAvg Weekday 8-9pm13"},"Sublap","SLAP_PGZP","End Use Load",2023,"Avg Weekday 8-9pm","13",195,220,1.5583897829055786,1.359743595123291,-0.19864615797996521,7.8080356121063232E-2,81.583335876464844,-2.5441246032714844,1,1,-0.32707691192626953,-0.2987101674079895,-0.23959153890609741,-0.19864615797996521,-0.15770077705383301,-9.8582156002521515E-2,-7.0215404033660889E-2,0.34284573793411255,0.29914358258247375,-4.3702155351638794E-2,1.7177678644657135E-2,-7.1956917643547058E-2,-6.571623682975769E-2,-5.2710138261318207E-2,-4.3702155351638794E-2,-3.4694172441959381E-2,-2.1688073873519897E-2,-1.5447389334440231E-2,0]
[{"$f":"Data[[#This Row],[category]]&Data[[#This Row],[subcategory]]&Data[[#This Row],[delivered]]&Data[[#This Row],[date]]&Data[[#This Row],[hour]]","v":"SublapSLAP_PGZPEnd Use LoadAvg Weekday 8-9pm14"},"Sublap","SLAP_PGZP","End Use Load",2023,"Avg Weekday 8-9pm","14",195,220,0.87431794404983521,0.70551282167434692,-0.16880512237548828,6.3869759440422058E-2,82.729484558105469,-2.642958402633667,1,1,-0.27386152744293213,-0.25065749883651733,-0.20229846239089966,-0.16880512237548828,-0.1353117823600769,-8.6952731013298035E-2,-6.3748717308044434E-2,0.19234994053840637,0.15521281957626343,-3.7137128412723541E-2,1.405134703963995E-2,-6.0249537229537964E-2,-5.5144648998975754E-2,-4.4505663216114044E-2,-3.7137128412723541E-2,-2.9768591746687889E-2,-1.9129600375890732E-2,-1.4024717733263969E-2,0]
[{"$f":"Data[[#This Row],[category]]&Data[[#This Row],[subcategory]]&Data[[#This Row],[delivered]]&Data[[#This Row],[date]]&Data[[#This Row],[hour]]","v":"SublapSLAP_PGZPEnd Use LoadAvg Weekday 8-9pm15"},"Sublap","SLAP_PGZP","End Use Load",2023,"Avg Weekday 8-9pm","15",195,220,0.35540512204170227,0.21202564239501953,-0.14337949454784393,3.9792932569980621E-2,83.638458251953125,-3.6031396389007568,1,1,-0.20883303880691528,-0.19437618553638458,-0.16424693167209625,-0.14337949454784393,-0.12251205742359161,-9.2382796108722687E-2,-7.7925942838191986E-2,7.8189127147197723E-2,4.6645641326904297E-2,-3.1543489545583725E-2,8.7544452399015427E-3,-4.5943267643451691E-2,-4.2762760072946548E-2,-3.6134324967861176E-2,-3.1543489545583725E-2,-2.6952652260661125E-2,-2.0324215292930603E-2,-1.7143707722425461E-2,0]
[{"$f":"Data[[#This Row],[category]]&Data[[#This Row],[subcategory]]&Data[[#This Row],[delivered]]&Data[[#This Row],[date]]&Data[[#This Row],[hour]]","v":"SublapSLAP_PGZPEnd Use LoadAvg Weekday 8-9pm16"},"Sublap","SLAP_PGZP","End Use Load",2023,"Avg Weekday 8-9pm","16",195,220,-6.6867180168628693E-2,-0.20002564787864685,-0.13315846025943756,4.5199882239103317E-2,83.76025390625,-2.9459912776947021,1,1,-0.20750564336776733,-0.19108444452285767,-0.15686130523681641,-0.13315846025943756,-0.10945561528205872,-7.5232483446598053E-2,-5.8811269700527191E-2,-1.4710779301822186E-2,-4.4005643576383591E-2,-2.9294861480593681E-2,9.9439742043614388E-3,-4.5651242136955261E-2,-4.2038578540086746E-2,-3.4509487450122833E-2,-2.9294861480593681E-2,-2.4080235511064529E-2,-1.6551146283745766E-2,-1.2938478961586952E-2,0]
[{"$f":"Data[[#This Row],[category]]&Data[[#This Row],[subcategory]]&Data[[#This Row],[delivered]]&Data[[#This Row],[date]]&Data[[#This Row],[hour]]","v":"SublapSLAP_PGZPEnd Use LoadAvg Weekday 8-9pm17"},"Sublap","SLAP_PGZP","End Use Load",2023,"Avg Weekday 8-9pm","17",195,220,-0.31911590695381165,-0.51638460159301758,-0.19726872444152832,5.0544984638690948E-2,81.976921081542969,-3.9028348922729492,1,1,-0.28040781617164612,-0.26204472780227661,-0.22377453744411469,-0.19726872444152832,-0.17076291143894196,-0.13249272108078003,-0.11412962526082993,-7.0205502212047577E-2,-0.11360461264848709,-4.3399117887020111E-2,1.1119896546006203E-2,-6.1689719557762146E-2,-5.7649839669466019E-2,-4.9230396747589111E-2,-4.3399117887020111E-2,-3.7567839026451111E-2,-2.9148397967219353E-2,-2.5108518078923225E-2,0]
[{"$f":"Data[[#This Row],[category]]&Data[[#This Row],[subcategory]]&Data[[#This Row],[delivered]]&Data[[#This Row],[date]]&Data[[#This Row],[hour]]","v":"SublapSLAP_PGZPEnd Use LoadAvg Weekday 8-9pm18"},"Sublap","SLAP_PGZP","End Use Load",2023,"Avg Weekday 8-9pm","18",195,220,-0.57330256700515747,-0.77764099836349487,-0.20433846116065979,4.1080702096223831E-2,80.796150207519531,-4.9740743637084961,1,1,-0.27191019058227539,-0.25698548555374146,-0.22588120400905609,-0.20433846116065979,-0.18279571831226349,-0.15169142186641693,-0.136766716837883,-0.12612655758857727,-0.17108102142810822,-4.4954460114240646E-2,9.0377544984221458E-3,-5.982024222612381E-2,-5.6536808609962463E-2,-4.9693863838911057E-2,-4.4954460114240646E-2,-4.0215056389570236E-2,-3.3372111618518829E-2,-3.0088678002357483E-2,0]
[{"$f":"Data[[#This Row],[category]]&Data[[#This Row],[subcategory]]&Data[[#This Row],[delivered]]&Data[[#This Row],[date]]&Data[[#This Row],[hour]]","v":"SublapSLAP_PGZPEnd Use LoadAvg Weekday 8-9pm19"},"Sublap","SLAP_PGZP","End Use Load",2023,"Avg Weekday 8-9pm","19",195,220,-0.79873847961425781,-1.0811026096343994,-0.28236410021781921,5.7703062891960144E-2,77.451278686523438,-4.8933987617492676,1,1,-0.3772771954536438,-0.356313556432724,-0.31262362003326416,-0.28236410021781921,-0.25210458040237427,-0.20841464400291443,-0.18745100498199463,-0.17572246491909027,-0.23784257471561432,-6.2120102345943451E-2,1.2694673612713814E-2,-8.3000980317592621E-2,-7.8388981521129608E-2,-6.8777196109294891E-2,-6.2120102345943451E-2,-5.546300858259201E-2,-4.5851223170757294E-2,-4.1239220649003983E-2,0]
[{"$f":"Data[[#This Row],[category]]&Data[[#This Row],[subcategory]]&Data[[#This Row],[delivered]]&Data[[#This Row],[date]]&Data[[#This Row],[hour]]","v":"SublapSLAP_PGZPEnd Use LoadAvg Weekday 8-9pm20"},"Sublap","SLAP_PGZP","End Use Load",2023,"Avg Weekday 8-9pm","20",195,220,-0.9599640965461731,-1.7887436151504517,-0.82877945899963379,7.0740200579166412E-2,72.416664123535156,-11.7158203125,1,1,-0.94513672590255737,-0.91943669319152832,-0.86587566137313843,-0.82877945899963379,-0.79168325662612915,-0.73812222480773926,-0.71242219209671021,-0.21119210124015808,-0.39352360367774963,-0.18233148753643036,1.5562844462692738E-2,-0.2079300731420517,-0.20227606594562531,-0.19049264490604401,-0.18233148753643036,-0.17417031526565552,-0.16238689422607422,-0.15673288702964783,0]
[{"$f":"Data[[#This Row],[category]]&Data[[#This Row],[subcategory]]&Data[[#This Row],[delivered]]&Data[[#This Row],[date]]&Data[[#This Row],[hour]]","v":"SublapSLAP_PGZPEnd Use LoadAvg Weekday 8-9pm21"},"Sublap","SLAP_PGZP","End Use Load",2023,"Avg Weekday 8-9pm","21",195,220,-0.9583200216293335,-5.0519485473632813,-4.0936288833618164,0.23559874296188354,67.730766296386719,-17.37542724609375,1,1,-4.4811544418334961,-4.3955607414245605,-4.2171769142150879,-4.0936288833618164,-3.9700808525085449,-3.7916970252990723,-3.7061033248901367,-0.21083040535449982,-1.1114287376403809,-0.90059834718704224,5.1831722259521484E-2,-0.98585397005081177,-0.96702337265014648,-0.92777889966964722,-0.90059834718704224,-0.87341779470443726,-0.83417332172393799,-0.81534272432327271,0]
[{"$f":"Data[[#This Row],[category]]&Data[[#This Row],[subcategory]]&Data[[#This Row],[delivered]]&Data[[#This Row],[date]]&Data[[#This Row],[hour]]","v":"SublapSLAP_PGZPEnd Use LoadAvg Weekday 8-9pm22"},"Sublap","SLAP_PGZP","End Use Load",2023,"Avg Weekday 8-9pm","22",195,220,-0.7995220422744751,-0.56035900115966797,0.23916307091712952,4.9828965216875076E-2,65.191024780273438,4.7996797561645508,1,1,0.15720172226428986,0.17530468106269836,0.21303273737430573,0.23916307091712952,0.2652934193611145,0.30302146077156067,0.32112443447113037,-0.17589485645294189,-0.12327898293733597,5.2615877240896225E-2,1.0962372645735741E-2,3.4584380686283112E-2,3.8567028939723969E-2,4.6867202967405319E-2,5.2615877240896225E-2,5.8364551514387131E-2,6.6664718091487885E-2,7.0647373795509338E-2,0]
[{"$f":"Data[[#This Row],[category]]&Data[[#This Row],[subcategory]]&Data[[#This Row],[delivered]]&Data[[#This Row],[date]]&Data[[#This Row],[hour]]","v":"SublapSLAP_PGZPEnd Use LoadAvg Weekday 8-9pm23"},"Sublap","SLAP_PGZP","End Use Load",2023,"Avg Weekday 8-9pm","23",195,220,-0.73210257291793823,-0.42961537837982178,0.30248716473579407,5.2585672587156296E-2,63.558975219726563,5.7522735595703125,1,1,0.21599143743515015,0.23509591817855835,0.27491122484207153,0.30248716473579407,0.3300631046295166,0.36987841129302979,0.38898289203643799,-0.1610625684261322,-9.4515383243560791E-2,6.6547177731990814E-2,1.1568848043680191E-2,4.7518115490674973E-2,5.1721103489398956E-2,6.0480467975139618E-2,6.6547177731990814E-2,7.2613880038261414E-2,8.1373251974582672E-2,8.5576236248016357E-2,0]
[{"$f":"Data[[#This Row],[category]]&Data[[#This Row],[subcategory]]&Data[[#This Row],[delivered]]&Data[[#This Row],[date]]&Data[[#This Row],[hour]]","v":"SublapSLAP_PGZPEnd Use LoadAvg Weekday 8-9pm24"},"Sublap","SLAP_PGZP","End Use Load",2023,"Avg Weekday 8-9pm","24",195,220,-0.44530770182609558,-0.15823076665401459,0.2870769202709198,4.1181311011314392E-2,62.266666412353516,6.9710488319396973,1,1,0.21933969855308533,0.23430094122886658,0.26548141241073608,0.2870769202709198,0.30867242813110352,0.33985289931297302,0.35481414198875427,-9.7967691719532013E-2,-3.4810770303010941E-2,6.3156925141811371E-2,9.0598883107304573E-3,4.8254732042551041E-2,5.1546208560466766E-2,5.8405909687280655E-2,6.3156925141811371E-2,6.7907936871051788E-2,7.4767634272575378E-2,7.8059114515781403E-2,0]
[{"$f":"Data[[#This Row],[category]]&Data[[#This Row],[subcategory]]&Data[[#This Row],[delivered]]&Data[[#This Row],[date]]&Data[[#This Row],[hour]]","v":"SublapSLAP_PGZPEnd Use LoadAvg Weekday 8-9pmEvent Window"},"Sublap","SLAP_PGZP","End Use Load",2023,"Avg Weekday 8-9pm","Event Window",195,220,-0.9583200216293335,-5.0519485473632813,-4.0936288833618164,0.23559874296188354,67.730766296386719,-17.37542724609375,1,1,-4.4811544418334961,-4.3955607414245605,-4.2171769142150879,-4.0936288833618164,-3.9700808525085449,-3.7916970252990723,-3.7061033248901367,-0.21083040535449982,-1.1114287376403809,-0.90059834718704224,5.1831722259521484E-2,-0.98585397005081177,-0.96702337265014648,-0.92777889966964722,-0.90059834718704224,-0.87341779470443726,-0.83417332172393799,-0.81534272432327271,0]
[{"$f":"Data[[#This Row],[category]]&Data[[#This Row],[subcategory]]&Data[[#This Row],[delivered]]&Data[[#This Row],[date]]&Data[[#This Row],[hour]]","v":"SublapSLAP_PGZPEnd Use LoadAvg Weekday 6-9pm1"},"Sublap","SLAP_PGZP","End Use Load",2023,"Avg Weekday 6-9pm","1",211,230,-2.7568470686674118E-2,0.16132070124149323,0.18888916075229645,4.9842227250337601E-2,62.487361907958984,3.7897415161132813,1,1,0.1069059893488884,0.12501378357410431,0.16275186836719513,0.18888916075229645,0.21502645313739777,0.25276455283164978,0.2708723247051239,-6.3407481648027897E-3,3.7103760987520218E-2,4.3444506824016571E-2,1.1463711969554424E-2,2.4588378146290779E-2,2.8753170743584633E-2,3.7432931363582611E-2,4.3444506824016571E-2,4.9456086009740829E-2,5.8135848492383957E-2,6.2300633639097214E-2,0]
[{"$f":"Data[[#This Row],[category]]&Data[[#This Row],[subcategory]]&Data[[#This Row],[delivered]]&Data[[#This Row],[date]]&Data[[#This Row],[hour]]","v":"SublapSLAP_PGZPEnd Use LoadAvg Weekday 6-9pm2"},"Sublap","SLAP_PGZP","End Use Load",2023,"Avg Weekday 6-9pm","2",211,230,-0.13382211327552795,7.2190366685390472E-2,0.20601248741149902,5.699673667550087E-2,61.889808654785156,3.6144611835479736,1,1,0.11226119846105576,0.1329682320356369,0.17612336575984955,0.20601248741149902,0.2359016090631485,0.27905675768852234,0.29976376891136169,-3.0779086053371429E-2,1.6603784635663033E-2,4.7382872551679611E-2,1.310924906283617E-2,2.5820076465606689E-2,3.0582692474126816E-2,4.0508374571800232E-2,4.7382872551679611E-2,5.425737053155899E-2,6.4183056354522705E-2,6.8945668637752533E-2,0]
[{"$f":"Data[[#This Row],[category]]&Data[[#This Row],[subcategory]]&Data[[#This Row],[delivered]]&Data[[#This Row],[date]]&Data[[#This Row],[hour]]","v":"SublapSLAP_PGZPEnd Use LoadAvg Weekday 6-9pm3"},"Sublap","SLAP_PGZP","End Use Load",2023,"Avg Weekday 6-9pm","3",211,230,-0.21317766606807709,-0.12589731812477112,8.7280355393886566E-2,1.6829684376716614E-2,60.458530426025391,5.1860957145690918,1,1,5.9597987681627274E-2,6.5712243318557739E-2,7.8454859554767609E-2,8.7280355393886566E-2,9.6105851233005524E-2,0.10884846746921539,0.11496271938085556,-4.9030862748622894E-2,-2.8956383466720581E-2,2.0074481144547462E-2,3.8708273787051439E-3,1.3707537204027176E-2,1.5113815665245056E-2,1.8044617027044296E-2,2.0074481144547462E-2,2.2104345262050629E-2,2.5035146623849869E-2,2.6441425085067749E-2,0]
[{"$f":"Data[[#This Row],[category]]&Data[[#This Row],[subcategory]]&Data[[#This Row],[delivered]]&Data[[#This Row],[date]]&Data[[#This Row],[hour]]","v":"SublapSLAP_PGZPEnd Use LoadAvg Weekday 6-9pm4"},"Sublap","SLAP_PGZP","End Use Load",2023,"Avg Weekday 6-9pm","4",211,230,-0.21707902848720551,-0.1376492828130722,7.9429745674133301E-2,1.0732540860772133E-2,58.889022827148438,7.4008331298828125,1,1,6.1776287853717804E-2,6.5675437450408936E-2,7.3801599442958832E-2,7.9429745674133301E-2,8.505789190530777E-2,9.3184053897857666E-2,9.7083203494548798E-2,-4.9928177148103714E-2,-3.1659334897994995E-2,1.8268842250108719E-2,2.468484453856945E-3,1.4208545908331871E-2,1.5105350874364376E-2,1.6974367201328278E-2,1.8268842250108719E-2,1.9563315436244011E-2,2.1432332694530487E-2,2.2329136729240417E-2,0]
[{"$f":"Data[[#This Row],[category]]&Data[[#This Row],[subcategory]]&Data[[#This Row],[delivered]]&Data[[#This Row],[date]]&Data[[#This Row],[hour]]","v":"SublapSLAP_PGZPEnd Use LoadAvg Weekday 6-9pm5"},"Sublap","SLAP_PGZP","End Use Load",2023,"Avg Weekday 6-9pm","5",211,230,-0.20004861056804657,-0.13315482437610626,6.6893786191940308E-2,1.1914827860891819E-2,57.425750732421875,5.6143307685852051,1,1,4.7295637428760529E-2,5.1624320447444916E-2,6.0645643621683121E-2,6.6893786191940308E-2,7.3141925036907196E-2,8.2163251936435699E-2,8.6491934955120087E-2,-4.6011179685592651E-2,-3.0625609681010246E-2,1.538557093590498E-2,2.7404103893786669E-3,1.0877996683120728E-2,1.1873593553900719E-2,1.3948498293757439E-2,1.538557093590498E-2,1.6822643578052521E-2,1.8897548317909241E-2,1.9893145188689232E-2,0]
[{"$f":"Data[[#This Row],[category]]&Data[[#This Row],[subcategory]]&Data[[#This Row],[delivered]]&Data[[#This Row],[date]]&Data[[#This Row],[hour]]","v":"SublapSLAP_PGZPEnd Use LoadAvg Weekday 6-9pm6"},"Sublap","SLAP_PGZP","End Use Load",2023,"Avg Weekday 6-9pm","6",211,230,-0.2204643040895462,-0.1409992128610611,7.946508377790451E-2,1.4052181504666805E-2,56.769351959228516,5.6549997329711914,1,1,5.6351300328969955E-2,6.1456490308046341E-2,7.2096109390258789E-2,7.946508377790451E-2,8.6834058165550232E-2,9.7473680973052979E-2,0.10257886350154877,-5.0706788897514343E-2,-3.242981806397438E-2,1.8276968970894814E-2,3.2320017926394939E-3,1.2960799038410187E-2,1.4134992845356464E-2,1.6582105308771133E-2,1.8276968970894814E-2,1.9971832633018494E-2,2.2418946027755737E-2,2.359313890337944E-2,0]
[{"$f":"Data[[#This Row],[category]]&Data[[#This Row],[subcategory]]&Data[[#This Row],[delivered]]&Data[[#This Row],[date]]&Data[[#This Row],[hour]]","v":"SublapSLAP_PGZPEnd Use LoadAvg Weekday 6-9pm7"},"Sublap","SLAP_PGZP","End Use Load",2023,"Avg Weekday 6-9pm","7",211,230,-0.18065339326858521,-5.6973934173583984E-2,0.12367945909500122,3.2008234411478043E-2,56.329780578613281,3.8639888763427734,1,1,7.1030601859092712E-2,8.2659259438514709E-2,0.10689432173967361,0.12367945909500122,0.14046458899974823,0.16469965875148773,0.17632831633090973,-4.1550278663635254E-2,-1.310400478541851E-2,2.8446275740861893E-2,7.3618940077722073E-3,1.6337038949131966E-2,1.9011629745364189E-2,2.4585694074630737E-2,2.8446275740861893E-2,3.230685368180275E-2,3.7880919873714447E-2,4.0555514395236969E-2,0]
[{"$f":"Data[[#This Row],[category]]&Data[[#This Row],[subcategory]]&Data[[#This Row],[delivered]]&Data[[#This Row],[date]]&Data[[#This Row],[hour]]","v":"SublapSLAP_PGZPEnd Use LoadAvg Weekday 6-9pm8"},"Sublap","SLAP_PGZP","End Use Load",2023,"Avg Weekday 6-9pm","8",211,230,0.13408294320106506,0.25073379278182983,0.11665087193250656,2.6044333353638649E-2,59.558845520019531,4.4789347648620605,1,1,7.3811754584312439E-2,8.3273716270923615E-2,0.10299321264028549,0.11665087193250656,0.13030853867530823,0.1500280350446701,0.15948998928070068,3.0839076265692711E-2,5.7668771594762802E-2,2.6829700917005539E-2,5.9901964850723743E-3,1.6976702958345413E-2,1.915295422077179E-2,2.3688439279794693E-2,2.6829700917005539E-2,2.9970964416861534E-2,3.4506447613239288E-2,3.6682698875665665E-2,0]
[{"$f":"Data[[#This Row],[category]]&Data[[#This Row],[subcategory]]&Data[[#This Row],[delivered]]&Data[[#This Row],[date]]&Data[[#This Row],[hour]]","v":"SublapSLAP_PGZPEnd Use LoadAvg Weekday 6-9pm9"},"Sublap","SLAP_PGZP","End Use Load",2023,"Avg Weekday 6-9pm","9",211,230,0.79605275392532349,1.0822054147720337,0.28615260124206543,4.5870371162891388E-2,65.535942077636719,6.238288402557373,1,1,0.2107025533914566,0.22736735641956329,0.26209816336631775,0.28615260124206543,0.31020703911781311,0.34493786096572876,0.36160263419151306,0.18309213221073151,0.24890723824501038,6.5815098583698273E-2,1.0550185106694698E-2,4.8461586236953735E-2,5.2294492721557617E-2,6.0282576829195023E-2,6.5815098583698273E-2,7.1347616612911224E-2,7.9335704445838928E-2,8.3168603479862213E-2,0]
[{"$f":"Data[[#This Row],[category]]&Data[[#This Row],[subcategory]]&Data[[#This Row],[delivered]]&Data[[#This Row],[date]]&Data[[#This Row],[hour]]","v":"SublapSLAP_PGZPEnd Use LoadAvg Weekday 6-9pm10"},"Sublap","SLAP_PGZP","End Use Load",2023,"Avg Weekday 6-9pm","10",211,230,1.5880545377731323,2.0915513038635254,0.50349682569503784,5.4818026721477509E-2,71.070693969726563,9.1848764419555664,1,1,0.41332918405532837,0.43324470520019531,0.47475022077560425,0.50349682569503784,0.53224343061447144,0.57374894618988037,0.59366446733474731,0.36525255441665649,0.481056809425354,0.1158042699098587,1.2608146294951439E-2,9.5065712928771973E-2,9.9646285176277161E-2,0.10919255018234253,0.1158042699098587,0.12241598963737488,0.13196225464344025,0.13654282689094543,0]
[{"$f":"Data[[#This Row],[category]]&Data[[#This Row],[subcategory]]&Data[[#This Row],[delivered]]&Data[[#This Row],[date]]&Data[[#This Row],[hour]]","v":"SublapSLAP_PGZPEnd Use LoadAvg Weekday 6-9pm11"},"Sublap","SLAP_PGZP","End Use Load",2023,"Avg Weekday 6-9pm","11",211,230,2.0284767150878906,2.6482148170471191,0.61973816156387329,6.2258094549179077E-2,76.833732604980469,9.9543390274047852,1,1,0.51733273267745972,0.53995120525360107,0.58708995580673218,0.61973816156387329,0.6523863673210144,0.69952511787414551,0.72214359045028687,0.46654963493347168,0.6090894341468811,0.14253978431224823,1.4319362118840218E-2,0.11898653209209442,0.12418878078460693,0.13503068685531616,0.14253978431224823,0.1500488668680191,0.16089077293872833,0.16609302163124084,0]
[{"$f":"Data[[#This Row],[category]]&Data[[#This Row],[subcategory]]&Data[[#This Row],[delivered]]&Data[[#This Row],[date]]&Data[[#This Row],[hour]]","v":"SublapSLAP_PGZPEnd Use LoadAvg Weekday 6-9pm12"},"Sublap","SLAP_PGZP","End Use Load",2023,"Avg Weekday 6-9pm","12",211,230,1.9696511030197144,2.5346982479095459,0.56504714488983154,8.2334570586681366E-2,81.644943237304688,6.8628177642822266,1,1,0.42961883544921875,0.45953115820884705,0.52187085151672363,0.56504714488983154,0.60822343826293945,0.67056316137313843,0.70047545433044434,0.45301976799964905,0.58298057317733765,0.12996084988117218,1.8936950713396072E-2,9.881233423948288E-2,0.10569216310977936,0.12003029882907867,0.12996084988117218,0.13989138603210449,0.15422952175140381,0.16110935807228088,0]
[{"$f":"Data[[#This Row],[category]]&Data[[#This Row],[subcategory]]&Data[[#This Row],[delivered]]&Data[[#This Row],[date]]&Data[[#This Row],[hour]]","v":"SublapSLAP_PGZPEnd Use LoadAvg Weekday 6-9pm13"},"Sublap","SLAP_PGZP","End Use Load",2023,"Avg Weekday 6-9pm","13",211,230,1.50588059425354,1.9932479858398438,0.48736745119094849,7.9803295433521271E-2,84.314773559570313,6.107109546661377,1,1,0.35610270500183105,0.38509541749954224,0.44551855325698853,0.48736745119094849,0.52921634912490845,0.58963948488235474,0.61863219738006592,0.34635254740715027,0.45844703912734985,0.11209451407194138,1.8354758620262146E-2,8.1903621554374695E-2,8.8571943342685699E-2,0.10246926546096802,0.11209451407194138,0.12171976268291473,0.13561707735061646,0.14228540658950806,0]
[{"$f":"Data[[#This Row],[category]]&Data[[#This Row],[subcategory]]&Data[[#This Row],[delivered]]&Data[[#This Row],[date]]&Data[[#This Row],[hour]]","v":"SublapSLAP_PGZPEnd Use LoadAvg Weekday 6-9pm14"},"Sublap","SLAP_PGZP","End Use Load",2023,"Avg Weekday 6-9pm","14",211,230,0.89040094614028931,1.3232591152191162,0.43285813927650452,7.556421309709549E-2,84.236572265625,5.7283482551574707,1,1,0.30856606364250183,0.33601871132850647,0.39323222637176514,0.43285813927650452,0.4724840521812439,0.52969759702682495,0.55715018510818481,0.20479221642017365,0.30434960126876831,9.9557369947433472E-2,1.7379768192768097E-2,7.0970192551612854E-2,7.7284306287765503E-2,9.0443409979343414E-2,9.9557369947433472E-2,0.10867132991552353,0.12183044850826263,0.12814454734325409,0]
[{"$f":"Data[[#This Row],[category]]&Data[[#This Row],[subcategory]]&Data[[#This Row],[delivered]]&Data[[#This Row],[date]]&Data[[#This Row],[hour]]","v":"SublapSLAP_PGZPEnd Use LoadAvg Weekday 6-9pm15"},"Sublap","SLAP_PGZP","End Use Load",2023,"Avg Weekday 6-9pm","15",211,230,0.42941296100616455,0.65037596225738525,0.22096303105354309,6.0033228248357773E-2,84.97906494140625,3.6806788444519043,1,1,0.12221715599298477,0.14402735233306885,0.18948157131671906,0.22096303105354309,0.25244447588920593,0.29789870977401733,0.31970891356468201,9.8764978349208832E-2,0.14958646893501282,5.0821498036384583E-2,1.380764227360487E-2,2.8109945356845856E-2,3.3126290887594223E-2,4.3580763041973114E-2,5.0821498036384583E-2,5.8062229305505753E-2,6.8516701459884644E-2,7.3533050715923309E-2,0]
[{"$f":"Data[[#This Row],[category]]&Data[[#This Row],[subcategory]]&Data[[#This Row],[delivered]]&Data[[#This Row],[date]]&Data[[#This Row],[hour]]","v":"SublapSLAP_PGZPEnd Use LoadAvg Weekday 6-9pm16"},"Sublap","SLAP_PGZP","End Use Load",2023,"Avg Weekday 6-9pm","16",211,230,-2.321958914399147E-2,0.28760188817977905,0.31082147359848022,6.8034984171390533E-2,85.590049743652344,4.5685534477233887,1,1,0.19891388714313507,0.2236311286687851,0.27514389157295227,0.31082147359848022,0.34649905562400818,0.39801180362701416,0.42272907495498657,-5.3405053913593292E-3,6.6148437559604645E-2,7.1488939225673676E-2,1.5648046508431435E-2,4.5750193297863007E-2,5.1435161381959915E-2,6.3283093273639679E-2,7.1488939225673676E-2,7.9694785177707672E-2,9.1542713344097137E-2,9.7227685153484344E-2,0]
[{"$f":"Data[[#This Row],[category]]&Data[[#This Row],[subcategory]]&Data[[#This Row],[delivered]]&Data[[#This Row],[date]]&Data[[#This Row],[hour]]","v":"SublapSLAP_PGZPEnd Use LoadAvg Weekday 6-9pm17"},"Sublap","SLAP_PGZP","End Use Load",2023,"Avg Weekday 6-9pm","17",211,230,-0.32099714875221252,0.13598893582820892,0.45698609948158264,6.4260490238666534E-2,84.187995910644531,7.1114630699157715,1,1,0.35128700733184814,0.37463295459747314,0.42328786849975586,0.45698609948158264,0.49068433046340942,0.53933924436569214,0.56268519163131714,-7.3829345405101776E-2,3.1277455389499664E-2,0.10510680079460144,1.4779912307858467E-2,8.0796010792255402E-2,8.6165577173233032E-2,9.7356207668781281E-2,0.10510680079460144,0.1128573939204216,0.12404802441596985,0.12941759824752808,0]
[{"$f":"Data[[#This Row],[category]]&Data[[#This Row],[subcategory]]&Data[[#This Row],[delivered]]&Data[[#This Row],[date]]&Data[[#This Row],[hour]]","v":"SublapSLAP_PGZPEnd Use LoadAvg Weekday 6-9pm18"},"Sublap","SLAP_PGZP","End Use Load",2023,"Avg Weekday 6-9pm","18",211,230,-0.63767659664154053,5.5710110813379288E-2,0.6933867335319519,8.2922644913196564E-2,81.571876525878906,8.3618497848510742,1,1,0.5569911003112793,0.58711707592010498,0.64990204572677612,0.6933867335319519,0.73687142133712769,0.79965639114379883,0.82978236675262451,-0.14666561782360077,1.28133250400424E-2,0.15947894752025604,1.9072208553552628E-2,0.128107950091362,0.13503693044185638,0.14947746694087982,0.15947894752025604,0.16948042809963226,0.1839209645986557,0.19084994494915009,0]
[{"$f":"Data[[#This Row],[category]]&Data[[#This Row],[subcategory]]&Data[[#This Row],[delivered]]&Data[[#This Row],[date]]&Data[[#This Row],[hour]]","v":"SublapSLAP_PGZPEnd Use LoadAvg Weekday 6-9pm19"},"Sublap","SLAP_PGZP","End Use Load",2023,"Avg Weekday 6-9pm","19",211,230,-0.89275026321411133,-4.9081745147705078,-4.0154242515563965,0.18611226975917816,77.962875366210938,-21.575279235839844,1,1,-4.3215517997741699,-4.253936767578125,-4.1130218505859375,-4.0154242515563965,-3.9178268909454346,-3.776911735534668,-3.709296703338623,-0.20533256232738495,-1.1288801431655884,-0.92354756593704224,4.280582070350647E-2,-0.99395692348480225,-0.97840547561645508,-0.945995032787323,-0.92354756593704224,-0.90110015869140625,-0.86868971586227417,-0.853138267993927,0]
[{"$f":"Data[[#This Row],[category]]&Data[[#This Row],[subcategory]]&Data[[#This Row],[delivered]]&Data[[#This Row],[date]]&Data[[#This Row],[hour]]","v":"SublapSLAP_PGZPEnd Use LoadAvg Weekday 6-9pm20"},"Sublap","SLAP_PGZP","End Use Load",2023,"Avg Weekday 6-9pm","20",211,230,-1.0505328178405762,-4.8580055236816406,-3.8074727058410645,0.19247733056545258,73.262245178222656,-19.781408309936523,1,1,-4.1240696907043457,-4.0541424751281738,-3.9084079265594482,-3.8074727058410645,-3.7065374851226807,-3.5608031749725342,-3.4908757209777832,-0.24162255227565765,-1.1173412799835205,-0.87571871280670166,4.4269785284996033E-2,-0.94853603839874268,-0.93245279788970947,-0.89893382787704468,-0.87571871280670166,-0.85250359773635864,-0.8189847469329834,-0.80290138721466064,0]
[{"$f":"Data[[#This Row],[category]]&Data[[#This Row],[subcategory]]&Data[[#This Row],[delivered]]&Data[[#This Row],[date]]&Data[[#This Row],[hour]]","v":"SublapSLAP_PGZPEnd Use LoadAvg Weekday 6-9pm21"},"Sublap","SLAP_PGZP","End Use Load",2023,"Avg Weekday 6-9pm","21",211,230,-0.98541879653930664,-3.9275252819061279,-2.9421064853668213,0.17747287452220917,68.911140441894531,-16.577781677246094,1,1,-3.2340233325958252,-3.1695470809936523,-3.0351734161376953,-2.9421064853668213,-2.8490395545959473,-2.7146658897399902,-2.6501896381378174,-0.22664631903171539,-0.90333080291748047,-0.67668449878692627,4.081876203417778E-2,-0.74382537603378296,-0.72899580001831055,-0.69808989763259888,-0.67668449878692627,-0.65527909994125366,-0.62437313795089722,-0.60954362154006958,0]
[{"$f":"Data[[#This Row],[category]]&Data[[#This Row],[subcategory]]&Data[[#This Row],[delivered]]&Data[[#This Row],[date]]&Data[[#This Row],[hour]]","v":"SublapSLAP_PGZPEnd Use LoadAvg Weekday 6-9pm22"},"Sublap","SLAP_PGZP","End Use Load",2023,"Avg Weekday 6-9pm","22",211,230,-0.79495179653167725,-7.5573459267616272E-2,0.71937835216522217,7.469022274017334E-2,66.582145690917969,9.6314926147460938,1,1,0.59652388095855713,0.62365895509719849,0.68021076917648315,0.71937835216522217,0.75854593515396118,0.81509774923324585,0.84223282337188721,-0.18283891677856445,-1.7381895333528519E-2,0.16545702517032623,1.7178751528263092E-2,0.1372004896402359,0.14344155788421631,0.15644848346710205,0.16545702517032623,0.17446556687355042,0.18747247755527496,0.19371354579925537,0]
[{"$f":"Data[[#This Row],[category]]&Data[[#This Row],[subcategory]]&Data[[#This Row],[delivered]]&Data[[#This Row],[date]]&Data[[#This Row],[hour]]","v":"SublapSLAP_PGZPEnd Use LoadAvg Weekday 6-9pm23"},"Sublap","SLAP_PGZP","End Use Load",2023,"Avg Weekday 6-9pm","23",211,230,-0.72292935848236084,-8.5646629333496094E-2,0.63728272914886475,7.4144840240478516E-2,64.464454650878906,8.5951051712036133,1,1,0.51532530784606934,0.54226231575012207,0.59840112924575806,0.63728272914886475,0.67616432905197144,0.73230314254760742,0.75924015045166016,-0.16627375781536102,-1.9698724150657654E-2,0.14657503366470337,1.7053313553333282E-2,0.11852481961250305,0.12472033500671387,0.13763226568698883,0.14657503366470337,0.15551780164241791,0.16842971742153168,0.17462523281574249,0]
[{"$f":"Data[[#This Row],[category]]&Data[[#This Row],[subcategory]]&Data[[#This Row],[delivered]]&Data[[#This Row],[date]]&Data[[#This Row],[hour]]","v":"SublapSLAP_PGZPEnd Use LoadAvg Weekday 6-9pm24"},"Sublap","SLAP_PGZP","End Use Load",2023,"Avg Weekday 6-9pm","24",211,230,-0.43941104412078857,3.9215134456753731E-3,0.44333258271217346,5.6246299296617508E-2,62.942733764648438,7.8819866180419922,1,1,0.35081565380096436,0.37125006318092346,0.41383698582649231,0.44333258271217346,0.47282817959785461,0.51541513204574585,0.53584951162338257,-0.1010645404458046,9.0194807853549719E-4,0.101966492831707,1.2936648912727833E-2,8.0687597393989563E-2,8.5387513041496277E-2,9.5182508230209351E-2,0.101966492831707,0.10875048488378525,0.11854548007249832,0.12324538826942444,0]
[{"$f":"Data[[#This Row],[category]]&Data[[#This Row],[subcategory]]&Data[[#This Row],[delivered]]&Data[[#This Row],[date]]&Data[[#This Row],[hour]]","v":"SublapSLAP_PGZPEnd Use LoadAvg Weekday 6-9pmEvent Window"},"Sublap","SLAP_PGZP","End Use Load",2023,"Avg Weekday 6-9pm","Event Window",211,230,-0.97623395919799805,-4.5645685195922852,-3.5883345603942871,0.1751551479101181,73.378753662109375,-20.486606597900391,1,1,-3.876439094543457,-3.8128049373626709,-3.6801860332489014,-3.5883345603942871,-3.4964830875396729,-3.3638641834259033,-3.3002300262451172,-0.224533811211586,-1.0498507022857666,-0.82531696557998657,4.0285684168338776E-2,-0.89158099889755249,-0.8769451379776001,-0.84644275903701782,-0.82531696557998657,-0.80419111251831055,-0.77368873357772827,-0.75905293226242065,0]
[{"$f":"Data[[#This Row],[category]]&Data[[#This Row],[subcategory]]&Data[[#This Row],[delivered]]&Data[[#This Row],[date]]&Data[[#This Row],[hour]]","v":"SublapSLAP_PGZPEnd Use LoadAvg Weekday (any)1"},"Sublap","SLAP_PGZP","End Use Load",2023,"Avg Weekday (any)","1",214,229.14285714285714,1.3718383386731148E-2,0.14541789889335632,0.13169950246810913,3.5015188157558441E-2,61.940334320068359,3.7612106800079346,1,1,7.4104644358158112E-2,8.6825735867023468E-2,0.11333751678466797,0.13169950246810913,0.15006148815155029,0.17657327651977539,0.18929436802864075,3.1434695702046156E-3,3.3321473747491837E-2,3.0178001150488853E-2,8.0234799534082413E-3,1.6980549320578575E-2,1.9895497709512711E-2,2.597048319876194E-2,3.0178001150488853E-2,3.4385517239570618E-2,4.0460504591464996E-2,4.3375451117753983E-2,0]
[{"$f":"Data[[#This Row],[category]]&Data[[#This Row],[subcategory]]&Data[[#This Row],[delivered]]&Data[[#This Row],[date]]&Data[[#This Row],[hour]]","v":"SublapSLAP_PGZPEnd Use LoadAvg Weekday (any)2"},"Sublap","SLAP_PGZP","End Use Load",2023,"Avg Weekday (any)","2",214,229.14285714285714,-0.11864791065454483,-1.4320926740765572E-2,0.10432698577642441,3.7286184728145599E-2,61.052906036376953,2.798006534576416,1,1,4.2996671050786972E-2,5.6542817503213882E-2,8.4774091839790344E-2,0.10432698577642441,0.12387987971305847,0.15211115777492523,0.16565729677677155,-2.7187321335077286E-2,-3.2815381418913603E-3,2.3905783891677856E-2,8.5438629612326622E-3,9.8523804917931557E-3,1.295638270676136E-2,1.9425377249717712E-2,2.3905783891677856E-2,2.8386188670992851E-2,3.4855186939239502E-2,3.7959184497594833E-2,0]
[{"$f":"Data[[#This Row],[category]]&Data[[#This Row],[subcategory]]&Data[[#This Row],[delivered]]&Data[[#This Row],[date]]&Data[[#This Row],[hour]]","v":"SublapSLAP_PGZPEnd Use LoadAvg Weekday (any)3"},"Sublap","SLAP_PGZP","End Use Load",2023,"Avg Weekday (any)","3",214,229.14285714285714,-0.21423545479774475,-0.16937516629695892,4.4860295951366425E-2,1.333153247833252E-2,59.856060028076172,3.3649766445159912,1,1,2.2931875661015511E-2,2.7775250375270844E-2,3.7869233638048172E-2,4.4860295951366425E-2,5.1851358264684677E-2,6.1945341527462006E-2,6.6788718104362488E-2,-4.9090523272752762E-2,-3.8811109960079193E-2,1.0279416106641293E-2,3.0548253562301397E-3,5.2546756342053413E-3,6.3645001500844955E-3,8.6774639785289764E-3,1.0279416106641293E-2,1.1881368234753609E-2,1.4194332994520664E-2,1.5304157510399818E-2,0]
[{"$f":"Data[[#This Row],[category]]&Data[[#This Row],[subcategory]]&Data[[#This Row],[delivered]]&Data[[#This Row],[date]]&Data[[#This Row],[hour]]","v":"SublapSLAP_PGZPEnd Use LoadAvg Weekday (any)4"},"Sublap","SLAP_PGZP","End Use Load",2023,"Avg Weekday (any)","4",214,229.14285714285714,-0.22019556164741516,-0.17270210385322571,4.7493454068899155E-2,8.1497076898813248E-3,58.623249053955078,5.8276267051696777,1,1,3.40883769094944E-2,3.7049181759357452E-2,4.3219741433858871E-2,4.7493454068899155E-2,5.1767166703939438E-2,5.7937726378440857E-2,6.0898531228303909E-2,-5.0456240773200989E-2,-3.9573453366756439E-2,1.08827855437994E-2,1.8674472812563181E-3,7.8111081384122372E-3,8.4895556792616844E-3,9.9034951999783516E-3,1.08827855437994E-2,1.1862076818943024E-2,1.3276016339659691E-2,1.3954463414847851E-2,0]
[{"$f":"Data[[#This Row],[category]]&Data[[#This Row],[subcategory]]&Data[[#This Row],[delivered]]&Data[[#This Row],[date]]&Data[[#This Row],[hour]]","v":"SublapSLAP_PGZPEnd Use LoadAvg Weekday (any)5"},"Sublap","SLAP_PGZP","End Use Load",2023,"Avg Weekday (any)","5",214,229.14285714285714,-0.2057870477437973,-0.16973765194416046,3.6049399524927139E-2,8.6454404518008232E-3,57.517189025878906,4.1697587966918945,1,1,2.1828915923833847E-2,2.496982179582119E-2,3.1515724956989288E-2,3.6049399524927139E-2,4.058307409286499E-2,4.7128979116678238E-2,5.0269883126020432E-2,-4.7154631465673447E-2,-3.88941690325737E-2,8.2604624330997467E-3,1.9810409285128117E-3,5.0019402988255024E-3,5.7216561399400234E-3,7.22160330042243E-3,8.2604624330997467E-3,9.2993211001157761E-3,1.0799269191920757E-2,1.1518985033035278E-2,0]
[{"$f":"Data[[#This Row],[category]]&Data[[#This Row],[subcategory]]&Data[[#This Row],[delivered]]&Data[[#This Row],[date]]&Data[[#This Row],[hour]]","v":"SublapSLAP_PGZPEnd Use LoadAvg Weekday (any)6"},"Sublap","SLAP_PGZP","End Use Load",2023,"Avg Weekday (any)","6",214,229.14285714285714,-0.2239535003900528,-0.17744342982769012,4.6510081738233566E-2,9.6893273293972015E-3,57.080440521240234,4.8001351356506348,1,1,3.0572555959224701E-2,3.4092709422111511E-2,4.1428994387388229E-2,4.6510081738233566E-2,5.1591169089078903E-2,5.8927454054355621E-2,6.2447607517242432E-2,-5.1317345350980759E-2,-4.0659893304109573E-2,1.065745297819376E-2,2.2202401887625456E-3,7.0054829120635986E-3,7.8121009282767773E-3,9.4931581988930702E-3,1.065745297819376E-2,1.182174775749445E-2,1.350280549377203E-2,1.4309423044323921E-2,0]
[{"$f":"Data[[#This Row],[category]]&Data[[#This Row],[subcategory]]&Data[[#This Row],[delivered]]&Data[[#This Row],[date]]&Data[[#This Row],[hour]]","v":"SublapSLAP_PGZPEnd Use LoadAvg Weekday (any)7"},"Sublap","SLAP_PGZP","End Use Load",2023,"Avg Weekday (any)","7",214,229.14285714285714,-0.19594389200210571,-0.135146364569664,6.079753115773201E-2,1.7400734126567841E-2,56.818424224853516,3.4939634799957275,1,1,3.217586874961853E-2,3.8497593253850937E-2,5.1672577857971191E-2,6.079753115773201E-2,6.9922484457492828E-2,8.3097472786903381E-2,8.941919356584549E-2,-4.4899143278598785E-2,-3.0967824161052704E-2,1.3931320048868656E-2,3.9872541092336178E-3,7.3728705756366253E-3,8.8214483112096786E-3,1.1840402148663998E-2,1.3931320048868656E-2,1.602223701775074E-2,1.9041191786527634E-2,2.04897690564394E-2,0]
[{"$f":"Data[[#This Row],[category]]&Data[[#This Row],[subcategory]]&Data[[#This Row],[delivered]]&Data[[#This Row],[date]]&Data[[#This Row],[hour]]","v":"SublapSLAP_PGZPEnd Use LoadAvg Weekday (any)8"},"Sublap","SLAP_PGZP","End Use Load",2023,"Avg Weekday (any)","8",214,229.14285714285714,6.8573996424674988E-2,0.1651189923286438,9.6544995903968811E-2,2.3112574592232704E-2,59.169223785400391,4.1771631240844727,1,1,5.8528192341327667E-2,6.6925041377544403E-2,8.442474901676178E-2,9.6544995903968811E-2,0.10866524279117584,0.12616495788097382,0.13456179201602936,1.5713240951299667E-2,3.7835836410522461E-2,2.2122595459222794E-2,5.2960813045501709E-3,1.3411317020654678E-2,1.5335395000874996E-2,1.9345328211784363E-2,2.2122595459222794E-2,2.4899864569306374E-2,2.8909798711538315E-2,3.0833873897790909E-2,0]
[{"$f":"Data[[#This Row],[category]]&Data[[#This Row],[subcategory]]&Data[[#This Row],[delivered]]&Data[[#This Row],[date]]&Data[[#This Row],[hour]]","v":"SublapSLAP_PGZPEnd Use LoadAvg Weekday (any)9"},"Sublap","SLAP_PGZP","End Use Load",2023,"Avg Weekday (any)","9",214,229.14285714285714,0.6860729455947876,0.97615820169448853,0.29008525609970093,3.0727779492735863E-2,63.640937805175781,9.4404888153076172,1,1,0.23954255878925323,0.2507060170173645,0.27397158741950989,0.29008525609970093,0.30619892477989197,0.32946449518203735,0.34062796831130981,0.15720871090888977,0.22367967665195465,6.647096574306488E-2,7.0410510525107384E-3,5.4889466613531113E-2,5.7447493076324463E-2,6.277862936258316E-2,6.647096574306488E-2,7.0163294672966003E-2,7.5494438409805298E-2,7.8052468597888947E-2,0]
[{"$f":"Data[[#This Row],[category]]&Data[[#This Row],[subcategory]]&Data[[#This Row],[delivered]]&Data[[#This Row],[date]]&Data[[#This Row],[hour]]","v":"SublapSLAP_PGZPEnd Use LoadAvg Weekday (any)10"},"Sublap","SLAP_PGZP","End Use Load",2023,"Avg Weekday (any)","10",214,229.14285714285714,1.4746710062026978,1.9993314743041992,0.52466046810150146,4.2981900274753571E-2,68.006088256835938,12.206543922424316,1,1,0.45396152138710022,0.46957695484161377,0.5021207332611084,0.52466046810150146,0.54720020294189453,0.57974398136138916,0.59535938501358032,0.33791032433509827,0.4581325352191925,0.12022219598293304,9.8489951342344284E-3,0.10402204096317291,0.10760020464658737,0.11505737900733948,0.12022219598293304,0.12538701295852661,0.13284419476985931,0.13642235100269318,0]
[{"$f":"Data[[#This Row],[category]]&Data[[#This Row],[subcategory]]&Data[[#This Row],[delivered]]&Data[[#This Row],[date]]&Data[[#This Row],[hour]]","v":"SublapSLAP_PGZPEnd Use LoadAvg Weekday (any)11"},"Sublap","SLAP_PGZP","End Use Load",2023,"Avg Weekday (any)","11",214,229.14285714285714,2.0062992572784424,2.5559442043304443,0.5496450662612915,4.5879598706960678E-2,73.521942138671875,11.980162620544434,1,1,0.47417983412742615,0.49084800481796265,0.52558577060699463,0.5496450662612915,0.57370436191558838,0.60844212770462036,0.62511026859283447,0.45972913503646851,0.58567637205123901,0.12594723701477051,1.0512982495129108E-2,0.1086549237370491,0.11247431486845016,0.1204342246055603,0.12594723701477051,0.13146024942398071,0.13942016661167145,0.14323955774307251,0]
[{"$f":"Data[[#This Row],[category]]&Data[[#This Row],[subcategory]]&Data[[#This Row],[delivered]]&Data[[#This Row],[date]]&Data[[#This Row],[hour]]","v":"SublapSLAP_PGZPEnd Use LoadAvg Weekday (any)12"},"Sublap","SLAP_PGZP","End Use Load",2023,"Avg Weekday (any)","12",214,229.14285714285714,1.9552726745605469,2.4206078052520752,0.4653351902961731,5.684986338019371E-2,78.463531494140625,8.1853351593017578,1,1,0.37182548642158508,0.39247915148735046,0.43552309274673462,0.4653351902961731,0.49514728784561157,0.53819119930267334,0.5588449239730835,0.44803676009178162,0.5546649694442749,0.10662823170423508,1.3026740401983261E-2,8.5201151669025421E-2,8.9933797717094421E-2,9.9797002971172333E-2,0.10662823170423508,0.11345946788787842,0.12332266569137573,0.12805531919002533,0]
[{"$f":"Data[[#This Row],[category]]&Data[[#This Row],[subcategory]]&Data[[#This Row],[delivered]]&Data[[#This Row],[date]]&Data[[#This Row],[hour]]","v":"SublapSLAP_PGZPEnd Use LoadAvg Weekday (any)13"},"Sublap","SLAP_PGZP","End Use Load",2023,"Avg Weekday (any)","13",214,229.14285714285714,1.4985755681991577,1.7644509077072144,0.26587539911270142,5.4789833724498749E-2,81.370826721191406,4.8526411056518555,1,1,0.17575414478778839,0.19565939903259277,0.23714357614517212,0.26587539911270142,0.29460722208023071,0.33609139919281006,0.35599666833877563,0.3433879017829895,0.40431132912635803,6.0923449695110321E-2,1.2554698623716831E-2,4.0272805839776993E-2,4.4833954423666E-2,5.4339755326509476E-2,6.0923449695110321E-2,6.7507140338420868E-2,7.7012941241264343E-2,8.1574097275733948E-2,0]
[{"$f":"Data[[#This Row],[category]]&Data[[#This Row],[subcategory]]&Data[[#This Row],[delivered]]&Data[[#This Row],[date]]&Data[[#This Row],[hour]]","v":"SublapSLAP_PGZPEnd Use LoadAvg Weekday (any)14"},"Sublap","SLAP_PGZP","End Use Load",2023,"Avg Weekday (any)","14",214,229.14285714285714,0.94034045934677124,1.1263043880462646,0.18596391379833221,5.6194797158241272E-2,82.030128479003906,3.3092727661132813,1,1,9.3531697988510132E-2,0.11394738405942917,0.15649533271789551,0.18596391379833221,0.21543249487876892,0.25798043608665466,0.2783961296081543,0.21547229588031769,0.25808459520339966,4.2612303048372269E-2,1.2876636348664761E-2,2.1432120352983475E-2,2.6110230013728142E-2,3.5859785974025726E-2,4.2612303048372269E-2,4.9364816397428513E-2,5.9114374220371246E-2,6.3792482018470764E-2,0]
[{"$f":"Data[[#This Row],[category]]&Data[[#This Row],[subcategory]]&Data[[#This Row],[delivered]]&Data[[#This Row],[date]]&Data[[#This Row],[hour]]","v":"SublapSLAP_PGZPEnd Use LoadAvg Weekday (any)15"},"Sublap","SLAP_PGZP","End Use Load",2023,"Avg Weekday (any)","15",214,229.14285714285714,0.49508443474769592,0.52938419580459595,3.4299731254577637E-2,4.0662709623575211E-2,82.65045166015625,0.84351807832717896,0,0,-3.2584473490715027E-2,-1.7811628058552742E-2,1.2976185418665409E-2,3.4299731254577637E-2,5.5623278021812439E-2,8.6411088705062866E-2,0.1011839359998703,0.11344505846500397,0.12130460888147354,7.859538309276104E-3,9.3175694346427917E-3,-7.4664992280304432E-3,-4.0814075618982315E-3,2.9734002891927958E-3,7.859538309276104E-3,1.2745676562190056E-2,1.9800484180450439E-2,2.3185575380921364E-2,0]
[{"$f":"Data[[#This Row],[category]]&Data[[#This Row],[subcategory]]&Data[[#This Row],[delivered]]&Data[[#This Row],[date]]&Data[[#This Row],[hour]]","v":"SublapSLAP_PGZPEnd Use LoadAvg Weekday (any)16"},"Sublap","SLAP_PGZP","End Use Load",2023,"Avg Weekday (any)","16",214,229.14285714285714,2.8348097577691078E-2,0.16775968670845032,0.13941158354282379,4.529392346739769E-2,82.992652893066406,3.0779311656951904,1,1,6.4909711480140686E-2,8.1365086138248444E-2,0.11565942317247391,0.13941158354282379,0.16316373646259308,0.19745808839797974,0.2139134556055069,6.4957640133798122E-3,3.844093531370163E-2,3.1945168972015381E-2,1.0378778912127018E-2,1.4873596839606762E-2,1.8644228577613831E-2,2.650253102183342E-2,3.1945168972015381E-2,3.7387803196907043E-2,4.5246109366416931E-2,4.9016740173101425E-2,0]
[{"$f":"Data[[#This Row],[category]]&Data[[#This Row],[subcategory]]&Data[[#This Row],[delivered]]&Data[[#This Row],[date]]&Data[[#This Row],[hour]]","v":"SublapSLAP_PGZPEnd Use LoadAvg Weekday (any)17"},"Sublap","SLAP_PGZP","End Use Load",2023,"Avg Weekday (any)","17",214,229.14285714285714,-0.30158805847167969,-0.44752854108810425,-0.14594048261642456,4.0788162499666214E-2,81.594459533691406,-3.5780107975006104,1,1,-0.21303103864192963,-0.19821260869503021,-0.1673298180103302,-0.14594048261642456,-0.12455114722251892,-9.3668349087238312E-2,-7.8849926590919495E-2,-6.9106750190258026E-2,-0.10254796594381332,-3.3441219478845596E-2,9.3463156372308731E-3,-4.8814542591571808E-2,-4.5419003814458847E-2,-3.83424311876297E-2,-3.3441219478845596E-2,-2.8540005907416344E-2,-2.1463433280587196E-2,-1.8067898228764534E-2,0]
[{"$f":"Data[[#This Row],[category]]&Data[[#This Row],[subcategory]]&Data[[#This Row],[delivered]]&Data[[#This Row],[date]]&Data[[#This Row],[hour]]","v":"SublapSLAP_PGZPEnd Use LoadAvg Weekday (any)18"},"Sublap","SLAP_PGZP","End Use Load",2023,"Avg Weekday (any)","18",214,229.14285714285714,-0.62795066833496094,-1.1038860082626343,-0.47593533992767334,6.2399987131357193E-2,79.629837036132813,-7.6271705627441406,1,1,-0.57857418060302734,-0.55590415000915527,-0.50865793228149414,-0.47593533992767334,-0.44321274757385254,-0.39596652984619141,-0.37329649925231934,-0.14389041066169739,-0.252947598695755,-0.10905718058347702,1.4298511669039726E-2,-0.13257613778114319,-0.12738145887851715,-0.11655533313751221,-0.10905718058347702,-0.10155903548002243,-9.073290228843689E-2,-8.5538223385810852E-2,0]
[{"$f":"Data[[#This Row],[category]]&Data[[#This Row],[subcategory]]&Data[[#This Row],[delivered]]&Data[[#This Row],[date]]&Data[[#This Row],[hour]]","v":"SublapSLAP_PGZPEnd Use LoadAvg Weekday (any)19"},"Sublap","SLAP_PGZP","End Use Load",2023,"Avg Weekday (any)","19",214,229.14285714285714,-0.89484935998916626,-3.3558382987976074,-2.4609889984130859,0.11766832321882248,76.379425048828125,-20.914627075195313,1,1,-2.654536247253418,-2.6117870807647705,-2.5226943492889404,-2.4609889984130859,-2.3992836475372314,-2.3101909160614014,-2.2674417495727539,-0.2050483375787735,-0.76896637678146362,-0.56391805410385132,2.6962855830788612E-2,-0.60826802253723145,-0.59847235679626465,-0.57805740833282471,-0.56391805410385132,-0.54977869987487793,-0.52936375141143799,-0.51956808567047119,0]
[{"$f":"Data[[#This Row],[category]]&Data[[#This Row],[subcategory]]&Data[[#This Row],[delivered]]&Data[[#This Row],[date]]&Data[[#This Row],[hour]]","v":"SublapSLAP_PGZPEnd Use LoadAvg Weekday (any)20"},"Sublap","SLAP_PGZP","End Use Load",2023,"Avg Weekday (any)","20",214,229.14285714285714,-1.0268738269805908,-3.5832626819610596,-2.5563886165618896,0.12577712535858154,71.810249328613281,-20.324748992919922,1,1,-2.7632734775543213,-2.7175784111022949,-2.6223461627960205,-2.5563886165618896,-2.4904310703277588,-2.3951988220214844,-2.349503755569458,-0.23530080914497375,-0.8210790753364563,-0.58577817678451538,2.8820930048823357E-2,-0.63318437337875366,-0.62271368503570557,-0.60089188814163208,-0.58577817678451538,-0.57066446542739868,-0.54884272813796997,-0.5383719801902771,0]
[{"$f":"Data[[#This Row],[category]]&Data[[#This Row],[subcategory]]&Data[[#This Row],[delivered]]&Data[[#This Row],[date]]&Data[[#This Row],[hour]]","v":"SublapSLAP_PGZPEnd Use LoadAvg Weekday (any)21"},"Sublap","SLAP_PGZP","End Use Load",2023,"Avg Weekday (any)","21",214,229.14285714285714,-0.95208162069320679,-4.131772518157959,-3.1796910762786865,0.16088640689849854,67.692169189453125,-19.763578414916992,1,1,-3.4443256855010986,-3.3858752250671387,-3.2640600204467773,-3.1796910762786865,-3.0953221321105957,-2.9735069274902344,-2.9150564670562744,-0.21816270053386688,-0.94676613807678223,-0.72860348224639893,3.6865971982479095E-2,-0.78924262523651123,-0.7758491039276123,-0.74793601036071777,-0.72860348224639893,-0.70927095413208008,-0.68135786056518555,-0.66796433925628662,0]
[{"$f":"Data[[#This Row],[category]]&Data[[#This Row],[subcategory]]&Data[[#This Row],[delivered]]&Data[[#This Row],[date]]&Data[[#This Row],[hour]]","v":"SublapSLAP_PGZPEnd Use LoadAvg Weekday (any)22"},"Sublap","SLAP_PGZP","End Use Load",2023,"Avg Weekday (any)","22",214,229.14285714285714,-0.77206313610076904,-0.19780407845973969,0.57425904273986816,6.030566617846489E-2,65.610397338867188,9.5224723815917969,1,1,0.47506505250930786,0.49697422981262207,0.54263472557067871,0.57425904273986816,0.60588335990905762,0.65154385566711426,0.67345303297042847,-0.17691275477409363,-4.5325390994548798E-2,0.13158735632896423,1.3818612322211266E-2,0.10885776579380035,0.11387809365987778,0.12434086948633194,0.13158735632896423,0.13883385062217712,0.14929662644863129,0.15431694686412811,0]
[{"$f":"Data[[#This Row],[category]]&Data[[#This Row],[subcategory]]&Data[[#This Row],[delivered]]&Data[[#This Row],[date]]&Data[[#This Row],[hour]]","v":"SublapSLAP_PGZPEnd Use LoadAvg Weekday (any)23"},"Sublap","SLAP_PGZP","End Use Load",2023,"Avg Weekday (any)","23",214,229.14285714285714,-0.70840466022491455,-0.14766927063465118,0.56073540449142456,6.2444571405649185E-2,63.888435363769531,8.9797306060791016,1,1,0.45802322030067444,0.48070946335792542,0.52798944711685181,0.56073540449142456,0.59348136186599731,0.64076131582260132,0.66344755887985229,-0.16232587397098541,-3.3837359398603439E-2,0.12848851084709167,1.4308727346360683E-2,0.10495275259017944,0.11015114188194275,0.1209850087761879,0.12848851084709167,0.13599202036857605,0.1468258798122406,0.15202426910400391,0]
[{"$f":"Data[[#This Row],[category]]&Data[[#This Row],[subcategory]]&Data[[#This Row],[delivered]]&Data[[#This Row],[date]]&Data[[#This Row],[hour]]","v":"SublapSLAP_PGZPEnd Use LoadAvg Weekday (any)24"},"Sublap","SLAP_PGZP","End Use Load",2023,"Avg Weekday (any)","24",214,229.14285714285714,-0.43961489200592041,-2.2348083555698395E-2,0.41726681590080261,4.608660563826561E-2,62.819259643554688,9.0539712905883789,1,1,0.34146109223365784,0.35820445418357849,0.39309898018836975,0.41726681590080261,0.44143465161323547,0.47632917761802673,0.49307253956794739,-0.10073461383581161,-5.1209037192165852E-3,9.5613710582256317E-2,1.0560416616499424E-2,7.8243367373943329E-2,8.2079991698265076E-2,9.0075820684432983E-2,9.5613710582256317E-2,0.10115160048007965,0.10914742946624756,0.11298405379056931,0]
[{"$f":"Data[[#This Row],[category]]&Data[[#This Row],[subcategory]]&Data[[#This Row],[delivered]]&Data[[#This Row],[date]]&Data[[#This Row],[hour]]","v":"SublapSLAP_PGZPEnd Use LoadAvg Weekday (any)Event Window"},"Sublap","SLAP_PGZP","End Use Load",2023,"Avg Weekday (any)","Event Window",214,229.14285714285714,-0.90766674280166626,-3.9750137329101563,-3.0673470497131348,0.14690519869327545,72.291976928710938,-20.879772186279297,1,1,-3.3089845180511475,-3.2556135654449463,-3.1443841457366943,-3.0673470497131348,-2.9903099536895752,-2.8790805339813232,-2.8257095813751221,-0.20798535645008087,-0.91084599494934082,-0.70286065340042114,3.3662278205156326E-2,-0.75823014974594116,-0.74600058794021606,-0.72051316499710083,-0.70286065340042114,-0.68520814180374146,-0.65972071886062622,-0.64749115705490112,0]