## CoverSheet
Program Name: Lighting Market Transformation (LMT) |  |  |  |  | Product Name: Lighting Solutions Workbook (2014) Volume I
| Last Updated: | 2014-12-19
PLEASE DO NOT DISTRIBUTE, ALL REQUESTS TO OBTAIN THIS WORKBOOK SHOULD BE MADE TO: Vireak Ly (Vireak.Ly@sce.com)
| The purpose of this workbook is to provide information in support of the LMT Team's strategic planning processes, including prioritization of lighting technologies to include in the LMT pipeline plan. With this workbook, the LMT team will be better positioned to identify market sectors with the greatest savings opportunity and the most appropriate technology solutions for those markets. This workbook encompasses a high level overview of savings opportunities for lighting across all major market sectors and applicable technologies. It also contains market data relevant to program planning, such as market barriers, saturation, and emerging technology life cycle stage. Data in the workbook come from various sources, many specific to California (e.g., CEC energy consumption forecasts and saturation surveys). Other data sources include market saturation studies or technology evaluations performed nationally or in other states , and consensus from multiple lighting experts. |  |  |  |  | Prepared by
Prepared For
The workbook has a main worksheet called "Market Solutions," which links to data on multiple supporting worksheets. These worksheets are named as Ref-xxxx, hidden and locked. There are four summary sheets which show high level charts based on the data in "Market Solutions". These summary sheets are: Summary-Residential, Summary-NonResidentialInterior, Summary-NonResidentialExterior, and Summary-Custom. The "Market Solutions" tab and the tables underlying the charts on all summary sheets are locked, except for the Summary-Custom sheet. This sheet is open to the user to create tables and charts based on a particular area of interest. In order to make custom charts, while keeping the data in the "Market Solutions" worksheet intact, an unlocked and unprotected "Market Solutions for Custom Reports" worksheet has been provided, which includes the same data in the "Market Solutions" tab but without the underlying links and formulas.
| Table of Contents |  |  | Notes
| Market Solutions |  | Supporting Worksheets (Hidden) | 1 - Values in this workbook are order of magnitude in accuracy. 2-On the Market Solutions worksheet, the technical pontential savings resulting from the replacement of lighting AND controls, will be less than the sum of the savings calculated for the replacement of lighting and controls separately. 3- On the Market Solutions worksheet, technical potential savings for lighting and controls assume early replacement for existing technology. 4- On the Market Solutions worksheet, the potential savings calculated for "codes and standards-compliant to efficient" follow potential savings calculated for "existing to efficient", when existing is already code compliant or better.
| Summary Residential |  | Saving Calculations
| Summary Non-Residential Interior |  | Residential Sources
| Summary Non-Residential Exterior |  | 2013 CLASS Saturations
| Summary Custom |  | Commercial Sources
| Market Solutions for Custom Reports |  | 2013 CSS Saturations Interiors
Exterior Sources
2013 CSS Saturations Exteriors
Basline Controls Sources
Agricultural Sources
Codes and Standards
DOE Sources
Commercial Hours of Use

## Market Solutions
NOTE - THIS IS A PLANNING SPREADSHEET - ALL NUMBERS ARE ORDER OF MAGNITUDE IN ACCURACY | [11 empty] | Re-lamp, Re-ballast | Controls Only | Re-lamp, Re-ballast | Controls Only | [8 empty] | for LMT use only | for LMT use only
Application |  |  |  | Existing Installed / Baseline Technology |  |  |  | Minimum C&S Compliant |  | Efficient Replacement Technology |  | Potential (existing to efficient) |  | Potential (C&S compliant to efficient) |  |  | Market Barriers for Efficient Replacement Practice
|  |  | [Gwh/year] |  | [%] |  | [%] |  |  |  |  | [Gwh/year] |  | [Gwh/year] | [12 empty] | [hours / day]
Building Sector | Building Sub-Sector | Lighting Application | Application Energy Consumption Across California (IOU Territory) | Baseline Lighting | Lighting Saturation | Baseline Control | Control Saturation | Compliant Lighting | Compliant Control | Efficient Lighting | Efficient Control | Lighting Savings (lamp and/or ballast) | Control Savings | Lighting Savings (lamp and/or ballast) | Control Savings2 | - | Lighting Primary | Lighting Secondary | Controls Primary | Controls Secondary | Comments | Column1 | Column2 | Program Action | LMT Ranking | Column3 | Average Daily Hours of Operation | Active During Peak Period | Efficient Lighting Product Life Cycle Stage
Residential | All Residential (Single, Multi-family, and Mobile Homes) | Interior Support (Bathroom, Utility room, laundry room, garage) | 3309.4203 | Incandescent MSB | 61.49% | Manual Switch | 96.79% | Halogen MSB | Vacancy Sensor | CFL MSB | Occupancy | 1275.3447 | 378.206 | 1187.156 | No change |  | Reliability | Performance | No barrier identified | No barrier identified | Lighting reliability - non dimming CFL on dimmer |  |  | Trial in Progress | 1 |  | 2.18 | Yes | Maturity
Residential | All Residential (Single, Multi-family, and Mobile Homes) | Interior Support (Bathroom, Utility room, laundry room, garage) | 3309.4203 | Incandescent MSB | 61.49% | Manual Switch | 96.79% | Halogen MSB | Vacancy Sensor | LED MSB | Occupancy | 1356.7497 | 378.206 | 1288.9122 | No change |  | First cost | Performance | No barrier identified | No barrier identified | None |  |  | ETP Assessment | 4 |  | 2.18 | Yes | Growth
Residential | All Residential (Single, Multi-family, and Mobile Homes) | Interior Support (Bathroom, Utility room, laundry room, garage) | 3309.4203 | Linear Fluorescent | 15.22% | Manual Switch | 98.91% | Linear Fluorescent T-8 / Code Compliant T-12 | Manual Switch | High Efficiency Linear Fluorescent T-8 | Occupancy | 125.9775 | 95.6266 | 80.5703 | 95.6266 |  | No barrier identified | No barrier identified | No barrier identified | No barrier identified | None |  |  | TBD | TBD |  | 2.18 | Yes | Maturity
Residential | All Residential (Single, Multi-family, and Mobile Homes) | Interior Support (Bathroom, Utility room, laundry room, garage) | 3309.4203 | Linear Fluorescent | 15.22% | Manual Switch | 98.91% | Linear Fluorescent T-8 / Code Compliant T-12 | Manual Switch | LED Panel Lighting | Occupancy | 141.6666 | 95.6266 | 88.1237 | 95.6266 |  | First cost | Performance | No barrier identified | No barrier identified | None |  |  | TBD | TBD |  | 2.18 | Yes | Introduction
Residential | All Residential (Single, Multi-family, and Mobile Homes) | Interior Support (Bathroom, Utility room, laundry room, garage) | 3309.4203 | CFL MSB | 9.76% | Manual Switch | 99.1% | Halogen MSB | Vacancy Sensor | LED MSB | Occupancy | 59.6292 | 61.4548 | 59.6292 | No change |  | First cost | Performance | No barrier identified | No barrier identified | None |  |  | TBD | 2 |  | 2.18 | Yes | Growth
Residential | All Residential (Single, Multi-family, and Mobile Homes) | Interior Support (Bathroom, Utility room, laundry room, garage) | 3309.4203 | Incandescent SSB | 5.961% | Manual Switch | 95.44% | Halogen SSB | Vacancy Sensor | LED SSB | Occupancy | 131.525 | 36.1527 | 124.9488 | No change |  | First cost | Awareness | No barrier identified | No barrier identified | None |  |  | TBD | TBD |  | 2.18 | Yes | Growth
Residential | All Residential (Single, Multi-family, and Mobile Homes) | Interior Support (Bathroom, Utility room, laundry room, garage) | 3309.4203 | Incandescent SSB | 5.961% | Manual Switch | 95.44% | Halogen SSB | Vacancy Sensor | CFL SSB | Occupancy | 123.6335 | 36.1527 | 115.0844 | No change |  | Reliability | Awareness | No barrier identified | No barrier identified | Lighting reliability - non dimming CFL on dimmer |  |  | TBD | TBD |  | 2.18 | Yes | Maturity
Residential | All Residential (Single, Multi-family, and Mobile Homes) | Interior Support (Bathroom, Utility room, laundry room, garage) | 3309.4203 | Halogen Pin Base | 3.622% | Manual Switch | 93.96% | Halogen Pin Base | Manual Switch | LED Pin Base | Occupancy | 75.9233 | 21.6266 | 75.9233 | 21.6266 |  | First cost | Performance | No barrier identified | No barrier identified | None |  |  | TBD | TBD |  | 2.18 | Yes | Maturity
Residential | All Residential (Single, Multi-family, and Mobile Homes) | Interior Support (Bathroom, Utility room, laundry room, garage) | 3309.4203 | Halogen Pin Base | 3.622% | Manual Switch | 93.96% | Halogen Pin Base | Manual Switch | CFL Pin Base | Occupancy | 69.9294 | 21.6266 | 69.9294 | 21.6266 |  | Reliability | Awareness | No barrier identified | No barrier identified | Lighting reliability - non dimming CFL on dimmer |  |  | TBD | TBD |  | 2.18 | Yes | Maturity
Residential | All Residential (Single, Multi-family, and Mobile Homes) | Interior Support (Bathroom, Utility room, laundry room, garage) | 3309.4203 | Halogen MSB | 2.489% | Manual Switch | 90.81% | Halogen MSB | Vacancy Sensor | CFL MSB | Occupancy | 48.053 | 14.3623 | 48.053 | No change |  | Reliability | Performance | No barrier identified | No barrier identified | Lighting reliability - non dimming CFL on dimmer |  |  | TBD | 7 |  | 2.18 | Yes | Maturity
Residential | All Residential (Single, Multi-family, and Mobile Homes) | Interior Support (Bathroom, Utility room, laundry room, garage) | 3309.4203 | Halogen MSB | 2.489% | Manual Switch | 90.81% | Halogen MSB | Vacancy Sensor | LED MSB | Occupancy | 52.1718 | 14.3623 | 52.1718 | No change |  | First cost | Performance | No barrier identified | No barrier identified | None |  |  | TBD | TBD |  | 2.18 | Yes | Maturity
Residential | All Residential (Single, Multi-family, and Mobile Homes) | Interior Living (Kitchen, Bedroom, Living, Dining, etc) | 4365.0457 | Incandescent MSB | 54.97% | Manual Switch | 83.17% | Halogen MSB | Vacancy Sensor or Dimmer | CFL MSB | Occupancy | 1503.7059 | 383.1896 | 1399.7263 | No change |  | Reliability | Performance | No barrier identified | No barrier identified | Lighting reliability - non dimming CFL on dimmer |  |  | TBD | TBD |  | 2.18 | Yes | Maturity
Residential | All Residential (Single, Multi-family, and Mobile Homes) | Interior Living (Kitchen, Bedroom, Living, Dining, etc) | 4365.0457 | Incandescent MSB | 54.97% | Manual Switch | 83.17% | Halogen MSB | Vacancy Sensor or Dimmer | LED MSB | Occupancy | 1599.6871 | 383.1896 | 1519.7028 | No change |  | First cost | Performance | No barrier identified | No barrier identified | None |  |  | TBD | TBD |  | 2.18 | Yes | Maturity
Residential | All Residential (Single, Multi-family, and Mobile Homes) | Interior Living (Kitchen, Bedroom, Living, Dining, etc) | 4365.0457 | CFL MSB | 12.18% | Manual Switch | 97.12% | Halogen MSB | Vacancy Sensor or Dimmer | LED MSB | Occupancy | 98.1491 | 99.1374 | 98.1491 | No change |  | First cost | Performance | No barrier identified | No barrier identified | None |  |  | TBD | TBD |  | 2.18 | Yes | Maturity
Residential | All Residential (Single, Multi-family, and Mobile Homes) | Interior Living (Kitchen, Bedroom, Living, Dining, etc) | 4365.0457 | Halogen MSB | 3.218% | Manual Switch | 56.7% | Halogen MSB | Vacancy Sensor or Dimmer | CFL MSB | Occupancy | 81.9373 | 15.2909 | 81.9373 | No change |  | Reliability | Performance | No barrier identified | No barrier identified | Lighting reliability - non dimming CFL on dimmer |  |  | TBD | 7 |  | 2.18 | Yes | Maturity
Residential | All Residential (Single, Multi-family, and Mobile Homes) | Interior Living (Kitchen, Bedroom, Living, Dining, etc) | 4365.0457 | Halogen MSB | 3.218% | Manual Switch | 56.7% | Halogen MSB | Vacancy Sensor or Dimmer | LED MSB | Occupancy | 88.9605 | 15.2909 | 88.9605 | No change |  | First cost | Performance | No barrier identified | No barrier identified | None |  |  | TBD | TBD |  | 2.18 | Yes | Maturity
Residential | All Residential (Single, Multi-family, and Mobile Homes) | Interior Living (Kitchen, Bedroom, Living, Dining, etc) | 4365.0457 | Linear Fluorescent | 7.087% | Manual Switch | 99.58% | Linear Fluorescent T-8 / Code Compliant T-12 | Manual Switch | High Efficiency Linear Fluorescent T-8 | Occupancy | 77.3903 | 59.1431 | 49.4957 | 59.1431 |  | No barrier identified | No barrier identified | No barrier identified | No barrier identified | None |  |  | TBD | TBD |  | 2.18 | Yes | Maturity
Residential | All Residential (Single, Multi-family, and Mobile Homes) | Interior Living (Kitchen, Bedroom, Living, Dining, etc) | 4365.0457 | Linear Fluorescent | 7.087% | Manual Switch | 99.58% | Linear Fluorescent T-8 / Code Compliant T-12 | Manual Switch | LED Panel Lighting | Occupancy | 87.0283 | 59.1431 | 54.136 | 59.1431 |  | First cost | Performance | No barrier identified | No barrier identified | None |  |  | TBD | TBD |  | 2.18 | Yes | Maturity
Residential | All Residential (Single, Multi-family, and Mobile Homes) | Interior Living (Kitchen, Bedroom, Living, Dining, etc) | 4365.0457 | Halogen Pin Base | 9.664% | Manual Switch | 58.87% | Halogen Pin Base | Manual Switch | LED Pin Base | Occupancy | 267.1509 | 47.6778 | 267.1509 | 47.6778 |  | First cost | Performance | No barrier identified | No barrier identified | None |  |  | TBD | TBD |  | 2.18 | Yes | Maturity
Residential | All Residential (Single, Multi-family, and Mobile Homes) | Interior Living (Kitchen, Bedroom, Living, Dining, etc) | 4365.0457 | Halogen Pin Base | 9.664% | Manual Switch | 58.87% | Halogen Pin Base | Manual Switch | CFL Pin Base | Occupancy | 246.06 | 47.6778 | 246.06 | 47.6778 |  | Reliability | Awareness | No barrier identified | No barrier identified | Lighting reliability - non dimming CFL on dimmer |  |  | TBD | TBD |  | 2.18 | Yes | Maturity
Residential | All Residential (Single, Multi-family, and Mobile Homes) | Interior Living (Kitchen, Bedroom, Living, Dining, etc) | 4365.0457 | Incandescent SSB | 11.43% | Manual Switch | 75.25% | Halogen SSB | Vacancy Sensor or Dimmer | LED SSB | Occupancy | 332.692 | 72.1046 | 316.0574 | No change |  | First cost | Awareness | No barrier identified | No barrier identified | None |  |  | TBD | TBD |  | 2.18 | Yes | Maturity
Residential | All Residential (Single, Multi-family, and Mobile Homes) | Interior Living (Kitchen, Bedroom, Living, Dining, etc) | 4365.0457 | Incandescent SSB | 11.43% | Manual Switch | 75.25% | Halogen SSB | Vacancy Sensor or Dimmer | CFL SSB | Occupancy | 312.7305 | 72.1046 | 291.1055 | No change |  | Reliability | Performance | No barrier identified | No barrier identified | Lighting reliability - non dimming CFL on dimmer |  |  | TBD | TBD |  | 2.18 | Yes | Maturity
Residential | All Residential (Single, Multi-family, and Mobile Homes) | Exterior | 2115.3347 | Halogen MSB | 20.3% | Manual Switch | 52.25% | Halogen MSB | Occupancy and Timeclock | LED MSB | Occupancy | 271.9994 | 43.0885 | 271.9994 | No change |  | First cost | Performance | No barrier identified | No barrier identified | Exterior LEDs still not comparable to CFL in terms of cost and performance. |  |  | TBD | TBD |  | 2.18 | No | Maturity
Residential | All Residential (Single, Multi-family, and Mobile Homes) | Exterior | 2115.3347 | Halogen MSB | 20.3% | Manual Switch | 52.25% | Halogen MSB | Occupancy and Timeclock | CFL MSB | Occupancy | 250.5258 | 43.0885 | 250.5258 | No change |  | Reliability | Performance | No barrier identified | No barrier identified | Lighting reliability - non dimming CFL on dimmer |  |  | TBD | TBD |  | 2.18 | No | Maturity
Residential | All Residential (Single, Multi-family, and Mobile Homes) | Exterior | 2115.3347 | Halogen Pin Base | 13.67% | Manual Switch | 54.36% | Halogen MSB | Occupancy and Timeclock | LED Pin Base | Occupancy | 183.2054 | 30.1927 | 183.2054 | No change |  | First cost | Performance | No barrier identified | No barrier identified | Exterior LEDs still not comparable to CFL in terms of cost and performance. |  |  | TBD | TBD |  | 2.18 | No | Maturity
Residential | All Residential (Single, Multi-family, and Mobile Homes) | Exterior | 2115.3347 | Halogen Pin Base | 13.67% | Manual Switch | 54.36% | Halogen MSB | Occupancy and Timeclock | CFL Pin Base | Occupancy | 168.7418 | 30.1927 | 168.7418 | No change |  | Reliability | Awareness | No barrier identified | No barrier identified | Lighting reliability - non dimming CFL on dimmer |  |  | TBD | TBD |  | 2.18 | No | Maturity
Residential | All Residential (Single, Multi-family, and Mobile Homes) | Exterior | 2115.3347 | CFL MSB | 8.741% | Manual Switch | 91.34% | Halogen MSB | Occupancy and Timeclock | LED MSB | Occupancy | 34.1345 | 32.4264 | 34.1345 | No change |  | First cost | Performance | No barrier identified | No barrier identified | Exterior LEDs still not comparable to CFL in terms of cost and performance. |  |  | TBD | TBD |  | 2.18 | No | Maturity
Residential | All Residential (Single, Multi-family, and Mobile Homes) | Exterior | 2115.3347 | Linear Fluorescent | 2.308% | Manual Switch | 96.28% | Linear Fluorescent T-8 / Code Compliant T-12 | Occupancy and Timeclock | LED Panel Lighting | Occupancy | 13.7324 | 9.0234 | 8.5422 | No change |  | First cost | Performance | No barrier identified | No barrier identified | None |  |  | TBD | TBD |  | 2.18 | No | Maturity
Residential | All Residential (Single, Multi-family, and Mobile Homes) | Exterior | 2115.3347 | Linear Fluorescent | 2.308% | Manual Switch | 96.28% | Linear Fluorescent T-8 / Code Compliant T-13 | Occupancy and Timeclock | High Efficiency Linear Fluorescent T-8 | Occupancy | 12.2116 | 9.0234 | 7.8101 | No change |  | No barrier identified | No barrier identified | No barrier identified | No barrier identified | None |  |  | TBD | TBD |  | 2.18 | No | Maturity
Residential | All Residential (Single, Multi-family, and Mobile Homes) | Exterior | 2115.3347 | HID MSB | 2.11% | Manual Switch | 54.55% | HID MSB | Occupancy and Timeclock | LED MSB | Occupancy | 19.2455 | 4.6736 | 18.0002 | No change |  | First cost | Performance | No barrier identified | No barrier identified | Exterior LEDs still not comparable to CFL in terms of cost and performance. |  |  | TBD | TBD |  | 2.18 | No | Maturity
Residential | All Residential (Single, Multi-family, and Mobile Homes) | Exterior | 2115.3347 | Incandescent SSB | 7.388% | Manual Switch | 91.54% | Halogen SSB | Occupancy and Timeclock | LED SSB | Occupancy | 104.1913 | 27.4676 | 98.9817 | No change |  | First cost | Performance | No barrier identified | No barrier identified | Exterior LEDs still not comparable to CFL in terms of cost and performance. |  |  | TBD | TBD |  | 2.18 | No | Maturity
Residential | All Residential (Single, Multi-family, and Mobile Homes) | Exterior | 2115.3347 | Incandescent SSB | 7.388% | Manual Switch | 91.54% | Halogen SSB | Occupancy and Timeclock | CFL SSB | Occupancy | 97.9398 | 27.4676 | 91.1674 | No change |  | Reliability | Awareness | No barrier identified | No barrier identified | Lighting reliability - non dimming CFL on dimmer |  |  | TBD | TBD |  | 2.18 | No | Maturity
Residential | All Residential (Single, Multi-family, and Mobile Homes) | Exterior | 2115.3347 | Incandescent MSB | 43.68% | Manual Switch | 85.34% | Halogen MSB | Occupancy and Timeclock | LED MSB | Occupancy | 615.9968 | 151.404 | 585.1969 | No change |  | First cost | Performance | No barrier identified | No barrier identified | Exterior LEDs still not comparable to CFL in terms of cost and performance. |  |  | TBD | TBD |  | 2.18 | No | Maturity
Residential | All Residential (Single, Multi-family, and Mobile Homes) | Exterior | 2115.3347 | Incandescent MSB | 43.68% | Manual Switch | 85.34% | Halogen MSB | Occupancy and Timeclock | CFL MSB | Occupancy | 579.037 | 151.404 | 538.9972 | No change |  | Reliability | Performance | No barrier identified | No barrier identified | Lighting reliability - non dimming CFL on dimmer |  |  | TBD | TBD |  | 2.18 | No | Maturity
Non-Residential Interior | All Commercial | Exit Lighting | 144.1959 | Incandescent | 37.17% | Not Controlled | 100% | LED Exit Sign | Not Controlled | LEC Exit Sign | Not Controlled | 42.3451 | No change | 37.521 | No change |  | First cost | No barrier identified | No barrier identified | No barrier identified | No retrofit opportunity |  |  | TBD | TBD |  | 24 | Yes | Maturity
Non-Residential Interior | All Commercial | Exit Lighting | 144.1959 | LED | 60.76% | Not Controlled | 100% | LED Exit Sign | Not Controlled | LEC Exit Sign | Not Controlled | 61.3276 | No change | 61.3276 | No change |  | First cost | No barrier identified | No barrier identified | No barrier identified | No retrofit opportunity |  |  | TBD | TBD |  | 24 | Yes | Maturity
Non-Residential Interior | All Commercial | Area Lighting for Lobbies, Corridors | 3778.4809 | Linear Fluorescent | 68.47% | Not Controlled / Manual Switch | 87.69% | Linear Fluorescent T-8 / Code Compliant T-12 | Shut-off and occupancy/vacancy (bi-level) for corridors | High Efficiency Linear Fluorescent T-8/T-5 | Occupancy | 382.1193 | 435.5915 | 331.17 | No change |  | No barrier identified | No barrier identified | No barrier identified | No barrier identified | None |  |  | TBD | TBD |  | 7.1068 | Yes | Maturity
Non-Residential Interior | All Commercial | Area Lighting for Lobbies, Corridors | 3778.4809 | Linear Fluorescent | 68.47% | Not Controlled / Manual Switch | 87.69% | Linear Fluorescent T-8 / Code Compliant T-12 | Shut-off and occupancy/vacancy (bi-level) for corridors | LED Panel Lighting | Occupancy | 529.7735 | 435.5915 | 452.7715 | No change |  | First cost | Performance | No barrier identified | No barrier identified | None |  |  | TBD | TBD |  | 7.1068 | Yes | Maturity
Non-Residential Interior | All Commercial | Area Lighting for Lobbies, Corridors | 3778.4809 | Linear Fluorescent | 68.47% | Not Controlled / Manual Switch | 87.69% | Linear Fluorescent T-8 / Code Compliant T-12 | Shut-off and occupancy/vacancy (bi-level) for corridors | High Efficiency Linear Fluorescent T-8/T-5 | Daylighting | 382.1193 | 508.1901 | 331.17 | Savings are minimal if not negative |  | No barrier identified | No barrier identified | No barrier identified | No barrier identified | None |  |  | TBD | TBD |  | 7.1068 | Yes | Maturity
Non-Residential Interior | All Commercial | Area Lighting for Lobbies, Corridors | 3778.4809 | Linear Fluorescent | 68.47% | Not Controlled / Manual Switch | 87.69% | Linear Fluorescent T-8 / Code Compliant T-12 | Shut-off and occupancy/vacancy (bi-level) for corridors | LED Panel Lighting | Daylighting | 529.7735 | 508.1901 | 452.7715 | Savings are minimal if not negative |  | First cost | Performance | No barrier identified | No barrier identified | None |  |  | TBD | TBD |  | 7.1068 | Yes | Maturity
Non-Residential Interior | All Commercial | Area Lighting for Lobbies, Corridors | 3778.4809 | Linear Fluorescent | 68.47% | Not Controlled / Manual Switch | 87.69% | Linear Fluorescent T-8 / Code Compliant T-12 | Shut-off and occupancy/vacancy (bi-level) for corridors | High Efficiency Linear Fluorescent T-8/T-5 | Institutional Tuning | 382.1193 | 653.3873 | 331.17 | 217.7958 |  | No barrier identified | No barrier identified | No barrier identified | No barrier identified | None |  |  | TBD | TBD |  | 7.1068 | Yes | Maturity
Non-Residential Interior | All Commercial | Area Lighting for Lobbies, Corridors | 3778.4809 | Linear Fluorescent | 68.47% | Not Controlled / Manual Switch | 87.69% | Linear Fluorescent T-8 / Code Compliant T-12 | Shut-off and occupancy/vacancy (bi-level) for corridors | LED Panel Lighting | Institutional Tuning | 529.7735 | 653.3873 | 452.7715 | 217.7958 |  | First cost | Performance | No barrier identified | No barrier identified | None |  |  | TBD | TBD |  | 7.1068 | Yes | Maturity
Non-Residential Interior | All Commercial | Area Lighting for Lobbies, Corridors | 3778.4809 | CFL | 20.93% | Not Controlled / Manual Switch | 91.25% | Halogen | Shut-off and occupancy/vacancy (bi-level) for corridors | LED | Occupancy | 145.9978 | 138.553 | 145.9978 | No change |  | First cost | Performance | No barrier identified | No barrier identified | None |  |  | TBD | TBD |  | 7.1068 | Yes | Maturity
Non-Residential Interior | All Commercial | Area Lighting for Lobbies, Corridors | 3778.4809 | CFL | 20.93% | Not Controlled / Manual Switch | 91.25% | Halogen | Shut-off and occupancy/vacancy (bi-level) for corridors | LED | Daylighting | 145.9978 | 161.6452 | 145.9978 | Savings are minimal if not negative |  | First cost | Performance | No barrier identified | No barrier identified | None |  |  | TBD | TBD |  | 7.1068 | Yes | Maturity
Non-Residential Interior | All Commercial | Area Lighting for Lobbies, Corridors | 3778.4809 | CFL | 20.93% | Not Controlled / Manual Switch | 91.25% | Halogen | Shut-off and occupancy/vacancy (bi-level) for corridors | LED | Institutional Tuning | 145.9978 | 207.8296 | 145.9978 | 69.2765 |  | First cost | Performance | No barrier identified | No barrier identified | None |  |  | TBD | TBD |  | 7.1068 | Yes | Maturity
Non-Residential Interior | All Commercial | Area Lighting for Stairwells | 417.6937 | Linear Fluorescent | 68.47% | Not Controlled | 87.69% | Linear Fluorescent T-8 / Code Compliant T-12 | Shut-off and occupancy/vacancy (bi-level) | High Efficiency Linear Fluorescent T-8/T-5 | Occupancy | 42.2415 | 48.1526 | 36.6093 | No change |  | No barrier identified | No barrier identified | No barrier identified | No barrier identified | None |  |  | TBD | TBD |  | 7.1068 | Yes | Maturity
Non-Residential Interior | All Commercial | Area Lighting for Stairwells | 417.6937 | Linear Fluorescent | 68.47% | Not Controlled | 87.69% | Linear Fluorescent T-8 / Code Compliant T-12 | Shut-off and occupancy/vacancy (bi-level) | LED Panel Lighting | Occupancy | 58.564 | 48.1526 | 50.0518 | No change |  | First cost | Availability | No barrier identified | No barrier identified | None |  |  | TBD | TBD |  | 7.1068 | Yes | Maturity
Non-Residential Interior | All Commercial | Area Lighting for Stairwells | 417.6937 | Linear Fluorescent | 68.47% | Not Controlled | 87.69% | Linear Fluorescent T-8 / Code Compliant T-12 | Shut-off and occupancy/vacancy (bi-level) | High Efficiency Linear Fluorescent T-8/T-5 | Daylighting | 42.2415 | 56.1781 | 36.6093 | Savings are minimal if not negative |  | No barrier identified | No barrier identified | No barrier identified | No barrier identified | None |  |  | TBD | TBD |  | 7.1068 | Yes | Maturity
Non-Residential Interior | All Commercial | Area Lighting for Stairwells | 417.6937 | Linear Fluorescent | 68.47% | Not Controlled | 87.69% | Linear Fluorescent T-8 / Code Compliant T-12 | Shut-off and occupancy/vacancy (bi-level) | LED Panel Lighting | Daylighting | 58.564 | 56.1781 | 50.0518 | Savings are minimal if not negative |  | First cost | Availability | No barrier identified | No barrier identified | None |  |  | TBD | TBD |  | 7.1068 | Yes | Maturity
Non-Residential Interior | All Commercial | Area Lighting for Stairwells | 417.6937 | Linear Fluorescent | 68.47% | Not Controlled | 87.69% | Linear Fluorescent T-8 / Code Compliant T-12 | Shut-off and occupancy/vacancy (bi-level) | High Efficiency Linear Fluorescent T-8/T-5 | Institutional Tuning | 42.2415 | 72.229 | 36.6093 | 24.0763 |  | No barrier identified | No barrier identified | No barrier identified | No barrier identified | None |  |  | TBD | TBD |  | 7.1068 | Yes | Maturity
Non-Residential Interior | All Commercial | Area Lighting for Stairwells | 417.6937 | Linear Fluorescent | 68.47% | Not Controlled | 87.69% | Linear Fluorescent T-8 / Code Compliant T-12 | Shut-off and occupancy/vacancy (bi-level) | LED Panel Lighting | Institutional Tuning | 58.564 | 72.229 | 50.0518 | 24.0763 |  | First cost | Availability | No barrier identified | No barrier identified | None |  |  | TBD | TBD |  | 7.1068 | Yes | Maturity
Non-Residential Interior | All Commercial | Area Lighting for Stairwells | 417.6937 | CFL | 20.93% | Not Controlled | 91.25% | Halogen | Shut-off and occupancy/vacancy (bi-level) | LED | Occupancy | 16.1394 | 15.3164 | 16.1394 | No change |  | First cost | Performance | No barrier identified | No barrier identified | None |  |  | TBD | TBD |  | 7.1068 | Yes | Maturity
Non-Residential Interior | All Commercial | Area Lighting for Stairwells | 417.6937 | CFL | 20.93% | Not Controlled | 91.25% | Halogen | Shut-off and occupancy/vacancy (bi-level) | LED | Daylighting | 16.1394 | 17.8691 | 16.1394 | Savings are minimal if not negative |  | First cost | Performance | No barrier identified | No barrier identified | None |  |  | TBD | TBD |  | 7.1068 | Yes | Maturity
Non-Residential Interior | All Commercial | Area Lighting for Stairwells | 417.6937 | CFL | 20.93% | Not Controlled | 91.25% | Halogen | Shut-off and occupancy/vacancy (bi-level) | LED | Institutional Tuning | 16.1394 | 22.9746 | 16.1394 | 7.6582 |  | First cost | Performance | No barrier identified | No barrier identified | None |  |  | TBD | TBD |  | 7.1068 | Yes | Maturity
Non-Residential Interior | Office | Area Lighting (Low/Medium Bay) | 4282.198 | Linear Fluorescent | 97.83% | Manual Switch | 78.81% | Linear Fluorescent T-8 / Code Compliant T-12 | Shut-off AND multi-level controls | High Efficiency Linear Fluorescent T-8/T-5 | Occupancy | 618.7354 | 581.1189 | 536.2374 | 52.829 |  | No barrier identified | No barrier identified | No barrier identified | No barrier identified | None |  |  | TBD | TBD |  | 7.2356 | Yes | Maturity
Non-Residential Interior | Office | Area Lighting (Low/Medium Bay) | 4282.198 | Linear Fluorescent | 97.83% | Manual Switch | 78.81% | Linear Fluorescent T-8 / Code Compliant T-12 | Shut-off AND multi-level controls | High Efficiency Linear Fluorescent T-8/T-5 | Daylighting | 618.7354 | 713.1913 | 536.2374 | 184.9015 |  | No barrier identified | No barrier identified | No barrier identified | No barrier identified | None |  |  | TBD | TBD |  | 7.2356 | Yes | Maturity
Non-Residential Interior | Office | Area Lighting (Low/Medium Bay) | 4282.198 | Linear Fluorescent | 97.83% | Manual Switch | 78.81% | Linear Fluorescent T-8 / Code Compliant T-12 | Shut-off AND multi-level controls | High Efficiency Linear Fluorescent T-8/T-5 | Personal Tuning | 618.7354 | 924.5073 | 536.2374 | 396.2174 |  | No barrier identified | No barrier identified | No barrier identified | No barrier identified | None |  |  | TBD | TBD |  | 7.2356 | Yes | Maturity
Non-Residential Interior | Office | Area Lighting (Low/Medium Bay) | 4282.198 | Linear Fluorescent | 97.83% | Manual Switch | 78.81% | Linear Fluorescent T-8 / Code Compliant T-12 | Shut-off AND multi-level controls | High Efficiency Linear Fluorescent T-8/T-5 | Institutional Tuning | 618.7354 | 950.9218 | 536.2374 | 422.6319 |  | No barrier identified | No barrier identified | No barrier identified | No barrier identified | None |  |  | TBD | TBD |  | 7.2356 | Yes | Maturity
Non-Residential Interior | Office | Area Lighting (Low/Medium Bay) | 4282.198 | Linear Fluorescent | 97.83% | Manual Switch | 78.81% | Linear Fluorescent T-8 / Code Compliant T-12 | Shut-off AND multi-level controls | High Efficiency Linear Fluorescent T-8/T-5 | Multiple Measures | 618.7354 | 1056.5798 | 536.2374 | 528.2899 |  | No barrier identified | No barrier identified | First cost | Availability | None |  |  | TBD | TBD |  | 7.2356 | Yes | Maturity
Non-Residential Interior | Office | Area Lighting (Low/Medium Bay) | 4282.198 | Linear Fluorescent | 97.83% | Manual Switch | 78.81% | Linear Fluorescent T-8 / Code Compliant T-12 | Shut-off AND multi-level controls | LED Panel Lighting | Occupancy | 857.8202 | 581.1189 | 733.137 | 52.829 |  | First cost | Performance | No barrier identified | No barrier identified | None |  |  | TBD | TBD |  | 7.2356 | Yes | Maturity
Non-Residential Interior | Office | Area Lighting (Low/Medium Bay) | 4282.198 | Linear Fluorescent | 97.83% | Manual Switch | 78.81% | Linear Fluorescent T-8 / Code Compliant T-12 | Shut-off AND multi-level controls | LED Panel Lighting | Daylighting | 857.8202 | 713.1913 | 733.137 | 184.9015 |  | First cost | Performance | No barrier identified | No barrier identified | None |  |  | TBD | TBD |  | 7.2356 | Yes | Maturity
Non-Residential Interior | Office | Area Lighting (Low/Medium Bay) | 4282.198 | Linear Fluorescent | 97.83% | Manual Switch | 78.81% | Linear Fluorescent T-8 / Code Compliant T-12 | Shut-off AND multi-level controls | LED Panel Lighting | Personal Tuning | 857.8202 | 924.5073 | 733.137 | 396.2174 |  | First cost | Performance | No barrier identified | No barrier identified | None |  |  | TBD | TBD |  | 7.2356 | Yes | Maturity
Non-Residential Interior | Office | Area Lighting (Low/Medium Bay) | 4282.198 | Linear Fluorescent | 97.83% | Manual Switch | 78.81% | Linear Fluorescent T-8 / Code Compliant T-12 | Shut-off AND multi-level controls | LED Panel Lighting | Institutional Tuning | 857.8202 | 950.9218 | 733.137 | 422.6319 |  | First cost | Performance | No barrier identified | No barrier identified | None |  |  | TBD | TBD |  | 7.2356 | Yes | Maturity
Non-Residential Interior | Office | Area Lighting (Low/Medium Bay) | 4282.198 | Linear Fluorescent | 97.83% | Manual Switch | 78.81% | Linear Fluorescent T-8 / Code Compliant T-12 | Shut-off AND multi-level controls | LED Panel Lighting | Multiple Measures | 857.8202 | 1056.5798 | 733.137 | 528.2899 |  | First cost | Performance | First cost | Availability | None |  |  | TBD | TBD |  | 7.2356 | Yes | Maturity
Non-Residential Interior | Office | Task Lighting | 594.2538 | Linear Fluorescent | 19.43% | Manual Switch | 100% | Linear Fluorescent T-8 / Code Compliant T-12 | Shut-off | LED Panel Lighting | Occupancy | 23.6373 | 20.3171 | 20.2016 | 15.6995 |  | First cost | Performance | No barrier identified | No barrier identified | None |  |  | TBD | TBD |  | 7.2356 | Yes | Maturity
Non-Residential Interior | Office | Task Lighting | 594.2538 | Linear Fluorescent | 19.43% | Manual Switch | 100% | Linear Fluorescent T-8 / Code Compliant T-12 | Shut-off | LED Panel Lighting | Daylighting | 23.6373 | 24.9346 | 20.2016 | 20.3171 |  | First cost | Performance | No barrier identified | No barrier identified | None |  |  | TBD | TBD |  | 7.2356 | Yes | Maturity
Non-Residential Interior | Office | Task Lighting | 594.2538 | Linear Fluorescent | 19.43% | Manual Switch | 100% | Linear Fluorescent T-8 / Code Compliant T-12 | Shut-off | LED Panel Lighting | Personal Tuning | 23.6373 | 32.3226 | 20.2016 | 27.7051 |  | First cost | Performance | No barrier identified | No barrier identified | None |  |  | TBD | TBD |  | 7.2356 | Yes | Maturity
Non-Residential Interior | Office | Task Lighting | 594.2538 | Linear Fluorescent | 19.43% | Manual Switch | 100% | Linear Fluorescent T-8 / Code Compliant T-12 | Shut-off | LED Panel Lighting | Institutional Tuning | 23.6373 | 33.2461 | 20.2016 | 28.6286 |  | First cost | Performance | No barrier identified | No barrier identified | None |  |  | TBD | TBD |  | 7.2356 | Yes | Maturity
Non-Residential Interior | Office | Task Lighting | 594.2538 | Linear Fluorescent | 19.43% | Manual Switch | 100% | Linear Fluorescent T-8 / Code Compliant T-12 | Shut-off | LED Panel Lighting | Multiple Measures | 23.6373 | 36.9401 | 20.2016 | 32.3226 |  | First cost | Performance | First cost | Availability | None |  |  | TBD | TBD |  | 7.2356 | Yes | Maturity
Non-Residential Interior | Office | Task Lighting | 594.2538 | Linear Fluorescent | 19.43% | Manual Switch | 100% | Linear Fluorescent T-8 / Code Compliant T-12 | Shut-off | High Efficiency Linear Fluorescent T-8/T-5 | Occupancy | 17.0493 | 20.3171 | 14.776 | 15.6995 |  | No barrier identified | No barrier identified | No barrier identified | No barrier identified | None |  |  | TBD | TBD |  | 7.2356 | Yes | Maturity
Non-Residential Interior | Office | Task Lighting | 594.2538 | Linear Fluorescent | 19.43% | Manual Switch | 100% | Linear Fluorescent T-8 / Code Compliant T-12 | Shut-off | High Efficiency Linear Fluorescent T-8/T-5 | Daylighting | 17.0493 | 24.9346 | 14.776 | 20.3171 |  | No barrier identified | No barrier identified | No barrier identified | No barrier identified | None |  |  | TBD | TBD |  | 7.2356 | Yes | Maturity
Non-Residential Interior | Office | Task Lighting | 594.2538 | Linear Fluorescent | 19.43% | Manual Switch | 100% | Linear Fluorescent T-8 / Code Compliant T-12 | Shut-off | High Efficiency Linear Fluorescent T-8/T-5 | Personal Tuning | 17.0493 | 32.3226 | 14.776 | 27.7051 |  | No barrier identified | No barrier identified | No barrier identified | No barrier identified | None |  |  | TBD | TBD |  | 7.2356 | Yes | Maturity
Non-Residential Interior | Office | Task Lighting | 594.2538 | Linear Fluorescent | 19.43% | Manual Switch | 100% | Linear Fluorescent T-8 / Code Compliant T-12 | Shut-off | High Efficiency Linear Fluorescent T-8/T-5 | Institutional Tuning | 17.0493 | 33.2461 | 14.776 | 28.6286 |  | No barrier identified | No barrier identified | No barrier identified | No barrier identified | None |  |  | TBD | TBD |  | 7.2356 | Yes | Maturity
Non-Residential Interior | Office | Task Lighting | 594.2538 | Linear Fluorescent | 19.43% | Manual Switch | 100% | Linear Fluorescent T-8 / Code Compliant T-12 | Shut-off | High Efficiency Linear Fluorescent T-8/T-5 | Multiple Measures | 17.0493 | 36.9401 | 14.776 | 32.3226 |  | No barrier identified | No barrier identified | First cost | Availability | None |  |  | TBD | TBD |  | 7.2356 | Yes | Maturity
Non-Residential Interior | Office | Task Lighting | 594.2538 | CFL | 14.36% | Manual Switch | 98.1% | Halogen | Shut-off | LED Task Lights | Occupancy | 15.7592 | 14.7379 | 15.7592 | 11.3884 |  | First cost | Performance | No barrier identified | No barrier identified | None |  |  | TBD | TBD |  | 7.2356 | Yes | Maturity
Non-Residential Interior | Office | Task Lighting | 594.2538 | CFL | 14.36% | Manual Switch | 98.1% | Halogen | Shut-off | LED Task Lights | Daylighting | 15.7592 | 18.0875 | 15.7592 | 14.7379 |  | First cost | Performance | No barrier identified | No barrier identified | None |  |  | TBD | TBD |  | 7.2356 | Yes | Maturity
Non-Residential Interior | Office | Task Lighting | 594.2538 | CFL | 14.36% | Manual Switch | 98.1% | Halogen | Shut-off | LED Task Lights | Personal Tuning | 15.7592 | 23.4467 | 15.7592 | 20.0972 |  | First cost | Performance | No barrier identified | No barrier identified | None |  |  | TBD | TBD |  | 7.2356 | Yes | Maturity
Non-Residential Interior | Office | Task Lighting | 594.2538 | CFL | 14.36% | Manual Switch | 98.1% | Halogen | Shut-off | LED Task Lights | Institutional Tuning | 15.7592 | Not Applicable | 15.7592 | Not Applicable |  | First cost | Performance | Not Applicable | Not Applicable | None |  |  | TBD | TBD |  | 7.2356 | Yes | Maturity
Non-Residential Interior | Office | Task Lighting | 594.2538 | CFL | 14.36% | Manual Switch | 98.1% | Halogen | Shut-off | LED Task Lights | Multiple Measures | 15.7592 | 26.7963 | 15.7592 | 23.4467 |  | First cost | Performance | First cost | Availability | None |  |  | TBD | TBD |  | 7.2356 | Yes | Maturity
Non-Residential Interior | Office | Task Lighting | 594.2538 | Incandescent | 63.12% | Manual Switch | 100% | Halogen | Shut-off | LED Task Lights | Occupancy | 250.0442 | 66.0117 | 237.542 | 51.009 |  | First cost | Performance | No barrier identified | No barrier identified | None |  |  | TBD | TBD |  | 7.2356 | Yes | Maturity
Non-Residential Interior | Office | Task Lighting | 594.2538 | Incandescent | 63.12% | Manual Switch | 100% | Halogen | Shut-off | LED Task Lights | Daylighting | 250.0442 | 81.0143 | 237.542 | 66.0117 |  | First cost | Performance | No barrier identified | No barrier identified | None |  |  | TBD | TBD |  | 7.2356 | Yes | Maturity
Non-Residential Interior | Office | Task Lighting | 594.2538 | Incandescent | 63.12% | Manual Switch | 100% | Halogen | Shut-off | LED Task Lights | Personal Tuning | 250.0442 | 105.0186 | 237.542 | 90.0159 |  | First cost | Performance | No barrier identified | No barrier identified | None |  |  | TBD | TBD |  | 7.2356 | Yes | Maturity
Non-Residential Interior | Office | Task Lighting | 594.2538 | Incandescent | 63.12% | Manual Switch | 100% | Halogen | Shut-off | LED Task Lights | Institutional Tuning | 250.0442 | Not Applicable | 237.542 | Not Applicable |  | First cost | Performance | Not Applicable | Not Applicable | None |  |  | TBD | TBD |  | 7.2356 | Yes | Maturity
Non-Residential Interior | Office | Task Lighting | 594.2538 | Incandescent | 63.12% | Manual Switch | 100% | Halogen | Shut-off | LED Task Lights | Multiple Measures | 250.0442 | 120.0212 | 237.542 | 105.0186 |  | First cost | Performance | First cost | Availability | None |  |  | TBD | TBD |  | 7.2356 | Yes | Maturity
Non-Residential Interior | Office | Track Lighting | 193.8339 | Halogen | 37.1% | Manual Switch | 99.9% | Halogen | Shut-off AND multi-level controls | LED Track Lighting | Occupancy | 45.5428 | 12.6439 | 45.5428 | 1.1494 |  | First cost | Performance | No barrier identified | No barrier identified | None |  |  | TBD | TBD |  | 7.2356 | Yes | Maturity
Non-Residential Interior | Office | Track Lighting | 193.8339 | Halogen | 37.1% | Manual Switch | 99.9% | Halogen | Shut-off AND multi-level controls | LED Track Lighting | Daylighting | 45.5428 | 15.5175 | 45.5428 | 4.023 |  | First cost | Performance | No barrier identified | No barrier identified | None |  |  | TBD | TBD |  | 7.2356 | Yes | Maturity
Non-Residential Interior | Office | Track Lighting | 193.8339 | Halogen | 37.1% | Manual Switch | 99.9% | Halogen | Shut-off AND multi-level controls | LED Track Lighting | Personal Tuning | 45.5428 | 20.1152 | 45.5428 | 8.6208 |  | First cost | Performance | No barrier identified | No barrier identified | None |  |  | TBD | TBD |  | 7.2356 | Yes | Maturity
Non-Residential Interior | Office | Track Lighting | 193.8339 | Halogen | 37.1% | Manual Switch | 99.9% | Halogen | Shut-off AND multi-level controls | LED Track Lighting | Institutional Tuning | 45.5428 | 20.69 | 45.5428 | 9.1955 |  | First cost | Performance | No barrier identified | No barrier identified | None |  |  | TBD | TBD |  | 7.2356 | Yes | Maturity
Non-Residential Interior | Office | Track Lighting | 193.8339 | Halogen | 37.1% | Manual Switch | 99.9% | Halogen | Shut-off AND multi-level controls | LED Track Lighting | Multiple Measures | 45.5428 | 22.9888 | 45.5428 | 11.4944 |  | First cost | Performance | First cost | Availability | None |  |  | TBD | TBD |  | 7.2356 | Yes | Maturity
Non-Residential Interior | Office | Track Lighting | 193.8339 | CFL | 16.83% | Manual Switch | 99.96% | Halogen | Shut-off AND multi-level controls | LED Track Lighting | Occupancy | 6.0241 | 5.7408 | 6.0241 | 0.52189 |  | First cost | Performance | No barrier identified | No barrier identified | None |  |  | TBD | TBD |  | 7.2356 | Yes | Maturity
Non-Residential Interior | Office | Track Lighting | 193.8339 | CFL | 16.83% | Manual Switch | 99.96% | Halogen | Shut-off AND multi-level controls | LED Track Lighting | Daylighting | 6.0241 | 7.0455 | 6.0241 | 1.8266 |  | First cost | Performance | No barrier identified | No barrier identified | None |  |  | TBD | TBD |  | 7.2356 | Yes | Maturity
Non-Residential Interior | Office | Track Lighting | 193.8339 | CFL | 16.83% | Manual Switch | 99.96% | Halogen | Shut-off AND multi-level controls | LED Track Lighting | Personal Tuning | 6.0241 | 9.133 | 6.0241 | 3.9142 |  | First cost | Performance | No barrier identified | No barrier identified | None |  |  | TBD | TBD |  | 7.2356 | Yes | Maturity
Non-Residential Interior | Office | Track Lighting | 193.8339 | CFL | 16.83% | Manual Switch | 99.96% | Halogen | Shut-off AND multi-level controls | LED Track Lighting | Institutional Tuning | 6.0241 | 9.394 | 6.0241 | 4.1751 |  | First cost | Performance | No barrier identified | No barrier identified | None |  |  | TBD | TBD |  | 7.2356 | Yes | Maturity
Non-Residential Interior | Office | Track Lighting | 193.8339 | CFL | 16.83% | Manual Switch | 99.96% | Halogen | Shut-off AND multi-level controls | LED Track Lighting | Multiple Measures | 6.0241 | 10.4377 | 6.0241 | 5.2189 |  | First cost | Performance | First cost | Availability | None |  |  | TBD | TBD |  | 7.2356 | Yes | Maturity
Non-Residential Interior | Office | Track Lighting | 193.8339 | Incandescent | 45.89% | Manual Switch | 98.72% | Halogen | Shut-off AND multi-level controls | LED Track Lighting | Occupancy | 59.2973 | 15.454 | 56.3324 | 1.4049 |  | First cost | Performance | No barrier identified | No barrier identified | None |  |  | TBD | TBD |  | 7.2356 | Yes | Maturity
Non-Residential Interior | Office | Track Lighting | 193.8339 | Incandescent | 45.89% | Manual Switch | 98.72% | Halogen | Shut-off AND multi-level controls | LED Track Lighting | Daylighting | 59.2973 | 18.9662 | 56.3324 | 4.9172 |  | First cost | Performance | No barrier identified | No barrier identified | None |  |  | TBD | TBD |  | 7.2356 | Yes | Maturity
Non-Residential Interior | Office | Track Lighting | 193.8339 | Incandescent | 45.89% | Manual Switch | 98.72% | Halogen | Shut-off AND multi-level controls | LED Track Lighting | Personal Tuning | 59.2973 | 24.5859 | 56.3324 | 10.5368 |  | First cost | Performance | No barrier identified | No barrier identified | None |  |  | TBD | TBD |  | 7.2356 | Yes | Maturity
Non-Residential Interior | Office | Track Lighting | 193.8339 | Incandescent | 45.89% | Manual Switch | 98.72% | Halogen | Shut-off AND multi-level controls | LED Track Lighting | Institutional Tuning | 59.2973 | 25.2883 | 56.3324 | 11.2393 |  | First cost | Performance | No barrier identified | No barrier identified | None |  |  | TBD | TBD |  | 7.2356 | Yes | Maturity
Non-Residential Interior | Office | Track Lighting | 193.8339 | Incandescent | 45.89% | Manual Switch | 98.72% | Halogen | Shut-off AND multi-level controls | LED Track Lighting | Multiple Measures | 59.2973 | 28.0981 | 56.3324 | 14.0491 |  | First cost | Performance | First cost | Availability | None |  |  | TBD | TBD |  | 7.2356 | Yes | Maturity
Non-Residential Interior | Retail | Area Lighting (Low/Medium Bay) | 758.7848 | Linear Fluorescent | 84.77% | Manual Switch | 75.54% | Linear Fluorescent T-8 / Code Compliant T-12 | Shut-off AND multi-level controls | High Efficiency Linear Fluorescent T-8/T-5 | Occupancy | 94.9966 | 93.2848 | 82.3304 | 15.5475 |  | No barrier identified | No barrier identified | No barrier identified | No barrier identified | None |  |  | TBD | TBD |  | 12.2027 | Yes | Maturity
Non-Residential Interior | Retail | Area Lighting (Low/Medium Bay) | 758.7848 | Linear Fluorescent | 84.77% | Manual Switch | 75.54% | Linear Fluorescent T-8 / Code Compliant T-12 | Shut-off AND multi-level controls | High Efficiency Linear Fluorescent T-8/T-5 | Daylighting | 94.9966 | 112.7192 | 82.3304 | 34.9818 |  | No barrier identified | No barrier identified | No barrier identified | No barrier identified | None |  |  | TBD | TBD |  | 12.2027 | Yes | Maturity
Non-Residential Interior | Retail | Area Lighting (Low/Medium Bay) | 758.7848 | Linear Fluorescent | 84.77% | Manual Switch | 75.54% | Linear Fluorescent T-8 / Code Compliant T-12 | Shut-off AND multi-level controls | High Efficiency Linear Fluorescent T-8/T-5 | Institutional Tuning | 94.9966 | 139.9272 | 82.3304 | 62.1899 |  | No barrier identified | No barrier identified | No barrier identified | No barrier identified | None |  |  | TBD | TBD |  | 12.2027 | Yes | Maturity
Non-Residential Interior | Retail | Area Lighting (Low/Medium Bay) | 758.7848 | Linear Fluorescent | 84.77% | Manual Switch | 75.54% | Linear Fluorescent T-8 / Code Compliant T-12 | Shut-off AND multi-level controls | High Efficiency Linear Fluorescent T-8/T-5 | Multiple Measures | 94.9966 | 147.701 | 82.3304 | 69.9636 |  | No barrier identified | No barrier identified | First cost | Availability | None |  |  | TBD | TBD |  | 12.2027 | Yes | Maturity
Non-Residential Interior | Retail | Area Lighting (Low/Medium Bay) | 758.7848 | Linear Fluorescent | 84.77% | Manual Switch | 75.54% | Linear Fluorescent T-8 / Code Compliant T-12 | Shut-off AND multi-level controls | LED Panel Lighting | Occupancy | 131.7041 | 93.2848 | 112.5611 | 15.5475 |  | First cost | Performance | No barrier identified | No barrier identified | None |  |  | TBD | TBD |  | 12.2027 | Yes | Maturity
Non-Residential Interior | Retail | Area Lighting (Low/Medium Bay) | 758.7848 | Linear Fluorescent | 84.77% | Manual Switch | 75.54% | Linear Fluorescent T-8 / Code Compliant T-12 | Shut-off AND multi-level controls | LED Panel Lighting | Daylighting | 131.7041 | 112.7192 | 112.5611 | 34.9818 |  | First cost | Performance | No barrier identified | No barrier identified | None |  |  | TBD | TBD |  | 12.2027 | Yes | Maturity
Non-Residential Interior | Retail | Area Lighting (Low/Medium Bay) | 758.7848 | Linear Fluorescent | 84.77% | Manual Switch | 75.54% | Linear Fluorescent T-8 / Code Compliant T-12 | Shut-off AND multi-level controls | LED Panel Lighting | Institutional Tuning | 131.7041 | 139.9272 | 112.5611 | 62.1899 |  | First cost | Performance | No barrier identified | No barrier identified | None |  |  | TBD | TBD |  | 12.2027 | Yes | Maturity
Non-Residential Interior | Retail | Area Lighting (Low/Medium Bay) | 758.7848 | Linear Fluorescent | 84.77% | Manual Switch | 75.54% | Linear Fluorescent T-8 / Code Compliant T-12 | Shut-off AND multi-level controls | LED Panel Lighting | Multiple Measures | 131.7041 | 147.701 | 112.5611 | 69.9636 |  | First cost | Performance | First cost | Availability | None |  |  | TBD | TBD |  | 12.2027 | Yes | Maturity
Non-Residential Interior | Retail | Area Lighting (High Bay) | 3705.1477 | Linear Fluorescent | 66.61% | Manual Switch | 58.67% | Linear Fluorescent T-8 / Code Compliant T-12 | Shut-off AND multi-level controls | High Bay Linear Fluorescent T-8/T-5 HO | Occupancy | 290.5717 | 277.9917 | 236.9277 | 46.332 |  | No barrier identified | No barrier identified | No barrier identified | No barrier identified | None |  |  | TBD | TBD |  | 12.2027 | Yes | Maturity
Non-Residential Interior | Retail | Area Lighting (High Bay) | 3705.1477 | Linear Fluorescent | 66.61% | Manual Switch | 58.67% | Linear Fluorescent T-8 / Code Compliant T-12 | Shut-off AND multi-level controls | High Bay Linear Fluorescent T-8/T-5 HO | Daylighting | 290.5717 | 335.9067 | 236.9277 | 104.2469 |  | No barrier identified | No barrier identified | No barrier identified | No barrier identified | None |  |  | TBD | TBD |  | 12.2027 | Yes | Maturity
Non-Residential Interior | Retail | Area Lighting (High Bay) | 3705.1477 | Linear Fluorescent | 66.61% | Manual Switch | 58.67% | Linear Fluorescent T-8 / Code Compliant T-12 | Shut-off AND multi-level controls | High Bay Linear Fluorescent T-8/T-5 HO | Institutional Tuning | 290.5717 | 416.9876 | 236.9277 | 185.3278 |  | No barrier identified | No barrier identified | No barrier identified | No barrier identified | None |  |  | TBD | TBD |  | 12.2027 | Yes | Maturity
Non-Residential Interior | Retail | Area Lighting (High Bay) | 3705.1477 | Linear Fluorescent | 66.61% | Manual Switch | 58.67% | Linear Fluorescent T-8 / Code Compliant T-12 | Shut-off AND multi-level controls | High Bay Linear Fluorescent T-8/T-5 HO | Multiple Measures | 290.5717 | 440.1536 | 236.9277 | 208.4938 |  | No barrier identified | No barrier identified | First cost | Availability | None |  |  | TBD | TBD |  | 12.2027 | Yes | Maturity
Non-Residential Interior | Retail | Area Lighting (High Bay) | 3705.1477 | Linear Fluorescent | 66.61% | Manual Switch | 58.67% | Linear Fluorescent T-8 / Code Compliant T-12 | Shut-off AND multi-level controls | High Bay LED | Occupancy | 505.3518 | 277.9917 | 431.8995 | 46.332 |  | First cost | Performance | No barrier identified | No barrier identified | None |  |  | TBD | TBD |  | 12.2027 | Yes | Maturity
Non-Residential Interior | Retail | Area Lighting (High Bay) | 3705.1477 | Linear Fluorescent | 66.61% | Manual Switch | 58.67% | Linear Fluorescent T-8 / Code Compliant T-12 | Shut-off AND multi-level controls | High Bay LED | Daylighting | 505.3518 | 335.9067 | 431.8995 | 104.2469 |  | First cost | Performance | No barrier identified | No barrier identified | None |  |  | TBD | TBD |  | 12.2027 | Yes | Maturity
Non-Residential Interior | Retail | Area Lighting (High Bay) | 3705.1477 | Linear Fluorescent | 66.61% | Manual Switch | 58.67% | Linear Fluorescent T-8 / Code Compliant T-12 | Shut-off AND multi-level controls | High Bay LED | Institutional Tuning | 505.3518 | 416.9876 | 431.8995 | 185.3278 |  | First cost | Performance | No barrier identified | No barrier identified | None |  |  | TBD | TBD |  | 12.2027 | Yes | Maturity
Non-Residential Interior | Retail | Area Lighting (High Bay) | 3705.1477 | Linear Fluorescent | 66.61% | Manual Switch | 58.67% | Linear Fluorescent T-8 / Code Compliant T-12 | Shut-off AND multi-level controls | High Bay LED | Multiple Measures | 505.3518 | 440.1536 | 431.8995 | 208.4938 |  | First cost | Performance | First cost | Availability | None |  |  | TBD | TBD |  | 12.2027 | Yes | Maturity
Non-Residential Interior | Retail | Area Lighting (High Bay) | 3705.1477 | CFL | 5.61% | Manual Switch | 95.89% | Halogen | Shut-off AND multi-level controls | High Bay LED | Occupancy | 38.3765 | 38.2718 | 38.3765 | 6.3786 |  | First cost | Performance | No barrier identified | No barrier identified | None |  |  | TBD | TBD |  | 12.2027 | Yes | Maturity
Non-Residential Interior | Retail | Area Lighting (High Bay) | 3705.1477 | CFL | 5.61% | Manual Switch | 95.89% | Halogen | Shut-off AND multi-level controls | High Bay LED | Daylighting | 38.3765 | 46.2451 | 38.3765 | 14.3519 |  | First cost | Performance | No barrier identified | No barrier identified | None |  |  | TBD | TBD |  | 12.2027 | Yes | Maturity
Non-Residential Interior | Retail | Area Lighting (High Bay) | 3705.1477 | CFL | 5.61% | Manual Switch | 95.89% | Halogen | Shut-off AND multi-level controls | High Bay LED | Institutional Tuning | 38.3765 | 57.4077 | 38.3765 | 25.5145 |  | First cost | Performance | No barrier identified | No barrier identified | None |  |  | TBD | TBD |  | 12.2027 | Yes | Maturity
Non-Residential Interior | Retail | Area Lighting (High Bay) | 3705.1477 | CFL | 5.61% | Manual Switch | 95.89% | Halogen | Shut-off AND multi-level controls | High Bay LED | Multiple Measures | 38.3765 | 60.597 | 38.3765 | 28.7039 |  | First cost | Performance | First cost | Availability | None |  |  | TBD | TBD |  | 12.2027 | Yes | Maturity
Non-Residential Interior | Retail | Area Lighting (High Bay) | 3705.1477 | MH (Std, PS, CMH) | 25.39% | Manual Switch | 85.08% | PS MH | Shut-off AND multi-level controls | CMH | Occupancy | 181.9536 | 153.673 | 148.7749 | 25.6122 |  | First cost | No barrier identified | No barrier identified | No barrier identified | None |  |  | TBD | TBD |  | 12.2027 | Yes | Maturity
Non-Residential Interior | Retail | Area Lighting (High Bay) | 3705.1477 | MH (Std, PS, CMH) | 25.39% | Manual Switch | 85.08% | PS MH | Shut-off AND multi-level controls | CMH | Daylighting | 181.9536 | 185.6882 | 148.7749 | 57.6274 |  | First cost | No barrier identified | No barrier identified | No barrier identified | None |  |  | TBD | TBD |  | 12.2027 | Yes | Maturity
Non-Residential Interior | Retail | Area Lighting (High Bay) | 3705.1477 | MH (Std, PS, CMH) | 25.39% | Manual Switch | 85.08% | PS MH | Shut-off AND multi-level controls | CMH | Institutional Tuning | 181.9536 | 230.5095 | 148.7749 | 102.4487 |  | First cost | No barrier identified | No barrier identified | No barrier identified | None |  |  | TBD | TBD |  | 12.2027 | Yes | Maturity
Non-Residential Interior | Retail | Area Lighting (High Bay) | 3705.1477 | MH (Std, PS, CMH) | 25.39% | Manual Switch | 85.08% | PS MH | Shut-off AND multi-level controls | CMH | Multiple Measures | 181.9536 | 243.3156 | 148.7749 | 115.2547 |  | First cost | No barrier identified | First cost | Availability | None |  |  | TBD | TBD |  | 12.2027 | Yes | Maturity
Non-Residential Interior | Retail | Area Lighting (High Bay) | 3705.1477 | MH (Std, PS, CMH) | 25.39% | Manual Switch | 85.08% | PS MH | Shut-off AND multi-level controls | High Bay Linear Fluorescent T-8/T-5 HO | Occupancy | 143.9806 | 153.673 | 109.001 | 25.6122 |  | No barrier identified | No barrier identified | No barrier identified | No barrier identified | None |  |  | TBD | TBD |  | 12.2027 | Yes | Maturity
Non-Residential Interior | Retail | Area Lighting (High Bay) | 3705.1477 | MH (Std, PS, CMH) | 25.39% | Manual Switch | 85.08% | PS MH | Shut-off AND multi-level controls | High Bay Linear Fluorescent T-8/T-5 HO | Daylighting | 143.9806 | 185.6882 | 109.001 | 57.6274 |  | No barrier identified | No barrier identified | No barrier identified | No barrier identified | None |  |  | TBD | TBD |  | 12.2027 | Yes | Maturity
Non-Residential Interior | Retail | Area Lighting (High Bay) | 3705.1477 | MH (Std, PS, CMH) | 25.39% | Manual Switch | 85.08% | PS MH | Shut-off AND multi-level controls | High Bay Linear Fluorescent T-8/T-5 HO | Institutional Tuning | 143.9806 | 230.5095 | 109.001 | 102.4487 |  | No barrier identified | No barrier identified | No barrier identified | No barrier identified | None |  |  | TBD | TBD |  | 12.2027 | Yes | Maturity
Non-Residential Interior | Retail | Area Lighting (High Bay) | 3705.1477 | MH (Std, PS, CMH) | 25.39% | Manual Switch | 85.08% | PS MH | Shut-off AND multi-level controls | High Bay Linear Fluorescent T-8/T-5 HO | Multiple Measures | 143.9806 | 243.3156 | 109.001 | 115.2547 |  | No barrier identified | No barrier identified | First cost | Availability | None |  |  | TBD | TBD |  | 12.2027 | Yes | Maturity
Non-Residential Interior | Retail | Area Lighting (High Bay) | 3705.1477 | MH (Std, PS, CMH) | 25.39% | Manual Switch | 85.08% | PS MH | Shut-off AND multi-level controls | High Bay LED | Occupancy | 405.7302 | 153.673 | 379.4776 | 25.6122 |  | First cost | Performance | No barrier identified | No barrier identified | None |  |  | TBD | TBD |  | 12.2027 | Yes | Maturity
Non-Residential Interior | Retail | Area Lighting (High Bay) | 3705.1477 | MH (Std, PS, CMH) | 25.39% | Manual Switch | 85.08% | PS MH | Shut-off AND multi-level controls | High Bay LED | Daylighting | 405.7302 | 185.6882 | 379.4776 | 57.6274 |  | First cost | Performance | No barrier identified | No barrier identified | None |  |  | TBD | TBD |  | 12.2027 | Yes | Maturity
Non-Residential Interior | Retail | Area Lighting (High Bay) | 3705.1477 | MH (Std, PS, CMH) | 25.39% | Manual Switch | 85.08% | PS MH | Shut-off AND multi-level controls | High Bay LED | Institutional Tuning | 405.7302 | 230.5095 | 379.4776 | 102.4487 |  | First cost | Performance | No barrier identified | No barrier identified | None |  |  | TBD | TBD |  | 12.2027 | Yes | Maturity
Non-Residential Interior | Retail | Area Lighting (High Bay) | 3705.1477 | MH (Std, PS, CMH) | 25.39% | Manual Switch | 85.08% | PS MH | Shut-off AND multi-level controls | High Bay LED | Multiple Measures | 405.7302 | 243.3156 | 379.4776 | 115.2547 |  | First cost | Performance | First cost | Availability | None |  |  | TBD | TBD |  | 12.2027 | Yes | Maturity
Non-Residential Interior | Retail | Display and Advertising | 551.0821 | Linear Fluorescent | 31.18% | Manual Switch | 87.49% | Linear Fluorescent T-8 / Code Compliant T-12 | Shut-off | High Efficiency Linear Fluorescent T-8/T-5 | Occupancy | 20.232 | Not Applicable | 16.4969 | Not Applicable |  | No barrier identified | No barrier identified | No barrier identified | No barrier identified | None |  |  | TBD | TBD |  | 12.2027 | Yes | Maturity
Non-Residential Interior | Retail | Display and Advertising | 551.0821 | Linear Fluorescent | 31.18% | Manual Switch | 87.49% | Linear Fluorescent T-8 / Code Compliant T-12 | Shut-off | High Efficiency Linear Fluorescent T-8/T-5 | Daylighting | 20.232 | Not Applicable | 16.4969 | Not Applicable |  | No barrier identified | No barrier identified | No barrier identified | No barrier identified | None |  |  | TBD | TBD |  | 12.2027 | Yes | Maturity
Non-Residential Interior | Retail | Display and Advertising | 551.0821 | Linear Fluorescent | 31.18% | Manual Switch | 87.49% | Linear Fluorescent T-8 / Code Compliant T-12 | Shut-off | High Efficiency Linear Fluorescent T-8/T-5 | Institutional Tuning | 20.232 | 43.3018 | 16.4969 | 37.2877 |  | No barrier identified | No barrier identified | No barrier identified | No barrier identified | None |  |  | TBD | TBD |  | 12.2027 | Yes | Maturity
Non-Residential Interior | Retail | Display and Advertising | 551.0821 | Linear Fluorescent | 31.18% | Manual Switch | 87.49% | Linear Fluorescent T-8 / Code Compliant T-12 | Shut-off | High Efficiency Linear Fluorescent T-8/T-5 | Multiple Measures | 20.232 | Not Applicable | 16.4969 | Not Applicable |  | No barrier identified | No barrier identified | First cost | Availability | None |  |  | TBD | TBD |  | 12.2027 | Yes | Maturity
Non-Residential Interior | Retail | Display and Advertising | 551.0821 | Linear Fluorescent | 31.18% | Manual Switch | 87.49% | Linear Fluorescent T-8 / Code Compliant T-12 | Shut-off | LED Panel Lighting | Occupancy | 35.1868 | Not Applicable | 30.0724 | Not Applicable |  | First cost | Performance | No barrier identified | No barrier identified | None |  |  | TBD | TBD |  | 12.2027 | Yes | Maturity
Non-Residential Interior | Retail | Display and Advertising | 551.0821 | Linear Fluorescent | 31.18% | Manual Switch | 87.49% | Linear Fluorescent T-8 / Code Compliant T-12 | Shut-off | LED Panel Lighting | Daylighting | 35.1868 | Not Applicable | 30.0724 | Not Applicable |  | First cost | Performance | No barrier identified | No barrier identified | None |  |  | TBD | TBD |  | 12.2027 | Yes | Maturity
Non-Residential Interior | Retail | Display and Advertising | 551.0821 | Linear Fluorescent | 31.18% | Manual Switch | 87.49% | Linear Fluorescent T-8 / Code Compliant T-12 | Shut-off | LED Panel Lighting | Institutional Tuning | 35.1868 | 43.3018 | 30.0724 | 37.2877 |  | First cost | Performance | No barrier identified | No barrier identified | None |  |  | TBD | TBD |  | 12.2027 | Yes | Maturity
Non-Residential Interior | Retail | Display and Advertising | 551.0821 | Linear Fluorescent | 31.18% | Manual Switch | 87.49% | Linear Fluorescent T-8 / Code Compliant T-12 | Shut-off | LED Panel Lighting | Multiple Measures | 35.1868 | Not Applicable | 30.0724 | Not Applicable |  | First cost | Performance | First cost | Availability | None |  |  | TBD | TBD |  | 12.2027 | Yes | Maturity
Non-Residential Interior | Retail | Display and Advertising | 551.0821 | Halogen | 38.4% | Manual Switch | 90.26% | Halogen | Shut-off | LED | Occupancy | 134.0402 | Not Applicable | 134.0402 | Not Applicable |  | First cost | Performance | No barrier identified | No barrier identified | None |  |  | TBD | TBD |  | 12.2027 | Yes | Maturity
Non-Residential Interior | Retail | Display and Advertising | 551.0821 | Halogen | 38.4% | Manual Switch | 90.26% | Halogen | Shut-off | LED | Daylighting | 134.0402 | Not Applicable | 134.0402 | Not Applicable |  | First cost | Performance | No barrier identified | No barrier identified | None |  |  | TBD | TBD |  | 12.2027 | Yes | Maturity
Non-Residential Interior | Retail | Display and Advertising | 551.0821 | Halogen | 38.4% | Manual Switch | 90.26% | Halogen | Shut-off | LED | Institutional Tuning | 134.0402 | 55.0147 | 134.0402 | 47.3738 |  | First cost | Performance | No barrier identified | No barrier identified | None |  |  | TBD | TBD |  | 12.2027 | Yes | Maturity
Non-Residential Interior | Retail | Display and Advertising | 551.0821 | Halogen | 38.4% | Manual Switch | 90.26% | Halogen | Shut-off | LED | Multiple Measures | 134.0402 | Not Applicable | 134.0402 | Not Applicable |  | First cost | Performance | First cost | Availability | None |  |  | TBD | TBD |  | 12.2027 | Yes | Maturity
Non-Residential Interior | Retail | Display and Advertising | 551.0821 | Halogen | 38.4% | Manual Switch | 90.26% | Halogen | Shut-off | CFL | Occupancy | 123.4581 | Not Applicable | 123.4581 | Not Applicable |  | Reliability | Performance | No barrier identified | No barrier identified | Lighting reliability - non dimming CFL on dimmer |  |  | TBD | TBD |  | 12.2027 | Yes | Maturity
Non-Residential Interior | Retail | Display and Advertising | 551.0821 | Halogen | 38.4% | Manual Switch | 90.26% | Halogen | Shut-off | CFL | Daylighting | 123.4581 | Not Applicable | 123.4581 | Not Applicable |  | Reliability | Performance | No barrier identified | No barrier identified | Lighting reliability - non dimming CFL on dimmer |  |  | TBD | TBD |  | 12.2027 | Yes | Maturity
Non-Residential Interior | Retail | Display and Advertising | 551.0821 | Halogen | 38.4% | Manual Switch | 90.26% | Halogen | Shut-off | CFL | Institutional Tuning | 123.4581 | 55.0147 | 123.4581 | 47.3738 |  | Reliability | Performance | No barrier identified | No barrier identified | Lighting reliability - non dimming CFL on dimmer |  |  | TBD | TBD |  | 12.2027 | Yes | Maturity
Non-Residential Interior | Retail | Display and Advertising | 551.0821 | Halogen | 38.4% | Manual Switch | 90.26% | Halogen | Shut-off | CFL | Multiple Measures | 123.4581 | Not Applicable | 123.4581 | Not Applicable |  | Reliability | Performance | First cost | Availability | Lighting reliability - non dimming CFL on dimmer |  |  | TBD | TBD |  | 12.2027 | Yes | Maturity
Non-Residential Interior | Retail | Display and Advertising | 551.0821 | LED | 6.061% | Manual Switch | 99.57% | Halogen | Shut-off | LED | Occupancy | No Change | Not Applicable | No Change | Not Applicable |  | Reliability | Performance | No barrier identified | No barrier identified | Lighting reliability - non dimming CFL on dimmer |  |  | TBD | TBD |  | 12.2027 | Yes | Maturity
Non-Residential Interior | Retail | Display and Advertising | 551.0821 | LED | 6.061% | Manual Switch | 99.57% | Halogen | Shut-off | LED | Daylighting | No Change | Not Applicable | No Change | Not Applicable |  | Reliability | Performance | No barrier identified | No barrier identified | Lighting reliability - non dimming CFL on dimmer |  |  | TBD | TBD |  | 12.2027 | Yes | Maturity
Non-Residential Interior | Retail | Display and Advertising | 551.0821 | LED | 6.061% | Manual Switch | 99.57% | Halogen | Shut-off | LED | Institutional Tuning | No Change | 9.5771 | No Change | 8.2469 |  | Reliability | Performance | No barrier identified | No barrier identified | Lighting reliability - non dimming CFL on dimmer |  |  | TBD | TBD |  | 12.2027 | Yes | Maturity
Non-Residential Interior | Retail | Display and Advertising | 551.0821 | LED | 6.061% | Manual Switch | 99.57% | Halogen | Shut-off | LED | Multiple Measures | No Change | Not Applicable | No Change | Not Applicable |  | Reliability | Performance | First cost | Availability | Lighting reliability - non dimming CFL on dimmer |  |  | TBD | TBD |  | 12.2027 | Yes | Maturity
Non-Residential Interior | Retail | Display and Advertising | 551.0821 | CFL | 5.311% | Manual Switch | 99.32% | Halogen | Shut-off | LED | Occupancy | 5.4034 | Not Applicable | 5.4034 | Not Applicable |  | Reliability | Performance | No barrier identified | No barrier identified | Lighting reliability - non dimming CFL on dimmer |  |  | TBD | TBD |  | 12.2027 | Yes | Maturity
Non-Residential Interior | Retail | Display and Advertising | 551.0821 | CFL | 5.311% | Manual Switch | 99.32% | Halogen | Shut-off | LED | Daylighting | 5.4034 | Not Applicable | 5.4034 | Not Applicable |  | Reliability | Performance | No barrier identified | No barrier identified | Lighting reliability - non dimming CFL on dimmer |  |  | TBD | TBD |  | 12.2027 | Yes | Maturity
Non-Residential Interior | Retail | Display and Advertising | 551.0821 | CFL | 5.311% | Manual Switch | 99.32% | Halogen | Shut-off | LED | Institutional Tuning | 5.4034 | 8.3724 | 5.4034 | 7.2095 |  | Reliability | Performance | No barrier identified | No barrier identified | Lighting reliability - non dimming CFL on dimmer |  |  | TBD | TBD |  | 12.2027 | Yes | Maturity
Non-Residential Interior | Retail | Display and Advertising | 551.0821 | CFL | 5.311% | Manual Switch | 99.32% | Halogen | Shut-off | LED | Multiple Measures | 5.4034 | Not Applicable | 5.4034 | Not Applicable |  | Reliability | Performance | First cost | Availability | Lighting reliability - non dimming CFL on dimmer |  |  | TBD | TBD |  | 12.2027 | Yes | Maturity
Non-Residential Interior | Retail | Display and Advertising | 551.0821 | Incandescent | 17.36% | Manual Switch | 98.26% | Halogen | Shut-off | LED | Occupancy | 63.7647 | Not Applicable | 60.5765 | Not Applicable |  | Reliability | Performance | No barrier identified | No barrier identified | Lighting reliability - non dimming CFL on dimmer |  |  | TBD | TBD |  | 12.2027 | Yes | Maturity
Non-Residential Interior | Retail | Display and Advertising | 551.0821 | Incandescent | 17.36% | Manual Switch | 98.26% | Halogen | Shut-off | LED | Daylighting | 63.7647 | Not Applicable | 60.5765 | Not Applicable |  | Reliability | Performance | No barrier identified | No barrier identified | Lighting reliability - non dimming CFL on dimmer |  |  | TBD | TBD |  | 12.2027 | Yes | Maturity
Non-Residential Interior | Retail | Display and Advertising | 551.0821 | Incandescent | 17.36% | Manual Switch | 98.26% | Halogen | Shut-off | LED | Institutional Tuning | 63.7647 | 27.0679 | 60.5765 | 23.3085 |  | Reliability | Performance | No barrier identified | No barrier identified | Lighting reliability - non dimming CFL on dimmer |  |  | TBD | TBD |  | 12.2027 | Yes | Maturity
Non-Residential Interior | Retail | Display and Advertising | 551.0821 | Incandescent | 17.36% | Manual Switch | 98.26% | Halogen | Shut-off | LED | Multiple Measures | 63.7647 | Not Applicable | 60.5765 | Not Applicable |  | Reliability | Performance | First cost | Availability | Lighting reliability - non dimming CFL on dimmer |  |  | TBD | TBD |  | 12.2027 | Yes | Maturity
Non-Residential Interior | Retail | Display and Advertising | 551.0821 | Incandescent | 17.36% | Manual Switch | 98.26% | Halogen | Shut-off | CFL | Occupancy | 59.9388 | Not Applicable | 55.7941 | Not Applicable |  | Reliability | Performance | No barrier identified | No barrier identified | Lighting reliability - non dimming CFL on dimmer |  |  | TBD | TBD |  | 12.2027 | Yes | Maturity
Non-Residential Interior | Retail | Display and Advertising | 551.0821 | Incandescent | 17.36% | Manual Switch | 98.26% | Halogen | Shut-off | CFL | Daylighting | 59.9388 | Not Applicable | 55.7941 | Not Applicable |  | Reliability | Performance | No barrier identified | No barrier identified | Lighting reliability - non dimming CFL on dimmer |  |  | TBD | TBD |  | 12.2027 | Yes | Maturity
Non-Residential Interior | Retail | Display and Advertising | 551.0821 | Incandescent | 17.36% | Manual Switch | 98.26% | Halogen | Shut-off | CFL | Institutional Tuning | 59.9388 | 27.0679 | 55.7941 | 23.3085 |  | Reliability | Performance | No barrier identified | No barrier identified | Lighting reliability - non dimming CFL on dimmer |  |  | TBD | TBD |  | 12.2027 | Yes | Maturity
Non-Residential Interior | Retail | Display and Advertising | 551.0821 | Incandescent | 17.36% | Manual Switch | 98.26% | Halogen | Shut-off | CFL | Multiple Measures | 59.9388 | Not Applicable | 55.7941 | Not Applicable |  | Reliability | Performance | First cost | Availability | Lighting reliability - non dimming CFL on dimmer |  |  | TBD | TBD |  | 12.2027 | Yes | Maturity
Non-Residential Interior | Warehouse | Area Lighting (Low/Medium Bay) | 358.4937 | Linear Fluorescent | 87.98% | Manual Switch / Schedule | 87.71% | Linear Fluorescent T-8 / Code Compliant T-12 | Shut-off and Daylighting and Bi-level (in warehouse aisleways and open areas) | High Efficiency Linear Fluorescent T-8/T-5 | Occupancy | 37.1357 | 68.6062 | 30.2798 | Savings are minimal if not negative |  | No barrier identified | No barrier identified | No barrier identified | No barrier identified | Lighting reliability - non dimming CFL on dimmer |  |  | TBD | TBD |  | 9.4274 | Yes | Maturity
Non-Residential Interior | Warehouse | Area Lighting (Low/Medium Bay) | 358.4937 | Linear Fluorescent | 87.98% | Manual Switch / Schedule | 87.71% | Linear Fluorescent T-8 / Code Compliant T-12 | Shut-off and Daylighting and Bi-level (in warehouse aisleways and open areas) | High Efficiency Linear Fluorescent T-8/T-5 | Daylighting | 37.1357 | 61.9669 | 30.2798 | No change |  | No barrier identified | No barrier identified | No barrier identified | No barrier identified | Lighting reliability - non dimming CFL on dimmer |  |  | TBD | TBD |  | 9.4274 | Yes | Maturity
Non-Residential Interior | Warehouse | Area Lighting (Low/Medium Bay) | 358.4937 | Linear Fluorescent | 87.98% | Manual Switch / Schedule | 87.71% | Linear Fluorescent T-8 / Code Compliant T-12 | Shut-off and Daylighting and Bi-level (in warehouse aisleways and open areas) | High Efficiency Linear Fluorescent T-8/T-5 | Personal Tuning | 37.1357 | Not Applicable | 30.2798 | Not Applicable |  | No barrier identified | No barrier identified | Not Applicable | Not Applicable | Lighting reliability - non dimming CFL on dimmer |  |  | TBD | TBD |  | 9.4274 | Yes | Maturity
Non-Residential Interior | Warehouse | Area Lighting (Low/Medium Bay) | 358.4937 | Linear Fluorescent | 87.98% | Manual Switch / Schedule | 87.71% | Linear Fluorescent T-8 / Code Compliant T-12 | Shut-off and Daylighting and Bi-level (in warehouse aisleways and open areas) | High Efficiency Linear Fluorescent T-8/T-5 | Institutional Tuning | 37.1357 | 79.6717 | 30.2798 | 17.7048 |  | No barrier identified | No barrier identified | No barrier identified | No barrier identified | Lighting reliability - non dimming CFL on dimmer |  |  | TBD | TBD |  | 9.4274 | Yes | Maturity
Non-Residential Interior | Warehouse | Area Lighting (Low/Medium Bay) | 358.4937 | Linear Fluorescent | 87.98% | Manual Switch / Schedule | 87.71% | Linear Fluorescent T-8 / Code Compliant T-12 | Shut-off and Daylighting and Bi-level (in warehouse aisleways and open areas) | High Efficiency Linear Fluorescent T-8/T-5 | Multiple Measures | 37.1357 | 84.0979 | 30.2798 | 22.131 |  | No barrier identified | No barrier identified | First cost | Availability | Lighting reliability - non dimming CFL on dimmer |  |  | TBD | TBD |  | 9.4274 | Yes | Maturity
Non-Residential Interior | Warehouse | Area Lighting (Low/Medium Bay) | 358.4937 | Linear Fluorescent | 87.98% | Manual Switch / Schedule | 87.71% | Linear Fluorescent T-8 / Code Compliant T-12 | Shut-off and Daylighting and Bi-level (in warehouse aisleways and open areas) | LED Panel Lighting | Occupancy | 64.585 | 68.6062 | 55.1976 | Savings are minimal if not negative |  | First cost | Performance | No barrier identified | No barrier identified | Lighting reliability - non dimming CFL on dimmer |  |  | TBD | TBD |  | 9.4274 | Yes | Maturity
Non-Residential Interior | Warehouse | Area Lighting (Low/Medium Bay) | 358.4937 | Linear Fluorescent | 87.98% | Manual Switch / Schedule | 87.71% | Linear Fluorescent T-8 / Code Compliant T-12 | Shut-off and Daylighting and Bi-level (in warehouse aisleways and open areas) | LED Panel Lighting | Daylighting | 64.585 | 61.9669 | 55.1976 | No change |  | First cost | Performance | No barrier identified | No barrier identified | Lighting reliability - non dimming CFL on dimmer |  |  | TBD | TBD |  | 9.4274 | Yes | Maturity
Non-Residential Interior | Warehouse | Area Lighting (Low/Medium Bay) | 358.4937 | Linear Fluorescent | 87.98% | Manual Switch / Schedule | 87.71% | Linear Fluorescent T-8 / Code Compliant T-12 | Shut-off and Daylighting and Bi-level (in warehouse aisleways and open areas) | LED Panel Lighting | Personal Tuning | 64.585 | Not Applicable | 55.1976 | Not Applicable |  | First cost | Performance | Not Applicable | Not Applicable | Lighting reliability - non dimming CFL on dimmer |  |  | TBD | TBD |  | 9.4274 | Yes | Maturity
Non-Residential Interior | Warehouse | Area Lighting (Low/Medium Bay) | 358.4937 | Linear Fluorescent | 87.98% | Manual Switch / Schedule | 87.71% | Linear Fluorescent T-8 / Code Compliant T-12 | Shut-off and Daylighting and Bi-level (in warehouse aisleways and open areas) | LED Panel Lighting | Institutional Tuning | 64.585 | 79.6717 | 55.1976 | 17.7048 |  | First cost | Performance | No barrier identified | No barrier identified | Lighting reliability - non dimming CFL on dimmer |  |  | TBD | TBD |  | 9.4274 | Yes | Maturity
Non-Residential Interior | Warehouse | Area Lighting (Low/Medium Bay) | 358.4937 | Linear Fluorescent | 87.98% | Manual Switch / Schedule | 87.71% | Linear Fluorescent T-8 / Code Compliant T-12 | Shut-off and Daylighting and Bi-level (in warehouse aisleways and open areas) | LED Panel Lighting | Multiple Measures | 64.585 | 84.0979 | 55.1976 | 22.131 |  | First cost | Performance | First cost | Availability | Lighting reliability - non dimming CFL on dimmer |  |  | TBD | TBD |  | 9.4274 | Yes | Maturity
Non-Residential Interior | Warehouse | Area Lighting (Low/Medium Bay) | 358.4937 | CFL | 10.53% | Manual Switch / Schedule | 99.87% | Halogen | Shut-off and Daylighting and Bi-level (in warehouse aisleways and open areas) | LED | Occupancy | 6.9684 | 9.3491 | 6.9684 | Savings are minimal if not negative |  | First cost | Performance | No barrier identified | No barrier identified | Lighting reliability - non dimming CFL on dimmer |  |  | TBD | TBD |  | 9.4274 | Yes | Maturity
Non-Residential Interior | Warehouse | Area Lighting (Low/Medium Bay) | 358.4937 | CFL | 10.53% | Manual Switch / Schedule | 99.87% | Halogen | Shut-off and Daylighting and Bi-level (in warehouse aisleways and open areas) | LED | Daylighting | 6.9684 | 8.4443 | 6.9684 | No change |  | First cost | Performance | No barrier identified | No barrier identified | Lighting reliability - non dimming CFL on dimmer |  |  | TBD | TBD |  | 9.4274 | Yes | Maturity
Non-Residential Interior | Warehouse | Area Lighting (Low/Medium Bay) | 358.4937 | CFL | 10.53% | Manual Switch / Schedule | 99.87% | Halogen | Shut-off and Daylighting and Bi-level (in warehouse aisleways and open areas) | LED | Personal Tuning | 6.9684 | Not Applicable | 6.9684 | Not Applicable |  | First cost | Performance | Not Applicable | Not Applicable | Lighting reliability - non dimming CFL on dimmer |  |  | TBD | TBD |  | 9.4274 | Yes | Maturity
Non-Residential Interior | Warehouse | Area Lighting (Low/Medium Bay) | 358.4937 | CFL | 10.53% | Manual Switch / Schedule | 99.87% | Halogen | Shut-off and Daylighting and Bi-level (in warehouse aisleways and open areas) | LED | Institutional Tuning | 6.9684 | 10.857 | 6.9684 | 2.4127 |  | First cost | Performance | No barrier identified | No barrier identified | Lighting reliability - non dimming CFL on dimmer |  |  | TBD | TBD |  | 9.4274 | Yes | Maturity
Non-Residential Interior | Warehouse | Area Lighting (Low/Medium Bay) | 358.4937 | CFL | 10.53% | Manual Switch / Schedule | 99.87% | Halogen | Shut-off and Daylighting and Bi-level (in warehouse aisleways and open areas) | LED | Multiple Measures | 6.9684 | 11.4601 | 6.9684 | 3.0158 |  | First cost | Performance | First cost | Availability | Lighting reliability - non dimming CFL on dimmer |  |  | TBD | TBD |  | 9.4274 | Yes | Maturity
Non-Residential Interior | Warehouse | Area Lighting (High Bay) | 1384.7696 | Linear Fluorescent | 75.85% | Manual Switch / Schedule | 67.18% | Linear Fluorescent T-8 / Code Compliant T-12 | Shut-off and Daylighting and Bi-level (in warehouse aisleways and open areas) | High Bay Linear Fluorescent T-8/T-5 HO | Occupancy | 123.6646 | 174.9929 | 100.8342 | Savings are minimal if not negative |  | No barrier identified | No barrier identified | No barrier identified | No barrier identified | Lighting reliability - non dimming CFL on dimmer |  |  | TBD | TBD |  | 9.4274 | Yes | Maturity
Non-Residential Interior | Warehouse | Area Lighting (High Bay) | 1384.7696 | Linear Fluorescent | 75.85% | Manual Switch / Schedule | 67.18% | Linear Fluorescent T-8 / Code Compliant T-12 | Shut-off and Daylighting and Bi-level (in warehouse aisleways and open areas) | High Bay Linear Fluorescent T-8/T-5 HO | Daylighting | 123.6646 | 158.0581 | 100.8342 | No change |  | No barrier identified | No barrier identified | No barrier identified | No barrier identified | Lighting reliability - non dimming CFL on dimmer |  |  | TBD | TBD |  | 9.4274 | Yes | Maturity
Non-Residential Interior | Warehouse | Area Lighting (High Bay) | 1384.7696 | Linear Fluorescent | 75.85% | Manual Switch / Schedule | 67.18% | Linear Fluorescent T-8 / Code Compliant T-12 | Shut-off and Daylighting and Bi-level (in warehouse aisleways and open areas) | High Bay Linear Fluorescent T-8/T-5 HO | Personal Tuning | 123.6646 | Not Applicable | 100.8342 | Not Applicable |  | No barrier identified | No barrier identified | Not Applicable | Not Applicable | Lighting reliability - non dimming CFL on dimmer |  |  | TBD | TBD |  | 9.4274 | Yes | Maturity
Non-Residential Interior | Warehouse | Area Lighting (High Bay) | 1384.7696 | Linear Fluorescent | 75.85% | Manual Switch / Schedule | 67.18% | Linear Fluorescent T-8 / Code Compliant T-12 | Shut-off and Daylighting and Bi-level (in warehouse aisleways and open areas) | High Bay Linear Fluorescent T-8/T-5 HO | Institutional Tuning | 123.6646 | 203.2176 | 100.8342 | 45.1595 |  | No barrier identified | No barrier identified | No barrier identified | No barrier identified | Lighting reliability - non dimming CFL on dimmer |  |  | TBD | TBD |  | 9.4274 | Yes | Maturity
Non-Residential Interior | Warehouse | Area Lighting (High Bay) | 1384.7696 | Linear Fluorescent | 75.85% | Manual Switch / Schedule | 67.18% | Linear Fluorescent T-8 / Code Compliant T-12 | Shut-off and Daylighting and Bi-level (in warehouse aisleways and open areas) | High Bay Linear Fluorescent T-8/T-5 HO | Multiple Measures | 123.6646 | 214.5075 | 100.8342 | 56.4493 |  | No barrier identified | No barrier identified | First cost | Availability | Lighting reliability - non dimming CFL on dimmer |  |  | TBD | TBD |  | 9.4274 | Yes | Maturity
Non-Residential Interior | Warehouse | Area Lighting (High Bay) | 1384.7696 | Linear Fluorescent | 75.85% | Manual Switch / Schedule | 67.18% | Linear Fluorescent T-8 / Code Compliant T-12 | Shut-off and Daylighting and Bi-level (in warehouse aisleways and open areas) | High Bay LED | Occupancy | 215.0729 | 174.9929 | 183.8123 | Savings are minimal if not negative |  | First cost | Performance | No barrier identified | No barrier identified | Lighting reliability - non dimming CFL on dimmer |  |  | TBD | TBD |  | 9.4274 | Yes | Maturity
Non-Residential Interior | Warehouse | Area Lighting (High Bay) | 1384.7696 | Linear Fluorescent | 75.85% | Manual Switch / Schedule | 67.18% | Linear Fluorescent T-8 / Code Compliant T-12 | Shut-off and Daylighting and Bi-level (in warehouse aisleways and open areas) | High Bay LED | Daylighting | 215.0729 | 158.0581 | 183.8123 | No change |  | First cost | Performance | No barrier identified | No barrier identified | Lighting reliability - non dimming CFL on dimmer |  |  | TBD | TBD |  | 9.4274 | Yes | Maturity
Non-Residential Interior | Warehouse | Area Lighting (High Bay) | 1384.7696 | Linear Fluorescent | 75.85% | Manual Switch / Schedule | 67.18% | Linear Fluorescent T-8 / Code Compliant T-12 | Shut-off and Daylighting and Bi-level (in warehouse aisleways and open areas) | High Bay LED | Personal Tuning | 215.0729 | Not Applicable | 183.8123 | Not Applicable |  | First cost | Performance | Not Applicable | Not Applicable | Lighting reliability - non dimming CFL on dimmer |  |  | TBD | TBD |  | 9.4274 | Yes | Maturity
Non-Residential Interior | Warehouse | Area Lighting (High Bay) | 1384.7696 | Linear Fluorescent | 75.85% | Manual Switch / Schedule | 67.18% | Linear Fluorescent T-8 / Code Compliant T-12 | Shut-off and Daylighting and Bi-level (in warehouse aisleways and open areas) | High Bay LED | Institutional Tuning | 215.0729 | 203.2176 | 183.8123 | 45.1595 |  | First cost | Performance | No barrier identified | No barrier identified | Lighting reliability - non dimming CFL on dimmer |  |  | TBD | TBD |  | 9.4274 | Yes | Maturity
Non-Residential Interior | Warehouse | Area Lighting (High Bay) | 1384.7696 | Linear Fluorescent | 75.85% | Manual Switch / Schedule | 67.18% | Linear Fluorescent T-8 / Code Compliant T-12 | Shut-off and Daylighting and Bi-level (in warehouse aisleways and open areas) | High Bay LED | Multiple Measures | 215.0729 | 214.5075 | 183.8123 | 56.4493 |  | First cost | Performance | First cost | Availability | Lighting reliability - non dimming CFL on dimmer |  |  | TBD | TBD |  | 9.4274 | Yes | Maturity
Non-Residential Interior | Warehouse | Area Lighting (High Bay) | 1384.7696 | MH (Std, PS, CMH) | 19.95% | Manual Switch / Schedule | 85.02% | PS MH | Shut-off and Daylighting and Bi-level (in warehouse aisleways and open areas) | CMH | Occupancy | 53.4437 | 58.2643 | 43.6984 | Savings are minimal if not negative |  | No barrier identified | No barrier identified | No barrier identified | No barrier identified | Lighting reliability - non dimming CFL on dimmer |  |  | TBD | TBD |  | 9.4274 | Yes | Maturity
Non-Residential Interior | Warehouse | Area Lighting (High Bay) | 1384.7696 | MH (Std, PS, CMH) | 19.95% | Manual Switch / Schedule | 85.02% | PS MH | Shut-off and Daylighting and Bi-level (in warehouse aisleways and open areas) | CMH | Daylighting | 53.4437 | 52.6258 | 43.6984 | No change |  | First cost | No barrier identified | No barrier identified | No barrier identified | Lighting reliability - non dimming CFL on dimmer |  |  | TBD | TBD |  | 9.4274 | Yes | Maturity
Non-Residential Interior | Warehouse | Area Lighting (High Bay) | 1384.7696 | MH (Std, PS, CMH) | 19.95% | Manual Switch / Schedule | 85.02% | PS MH | Shut-off and Daylighting and Bi-level (in warehouse aisleways and open areas) | CMH | Personal Tuning | 53.4437 | Not Applicable | 43.6984 | Not Applicable |  | First cost | No barrier identified | Not Applicable | Not Applicable | Lighting reliability - non dimming CFL on dimmer |  |  | TBD | TBD |  | 9.4274 | Yes | Maturity
Non-Residential Interior | Warehouse | Area Lighting (High Bay) | 1384.7696 | MH (Std, PS, CMH) | 19.95% | Manual Switch / Schedule | 85.02% | PS MH | Shut-off and Daylighting and Bi-level (in warehouse aisleways and open areas) | CMH | Institutional Tuning | 53.4437 | 67.6618 | 43.6984 | 15.036 |  | First cost | No barrier identified | No barrier identified | No barrier identified | Lighting reliability - non dimming CFL on dimmer |  |  | TBD | TBD |  | 9.4274 | Yes | Maturity
Non-Residential Interior | Warehouse | Area Lighting (High Bay) | 1384.7696 | MH (Std, PS, CMH) | 19.95% | Manual Switch / Schedule | 85.02% | PS MH | Shut-off and Daylighting and Bi-level (in warehouse aisleways and open areas) | CMH | Multiple Measures | 53.4437 | 71.4208 | 43.6984 | 18.7949 |  | First cost | No barrier identified | First cost | Availability | Lighting reliability - non dimming CFL on dimmer |  |  | TBD | TBD |  | 9.4274 | Yes | Maturity
Non-Residential Interior | Warehouse | Area Lighting (High Bay) | 1384.7696 | MH (Std, PS, CMH) | 19.95% | Manual Switch / Schedule | 85.02% | PS MH | Shut-off and Daylighting and Bi-level (in warehouse aisleways and open areas) | High Bay LED | Occupancy | 119.1718 | 58.2643 | 111.4608 | Savings are minimal if not negative |  | First cost | Performance | No barrier identified | No barrier identified | Lighting reliability - non dimming CFL on dimmer |  |  | TBD | TBD |  | 9.4274 | Yes | Maturity
Non-Residential Interior | Warehouse | Area Lighting (High Bay) | 1384.7696 | MH (Std, PS, CMH) | 19.95% | Manual Switch / Schedule | 85.02% | PS MH | Shut-off and Daylighting and Bi-level (in warehouse aisleways and open areas) | High Bay LED | Daylighting | 119.1718 | 52.6258 | 111.4608 | No change |  | First cost | Performance | No barrier identified | No barrier identified | Lighting reliability - non dimming CFL on dimmer |  |  | TBD | TBD |  | 9.4274 | Yes | Maturity
Non-Residential Interior | Warehouse | Area Lighting (High Bay) | 1384.7696 | MH (Std, PS, CMH) | 19.95% | Manual Switch / Schedule | 85.02% | PS MH | Shut-off and Daylighting and Bi-level (in warehouse aisleways and open areas) | High Bay LED | Personal Tuning | 119.1718 | Not Applicable | 111.4608 | Not Applicable |  | First cost | Performance | Not Applicable | Not Applicable | Lighting reliability - non dimming CFL on dimmer |  |  | TBD | TBD |  | 9.4274 | Yes | Maturity
Non-Residential Interior | Warehouse | Area Lighting (High Bay) | 1384.7696 | MH (Std, PS, CMH) | 19.95% | Manual Switch / Schedule | 85.02% | PS MH | Shut-off and Daylighting and Bi-level (in warehouse aisleways and open areas) | High Bay LED | Institutional Tuning | 119.1718 | 67.6618 | 111.4608 | 15.036 |  | First cost | Performance | No barrier identified | No barrier identified | Lighting reliability - non dimming CFL on dimmer |  |  | TBD | TBD |  | 9.4274 | Yes | Maturity
Non-Residential Interior | Warehouse | Area Lighting (High Bay) | 1384.7696 | MH (Std, PS, CMH) | 19.95% | Manual Switch / Schedule | 85.02% | PS MH | Shut-off and Daylighting and Bi-level (in warehouse aisleways and open areas) | High Bay LED | Multiple Measures | 119.1718 | 71.4208 | 111.4608 | 18.7949 |  | First cost | Performance | First cost | Availability | Lighting reliability - non dimming CFL on dimmer |  |  | TBD | TBD |  | 9.4274 | Yes | Maturity
Non-Residential Interior | Warehouse | Area Lighting (High Bay) | 1384.7696 | MH (Std, PS, CMH) | 19.95% | Manual Switch / Schedule | 85.02% | PS MH | Shut-off and Daylighting and Bi-level (in warehouse aisleways and open areas) | Induction | Occupancy | 30.2696 | 58.2643 | 30.2696 | Savings are minimal if not negative |  | Reliability | Performance | No barrier identified | No barrier identified | Lighting reliability - non dimming CFL on dimmer |  |  | TBD | TBD |  | 9.4274 | Yes | Maturity
Non-Residential Interior | Warehouse | Area Lighting (High Bay) | 1384.7696 | MH (Std, PS, CMH) | 19.95% | Manual Switch / Schedule | 85.02% | PS MH | Shut-off and Daylighting and Bi-level (in warehouse aisleways and open areas) | Induction | Daylighting | 30.2696 | 52.6258 | 30.2696 | No change |  | Reliability | Performance | No barrier identified | No barrier identified | Lighting reliability - non dimming CFL on dimmer |  |  | TBD | TBD |  | 9.4274 | Yes | Maturity
Non-Residential Interior | Warehouse | Area Lighting (High Bay) | 1384.7696 | MH (Std, PS, CMH) | 19.95% | Manual Switch / Schedule | 85.02% | PS MH | Shut-off and Daylighting and Bi-level (in warehouse aisleways and open areas) | Induction | Personal Tuning | 30.2696 | Not Applicable | 30.2696 | Not Applicable |  | Reliability | Performance | Not Applicable | Not Applicable | Lighting reliability - non dimming CFL on dimmer |  |  | TBD | TBD |  | 9.4274 | Yes | Maturity
Non-Residential Interior | Warehouse | Area Lighting (High Bay) | 1384.7696 | MH (Std, PS, CMH) | 19.95% | Manual Switch / Schedule | 85.02% | PS MH | Shut-off and Daylighting and Bi-level (in warehouse aisleways and open areas) | Induction | Institutional Tuning | 30.2696 | 67.6618 | 30.2696 | 15.036 |  | Reliability | Performance | No barrier identified | No barrier identified | Lighting reliability - non dimming CFL on dimmer |  |  | TBD | TBD |  | 9.4274 | Yes | Maturity
Non-Residential Interior | Warehouse | Area Lighting (High Bay) | 1384.7696 | MH (Std, PS, CMH) | 19.95% | Manual Switch / Schedule | 85.02% | PS MH | Shut-off and Daylighting and Bi-level (in warehouse aisleways and open areas) | Induction | Multiple Measures | 30.2696 | 71.4208 | 30.2696 | 18.7949 |  | Reliability | Performance | First cost | Availability | Lighting reliability - non dimming CFL on dimmer |  |  | TBD | TBD |  | 9.4274 | Yes | Maturity
Non-Residential Interior | Warehouse | Area Lighting (High Bay) | 1384.7696 | MH (Std, PS, CMH) | 19.95% | Manual Switch / Schedule | 85.02% | PS MH | Shut-off and Daylighting and Bi-level (in warehouse aisleways and open areas) | High Bay Linear Fluorescent T-8/T-5 HO | Occupancy | 42.2903 | 58.2643 | 32.016 | Savings are minimal if not negative |  | No barrier identified | No barrier identified | No barrier identified | No barrier identified | Lighting reliability - non dimming CFL on dimmer |  |  | TBD | TBD |  | 9.4274 | Yes | Maturity
Non-Residential Interior | Warehouse | Area Lighting (High Bay) | 1384.7696 | MH (Std, PS, CMH) | 19.95% | Manual Switch / Schedule | 85.02% | PS MH | Shut-off and Daylighting and Bi-level (in warehouse aisleways and open areas) | High Bay Linear Fluorescent T-8/T-5 HO | Daylighting | 42.2903 | 52.6258 | 32.016 | No change |  | No barrier identified | No barrier identified | No barrier identified | No barrier identified | Lighting reliability - non dimming CFL on dimmer |  |  | TBD | TBD |  | 9.4274 | Yes | Maturity
Non-Residential Interior | Warehouse | Area Lighting (High Bay) | 1384.7696 | MH (Std, PS, CMH) | 19.95% | Manual Switch / Schedule | 85.02% | PS MH | Shut-off and Daylighting and Bi-level (in warehouse aisleways and open areas) | High Bay Linear Fluorescent T-8/T-5 HO | Personal Tuning | 42.2903 | Not Applicable | 32.016 | Not Applicable |  | No barrier identified | No barrier identified | Not Applicable | Not Applicable | Lighting reliability - non dimming CFL on dimmer |  |  | TBD | TBD |  | 9.4274 | Yes | Maturity
Non-Residential Interior | Warehouse | Area Lighting (High Bay) | 1384.7696 | MH (Std, PS, CMH) | 19.95% | Manual Switch / Schedule | 85.02% | PS MH | Shut-off and Daylighting and Bi-level (in warehouse aisleways and open areas) | High Bay Linear Fluorescent T-8/T-5 HO | Institutional Tuning | 42.2903 | 67.6618 | 32.016 | 15.036 |  | No barrier identified | No barrier identified | No barrier identified | No barrier identified | Lighting reliability - non dimming CFL on dimmer |  |  | TBD | TBD |  | 9.4274 | Yes | Maturity
Non-Residential Interior | Warehouse | Area Lighting (High Bay) | 1384.7696 | MH (Std, PS, CMH) | 19.95% | Manual Switch / Schedule | 85.02% | PS MH | Shut-off and Daylighting and Bi-level (in warehouse aisleways and open areas) | High Bay Linear Fluorescent T-8/T-5 HO | Multiple Measures | 42.2903 | 71.4208 | 32.016 | 18.7949 |  | No barrier identified | No barrier identified | First cost | Availability | Lighting reliability - non dimming CFL on dimmer |  |  | TBD | TBD |  | 9.4274 | Yes | Maturity
Non-Residential Interior | Agricultural | Area Lighting (High Bay) | 536.8163 | MH (Std, PS, CMH) | Insufficient Data Found | Manual Switch | Insufficient Data Found | PS MH | Shut-off and Daylighting and Bi-level (in warehouse aisleways and open areas) | CMH | Occupancy | N/A | N/A | N/A | Savings are minimal if not negative |  | First cost | No barrier identified | No barrier identified | No barrier identified | Lighting reliability - non dimming CFL on dimmer |  |  | TBD | TBD |  | 17 | Yes | Maturity
Non-Residential Interior | Agricultural | Area Lighting (High Bay) | 536.8163 | MH (Std, PS, CMH) | Insufficient Data Found | Manual Switch | Insufficient Data Found | PS MH | Shut-off and Daylighting and Bi-level (in warehouse aisleways and open areas) | CMH | Daylighting | N/A | N/A | N/A | No change |  | First cost | No barrier identified | No barrier identified | No barrier identified | Lighting reliability - non dimming CFL on dimmer |  |  | TBD | TBD |  | 17 | Yes | Maturity
Non-Residential Interior | Agricultural | Area Lighting (High Bay) | 536.8163 | MH (Std, PS, CMH) | Insufficient Data Found | Manual Switch | Insufficient Data Found | PS MH | Shut-off and Daylighting and Bi-level (in warehouse aisleways and open areas) | CMH | Personal Tuning | N/A | Not Applicable | N/A | Not Applicable |  | First cost | No barrier identified | No barrier identified | No barrier identified | Lighting reliability - non dimming CFL on dimmer |  |  | TBD | TBD |  | 17 | Yes | Maturity
Non-Residential Interior | Agricultural | Area Lighting (High Bay) | 536.8163 | MH (Std, PS, CMH) | Insufficient Data Found | Manual Switch | Insufficient Data Found | PS MH | Shut-off and Daylighting and Bi-level (in warehouse aisleways and open areas) | CMH | Institutional Tuning | N/A | Insufficient Data Found | N/A | Insufficient Data to Estimate |  | First cost | No barrier identified | No barrier identified | No barrier identified | Lighting reliability - non dimming CFL on dimmer |  |  | TBD | TBD |  | 17 | Yes | Maturity
Non-Residential Interior | Agricultural | Area Lighting (High Bay) | 536.8163 | MH (Std, PS, CMH) | Insufficient Data Found | Manual Switch | Insufficient Data Found | PS MH | Shut-off and Daylighting and Bi-level (in warehouse aisleways and open areas) | CMH | Multiple Measures | N/A | Insufficient Data Found | N/A | Insufficient Data to Estimate |  | First cost | No barrier identified | First cost | Availability | Lighting reliability - non dimming CFL on dimmer |  |  | TBD | TBD |  | 17 | Yes | Maturity
Non-Residential Interior | Agricultural | Area Lighting (High Bay) | 536.8163 | MH (Std, PS, CMH) | Insufficient Data Found | Manual Switch | Insufficient Data Found | PS MH | Shut-off and Daylighting and Bi-level (in warehouse aisleways and open areas) | High Bay LED | Occupancy | N/A | N/A | N/A | Savings are minimal if not negative |  | First cost | Availability | No barrier identified | No barrier identified | Lighting reliability - non dimming CFL on dimmer |  |  | TBD | TBD |  | 17 | Yes | Maturity
Non-Residential Interior | Agricultural | Area Lighting (High Bay) | 536.8163 | MH (Std, PS, CMH) | Insufficient Data Found | Manual Switch | Insufficient Data Found | PS MH | Shut-off and Daylighting and Bi-level (in warehouse aisleways and open areas) | High Bay LED | Daylighting | N/A | N/A | N/A | No change |  | First cost | Availability | No barrier identified | No barrier identified | Lighting reliability - non dimming CFL on dimmer |  |  | TBD | TBD |  | 17 | Yes | Maturity
Non-Residential Interior | Agricultural | Area Lighting (High Bay) | 536.8163 | MH (Std, PS, CMH) | Insufficient Data Found | Manual Switch | Insufficient Data Found | PS MH | Shut-off and Daylighting and Bi-level (in warehouse aisleways and open areas) | High Bay LED | Personal Tuning | N/A | Not Applicable | N/A | Not Applicable |  | First cost | Availability | No barrier identified | No barrier identified | Lighting reliability - non dimming CFL on dimmer |  |  | TBD | TBD |  | 17 | Yes | Maturity
Non-Residential Interior | Agricultural | Area Lighting (High Bay) | 536.8163 | MH (Std, PS, CMH) | Insufficient Data Found | Manual Switch | Insufficient Data Found | PS MH | Shut-off and Daylighting and Bi-level (in warehouse aisleways and open areas) | High Bay LED | Institutional Tuning | N/A | Insufficient Data Found | N/A | Insufficient Data to Estimate |  | First cost | Availability | No barrier identified | No barrier identified | Lighting reliability - non dimming CFL on dimmer |  |  | TBD | TBD |  | 17 | Yes | Maturity
Non-Residential Interior | Agricultural | Area Lighting (High Bay) | 536.8163 | MH (Std, PS, CMH) | Insufficient Data Found | Manual Switch | Insufficient Data Found | PS MH | Shut-off and Daylighting and Bi-level (in warehouse aisleways and open areas) | High Bay LED | Multiple Measures | N/A | Insufficient Data Found | N/A | Insufficient Data to Estimate |  | First cost | Availability | First cost | Availability | Lighting reliability - non dimming CFL on dimmer |  |  | TBD | TBD |  | 17 | Yes | Maturity
Non-Residential Interior | Agricultural | Area Lighting (High Bay) | 536.8163 | MH (Std, PS, CMH) | Insufficient Data Found | Manual Switch | Insufficient Data Found | PS MH | Shut-off and Daylighting and Bi-level (in warehouse aisleways and open areas) | Induction | Occupancy | N/A | N/A | N/A | Savings are minimal if not negative |  | Reliability | Performance | No barrier identified | No barrier identified | Lighting reliability - non dimming CFL on dimmer |  |  | TBD | TBD |  | 17 | Yes | Maturity
Non-Residential Interior | Agricultural | Area Lighting (High Bay) | 536.8163 | MH (Std, PS, CMH) | Insufficient Data Found | Manual Switch | Insufficient Data Found | PS MH | Shut-off and Daylighting and Bi-level (in warehouse aisleways and open areas) | Induction | Daylighting | N/A | N/A | N/A | No change |  | Reliability | Performance | No barrier identified | No barrier identified | Lighting reliability - non dimming CFL on dimmer |  |  | TBD | TBD |  | 17 | Yes | Maturity
Non-Residential Interior | Agricultural | Area Lighting (High Bay) | 536.8163 | MH (Std, PS, CMH) | Insufficient Data Found | Manual Switch | Insufficient Data Found | PS MH | Shut-off and Daylighting and Bi-level (in warehouse aisleways and open areas) | Induction | Personal Tuning | N/A | Not Applicable | N/A | Not Applicable |  | Reliability | Performance | No barrier identified | No barrier identified | Lighting reliability - non dimming CFL on dimmer |  |  | TBD | TBD |  | 17 | Yes | Maturity
Non-Residential Interior | Agricultural | Area Lighting (High Bay) | 536.8163 | MH (Std, PS, CMH) | Insufficient Data Found | Manual Switch | Insufficient Data Found | PS MH | Shut-off and Daylighting and Bi-level (in warehouse aisleways and open areas) | Induction | Institutional Tuning | N/A | Insufficient Data Found | N/A | Insufficient Data to Estimate |  | Reliability | Performance | No barrier identified | No barrier identified | Lighting reliability - non dimming CFL on dimmer |  |  | TBD | TBD |  | 17 | Yes | Maturity
Non-Residential Interior | Agricultural | Area Lighting (High Bay) | 536.8163 | MH (Std, PS, CMH) | Insufficient Data Found | Manual Switch | Insufficient Data Found | PS MH | Shut-off and Daylighting and Bi-level (in warehouse aisleways and open areas) | Induction | Multiple Measures | N/A | Insufficient Data Found | N/A | Insufficient Data to Estimate |  | Reliability | Performance | First cost | Availability | Lighting reliability - non dimming CFL on dimmer |  |  | TBD | TBD |  | 17 | Yes | Maturity
Non-Residential Interior | Agricultural | Area Lighting (High Bay) | 536.8163 | MH (Std, PS, CMH) | Insufficient Data Found | Manual Switch | Insufficient Data Found | PS MH | Shut-off and Daylighting and Bi-level (in warehouse aisleways and open areas) | High Bay Linear Fluorescent T-8/T-5 HO | Occupancy | N/A | N/A | N/A | Savings are minimal if not negative |  | No barrier identified | No barrier identified | No barrier identified | No barrier identified | Lighting reliability - non dimming CFL on dimmer |  |  | TBD | TBD |  | 17 | Yes | Maturity
Non-Residential Interior | Agricultural | Area Lighting (High Bay) | 536.8163 | MH (Std, PS, CMH) | Insufficient Data Found | Manual Switch | Insufficient Data Found | PS MH | Shut-off and Daylighting and Bi-level (in warehouse aisleways and open areas) | High Bay Linear Fluorescent T-8/T-5 HO | Daylighting | N/A | N/A | N/A | No change |  | No barrier identified | No barrier identified | No barrier identified | No barrier identified | Lighting reliability - non dimming CFL on dimmer |  |  | TBD | TBD |  | 17 | Yes | Maturity
Non-Residential Interior | Agricultural | Area Lighting (High Bay) | 536.8163 | MH (Std, PS, CMH) | Insufficient Data Found | Manual Switch | Insufficient Data Found | PS MH | Shut-off and Daylighting and Bi-level (in warehouse aisleways and open areas) | High Bay Linear Fluorescent T-8/T-5 HO | Personal Tuning | N/A | Not Applicable | N/A | Not Applicable |  | No barrier identified | No barrier identified | No barrier identified | No barrier identified | Lighting reliability - non dimming CFL on dimmer |  |  | TBD | TBD |  | 17 | Yes | Maturity
Non-Residential Interior | Agricultural | Area Lighting (High Bay) | 536.8163 | MH (Std, PS, CMH) | Insufficient Data Found | Manual Switch | Insufficient Data Found | PS MH | Shut-off and Daylighting and Bi-level (in warehouse aisleways and open areas) | High Bay Linear Fluorescent T-8/T-5 HO | Institutional Tuning | N/A | Insufficient Data Found | N/A | Insufficient Data to Estimate |  | No barrier identified | No barrier identified | No barrier identified | No barrier identified | Lighting reliability - non dimming CFL on dimmer |  |  | TBD | TBD |  | 17 | Yes | Maturity
Non-Residential Interior | Agricultural | Area Lighting (High Bay) | 536.8163 | MH (Std, PS, CMH) | Insufficient Data Found | Manual Switch | Insufficient Data Found | PS MH | Shut-off and Daylighting and Bi-level (in warehouse aisleways and open areas) | High Bay Linear Fluorescent T-8/T-5 HO | Multiple Measures | N/A | Insufficient Data Found | N/A | Insufficient Data to Estimate |  | No barrier identified | No barrier identified | First cost | Availability | Lighting reliability - non dimming CFL on dimmer |  |  | TBD | TBD |  | 17 | Yes | Maturity
Non-Residential Interior | Agricultural | Area Lighting (Low/Medium Bay) | 536.8163 | Linear Fluorescent | Insufficient Data Found | Manual Switch | Insufficient Data Found | Linear Fluorescent T-8 / Code Compliant T-12 | Shut-off and Daylighting and Bi-level (in warehouse aisleways and open areas) | High Efficiency Linear Fluorescent T-8/T-5 | Occupancy | N/A | N/A | N/A | Savings are minimal if not negative |  | No barrier identified | No barrier identified | No barrier identified | No barrier identified | Lighting reliability - non dimming CFL on dimmer |  |  | TBD | TBD |  | 17 | Yes | Maturity
Non-Residential Interior | Agricultural | Area Lighting (Low/Medium Bay) | 536.8163 | Linear Fluorescent | Insufficient Data Found | Manual Switch | Insufficient Data Found | Linear Fluorescent T-8 / Code Compliant T-12 | Shut-off and Daylighting and Bi-level (in warehouse aisleways and open areas) | High Efficiency Linear Fluorescent T-8/T-5 | Daylighting | N/A | N/A | N/A | No change |  | No barrier identified | No barrier identified | No barrier identified | No barrier identified | Lighting reliability - non dimming CFL on dimmer |  |  | TBD | TBD |  | 17 | Yes | Maturity
Non-Residential Interior | Agricultural | Area Lighting (Low/Medium Bay) | 536.8163 | Linear Fluorescent | Insufficient Data Found | Manual Switch | Insufficient Data Found | Linear Fluorescent T-8 / Code Compliant T-12 | Shut-off and Daylighting and Bi-level (in warehouse aisleways and open areas) | High Efficiency Linear Fluorescent T-8/T-5 | Personal Tuning | N/A | Not Applicable | N/A | Not Applicable |  | No barrier identified | No barrier identified | No barrier identified | No barrier identified | Lighting reliability - non dimming CFL on dimmer |  |  | TBD | TBD |  | 17 | Yes | Maturity
Non-Residential Interior | Agricultural | Area Lighting (Low/Medium Bay) | 536.8163 | Linear Fluorescent | Insufficient Data Found | Manual Switch | Insufficient Data Found | Linear Fluorescent T-8 / Code Compliant T-12 | Shut-off and Daylighting and Bi-level (in warehouse aisleways and open areas) | High Efficiency Linear Fluorescent T-8/T-5 | Institutional Tuning | N/A | Insufficient Data Found | N/A | Insufficient Data to Estimate |  | No barrier identified | No barrier identified | No barrier identified | No barrier identified | Lighting reliability - non dimming CFL on dimmer |  |  | TBD | TBD |  | 17 | Yes | Maturity
Non-Residential Interior | Agricultural | Area Lighting (Low/Medium Bay) | 536.8163 | Linear Fluorescent | Insufficient Data Found | Manual Switch | Insufficient Data Found | Linear Fluorescent T-8 / Code Compliant T-12 | Shut-off and Daylighting and Bi-level (in warehouse aisleways and open areas) | High Efficiency Linear Fluorescent T-8/T-5 | Multiple Measures | N/A | Insufficient Data Found | N/A | Insufficient Data to Estimate |  | No barrier identified | No barrier identified | First cost | Availability | Lighting reliability - non dimming CFL on dimmer |  |  | TBD | TBD |  | 17 | Yes | Maturity
Non-Residential Interior | Agricultural | Area Lighting (Low/Medium Bay) | 536.8163 | Linear Fluorescent | Insufficient Data Found | Manual Switch | Insufficient Data Found | Linear Fluorescent T-8 / Code Compliant T-12 | Shut-off and Daylighting and Bi-level (in warehouse aisleways and open areas) | LED Panel Lighting | Occupancy | N/A | N/A | N/A | Savings are minimal if not negative |  | First cost | Availability | No barrier identified | No barrier identified | Lighting reliability - non dimming CFL on dimmer |  |  | TBD | TBD |  | 17 | Yes | Maturity
Non-Residential Interior | Agricultural | Area Lighting (Low/Medium Bay) | 536.8163 | Linear Fluorescent | Insufficient Data Found | Manual Switch | Insufficient Data Found | Linear Fluorescent T-8 / Code Compliant T-12 | Shut-off and Daylighting and Bi-level (in warehouse aisleways and open areas) | LED Panel Lighting | Daylighting | N/A | N/A | N/A | No change |  | First cost | Availability | No barrier identified | No barrier identified | Lighting reliability - non dimming CFL on dimmer |  |  | TBD | TBD |  | 17 | Yes | Maturity
Non-Residential Interior | Agricultural | Area Lighting (Low/Medium Bay) | 536.8163 | Linear Fluorescent | Insufficient Data Found | Manual Switch | Insufficient Data Found | Linear Fluorescent T-8 / Code Compliant T-12 | Shut-off and Daylighting and Bi-level (in warehouse aisleways and open areas) | LED Panel Lighting | Personal Tuning | N/A | Not Applicable | N/A | Not Applicable |  | First cost | Availability | No barrier identified | No barrier identified | Lighting reliability - non dimming CFL on dimmer |  |  | TBD | TBD |  | 17 | Yes | Maturity
Non-Residential Interior | Agricultural | Area Lighting (Low/Medium Bay) | 536.8163 | Linear Fluorescent | Insufficient Data Found | Manual Switch | Insufficient Data Found | Linear Fluorescent T-8 / Code Compliant T-12 | Shut-off and Daylighting and Bi-level (in warehouse aisleways and open areas) | LED Panel Lighting | Institutional Tuning | N/A | Insufficient Data Found | N/A | Insufficient Data to Estimate |  | First cost | Availability | No barrier identified | No barrier identified | Lighting reliability - non dimming CFL on dimmer |  |  | TBD | TBD |  | 17 | Yes | Maturity
Non-Residential Interior | Agricultural | Area Lighting (Low/Medium Bay) | 536.8163 | Linear Fluorescent | Insufficient Data Found | Manual Switch | Insufficient Data Found | Linear Fluorescent T-8 / Code Compliant T-12 | Shut-off and Daylighting and Bi-level (in warehouse aisleways and open areas) | LED Panel Lighting | Multiple Measures | N/A | Insufficient Data Found | N/A | Insufficient Data to Estimate |  | First cost | Availability | First cost | Availability | Lighting reliability - non dimming CFL on dimmer |  |  | TBD | TBD |  | 17 | Yes | Maturity
Non-Residential Interior | Food and Liquor Stores | Area Lighting (Low/Medium Bay) | 328.3275 | Linear Fluorescent | 96.65% | Manual Switch | 72.35% | Linear Fluorescent T-8 / Code Compliant T-12 | Shut-off and Multi-level controls and Daylighting | High Efficiency Linear Fluorescent T-8/T-5 | Occupancy | 46.8663 | 44.0776 | 40.6174 | Savings are minimal if not negative |  | No barrier identified | No barrier identified | No barrier identified | No barrier identified | Lighting reliability - non dimming CFL on dimmer |  |  | TBD | TBD |  | 12.2027 | Yes | Maturity
Non-Residential Interior | Food and Liquor Stores | Area Lighting (Low/Medium Bay) | 328.3275 | Linear Fluorescent | 96.65% | Manual Switch | 72.35% | Linear Fluorescent T-8 / Code Compliant T-12 | Shut-off and Multi-level controls and Daylighting | High Efficiency Linear Fluorescent T-8/T-5 | Daylighting | 46.8663 | 53.2605 | 40.6174 | No change |  | No barrier identified | No barrier identified | No barrier identified | No barrier identified | Lighting reliability - non dimming CFL on dimmer |  |  | TBD | TBD |  | 12.2027 | Yes | Maturity
Non-Residential Interior | Food and Liquor Stores | Area Lighting (Low/Medium Bay) | 328.3275 | Linear Fluorescent | 96.65% | Manual Switch | 72.35% | Linear Fluorescent T-8 / Code Compliant T-12 | Shut-off and Multi-level controls and Daylighting | High Efficiency Linear Fluorescent T-8/T-5 | Personal Tuning | 46.8663 | Not Applicable | 40.6174 | Not Applicable |  | No barrier identified | No barrier identified | Not Applicable | Not Applicable | Lighting reliability - non dimming CFL on dimmer |  |  | TBD | TBD |  | 12.2027 | Yes | Maturity
Non-Residential Interior | Food and Liquor Stores | Area Lighting (Low/Medium Bay) | 328.3275 | Linear Fluorescent | 96.65% | Manual Switch | 72.35% | Linear Fluorescent T-8 / Code Compliant T-12 | Shut-off and Multi-level controls and Daylighting | High Efficiency Linear Fluorescent T-8/T-5 | Institutional Tuning | 46.8663 | 66.1165 | 40.6174 | 12.856 |  | No barrier identified | No barrier identified | No barrier identified | No barrier identified | Lighting reliability - non dimming CFL on dimmer |  |  | TBD | TBD |  | 12.2027 | Yes | Maturity
Non-Residential Interior | Food and Liquor Stores | Area Lighting (Low/Medium Bay) | 328.3275 | Linear Fluorescent | 96.65% | Manual Switch | 72.35% | Linear Fluorescent T-8 / Code Compliant T-12 | Shut-off and Multi-level controls and Daylighting | High Efficiency Linear Fluorescent T-8/T-5 | Multiple Measures | 46.8663 | 69.7896 | 40.6174 | No change |  | No barrier identified | No barrier identified | First cost | Availability | Lighting reliability - non dimming CFL on dimmer |  |  | TBD | TBD |  | 12.2027 | Yes | Maturity
Non-Residential Interior | Food and Liquor Stores | Area Lighting (Low/Medium Bay) | 328.3275 | Linear Fluorescent | 96.65% | Manual Switch | 72.35% | Linear Fluorescent T-8 / Code Compliant T-12 | Shut-off and Multi-level controls and Daylighting | LED Panel Lighting | Occupancy | 64.9758 | 44.0776 | 55.5316 | Savings are minimal if not negative |  | First cost | Performance | No barrier identified | No barrier identified | Lighting reliability - non dimming CFL on dimmer |  |  | TBD | TBD |  | 12.2027 | Yes | Maturity
Non-Residential Interior | Food and Liquor Stores | Area Lighting (Low/Medium Bay) | 328.3275 | Linear Fluorescent | 96.65% | Manual Switch | 72.35% | Linear Fluorescent T-8 / Code Compliant T-12 | Shut-off and Multi-level controls and Daylighting | LED Panel Lighting | Daylighting | 64.9758 | 53.2605 | 55.5316 | No change |  | First cost | Performance | No barrier identified | No barrier identified | Lighting reliability - non dimming CFL on dimmer |  |  | TBD | TBD |  | 12.2027 | Yes | Maturity
Non-Residential Interior | Food and Liquor Stores | Area Lighting (Low/Medium Bay) | 328.3275 | Linear Fluorescent | 96.65% | Manual Switch | 72.35% | Linear Fluorescent T-8 / Code Compliant T-12 | Shut-off and Multi-level controls and Daylighting | LED Panel Lighting | Personal Tuning | 64.9758 | Not Applicable | 55.5316 | Not Applicable |  | First cost | Performance | Not Applicable | Not Applicable | Lighting reliability - non dimming CFL on dimmer |  |  | TBD | TBD |  | 12.2027 | Yes | Maturity
Non-Residential Interior | Food and Liquor Stores | Area Lighting (Low/Medium Bay) | 328.3275 | Linear Fluorescent | 96.65% | Manual Switch | 72.35% | Linear Fluorescent T-8 / Code Compliant T-12 | Shut-off and Multi-level controls and Daylighting | LED Panel Lighting | Institutional Tuning | 64.9758 | 66.1165 | 55.5316 | 12.856 |  | First cost | Performance | No barrier identified | No barrier identified | Lighting reliability - non dimming CFL on dimmer |  |  | TBD | TBD |  | 12.2027 | Yes | Maturity
Non-Residential Interior | Food and Liquor Stores | Area Lighting (Low/Medium Bay) | 328.3275 | Linear Fluorescent | 96.65% | Manual Switch | 72.35% | Linear Fluorescent T-8 / Code Compliant T-12 | Shut-off and Multi-level controls and Daylighting | LED Panel Lighting | Multiple Measures | 64.9758 | 69.7896 | 55.5316 | No change |  | First cost | Performance | First cost | Availability | Lighting reliability - non dimming CFL on dimmer |  |  | TBD | TBD |  | 12.2027 | Yes | Maturity
Non-Residential Interior | Food and Liquor Stores | Area Lighting (High Bay) | 1091.5065 | Linear Fluorescent | 93.01% | Manual Switch | 48.06% | Linear Fluorescent T-8 / Code Compliant T-12 | Shut-off and Multi-level controls and Daylighting | High Bay Linear Fluorescent T-8/T-5 HO | Occupancy | 149.9392 | 93.6747 | 129.9473 | Savings are minimal if not negative |  | No barrier identified | No barrier identified | No barrier identified | No barrier identified | Lighting reliability - non dimming CFL on dimmer |  |  | TBD | TBD |  | 12.2027 | Yes | Maturity
Non-Residential Interior | Food and Liquor Stores | Area Lighting (High Bay) | 1091.5065 | Linear Fluorescent | 93.01% | Manual Switch | 48.06% | Linear Fluorescent T-8 / Code Compliant T-12 | Shut-off and Multi-level controls and Daylighting | High Bay Linear Fluorescent T-8/T-5 HO | Daylighting | 149.9392 | 113.1902 | 129.9473 | No change |  | No barrier identified | No barrier identified | No barrier identified | No barrier identified | Lighting reliability - non dimming CFL on dimmer |  |  | TBD | TBD |  | 12.2027 | Yes | Maturity
Non-Residential Interior | Food and Liquor Stores | Area Lighting (High Bay) | 1091.5065 | Linear Fluorescent | 93.01% | Manual Switch | 48.06% | Linear Fluorescent T-8 / Code Compliant T-12 | Shut-off and Multi-level controls and Daylighting | High Bay Linear Fluorescent T-8/T-5 HO | Personal Tuning | 149.9392 | Not Applicable | 129.9473 | Not Applicable |  | No barrier identified | No barrier identified | Not Applicable | Not Applicable | Lighting reliability - non dimming CFL on dimmer |  |  | TBD | TBD |  | 12.2027 | Yes | Maturity
Non-Residential Interior | Food and Liquor Stores | Area Lighting (High Bay) | 1091.5065 | Linear Fluorescent | 93.01% | Manual Switch | 48.06% | Linear Fluorescent T-8 / Code Compliant T-12 | Shut-off and Multi-level controls and Daylighting | High Bay Linear Fluorescent T-8/T-5 HO | Institutional Tuning | 149.9392 | 140.512 | 129.9473 | 27.3218 |  | No barrier identified | No barrier identified | No barrier identified | No barrier identified | Lighting reliability - non dimming CFL on dimmer |  |  | TBD | TBD |  | 12.2027 | Yes | Maturity
Non-Residential Interior | Food and Liquor Stores | Area Lighting (High Bay) | 1091.5065 | Linear Fluorescent | 93.01% | Manual Switch | 48.06% | Linear Fluorescent T-8 / Code Compliant T-12 | Shut-off and Multi-level controls and Daylighting | High Bay Linear Fluorescent T-8/T-5 HO | Multiple Measures | 149.9392 | 148.3182 | 129.9473 | No change |  | No barrier identified | No barrier identified | First cost | Availability | Lighting reliability - non dimming CFL on dimmer |  |  | TBD | TBD |  | 12.2027 | Yes | Maturity
Non-Residential Interior | Food and Liquor Stores | Area Lighting (High Bay) | 1091.5065 | Linear Fluorescent | 93.01% | Manual Switch | 48.06% | Linear Fluorescent T-8 / Code Compliant T-12 | Shut-off and Multi-level controls and Daylighting | High Bay LED | Occupancy | 207.877 | 93.6747 | 177.6623 | Savings are minimal if not negative |  | First cost | Performance | No barrier identified | No barrier identified | Lighting reliability - non dimming CFL on dimmer |  |  | TBD | TBD |  | 12.2027 | Yes | Maturity
Non-Residential Interior | Food and Liquor Stores | Area Lighting (High Bay) | 1091.5065 | Linear Fluorescent | 93.01% | Manual Switch | 48.06% | Linear Fluorescent T-8 / Code Compliant T-12 | Shut-off and Multi-level controls and Daylighting | High Bay LED | Daylighting | 207.877 | 113.1902 | 177.6623 | No change |  | First cost | Performance | No barrier identified | No barrier identified | Lighting reliability - non dimming CFL on dimmer |  |  | TBD | TBD |  | 12.2027 | Yes | Maturity
Non-Residential Interior | Food and Liquor Stores | Area Lighting (High Bay) | 1091.5065 | Linear Fluorescent | 93.01% | Manual Switch | 48.06% | Linear Fluorescent T-8 / Code Compliant T-12 | Shut-off and Multi-level controls and Daylighting | High Bay LED | Personal Tuning | 207.877 | Not Applicable | 177.6623 | Not Applicable |  | First cost | Performance | Not Applicable | Not Applicable | Lighting reliability - non dimming CFL on dimmer |  |  | TBD | TBD |  | 12.2027 | Yes | Maturity
Non-Residential Interior | Food and Liquor Stores | Area Lighting (High Bay) | 1091.5065 | Linear Fluorescent | 93.01% | Manual Switch | 48.06% | Linear Fluorescent T-8 / Code Compliant T-12 | Shut-off and Multi-level controls and Daylighting | High Bay LED | Institutional Tuning | 207.877 | 140.512 | 177.6623 | 27.3218 |  | First cost | Performance | No barrier identified | No barrier identified | Lighting reliability - non dimming CFL on dimmer |  |  | TBD | TBD |  | 12.2027 | Yes | Maturity
Non-Residential Interior | Food and Liquor Stores | Area Lighting (High Bay) | 1091.5065 | Linear Fluorescent | 93.01% | Manual Switch | 48.06% | Linear Fluorescent T-8 / Code Compliant T-12 | Shut-off and Multi-level controls and Daylighting | High Bay LED | Multiple Measures | 207.877 | 148.3182 | 177.6623 | No change |  | First cost | Performance | First cost | Availability | Lighting reliability - non dimming CFL on dimmer |  |  | TBD | TBD |  | 12.2027 | Yes | Maturity
Non-Residential Interior | Food and Liquor Stores | Display and Advertising | 36.4808 | Linear Fluorescent Case Lights | 99% | Manual Switch | 50% | Linear Fluorescent Case Lights | Shut-off and occupancy/vacancy (bi-level) | LED Case Lights | Occupancy | 10.4014 | 3.4671 | 10.4014 | No change |  | First cost | Performance | No barrier identified | No barrier identified | Lighting reliability - non dimming CFL on dimmer |  |  | TBD | TBD |  | 12.2027 | Yes | Maturity
Non-Residential Interior | Food and Liquor Stores | Display and Advertising | 36.4808 | Linear Fluorescent Case Lights | 99% | Manual Switch | 50% | Linear Fluorescent Case Lights | Shut-off and occupancy/vacancy (bi-level) | LED Case Lights | Daylighting | 10.4014 | 4.1895 | 10.4014 | Savings are minimal if not negative |  | First cost | Performance | No barrier identified | No barrier identified | Lighting reliability - non dimming CFL on dimmer |  |  | TBD | TBD |  | 12.2027 | Yes | Maturity
Non-Residential Interior | Food and Liquor Stores | Display and Advertising | 36.4808 | Linear Fluorescent Case Lights | 99% | Manual Switch | 50% | Linear Fluorescent Case Lights | Shut-off and occupancy/vacancy (bi-level) | LED Case Lights | Personal Tuning | 10.4014 | Not Applicable | 10.4014 | Not Applicable |  | First cost | Performance | No barrier identified | No barrier identified | Lighting reliability - non dimming CFL on dimmer |  |  | TBD | TBD |  | 12.2027 | Yes | Maturity
Non-Residential Interior | Food and Liquor Stores | Display and Advertising | 36.4808 | Linear Fluorescent Case Lights | 99% | Manual Switch | 50% | Linear Fluorescent Case Lights | Shut-off and occupancy/vacancy (bi-level) | LED Case Lights | Institutional Tuning | 10.4014 | 5.2007 | 10.4014 | 1.7336 |  | First cost | Performance | No barrier identified | No barrier identified | Lighting reliability - non dimming CFL on dimmer |  |  | TBD | TBD |  | 12.2027 | Yes | Maturity
Non-Residential Interior | Food and Liquor Stores | Display and Advertising | 36.4808 | Linear Fluorescent Case Lights | 99% | Manual Switch | 50% | Linear Fluorescent Case Lights | Shut-off and occupancy/vacancy (bi-level) | LED Case Lights | Multiple Measures | 10.4014 | 5.4896 | 10.4014 | 2.0225 |  | First cost | Performance | First cost | Availability | Lighting reliability - non dimming CFL on dimmer |  |  | TBD | TBD |  | 12.2027 | Yes | Maturity
Non-Residential Interior | Hotel/Motel, Dorms, Assisted Living | Task Lighting | 949.0275 | CFL | 34.75% | Manual Switch | 95% | Halogen | No controls req'd | LED Task Lights | Occupancy | 60.8838 | 112.7872 | 60.8838 | 112.7872 |  | First cost | Performance | No barrier identified | No barrier identified | Lighting reliability - non dimming CFL on dimmer |  |  | TBD | TBD |  | 2.189 | Yes | Maturity
Non-Residential Interior | Hotel/Motel, Dorms, Assisted Living | Task Lighting | 949.0275 | CFL | 34.75% | Manual Switch | 95% | Halogen | No controls req'd | LED Task Lights | Daylighting | 60.8838 | 70.1787 | 60.8838 | 70.1787 |  | First cost | Performance | No barrier identified | No barrier identified | Lighting reliability - non dimming CFL on dimmer |  |  | TBD | TBD |  | 2.189 | Yes | Maturity
Non-Residential Interior | Hotel/Motel, Dorms, Assisted Living | Task Lighting | 949.0275 | CFL | 34.75% | Manual Switch | 95% | Halogen | No controls req'd | LED Task Lights | Personal Tuning | 60.8838 | 77.6978 | 60.8838 | 77.6978 |  | First cost | Performance | No barrier identified | No barrier identified | Lighting reliability - non dimming CFL on dimmer |  |  | TBD | TBD |  | 2.189 | Yes | Maturity
Non-Residential Interior | Hotel/Motel, Dorms, Assisted Living | Task Lighting | 949.0275 | CFL | 34.75% | Manual Switch | 95% | Halogen | No controls req'd | LED Task Lights | Institutional Tuning | 60.8838 | Not Applicable | 60.8838 | Not Applicable |  | First cost | Performance | No barrier identified | No barrier identified | Lighting reliability - non dimming CFL on dimmer |  |  | TBD | TBD |  | 2.189 | Yes | Maturity
Non-Residential Interior | Hotel/Motel, Dorms, Assisted Living | Task Lighting | 949.0275 | CFL | 34.75% | Manual Switch | 95% | Halogen | No controls req'd | LED Task Lights | Multiple Measures | 60.8838 | 95.2425 | 60.8838 | 95.2425 |  | First cost | Performance | First cost | Availability | Lighting reliability - non dimming CFL on dimmer |  |  | TBD | TBD |  | 2.189 | Yes | Maturity
Non-Residential Interior | Hotel/Motel, Dorms, Assisted Living | Task Lighting | 949.0275 | Incandescent | 34.75% | Manual Switch | 95% | Halogen | No controls req'd | LED Task Lights | Occupancy | 219.858 | 112.7872 | 208.8651 | 112.7872 |  | First cost | Performance | No barrier identified | No barrier identified | Lighting reliability - non dimming CFL on dimmer |  |  | TBD | TBD |  | 2.189 | Yes | Maturity
Non-Residential Interior | Hotel/Motel, Dorms, Assisted Living | Task Lighting | 949.0275 | Incandescent | 34.75% | Manual Switch | 95% | Halogen | No controls req'd | LED Task Lights | Daylighting | 219.858 | 70.1787 | 208.8651 | 70.1787 |  | First cost | Performance | No barrier identified | No barrier identified | Lighting reliability - non dimming CFL on dimmer |  |  | TBD | TBD |  | 2.189 | Yes | Maturity
Non-Residential Interior | Hotel/Motel, Dorms, Assisted Living | Task Lighting | 949.0275 | Incandescent | 34.75% | Manual Switch | 95% | Halogen | No controls req'd | LED Task Lights | Personal Tuning | 219.858 | 77.6978 | 208.8651 | 77.6978 |  | First cost | Performance | No barrier identified | No barrier identified | Lighting reliability - non dimming CFL on dimmer |  |  | TBD | TBD |  | 2.189 | Yes | Maturity
Non-Residential Interior | Hotel/Motel, Dorms, Assisted Living | Task Lighting | 949.0275 | Incandescent | 34.75% | Manual Switch | 95% | Halogen | No controls req'd | LED Task Lights | Institutional Tuning | 219.858 | Not Applicable | 208.8651 | Not Applicable |  | First cost | Performance | No barrier identified | No barrier identified | Lighting reliability - non dimming CFL on dimmer |  |  | TBD | TBD |  | 2.189 | Yes | Maturity
Non-Residential Interior | Hotel/Motel, Dorms, Assisted Living | Task Lighting | 949.0275 | Incandescent | 34.75% | Manual Switch | 95% | Halogen | No controls req'd | LED Task Lights | Multiple Measures | 219.858 | 95.2425 | 208.8651 | 95.2425 |  | First cost | Performance | First cost | Availability | Lighting reliability - non dimming CFL on dimmer |  |  | TBD | TBD |  | 2.189 | Yes | Maturity
Non-Residential Interior | Hotel/Motel, Dorms, Assisted Living | Area Lighting (Low/Medium Bay) | 158.9805 | Halogen | 36.84% | Manual Switch | 95% | Halogen | occupancy/vacancy in hote/motel and on low-efficacy fixtures in all others | LED | Occupancy | 37.0983 | 20.0331 | 37.0983 | No change |  | First cost | Performance | No barrier identified | No barrier identified | Lighting reliability - non dimming CFL on dimmer |  |  | TBD | TBD |  | 21.6 | Yes | Maturity
Non-Residential Interior | Hotel/Motel, Dorms, Assisted Living | Area Lighting (Low/Medium Bay) | 158.9805 | Halogen | 36.84% | Manual Switch | 95% | Halogen | occupancy/vacancy in hote/motel and on low-efficacy fixtures in all others | LED | Daylighting | 37.0983 | 12.465 | 37.0983 | Savings are minimal if not negative |  | First cost | Performance | No barrier identified | No barrier identified | Lighting reliability - non dimming CFL on dimmer |  |  | TBD | TBD |  | 21.6 | Yes | Maturity
Non-Residential Interior | Hotel/Motel, Dorms, Assisted Living | Area Lighting (Low/Medium Bay) | 158.9805 | Halogen | 36.84% | Manual Switch | 95% | Halogen | occupancy/vacancy in hote/motel and on low-efficacy fixtures in all others | LED | Personal Tuning | 37.0983 | Not Applicable | 37.0983 | Not Applicable |  | First cost | Performance | No barrier identified | No barrier identified | Lighting reliability - non dimming CFL on dimmer |  |  | TBD | TBD |  | 21.6 | Yes | Maturity
Non-Residential Interior | Hotel/Motel, Dorms, Assisted Living | Area Lighting (Low/Medium Bay) | 158.9805 | Halogen | 36.84% | Manual Switch | 95% | Halogen | occupancy/vacancy in hote/motel and on low-efficacy fixtures in all others | LED | Institutional Tuning | 37.0983 | 16.0265 | 37.0983 | Savings are minimal if not negative |  | First cost | Performance | No barrier identified | No barrier identified | Lighting reliability - non dimming CFL on dimmer |  |  | TBD | TBD |  | 21.6 | Yes | Maturity
Non-Residential Interior | Hotel/Motel, Dorms, Assisted Living | Area Lighting (Low/Medium Bay) | 158.9805 | Halogen | 36.84% | Manual Switch | 95% | Halogen | occupancy/vacancy in hote/motel and on low-efficacy fixtures in all others | LED | Multiple Measures | 37.0983 | 16.9168 | 37.0983 | Savings are minimal if not negative |  | First cost | Performance | First cost | Availability | Lighting reliability - non dimming CFL on dimmer |  |  | TBD | TBD |  | 21.6 | Yes | Maturity
Non-Residential Interior | Hotel/Motel, Dorms, Assisted Living | Area Lighting (Low/Medium Bay) | 158.9805 | Halogen | 36.84% | Manual Switch | 95% | Halogen | occupancy/vacancy in hote/motel and on low-efficacy fixtures in all others | CFL | Occupancy | 34.1695 | 20.0331 | 34.1695 | No change |  | Reliability | Performance | No barrier identified | No barrier identified | Lighting reliability - non dimming CFL on dimmer |  |  | TBD | TBD |  | 21.6 | Yes | Maturity
Non-Residential Interior | Hotel/Motel, Dorms, Assisted Living | Area Lighting (Low/Medium Bay) | 158.9805 | Halogen | 36.84% | Manual Switch | 95% | Halogen | occupancy/vacancy in hote/motel and on low-efficacy fixtures in all others | CFL | Daylighting | 34.1695 | 12.465 | 34.1695 | Savings are minimal if not negative |  | Reliability | Performance | No barrier identified | No barrier identified | Lighting reliability - non dimming CFL on dimmer |  |  | TBD | TBD |  | 21.6 | Yes | Maturity
Non-Residential Interior | Hotel/Motel, Dorms, Assisted Living | Area Lighting (Low/Medium Bay) | 158.9805 | Halogen | 36.84% | Manual Switch | 95% | Halogen | occupancy/vacancy in hote/motel and on low-efficacy fixtures in all others | CFL | Personal Tuning | 34.1695 | Not Applicable | 34.1695 | Not Applicable |  | Reliability | Performance | No barrier identified | No barrier identified | Lighting reliability - non dimming CFL on dimmer |  |  | TBD | TBD |  | 21.6 | Yes | Maturity
Non-Residential Interior | Hotel/Motel, Dorms, Assisted Living | Area Lighting (Low/Medium Bay) | 158.9805 | Halogen | 36.84% | Manual Switch | 95% | Halogen | occupancy/vacancy in hote/motel and on low-efficacy fixtures in all others | CFL | Institutional Tuning | 34.1695 | 16.0265 | 34.1695 | Savings are minimal if not negative |  | Reliability | Performance | No barrier identified | No barrier identified | Lighting reliability - non dimming CFL on dimmer |  |  | TBD | TBD |  | 21.6 | Yes | Maturity
Non-Residential Interior | Hotel/Motel, Dorms, Assisted Living | Area Lighting (Low/Medium Bay) | 158.9805 | Halogen | 36.84% | Manual Switch | 95% | Halogen | occupancy/vacancy in hote/motel and on low-efficacy fixtures in all others | CFL | Multiple Measures | 34.1695 | 16.9168 | 34.1695 | Savings are minimal if not negative |  | Reliability | Performance | First cost | Availability | Lighting reliability - non dimming CFL on dimmer |  |  | TBD | TBD |  | 21.6 | Yes | Maturity
Non-Residential Interior | Hotel/Motel, Dorms, Assisted Living | Area Lighting (Low/Medium Bay) | 158.9805 | Linear Fluorescent | 26.31% | Manual Switch | 95% | Linear Fluorescent T-8 / Code Compliant T-12 | occupancy/vacancy in hote/motel and on low-efficacy fixtures in all others | High Efficiency Linear Fluorescent T-8/T-5 | Occupancy | 10.4642 | 14.3052 | 6.6925 | No change |  | No barrier identified | No barrier identified | No barrier identified | No barrier identified | Lighting reliability - non dimming CFL on dimmer |  |  | TBD | TBD |  | 21.6 | Yes | Maturity
Non-Residential Interior | Hotel/Motel, Dorms, Assisted Living | Area Lighting (Low/Medium Bay) | 158.9805 | Linear Fluorescent | 26.31% | Manual Switch | 95% | Linear Fluorescent T-8 / Code Compliant T-12 | occupancy/vacancy in hote/motel and on low-efficacy fixtures in all others | High Efficiency Linear Fluorescent T-8/T-5 | Daylighting | 10.4642 | 8.901 | 6.6925 | Savings are minimal if not negative |  | No barrier identified | No barrier identified | No barrier identified | No barrier identified | Lighting reliability - non dimming CFL on dimmer |  |  | TBD | TBD |  | 21.6 | Yes | Maturity
Non-Residential Interior | Hotel/Motel, Dorms, Assisted Living | Area Lighting (Low/Medium Bay) | 158.9805 | Linear Fluorescent | 26.31% | Manual Switch | 95% | Linear Fluorescent T-8 / Code Compliant T-12 | occupancy/vacancy in hote/motel and on low-efficacy fixtures in all others | High Efficiency Linear Fluorescent T-8/T-5 | Personal Tuning | 10.4642 | Not Applicable | 6.6925 | Not Applicable |  | No barrier identified | No barrier identified | No barrier identified | No barrier identified | Lighting reliability - non dimming CFL on dimmer |  |  | TBD | TBD |  | 21.6 | Yes | Maturity
Non-Residential Interior | Hotel/Motel, Dorms, Assisted Living | Area Lighting (Low/Medium Bay) | 158.9805 | Linear Fluorescent | 26.31% | Manual Switch | 95% | Linear Fluorescent T-8 / Code Compliant T-12 | occupancy/vacancy in hote/motel and on low-efficacy fixtures in all others | High Efficiency Linear Fluorescent T-8/T-5 | Institutional Tuning | 10.4642 | 11.4441 | 6.6925 | Savings are minimal if not negative |  | No barrier identified | No barrier identified | No barrier identified | No barrier identified | Lighting reliability - non dimming CFL on dimmer |  |  | TBD | TBD |  | 21.6 | Yes | Maturity
Non-Residential Interior | Hotel/Motel, Dorms, Assisted Living | Area Lighting (Low/Medium Bay) | 158.9805 | Linear Fluorescent | 26.31% | Manual Switch | 95% | Linear Fluorescent T-8 / Code Compliant T-12 | occupancy/vacancy in hote/motel and on low-efficacy fixtures in all others | High Efficiency Linear Fluorescent T-8/T-5 | Multiple Measures | 10.4642 | 12.0799 | 6.6925 | Savings are minimal if not negative |  | No barrier identified | No barrier identified | First cost | Availability | Lighting reliability - non dimming CFL on dimmer |  |  | TBD | TBD |  | 21.6 | Yes | Maturity
Non-Residential Interior | Hotel/Motel, Dorms, Assisted Living | Area Lighting (Low/Medium Bay) | 158.9805 | Linear Fluorescent | 26.31% | Manual Switch | 95% | Linear Fluorescent T-8 / Code Compliant T-12 | occupancy/vacancy in hote/motel and on low-efficacy fixtures in all others | LED Panel Lighting | Occupancy | 8.5648 | 14.3052 | 7.3199 | No change |  | First cost | Performance | No barrier identified | No barrier identified | Lighting reliability - non dimming CFL on dimmer |  |  | TBD | TBD |  | 21.6 | Yes | Maturity
Non-Residential Interior | Hotel/Motel, Dorms, Assisted Living | Area Lighting (Low/Medium Bay) | 158.9805 | Linear Fluorescent | 26.31% | Manual Switch | 95% | Linear Fluorescent T-8 / Code Compliant T-12 | occupancy/vacancy in hote/motel and on low-efficacy fixtures in all others | LED Panel Lighting | Daylighting | 8.5648 | 8.901 | 7.3199 | Savings are minimal if not negative |  | First cost | Performance | No barrier identified | No barrier identified | Lighting reliability - non dimming CFL on dimmer |  |  | TBD | TBD |  | 21.6 | Yes | Maturity
Non-Residential Interior | Hotel/Motel, Dorms, Assisted Living | Area Lighting (Low/Medium Bay) | 158.9805 | Linear Fluorescent | 26.31% | Manual Switch | 95% | Linear Fluorescent T-8 / Code Compliant T-12 | occupancy/vacancy in hote/motel and on low-efficacy fixtures in all others | LED Panel Lighting | Personal Tuning | 8.5648 | Not Applicable | 7.3199 | Not Applicable |  | First cost | Performance | No barrier identified | No barrier identified | Lighting reliability - non dimming CFL on dimmer |  |  | TBD | TBD |  | 21.6 | Yes | Maturity
Non-Residential Interior | Hotel/Motel, Dorms, Assisted Living | Area Lighting (Low/Medium Bay) | 158.9805 | Linear Fluorescent | 26.31% | Manual Switch | 95% | Linear Fluorescent T-8 / Code Compliant T-12 | occupancy/vacancy in hote/motel and on low-efficacy fixtures in all others | LED Panel Lighting | Institutional Tuning | 8.5648 | 11.4441 | 7.3199 | Savings are minimal if not negative |  | First cost | Performance | No barrier identified | No barrier identified | Lighting reliability - non dimming CFL on dimmer |  |  | TBD | TBD |  | 21.6 | Yes | Maturity
Non-Residential Interior | Hotel/Motel, Dorms, Assisted Living | Area Lighting (Low/Medium Bay) | 158.9805 | Linear Fluorescent | 26.31% | Manual Switch | 95% | Linear Fluorescent T-8 / Code Compliant T-12 | occupancy/vacancy in hote/motel and on low-efficacy fixtures in all others | LED Panel Lighting | Multiple Measures | 8.5648 | 12.0799 | 7.3199 | Savings are minimal if not negative |  | First cost | Performance | First cost | Availability | Lighting reliability - non dimming CFL on dimmer |  |  | TBD | TBD |  | 21.6 | Yes | Maturity
Non-Residential Interior | Hotel/Motel, Dorms, Assisted Living | Area Lighting (Low/Medium Bay) | 158.9805 | Incandescent | 36.84% | Manual Switch | 95% | Halogen | occupancy/vacancy in hote/motel and on low-efficacy fixtures in all others | LED | Occupancy | 39.0508 | 20.0331 | 37.0983 | No change |  | First cost | Performance | No barrier identified | No barrier identified | Lighting reliability - non dimming CFL on dimmer |  |  | TBD | TBD |  | 21.6 | Yes | Maturity
Non-Residential Interior | Hotel/Motel, Dorms, Assisted Living | Area Lighting (Low/Medium Bay) | 158.9805 | Incandescent | 36.84% | Manual Switch | 95% | Halogen | occupancy/vacancy in hote/motel and on low-efficacy fixtures in all others | LED | Daylighting | 39.0508 | 12.465 | 37.0983 | Savings are minimal if not negative |  | First cost | Performance | No barrier identified | No barrier identified | Lighting reliability - non dimming CFL on dimmer |  |  | TBD | TBD |  | 21.6 | Yes | Maturity
Non-Residential Interior | Hotel/Motel, Dorms, Assisted Living | Area Lighting (Low/Medium Bay) | 158.9805 | Incandescent | 36.84% | Manual Switch | 95% | Halogen | occupancy/vacancy in hote/motel and on low-efficacy fixtures in all others | LED | Personal Tuning | 39.0508 | Not Applicable | 37.0983 | Not Applicable |  | First cost | Performance | No barrier identified | No barrier identified | Lighting reliability - non dimming CFL on dimmer |  |  | TBD | TBD |  | 21.6 | Yes | Maturity
Non-Residential Interior | Hotel/Motel, Dorms, Assisted Living | Area Lighting (Low/Medium Bay) | 158.9805 | Incandescent | 36.84% | Manual Switch | 95% | Halogen | occupancy/vacancy in hote/motel and on low-efficacy fixtures in all others | LED | Institutional Tuning | 39.0508 | 16.0265 | 37.0983 | Savings are minimal if not negative |  | First cost | Performance | No barrier identified | No barrier identified | Lighting reliability - non dimming CFL on dimmer |  |  | TBD | TBD |  | 21.6 | Yes | Maturity
Non-Residential Interior | Hotel/Motel, Dorms, Assisted Living | Area Lighting (Low/Medium Bay) | 158.9805 | Incandescent | 36.84% | Manual Switch | 95% | Halogen | occupancy/vacancy in hote/motel and on low-efficacy fixtures in all others | LED | Multiple Measures | 39.0508 | 16.9168 | 37.0983 | Savings are minimal if not negative |  | First cost | Performance | First cost | Availability | Lighting reliability - non dimming CFL on dimmer |  |  | TBD | TBD |  | 21.6 | Yes | Maturity
Non-Residential Interior | Hotel/Motel, Dorms, Assisted Living | Area Lighting (Low/Medium Bay) | 158.9805 | Incandescent | 36.84% | Manual Switch | 95% | Halogen | occupancy/vacancy in hote/motel and on low-efficacy fixtures in all others | CFL | Occupancy | 36.7078 | 20.0331 | 34.1695 | No change |  | Reliability | Performance | No barrier identified | No barrier identified | Lighting reliability - non dimming CFL on dimmer |  |  | TBD | TBD |  | 21.6 | Yes | Maturity
Non-Residential Interior | Hotel/Motel, Dorms, Assisted Living | Area Lighting (Low/Medium Bay) | 158.9805 | Incandescent | 36.84% | Manual Switch | 95% | Halogen | occupancy/vacancy in hote/motel and on low-efficacy fixtures in all others | CFL | Daylighting | 36.7078 | 12.465 | 34.1695 | Savings are minimal if not negative |  | Reliability | Performance | No barrier identified | No barrier identified | Lighting reliability - non dimming CFL on dimmer |  |  | TBD | TBD |  | 21.6 | Yes | Maturity
Non-Residential Interior | Hotel/Motel, Dorms, Assisted Living | Area Lighting (Low/Medium Bay) | 158.9805 | Incandescent | 36.84% | Manual Switch | 95% | Halogen | occupancy/vacancy in hote/motel and on low-efficacy fixtures in all others | CFL | Personal Tuning | 36.7078 | Not Applicable | 34.1695 | Not Applicable |  | Reliability | Performance | No barrier identified | No barrier identified | Lighting reliability - non dimming CFL on dimmer |  |  | TBD | TBD |  | 21.6 | Yes | Maturity
Non-Residential Interior | Hotel/Motel, Dorms, Assisted Living | Area Lighting (Low/Medium Bay) | 158.9805 | Incandescent | 36.84% | Manual Switch | 95% | Halogen | occupancy/vacancy in hote/motel and on low-efficacy fixtures in all others | CFL | Institutional Tuning | 36.7078 | 16.0265 | 34.1695 | Savings are minimal if not negative |  | Reliability | Performance | No barrier identified | No barrier identified | Lighting reliability - non dimming CFL on dimmer |  |  | TBD | TBD |  | 21.6 | Yes | Maturity
Non-Residential Interior | Hotel/Motel, Dorms, Assisted Living | Area Lighting (Low/Medium Bay) | 158.9805 | Incandescent | 36.84% | Manual Switch | 95% | Halogen | occupancy/vacancy in hote/motel and on low-efficacy fixtures in all others | CFL | Multiple Measures | 36.7078 | 16.9168 | 34.1695 | Savings are minimal if not negative |  | Reliability | Performance | First cost | Availability | Lighting reliability - non dimming CFL on dimmer |  |  | TBD | TBD |  | 21.6 | Yes | Maturity
Non-Residential Interior | Health and Medical Clinics | Area Lighting (Low/Medium Bay) | 446.0041 | Linear Fluorescent | 90.32% | Manual Switch | 77.18% | Linear Fluorescent T-8 / Code Compliant T-12 | Shut-off AND multi-level controls | High Efficiency Linear Fluorescent T-8/T-5 | Occupancy | 59.4931 | 59.6955 | 51.5607 | 9.9493 |  | No barrier identified | No barrier identified | No barrier identified | No barrier identified | None |  |  | TBD | TBD |  | 14.2274 | Yes | Maturity
Non-Residential Interior | Health and Medical Clinics | Area Lighting (Low/Medium Bay) | 446.0041 | Linear Fluorescent | 90.32% | Manual Switch | 77.18% | Linear Fluorescent T-8 / Code Compliant T-12 | Shut-off AND multi-level controls | High Efficiency Linear Fluorescent T-8/T-5 | Daylighting | 59.4931 | 69.6448 | 51.5607 | 19.8985 |  | No barrier identified | No barrier identified | No barrier identified | No barrier identified | None |  |  | TBD | TBD |  | 14.2274 | Yes | Maturity
Non-Residential Interior | Health and Medical Clinics | Area Lighting (Low/Medium Bay) | 446.0041 | Linear Fluorescent | 90.32% | Manual Switch | 77.18% | Linear Fluorescent T-8 / Code Compliant T-12 | Shut-off AND multi-level controls | High Efficiency Linear Fluorescent T-8/T-5 | Personal Tuning | 59.4931 | Not Applicable | 51.5607 | Not Applicable |  | No barrier identified | No barrier identified | Not Applicable | Not Applicable | None |  |  | TBD | TBD |  | 14.2274 | Yes | Maturity
Non-Residential Interior | Health and Medical Clinics | Area Lighting (Low/Medium Bay) | 446.0041 | Linear Fluorescent | 90.32% | Manual Switch | 77.18% | Linear Fluorescent T-8 / Code Compliant T-12 | Shut-off AND multi-level controls | High Efficiency Linear Fluorescent T-8/T-5 | Institutional Tuning | 59.4931 | 89.5433 | 51.5607 | 39.797 |  | No barrier identified | No barrier identified | No barrier identified | No barrier identified | None |  |  | TBD | TBD |  | 14.2274 | Yes | Maturity
Non-Residential Interior | Health and Medical Clinics | Area Lighting (Low/Medium Bay) | 446.0041 | Linear Fluorescent | 90.32% | Manual Switch | 77.18% | Linear Fluorescent T-8 / Code Compliant T-12 | Shut-off AND multi-level controls | High Efficiency Linear Fluorescent T-8/T-5 | Multiple Measures | 59.4931 | 94.5179 | 51.5607 | 44.7717 |  | No barrier identified | No barrier identified | First cost | Availability | None |  |  | TBD | TBD |  | 14.2274 | Yes | Maturity
Non-Residential Interior | Health and Medical Clinics | Area Lighting (Low/Medium Bay) | 446.0041 | Linear Fluorescent | 90.32% | Manual Switch | 77.18% | Linear Fluorescent T-8 / Code Compliant T-12 | Shut-off AND multi-level controls | LED Panel Lighting | Occupancy | 82.4817 | 59.6955 | 70.4931 | 9.9493 |  | First cost | Performance | No barrier identified | No barrier identified | There may be specific codes and standards to prevent lighting technology changes |  |  | TBD | TBD |  | 14.2274 | Yes | Maturity
Non-Residential Interior | Health and Medical Clinics | Area Lighting (Low/Medium Bay) | 446.0041 | Linear Fluorescent | 90.32% | Manual Switch | 77.18% | Linear Fluorescent T-8 / Code Compliant T-12 | Shut-off AND multi-level controls | LED Panel Lighting | Daylighting | 82.4817 | 69.6448 | 70.4931 | 19.8985 |  | First cost | Performance | No barrier identified | No barrier identified | There may be specific codes and standards to prevent lighting technology changes |  |  | TBD | TBD |  | 14.2274 | Yes | Maturity
Non-Residential Interior | Health and Medical Clinics | Area Lighting (Low/Medium Bay) | 446.0041 | Linear Fluorescent | 90.32% | Manual Switch | 77.18% | Linear Fluorescent T-8 / Code Compliant T-12 | Shut-off AND multi-level controls | LED Panel Lighting | Personal Tuning | 82.4817 | Not Applicable | 70.4931 | Not Applicable |  | First cost | Performance | Not Applicable | Not Applicable | There may be specific codes and standards to prevent lighting technology changes |  |  | TBD | TBD |  | 14.2274 | Yes | Maturity
Non-Residential Interior | Health and Medical Clinics | Area Lighting (Low/Medium Bay) | 446.0041 | Linear Fluorescent | 90.32% | Manual Switch | 77.18% | Linear Fluorescent T-8 / Code Compliant T-12 | Shut-off AND multi-level controls | LED Panel Lighting | Institutional Tuning | 82.4817 | 89.5433 | 70.4931 | 39.797 |  | First cost | Performance | No barrier identified | No barrier identified | There may be specific codes and standards to prevent lighting technology changes |  |  | TBD | TBD |  | 14.2274 | Yes | Maturity
Non-Residential Interior | Health and Medical Clinics | Area Lighting (Low/Medium Bay) | 446.0041 | Linear Fluorescent | 90.32% | Manual Switch | 77.18% | Linear Fluorescent T-8 / Code Compliant T-12 | Shut-off AND multi-level controls | LED Panel Lighting | Multiple Measures | 82.4817 | 94.5179 | 70.4931 | 44.7717 |  | First cost | Performance | First cost | Availability | There may be specific codes and standards to prevent lighting technology changes |  |  | TBD | TBD |  | 14.2274 | Yes | Maturity
Non-Residential Interior | Health and Medical Clinics | Area Lighting (Low/Medium Bay) | 446.0041 | CFL | 5.357% | Manual Switch | 99.36% | Halogen | Shut-off AND multi-level controls | LED | Occupancy | 15.9286 | 4.5582 | 15.9286 | 0.75971 |  | First cost | Performance | No barrier identified | No barrier identified | There may be specific codes and standards to prevent lighting technology changes |  |  | TBD | TBD |  | 14.2274 | Yes | Maturity
Non-Residential Interior | Health and Medical Clinics | Area Lighting (Low/Medium Bay) | 446.0041 | CFL | 5.357% | Manual Switch | 99.36% | Halogen | Shut-off AND multi-level controls | LED | Daylighting | 15.9286 | 5.318 | 15.9286 | 1.5194 |  | First cost | Performance | No barrier identified | No barrier identified | There may be specific codes and standards to prevent lighting technology changes |  |  | TBD | TBD |  | 14.2274 | Yes | Maturity
Non-Residential Interior | Health and Medical Clinics | Area Lighting (Low/Medium Bay) | 446.0041 | CFL | 5.357% | Manual Switch | 99.36% | Halogen | Shut-off AND multi-level controls | LED | Personal Tuning | 15.9286 | Not Applicable | 15.9286 | Not Applicable |  | First cost | Performance | Not Applicable | Not Applicable | There may be specific codes and standards to prevent lighting technology changes |  |  | TBD | TBD |  | 14.2274 | Yes | Maturity
Non-Residential Interior | Health and Medical Clinics | Area Lighting (Low/Medium Bay) | 446.0041 | CFL | 5.357% | Manual Switch | 99.36% | Halogen | Shut-off AND multi-level controls | LED | Institutional Tuning | 15.9286 | 6.8374 | 15.9286 | 3.0388 |  | First cost | Performance | No barrier identified | No barrier identified | There may be specific codes and standards to prevent lighting technology changes |  |  | TBD | TBD |  | 14.2274 | Yes | Maturity
Non-Residential Interior | Health and Medical Clinics | Area Lighting (Low/Medium Bay) | 446.0041 | CFL | 5.357% | Manual Switch | 99.36% | Halogen | Shut-off AND multi-level controls | LED | Multiple Measures | 15.9286 | 7.2172 | 15.9286 | 3.4187 |  | First cost | Performance | First cost | Availability | There may be specific codes and standards to prevent lighting technology changes |  |  | TBD | TBD |  | 14.2274 | Yes | Maturity
Non-Residential Interior | Health and Medical Hospital | Area Lighting (Low/Medium Bay) | 847.7374 | CFL | 9.721% | Manual Switch | 85% | Halogen | Shut-off AND multi-level controls | LED | Occupancy | 15.2136 | 13.4488 | 15.2136 | 2.2415 |  | Technical feasibility | First cost | No barrier identified | No barrier identified | There may be specific codes and standards to prevent lighting technology changes |  |  | TBD | TBD |  | 14.2274 | Yes | Maturity
Non-Residential Interior | Health and Medical Hospital | Area Lighting (Low/Medium Bay) | 847.7374 | CFL | 9.721% | Manual Switch | 85% | Halogen | Shut-off AND multi-level controls | LED | Daylighting | 15.2136 | 15.6902 | 15.2136 | 4.4829 |  | Technical feasibility | First cost | No barrier identified | No barrier identified | There may be specific codes and standards to prevent lighting technology changes |  |  | TBD | TBD |  | 14.2274 | Yes | Maturity
Non-Residential Interior | Health and Medical Hospital | Area Lighting (Low/Medium Bay) | 847.7374 | CFL | 9.721% | Manual Switch | 85% | Halogen | Shut-off AND multi-level controls | LED | Personal Tuning | 15.2136 | Not Applicable | 15.2136 | Not Applicable |  | Technical feasibility | First cost | No barrier identified | No barrier identified | There may be specific codes and standards to prevent lighting technology changes |  |  | TBD | TBD |  | 14.2274 | Yes | Maturity
Non-Residential Interior | Health and Medical Hospital | Area Lighting (Low/Medium Bay) | 847.7374 | CFL | 9.721% | Manual Switch | 85% | Halogen | Shut-off AND multi-level controls | LED | Institutional Tuning | 15.2136 | 20.1732 | 15.2136 | 8.9659 |  | Technical feasibility | First cost | No barrier identified | No barrier identified | There may be specific codes and standards to prevent lighting technology changes |  |  | TBD | TBD |  | 14.2274 | Yes | Maturity
Non-Residential Interior | Health and Medical Hospital | Area Lighting (Low/Medium Bay) | 847.7374 | CFL | 9.721% | Manual Switch | 85% | Halogen | Shut-off AND multi-level controls | LED | Multiple Measures | 15.2136 | 21.2939 | 15.2136 | 10.0866 |  | Technical feasibility | First cost | First cost | Availability | There may be specific codes and standards to prevent lighting technology changes |  |  | TBD | TBD |  | 14.2274 | Yes | Maturity
Non-Residential Interior | Health and Medical Hospital | Area Lighting (Low/Medium Bay) | 847.7374 | Linear Fluorescent | 90.28% | Manual Switch | 85% | Linear Fluorescent T-8 / Code Compliant T-12 | Shut-off AND multi-level controls | High Efficiency Linear Fluorescent T-8/T-5 | Occupancy | 113.0334 | 124.902 | 97.9623 | 20.817 |  | Technical feasibility | No barrier identified | No barrier identified | No barrier identified | There may be hospital specific codes and standards to prevent lighting technology changes |  |  | TBD | TBD |  | 14.2274 | Yes | Maturity
Non-Residential Interior | Health and Medical Hospital | Area Lighting (Low/Medium Bay) | 847.7374 | Linear Fluorescent | 90.28% | Manual Switch | 85% | Linear Fluorescent T-8 / Code Compliant T-12 | Shut-off AND multi-level controls | High Efficiency Linear Fluorescent T-8/T-5 | Daylighting | 113.0334 | 145.719 | 97.9623 | 41.634 |  | Technical feasibility | No barrier identified | No barrier identified | No barrier identified | There may be hospital specific codes and standards to prevent lighting technology changes |  |  | TBD | TBD |  | 14.2274 | Yes | Maturity
Non-Residential Interior | Health and Medical Hospital | Area Lighting (Low/Medium Bay) | 847.7374 | Linear Fluorescent | 90.28% | Manual Switch | 85% | Linear Fluorescent T-8 / Code Compliant T-12 | Shut-off AND multi-level controls | High Efficiency Linear Fluorescent T-8/T-5 | Personal Tuning | 113.0334 | Not Applicable | 97.9623 | Not Applicable |  | Technical feasibility | No barrier identified | No barrier identified | No barrier identified | There may be hospital specific codes and standards to prevent lighting technology changes |  |  | TBD | TBD |  | 14.2274 | Yes | Maturity
Non-Residential Interior | Health and Medical Hospital | Area Lighting (Low/Medium Bay) | 847.7374 | Linear Fluorescent | 90.28% | Manual Switch | 85% | Linear Fluorescent T-8 / Code Compliant T-12 | Shut-off AND multi-level controls | High Efficiency Linear Fluorescent T-8/T-5 | Institutional Tuning | 113.0334 | 187.3529 | 97.9623 | 83.268 |  | Technical feasibility | No barrier identified | No barrier identified | No barrier identified | There may be hospital specific codes and standards to prevent lighting technology changes |  |  | TBD | TBD |  | 14.2274 | Yes | Maturity
Non-Residential Interior | Health and Medical Hospital | Area Lighting (Low/Medium Bay) | 847.7374 | Linear Fluorescent | 90.28% | Manual Switch | 85% | Linear Fluorescent T-8 / Code Compliant T-12 | Shut-off AND multi-level controls | High Efficiency Linear Fluorescent T-8/T-5 | Multiple Measures | 113.0334 | 197.7614 | 97.9623 | 93.6765 |  | Technical feasibility | No barrier identified | First cost | Availability | There may be hospital specific codes and standards to prevent lighting technology changes |  |  | TBD | TBD |  | 14.2274 | Yes | Maturity
Non-Residential Interior | Health and Medical Hospital | Area Lighting (Low/Medium Bay) | 847.7374 | Linear Fluorescent | 90.28% | Manual Switch | 85% | Linear Fluorescent T-8 / Code Compliant T-12 | Shut-off AND multi-level controls | LED Panel Lighting | Occupancy | 156.7106 | 124.902 | 133.9329 | 20.817 |  | Technical feasibility | First cost | No barrier identified | No barrier identified | There may be specific codes and standards to prevent lighting technology changes |  |  | TBD | TBD |  | 14.2274 | Yes | Maturity
Non-Residential Interior | Health and Medical Hospital | Area Lighting (Low/Medium Bay) | 847.7374 | Linear Fluorescent | 90.28% | Manual Switch | 85% | Linear Fluorescent T-8 / Code Compliant T-12 | Shut-off AND multi-level controls | LED Panel Lighting | Daylighting | 156.7106 | 145.719 | 133.9329 | 41.634 |  | Technical feasibility | First cost | No barrier identified | No barrier identified | There may be specific codes and standards to prevent lighting technology changes |  |  | TBD | TBD |  | 14.2274 | Yes | Maturity
Non-Residential Interior | Health and Medical Hospital | Area Lighting (Low/Medium Bay) | 847.7374 | Linear Fluorescent | 90.28% | Manual Switch | 85% | Linear Fluorescent T-8 / Code Compliant T-12 | Shut-off AND multi-level controls | LED Panel Lighting | Personal Tuning | 156.7106 | Not Applicable | 133.9329 | Not Applicable |  | Technical feasibility | First cost | No barrier identified | No barrier identified | There may be specific codes and standards to prevent lighting technology changes |  |  | TBD | TBD |  | 14.2274 | Yes | Maturity
Non-Residential Interior | Health and Medical Hospital | Area Lighting (Low/Medium Bay) | 847.7374 | Linear Fluorescent | 90.28% | Manual Switch | 85% | Linear Fluorescent T-8 / Code Compliant T-12 | Shut-off AND multi-level controls | LED Panel Lighting | Institutional Tuning | 156.7106 | 187.3529 | 133.9329 | 83.268 |  | Technical feasibility | First cost | No barrier identified | No barrier identified | There may be specific codes and standards to prevent lighting technology changes |  |  | TBD | TBD |  | 14.2274 | Yes | Maturity
Non-Residential Interior | Health and Medical Hospital | Area Lighting (Low/Medium Bay) | 847.7374 | Linear Fluorescent | 90.28% | Manual Switch | 85% | Linear Fluorescent T-8 / Code Compliant T-12 | Shut-off AND multi-level controls | LED Panel Lighting | Multiple Measures | 156.7106 | 197.7614 | 133.9329 | 93.6765 |  | Technical feasibility | First cost | First cost | Availability | There may be specific codes and standards to prevent lighting technology changes |  |  | TBD | TBD |  | 14.2274 | Yes | Maturity
Non-Residential Interior | Restaurant | Area Lighting (Low/Medium Bay) | 476.2703 | Linear Fluorescent | 55.17% | Manual Switch | 98.35% | Linear Fluorescent T-8 / Code Compliant T-12 | Shut-off AND multi-level controls | High Efficiency Linear Fluorescent T-8/T-5 | Occupancy | 38.8093 | 49.6186 | 33.6347 | 8.2698 |  | No barrier identified | No barrier identified | No barrier identified | No barrier identified | None |  |  | TBD | TBD |  | 13.2877 | Yes | Maturity
Non-Residential Interior | Restaurant | Area Lighting (Low/Medium Bay) | 476.2703 | Linear Fluorescent | 55.17% | Manual Switch | 98.35% | Linear Fluorescent T-8 / Code Compliant T-12 | Shut-off AND multi-level controls | High Efficiency Linear Fluorescent T-8/T-5 | Daylighting | 38.8093 | 57.8883 | 33.6347 | 16.5395 |  | No barrier identified | No barrier identified | No barrier identified | No barrier identified | None |  |  | TBD | TBD |  | 13.2877 | Yes | Maturity
Non-Residential Interior | Restaurant | Area Lighting (Low/Medium Bay) | 476.2703 | Linear Fluorescent | 55.17% | Manual Switch | 98.35% | Linear Fluorescent T-8 / Code Compliant T-12 | Shut-off AND multi-level controls | High Efficiency Linear Fluorescent T-8/T-5 | Personal Tuning | 38.8093 | Not Applicable | 33.6347 | Not Applicable |  | No barrier identified | No barrier identified | No barrier identified | No barrier identified | None |  |  | TBD | TBD |  | 13.2877 | Yes | Maturity
Non-Residential Interior | Restaurant | Area Lighting (Low/Medium Bay) | 476.2703 | Linear Fluorescent | 55.17% | Manual Switch | 98.35% | Linear Fluorescent T-8 / Code Compliant T-12 | Shut-off AND multi-level controls | High Efficiency Linear Fluorescent T-8/T-5 | Institutional Tuning | 38.8093 | 74.4279 | 33.6347 | 33.0791 |  | No barrier identified | No barrier identified | No barrier identified | No barrier identified | None |  |  | TBD | TBD |  | 13.2877 | Yes | Maturity
Non-Residential Interior | Restaurant | Area Lighting (Low/Medium Bay) | 476.2703 | Linear Fluorescent | 55.17% | Manual Switch | 98.35% | Linear Fluorescent T-8 / Code Compliant T-12 | Shut-off AND multi-level controls | High Efficiency Linear Fluorescent T-8/T-5 | Multiple Measures | 38.8093 | 78.5628 | 33.6347 | 37.2139 |  | No barrier identified | No barrier identified | First cost | Availability | None |  |  | TBD | TBD |  | 13.2877 | Yes | Maturity
Non-Residential Interior | Restaurant | Area Lighting (Low/Medium Bay) | 476.2703 | Linear Fluorescent | 55.17% | Manual Switch | 98.35% | Linear Fluorescent T-8 / Code Compliant T-12 | Shut-off AND multi-level controls | LED Panel Lighting | Occupancy | 53.8056 | 49.6186 | 45.985 | 8.2698 |  | First cost | Performance | No barrier identified | No barrier identified | None |  |  | TBD | TBD |  | 13.2877 | Yes | Maturity
Non-Residential Interior | Restaurant | Area Lighting (Low/Medium Bay) | 476.2703 | Linear Fluorescent | 55.17% | Manual Switch | 98.35% | Linear Fluorescent T-8 / Code Compliant T-12 | Shut-off AND multi-level controls | LED Panel Lighting | Daylighting | 53.8056 | 57.8883 | 45.985 | 16.5395 |  | First cost | Performance | No barrier identified | No barrier identified | None |  |  | TBD | TBD |  | 13.2877 | Yes | Maturity
Non-Residential Interior | Restaurant | Area Lighting (Low/Medium Bay) | 476.2703 | Linear Fluorescent | 55.17% | Manual Switch | 98.35% | Linear Fluorescent T-8 / Code Compliant T-12 | Shut-off AND multi-level controls | LED Panel Lighting | Personal Tuning | 53.8056 | Not Applicable | 45.985 | Not Applicable |  | First cost | Performance | No barrier identified | No barrier identified | None |  |  | TBD | TBD |  | 13.2877 | Yes | Maturity
Non-Residential Interior | Restaurant | Area Lighting (Low/Medium Bay) | 476.2703 | Linear Fluorescent | 55.17% | Manual Switch | 98.35% | Linear Fluorescent T-8 / Code Compliant T-12 | Shut-off AND multi-level controls | LED Panel Lighting | Institutional Tuning | 53.8056 | 74.4279 | 45.985 | 33.0791 |  | First cost | Performance | No barrier identified | No barrier identified | None |  |  | TBD | TBD |  | 13.2877 | Yes | Maturity
Non-Residential Interior | Restaurant | Area Lighting (Low/Medium Bay) | 476.2703 | Linear Fluorescent | 55.17% | Manual Switch | 98.35% | Linear Fluorescent T-8 / Code Compliant T-12 | Shut-off AND multi-level controls | LED Panel Lighting | Multiple Measures | 53.8056 | 78.5628 | 45.985 | 37.2139 |  | First cost | Performance | First cost | Availability | None |  |  | TBD | TBD |  | 13.2877 | Yes | Maturity
Non-Residential Interior | Restaurant | Area Lighting (Low/Medium Bay) | 476.2703 | Halogen | 6.12% | Manual Switch | 99.65% | Halogen | Shut-off AND multi-level controls | LED | Occupancy | 18.4615 | 5.5771 | 18.4615 | 0.92951 |  | First cost | Performance | No barrier identified | No barrier identified | None |  |  | TBD | TBD |  | 13.2877 | Yes | Maturity
Non-Residential Interior | Restaurant | Area Lighting (Low/Medium Bay) | 476.2703 | Halogen | 6.12% | Manual Switch | 99.65% | Halogen | Shut-off AND multi-level controls | LED | Daylighting | 18.4615 | 6.5066 | 18.4615 | 1.859 |  | First cost | Performance | No barrier identified | No barrier identified | None |  |  | TBD | TBD |  | 13.2877 | Yes | Maturity
Non-Residential Interior | Restaurant | Area Lighting (Low/Medium Bay) | 476.2703 | Halogen | 6.12% | Manual Switch | 99.65% | Halogen | Shut-off AND multi-level controls | LED | Personal Tuning | 18.4615 | Not Applicable | 18.4615 | Not Applicable |  | First cost | Performance | Not Applicable | Not Applicable | None |  |  | TBD | TBD |  | 13.2877 | Yes | Maturity
Non-Residential Interior | Restaurant | Area Lighting (Low/Medium Bay) | 476.2703 | Halogen | 6.12% | Manual Switch | 99.65% | Halogen | Shut-off AND multi-level controls | LED | Institutional Tuning | 18.4615 | 8.3656 | 18.4615 | 3.7181 |  | First cost | Performance | No barrier identified | No barrier identified | None |  |  | TBD | TBD |  | 13.2877 | Yes | Maturity
Non-Residential Interior | Restaurant | Area Lighting (Low/Medium Bay) | 476.2703 | Halogen | 6.12% | Manual Switch | 99.65% | Halogen | Shut-off AND multi-level controls | LED | Multiple Measures | 18.4615 | 8.8304 | 18.4615 | 4.1828 |  | First cost | Performance | First cost | Availability | None |  |  | TBD | TBD |  | 13.2877 | Yes | Maturity
Non-Residential Interior | Restaurant | Area Lighting (Low/Medium Bay) | 476.2703 | Halogen | 6.12% | Manual Switch | 99.65% | Halogen | Shut-off AND multi-level controls | CFL | Occupancy | 17.004 | 5.5771 | 17.004 | 0.92951 |  | Reliability | Performance | No barrier identified | No barrier identified | Lighting reliability - non dimming CFL on dimmer |  |  | TBD | TBD |  | 13.2877 | Yes | Maturity
Non-Residential Interior | Restaurant | Area Lighting (Low/Medium Bay) | 476.2703 | Halogen | 6.12% | Manual Switch | 99.65% | Halogen | Shut-off AND multi-level controls | CFL | Daylighting | 17.004 | 6.5066 | 17.004 | 1.859 |  | Reliability | Performance | No barrier identified | No barrier identified | Lighting reliability - non dimming CFL on dimmer |  |  | TBD | TBD |  | 13.2877 | Yes | Maturity
Non-Residential Interior | Restaurant | Area Lighting (Low/Medium Bay) | 476.2703 | Halogen | 6.12% | Manual Switch | 99.65% | Halogen | Shut-off AND multi-level controls | CFL | Personal Tuning | 17.004 | Not Applicable | 17.004 | Not Applicable |  | Reliability | Performance | No barrier identified | No barrier identified | Lighting reliability - non dimming CFL on dimmer |  |  | TBD | TBD |  | 13.2877 | Yes | Maturity
Non-Residential Interior | Restaurant | Area Lighting (Low/Medium Bay) | 476.2703 | Halogen | 6.12% | Manual Switch | 99.65% | Halogen | Shut-off AND multi-level controls | CFL | Institutional Tuning | 17.004 | 8.3656 | 17.004 | 3.7181 |  | Reliability | Performance | No barrier identified | No barrier identified | Lighting reliability - non dimming CFL on dimmer |  |  | TBD | TBD |  | 13.2877 | Yes | Maturity
Non-Residential Interior | Restaurant | Area Lighting (Low/Medium Bay) | 476.2703 | Halogen | 6.12% | Manual Switch | 99.65% | Halogen | Shut-off AND multi-level controls | CFL | Multiple Measures | 17.004 | 8.8304 | 17.004 | 4.1828 |  | Reliability | Performance | First cost | Availability | Lighting reliability - non dimming CFL on dimmer |  |  | TBD | TBD |  | 13.2877 | Yes | Maturity
Non-Residential Interior | Restaurant | Area Lighting (Low/Medium Bay) | 476.2703 | CFL | 12.73% | Manual Switch | 98.02% | Halogen | Shut-off AND multi-level controls | LED | Occupancy | 11.1934 | 11.4107 | 11.1934 | 1.9018 |  | First cost | Performance | No barrier identified | No barrier identified | None |  |  | TBD | TBD |  | 13.2877 | Yes | Maturity
Non-Residential Interior | Restaurant | Area Lighting (Low/Medium Bay) | 476.2703 | CFL | 12.73% | Manual Switch | 98.02% | Halogen | Shut-off AND multi-level controls | LED | Daylighting | 11.1934 | 13.3125 | 11.1934 | 3.8036 |  | First cost | Performance | No barrier identified | No barrier identified | None |  |  | TBD | TBD |  | 13.2877 | Yes | Maturity
Non-Residential Interior | Restaurant | Area Lighting (Low/Medium Bay) | 476.2703 | CFL | 12.73% | Manual Switch | 98.02% | Halogen | Shut-off AND multi-level controls | LED | Personal Tuning | 11.1934 | Not Applicable | 11.1934 | Not Applicable |  | First cost | Performance | Not Applicable | Not Applicable | None |  |  | TBD | TBD |  | 13.2877 | Yes | Maturity
Non-Residential Interior | Restaurant | Area Lighting (Low/Medium Bay) | 476.2703 | CFL | 12.73% | Manual Switch | 98.02% | Halogen | Shut-off AND multi-level controls | LED | Institutional Tuning | 11.1934 | 17.1161 | 11.1934 | 7.6071 |  | First cost | Performance | No barrier identified | No barrier identified | None |  |  | TBD | TBD |  | 13.2877 | Yes | Maturity
Non-Residential Interior | Restaurant | Area Lighting (Low/Medium Bay) | 476.2703 | CFL | 12.73% | Manual Switch | 98.02% | Halogen | Shut-off AND multi-level controls | LED | Multiple Measures | 11.1934 | 18.067 | 11.1934 | 8.558 |  | First cost | Performance | First cost | Availability | None |  |  | TBD | TBD |  | 13.2877 | Yes | Maturity
Non-Residential Interior | Restaurant | Area Lighting (Low/Medium Bay) | 476.2703 | Incandescent | 25.37% | Manual Switch | 94.87% | Halogen | Shut-off AND multi-level controls | CFL | Occupancy | 75.723 | 22.01 | 70.4869 | 3.6683 |  | Reliability | Performance | No barrier identified | No barrier identified | Lighting reliability - non dimming CFL on dimmer |  |  | TBD | TBD |  | 13.2877 | Yes | Maturity
Non-Residential Interior | Restaurant | Area Lighting (Low/Medium Bay) | 476.2703 | Incandescent | 25.37% | Manual Switch | 94.87% | Halogen | Shut-off AND multi-level controls | CFL | Daylighting | 75.723 | 25.6783 | 70.4869 | 7.3367 |  | Reliability | Performance | No barrier identified | No barrier identified | Lighting reliability - non dimming CFL on dimmer |  |  | TBD | TBD |  | 13.2877 | Yes | Maturity
Non-Residential Interior | Restaurant | Area Lighting (Low/Medium Bay) | 476.2703 | Incandescent | 25.37% | Manual Switch | 94.87% | Halogen | Shut-off AND multi-level controls | CFL | Personal Tuning | 75.723 | Not Applicable | 70.4869 | Not Applicable |  | Reliability | Performance | No barrier identified | No barrier identified | Lighting reliability - non dimming CFL on dimmer |  |  | TBD | TBD |  | 13.2877 | Yes | Maturity
Non-Residential Interior | Restaurant | Area Lighting (Low/Medium Bay) | 476.2703 | Incandescent | 25.37% | Manual Switch | 94.87% | Halogen | Shut-off AND multi-level controls | CFL | Institutional Tuning | 75.723 | 33.0149 | 70.4869 | 14.6733 |  | Reliability | Performance | No barrier identified | No barrier identified | Lighting reliability - non dimming CFL on dimmer |  |  | TBD | TBD |  | 13.2877 | Yes | Maturity
Non-Residential Interior | Restaurant | Area Lighting (Low/Medium Bay) | 476.2703 | Incandescent | 25.37% | Manual Switch | 94.87% | Halogen | Shut-off AND multi-level controls | CFL | Multiple Measures | 75.723 | 34.8491 | 70.4869 | 16.5075 |  | Reliability | Performance | First cost | Availability | Lighting reliability - non dimming CFL on dimmer |  |  | TBD | TBD |  | 13.2877 | Yes | Maturity
Non-Residential Interior | Restaurant | Area Lighting (Low/Medium Bay) | 476.2703 | Incandescent | 25.37% | Manual Switch | 94.87% | Halogen | Shut-off AND multi-level controls | LED | Occupancy | 80.5564 | 22.01 | 76.5286 | 3.6683 |  | First cost | Performance | No barrier identified | No barrier identified | None |  |  | TBD | TBD |  | 13.2877 | Yes | Maturity
Non-Residential Interior | Restaurant | Area Lighting (Low/Medium Bay) | 476.2703 | Incandescent | 25.37% | Manual Switch | 94.87% | Halogen | Shut-off AND multi-level controls | LED | Daylighting | 80.5564 | 25.6783 | 76.5286 | 7.3367 |  | First cost | Performance | No barrier identified | No barrier identified | None |  |  | TBD | TBD |  | 13.2877 | Yes | Maturity
Non-Residential Interior | Restaurant | Area Lighting (Low/Medium Bay) | 476.2703 | Incandescent | 25.37% | Manual Switch | 94.87% | Halogen | Shut-off AND multi-level controls | LED | Personal Tuning | 80.5564 | Not Applicable | 76.5286 | Not Applicable |  | First cost | Performance | Not Applicable | Not Applicable | None |  |  | TBD | TBD |  | 13.2877 | Yes | Maturity
Non-Residential Interior | Restaurant | Area Lighting (Low/Medium Bay) | 476.2703 | Incandescent | 25.37% | Manual Switch | 94.87% | Halogen | Shut-off AND multi-level controls | LED | Institutional Tuning | 80.5564 | 33.0149 | 76.5286 | 14.6733 |  | First cost | Performance | No barrier identified | No barrier identified | None |  |  | TBD | TBD |  | 13.2877 | Yes | Maturity
Non-Residential Interior | Restaurant | Area Lighting (Low/Medium Bay) | 476.2703 | Incandescent | 25.37% | Manual Switch | 94.87% | Halogen | Shut-off AND multi-level controls | LED | Multiple Measures | 80.5564 | 34.8491 | 76.5286 | 16.5075 |  | First cost | Performance | First cost | Availability | None |  |  | TBD | TBD |  | 13.2877 | Yes | Maturity
Non-Residential Interior | Restaurant | Track Lighting | 611.3521 | Halogen | 50.96% | Manual Switch | 93.46% | Halogen | Shut-off AND multi-level controls | LED Track Lighting | Occupancy | 197.3004 | 55.9022 | 197.3004 | 9.317 |  | First cost | Performance | No barrier identified | No barrier identified | None |  |  | TBD | TBD |  | 13.2877 | Yes | Maturity
Non-Residential Interior | Restaurant | Track Lighting | 611.3521 | Halogen | 50.96% | Manual Switch | 93.46% | Halogen | Shut-off AND multi-level controls | LED Track Lighting | Daylighting | 197.3004 | 65.2192 | 197.3004 | 18.6341 |  | First cost | Performance | No barrier identified | No barrier identified | None |  |  | TBD | TBD |  | 13.2877 | Yes | Maturity
Non-Residential Interior | Restaurant | Track Lighting | 611.3521 | Halogen | 50.96% | Manual Switch | 93.46% | Halogen | Shut-off AND multi-level controls | LED Track Lighting | Personal Tuning | 197.3004 | Not Applicable | 197.3004 | Not Applicable |  | First cost | Performance | Not Applicable | Not Applicable | None |  |  | TBD | TBD |  | 13.2877 | Yes | Maturity
Non-Residential Interior | Restaurant | Track Lighting | 611.3521 | Halogen | 50.96% | Manual Switch | 93.46% | Halogen | Shut-off AND multi-level controls | LED Track Lighting | Institutional Tuning | 197.3004 | 83.8532 | 197.3004 | 37.2681 |  | First cost | Performance | No barrier identified | No barrier identified | None |  |  | TBD | TBD |  | 13.2877 | Yes | Maturity
Non-Residential Interior | Restaurant | Track Lighting | 611.3521 | Halogen | 50.96% | Manual Switch | 93.46% | Halogen | Shut-off AND multi-level controls | LED Track Lighting | Multiple Measures | 197.3004 | 88.5117 | 197.3004 | 41.9266 |  | First cost | Performance | First cost | Availability | None |  |  | TBD | TBD |  | 13.2877 | Yes | Maturity
Non-Residential Interior | Restaurant | Track Lighting | 611.3521 | Halogen | 50.96% | Manual Switch | 93.46% | Halogen | Shut-off AND multi-level controls | CFL Track Lighting | Occupancy | 181.7241 | 55.9022 | 181.7241 | 9.317 |  | Reliability | Performance | No barrier identified | No barrier identified | Lighting reliability - non dimming CFL on dimmer |  |  | TBD | TBD |  | 13.2877 | Yes | Maturity
Non-Residential Interior | Restaurant | Track Lighting | 611.3521 | Halogen | 50.96% | Manual Switch | 93.46% | Halogen | Shut-off AND multi-level controls | CFL Track Lighting | Daylighting | 181.7241 | 65.2192 | 181.7241 | 18.6341 |  | Reliability | Performance | No barrier identified | No barrier identified | Lighting reliability - non dimming CFL on dimmer |  |  | TBD | TBD |  | 13.2877 | Yes | Maturity
Non-Residential Interior | Restaurant | Track Lighting | 611.3521 | Halogen | 50.96% | Manual Switch | 93.46% | Halogen | Shut-off AND multi-level controls | CFL Track Lighting | Personal Tuning | 181.7241 | Not Applicable | 181.7241 | Not Applicable |  | Reliability | Performance | No barrier identified | No barrier identified | Lighting reliability - non dimming CFL on dimmer |  |  | TBD | TBD |  | 13.2877 | Yes | Maturity
Non-Residential Interior | Restaurant | Track Lighting | 611.3521 | Halogen | 50.96% | Manual Switch | 93.46% | Halogen | Shut-off AND multi-level controls | CFL Track Lighting | Institutional Tuning | 181.7241 | 83.8532 | 181.7241 | 37.2681 |  | Reliability | Performance | No barrier identified | No barrier identified | Lighting reliability - non dimming CFL on dimmer |  |  | TBD | TBD |  | 13.2877 | Yes | Maturity
Non-Residential Interior | Restaurant | Track Lighting | 611.3521 | Halogen | 50.96% | Manual Switch | 93.46% | Halogen | Shut-off AND multi-level controls | CFL Track Lighting | Multiple Measures | 181.7241 | 88.5117 | 181.7241 | 41.9266 |  | Reliability | Performance | First cost | Availability | Lighting reliability - non dimming CFL on dimmer |  |  | TBD | TBD |  | 13.2877 | Yes | Maturity
Non-Residential Interior | Restaurant | Track Lighting | 611.3521 | Incandescent | 44.23% | Manual Switch | 93.46% | Halogen | Shut-off AND multi-level controls | LED Track Lighting | Occupancy | 180.2515 | 48.518 | 171.2389 | 8.0863 |  | First cost | Performance | No barrier identified | No barrier identified | None |  |  | TBD | TBD |  | 13.2877 | Yes | Maturity
Non-Residential Interior | Restaurant | Track Lighting | 611.3521 | Incandescent | 44.23% | Manual Switch | 93.46% | Halogen | Shut-off AND multi-level controls | LED Track Lighting | Daylighting | 180.2515 | 56.6043 | 171.2389 | 16.1727 |  | First cost | Performance | No barrier identified | No barrier identified | None |  |  | TBD | TBD |  | 13.2877 | Yes | Maturity
Non-Residential Interior | Restaurant | Track Lighting | 611.3521 | Incandescent | 44.23% | Manual Switch | 93.46% | Halogen | Shut-off AND multi-level controls | LED Track Lighting | Personal Tuning | 180.2515 | Not Applicable | 171.2389 | Not Applicable |  | First cost | Performance | Not Applicable | Not Applicable | None |  |  | TBD | TBD |  | 13.2877 | Yes | Maturity
Non-Residential Interior | Restaurant | Track Lighting | 611.3521 | Incandescent | 44.23% | Manual Switch | 93.46% | Halogen | Shut-off AND multi-level controls | LED Track Lighting | Institutional Tuning | 180.2515 | 72.777 | 171.2389 | 32.3453 |  | First cost | Performance | No barrier identified | No barrier identified | None |  |  | TBD | TBD |  | 13.2877 | Yes | Maturity
Non-Residential Interior | Restaurant | Track Lighting | 611.3521 | Incandescent | 44.23% | Manual Switch | 93.46% | Halogen | Shut-off AND multi-level controls | LED Track Lighting | Multiple Measures | 180.2515 | 76.8202 | 171.2389 | 36.3885 |  | First cost | Performance | First cost | Availability | None |  |  | TBD | TBD |  | 13.2877 | Yes | Maturity
Non-Residential Interior | Restaurant | Display and Advertising | 36.3331 | Linear Fluorescent | 34.19% | Manual Switch | 100% | Linear Fluorescent T-8 / Code Compliant T-12 | Time-switch controls | LED Panel Lighting | Occupancy | 2.5433 | Not Applicable | 2.1737 | Not Applicable |  | First cost | Performance | Not Applicable | Not Applicable | None |  |  | TBD | TBD |  | 13.2877 | Yes | Maturity
Non-Residential Interior | Restaurant | Display and Advertising | 36.3331 | Linear Fluorescent | 34.19% | Manual Switch | 100% | Linear Fluorescent T-8 / Code Compliant T-12 | Time-switch controls | LED Panel Lighting | Daylighting | 2.5433 | Not Applicable | 2.1737 | Not Applicable |  | First cost | Performance | Not Applicable | Not Applicable | None |  |  | TBD | TBD |  | 13.2877 | Yes | Maturity
Non-Residential Interior | Restaurant | Display and Advertising | 36.3331 | Linear Fluorescent | 34.19% | Manual Switch | 100% | Linear Fluorescent T-8 / Code Compliant T-12 | Time-switch controls | LED Panel Lighting | Personal Tuning | 2.5433 | Not Applicable | 2.1737 | Not Applicable |  | First cost | Performance | Not Applicable | Not Applicable | None |  |  | TBD | TBD |  | 13.2877 | Yes | Maturity
Non-Residential Interior | Restaurant | Display and Advertising | 36.3331 | Linear Fluorescent | 34.19% | Manual Switch | 100% | Linear Fluorescent T-8 / Code Compliant T-12 | Time-switch controls | LED Panel Lighting | Institutional Tuning | 2.5433 | 3.5772 | 2.1737 | 3.5772 |  | First cost | Performance | No barrier identified | No barrier identified | None |  |  | TBD | TBD |  | 13.2877 | Yes | Maturity
Non-Residential Interior | Restaurant | Display and Advertising | 36.3331 | Linear Fluorescent | 34.19% | Manual Switch | 100% | Linear Fluorescent T-8 / Code Compliant T-12 | Time-switch controls | LED Panel Lighting | Multiple Measures | 2.5433 | Not Applicable | 2.1737 | Not Applicable |  | First cost | Performance | Not Applicable | Not Applicable | None |  |  | TBD | TBD |  | 13.2877 | Yes | Maturity
Non-Residential Interior | Restaurant | Display and Advertising | 36.3331 | Linear Fluorescent | 34.19% | Manual Switch | 100% | Linear Fluorescent T-8 / Code Compliant T-12 | Time-switch controls | High Efficiency Linear Fluorescent T-8/T-5 | Occupancy | 1.8345 | Not Applicable | 1.5899 | Not Applicable |  | No barrier identified | No barrier identified | Not Applicable | Not Applicable | None |  |  | TBD | TBD |  | 13.2877 | Yes | Maturity
Non-Residential Interior | Restaurant | Display and Advertising | 36.3331 | Linear Fluorescent | 34.19% | Manual Switch | 100% | Linear Fluorescent T-8 / Code Compliant T-12 | Time-switch controls | High Efficiency Linear Fluorescent T-8/T-5 | Daylighting | 1.8345 | Not Applicable | 1.5899 | Not Applicable |  | No barrier identified | No barrier identified | Not Applicable | Not Applicable | None |  |  | TBD | TBD |  | 13.2877 | Yes | Maturity
Non-Residential Interior | Restaurant | Display and Advertising | 36.3331 | Linear Fluorescent | 34.19% | Manual Switch | 100% | Linear Fluorescent T-8 / Code Compliant T-12 | Time-switch controls | High Efficiency Linear Fluorescent T-8/T-5 | Personal Tuning | 1.8345 | Not Applicable | 1.5899 | Not Applicable |  | No barrier identified | No barrier identified | Not Applicable | Not Applicable | None |  |  | TBD | TBD |  | 13.2877 | Yes | Maturity
Non-Residential Interior | Restaurant | Display and Advertising | 36.3331 | Linear Fluorescent | 34.19% | Manual Switch | 100% | Linear Fluorescent T-8 / Code Compliant T-12 | Time-switch controls | High Efficiency Linear Fluorescent T-8/T-5 | Institutional Tuning | 1.8345 | 3.5772 | 1.5899 | 3.5772 |  | No barrier identified | No barrier identified | No barrier identified | No barrier identified | None |  |  | TBD | TBD |  | 13.2877 | Yes | Maturity
Non-Residential Interior | Restaurant | Display and Advertising | 36.3331 | Linear Fluorescent | 34.19% | Manual Switch | 100% | Linear Fluorescent T-8 / Code Compliant T-12 | Time-switch controls | High Efficiency Linear Fluorescent T-8/T-5 | Multiple Measures | 1.8345 | Not Applicable | 1.5899 | Not Applicable |  | No barrier identified | No barrier identified | Not Applicable | Not Applicable | None |  |  | TBD | TBD |  | 13.2877 | Yes | Maturity
Non-Residential Interior | Restaurant | Display and Advertising | 36.3331 | Halogen | 13.28% | Manual Switch | 100% | Halogen | Time-switch controls | LED | Occupancy | 3.0568 | Not Applicable | 3.0568 | Not Applicable |  | First cost | Performance | Not Applicable | Not Applicable | None |  |  | TBD | TBD |  | 13.2877 | Yes | Maturity
Non-Residential Interior | Restaurant | Display and Advertising | 36.3331 | Halogen | 13.28% | Manual Switch | 100% | Halogen | Time-switch controls | LED | Daylighting | 3.0568 | Not Applicable | 3.0568 | Not Applicable |  | First cost | Performance | Not Applicable | Not Applicable | None |  |  | TBD | TBD |  | 13.2877 | Yes | Maturity
Non-Residential Interior | Restaurant | Display and Advertising | 36.3331 | Halogen | 13.28% | Manual Switch | 100% | Halogen | Time-switch controls | LED | Personal Tuning | 3.0568 | Not Applicable | 3.0568 | Not Applicable |  | First cost | Performance | Not Applicable | Not Applicable | None |  |  | TBD | TBD |  | 13.2877 | Yes | Maturity
Non-Residential Interior | Restaurant | Display and Advertising | 36.3331 | Halogen | 13.28% | Manual Switch | 100% | Halogen | Time-switch controls | LED | Institutional Tuning | 3.0568 | 1.3901 | 3.0568 | 1.3901 |  | First cost | Performance | No barrier identified | No barrier identified | None |  |  | TBD | TBD |  | 13.2877 | Yes | Maturity
Non-Residential Interior | Restaurant | Display and Advertising | 36.3331 | Halogen | 13.28% | Manual Switch | 100% | Halogen | Time-switch controls | LED | Multiple Measures | 3.0568 | Not Applicable | 3.0568 | Not Applicable |  | First cost | Performance | Not Applicable | Not Applicable | None |  |  | TBD | TBD |  | 13.2877 | Yes | Maturity
Non-Residential Interior | Restaurant | Display and Advertising | 36.3331 | Halogen | 13.28% | Manual Switch | 100% | Halogen | Time-switch controls | CFL | Occupancy | 2.8155 | Not Applicable | 2.8155 | Not Applicable |  | Reliability | Performance | No barrier identified | No barrier identified | Lighting reliability - non dimming CFL on dimmer |  |  | TBD | TBD |  | 13.2877 | Yes | Maturity
Non-Residential Interior | Restaurant | Display and Advertising | 36.3331 | Halogen | 13.28% | Manual Switch | 100% | Halogen | Time-switch controls | CFL | Daylighting | 2.8155 | Not Applicable | 2.8155 | Not Applicable |  | Reliability | Performance | No barrier identified | No barrier identified | Lighting reliability - non dimming CFL on dimmer |  |  | TBD | TBD |  | 13.2877 | Yes | Maturity
Non-Residential Interior | Restaurant | Display and Advertising | 36.3331 | Halogen | 13.28% | Manual Switch | 100% | Halogen | Time-switch controls | CFL | Personal Tuning | 2.8155 | Not Applicable | 2.8155 | Not Applicable |  | Reliability | Performance | No barrier identified | No barrier identified | Lighting reliability - non dimming CFL on dimmer |  |  | TBD | TBD |  | 13.2877 | Yes | Maturity
Non-Residential Interior | Restaurant | Display and Advertising | 36.3331 | Halogen | 13.28% | Manual Switch | 100% | Halogen | Time-switch controls | CFL | Institutional Tuning | 2.8155 | 1.3901 | 2.8155 | 1.3901 |  | Reliability | Performance | No barrier identified | No barrier identified | Lighting reliability - non dimming CFL on dimmer |  |  | TBD | TBD |  | 13.2877 | Yes | Maturity
Non-Residential Interior | Restaurant | Display and Advertising | 36.3331 | Halogen | 13.28% | Manual Switch | 100% | Halogen | Time-switch controls | CFL | Multiple Measures | 2.8155 | Not Applicable | 2.8155 | Not Applicable |  | Reliability | Performance | First cost | Availability | Lighting reliability - non dimming CFL on dimmer |  |  | TBD | TBD |  | 13.2877 | Yes | Maturity
Non-Residential Interior | Restaurant | Display and Advertising | 36.3331 | LED | 13.15% | Manual Switch | 100% | Halogen | Time-switch controls | LED | Occupancy | No Change | Not Applicable | No Change | Not Applicable |  | Not Applicable | Not Applicable | Not Applicable | Not Applicable | None |  |  | TBD | TBD |  | 13.2877 | Yes | Maturity
Non-Residential Interior | Restaurant | Display and Advertising | 36.3331 | LED | 13.15% | Manual Switch | 100% | Halogen | Time-switch controls | LED | Daylighting | No Change | Not Applicable | No Change | Not Applicable |  | Not Applicable | Not Applicable | Not Applicable | Not Applicable | None |  |  | TBD | TBD |  | 13.2877 | Yes | Maturity
Non-Residential Interior | Restaurant | Display and Advertising | 36.3331 | LED | 13.15% | Manual Switch | 100% | Halogen | Time-switch controls | LED | Personal Tuning | No Change | Not Applicable | No Change | Not Applicable |  | Not Applicable | Not Applicable | Not Applicable | Not Applicable | None |  |  | TBD | TBD |  | 13.2877 | Yes | Maturity
Non-Residential Interior | Restaurant | Display and Advertising | 36.3331 | LED | 13.15% | Manual Switch | 100% | Halogen | Time-switch controls | LED | Institutional Tuning | No Change | 1.3762 | No Change | 1.3762 |  | Not Applicable | Not Applicable | No barrier identified | No barrier identified | None |  |  | TBD | TBD |  | 13.2877 | Yes | Maturity
Non-Residential Interior | Restaurant | Display and Advertising | 36.3331 | LED | 13.15% | Manual Switch | 100% | Halogen | Time-switch controls | LED | Multiple Measures | No Change | Not Applicable | No Change | Not Applicable |  | Not Applicable | Not Applicable | Not Applicable | Not Applicable | None |  |  | TBD | TBD |  | 13.2877 | Yes | Maturity
Non-Residential Interior | Restaurant | Display and Advertising | 36.3331 | CFL | 39.38% | Manual Switch | 60.62% | Halogen | Time-switch controls | LED | Occupancy | 2.6413 | Not Applicable | 2.6413 | Not Applicable |  | First cost | Performance | Not Applicable | Not Applicable | None |  |  | TBD | TBD |  | 13.2877 | Yes | Maturity
Non-Residential Interior | Restaurant | Display and Advertising | 36.3331 | CFL | 39.38% | Manual Switch | 60.62% | Halogen | Time-switch controls | LED | Daylighting | 2.6413 | Not Applicable | 2.6413 | Not Applicable |  | First cost | Performance | Not Applicable | Not Applicable | None |  |  | TBD | TBD |  | 13.2877 | Yes | Maturity
Non-Residential Interior | Restaurant | Display and Advertising | 36.3331 | CFL | 39.38% | Manual Switch | 60.62% | Halogen | Time-switch controls | LED | Personal Tuning | 2.6413 | Not Applicable | 2.6413 | Not Applicable |  | First cost | Performance | Not Applicable | Not Applicable | None |  |  | TBD | TBD |  | 13.2877 | Yes | Maturity
Non-Residential Interior | Restaurant | Display and Advertising | 36.3331 | CFL | 39.38% | Manual Switch | 60.62% | Halogen | Time-switch controls | LED | Institutional Tuning | 2.6413 | 2.4979 | 2.6413 | 2.4979 |  | First cost | Performance | No barrier identified | No barrier identified | None |  |  | TBD | TBD |  | 13.2877 | Yes | Maturity
Non-Residential Interior | Restaurant | Display and Advertising | 36.3331 | CFL | 39.38% | Manual Switch | 60.62% | Halogen | Time-switch controls | LED | Multiple Measures | 2.6413 | Not Applicable | 2.6413 | Not Applicable |  | First cost | Performance | Not Applicable | Not Applicable | None |  |  | TBD | TBD |  | 13.2877 | Yes | Maturity
Non-Residential Interior | University/College | Area Lighting (Low/Medium Bay) | 812.7364 | Linear Fluorescent | 91.32% | Manual Switch | 83% | Linear Fluorescent T-8 / Code Compliant T-12 | Shut-off and bi-level(for classroom) / multi-level(for office) | High Efficiency Linear Fluorescent T-8/T-5 | Occupancy | 109.6187 | 118.2785 | 95.0028 | 19.7131 |  | No barrier identified | No barrier identified | No barrier identified | No barrier identified | None |  |  | TBD | TBD |  | 6.9096 | Yes | Maturity
Non-Residential Interior | University/College | Area Lighting (Low/Medium Bay) | 812.7364 | Linear Fluorescent | 91.32% | Manual Switch | 83% | Linear Fluorescent T-8 / Code Compliant T-12 | Shut-off and bi-level(for classroom) / multi-level(for office) | High Efficiency Linear Fluorescent T-8/T-5 | Daylighting | 109.6187 | 137.9916 | 95.0028 | 39.4262 |  | No barrier identified | No barrier identified | No barrier identified | No barrier identified | None |  |  | TBD | TBD |  | 6.9096 | Yes | Maturity
Non-Residential Interior | University/College | Area Lighting (Low/Medium Bay) | 812.7364 | Linear Fluorescent | 91.32% | Manual Switch | 83% | Linear Fluorescent T-8 / Code Compliant T-12 | Shut-off and bi-level(for classroom) / multi-level(for office) | High Efficiency Linear Fluorescent T-8/T-5 | Personal Tuning | 109.6187 | 152.7764 | 95.0028 | 54.211 |  | No barrier identified | No barrier identified | No barrier identified | No barrier identified | None |  |  | TBD | TBD |  | 6.9096 | Yes | Maturity
Non-Residential Interior | University/College | Area Lighting (Low/Medium Bay) | 812.7364 | Linear Fluorescent | 91.32% | Manual Switch | 83% | Linear Fluorescent T-8 / Code Compliant T-12 | Shut-off and bi-level(for classroom) / multi-level(for office) | High Efficiency Linear Fluorescent T-8/T-5 | Institutional Tuning | 109.6187 | 177.4178 | 95.0028 | 78.8524 |  | No barrier identified | No barrier identified | No barrier identified | No barrier identified | None |  |  | TBD | TBD |  | 6.9096 | Yes | Maturity
Non-Residential Interior | University/College | Area Lighting (Low/Medium Bay) | 812.7364 | Linear Fluorescent | 91.32% | Manual Switch | 83% | Linear Fluorescent T-8 / Code Compliant T-12 | Shut-off and bi-level(for classroom) / multi-level(for office) | High Efficiency Linear Fluorescent T-8/T-5 | Multiple Measures | 109.6187 | 187.2744 | 95.0028 | 88.7089 |  | No barrier identified | No barrier identified | First cost | Availability | None |  |  | TBD | TBD |  | 6.9096 | Yes | Maturity
Non-Residential Interior | University/College | Area Lighting (Low/Medium Bay) | 812.7364 | Linear Fluorescent | 91.32% | Manual Switch | 83% | Linear Fluorescent T-8 / Code Compliant T-12 | Shut-off and bi-level(for classroom) / multi-level(for office) | LED Panel Lighting | Occupancy | 151.9763 | 118.2785 | 129.8867 | 19.7131 |  | First cost | Performance | No barrier identified | No barrier identified | None |  |  | TBD | TBD |  | 6.9096 | Yes | Maturity
Non-Residential Interior | University/College | Area Lighting (Low/Medium Bay) | 812.7364 | Linear Fluorescent | 91.32% | Manual Switch | 83% | Linear Fluorescent T-8 / Code Compliant T-12 | Shut-off and bi-level(for classroom) / multi-level(for office) | LED Panel Lighting | Daylighting | 151.9763 | 137.9916 | 129.8867 | 39.4262 |  | First cost | Performance | No barrier identified | No barrier identified | None |  |  | TBD | TBD |  | 6.9096 | Yes | Maturity
Non-Residential Interior | University/College | Area Lighting (Low/Medium Bay) | 812.7364 | Linear Fluorescent | 91.32% | Manual Switch | 83% | Linear Fluorescent T-8 / Code Compliant T-12 | Shut-off and bi-level(for classroom) / multi-level(for office) | LED Panel Lighting | Personal Tuning | 151.9763 | 152.7764 | 129.8867 | 54.211 |  | First cost | Performance | No barrier identified | No barrier identified | None |  |  | TBD | TBD |  | 6.9096 | Yes | Maturity
Non-Residential Interior | University/College | Area Lighting (Low/Medium Bay) | 812.7364 | Linear Fluorescent | 91.32% | Manual Switch | 83% | Linear Fluorescent T-8 / Code Compliant T-12 | Shut-off and bi-level(for classroom) / multi-level(for office) | LED Panel Lighting | Institutional Tuning | 151.9763 | 177.4178 | 129.8867 | 78.8524 |  | First cost | Performance | No barrier identified | No barrier identified | None |  |  | TBD | TBD |  | 6.9096 | Yes | Maturity
Non-Residential Interior | University/College | Area Lighting (Low/Medium Bay) | 812.7364 | Linear Fluorescent | 91.32% | Manual Switch | 83% | Linear Fluorescent T-8 / Code Compliant T-12 | Shut-off and bi-level(for classroom) / multi-level(for office) | LED Panel Lighting | Multiple Measures | 151.9763 | 187.2744 | 129.8867 | 88.7089 |  | First cost | Performance | First cost | Availability | None |  |  | TBD | TBD |  | 6.9096 | Yes | Maturity
Non-Residential Interior | University/College | Area Lighting (Low/Medium Bay) | 812.7364 | CFL | 8.678% | Manual Switch | 83% | Halogen | Shut-off and bi-level(for classroom) / multi-level(for office) | LED | Occupancy | 13.0203 | 11.2391 | 13.0203 | 1.8732 |  | First cost | Performance | No barrier identified | No barrier identified | None |  |  | TBD | TBD |  | 6.9096 | Yes | Maturity
Non-Residential Interior | University/College | Area Lighting (Low/Medium Bay) | 812.7364 | CFL | 8.678% | Manual Switch | 83% | Halogen | Shut-off and bi-level(for classroom) / multi-level(for office) | LED | Daylighting | 13.0203 | 13.1123 | 13.0203 | 3.7464 |  | First cost | Performance | No barrier identified | No barrier identified | None |  |  | TBD | TBD |  | 6.9096 | Yes | Maturity
Non-Residential Interior | University/College | Area Lighting (Low/Medium Bay) | 812.7364 | CFL | 8.678% | Manual Switch | 83% | Halogen | Shut-off and bi-level(for classroom) / multi-level(for office) | LED | Personal Tuning | 13.0203 | 14.5172 | 13.0203 | 5.1513 |  | First cost | Performance | No barrier identified | No barrier identified | None |  |  | TBD | TBD |  | 6.9096 | Yes | Maturity
Non-Residential Interior | University/College | Area Lighting (Low/Medium Bay) | 812.7364 | CFL | 8.678% | Manual Switch | 83% | Halogen | Shut-off and bi-level(for classroom) / multi-level(for office) | LED | Institutional Tuning | 13.0203 | 16.8587 | 13.0203 | 7.4928 |  | First cost | Performance | No barrier identified | No barrier identified | None |  |  | TBD | TBD |  | 6.9096 | Yes | Maturity
Non-Residential Interior | University/College | Area Lighting (Low/Medium Bay) | 812.7364 | CFL | 8.678% | Manual Switch | 83% | Halogen | Shut-off and bi-level(for classroom) / multi-level(for office) | LED | Multiple Measures | 13.0203 | 17.7953 | 13.0203 | 8.4294 |  | First cost | Performance | First cost | Availability | None |  |  | TBD | TBD |  | 6.9096 | Yes | Maturity
Non-Residential Interior | University/College | Area Lighting (High Bay) | 120.4706 | Linear Fluorescent | 77.14% | Manual Switch | 83% | Linear Fluorescent T-8 / Code Compliant T-12 | Shut-off and occupancy | High Bay Linear Fluorescent T-8/T-5 HO | Occupancy | 13.7253 | 14.8096 | 11.8953 | No change |  | No barrier identified | No barrier identified | No barrier identified | No barrier identified | None |  |  | TBD | TBD |  | 6.9096 | Yes | Maturity
Non-Residential Interior | University/College | Area Lighting (High Bay) | 120.4706 | Linear Fluorescent | 77.14% | Manual Switch | 83% | Linear Fluorescent T-8 / Code Compliant T-12 | Shut-off and occupancy | High Bay Linear Fluorescent T-8/T-5 HO | Daylighting | 13.7253 | 17.2779 | 11.8953 | Savings are minimal if not negative |  | No barrier identified | No barrier identified | No barrier identified | No barrier identified | None |  |  | TBD | TBD |  | 6.9096 | Yes | Maturity
Non-Residential Interior | University/College | Area Lighting (High Bay) | 120.4706 | Linear Fluorescent | 77.14% | Manual Switch | 83% | Linear Fluorescent T-8 / Code Compliant T-12 | Shut-off and occupancy | High Bay Linear Fluorescent T-8/T-5 HO | Personal Tuning | 13.7253 | 19.1291 | 11.8953 | 4.3195 |  | No barrier identified | No barrier identified | No barrier identified | No barrier identified | None |  |  | TBD | TBD |  | 6.9096 | Yes | Maturity
Non-Residential Interior | University/College | Area Lighting (High Bay) | 120.4706 | Linear Fluorescent | 77.14% | Manual Switch | 83% | Linear Fluorescent T-8 / Code Compliant T-12 | Shut-off and occupancy | High Bay Linear Fluorescent T-8/T-5 HO | Institutional Tuning | 13.7253 | 22.2144 | 11.8953 | 7.4048 |  | No barrier identified | No barrier identified | No barrier identified | No barrier identified | None |  |  | TBD | TBD |  | 6.9096 | Yes | Maturity
Non-Residential Interior | University/College | Area Lighting (High Bay) | 120.4706 | Linear Fluorescent | 77.14% | Manual Switch | 83% | Linear Fluorescent T-8 / Code Compliant T-12 | Shut-off and occupancy | High Bay Linear Fluorescent T-8/T-5 HO | Multiple Measures | 13.7253 | 23.4485 | 11.8953 | 8.6389 |  | No barrier identified | No barrier identified | First cost | Availability | None |  |  | TBD | TBD |  | 6.9096 | Yes | Maturity
Non-Residential Interior | University/College | Area Lighting (High Bay) | 120.4706 | Linear Fluorescent | 77.14% | Manual Switch | 83% | Linear Fluorescent T-8 / Code Compliant T-12 | Shut-off and occupancy | High Bay LED | Occupancy | 19.0289 | 14.8096 | 16.2631 | No change |  | First cost | Performance | No barrier identified | No barrier identified | None |  |  | TBD | TBD |  | 6.9096 | Yes | Maturity
Non-Residential Interior | University/College | Area Lighting (High Bay) | 120.4706 | Linear Fluorescent | 77.14% | Manual Switch | 83% | Linear Fluorescent T-8 / Code Compliant T-12 | Shut-off and occupancy | High Bay LED | Daylighting | 19.0289 | 17.2779 | 16.2631 | Savings are minimal if not negative |  | First cost | Performance | No barrier identified | No barrier identified | None |  |  | TBD | TBD |  | 6.9096 | Yes | Maturity
Non-Residential Interior | University/College | Area Lighting (High Bay) | 120.4706 | Linear Fluorescent | 77.14% | Manual Switch | 83% | Linear Fluorescent T-8 / Code Compliant T-12 | Shut-off and occupancy | High Bay LED | Personal Tuning | 19.0289 | 19.1291 | 16.2631 | 4.3195 |  | First cost | Performance | No barrier identified | No barrier identified | None |  |  | TBD | TBD |  | 6.9096 | Yes | Maturity
Non-Residential Interior | University/College | Area Lighting (High Bay) | 120.4706 | Linear Fluorescent | 77.14% | Manual Switch | 83% | Linear Fluorescent T-8 / Code Compliant T-12 | Shut-off and occupancy | High Bay LED | Institutional Tuning | 19.0289 | 22.2144 | 16.2631 | 7.4048 |  | First cost | Performance | No barrier identified | No barrier identified | None |  |  | TBD | TBD |  | 6.9096 | Yes | Maturity
Non-Residential Interior | University/College | Area Lighting (High Bay) | 120.4706 | Linear Fluorescent | 77.14% | Manual Switch | 83% | Linear Fluorescent T-8 / Code Compliant T-12 | Shut-off and occupancy | High Bay LED | Multiple Measures | 19.0289 | 23.4485 | 16.2631 | 8.6389 |  | First cost | Performance | First cost | Availability | None |  |  | TBD | TBD |  | 6.9096 | Yes | Maturity
Non-Residential Interior | University/College | Area Lighting (High Bay) | 120.4706 | MH (Std, PS, CMH) | 16.31% | Manual Switch | 83% | PS MH | Shut-off and occupancy | High Bay LED | Occupancy | 8.4758 | 3.1319 | 7.9273 | No change |  | First cost | Performance | No barrier identified | No barrier identified | None |  |  | TBD | TBD |  | 6.9096 | Yes | Maturity
Non-Residential Interior | University/College | Area Lighting (High Bay) | 120.4706 | MH (Std, PS, CMH) | 16.31% | Manual Switch | 83% | PS MH | Shut-off and occupancy | High Bay LED | Daylighting | 8.4758 | 3.6539 | 7.9273 | Savings are minimal if not negative |  | First cost | Performance | No barrier identified | No barrier identified | None |  |  | TBD | TBD |  | 6.9096 | Yes | Maturity
Non-Residential Interior | University/College | Area Lighting (High Bay) | 120.4706 | MH (Std, PS, CMH) | 16.31% | Manual Switch | 83% | PS MH | Shut-off and occupancy | High Bay LED | Personal Tuning | 8.4758 | 4.0454 | 7.9273 | 0.91347 |  | First cost | Performance | No barrier identified | No barrier identified | None |  |  | TBD | TBD |  | 6.9096 | Yes | Maturity
Non-Residential Interior | University/College | Area Lighting (High Bay) | 120.4706 | MH (Std, PS, CMH) | 16.31% | Manual Switch | 83% | PS MH | Shut-off and occupancy | High Bay LED | Institutional Tuning | 8.4758 | 4.6979 | 7.9273 | 1.566 |  | First cost | Performance | No barrier identified | No barrier identified | None |  |  | TBD | TBD |  | 6.9096 | Yes | Maturity
Non-Residential Interior | University/College | Area Lighting (High Bay) | 120.4706 | MH (Std, PS, CMH) | 16.31% | Manual Switch | 83% | PS MH | Shut-off and occupancy | High Bay LED | Multiple Measures | 8.4758 | 4.9589 | 7.9273 | 1.8269 |  | First cost | Performance | First cost | Availability | None |  |  | TBD | TBD |  | 6.9096 | Yes | Maturity
Non-Residential Interior | University/College | Area Lighting (High Bay) | 120.4706 | MH (Std, PS, CMH) | 16.31% | Manual Switch | 83% | PS MH | Shut-off and occupancy | CMH | Occupancy | 3.801 | 3.1319 | 3.1079 | No change |  | First cost | No barrier identified | No barrier identified | No barrier identified | None |  |  | TBD | TBD |  | 6.9096 | Yes | Maturity
Non-Residential Interior | University/College | Area Lighting (High Bay) | 120.4706 | MH (Std, PS, CMH) | 16.31% | Manual Switch | 83% | PS MH | Shut-off and occupancy | CMH | Daylighting | 3.801 | 3.6539 | 3.1079 | Savings are minimal if not negative |  | First cost | No barrier identified | No barrier identified | No barrier identified | None |  |  | TBD | TBD |  | 6.9096 | Yes | Maturity
Non-Residential Interior | University/College | Area Lighting (High Bay) | 120.4706 | MH (Std, PS, CMH) | 16.31% | Manual Switch | 83% | PS MH | Shut-off and occupancy | CMH | Personal Tuning | 3.801 | 4.0454 | 3.1079 | 0.91347 |  | First cost | No barrier identified | No barrier identified | No barrier identified | None |  |  | TBD | TBD |  | 6.9096 | Yes | Maturity
Non-Residential Interior | University/College | Area Lighting (High Bay) | 120.4706 | MH (Std, PS, CMH) | 16.31% | Manual Switch | 83% | PS MH | Shut-off and occupancy | CMH | Institutional Tuning | 3.801 | 4.6979 | 3.1079 | 1.566 |  | First cost | No barrier identified | No barrier identified | No barrier identified | None |  |  | TBD | TBD |  | 6.9096 | Yes | Maturity
Non-Residential Interior | University/College | Area Lighting (High Bay) | 120.4706 | MH (Std, PS, CMH) | 16.31% | Manual Switch | 83% | PS MH | Shut-off and occupancy | CMH | Multiple Measures | 3.801 | 4.9589 | 3.1079 | 1.8269 |  | First cost | No barrier identified | First cost | Availability | None |  |  | TBD | TBD |  | 6.9096 | Yes | Maturity
Non-Residential Interior | University/College | Area Lighting (High Bay) | 120.4706 | MH (Std, PS, CMH) | 16.31% | Manual Switch | 83% | PS MH | Shut-off and occupancy | High Bay Linear Fluorescent T-8/T-5 HO | Occupancy | 3.0078 | 3.1319 | 2.277 | No change |  | No barrier identified | No barrier identified | No barrier identified | No barrier identified | None |  |  | TBD | TBD |  | 6.9096 | Yes | Maturity
Non-Residential Interior | University/College | Area Lighting (High Bay) | 120.4706 | MH (Std, PS, CMH) | 16.31% | Manual Switch | 83% | PS MH | Shut-off and occupancy | High Bay Linear Fluorescent T-8/T-5 HO | Daylighting | 3.0078 | 3.6539 | 2.277 | Savings are minimal if not negative |  | No barrier identified | No barrier identified | No barrier identified | No barrier identified | None |  |  | TBD | TBD |  | 6.9096 | Yes | Maturity
Non-Residential Interior | University/College | Area Lighting (High Bay) | 120.4706 | MH (Std, PS, CMH) | 16.31% | Manual Switch | 83% | PS MH | Shut-off and occupancy | High Bay Linear Fluorescent T-8/T-5 HO | Personal Tuning | 3.0078 | 4.0454 | 2.277 | 0.91347 |  | No barrier identified | No barrier identified | No barrier identified | No barrier identified | None |  |  | TBD | TBD |  | 6.9096 | Yes | Maturity
Non-Residential Interior | University/College | Area Lighting (High Bay) | 120.4706 | MH (Std, PS, CMH) | 16.31% | Manual Switch | 83% | PS MH | Shut-off and occupancy | High Bay Linear Fluorescent T-8/T-5 HO | Institutional Tuning | 3.0078 | 4.6979 | 2.277 | 1.566 |  | No barrier identified | No barrier identified | No barrier identified | No barrier identified | None |  |  | TBD | TBD |  | 6.9096 | Yes | Maturity
Non-Residential Interior | University/College | Area Lighting (High Bay) | 120.4706 | MH (Std, PS, CMH) | 16.31% | Manual Switch | 83% | PS MH | Shut-off and occupancy | High Bay Linear Fluorescent T-8/T-5 HO | Multiple Measures | 3.0078 | 4.9589 | 2.277 | 1.8269 |  | No barrier identified | No barrier identified | First cost | Availability | None |  |  | TBD | TBD |  | 6.9096 | Yes | Maturity
Non-Residential Interior | Schools | Area Lighting (Low/Medium Bay) | 1092.1286 | Linear Fluorescent | 98.65% | Manual Switch | 82.76% | Linear Fluorescent T-8 / Code Compliant T-12 | Shut-off and occupancy (bi-level) | High Efficiency Linear Fluorescent T-8/T-5 | Occupancy | 159.1285 | 171.2003 | 137.9114 | No change |  | No barrier identified | No barrier identified | No barrier identified | No barrier identified | None |  |  | TBD | TBD |  | 6.6986 | Yes | Maturity
Non-Residential Interior | Schools | Area Lighting (Low/Medium Bay) | 1092.1286 | Linear Fluorescent | 98.65% | Manual Switch | 82.76% | Linear Fluorescent T-8 / Code Compliant T-12 | Shut-off and occupancy (bi-level) | High Efficiency Linear Fluorescent T-8/T-5 | Daylighting | 159.1285 | 199.7336 | 137.9114 | Savings are minimal if not negative |  | No barrier identified | No barrier identified | No barrier identified | No barrier identified | None |  |  | TBD | TBD |  | 6.6986 | Yes | Maturity
Non-Residential Interior | Schools | Area Lighting (Low/Medium Bay) | 1092.1286 | Linear Fluorescent | 98.65% | Manual Switch | 82.76% | Linear Fluorescent T-8 / Code Compliant T-12 | Shut-off and occupancy (bi-level) | High Efficiency Linear Fluorescent T-8/T-5 | Personal Tuning | 159.1285 | 221.1337 | 137.9114 | 49.9334 |  | No barrier identified | No barrier identified | No barrier identified | No barrier identified | None |  |  | TBD | TBD |  | 6.6986 | Yes | Maturity
Non-Residential Interior | Schools | Area Lighting (Low/Medium Bay) | 1092.1286 | Linear Fluorescent | 98.65% | Manual Switch | 82.76% | Linear Fluorescent T-8 / Code Compliant T-12 | Shut-off and occupancy (bi-level) | High Efficiency Linear Fluorescent T-8/T-5 | Institutional Tuning | 159.1285 | 256.8004 | 137.9114 | 85.6001 |  | No barrier identified | No barrier identified | No barrier identified | No barrier identified | None |  |  | TBD | TBD |  | 6.6986 | Yes | Maturity
Non-Residential Interior | Schools | Area Lighting (Low/Medium Bay) | 1092.1286 | Linear Fluorescent | 98.65% | Manual Switch | 82.76% | Linear Fluorescent T-8 / Code Compliant T-12 | Shut-off and occupancy (bi-level) | High Efficiency Linear Fluorescent T-8/T-5 | Multiple Measures | 159.1285 | 271.0671 | 137.9114 | 99.8668 |  | No barrier identified | No barrier identified | First cost | Availability | None |  |  | TBD | TBD |  | 6.6986 | Yes | Maturity
Non-Residential Interior | Schools | Area Lighting (Low/Medium Bay) | 1092.1286 | Linear Fluorescent | 98.65% | Manual Switch | 82.76% | Linear Fluorescent T-8 / Code Compliant T-12 | Shut-off and occupancy (bi-level) | LED Panel Lighting | Occupancy | 220.6172 | 171.2003 | 188.5507 | No change |  | First cost | Performance | No barrier identified | No barrier identified | None |  |  | TBD | TBD |  | 6.6986 | Yes | Maturity
Non-Residential Interior | Schools | Area Lighting (Low/Medium Bay) | 1092.1286 | Linear Fluorescent | 98.65% | Manual Switch | 82.76% | Linear Fluorescent T-8 / Code Compliant T-12 | Shut-off and occupancy (bi-level) | LED Panel Lighting | Daylighting | 220.6172 | 199.7336 | 188.5507 | Savings are minimal if not negative |  | First cost | Performance | No barrier identified | No barrier identified | None |  |  | TBD | TBD |  | 6.6986 | Yes | Maturity
Non-Residential Interior | Schools | Area Lighting (Low/Medium Bay) | 1092.1286 | Linear Fluorescent | 98.65% | Manual Switch | 82.76% | Linear Fluorescent T-8 / Code Compliant T-12 | Shut-off and occupancy (bi-level) | LED Panel Lighting | Personal Tuning | 220.6172 | 221.1337 | 188.5507 | 49.9334 |  | First cost | Performance | No barrier identified | No barrier identified | None |  |  | TBD | TBD |  | 6.6986 | Yes | Maturity
Non-Residential Interior | Schools | Area Lighting (Low/Medium Bay) | 1092.1286 | Linear Fluorescent | 98.65% | Manual Switch | 82.76% | Linear Fluorescent T-8 / Code Compliant T-12 | Shut-off and occupancy (bi-level) | LED Panel Lighting | Institutional Tuning | 220.6172 | 256.8004 | 188.5507 | 85.6001 |  | First cost | Performance | No barrier identified | No barrier identified | None |  |  | TBD | TBD |  | 6.6986 | Yes | Maturity
Non-Residential Interior | Schools | Area Lighting (Low/Medium Bay) | 1092.1286 | Linear Fluorescent | 98.65% | Manual Switch | 82.76% | Linear Fluorescent T-8 / Code Compliant T-12 | Shut-off and occupancy (bi-level) | LED Panel Lighting | Multiple Measures | 220.6172 | 271.0671 | 188.5507 | 99.8668 |  | First cost | Performance | First cost | Availability | None |  |  | TBD | TBD |  | 6.6986 | Yes | Maturity
Non-Residential Interior | Schools | Area Lighting (High Bay) | 419.2848 | Linear Fluorescent | 77.14% | Manual Switch | 98.42% | Linear Fluorescent T-8 / Code Compliant T-12 | Shut-off and occupancy | High Bay Linear Fluorescent T-8/T-5 HO | Occupancy | 47.7694 | 61.1162 | 41.4002 | No change |  | No barrier identified | No barrier identified | No barrier identified | No barrier identified | None |  |  | TBD | TBD |  | 6.6986 | Yes | Maturity
Non-Residential Interior | Schools | Area Lighting (High Bay) | 419.2848 | Linear Fluorescent | 77.14% | Manual Switch | 98.42% | Linear Fluorescent T-8 / Code Compliant T-12 | Shut-off and occupancy | High Bay Linear Fluorescent T-8/T-5 HO | Daylighting | 47.7694 | 71.3022 | 41.4002 | Savings are minimal if not negative |  | No barrier identified | No barrier identified | No barrier identified | No barrier identified | None |  |  | TBD | TBD |  | 6.6986 | Yes | Maturity
Non-Residential Interior | Schools | Area Lighting (High Bay) | 419.2848 | Linear Fluorescent | 77.14% | Manual Switch | 98.42% | Linear Fluorescent T-8 / Code Compliant T-12 | Shut-off and occupancy | High Bay Linear Fluorescent T-8/T-5 HO | Personal Tuning | 47.7694 | Not Applicable | 41.4002 | 17.8256 |  | No barrier identified | No barrier identified | Not Applicable | Not Applicable | None |  |  | TBD | TBD |  | 6.6986 | Yes | Maturity
Non-Residential Interior | Schools | Area Lighting (High Bay) | 419.2848 | Linear Fluorescent | 77.14% | Manual Switch | 98.42% | Linear Fluorescent T-8 / Code Compliant T-12 | Shut-off and occupancy | High Bay Linear Fluorescent T-8/T-5 HO | Institutional Tuning | 47.7694 | 91.6743 | 41.4002 | 30.5581 |  | No barrier identified | No barrier identified | No barrier identified | No barrier identified | None |  |  | TBD | TBD |  | 6.6986 | Yes | Maturity
Non-Residential Interior | Schools | Area Lighting (High Bay) | 419.2848 | Linear Fluorescent | 77.14% | Manual Switch | 98.42% | Linear Fluorescent T-8 / Code Compliant T-12 | Shut-off and occupancy | High Bay Linear Fluorescent T-8/T-5 HO | Multiple Measures | 47.7694 | 96.7673 | 41.4002 | 35.6511 |  | No barrier identified | No barrier identified | First cost | Availability | None |  |  | TBD | TBD |  | 6.6986 | Yes | Maturity
Non-Residential Interior | Schools | Area Lighting (High Bay) | 419.2848 | Linear Fluorescent | 77.14% | Manual Switch | 98.42% | Linear Fluorescent T-8 / Code Compliant T-12 | Shut-off and occupancy | High Bay LED | Occupancy | 66.228 | 61.1162 | 56.6018 | No change |  | First cost | Performance | No barrier identified | No barrier identified | None |  |  | TBD | TBD |  | 6.6986 | Yes | Maturity
Non-Residential Interior | Schools | Area Lighting (High Bay) | 419.2848 | Linear Fluorescent | 77.14% | Manual Switch | 98.42% | Linear Fluorescent T-8 / Code Compliant T-12 | Shut-off and occupancy | High Bay LED | Daylighting | 66.228 | 71.3022 | 56.6018 | Savings are minimal if not negative |  | First cost | Performance | No barrier identified | No barrier identified | None |  |  | TBD | TBD |  | 6.6986 | Yes | Maturity
Non-Residential Interior | Schools | Area Lighting (High Bay) | 419.2848 | Linear Fluorescent | 77.14% | Manual Switch | 98.42% | Linear Fluorescent T-8 / Code Compliant T-12 | Shut-off and occupancy | High Bay LED | Personal Tuning | 66.228 | Not Applicable | 56.6018 | 17.8256 |  | First cost | Performance | Not Applicable | Not Applicable | None |  |  | TBD | TBD |  | 6.6986 | Yes | Maturity
Non-Residential Interior | Schools | Area Lighting (High Bay) | 419.2848 | Linear Fluorescent | 77.14% | Manual Switch | 98.42% | Linear Fluorescent T-8 / Code Compliant T-12 | Shut-off and occupancy | High Bay LED | Institutional Tuning | 66.228 | 91.6743 | 56.6018 | 30.5581 |  | First cost | Performance | No barrier identified | No barrier identified | None |  |  | TBD | TBD |  | 6.6986 | Yes | Maturity
Non-Residential Interior | Schools | Area Lighting (High Bay) | 419.2848 | Linear Fluorescent | 77.14% | Manual Switch | 98.42% | Linear Fluorescent T-8 / Code Compliant T-12 | Shut-off and occupancy | High Bay LED | Multiple Measures | 66.228 | 96.7673 | 56.6018 | 35.6511 |  | First cost | Performance | First cost | Availability | None |  |  | TBD | TBD |  | 6.6986 | Yes | Maturity
Non-Residential Interior | Schools | Area Lighting (High Bay) | 419.2848 | MH (Std, PS, CMH) | 16.31% | Manual Switch | 99.32% | PS MH | Shut-off and occupancy | High Bay LED | Occupancy | 29.499 | 13.0434 | 27.5902 | No change |  | First cost | Performance | No barrier identified | No barrier identified | None |  |  | TBD | TBD |  | 6.6986 | Yes | Maturity
Non-Residential Interior | Schools | Area Lighting (High Bay) | 419.2848 | MH (Std, PS, CMH) | 16.31% | Manual Switch | 99.32% | PS MH | Shut-off and occupancy | High Bay LED | Daylighting | 29.499 | 15.2173 | 27.5902 | Savings are minimal if not negative |  | First cost | Performance | No barrier identified | No barrier identified | None |  |  | TBD | TBD |  | 6.6986 | Yes | Maturity
Non-Residential Interior | Schools | Area Lighting (High Bay) | 419.2848 | MH (Std, PS, CMH) | 16.31% | Manual Switch | 99.32% | PS MH | Shut-off and occupancy | High Bay LED | Personal Tuning | 29.499 | Not Applicable | 27.5902 | 3.8043 |  | First cost | Performance | Not Applicable | Not Applicable | None |  |  | TBD | TBD |  | 6.6986 | Yes | Maturity
Non-Residential Interior | Schools | Area Lighting (High Bay) | 419.2848 | MH (Std, PS, CMH) | 16.31% | Manual Switch | 99.32% | PS MH | Shut-off and occupancy | High Bay LED | Institutional Tuning | 29.499 | 19.5651 | 27.5902 | 6.5217 |  | First cost | Performance | No barrier identified | No barrier identified | None |  |  | TBD | TBD |  | 6.6986 | Yes | Maturity
Non-Residential Interior | Schools | Area Lighting (High Bay) | 419.2848 | MH (Std, PS, CMH) | 16.31% | Manual Switch | 99.32% | PS MH | Shut-off and occupancy | High Bay LED | Multiple Measures | 29.499 | 20.652 | 27.5902 | 7.6086 |  | First cost | Performance | First cost | Availability | None |  |  | TBD | TBD |  | 6.6986 | Yes | Maturity
Non-Residential Interior | Schools | Area Lighting (High Bay) | 419.2848 | MH (Std, PS, CMH) | 16.31% | Manual Switch | 99.32% | PS MH | Shut-off and occupancy | CMH | Occupancy | 13.2291 | 13.0434 | 10.8168 | No change |  | First cost | No barrier identified | No barrier identified | No barrier identified | None |  |  | TBD | TBD |  | 6.6986 | Yes | Maturity
Non-Residential Interior | Schools | Area Lighting (High Bay) | 419.2848 | MH (Std, PS, CMH) | 16.31% | Manual Switch | 99.32% | PS MH | Shut-off and occupancy | CMH | Daylighting | 13.2291 | 15.2173 | 10.8168 | Savings are minimal if not negative |  | First cost | No barrier identified | No barrier identified | No barrier identified | None |  |  | TBD | TBD |  | 6.6986 | Yes | Maturity
Non-Residential Interior | Schools | Area Lighting (High Bay) | 419.2848 | MH (Std, PS, CMH) | 16.31% | Manual Switch | 99.32% | PS MH | Shut-off and occupancy | CMH | Personal Tuning | 13.2291 | Not Applicable | 10.8168 | 3.8043 |  | First cost | No barrier identified | Not Applicable | Not Applicable | None |  |  | TBD | TBD |  | 6.6986 | Yes | Maturity
Non-Residential Interior | Schools | Area Lighting (High Bay) | 419.2848 | MH (Std, PS, CMH) | 16.31% | Manual Switch | 99.32% | PS MH | Shut-off and occupancy | CMH | Institutional Tuning | 13.2291 | 19.5651 | 10.8168 | 6.5217 |  | First cost | No barrier identified | No barrier identified | No barrier identified | None |  |  | TBD | TBD |  | 6.6986 | Yes | Maturity
Non-Residential Interior | Schools | Area Lighting (High Bay) | 419.2848 | MH (Std, PS, CMH) | 16.31% | Manual Switch | 99.32% | PS MH | Shut-off and occupancy | CMH | Multiple Measures | 13.2291 | 20.652 | 10.8168 | 7.6086 |  | First cost | No barrier identified | First cost | Availability | None |  |  | TBD | TBD |  | 6.6986 | Yes | Maturity
Non-Residential Interior | Schools | Area Lighting (High Bay) | 419.2848 | MH (Std, PS, CMH) | 16.31% | Manual Switch | 99.32% | PS MH | Shut-off and occupancy | High Bay Linear Fluorescent T-8/T-5 HO | Occupancy | 10.4682 | 13.0434 | 7.925 | No change |  | No barrier identified | No barrier identified | No barrier identified | No barrier identified | None |  |  | TBD | TBD |  | 6.6986 | Yes | Maturity
Non-Residential Interior | Schools | Area Lighting (High Bay) | 419.2848 | MH (Std, PS, CMH) | 16.31% | Manual Switch | 99.32% | PS MH | Shut-off and occupancy | High Bay Linear Fluorescent T-8/T-5 HO | Daylighting | 10.4682 | 15.2173 | 7.925 | Savings are minimal if not negative |  | No barrier identified | No barrier identified | No barrier identified | No barrier identified | None |  |  | TBD | TBD |  | 6.6986 | Yes | Maturity
Non-Residential Interior | Schools | Area Lighting (High Bay) | 419.2848 | MH (Std, PS, CMH) | 16.31% | Manual Switch | 99.32% | PS MH | Shut-off and occupancy | High Bay Linear Fluorescent T-8/T-5 HO | Personal Tuning | 10.4682 | Not Applicable | 7.925 | 3.8043 |  | No barrier identified | No barrier identified | Not Applicable | Not Applicable | None |  |  | TBD | TBD |  | 6.6986 | Yes | Maturity
Non-Residential Interior | Schools | Area Lighting (High Bay) | 419.2848 | MH (Std, PS, CMH) | 16.31% | Manual Switch | 99.32% | PS MH | Shut-off and occupancy | High Bay Linear Fluorescent T-8/T-5 HO | Institutional Tuning | 10.4682 | 19.5651 | 7.925 | 6.5217 |  | No barrier identified | No barrier identified | No barrier identified | No barrier identified | None |  |  | TBD | TBD |  | 6.6986 | Yes | Maturity
Non-Residential Interior | Schools | Area Lighting (High Bay) | 419.2848 | MH (Std, PS, CMH) | 16.31% | Manual Switch | 99.32% | PS MH | Shut-off and occupancy | High Bay Linear Fluorescent T-8/T-5 HO | Multiple Measures | 10.4682 | 20.652 | 7.925 | 7.6086 |  | No barrier identified | No barrier identified | First cost | Availability | None |  |  | TBD | TBD |  | 6.6986 | Yes | Maturity
Non-Residential Interior | Industrial | Area Lighting (High Bay) | 3416.6569 | Linear Fluorescent | 90.43% | Manual Switch | 100% | Linear Fluorescent T-8 / Code Compliant T-12 | Shut-off and Daylighting and Bi-level (in warehouse aisleways and open areas) | High Bay Linear Fluorescent T-8/T-5 HO | Occupancy | 456.2998 | 766.2035 | 395.4599 | Savings are minimal if not negative |  | No barrier identified | No barrier identified | No barrier identified | No barrier identified | None |  |  | TBD | TBD |  | 13.2 | Yes | Maturity
Non-Residential Interior | Industrial | Area Lighting (High Bay) | 3416.6569 | Linear Fluorescent | 90.43% | Manual Switch | 100% | Linear Fluorescent T-8 / Code Compliant T-12 | Shut-off and Daylighting and Bi-level (in warehouse aisleways and open areas) | High Bay Linear Fluorescent T-8/T-5 HO | Daylighting | 456.2998 | 692.0548 | 395.4599 | No change |  | No barrier identified | No barrier identified | No barrier identified | No barrier identified | None |  |  | TBD | TBD |  | 13.2 | Yes | Maturity
Non-Residential Interior | Industrial | Area Lighting (High Bay) | 3416.6569 | Linear Fluorescent | 90.43% | Manual Switch | 100% | Linear Fluorescent T-8 / Code Compliant T-12 | Shut-off and Daylighting and Bi-level (in warehouse aisleways and open areas) | High Bay Linear Fluorescent T-8/T-5 HO | Personal Tuning | 456.2998 | Not Applicable | 395.4599 | Not Applicable |  | No barrier identified | No barrier identified | Not Applicable | Not Applicable | None |  |  | TBD | TBD |  | 13.2 | Yes | Maturity
Non-Residential Interior | Industrial | Area Lighting (High Bay) | 3416.6569 | Linear Fluorescent | 90.43% | Manual Switch | 100% | Linear Fluorescent T-8 / Code Compliant T-12 | Shut-off and Daylighting and Bi-level (in warehouse aisleways and open areas) | High Bay Linear Fluorescent T-8/T-5 HO | Institutional Tuning | 456.2998 | 889.7847 | 395.4599 | 197.7299 |  | No barrier identified | No barrier identified | No barrier identified | No barrier identified | None |  |  | TBD | TBD |  | 13.2 | Yes | Maturity
Non-Residential Interior | Industrial | Area Lighting (High Bay) | 3416.6569 | Linear Fluorescent | 90.43% | Manual Switch | 100% | Linear Fluorescent T-8 / Code Compliant T-12 | Shut-off and Daylighting and Bi-level (in warehouse aisleways and open areas) | High Bay Linear Fluorescent T-8/T-5 HO | Multiple Measures | 456.2998 | 939.2172 | 395.4599 | 247.1624 |  | No barrier identified | No barrier identified | First cost | Availability | None |  |  | TBD | TBD |  | 13.2 | Yes | Maturity
Non-Residential Interior | Industrial | Area Lighting (High Bay) | 3416.6569 | Linear Fluorescent | 90.43% | Manual Switch | 100% | Linear Fluorescent T-8 / Code Compliant T-12 | Shut-off and Daylighting and Bi-level (in warehouse aisleways and open areas) | High Bay LED | Occupancy | 632.6181 | 766.2035 | 540.6678 | Savings are minimal if not negative |  | First cost | Performance | No barrier identified | No barrier identified | None |  |  | TBD | TBD |  | 13.2 | Yes | Maturity
Non-Residential Interior | Industrial | Area Lighting (High Bay) | 3416.6569 | Linear Fluorescent | 90.43% | Manual Switch | 100% | Linear Fluorescent T-8 / Code Compliant T-12 | Shut-off and Daylighting and Bi-level (in warehouse aisleways and open areas) | High Bay LED | Daylighting | 632.6181 | 692.0548 | 540.6678 | No change |  | First cost | Performance | No barrier identified | No barrier identified | None |  |  | TBD | TBD |  | 13.2 | Yes | Maturity
Non-Residential Interior | Industrial | Area Lighting (High Bay) | 3416.6569 | Linear Fluorescent | 90.43% | Manual Switch | 100% | Linear Fluorescent T-8 / Code Compliant T-12 | Shut-off and Daylighting and Bi-level (in warehouse aisleways and open areas) | High Bay LED | Personal Tuning | 632.6181 | Not Applicable | 540.6678 | Not Applicable |  | First cost | Performance | Not Applicable | Not Applicable | None |  |  | TBD | TBD |  | 13.2 | Yes | Maturity
Non-Residential Interior | Industrial | Area Lighting (High Bay) | 3416.6569 | Linear Fluorescent | 90.43% | Manual Switch | 100% | Linear Fluorescent T-8 / Code Compliant T-12 | Shut-off and Daylighting and Bi-level (in warehouse aisleways and open areas) | High Bay LED | Institutional Tuning | 632.6181 | 889.7847 | 540.6678 | 197.7299 |  | First cost | Performance | No barrier identified | No barrier identified | None |  |  | TBD | TBD |  | 13.2 | Yes | Maturity
Non-Residential Interior | Industrial | Area Lighting (High Bay) | 3416.6569 | Linear Fluorescent | 90.43% | Manual Switch | 100% | Linear Fluorescent T-8 / Code Compliant T-12 | Shut-off and Daylighting and Bi-level (in warehouse aisleways and open areas) | High Bay LED | Multiple Measures | 632.6181 | 939.2172 | 540.6678 | 247.1624 |  | First cost | Performance | First cost | Availability | None |  |  | TBD | TBD |  | 13.2 | Yes | Maturity
Non-Residential Interior | Industrial | Area Lighting (High Bay) | 3416.6569 | MH (Std, PS, CMH) | 4.255% | Manual Switch | 100% | PS MH | Shut-off and Daylighting and Bi-level (in warehouse aisleways and open areas) | High Bay LED | Occupancy | 62.702 | 36.0566 | 58.6449 | Savings are minimal if not negative |  | First cost | Performance | No barrier identified | No barrier identified | None |  |  | TBD | TBD |  | 13.2 | Yes | Maturity
Non-Residential Interior | Industrial | Area Lighting (High Bay) | 3416.6569 | MH (Std, PS, CMH) | 4.255% | Manual Switch | 100% | PS MH | Shut-off and Daylighting and Bi-level (in warehouse aisleways and open areas) | High Bay LED | Daylighting | 62.702 | 32.5673 | 58.6449 | No change |  | First cost | Performance | No barrier identified | No barrier identified | None |  |  | TBD | TBD |  | 13.2 | Yes | Maturity
Non-Residential Interior | Industrial | Area Lighting (High Bay) | 3416.6569 | MH (Std, PS, CMH) | 4.255% | Manual Switch | 100% | PS MH | Shut-off and Daylighting and Bi-level (in warehouse aisleways and open areas) | High Bay LED | Personal Tuning | 62.702 | Not Applicable | 58.6449 | Not Applicable |  | First cost | Performance | Not Applicable | Not Applicable | None |  |  | TBD | TBD |  | 13.2 | Yes | Maturity
Non-Residential Interior | Industrial | Area Lighting (High Bay) | 3416.6569 | MH (Std, PS, CMH) | 4.255% | Manual Switch | 100% | PS MH | Shut-off and Daylighting and Bi-level (in warehouse aisleways and open areas) | High Bay LED | Institutional Tuning | 62.702 | 41.8722 | 58.6449 | 9.3049 |  | First cost | Performance | No barrier identified | No barrier identified | None |  |  | TBD | TBD |  | 13.2 | Yes | Maturity
Non-Residential Interior | Industrial | Area Lighting (High Bay) | 3416.6569 | MH (Std, PS, CMH) | 4.255% | Manual Switch | 100% | PS MH | Shut-off and Daylighting and Bi-level (in warehouse aisleways and open areas) | High Bay LED | Multiple Measures | 62.702 | 44.1985 | 58.6449 | 11.6312 |  | First cost | Performance | First cost | Availability | None |  |  | TBD | TBD |  | 13.2 | Yes | Maturity
Non-Residential Interior | Industrial | Area Lighting (High Bay) | 3416.6569 | MH (Std, PS, CMH) | 4.255% | Manual Switch | 100% | PS MH | Shut-off and Daylighting and Bi-level (in warehouse aisleways and open areas) | CMH | Occupancy | 28.1193 | 36.0566 | 22.9919 | Savings are minimal if not negative |  | First cost | No barrier identified | No barrier identified | No barrier identified | None |  |  | TBD | TBD |  | 13.2 | Yes | Maturity
Non-Residential Interior | Industrial | Area Lighting (High Bay) | 3416.6569 | MH (Std, PS, CMH) | 4.255% | Manual Switch | 100% | PS MH | Shut-off and Daylighting and Bi-level (in warehouse aisleways and open areas) | CMH | Daylighting | 28.1193 | 32.5673 | 22.9919 | No change |  | First cost | No barrier identified | No barrier identified | No barrier identified | None |  |  | TBD | TBD |  | 13.2 | Yes | Maturity
Non-Residential Interior | Industrial | Area Lighting (High Bay) | 3416.6569 | MH (Std, PS, CMH) | 4.255% | Manual Switch | 100% | PS MH | Shut-off and Daylighting and Bi-level (in warehouse aisleways and open areas) | CMH | Personal Tuning | 28.1193 | Not Applicable | 22.9919 | Not Applicable |  | First cost | No barrier identified | Not Applicable | Not Applicable | None |  |  | TBD | TBD |  | 13.2 | Yes | Maturity
Non-Residential Interior | Industrial | Area Lighting (High Bay) | 3416.6569 | MH (Std, PS, CMH) | 4.255% | Manual Switch | 100% | PS MH | Shut-off and Daylighting and Bi-level (in warehouse aisleways and open areas) | CMH | Institutional Tuning | 28.1193 | 41.8722 | 22.9919 | 9.3049 |  | First cost | No barrier identified | No barrier identified | No barrier identified | None |  |  | TBD | TBD |  | 13.2 | Yes | Maturity
Non-Residential Interior | Industrial | Area Lighting (High Bay) | 3416.6569 | MH (Std, PS, CMH) | 4.255% | Manual Switch | 100% | PS MH | Shut-off and Daylighting and Bi-level (in warehouse aisleways and open areas) | CMH | Multiple Measures | 28.1193 | 44.1985 | 22.9919 | 11.6312 |  | First cost | No barrier identified | First cost | Availability | None |  |  | TBD | TBD |  | 13.2 | Yes | Maturity
Non-Residential Interior | Industrial | Area Lighting (High Bay) | 3416.6569 | MH (Std, PS, CMH) | 4.255% | Manual Switch | 100% | PS MH | Shut-off and Daylighting and Bi-level (in warehouse aisleways and open areas) | High Bay Linear Fluorescent T-8/T-5 HO | Occupancy | 22.2509 | 36.0566 | 16.8451 | Savings are minimal if not negative |  | No barrier identified | No barrier identified | No barrier identified | No barrier identified | None |  |  | TBD | TBD |  | 13.2 | Yes | Maturity
Non-Residential Interior | Industrial | Area Lighting (High Bay) | 3416.6569 | MH (Std, PS, CMH) | 4.255% | Manual Switch | 100% | PS MH | Shut-off and Daylighting and Bi-level (in warehouse aisleways and open areas) | High Bay Linear Fluorescent T-8/T-5 HO | Daylighting | 22.2509 | 32.5673 | 16.8451 | No change |  | No barrier identified | No barrier identified | No barrier identified | No barrier identified | None |  |  | TBD | TBD |  | 13.2 | Yes | Maturity
Non-Residential Interior | Industrial | Area Lighting (High Bay) | 3416.6569 | MH (Std, PS, CMH) | 4.255% | Manual Switch | 100% | PS MH | Shut-off and Daylighting and Bi-level (in warehouse aisleways and open areas) | High Bay Linear Fluorescent T-8/T-5 HO | Personal Tuning | 22.2509 | Not Applicable | 16.8451 | Not Applicable |  | No barrier identified | No barrier identified | Not Applicable | Not Applicable | None |  |  | TBD | TBD |  | 13.2 | Yes | Maturity
Non-Residential Interior | Industrial | Area Lighting (High Bay) | 3416.6569 | MH (Std, PS, CMH) | 4.255% | Manual Switch | 100% | PS MH | Shut-off and Daylighting and Bi-level (in warehouse aisleways and open areas) | High Bay Linear Fluorescent T-8/T-5 HO | Institutional Tuning | 22.2509 | 41.8722 | 16.8451 | 9.3049 |  | No barrier identified | No barrier identified | No barrier identified | No barrier identified | None |  |  | TBD | TBD |  | 13.2 | Yes | Maturity
Non-Residential Interior | Industrial | Area Lighting (High Bay) | 3416.6569 | MH (Std, PS, CMH) | 4.255% | Manual Switch | 100% | PS MH | Shut-off and Daylighting and Bi-level (in warehouse aisleways and open areas) | High Bay Linear Fluorescent T-8/T-5 HO | Multiple Measures | 22.2509 | 44.1985 | 16.8451 | 11.6312 |  | No barrier identified | No barrier identified | First cost | Availability | None |  |  | TBD | TBD |  | 13.2 | Yes | Maturity
Non-Residential Interior | Miscellaneous | Area Lighting (Low/Medium Bay) | 3383.5094 | Linear Fluorescent | 86.42% | Manual Switch | 82.01% | Linear Fluorescent T-8 / Code Compliant T-12 | Shut-off AND multi-level controls | High Efficiency Linear Fluorescent T-8/T-5 | Occupancy | 431.8753 | 460.4393 | 374.2919 | 76.7399 |  | No barrier identified | No barrier identified | No barrier identified | No barrier identified | None |  |  | TBD | TBD |  | 9.4274 | Yes | Maturity
Non-Residential Interior | Miscellaneous | Area Lighting (Low/Medium Bay) | 3383.5094 | Linear Fluorescent | 86.42% | Manual Switch | 82.01% | Linear Fluorescent T-8 / Code Compliant T-12 | Shut-off AND multi-level controls | High Efficiency Linear Fluorescent T-8/T-5 | Daylighting | 431.8753 | 537.1792 | 374.2919 | 153.4798 |  | No barrier identified | No barrier identified | No barrier identified | No barrier identified | None |  |  | TBD | TBD |  | 9.4274 | Yes | Maturity
Non-Residential Interior | Miscellaneous | Area Lighting (Low/Medium Bay) | 3383.5094 | Linear Fluorescent | 86.42% | Manual Switch | 82.01% | Linear Fluorescent T-8 / Code Compliant T-12 | Shut-off AND multi-level controls | High Efficiency Linear Fluorescent T-8/T-5 | Personal Tuning | 431.8753 | 594.7341 | 374.2919 | 211.0347 |  | No barrier identified | No barrier identified | Not Applicable | Not Applicable | None |  |  | TBD | TBD |  | 9.4274 | Yes | Maturity
Non-Residential Interior | Miscellaneous | Area Lighting (Low/Medium Bay) | 3383.5094 | Linear Fluorescent | 86.42% | Manual Switch | 82.01% | Linear Fluorescent T-8 / Code Compliant T-12 | Shut-off AND multi-level controls | High Efficiency Linear Fluorescent T-8/T-5 | Institutional Tuning | 431.8753 | 690.6589 | 374.2919 | 306.9595 |  | No barrier identified | No barrier identified | No barrier identified | No barrier identified | None |  |  | TBD | TBD |  | 9.4274 | Yes | Maturity
Non-Residential Interior | Miscellaneous | Area Lighting (Low/Medium Bay) | 3383.5094 | Linear Fluorescent | 86.42% | Manual Switch | 82.01% | Linear Fluorescent T-8 / Code Compliant T-12 | Shut-off AND multi-level controls | High Efficiency Linear Fluorescent T-8/T-5 | Multiple Measures | 431.8753 | 729.0289 | 374.2919 | 345.3295 |  | No barrier identified | No barrier identified | First cost | Availability | None |  |  | TBD | TBD |  | 9.4274 | Yes | Maturity
Non-Residential Interior | Miscellaneous | Area Lighting (Low/Medium Bay) | 3383.5094 | Linear Fluorescent | 86.42% | Manual Switch | 82.01% | Linear Fluorescent T-8 / Code Compliant T-12 | Shut-off AND multi-level controls | LED Panel Lighting | Occupancy | 598.7557 | 460.4393 | 511.7272 | 76.7399 |  | First cost | Performance | No barrier identified | No barrier identified | None |  |  | TBD | TBD |  | 9.4274 | Yes | Maturity
Non-Residential Interior | Miscellaneous | Area Lighting (Low/Medium Bay) | 3383.5094 | Linear Fluorescent | 86.42% | Manual Switch | 82.01% | Linear Fluorescent T-8 / Code Compliant T-12 | Shut-off AND multi-level controls | LED Panel Lighting | Daylighting | 598.7557 | 537.1792 | 511.7272 | 153.4798 |  | First cost | Performance | No barrier identified | No barrier identified | None |  |  | TBD | TBD |  | 9.4274 | Yes | Maturity
Non-Residential Interior | Miscellaneous | Area Lighting (Low/Medium Bay) | 3383.5094 | Linear Fluorescent | 86.42% | Manual Switch | 82.01% | Linear Fluorescent T-8 / Code Compliant T-12 | Shut-off AND multi-level controls | LED Panel Lighting | Personal Tuning | 598.7557 | 594.7341 | 511.7272 | 211.0347 |  | First cost | Performance | Not Applicable | Not Applicable | None |  |  | TBD | TBD |  | 9.4274 | Yes | Maturity
Non-Residential Interior | Miscellaneous | Area Lighting (Low/Medium Bay) | 3383.5094 | Linear Fluorescent | 86.42% | Manual Switch | 82.01% | Linear Fluorescent T-8 / Code Compliant T-12 | Shut-off AND multi-level controls | LED Panel Lighting | Institutional Tuning | 598.7557 | 690.6589 | 511.7272 | 306.9595 |  | First cost | Performance | No barrier identified | No barrier identified | None |  |  | TBD | TBD |  | 9.4274 | Yes | Maturity
Non-Residential Interior | Miscellaneous | Area Lighting (Low/Medium Bay) | 3383.5094 | Linear Fluorescent | 86.42% | Manual Switch | 82.01% | Linear Fluorescent T-8 / Code Compliant T-12 | Shut-off AND multi-level controls | LED Panel Lighting | Multiple Measures | 598.7557 | 729.0289 | 511.7272 | 345.3295 |  | First cost | Performance | First cost | Availability | None |  |  | TBD | TBD |  | 9.4274 | Yes | Maturity
Non-Residential Interior | Miscellaneous | Area Lighting (Low/Medium Bay) | 3383.5094 | CFL | 7.251% | Manual Switch | 98.7% | Halogen | Shut-off AND multi-level controls | LED | Occupancy | 45.2917 | 46.4922 | 45.2917 | 7.7487 |  | First cost | Performance | No barrier identified | No barrier identified | None |  |  | TBD | TBD |  | 9.4274 | Yes | Maturity
Non-Residential Interior | Miscellaneous | Area Lighting (Low/Medium Bay) | 3383.5094 | CFL | 7.251% | Manual Switch | 98.7% | Halogen | Shut-off AND multi-level controls | LED | Daylighting | 45.2917 | 54.2409 | 45.2917 | 15.4974 |  | First cost | Performance | No barrier identified | No barrier identified | None |  |  | TBD | TBD |  | 9.4274 | Yes | Maturity
Non-Residential Interior | Miscellaneous | Area Lighting (Low/Medium Bay) | 3383.5094 | CFL | 7.251% | Manual Switch | 98.7% | Halogen | Shut-off AND multi-level controls | LED | Personal Tuning | 45.2917 | 60.0524 | 45.2917 | 21.3089 |  | First cost | Performance | Not Applicable | Not Applicable | None |  |  | TBD | TBD |  | 9.4274 | Yes | Maturity
Non-Residential Interior | Miscellaneous | Area Lighting (Low/Medium Bay) | 3383.5094 | CFL | 7.251% | Manual Switch | 98.7% | Halogen | Shut-off AND multi-level controls | LED | Institutional Tuning | 45.2917 | 69.7382 | 45.2917 | 30.9948 |  | First cost | Performance | No barrier identified | No barrier identified | None |  |  | TBD | TBD |  | 9.4274 | Yes | Maturity
Non-Residential Interior | Miscellaneous | Area Lighting (Low/Medium Bay) | 3383.5094 | CFL | 7.251% | Manual Switch | 98.7% | Halogen | Shut-off AND multi-level controls | LED | Multiple Measures | 45.2917 | 73.6126 | 45.2917 | 34.8691 |  | First cost | Performance | First cost | Availability | None |  |  | TBD | TBD |  | 9.4274 | Yes | Maturity
Non-Residential Exterior | Outdoor Lighting | Parking Garage | 1943.9497 | Linear Fluorescent | 70.23% | Manual Switch / Schedule | 59.3% | Linear Fluorescent T-8 / Code Compliant T-12 | Occupancy (Bi-level) AND daylighting | LED Panel Lighting | Occupancy | 392.0709 | 142.4969 | 364.0659 | No change |  | First cost | Performance | No barrier identified | No barrier identified | None |  |  | TBD | TBD |  | 15.7125 | Yes | Maturity
Non-Residential Exterior | Outdoor Lighting | Parking Garage | 1943.9497 | Linear Fluorescent | 70.23% | Manual Switch / Schedule | 59.3% | Linear Fluorescent T-8 / Code Compliant T-12 | Occupancy (Bi-level) AND daylighting | LED Panel Lighting | Daylighting | 392.0709 | 123.0655 | 364.0659 | No change |  | First cost | Performance | No barrier identified | No barrier identified | None |  |  | TBD | TBD |  | 15.7125 | Yes | Maturity
Non-Residential Exterior | Outdoor Lighting | Parking Garage | 1943.9497 | Linear Fluorescent | 70.23% | Manual Switch / Schedule | 59.3% | Linear Fluorescent T-8 / Code Compliant T-12 | Occupancy (Bi-level) AND daylighting | LED Panel Lighting | Personal Tuning | 392.0709 | Not Applicable | 364.0659 | Not Applicable |  | First cost | Performance | Not Applicable | Not Applicable | None |  |  | TBD | TBD |  | 15.7125 | Yes | Maturity
Non-Residential Exterior | Outdoor Lighting | Parking Garage | 1943.9497 | Linear Fluorescent | 70.23% | Manual Switch / Schedule | 59.3% | Linear Fluorescent T-8 / Code Compliant T-12 | Occupancy (Bi-level) AND daylighting | LED Panel Lighting | Institutional Tuning | 392.0709 | 233.1768 | 364.0659 | Insufficient Data to Estimate |  | First cost | Performance | No barrier identified | No barrier identified | None |  |  | TBD | TBD |  | 15.7125 | Yes | Maturity
Non-Residential Exterior | Outdoor Lighting | Parking Garage | 1943.9497 | Linear Fluorescent | 70.23% | Manual Switch / Schedule | 59.3% | Linear Fluorescent T-8 / Code Compliant T-12 | Occupancy (Bi-level) AND daylighting | LED Panel Lighting | Multiple Measures | 392.0709 | 265.5625 | 364.0659 | No change |  | First cost | Performance | First cost | Availability | None |  |  | TBD | TBD |  | 15.7125 | Yes | Maturity
Non-Residential Exterior | Outdoor Lighting | Parking Garage | 1943.9497 | Linear Fluorescent | 70.23% | Manual Switch / Schedule | 59.3% | Linear Fluorescent T-8 / Code Compliant T-12 | Occupancy (Bi-level) AND daylighting | High Efficiency Linear Fluorescent T-8/T-5 | Occupancy | 160.7385 | 142.4969 | 131.0637 | No change |  | No barrier identified | No barrier identified | No barrier identified | No barrier identified | None |  |  | TBD | TBD |  | 15.7125 | Yes | Maturity
Non-Residential Exterior | Outdoor Lighting | Parking Garage | 1943.9497 | Linear Fluorescent | 70.23% | Manual Switch / Schedule | 59.3% | Linear Fluorescent T-8 / Code Compliant T-12 | Occupancy (Bi-level) AND daylighting | High Efficiency Linear Fluorescent T-8/T-5 | Daylighting | 160.7385 | 123.0655 | 131.0637 | No change |  | No barrier identified | No barrier identified | No barrier identified | No barrier identified | None |  |  | TBD | TBD |  | 15.7125 | Yes | Maturity
Non-Residential Exterior | Outdoor Lighting | Parking Garage | 1943.9497 | Linear Fluorescent | 70.23% | Manual Switch / Schedule | 59.3% | Linear Fluorescent T-8 / Code Compliant T-12 | Occupancy (Bi-level) AND daylighting | High Efficiency Linear Fluorescent T-8/T-5 | Personal Tuning | 160.7385 | Not Applicable | 131.0637 | Not Applicable |  | No barrier identified | No barrier identified | Not Applicable | Not Applicable | None |  |  | TBD | TBD |  | 15.7125 | Yes | Maturity
Non-Residential Exterior | Outdoor Lighting | Parking Garage | 1943.9497 | Linear Fluorescent | 70.23% | Manual Switch / Schedule | 59.3% | Linear Fluorescent T-8 / Code Compliant T-12 | Occupancy (Bi-level) AND daylighting | High Efficiency Linear Fluorescent T-8/T-5 | Institutional Tuning | 160.7385 | 233.1768 | 131.0637 | Insufficient Data to Estimate |  | No barrier identified | No barrier identified | No barrier identified | No barrier identified | None |  |  | TBD | TBD |  | 15.7125 | Yes | Maturity
Non-Residential Exterior | Outdoor Lighting | Parking Garage | 1943.9497 | Linear Fluorescent | 70.23% | Manual Switch / Schedule | 59.3% | Linear Fluorescent T-8 / Code Compliant T-12 | Occupancy (Bi-level) AND daylighting | High Efficiency Linear Fluorescent T-8/T-5 | Multiple Measures | 160.7385 | 265.5625 | 131.0637 | No change |  | No barrier identified | No barrier identified | First cost | Availability | None |  |  | TBD | TBD |  | 15.7125 | Yes | Maturity
Non-Residential Exterior | Outdoor Lighting | Parking Garage | 1943.9497 | CFL | 18.55% | Manual Switch / Schedule | 81.57% | Halogen | Occupancy (Bi-level) AND daylighting | LED | Occupancy | 66.5794 | 51.7721 | 66.5794 | No change | [8 empty] | TBD | TBD |  | 15.7125 | Yes | Maturity
Non-Residential Exterior | Outdoor Lighting | Parking Garage | 1943.9497 | CFL | 18.55% | Manual Switch / Schedule | 81.57% | Halogen | Occupancy (Bi-level) AND daylighting | LED | Daylighting | 66.5794 | 44.7123 | 66.5794 | No change | [8 empty] | TBD | TBD |  | 15.7125 | Yes | Maturity
Non-Residential Exterior | Outdoor Lighting | Parking Garage | 1943.9497 | CFL | 18.55% | Manual Switch / Schedule | 81.57% | Halogen | Occupancy (Bi-level) AND daylighting | LED | Personal Tuning | 66.5794 | Not Applicable | 66.5794 | Not Applicable | [8 empty] | TBD | TBD |  | 15.7125 | Yes | Maturity
Non-Residential Exterior | Outdoor Lighting | Parking Garage | 1943.9497 | CFL | 18.55% | Manual Switch / Schedule | 81.57% | Halogen | Occupancy (Bi-level) AND daylighting | LED | Institutional Tuning | 66.5794 | 84.718 | 66.5794 | Insufficient Data to Estimate | [8 empty] | TBD | TBD |  | 15.7125 | Yes | Maturity
Non-Residential Exterior | Outdoor Lighting | Parking Garage | 1943.9497 | CFL | 18.55% | Manual Switch / Schedule | 81.57% | Halogen | Occupancy (Bi-level) AND daylighting | LED | Multiple Measures | 66.5794 | 96.4844 | 66.5794 | No change | [8 empty] | TBD | TBD |  | 15.7125 | Yes | Maturity
Non-Residential Exterior | Outdoor Lighting | Parking Lot | 2459.6915 | Linear Fluorescent | 5.176% | Photocell | 94.97% | Linear Fluorescent T-8 / Code Compliant T-12 | Photocontrol/Astronomical Time-switch, and Bi-level for pole mounted luminaires less than 24 feet high | Outdoor LED Fixture | Occupancy | 36.5602 | 21.2795 | 33.9487 | 14.8956 |  | First cost | Performance | No barrier identified | No barrier identified | None |  |  | TBD | TBD |  | 15.7125 | No | Maturity
Non-Residential Exterior | Outdoor Lighting | Parking Lot | 2459.6915 | Linear Fluorescent | 5.176% | Photocell | 94.97% | Linear Fluorescent T-8 / Code Compliant T-12 | Photocontrol/Astronomical Time-switch, and Bi-level for pole mounted luminaires less than 24 feet high | Outdoor LED Fixture | Daylighting | 36.5602 | No change | 33.9487 | No change |  | First cost | Performance | No barrier identified | No barrier identified | None |  |  | TBD | TBD |  | 15.7125 | No | Maturity
Non-Residential Exterior | Outdoor Lighting | Parking Lot | 2459.6915 | Linear Fluorescent | 5.176% | Photocell | 94.97% | Linear Fluorescent T-8 / Code Compliant T-12 | Photocontrol/Astronomical Time-switch, and Bi-level for pole mounted luminaires less than 24 feet high | Outdoor LED Fixture | Personal Tuning | 36.5602 | Not Applicable | 33.9487 | Not Applicable |  | First cost | Performance | Not Applicable | Not Applicable | None |  |  | TBD | TBD |  | 15.7125 | No | Maturity
Non-Residential Exterior | Outdoor Lighting | Parking Lot | 2459.6915 | Linear Fluorescent | 5.176% | Photocell | 94.97% | Linear Fluorescent T-8 / Code Compliant T-12 | Photocontrol/Astronomical Time-switch, and Bi-level for pole mounted luminaires less than 24 feet high | Outdoor LED Fixture | Institutional Tuning | 36.5602 | 34.8209 | 33.9487 | 19.9253 |  | First cost | Performance | No barrier identified | No barrier identified | None |  |  | TBD | TBD |  | 15.7125 | No | Maturity
Non-Residential Exterior | Outdoor Lighting | Parking Lot | 2459.6915 | Linear Fluorescent | 5.176% | Photocell | 94.97% | Linear Fluorescent T-8 / Code Compliant T-12 | Photocontrol/Astronomical Time-switch, and Bi-level for pole mounted luminaires less than 24 feet high | Outdoor LED Fixture | Multiple Measures | 36.5602 | 39.6572 | 33.9487 | 24.7615 |  | First cost | Performance | First cost | Availability | None |  |  | TBD | TBD |  | 15.7125 | No | Maturity
Non-Residential Exterior | Outdoor Lighting | Parking Lot | 2459.6915 | Linear Fluorescent | 5.176% | Photocell | 94.97% | Linear Fluorescent T-8 / Code Compliant T-12 | Photocontrol/Astronomical Time-switch, and Bi-level for pole mounted luminaires less than 24 feet high | High Efficiency Linear Fluorescent T-8/T-5 | Occupancy | 14.9887 | 21.2795 | 12.2215 | 21.2795 |  | No barrier identified | No barrier identified | No barrier identified | No barrier identified | None |  |  | TBD | TBD |  | 15.7125 | No | Maturity
Non-Residential Exterior | Outdoor Lighting | Parking Lot | 2459.6915 | Linear Fluorescent | 5.176% | Photocell | 94.97% | Linear Fluorescent T-8 / Code Compliant T-12 | Photocontrol/Astronomical Time-switch, and Bi-level for pole mounted luminaires less than 24 feet high | High Efficiency Linear Fluorescent T-8/T-5 | Daylighting | 14.9887 | No change | 12.2215 | No change |  | No barrier identified | No barrier identified | No barrier identified | No barrier identified | None |  |  | TBD | TBD |  | 15.7125 | No | Maturity
Non-Residential Exterior | Outdoor Lighting | Parking Lot | 2459.6915 | Linear Fluorescent | 5.176% | Photocell | 94.97% | Linear Fluorescent T-8 / Code Compliant T-12 | Photocontrol/Astronomical Time-switch, and Bi-level for pole mounted luminaires less than 24 feet high | High Efficiency Linear Fluorescent T-8/T-5 | Personal Tuning | 14.9887 | Not Applicable | 12.2215 | Not Applicable |  | No barrier identified | No barrier identified | Not Applicable | Not Applicable | None |  |  | TBD | TBD |  | 15.7125 | No | Maturity
Non-Residential Exterior | Outdoor Lighting | Parking Lot | 2459.6915 | Linear Fluorescent | 5.176% | Photocell | 94.97% | Linear Fluorescent T-8 / Code Compliant T-12 | Photocontrol/Astronomical Time-switch, and Bi-level for pole mounted luminaires less than 24 feet high | High Efficiency Linear Fluorescent T-8/T-5 | Institutional Tuning | 14.9887 | 34.8209 | 12.2215 | 19.9253 |  | No barrier identified | No barrier identified | No barrier identified | No barrier identified | None |  |  | TBD | TBD |  | 15.7125 | No | Maturity
Non-Residential Exterior | Outdoor Lighting | Parking Lot | 2459.6915 | Linear Fluorescent | 5.176% | Photocell | 94.97% | Linear Fluorescent T-8 / Code Compliant T-12 | Photocontrol/Astronomical Time-switch, and Bi-level for pole mounted luminaires less than 24 feet high | High Efficiency Linear Fluorescent T-8/T-5 | Multiple Measures | 14.9887 | 39.6572 | 12.2215 | 24.7615 |  | No barrier identified | No barrier identified | First cost | Availability | None |  |  | TBD | TBD |  | 15.7125 | No | Maturity
Non-Residential Exterior | Outdoor Lighting | Parking Lot | 2459.6915 | MH (Std, PS, CMH) | 67.73% | Photocell | 33.05% | PS MH | Photocontrol/Astronomical Time-switch, and Bi-level for pole mounted luminaires less than 24 feet high | Outdoor LED Fixture | Occupancy | 718.4475 | 96.9018 | 671.9607 | 96.9018 |  | First cost | Performance | No barrier identified | No barrier identified | None |  |  | TBD | TBD |  | 15.7125 | No | Maturity
Non-Residential Exterior | Outdoor Lighting | Parking Lot | 2459.6915 | MH (Std, PS, CMH) | 67.73% | Photocell | 33.05% | PS MH | Photocontrol/Astronomical Time-switch, and Bi-level for pole mounted luminaires less than 24 feet high | Outdoor LED Fixture | Daylighting | 718.4475 | No change | 671.9607 | No change |  | First cost | Performance | No barrier identified | No barrier identified | None |  |  | TBD | TBD |  | 15.7125 | No | Maturity
Non-Residential Exterior | Outdoor Lighting | Parking Lot | 2459.6915 | MH (Std, PS, CMH) | 67.73% | Photocell | 33.05% | PS MH | Photocontrol/Astronomical Time-switch, and Bi-level for pole mounted luminaires less than 24 feet high | Outdoor LED Fixture | Personal Tuning | 718.4475 | Not Applicable | 671.9607 | Not Applicable |  | First cost | Performance | Not Applicable | Not Applicable | None |  |  | TBD | TBD |  | 15.7125 | No | Maturity
Non-Residential Exterior | Outdoor Lighting | Parking Lot | 2459.6915 | MH (Std, PS, CMH) | 67.73% | Photocell | 33.05% | PS MH | Photocontrol/Astronomical Time-switch, and Bi-level for pole mounted luminaires less than 24 feet high | Outdoor LED Fixture | Institutional Tuning | 718.4475 | 158.5666 | 671.9607 | 90.7353 |  | First cost | Performance | No barrier identified | No barrier identified | None |  |  | TBD | TBD |  | 15.7125 | No | Maturity
Non-Residential Exterior | Outdoor Lighting | Parking Lot | 2459.6915 | MH (Std, PS, CMH) | 67.73% | Photocell | 33.05% | PS MH | Photocontrol/Astronomical Time-switch, and Bi-level for pole mounted luminaires less than 24 feet high | Outdoor LED Fixture | Multiple Measures | 718.4475 | 180.5898 | 671.9607 | 112.7585 |  | First cost | Performance | First cost | Availability | None |  |  | TBD | TBD |  | 15.7125 | No | Maturity
Non-Residential Exterior | Outdoor Lighting | Parking Lot | 2459.6915 | MH (Std, PS, CMH) | 67.73% | Photocell | 33.05% | PS MH | Photocontrol/Astronomical Time-switch, and Bi-level for pole mounted luminaires less than 24 feet high | Induction | Occupancy | 182.4854 | 96.9018 | 182.4854 | 96.9018 |  | Reliability | Performance | No barrier identified | No barrier identified | None |  |  | TBD | TBD |  | 15.7125 | No | Maturity
Non-Residential Exterior | Outdoor Lighting | Parking Lot | 2459.6915 | MH (Std, PS, CMH) | 67.73% | Photocell | 33.05% | PS MH | Photocontrol/Astronomical Time-switch, and Bi-level for pole mounted luminaires less than 24 feet high | Induction | Daylighting | 182.4854 | No Change | 182.4854 | No change |  | Reliability | Performance | No barrier identified | No barrier identified | None |  |  | TBD | TBD |  | 15.7125 | No | Maturity
Non-Residential Exterior | Outdoor Lighting | Parking Lot | 2459.6915 | MH (Std, PS, CMH) | 67.73% | Photocell | 33.05% | PS MH | Photocontrol/Astronomical Time-switch, and Bi-level for pole mounted luminaires less than 24 feet high | Induction | Personal Tuning | 182.4854 | Not Applicable | 182.4854 | Not Applicable |  | Reliability | Performance | No barrier identified | No barrier identified | None |  |  | TBD | TBD |  | 15.7125 | No | Maturity
Non-Residential Exterior | Outdoor Lighting | Parking Lot | 2459.6915 | MH (Std, PS, CMH) | 67.73% | Photocell | 33.05% | PS MH | Photocontrol/Astronomical Time-switch, and Bi-level for pole mounted luminaires less than 24 feet high | Induction | Institutional Tuning | 182.4854 | 158.5666 | 182.4854 | 90.7353 |  | Reliability | Performance | No barrier identified | No barrier identified | None |  |  | TBD | TBD |  | 15.7125 | No | Maturity
Non-Residential Exterior | Outdoor Lighting | Parking Lot | 2459.6915 | MH (Std, PS, CMH) | 67.73% | Photocell | 33.05% | PS MH | Photocontrol/Astronomical Time-switch, and Bi-level for pole mounted luminaires less than 24 feet high | Induction | Multiple Measures | 182.4854 | 180.5898 | 182.4854 | 112.7585 |  | Reliability | Performance | No barrier identified | No barrier identified | None |  |  | TBD | TBD |  | 15.7125 | No | Maturity
Non-Residential Exterior | Outdoor Lighting | Parking Lot | 2459.6915 | HPS/MV | 13.76% | Photocell | 97.11% | HPS | Photocontrol/Astronomical Time-switch, and Bi-level for pole mounted luminaires less than 24 feet high | Outdoor LED Fixture | Occupancy | 198.9138 | 57.8669 | 198.9138 | 57.8669 |  | First cost | Performance | No barrier identified | No barrier identified | None |  |  | TBD | TBD |  | 15.7125 | No | Maturity
Non-Residential Exterior | Outdoor Lighting | Parking Lot | 2459.6915 | HPS/MV | 13.76% | Photocell | 97.11% | HPS | Photocontrol/Astronomical Time-switch, and Bi-level for pole mounted luminaires less than 24 feet high | Outdoor LED Fixture | Daylighting | 198.9138 | No change | 198.9138 | No change |  | First cost | Performance | No barrier identified | No barrier identified | None |  |  | TBD | TBD |  | 15.7125 | No | Maturity
Non-Residential Exterior | Outdoor Lighting | Parking Lot | 2459.6915 | HPS/MV | 13.76% | Photocell | 97.11% | HPS | Photocontrol/Astronomical Time-switch, and Bi-level for pole mounted luminaires less than 24 feet high | Outdoor LED Fixture | Personal Tuning | 198.9138 | Not Applicable | 198.9138 | Not Applicable |  | First cost | Performance | Not Applicable | Not Applicable | None |  |  | TBD | TBD |  | 15.7125 | No | Maturity
Non-Residential Exterior | Outdoor Lighting | Parking Lot | 2459.6915 | HPS/MV | 13.76% | Photocell | 97.11% | HPS | Photocontrol/Astronomical Time-switch, and Bi-level for pole mounted luminaires less than 24 feet high | Outdoor LED Fixture | Institutional Tuning | 198.9138 | 94.6913 | 198.9138 | 54.1844 |  | First cost | Performance | No barrier identified | No barrier identified | None |  |  | TBD | TBD |  | 15.7125 | No | Maturity
Non-Residential Exterior | Outdoor Lighting | Parking Lot | 2459.6915 | HPS/MV | 13.76% | Photocell | 97.11% | HPS | Photocontrol/Astronomical Time-switch, and Bi-level for pole mounted luminaires less than 24 feet high | Outdoor LED Fixture | Multiple Measures | 198.9138 | 107.8428 | 198.9138 | 67.336 |  | First cost | Performance | First cost | Availability | None |  |  | TBD | TBD |  | 15.7125 | No | Maturity
Non-Residential Exterior | Outdoor Lighting | Parking Lot | 2459.6915 | HPS/MV | 13.76% | Photocell | 97.11% | HPS | Photocontrol/Astronomical Time-switch, and Bi-level for pole mounted luminaires less than 24 feet high | CMH | Occupancy | 86.9559 | 57.8669 | 86.9559 | 57.8669 |  | First Cost | No barrier identified | No barrier identified | No barrier identified | None |  |  | TBD | TBD |  | 15.7125 | No | Maturity
Non-Residential Exterior | Outdoor Lighting | Parking Lot | 2459.6915 | HPS/MV | 13.76% | Photocell | 97.11% | HPS | Photocontrol/Astronomical Time-switch, and Bi-level for pole mounted luminaires less than 24 feet high | CMH | Daylighting | 86.9559 | No change | 86.9559 | No change |  | First Cost | No barrier identified | No barrier identified | No barrier identified | None |  |  | TBD | TBD |  | 15.7125 | No | Maturity
Non-Residential Exterior | Outdoor Lighting | Parking Lot | 2459.6915 | HPS/MV | 13.76% | Photocell | 97.11% | HPS | Photocontrol/Astronomical Time-switch, and Bi-level for pole mounted luminaires less than 24 feet high | CMH | Personal Tuning | 86.9559 | Not Applicable | 86.9559 | Not Applicable |  | First Cost | No barrier identified | No barrier identified | No barrier identified | None |  |  | TBD | TBD |  | 15.7125 | No | Maturity
Non-Residential Exterior | Outdoor Lighting | Parking Lot | 2459.6915 | HPS/MV | 13.76% | Photocell | 97.11% | HPS | Photocontrol/Astronomical Time-switch, and Bi-level for pole mounted luminaires less than 24 feet high | CMH | Institutional Tuning | 86.9559 | 94.6913 | 86.9559 | 54.1844 |  | First Cost | No barrier identified | No barrier identified | No barrier identified | None |  |  | TBD | TBD |  | 15.7125 | No | Maturity
Non-Residential Exterior | Outdoor Lighting | Parking Lot | 2459.6915 | HPS/MV | 13.76% | Photocell | 97.11% | HPS | Photocontrol/Astronomical Time-switch, and Bi-level for pole mounted luminaires less than 24 feet high | CMH | Multiple Measures | 86.9559 | 107.8428 | 86.9559 | 67.336 |  | First Cost | No barrier identified | No barrier identified | No barrier identified | None |  |  | TBD | TBD |  | 15.7125 | No | Maturity
Non-Residential Exterior | Outdoor Lighting | Parking Lot | 2459.6915 | HPS/MV | 13.76% | Photocell | 97.11% | HPS | Photocontrol/Astronomical Time-switch, and Bi-level for pole mounted luminaires less than 24 feet high | Induction | Occupancy | 110.7002 | 57.8669 | 110.7002 | 57.8669 |  | Reliability | Performance | No barrier identified | No barrier identified | None |  |  | TBD | TBD |  | 15.7125 | No | Maturity
Non-Residential Exterior | Outdoor Lighting | Parking Lot | 2459.6915 | HPS/MV | 13.76% | Photocell | 97.11% | HPS | Photocontrol/Astronomical Time-switch, and Bi-level for pole mounted luminaires less than 24 feet high | Induction | Daylighting | 110.7002 | No Change | 110.7002 | No change |  | Reliability | Performance | No barrier identified | No barrier identified | None |  |  | TBD | TBD |  | 15.7125 | No | Maturity
Non-Residential Exterior | Outdoor Lighting | Parking Lot | 2459.6915 | HPS/MV | 13.76% | Photocell | 97.11% | HPS | Photocontrol/Astronomical Time-switch, and Bi-level for pole mounted luminaires less than 24 feet high | Induction | Personal Tuning | 110.7002 | Not Applicable | 110.7002 | Not Applicable |  | Reliability | Performance | No barrier identified | No barrier identified | None |  |  | TBD | TBD |  | 15.7125 | No | Maturity
Non-Residential Exterior | Outdoor Lighting | Parking Lot | 2459.6915 | HPS/MV | 13.76% | Photocell | 97.11% | HPS | Photocontrol/Astronomical Time-switch, and Bi-level for pole mounted luminaires less than 24 feet high | Induction | Institutional Tuning | 110.7002 | 94.6913 | 110.7002 | 54.1844 |  | Reliability | Performance | No barrier identified | No barrier identified | None |  |  | TBD | TBD |  | 15.7125 | No | Maturity
Non-Residential Exterior | Outdoor Lighting | Parking Lot | 2459.6915 | HPS/MV | 13.76% | Photocell | 97.11% | HPS | Photocontrol/Astronomical Time-switch, and Bi-level for pole mounted luminaires less than 24 feet high | Induction | Multiple Measures | 110.7002 | 107.8428 | 110.7002 | 67.336 |  | Reliability | Performance | No barrier identified | No barrier identified | None |  |  | TBD | TBD |  | 15.7125 | No | Maturity
Non-Residential Exterior | Outdoor Lighting | Bldg Façade, Landscape, Service Canopies, and Stadium/Athletic Field Lighting | 1030.2872 | Linear Fluorescent | 7.851% | Photocell | 94.39% | Linear Fluorescent T-8 / Code Compliant T-12 | Photocontrol/Astronomical Time-switch AND Bi-level | Outdoor LED Fixture | Occupancy | 16.5624 | 13.4369 | 14.1551 | No change |  | First cost | Performance | No barrier identified | No barrier identified | None |  |  | TBD | TBD |  | 8.78 | No | Maturity
Non-Residential Exterior | Outdoor Lighting | Bldg Façade, Landscape, Service Canopies, and Stadium/Athletic Field Lighting | 1030.2872 | Linear Fluorescent | 7.851% | Photocell | 94.39% | Linear Fluorescent T-8 / Code Compliant T-12 | Photocontrol/Astronomical Time-switch AND Bi-level | Outdoor LED Fixture | Daylighting | 16.5624 | No change | 14.1551 | No change |  | First cost | Performance | No barrier identified | No barrier identified | None |  |  | TBD | TBD |  | 8.78 | No | Maturity
Non-Residential Exterior | Outdoor Lighting | Bldg Façade, Landscape, Service Canopies, and Stadium/Athletic Field Lighting | 1030.2872 | Linear Fluorescent | 7.851% | Photocell | 94.39% | Linear Fluorescent T-8 / Code Compliant T-12 | Photocontrol/Astronomical Time-switch AND Bi-level | Outdoor LED Fixture | Personal Tuning | 16.5624 | Not Applicable | 14.1551 | Not Applicable |  | First cost | Performance | Not Applicable | Not Applicable | None |  |  | TBD | TBD |  | 8.78 | No | Maturity
Non-Residential Exterior | Outdoor Lighting | Bldg Façade, Landscape, Service Canopies, and Stadium/Athletic Field Lighting | 1030.2872 | Linear Fluorescent | 7.851% | Photocell | 94.39% | Linear Fluorescent T-8 / Code Compliant T-12 | Photocontrol/Astronomical Time-switch AND Bi-level | Outdoor LED Fixture | Institutional Tuning | 16.5624 | 21.9877 | 14.1551 | 8.5508 |  | First cost | Performance | No barrier identified | No barrier identified | None |  |  | TBD | TBD |  | 8.78 | No | Maturity
Non-Residential Exterior | Outdoor Lighting | Bldg Façade, Landscape, Service Canopies, and Stadium/Athletic Field Lighting | 1030.2872 | Linear Fluorescent | 7.851% | Photocell | 94.39% | Linear Fluorescent T-8 / Code Compliant T-12 | Photocontrol/Astronomical Time-switch AND Bi-level | Outdoor LED Fixture | Multiple Measures | 16.5624 | 23.2092 | 14.1551 | 9.7723 |  | First cost | Performance | First cost | Availability | None |  |  | TBD | TBD |  | 8.78 | No | Maturity
Non-Residential Exterior | Outdoor Lighting | Bldg Façade, Landscape, Service Canopies, and Stadium/Athletic Field Lighting | 1030.2872 | Linear Fluorescent | 7.851% | Photocell | 94.39% | Linear Fluorescent T-8 / Code Compliant T-12 | Photocontrol/Astronomical Time-switch AND Bi-level | High Efficiency Linear Fluorescent T-8/T-5 | Occupancy | 34.8836 | 13.4369 | 32.6265 | No change |  | No barrier identified | No barrier identified | No barrier identified | No barrier identified | None |  |  | TBD | TBD |  | 8.78 | No | Maturity
Non-Residential Exterior | Outdoor Lighting | Bldg Façade, Landscape, Service Canopies, and Stadium/Athletic Field Lighting | 1030.2872 | Linear Fluorescent | 7.851% | Photocell | 94.39% | Linear Fluorescent T-8 / Code Compliant T-12 | Photocontrol/Astronomical Time-switch AND Bi-level | High Efficiency Linear Fluorescent T-8/T-5 | Daylighting | 34.8836 | No change | 32.6265 | No change |  | No barrier identified | No barrier identified | No barrier identified | No barrier identified | None |  |  | TBD | TBD |  | 8.78 | No | Maturity
Non-Residential Exterior | Outdoor Lighting | Bldg Façade, Landscape, Service Canopies, and Stadium/Athletic Field Lighting | 1030.2872 | Linear Fluorescent | 7.851% | Photocell | 94.39% | Linear Fluorescent T-8 / Code Compliant T-12 | Photocontrol/Astronomical Time-switch AND Bi-level | High Efficiency Linear Fluorescent T-8/T-5 | Personal Tuning | 34.8836 | Not Applicable | 32.6265 | Not Applicable |  | No barrier identified | No barrier identified | Not Applicable | Not Applicable | None |  |  | TBD | TBD |  | 8.78 | No | Maturity
Non-Residential Exterior | Outdoor Lighting | Bldg Façade, Landscape, Service Canopies, and Stadium/Athletic Field Lighting | 1030.2872 | Linear Fluorescent | 7.851% | Photocell | 94.39% | Linear Fluorescent T-8 / Code Compliant T-12 | Photocontrol/Astronomical Time-switch AND Bi-level | High Efficiency Linear Fluorescent T-8/T-5 | Institutional Tuning | 34.8836 | 21.9877 | 32.6265 | 8.5508 |  | No barrier identified | No barrier identified | No barrier identified | No barrier identified | None |  |  | TBD | TBD |  | 8.78 | No | Maturity
Non-Residential Exterior | Outdoor Lighting | Bldg Façade, Landscape, Service Canopies, and Stadium/Athletic Field Lighting | 1030.2872 | Linear Fluorescent | 7.851% | Photocell | 94.39% | Linear Fluorescent T-8 / Code Compliant T-12 | Photocontrol/Astronomical Time-switch AND Bi-level | High Efficiency Linear Fluorescent T-8/T-5 | Multiple Measures | 34.8836 | 23.2092 | 32.6265 | 9.7723 |  | No barrier identified | No barrier identified | First cost | Availability | None |  |  | TBD | TBD |  | 8.78 | No | Maturity
Non-Residential Exterior | Outdoor Lighting | Bldg Façade, Landscape, Service Canopies, and Stadium/Athletic Field Lighting | 1030.2872 | Halogen | 9.3% | Photocell | 91.81% | Halogen | Photocontrol/Astronomical Time-switch AND Bi-level | Outdoor LED Fixture | Occupancy | 60.6851 | 15.4827 | 60.6851 | No change |  | First cost | Performance | No barrier identified | No barrier identified | None |  |  | TBD | TBD |  | 8.78 | No | Maturity
Non-Residential Exterior | Outdoor Lighting | Bldg Façade, Landscape, Service Canopies, and Stadium/Athletic Field Lighting | 1030.2872 | Halogen | 9.3% | Photocell | 91.81% | Halogen | Photocontrol/Astronomical Time-switch AND Bi-level | Outdoor LED Fixture | Daylighting | 60.6851 | No change | 60.6851 | No change |  | First cost | Performance | No barrier identified | No barrier identified | None |  |  | TBD | TBD |  | 8.78 | No | Maturity
Non-Residential Exterior | Outdoor Lighting | Bldg Façade, Landscape, Service Canopies, and Stadium/Athletic Field Lighting | 1030.2872 | Halogen | 9.3% | Photocell | 91.81% | Halogen | Photocontrol/Astronomical Time-switch AND Bi-level | Outdoor LED Fixture | Personal Tuning | 60.6851 | Not Applicable | 60.6851 | Not Applicable |  | First cost | Performance | Not Applicable | Not Applicable | None |  |  | TBD | TBD |  | 8.78 | No | Maturity
Non-Residential Exterior | Outdoor Lighting | Bldg Façade, Landscape, Service Canopies, and Stadium/Athletic Field Lighting | 1030.2872 | Halogen | 9.3% | Photocell | 91.81% | Halogen | Photocontrol/Astronomical Time-switch AND Bi-level | Outdoor LED Fixture | Institutional Tuning | 60.6851 | 25.3353 | 60.6851 | 9.8526 |  | First cost | Performance | No barrier identified | No barrier identified | None |  |  | TBD | TBD |  | 8.78 | No | Maturity
Non-Residential Exterior | Outdoor Lighting | Bldg Façade, Landscape, Service Canopies, and Stadium/Athletic Field Lighting | 1030.2872 | Halogen | 9.3% | Photocell | 91.81% | Halogen | Photocontrol/Astronomical Time-switch AND Bi-level | Outdoor LED Fixture | Multiple Measures | 60.6851 | 26.7428 | 60.6851 | 11.2601 |  | First cost | Performance | First cost | Availability | None |  |  | TBD | TBD |  | 8.78 | No | Maturity
Non-Residential Exterior | Outdoor Lighting | Bldg Façade, Landscape, Service Canopies, and Stadium/Athletic Field Lighting | 1030.2872 | Halogen | 9.3% | Photocell | 91.81% | Halogen | Photocontrol/Astronomical Time-switch AND Bi-level | CFL | Occupancy | 55.8941 | 15.4827 | 55.8941 | No change |  | Reliability | Performance | No barrier identified | No barrier identified | Lighting reliability - non dimming CFL on dimmer |  |  | TBD | TBD |  | 8.78 | No | Maturity
Non-Residential Exterior | Outdoor Lighting | Bldg Façade, Landscape, Service Canopies, and Stadium/Athletic Field Lighting | 1030.2872 | Halogen | 9.3% | Photocell | 91.81% | Halogen | Photocontrol/Astronomical Time-switch AND Bi-level | CFL | Daylighting | 55.8941 | No change | 55.8941 | No change |  | Reliability | Performance | No barrier identified | No barrier identified | Lighting reliability - non dimming CFL on dimmer |  |  | TBD | TBD |  | 8.78 | No | Maturity
Non-Residential Exterior | Outdoor Lighting | Bldg Façade, Landscape, Service Canopies, and Stadium/Athletic Field Lighting | 1030.2872 | Halogen | 9.3% | Photocell | 91.81% | Halogen | Photocontrol/Astronomical Time-switch AND Bi-level | CFL | Personal Tuning | 55.8941 | Not Applicable | 55.8941 | Not Applicable |  | Reliability | Performance | No barrier identified | No barrier identified | Lighting reliability - non dimming CFL on dimmer |  |  | TBD | TBD |  | 8.78 | No | Maturity
Non-Residential Exterior | Outdoor Lighting | Bldg Façade, Landscape, Service Canopies, and Stadium/Athletic Field Lighting | 1030.2872 | Halogen | 9.3% | Photocell | 91.81% | Halogen | Photocontrol/Astronomical Time-switch AND Bi-level | CFL | Institutional Tuning | 55.8941 | 25.3353 | 55.8941 | 9.8526 |  | Reliability | Performance | No barrier identified | No barrier identified | Lighting reliability - non dimming CFL on dimmer |  |  | TBD | TBD |  | 8.78 | No | Maturity
Non-Residential Exterior | Outdoor Lighting | Bldg Façade, Landscape, Service Canopies, and Stadium/Athletic Field Lighting | 1030.2872 | Halogen | 9.3% | Photocell | 91.81% | Halogen | Photocontrol/Astronomical Time-switch AND Bi-level | CFL | Multiple Measures | 55.8941 | 26.7428 | 55.8941 | 11.2601 |  | Reliability | Performance | First cost | Availability | Lighting reliability - non dimming CFL on dimmer |  |  | TBD | TBD |  | 8.78 | No | Maturity
Non-Residential Exterior | Outdoor Lighting | Bldg Façade, Landscape, Service Canopies, and Stadium/Athletic Field Lighting | 1030.2872 | MH (Std, PS, CMH) | 36.97% | Photocell | 74.54% | PS MH | Photocontrol/Astronomical Time-switch AND Bi-level | Outdoor LED Fixture | Occupancy | 164.2679 | 49.9705 | 153.639 | No change |  | First cost | Performance | No barrier identified | No barrier identified | None |  |  | TBD | TBD |  | 8.78 | No | Maturity
Non-Residential Exterior | Outdoor Lighting | Bldg Façade, Landscape, Service Canopies, and Stadium/Athletic Field Lighting | 1030.2872 | MH (Std, PS, CMH) | 36.97% | Photocell | 74.54% | PS MH | Photocontrol/Astronomical Time-switch AND Bi-level | Outdoor LED Fixture | Daylighting | 164.2679 | No change | 153.639 | No change |  | First cost | Performance | No barrier identified | No barrier identified | None |  |  | TBD | TBD |  | 8.78 | No | Maturity
Non-Residential Exterior | Outdoor Lighting | Bldg Façade, Landscape, Service Canopies, and Stadium/Athletic Field Lighting | 1030.2872 | MH (Std, PS, CMH) | 36.97% | Photocell | 74.54% | PS MH | Photocontrol/Astronomical Time-switch AND Bi-level | Outdoor LED Fixture | Personal Tuning | 164.2679 | Not Applicable | 153.639 | Not Applicable |  | First cost | Performance | Not Applicable | Not Applicable | None |  |  | TBD | TBD |  | 8.78 | No | Maturity
Non-Residential Exterior | Outdoor Lighting | Bldg Façade, Landscape, Service Canopies, and Stadium/Athletic Field Lighting | 1030.2872 | MH (Std, PS, CMH) | 36.97% | Photocell | 74.54% | PS MH | Photocontrol/Astronomical Time-switch AND Bi-level | Outdoor LED Fixture | Institutional Tuning | 164.2679 | 81.7699 | 153.639 | 31.7994 |  | First cost | Performance | No barrier identified | No barrier identified | None |  |  | TBD | TBD |  | 8.78 | No | Maturity
Non-Residential Exterior | Outdoor Lighting | Bldg Façade, Landscape, Service Canopies, and Stadium/Athletic Field Lighting | 1030.2872 | MH (Std, PS, CMH) | 36.97% | Photocell | 74.54% | PS MH | Photocontrol/Astronomical Time-switch AND Bi-level | Outdoor LED Fixture | Multiple Measures | 164.2679 | 86.3127 | 153.639 | 36.3422 |  | First cost | Performance | First cost | Availability | None |  |  | TBD | TBD |  | 8.78 | No | Maturity
Non-Residential Exterior | Outdoor Lighting | Bldg Façade, Landscape, Service Canopies, and Stadium/Athletic Field Lighting | 1030.2872 | MH (Std, PS, CMH) | 36.97% | Photocell | 74.54% | PS MH | Photocontrol/Astronomical Time-switch AND Bi-level | Induction | Occupancy | 164.2679 | 49.9705 | 153.639 | No change |  | Reliability | Performance | No barrier identified | No barrier identified | None |  |  | TBD | TBD |  | 8.78 | No | Maturity
Non-Residential Exterior | Outdoor Lighting | Bldg Façade, Landscape, Service Canopies, and Stadium/Athletic Field Lighting | 1030.2872 | MH (Std, PS, CMH) | 36.97% | Photocell | 74.54% | PS MH | Photocontrol/Astronomical Time-switch AND Bi-level | Induction | Daylighting | 164.2679 | No change | 153.639 | No change |  | Reliability | Performance | No barrier identified | No barrier identified | None |  |  | TBD | TBD |  | 8.78 | No | Maturity
Non-Residential Exterior | Outdoor Lighting | Bldg Façade, Landscape, Service Canopies, and Stadium/Athletic Field Lighting | 1030.2872 | MH (Std, PS, CMH) | 36.97% | Photocell | 74.54% | PS MH | Photocontrol/Astronomical Time-switch AND Bi-level | Induction | Personal Tuning | 164.2679 | Not Applicable | 153.639 | Not Applicable |  | Reliability | Performance | No barrier identified | No barrier identified | None |  |  | TBD | TBD |  | 8.78 | No | Maturity
Non-Residential Exterior | Outdoor Lighting | Bldg Façade, Landscape, Service Canopies, and Stadium/Athletic Field Lighting | 1030.2872 | MH (Std, PS, CMH) | 36.97% | Photocell | 74.54% | PS MH | Photocontrol/Astronomical Time-switch AND Bi-level | Induction | Institutional Tuning | 164.2679 | 81.7699 | 153.639 | 31.7994 |  | Reliability | Performance | No barrier identified | No barrier identified | None |  |  | TBD | TBD |  | 8.78 | No | Maturity
Non-Residential Exterior | Outdoor Lighting | Bldg Façade, Landscape, Service Canopies, and Stadium/Athletic Field Lighting | 1030.2872 | MH (Std, PS, CMH) | 36.97% | Photocell | 74.54% | PS MH | Photocontrol/Astronomical Time-switch AND Bi-level | Induction | Multiple Measures | 164.2679 | 86.3127 | 153.639 | 36.3422 |  | Reliability | Performance | First cost | Availability | None |  |  | TBD | TBD |  | 8.78 | No | Maturity
Non-Residential Exterior | Outdoor Lighting | Bldg Façade, Landscape, Service Canopies, and Stadium/Athletic Field Lighting | 1030.2872 | HPS/MV | 8.431% | Photocell | 92.13% | HPS | Photocontrol/Astronomical Time-switch AND Bi-level | Outdoor LED Fixture | Occupancy | 51.0349 | 14.0853 | 51.0349 | No change |  | First cost | Performance | No barrier identified | No barrier identified | None |  |  | TBD | TBD |  | 8.78 | No | Maturity
Non-Residential Exterior | Outdoor Lighting | Bldg Façade, Landscape, Service Canopies, and Stadium/Athletic Field Lighting | 1030.2872 | HPS/MV | 8.431% | Photocell | 92.13% | HPS | Photocontrol/Astronomical Time-switch AND Bi-level | Outdoor LED Fixture | Daylighting | 51.0349 | No change | 51.0349 | No change |  | First cost | Performance | No barrier identified | No barrier identified | None |  |  | TBD | TBD |  | 8.78 | No | Maturity
Non-Residential Exterior | Outdoor Lighting | Bldg Façade, Landscape, Service Canopies, and Stadium/Athletic Field Lighting | 1030.2872 | HPS/MV | 8.431% | Photocell | 92.13% | HPS | Photocontrol/Astronomical Time-switch AND Bi-level | Outdoor LED Fixture | Personal Tuning | 51.0349 | Not Applicable | 51.0349 | Not Applicable |  | First cost | Performance | No barrier identified | No barrier identified | None |  |  | TBD | TBD |  | 8.78 | No | Maturity
Non-Residential Exterior | Outdoor Lighting | Bldg Façade, Landscape, Service Canopies, and Stadium/Athletic Field Lighting | 1030.2872 | HPS/MV | 8.431% | Photocell | 92.13% | HPS | Photocontrol/Astronomical Time-switch AND Bi-level | Outdoor LED Fixture | Institutional Tuning | 51.0349 | 23.0487 | 51.0349 | 8.9634 |  | First cost | Performance | No barrier identified | No barrier identified | None |  |  | TBD | TBD |  | 8.78 | No | Maturity
Non-Residential Exterior | Outdoor Lighting | Bldg Façade, Landscape, Service Canopies, and Stadium/Athletic Field Lighting | 1030.2872 | HPS/MV | 8.431% | Photocell | 92.13% | HPS | Photocontrol/Astronomical Time-switch AND Bi-level | Outdoor LED Fixture | Multiple Measures | 51.0349 | 24.3291 | 51.0349 | 10.2439 |  | First cost | Performance | First cost | Availability | None |  |  | TBD | TBD |  | 8.78 | No | Maturity
Non-Residential Exterior | Outdoor Lighting | Bldg Façade, Landscape, Service Canopies, and Stadium/Athletic Field Lighting | 1030.2872 | HPS/MV | 8.431% | Photocell | 92.13% | HPS | Photocontrol/Astronomical Time-switch AND Bi-level | CMH | Occupancy | 22.3101 | 14.0853 | 22.3101 | No change |  | First Cost | No barrier identified | No barrier identified | No barrier identified | None |  |  | TBD | TBD |  | 8.78 | No | Maturity
Non-Residential Exterior | Outdoor Lighting | Bldg Façade, Landscape, Service Canopies, and Stadium/Athletic Field Lighting | 1030.2872 | HPS/MV | 8.431% | Photocell | 92.13% | HPS | Photocontrol/Astronomical Time-switch AND Bi-level | CMH | Daylighting | 22.3101 | No change | 22.3101 | No change |  | First Cost | No barrier identified | No barrier identified | No barrier identified | None |  |  | TBD | TBD |  | 8.78 | No | Maturity
Non-Residential Exterior | Outdoor Lighting | Bldg Façade, Landscape, Service Canopies, and Stadium/Athletic Field Lighting | 1030.2872 | HPS/MV | 8.431% | Photocell | 92.13% | HPS | Photocontrol/Astronomical Time-switch AND Bi-level | CMH | Personal Tuning | 22.3101 | Not Applicable | 22.3101 | Not Applicable |  | First Cost | No barrier identified | No barrier identified | No barrier identified | None |  |  | TBD | TBD |  | 8.78 | No | Maturity
Non-Residential Exterior | Outdoor Lighting | Bldg Façade, Landscape, Service Canopies, and Stadium/Athletic Field Lighting | 1030.2872 | HPS/MV | 8.431% | Photocell | 92.13% | HPS | Photocontrol/Astronomical Time-switch AND Bi-level | CMH | Institutional Tuning | 22.3101 | 23.0487 | 22.3101 | 8.9634 |  | First Cost | No barrier identified | No barrier identified | No barrier identified | None |  |  | TBD | TBD |  | 8.78 | No | Maturity
Non-Residential Exterior | Outdoor Lighting | Bldg Façade, Landscape, Service Canopies, and Stadium/Athletic Field Lighting | 1030.2872 | HPS/MV | 8.431% | Photocell | 92.13% | HPS | Photocontrol/Astronomical Time-switch AND Bi-level | CMH | Multiple Measures | 22.3101 | 24.3291 | 22.3101 | 10.2439 |  | First Cost | No barrier identified | No barrier identified | No barrier identified | None |  |  | TBD | TBD |  | 8.78 | No | Maturity
Non-Residential Exterior | Outdoor Lighting | Bldg Façade, Landscape, Service Canopies, and Stadium/Athletic Field Lighting | 1030.2872 | HPS/MV | 8.431% | Photocell | 92.13% | HPS | Photocontrol/Astronomical Time-switch AND Bi-level | Induction | Occupancy | 28.4021 | 14.0853 | 28.4021 | No change |  | Reliability | Performance | No barrier identified | No barrier identified | None |  |  | TBD | TBD |  | 8.78 | No | Maturity
Non-Residential Exterior | Outdoor Lighting | Bldg Façade, Landscape, Service Canopies, and Stadium/Athletic Field Lighting | 1030.2872 | HPS/MV | 8.431% | Photocell | 92.13% | HPS | Photocontrol/Astronomical Time-switch AND Bi-level | Induction | Daylighting | 28.4021 | No change | 28.4021 | No change |  | Reliability | Performance | No barrier identified | No barrier identified | None |  |  | TBD | TBD |  | 8.78 | No | Maturity
Non-Residential Exterior | Outdoor Lighting | Bldg Façade, Landscape, Service Canopies, and Stadium/Athletic Field Lighting | 1030.2872 | HPS/MV | 8.431% | Photocell | 92.13% | HPS | Photocontrol/Astronomical Time-switch AND Bi-level | Induction | Personal Tuning | 28.4021 | Not Applicable | 28.4021 | Not Applicable |  | Reliability | Performance | No barrier identified | No barrier identified | None |  |  | TBD | TBD |  | 8.78 | No | Maturity
Non-Residential Exterior | Outdoor Lighting | Bldg Façade, Landscape, Service Canopies, and Stadium/Athletic Field Lighting | 1030.2872 | HPS/MV | 8.431% | Photocell | 92.13% | HPS | Photocontrol/Astronomical Time-switch AND Bi-level | Induction | Institutional Tuning | 28.4021 | 23.0487 | 28.4021 | 8.9634 |  | Reliability | Performance | No barrier identified | No barrier identified | None |  |  | TBD | TBD |  | 8.78 | No | Maturity
Non-Residential Exterior | Outdoor Lighting | Bldg Façade, Landscape, Service Canopies, and Stadium/Athletic Field Lighting | 1030.2872 | HPS/MV | 8.431% | Photocell | 92.13% | HPS | Photocontrol/Astronomical Time-switch AND Bi-level | Induction | Multiple Measures | 28.4021 | 24.3291 | 28.4021 | 10.2439 |  | Reliability | Performance | First cost | Availability | None |  |  | TBD | TBD |  | 8.78 | No | Maturity
Non-Residential Exterior | Outdoor Lighting | Bldg Façade, Landscape, Service Canopies, and Stadium/Athletic Field Lighting | 1030.2872 | Incandescent | 7.882% | Photocell | 93.77% | Halogen | Photocontrol/Astronomical Time-switch AND Bi-level | LED | Occupancy | 54.1354 | 13.401 | 51.4286 | No change |  | First cost | Performance | No barrier identified | No barrier identified | None |  |  | TBD | TBD |  | 8.78 | No | Maturity
Non-Residential Exterior | Outdoor Lighting | Bldg Façade, Landscape, Service Canopies, and Stadium/Athletic Field Lighting | 1030.2872 | Incandescent | 7.882% | Photocell | 93.77% | Halogen | Photocontrol/Astronomical Time-switch AND Bi-level | LED | Daylighting | 54.1354 | No change | 51.4286 | No change |  | First cost | Performance | No barrier identified | No barrier identified | None |  |  | TBD | TBD |  | 8.78 | No | Maturity
Non-Residential Exterior | Outdoor Lighting | Bldg Façade, Landscape, Service Canopies, and Stadium/Athletic Field Lighting | 1030.2872 | Incandescent | 7.882% | Photocell | 93.77% | Halogen | Photocontrol/Astronomical Time-switch AND Bi-level | LED | Personal Tuning | 54.1354 | Not Applicable | 51.4286 | Not Applicable |  | First cost | Performance | Not Applicable | Not Applicable | None |  |  | TBD | TBD |  | 8.78 | No | Maturity
Non-Residential Exterior | Outdoor Lighting | Bldg Façade, Landscape, Service Canopies, and Stadium/Athletic Field Lighting | 1030.2872 | Incandescent | 7.882% | Photocell | 93.77% | Halogen | Photocontrol/Astronomical Time-switch AND Bi-level | LED | Institutional Tuning | 54.1354 | 21.929 | 51.4286 | 8.5279 |  | First cost | Performance | No barrier identified | No barrier identified | None |  |  | TBD | TBD |  | 8.78 | No | Maturity
Non-Residential Exterior | Outdoor Lighting | Bldg Façade, Landscape, Service Canopies, and Stadium/Athletic Field Lighting | 1030.2872 | Incandescent | 7.882% | Photocell | 93.77% | Halogen | Photocontrol/Astronomical Time-switch AND Bi-level | LED | Multiple Measures | 54.1354 | 23.1473 | 51.4286 | 9.7462 |  | First cost | Performance | First cost | Availability | None |  |  | TBD | TBD |  | 8.78 | No | Maturity
Non-Residential Exterior | Outdoor Lighting | Bldg Façade, Landscape, Service Canopies, and Stadium/Athletic Field Lighting | 1030.2872 | Incandescent | 7.882% | Photocell | 93.77% | Halogen | Photocontrol/Astronomical Time-switch AND Bi-level | CFL | Occupancy | 50.8873 | 13.401 | 47.3685 | No change |  | Reliability | Performance | No barrier identified | No barrier identified | Lighting reliability - non dimming CFL on dimmer |  |  | TBD | TBD |  | 8.78 | No | Maturity
Non-Residential Exterior | Outdoor Lighting | Bldg Façade, Landscape, Service Canopies, and Stadium/Athletic Field Lighting | 1030.2872 | Incandescent | 7.882% | Photocell | 93.77% | Halogen | Photocontrol/Astronomical Time-switch AND Bi-level | CFL | Daylighting | 35.0203 | No change | 32.7544 | No change |  | Reliability | Performance | No barrier identified | No barrier identified | Lighting reliability - non dimming CFL on dimmer |  |  | TBD | TBD |  | 8.78 | No | Maturity
Non-Residential Exterior | Outdoor Lighting | Bldg Façade, Landscape, Service Canopies, and Stadium/Athletic Field Lighting | 1030.2872 | Incandescent | 7.882% | Photocell | 93.77% | Halogen | Photocontrol/Astronomical Time-switch AND Bi-level | CFL | Personal Tuning | 35.0203 | Not Applicable | 32.7544 | Not Applicable |  | Reliability | Performance | No barrier identified | No barrier identified | Lighting reliability - non dimming CFL on dimmer |  |  | TBD | TBD |  | 8.78 | No | Maturity
Non-Residential Exterior | Outdoor Lighting | Bldg Façade, Landscape, Service Canopies, and Stadium/Athletic Field Lighting | 1030.2872 | Incandescent | 7.882% | Photocell | 93.77% | Halogen | Photocontrol/Astronomical Time-switch AND Bi-level | CFL | Institutional Tuning | 35.0203 | 21.929 | 32.7544 | 8.5279 |  | Reliability | Performance | No barrier identified | No barrier identified | Lighting reliability - non dimming CFL on dimmer |  |  | TBD | TBD |  | 8.78 | No | Maturity
Non-Residential Exterior | Outdoor Lighting | Bldg Façade, Landscape, Service Canopies, and Stadium/Athletic Field Lighting | 1030.2872 | Incandescent | 7.882% | Photocell | 93.77% | Halogen | Photocontrol/Astronomical Time-switch AND Bi-level | CFL | Multiple Measures | 35.0203 | 23.1473 | 32.7544 | 9.7462 |  | Reliability | Performance | First cost | Availability | Lighting reliability - non dimming CFL on dimmer |  |  | TBD | TBD |  | 8.78 | No | Maturity
Non-Residential Exterior | Outdoor Lighting | Bldg Façade, Landscape, Service Canopies, and Stadium/Athletic Field Lighting | 1030.2872 | CFL | 26.14% | Photocell | 75.23% | Halogen | Photocontrol/Astronomical Time-switch AND Bi-level | LED | Occupancy | 49.7141 | 35.655 | 49.7141 | No change | [8 empty] | TBD | TBD |  | 8.78 | No | Growth
Non-Residential Exterior | Outdoor Lighting | Bldg Façade, Landscape, Service Canopies, and Stadium/Athletic Field Lighting | 1030.2872 | CFL | 26.14% | Photocell | 75.23% | Halogen | Photocontrol/Astronomical Time-switch AND Bi-level | LED | Daylighting | 49.7141 | No change | 49.7141 | No change | [8 empty] | TBD | TBD |  | 8.78 | No | Growth
Non-Residential Exterior | Outdoor Lighting | Bldg Façade, Landscape, Service Canopies, and Stadium/Athletic Field Lighting | 1030.2872 | CFL | 26.14% | Photocell | 75.23% | Halogen | Photocontrol/Astronomical Time-switch AND Bi-level | LED | Personal Tuning | 49.7141 | Not Applicable | 49.7141 | Not Applicable | [8 empty] | TBD | TBD |  | 8.78 | No | Growth
Non-Residential Exterior | Outdoor Lighting | Bldg Façade, Landscape, Service Canopies, and Stadium/Athletic Field Lighting | 1030.2872 | CFL | 26.14% | Photocell | 75.23% | Halogen | Photocontrol/Astronomical Time-switch AND Bi-level | LED | Institutional Tuning | 49.7141 | 58.3445 | 49.7141 | 22.6895 | [8 empty] | TBD | TBD |  | 8.78 | No | Growth
Non-Residential Exterior | Outdoor Lighting | Bldg Façade, Landscape, Service Canopies, and Stadium/Athletic Field Lighting | 1030.2872 | CFL | 26.14% | Photocell | 75.23% | Halogen | Photocontrol/Astronomical Time-switch AND Bi-level | LED | Multiple Measures | 49.7141 | 61.5859 | 49.7141 | 25.9309 | [8 empty] | TBD | TBD |  | 8.78 | No | Growth
Non-Residential Exterior | Roadway | Street Lights | 1172.6465 | HPS/MV | 82.94% | Photocell | 100% | HPS | Photocell | CMH | Occupancy | 249.7997 | Not Applicable | 249.7997 | Not Applicable |  | First Cost | No barrier identified | No barrier identified | No barrier identified | None |  |  | TBD | TBD |  | 12 | No | Growth
Non-Residential Exterior | Roadway | Street Lights | 1172.6465 | HPS/MV | 82.94% | Photocell | 100% | HPS | Photocell | CMH | Daylighting | 249.7997 | No change | 249.7997 | No change |  | First Cost | No barrier identified | No barrier identified | No barrier identified | None |  |  | TBD | TBD |  | 12 | No | Growth
Non-Residential Exterior | Roadway | Street Lights | 1172.6465 | HPS/MV | 82.94% | Photocell | 100% | HPS | Photocell | CMH | Personal Tuning | 249.7997 | Not Applicable | 249.7997 | Not Applicable |  | First Cost | No barrier identified | No barrier identified | No barrier identified | None |  |  | TBD | TBD |  | 12 | No | Growth
Non-Residential Exterior | Roadway | Street Lights | 1172.6465 | HPS/MV | 82.94% | Photocell | 100% | HPS | Photocell | CMH | Institutional Tuning | 249.7997 | 280.1033 | 249.7997 | 280.1033 |  | First Cost | No barrier identified | No barrier identified | No barrier identified | None |  |  | TBD | TBD |  | 12 | No | Growth
Non-Residential Exterior | Roadway | Street Lights | 1172.6465 | HPS/MV | 82.94% | Photocell | 100% | HPS | Photocell | CMH | Multiple Measures | 249.7997 | 295.6646 | 249.7997 | 295.6646 |  | First Cost | No barrier identified | No barrier identified | No barrier identified | None |  |  | TBD | TBD |  | 12 | No | Growth
Non-Residential Exterior | Roadway | Street Lights | 1172.6465 | HPS/MV | 82.94% | Photocell | 100% | HPS | Photocell | Induction | Occupancy | 318.0103 | Not Applicable | 318.0103 | Not Applicable |  | Reliability | Performance | No barrier identified | No barrier identified | None |  |  | TBD | TBD |  | 12 | No | Growth
Non-Residential Exterior | Roadway | Street Lights | 1172.6465 | HPS/MV | 82.94% | Photocell | 100% | HPS | Photocell | Induction | Daylighting | 318.0103 | No change | 318.0103 | No change |  | Reliability | Performance | No barrier identified | No barrier identified | None |  |  | TBD | TBD |  | 12 | No | Growth
Non-Residential Exterior | Roadway | Street Lights | 1172.6465 | HPS/MV | 82.94% | Photocell | 100% | HPS | Photocell | Induction | Personal Tuning | 318.0103 | Not Applicable | 318.0103 | Not Applicable |  | Reliability | Performance | No barrier identified | No barrier identified | None |  |  | TBD | TBD |  | 12 | No | Growth
Non-Residential Exterior | Roadway | Street Lights | 1172.6465 | HPS/MV | 82.94% | Photocell | 100% | HPS | Photocell | Induction | Institutional Tuning | 318.0103 | 280.1033 | 318.0103 | 280.1033 |  | Reliability | Performance | No barrier identified | No barrier identified | None |  |  | TBD | TBD |  | 12 | No | Growth
Non-Residential Exterior | Roadway | Street Lights | 1172.6465 | HPS/MV | 82.94% | Photocell | 100% | HPS | Photocell | Induction | Multiple Measures | 318.0103 | 295.6646 | 318.0103 | 295.6646 |  | Reliability | Performance | No barrier identified | No barrier identified | None |  |  | TBD | TBD |  | 12 | No | Growth
Non-Residential Exterior | Roadway | Street Lights | 1172.6465 | HPS/MV | 82.94% | Photocell | 100% | HPS | Photocell | LED | Occupancy | 571.4233 | Not Applicable | 571.4233 | Not Applicable |  | First cost | Availability | No barrier identified | No barrier identified | None |  |  | TBD | TBD |  | 12 | No | Growth
Non-Residential Exterior | Roadway | Street Lights | 1172.6465 | HPS/MV | 82.94% | Photocell | 100% | HPS | Photocell | LED | Daylighting | 571.4233 | No change | 571.4233 | No change |  | First cost | Availability | No barrier identified | No barrier identified | None |  |  | TBD | TBD |  | 12 | No | Growth
Non-Residential Exterior | Roadway | Street Lights | 1172.6465 | HPS/MV | 82.94% | Photocell | 100% | HPS | Photocell | LED | Personal Tuning | 571.4233 | Not Applicable | 571.4233 | Not Applicable |  | First cost | Availability | No barrier identified | No barrier identified | None |  |  | TBD | TBD |  | 12 | No | Growth
Non-Residential Exterior | Roadway | Street Lights | 1172.6465 | HPS/MV | 82.94% | Photocell | 100% | HPS | Photocell | LED | Institutional Tuning | 571.4233 | 280.1033 | 571.4233 | 280.1033 |  | First cost | Availability | No barrier identified | No barrier identified | None |  |  | TBD | TBD |  | 12 | No | Growth
Non-Residential Exterior | Roadway | Street Lights | 1172.6465 | HPS/MV | 82.94% | Photocell | 100% | HPS | Photocell | LED | Multiple Measures | 571.4233 | 295.6646 | 571.4233 | 295.6646 |  | First cost | Availability | No barrier identified | No barrier identified | None |  |  | TBD | TBD |  | 12 | No | Growth
Non-Residential Exterior | Roadway | Street Lights | 1172.6465 | MH (Std, PS, CMH) | 9.688% | Photocell | 100% | PS MH | Photocell | CMH | Occupancy | 21.9713 | Not Applicable | 17.9649 | Not Applicable |  | Performance | No barrier identified | No barrier identified | No barrier identified | no control retro |  |  | TBD | TBD |  | 12 | No | Growth
Non-Residential Exterior | Roadway | Street Lights | 1172.6465 | MH (Std, PS, CMH) | 9.688% | Photocell | 100% | PS MH | Photocell | CMH | Daylighting | 21.9713 | No change | 17.9649 | No change |  | Performance | No barrier identified | No barrier identified | No barrier identified | no control retro |  |  | TBD | TBD |  | 12 | No | Growth
Non-Residential Exterior | Roadway | Street Lights | 1172.6465 | MH (Std, PS, CMH) | 9.688% | Photocell | 100% | PS MH | Photocell | CMH | Personal Tuning | 21.9713 | Not Applicable | 17.9649 | Not Applicable |  | Performance | No barrier identified | No barrier identified | No barrier identified | no control retro |  |  | TBD | TBD |  | 12 | No | Growth
Non-Residential Exterior | Roadway | Street Lights | 1172.6465 | MH (Std, PS, CMH) | 9.688% | Photocell | 100% | PS MH | Photocell | CMH | Institutional Tuning | 21.9713 | 32.7173 | 17.9649 | 32.7173 |  | Performance | No barrier identified | No barrier identified | No barrier identified | no control retro |  |  | TBD | TBD |  | 12 | No | Growth
Non-Residential Exterior | Roadway | Street Lights | 1172.6465 | MH (Std, PS, CMH) | 9.688% | Photocell | 100% | PS MH | Photocell | CMH | Multiple Measures | 21.9713 | 34.535 | 17.9649 | 34.535 |  | Performance | No barrier identified | No barrier identified | No barrier identified | no control retro |  |  | TBD | TBD |  | 12 | No | Growth
Non-Residential Exterior | Roadway | Street Lights | 1172.6465 | MH (Std, PS, CMH) | 9.688% | Photocell | 100% | PS MH | Photocell | Induction | Occupancy | 12.4442 | Not Applicable | 12.4442 | Not Applicable |  | Reliability | Performance | No barrier identified | No barrier identified | None |  |  | TBD | TBD |  | 12 | No | Growth
Non-Residential Exterior | Roadway | Street Lights | 1172.6465 | MH (Std, PS, CMH) | 9.688% | Photocell | 100% | PS MH | Photocell | Induction | Daylighting | 12.4442 | No change | 12.4442 | No change |  | Reliability | Performance | No barrier identified | No barrier identified | None |  |  | TBD | TBD |  | 12 | No | Growth
Non-Residential Exterior | Roadway | Street Lights | 1172.6465 | MH (Std, PS, CMH) | 9.688% | Photocell | 100% | PS MH | Photocell | Induction | Personal Tuning | 12.4442 | Not Applicable | 12.4442 | Not Applicable |  | Reliability | Performance | No barrier identified | No barrier identified | None |  |  | TBD | TBD |  | 12 | No | Growth
Non-Residential Exterior | Roadway | Street Lights | 1172.6465 | MH (Std, PS, CMH) | 9.688% | Photocell | 100% | PS MH | Photocell | Induction | Institutional Tuning | 12.4442 | 32.7173 | 12.4442 | 32.7173 |  | Reliability | Performance | No barrier identified | No barrier identified | None |  |  | TBD | TBD |  | 12 | No | Growth
Non-Residential Exterior | Roadway | Street Lights | 1172.6465 | MH (Std, PS, CMH) | 9.688% | Photocell | 100% | PS MH | Photocell | Induction | Multiple Measures | 12.4442 | 34.535 | 12.4442 | 34.535 |  | Reliability | Performance | First cost | Availability | None |  |  | TBD | TBD |  | 12 | No | Growth
Non-Residential Exterior | Roadway | Street Lights | 1172.6465 | MH (Std, PS, CMH) | 9.688% | Photocell | 100% | PS MH | Photocell | LED Roadway | Occupancy | 48.9929 | Not Applicable | 45.8229 | Not Applicable |  | First cost | Availability | No barrier identified | No barrier identified | no control retro |  |  | TBD | TBD |  | 12 | No | Growth
Non-Residential Exterior | Roadway | Street Lights | 1172.6465 | MH (Std, PS, CMH) | 9.688% | Photocell | 100% | PS MH | Photocell | LED Roadway | Daylighting | 48.9929 | No change | 45.8229 | No change |  | First cost | Availability | No barrier identified | No barrier identified | no control retro |  |  | TBD | TBD |  | 12 | No | Growth
Non-Residential Exterior | Roadway | Street Lights | 1172.6465 | MH (Std, PS, CMH) | 9.688% | Photocell | 100% | PS MH | Photocell | LED Roadway | Personal Tuning | 48.9929 | Not Applicable | 45.8229 | Not Applicable |  | First cost | Availability | No barrier identified | No barrier identified | no control retro |  |  | TBD | TBD |  | 12 | No | Growth
Non-Residential Exterior | Roadway | Street Lights | 1172.6465 | MH (Std, PS, CMH) | 9.688% | Photocell | 100% | PS MH | Photocell | LED Roadway | Institutional Tuning | 48.9929 | 32.7173 | 45.8229 | 32.7173 |  | First cost | Availability | No barrier identified | No barrier identified | no control retro |  |  | TBD | TBD |  | 12 | No | Growth
Non-Residential Exterior | Roadway | Street Lights | 1172.6465 | MH (Std, PS, CMH) | 9.688% | Photocell | 100% | PS MH | Photocell | LED Roadway | Multiple Measures | 48.9929 | 34.535 | 45.8229 | 34.535 |  | First cost | Availability | No barrier identified | No barrier identified | no control retro |  |  | TBD | TBD |  | 12 | No | Growth
Non-Residential Exterior | Roadway | Traffic Signals | 18.6545 | Incandescent Signals | 35% | Not Controlled | 99% | LED Traffic Signals | Not Controlled | LED Traffic Signals | Not Controlled | 4.3527 | Not Applicable | 0 | Not Applicable |  | First cost | No barrier identified | No barrier identified | No barrier identified | None |  |  | TBD | TBD |  | 24 | Yes | Growth
Non-Residential Exterior | Roadway | Signs and Billboards | 86.0665 | Fluorescent Signs | 52.1% | Manual Switch / Schedule | 100% | Fluorescent Signs | Photocell / timeswitch | LED Signs | Occupancy | 9.1825 | Not Applicable | 9.1825 | Not Applicable |  | No barrier identified | No barrier identified | No barrier identified | No barrier identified | None |  |  | TBD | TBD |  | 12 | No | Growth
Non-Residential Exterior | Roadway | Signs and Billboards | 86.0665 | Fluorescent Signs | 52.1% | Manual Switch / Schedule | 100% | Fluorescent Signs | Photocell / timeswitch | LED Signs | Daylighting | 9.1825 | No change | 9.1825 | No change |  | No barrier identified | No barrier identified | No barrier identified | No barrier identified | None |  |  | TBD | TBD |  | 12 | No | Growth
Non-Residential Exterior | Roadway | Signs and Billboards | 86.0665 | Fluorescent Signs | 52.1% | Manual Switch / Schedule | 100% | Fluorescent Signs | Photocell / timeswitch | LED Signs | Personal Tuning | 9.1825 | Not Applicable | 9.1825 | Not Applicable |  | No barrier identified | No barrier identified | No barrier identified | No barrier identified | None |  |  | TBD | TBD |  | 12 | No | Growth
Non-Residential Exterior | Roadway | Signs and Billboards | 86.0665 | Fluorescent Signs | 52.1% | Manual Switch / Schedule | 100% | Fluorescent Signs | Photocell / timeswitch | LED Signs | Institutional Tuning | 9.1825 | 12.9153 | 9.1825 | 12.9153 |  | No barrier identified | No barrier identified | No barrier identified | No barrier identified | None |  |  | TBD | TBD |  | 12 | No | Growth
Non-Residential Exterior | Roadway | Signs and Billboards | 86.0665 | Fluorescent Signs | 52.1% | Manual Switch / Schedule | 100% | Fluorescent Signs | Photocell / timeswitch | LED Signs | Multiple Measures | 9.1825 | 13.6328 | 9.1825 | 13.6328 |  | No barrier identified | No barrier identified | No barrier identified | No barrier identified | None |  |  | TBD | TBD |  | 12 | No | Growth
Non-Residential Exterior | Roadway | Signs and Billboards | 86.0665 | Neon Signs | 47.9% | Manual Switch / Schedule | 100% | Neon Signs | Photocell / timeswitch | LED Signs | Occupancy | 8.4407 | Not Applicable | 8.4407 | Not Applicable |  | No barrier identified | No barrier identified | No barrier identified | No barrier identified | None |  |  | TBD | TBD |  | 12 | No | Growth
Non-Residential Exterior | Roadway | Signs and Billboards | 86.0665 | Neon Signs | 47.9% | Manual Switch / Schedule | 100% | Neon Signs | Photocell / timeswitch | LED Signs | Daylighting | 8.4407 | No change | 8.4407 | No change |  | No barrier identified | No barrier identified | No barrier identified | No barrier identified | None |  |  | TBD | TBD |  | 12 | No | Growth
Non-Residential Exterior | Roadway | Signs and Billboards | 86.0665 | Neon Signs | 47.9% | Manual Switch / Schedule | 100% | Neon Signs | Photocell / timeswitch | LED Signs | Personal Tuning | 8.4407 | Not Applicable | 8.4407 | Not Applicable |  | No barrier identified | No barrier identified | No barrier identified | No barrier identified | None |  |  | TBD | TBD |  | 12 | No | Growth
Non-Residential Exterior | Roadway | Signs and Billboards | 86.0665 | Neon Signs | 47.9% | Manual Switch / Schedule | 100% | Neon Signs | Photocell / timeswitch | LED Signs | Institutional Tuning | 8.4407 | 11.8719 | 8.4407 | 11.8719 |  | No barrier identified | No barrier identified | No barrier identified | No barrier identified | None |  |  | TBD | TBD |  | 12 | No | Growth
Non-Residential Exterior | Roadway | Signs and Billboards | 86.0665 | Neon Signs | 47.9% | Manual Switch / Schedule | 100% | Neon Signs | Photocell / timeswitch | LED Signs | Multiple Measures | 8.4407 | 12.5314 | 8.4407 | 12.5314 |  | No barrier identified | No barrier identified | No barrier identified | No barrier identified | None |  |  | TBD | TBD |  | 12 | No | Growth
````
Note on D137: Sahar Abbaszadeh: Display, track, advertising, etc.
Note on D269: Sahar Abbaszadeh: Used to be portable fixtures in rooms.
Note on G269: Sahar Abbaszadeh: Revise based on residential data from DNV/GL CLASS survey
Note on D374: Sahar Abbaszadeh: This is track, ornamental, architectural, wall-wash, etc.

## Summary-Residential
By Efficient Technology
| Building Sector | Residential
| Efficient Lighting | Lighting Application | Building Sub-Sector | Baseline Lighting | Max of Lighting Savings | Max of Control Savings | Efficient Lighting | Lighting Application | Building Sub-Sector | Baseline Lighting | Max of Lighting Savings | Max of Control Savings | Row Labels | Total Lighting Technology Potential | Total Control Technology Potential
| CFL MSB | [5 empty] | CFL MSB | Lighting Application | Building Sub-Sector | Baseline Lighting | 0 | 0 | LED Panel Lighting | 242.4273 | 163.7932
|  | Exterior |  |  |  |  | CFL MSB | Exterior | Building Sub-Sector | Baseline Lighting | 0 | 0 | CFL MSB | 3738.6036 | 985.5413
|  |  | All Residential (Single, Multi-family, and Mobile Homes) |  |  |  | CFL MSB | Exterior | All Residential (Single, Multi-family, and Mobile Homes) | Baseline Lighting | 0 | 0 | High Efficiency Linear Fluorescent T-8 | 215.5794 | 163.7932
|  |  |  | Halogen MSB | 250.5258 | 43.0885 | CFL MSB | Exterior | All Residential (Single, Multi-family, and Mobile Homes) | Halogen MSB | 250.5258 | 43.0885 | LED MSB | 4196.7236 | 1183.2335
|  |  |  | Incandescent MSB | 579.037 | 151.404 | CFL MSB | Exterior | All Residential (Single, Multi-family, and Mobile Homes) | Incandescent MSB | 579.037 | 151.404 | LED Pin Base | 526.2796 | 99.4971
|  | Interior Living (Kitchen, Bedroom, Living, Dining, etc) |  |  |  |  | CFL MSB | Interior Living (Kitchen, Bedroom, Living, Dining, etc) | All Residential (Single, Multi-family, and Mobile Homes) | Incandescent MSB | 0 | 0 | LED SSB | 568.4083 | 135.7249
|  |  | All Residential (Single, Multi-family, and Mobile Homes) |  |  |  | CFL MSB | Interior Living (Kitchen, Bedroom, Living, Dining, etc) | All Residential (Single, Multi-family, and Mobile Homes) | Incandescent MSB | 0 | 0 | CFL SSB | 534.3038 | 135.7249
|  |  |  | Halogen MSB | 81.9373 | 15.2909 | CFL MSB | Interior Living (Kitchen, Bedroom, Living, Dining, etc) | All Residential (Single, Multi-family, and Mobile Homes) | Halogen MSB | 81.9373 | 15.2909 | CFL Pin Base | 484.7312 | 99.4971
|  |  |  | Incandescent MSB | 1503.7059 | 383.1896 | CFL MSB | Interior Living (Kitchen, Bedroom, Living, Dining, etc) | All Residential (Single, Multi-family, and Mobile Homes) | Incandescent MSB | 1503.7059 | 383.1896 | Grand Total | 10507.0568 | 2966.8051
|  | Interior Support (Bathroom, Utility room, laundry room, garage) |  |  |  |  | CFL MSB | Interior Support (Bathroom, Utility room, laundry room, garage) | All Residential (Single, Multi-family, and Mobile Homes) | Incandescent MSB | 0 | 0
|  |  | All Residential (Single, Multi-family, and Mobile Homes) |  |  |  | CFL MSB | Interior Support (Bathroom, Utility room, laundry room, garage) | All Residential (Single, Multi-family, and Mobile Homes) | Incandescent MSB | 0 | 0
|  |  |  | Halogen MSB | 48.053 | 14.3623 | CFL MSB | Interior Support (Bathroom, Utility room, laundry room, garage) | All Residential (Single, Multi-family, and Mobile Homes) | Halogen MSB | 48.053 | 14.3623
|  |  |  | Incandescent MSB | 1275.3447 | 378.206 | CFL MSB | Interior Support (Bathroom, Utility room, laundry room, garage) | All Residential (Single, Multi-family, and Mobile Homes) | Incandescent MSB | 1275.3447 | 378.206
| High Efficiency Linear Fluorescent T-8 | [5 empty] | High Efficiency Linear Fluorescent T-8 | Interior Support (Bathroom, Utility room, laundry room, garage) | All Residential (Single, Multi-family, and Mobile Homes) | Incandescent MSB | 0 | 0
|  | Exterior |  |  |  |  | High Efficiency Linear Fluorescent T-8 | Exterior | All Residential (Single, Multi-family, and Mobile Homes) | Incandescent MSB | 0 | 0
|  |  | All Residential (Single, Multi-family, and Mobile Homes) |  |  |  | High Efficiency Linear Fluorescent T-8 | Exterior | All Residential (Single, Multi-family, and Mobile Homes) | Incandescent MSB | 0 | 0
|  |  |  | Linear Fluorescent | 12.2116 | 9.0234 | High Efficiency Linear Fluorescent T-8 | Exterior | All Residential (Single, Multi-family, and Mobile Homes) | Linear Fluorescent | 12.2116 | 9.0234
|  | Interior Living (Kitchen, Bedroom, Living, Dining, etc) |  |  |  |  | High Efficiency Linear Fluorescent T-8 | Interior Living (Kitchen, Bedroom, Living, Dining, etc) | All Residential (Single, Multi-family, and Mobile Homes) | Linear Fluorescent | 0 | 0
|  |  | All Residential (Single, Multi-family, and Mobile Homes) |  |  |  | High Efficiency Linear Fluorescent T-8 | Interior Living (Kitchen, Bedroom, Living, Dining, etc) | All Residential (Single, Multi-family, and Mobile Homes) | Linear Fluorescent | 0 | 0
|  |  |  | Linear Fluorescent | 77.3903 | 59.1431 | High Efficiency Linear Fluorescent T-8 | Interior Living (Kitchen, Bedroom, Living, Dining, etc) | All Residential (Single, Multi-family, and Mobile Homes) | Linear Fluorescent | 77.3903 | 59.1431
|  | Interior Support (Bathroom, Utility room, laundry room, garage) |  |  |  |  | High Efficiency Linear Fluorescent T-8 | Interior Support (Bathroom, Utility room, laundry room, garage) | All Residential (Single, Multi-family, and Mobile Homes) | Linear Fluorescent | 0 | 0
|  |  | All Residential (Single, Multi-family, and Mobile Homes) |  |  |  | High Efficiency Linear Fluorescent T-8 | Interior Support (Bathroom, Utility room, laundry room, garage) | All Residential (Single, Multi-family, and Mobile Homes) | Linear Fluorescent | 0 | 0
|  |  |  | Linear Fluorescent | 125.9775 | 95.6266 | High Efficiency Linear Fluorescent T-8 | Interior Support (Bathroom, Utility room, laundry room, garage) | All Residential (Single, Multi-family, and Mobile Homes) | Linear Fluorescent | 125.9775 | 95.6266
| LED MSB | [5 empty] | LED MSB | Interior Support (Bathroom, Utility room, laundry room, garage) | All Residential (Single, Multi-family, and Mobile Homes) | Linear Fluorescent | 0 | 0
|  | Exterior |  |  |  |  | LED MSB | Exterior | All Residential (Single, Multi-family, and Mobile Homes) | Linear Fluorescent | 0 | 0
|  |  | All Residential (Single, Multi-family, and Mobile Homes) |  |  |  | LED MSB | Exterior | All Residential (Single, Multi-family, and Mobile Homes) | Linear Fluorescent | 0 | 0
|  |  |  | CFL MSB | 34.1345 | 32.4264 | LED MSB | Exterior | All Residential (Single, Multi-family, and Mobile Homes) | CFL MSB | 34.1345 | 32.4264
|  |  |  | Halogen MSB | 271.9994 | 43.0885 | LED MSB | Exterior | All Residential (Single, Multi-family, and Mobile Homes) | Halogen MSB | 271.9994 | 43.0885
|  |  |  | Incandescent MSB | 615.9968 | 151.404 | LED MSB | Exterior | All Residential (Single, Multi-family, and Mobile Homes) | Incandescent MSB | 615.9968 | 151.404
|  |  |  | HID MSB | 19.2455 | 4.6736 | LED MSB | Exterior | All Residential (Single, Multi-family, and Mobile Homes) | HID MSB | 19.2455 | 4.6736
|  | Interior Living (Kitchen, Bedroom, Living, Dining, etc) |  |  |  |  | LED MSB | Interior Living (Kitchen, Bedroom, Living, Dining, etc) | All Residential (Single, Multi-family, and Mobile Homes) | HID MSB | 0 | 0
|  |  | All Residential (Single, Multi-family, and Mobile Homes) |  |  |  | LED MSB | Interior Living (Kitchen, Bedroom, Living, Dining, etc) | All Residential (Single, Multi-family, and Mobile Homes) | HID MSB | 0 | 0
|  |  |  | CFL MSB | 98.1491 | 99.1374 | LED MSB | Interior Living (Kitchen, Bedroom, Living, Dining, etc) | All Residential (Single, Multi-family, and Mobile Homes) | CFL MSB | 98.1491 | 99.1374
|  |  |  | Halogen MSB | 88.9605 | 15.2909 | LED MSB | Interior Living (Kitchen, Bedroom, Living, Dining, etc) | All Residential (Single, Multi-family, and Mobile Homes) | Halogen MSB | 88.9605 | 15.2909
|  |  |  | Incandescent MSB | 1599.6871 | 383.1896 | LED MSB | Interior Living (Kitchen, Bedroom, Living, Dining, etc) | All Residential (Single, Multi-family, and Mobile Homes) | Incandescent MSB | 1599.6871 | 383.1896
|  | Interior Support (Bathroom, Utility room, laundry room, garage) |  |  |  |  | LED MSB | Interior Support (Bathroom, Utility room, laundry room, garage) | All Residential (Single, Multi-family, and Mobile Homes) | Incandescent MSB | 0 | 0
|  |  | All Residential (Single, Multi-family, and Mobile Homes) |  |  |  | LED MSB | Interior Support (Bathroom, Utility room, laundry room, garage) | All Residential (Single, Multi-family, and Mobile Homes) | Incandescent MSB | 0 | 0
|  |  |  | CFL MSB | 59.6292 | 61.4548 | LED MSB | Interior Support (Bathroom, Utility room, laundry room, garage) | All Residential (Single, Multi-family, and Mobile Homes) | CFL MSB | 59.6292 | 61.4548
|  |  |  | Halogen MSB | 52.1718 | 14.3623 | LED MSB | Interior Support (Bathroom, Utility room, laundry room, garage) | All Residential (Single, Multi-family, and Mobile Homes) | Halogen MSB | 52.1718 | 14.3623
|  |  |  | Incandescent MSB | 1356.7497 | 378.206 | LED MSB | Interior Support (Bathroom, Utility room, laundry room, garage) | All Residential (Single, Multi-family, and Mobile Homes) | Incandescent MSB | 1356.7497 | 378.206
| LED Panel Lighting | [5 empty] | LED Panel Lighting | Interior Support (Bathroom, Utility room, laundry room, garage) | All Residential (Single, Multi-family, and Mobile Homes) | Incandescent MSB | 0 | 0
|  | Exterior |  |  |  |  | LED Panel Lighting | Exterior | All Residential (Single, Multi-family, and Mobile Homes) | Incandescent MSB | 0 | 0
|  |  | All Residential (Single, Multi-family, and Mobile Homes) |  |  |  | LED Panel Lighting | Exterior | All Residential (Single, Multi-family, and Mobile Homes) | Incandescent MSB | 0 | 0
|  |  |  | Linear Fluorescent | 13.7324 | 9.0234 | LED Panel Lighting | Exterior | All Residential (Single, Multi-family, and Mobile Homes) | Linear Fluorescent | 13.7324 | 9.0234
|  | Interior Living (Kitchen, Bedroom, Living, Dining, etc) |  |  |  |  | LED Panel Lighting | Interior Living (Kitchen, Bedroom, Living, Dining, etc) | All Residential (Single, Multi-family, and Mobile Homes) | Linear Fluorescent | 0 | 0
|  |  | All Residential (Single, Multi-family, and Mobile Homes) |  |  |  | LED Panel Lighting | Interior Living (Kitchen, Bedroom, Living, Dining, etc) | All Residential (Single, Multi-family, and Mobile Homes) | Linear Fluorescent | 0 | 0
|  |  |  | Linear Fluorescent | 87.0283 | 59.1431 | LED Panel Lighting | Interior Living (Kitchen, Bedroom, Living, Dining, etc) | All Residential (Single, Multi-family, and Mobile Homes) | Linear Fluorescent | 87.0283 | 59.1431
|  | Interior Support (Bathroom, Utility room, laundry room, garage) |  |  |  |  | LED Panel Lighting | Interior Support (Bathroom, Utility room, laundry room, garage) | All Residential (Single, Multi-family, and Mobile Homes) | Linear Fluorescent | 0 | 0
|  |  | All Residential (Single, Multi-family, and Mobile Homes) |  |  |  | LED Panel Lighting | Interior Support (Bathroom, Utility room, laundry room, garage) | All Residential (Single, Multi-family, and Mobile Homes) | Linear Fluorescent | 0 | 0
|  |  |  | Linear Fluorescent | 141.6666 | 95.6266 | LED Panel Lighting | Interior Support (Bathroom, Utility room, laundry room, garage) | All Residential (Single, Multi-family, and Mobile Homes) | Linear Fluorescent | 141.6666 | 95.6266
| LED Pin Base | [5 empty] | LED Pin Base | Interior Support (Bathroom, Utility room, laundry room, garage) | All Residential (Single, Multi-family, and Mobile Homes) | Linear Fluorescent | 0 | 0
|  | Exterior |  |  |  |  | LED Pin Base | Exterior | All Residential (Single, Multi-family, and Mobile Homes) | Linear Fluorescent | 0 | 0
|  |  | All Residential (Single, Multi-family, and Mobile Homes) |  |  |  | LED Pin Base | Exterior | All Residential (Single, Multi-family, and Mobile Homes) | Linear Fluorescent | 0 | 0
|  |  |  | Halogen Pin Base | 183.2054 | 30.1927 | LED Pin Base | Exterior | All Residential (Single, Multi-family, and Mobile Homes) | Halogen Pin Base | 183.2054 | 30.1927
|  | Interior Living (Kitchen, Bedroom, Living, Dining, etc) |  |  |  |  | LED Pin Base | Interior Living (Kitchen, Bedroom, Living, Dining, etc) | All Residential (Single, Multi-family, and Mobile Homes) | Halogen Pin Base | 0 | 0
|  |  | All Residential (Single, Multi-family, and Mobile Homes) |  |  |  | LED Pin Base | Interior Living (Kitchen, Bedroom, Living, Dining, etc) | All Residential (Single, Multi-family, and Mobile Homes) | Halogen Pin Base | 0 | 0
|  |  |  | Halogen Pin Base | 267.1509 | 47.6778 | LED Pin Base | Interior Living (Kitchen, Bedroom, Living, Dining, etc) | All Residential (Single, Multi-family, and Mobile Homes) | Halogen Pin Base | 267.1509 | 47.6778
|  | Interior Support (Bathroom, Utility room, laundry room, garage) |  |  |  |  | LED Pin Base | Interior Support (Bathroom, Utility room, laundry room, garage) | All Residential (Single, Multi-family, and Mobile Homes) | Halogen Pin Base | 0 | 0
|  |  | All Residential (Single, Multi-family, and Mobile Homes) |  |  |  | LED Pin Base | Interior Support (Bathroom, Utility room, laundry room, garage) | All Residential (Single, Multi-family, and Mobile Homes) | Halogen Pin Base | 0 | 0
|  |  |  | Halogen Pin Base | 75.9233 | 21.6266 | LED Pin Base | Interior Support (Bathroom, Utility room, laundry room, garage) | All Residential (Single, Multi-family, and Mobile Homes) | Halogen Pin Base | 75.9233 | 21.6266
| LED SSB | [5 empty] | LED SSB | Interior Support (Bathroom, Utility room, laundry room, garage) | All Residential (Single, Multi-family, and Mobile Homes) | Halogen Pin Base | 0 | 0
|  | Exterior |  |  |  |  | LED SSB | Exterior | All Residential (Single, Multi-family, and Mobile Homes) | Halogen Pin Base | 0 | 0
|  |  | All Residential (Single, Multi-family, and Mobile Homes) |  |  |  | LED SSB | Exterior | All Residential (Single, Multi-family, and Mobile Homes) | Halogen Pin Base | 0 | 0
|  |  |  | Incandescent SSB | 104.1913 | 27.4676 | LED SSB | Exterior | All Residential (Single, Multi-family, and Mobile Homes) | Incandescent SSB | 104.1913 | 27.4676
|  | Interior Living (Kitchen, Bedroom, Living, Dining, etc) |  |  |  |  | LED SSB | Interior Living (Kitchen, Bedroom, Living, Dining, etc) | All Residential (Single, Multi-family, and Mobile Homes) | Incandescent SSB | 0 | 0
|  |  | All Residential (Single, Multi-family, and Mobile Homes) |  |  |  | LED SSB | Interior Living (Kitchen, Bedroom, Living, Dining, etc) | All Residential (Single, Multi-family, and Mobile Homes) | Incandescent SSB | 0 | 0
|  |  |  | Incandescent SSB | 332.692 | 72.1046 | LED SSB | Interior Living (Kitchen, Bedroom, Living, Dining, etc) | All Residential (Single, Multi-family, and Mobile Homes) | Incandescent SSB | 332.692 | 72.1046
|  | Interior Support (Bathroom, Utility room, laundry room, garage) |  |  |  |  | LED SSB | Interior Support (Bathroom, Utility room, laundry room, garage) | All Residential (Single, Multi-family, and Mobile Homes) | Incandescent SSB | 0 | 0
|  |  | All Residential (Single, Multi-family, and Mobile Homes) |  |  |  | LED SSB | Interior Support (Bathroom, Utility room, laundry room, garage) | All Residential (Single, Multi-family, and Mobile Homes) | Incandescent SSB | 0 | 0
|  |  |  | Incandescent SSB | 131.525 | 36.1527 | LED SSB | Interior Support (Bathroom, Utility room, laundry room, garage) | All Residential (Single, Multi-family, and Mobile Homes) | Incandescent SSB | 131.525 | 36.1527
| CFL SSB | [5 empty] | CFL SSB | Interior Support (Bathroom, Utility room, laundry room, garage) | All Residential (Single, Multi-family, and Mobile Homes) | Incandescent SSB | 0 | 0
|  | Exterior |  |  |  |  | CFL SSB | Exterior | All Residential (Single, Multi-family, and Mobile Homes) | Incandescent SSB | 0 | 0
|  |  | All Residential (Single, Multi-family, and Mobile Homes) |  |  |  | CFL SSB | Exterior | All Residential (Single, Multi-family, and Mobile Homes) | Incandescent SSB | 0 | 0
|  |  |  | Incandescent SSB | 97.9398 | 27.4676 | CFL SSB | Exterior | All Residential (Single, Multi-family, and Mobile Homes) | Incandescent SSB | 97.9398 | 27.4676
|  | Interior Living (Kitchen, Bedroom, Living, Dining, etc) |  |  |  |  | CFL SSB | Interior Living (Kitchen, Bedroom, Living, Dining, etc) | All Residential (Single, Multi-family, and Mobile Homes) | Incandescent SSB | 0 | 0
|  |  | All Residential (Single, Multi-family, and Mobile Homes) |  |  |  | CFL SSB | Interior Living (Kitchen, Bedroom, Living, Dining, etc) | All Residential (Single, Multi-family, and Mobile Homes) | Incandescent SSB | 0 | 0
|  |  |  | Incandescent SSB | 312.7305 | 72.1046 | CFL SSB | Interior Living (Kitchen, Bedroom, Living, Dining, etc) | All Residential (Single, Multi-family, and Mobile Homes) | Incandescent SSB | 312.7305 | 72.1046
|  | Interior Support (Bathroom, Utility room, laundry room, garage) |  |  |  |  | CFL SSB | Interior Support (Bathroom, Utility room, laundry room, garage) | All Residential (Single, Multi-family, and Mobile Homes) | Incandescent SSB | 0 | 0
|  |  | All Residential (Single, Multi-family, and Mobile Homes) |  |  |  | CFL SSB | Interior Support (Bathroom, Utility room, laundry room, garage) | All Residential (Single, Multi-family, and Mobile Homes) | Incandescent SSB | 0 | 0
|  |  |  | Incandescent SSB | 123.6335 | 36.1527 | CFL SSB | Interior Support (Bathroom, Utility room, laundry room, garage) | All Residential (Single, Multi-family, and Mobile Homes) | Incandescent SSB | 123.6335 | 36.1527
| CFL Pin Base | [5 empty] | CFL Pin Base | Interior Support (Bathroom, Utility room, laundry room, garage) | All Residential (Single, Multi-family, and Mobile Homes) | Incandescent SSB | 0 | 0
|  | Exterior |  |  |  |  | CFL Pin Base | Exterior | All Residential (Single, Multi-family, and Mobile Homes) | Incandescent SSB | 0 | 0
|  |  | All Residential (Single, Multi-family, and Mobile Homes) |  |  |  | CFL Pin Base | Exterior | All Residential (Single, Multi-family, and Mobile Homes) | Incandescent SSB | 0 | 0
|  |  |  | Halogen Pin Base | 168.7418 | 30.1927 | CFL Pin Base | Exterior | All Residential (Single, Multi-family, and Mobile Homes) | Halogen Pin Base | 168.7418 | 30.1927
|  | Interior Living (Kitchen, Bedroom, Living, Dining, etc) |  |  |  |  | CFL Pin Base | Interior Living (Kitchen, Bedroom, Living, Dining, etc) | All Residential (Single, Multi-family, and Mobile Homes) | Halogen Pin Base | 0 | 0
|  |  | All Residential (Single, Multi-family, and Mobile Homes) |  |  |  | CFL Pin Base | Interior Living (Kitchen, Bedroom, Living, Dining, etc) | All Residential (Single, Multi-family, and Mobile Homes) | Halogen Pin Base | 0 | 0
|  |  |  | Halogen Pin Base | 246.06 | 47.6778 | CFL Pin Base | Interior Living (Kitchen, Bedroom, Living, Dining, etc) | All Residential (Single, Multi-family, and Mobile Homes) | Halogen Pin Base | 246.06 | 47.6778
|  | Interior Support (Bathroom, Utility room, laundry room, garage) |  |  |  |  | CFL Pin Base | Interior Support (Bathroom, Utility room, laundry room, garage) | All Residential (Single, Multi-family, and Mobile Homes) | Halogen Pin Base | 0 | 0
|  |  | All Residential (Single, Multi-family, and Mobile Homes) |  |  |  | CFL Pin Base | Interior Support (Bathroom, Utility room, laundry room, garage) | All Residential (Single, Multi-family, and Mobile Homes) | Halogen Pin Base | 0 | 0
|  |  |  | Halogen Pin Base | 69.9294 | 21.6266 | CFL Pin Base | Interior Support (Bathroom, Utility room, laundry room, garage) | All Residential (Single, Multi-family, and Mobile Homes) | Halogen Pin Base | 69.9294 | 21.6266
[7 empty] | CFL Pin Base | Interior Support (Bathroom, Utility room, laundry room, garage) | All Residential (Single, Multi-family, and Mobile Homes) | Halogen Pin Base | 0 | 0
[7 empty] | CFL Pin Base | Interior Support (Bathroom, Utility room, laundry room, garage) | All Residential (Single, Multi-family, and Mobile Homes) | Halogen Pin Base | 0 | 0
[7 empty] | CFL Pin Base | Interior Support (Bathroom, Utility room, laundry room, garage) | All Residential (Single, Multi-family, and Mobile Homes) | Halogen Pin Base | 0 | 0
[7 empty] | CFL Pin Base | Interior Support (Bathroom, Utility room, laundry room, garage) | All Residential (Single, Multi-family, and Mobile Homes) | Halogen Pin Base | 0 | 0
[7 empty] | CFL Pin Base | Interior Support (Bathroom, Utility room, laundry room, garage) | All Residential (Single, Multi-family, and Mobile Homes) | Halogen Pin Base | 0 | 0
[7 empty] | CFL Pin Base | Interior Support (Bathroom, Utility room, laundry room, garage) | All Residential (Single, Multi-family, and Mobile Homes) | Halogen Pin Base | 0 | 0
[7 empty] | CFL Pin Base | Interior Support (Bathroom, Utility room, laundry room, garage) | All Residential (Single, Multi-family, and Mobile Homes) | Halogen Pin Base | 0 | 0
[7 empty] | CFL Pin Base | Interior Support (Bathroom, Utility room, laundry room, garage) | All Residential (Single, Multi-family, and Mobile Homes) | Halogen Pin Base | 0 | 0
[7 empty] | CFL Pin Base | Interior Support (Bathroom, Utility room, laundry room, garage) | All Residential (Single, Multi-family, and Mobile Homes) | Halogen Pin Base | 0 | 0
[7 empty] | CFL Pin Base | Interior Support (Bathroom, Utility room, laundry room, garage) | All Residential (Single, Multi-family, and Mobile Homes) | Halogen Pin Base | 0 | 0
[7 empty] | CFL Pin Base | Interior Support (Bathroom, Utility room, laundry room, garage) | All Residential (Single, Multi-family, and Mobile Homes) | Halogen Pin Base | 0 | 0
[7 empty] | CFL Pin Base | Interior Support (Bathroom, Utility room, laundry room, garage) | All Residential (Single, Multi-family, and Mobile Homes) | Halogen Pin Base | 0 | 0
[7 empty] | CFL Pin Base | Interior Support (Bathroom, Utility room, laundry room, garage) | All Residential (Single, Multi-family, and Mobile Homes) | Halogen Pin Base | 0 | 0
[7 empty] | CFL Pin Base | Interior Support (Bathroom, Utility room, laundry room, garage) | All Residential (Single, Multi-family, and Mobile Homes) | Halogen Pin Base | 0 | 0
[7 empty] | CFL Pin Base | Interior Support (Bathroom, Utility room, laundry room, garage) | All Residential (Single, Multi-family, and Mobile Homes) | Halogen Pin Base | 0 | 0
[7 empty] | CFL Pin Base | Interior Support (Bathroom, Utility room, laundry room, garage) | All Residential (Single, Multi-family, and Mobile Homes) | Halogen Pin Base | 0 | 0
[7 empty] | CFL Pin Base | Interior Support (Bathroom, Utility room, laundry room, garage) | All Residential (Single, Multi-family, and Mobile Homes) | Halogen Pin Base | 0 | 0
[7 empty] | CFL Pin Base | Interior Support (Bathroom, Utility room, laundry room, garage) | All Residential (Single, Multi-family, and Mobile Homes) | Halogen Pin Base | 0 | 0
[7 empty] | CFL Pin Base | Interior Support (Bathroom, Utility room, laundry room, garage) | All Residential (Single, Multi-family, and Mobile Homes) | Halogen Pin Base | 0 | 0
[7 empty] | CFL Pin Base | Interior Support (Bathroom, Utility room, laundry room, garage) | All Residential (Single, Multi-family, and Mobile Homes) | Halogen Pin Base | 0 | 0
[7 empty] | CFL Pin Base | Interior Support (Bathroom, Utility room, laundry room, garage) | All Residential (Single, Multi-family, and Mobile Homes) | Halogen Pin Base | 0 | 0
[7 empty] | CFL Pin Base | Interior Support (Bathroom, Utility room, laundry room, garage) | All Residential (Single, Multi-family, and Mobile Homes) | Halogen Pin Base | 0 | 0
[7 empty] | CFL Pin Base | Interior Support (Bathroom, Utility room, laundry room, garage) | All Residential (Single, Multi-family, and Mobile Homes) | Halogen Pin Base | 0 | 0
[7 empty] | CFL Pin Base | Interior Support (Bathroom, Utility room, laundry room, garage) | All Residential (Single, Multi-family, and Mobile Homes) | Halogen Pin Base | 0 | 0
[7 empty] | CFL Pin Base | Interior Support (Bathroom, Utility room, laundry room, garage) | All Residential (Single, Multi-family, and Mobile Homes) | Halogen Pin Base | 0 | 0
[7 empty] | CFL Pin Base | Interior Support (Bathroom, Utility room, laundry room, garage) | All Residential (Single, Multi-family, and Mobile Homes) | Halogen Pin Base | 0 | 0
[7 empty] | CFL Pin Base | Interior Support (Bathroom, Utility room, laundry room, garage) | All Residential (Single, Multi-family, and Mobile Homes) | Halogen Pin Base | 0 | 0
[7 empty] | CFL Pin Base | Interior Support (Bathroom, Utility room, laundry room, garage) | All Residential (Single, Multi-family, and Mobile Homes) | Halogen Pin Base | 0 | 0
[7 empty] | CFL Pin Base | Interior Support (Bathroom, Utility room, laundry room, garage) | All Residential (Single, Multi-family, and Mobile Homes) | Halogen Pin Base | 0 | 0
[7 empty] | CFL Pin Base | Interior Support (Bathroom, Utility room, laundry room, garage) | All Residential (Single, Multi-family, and Mobile Homes) | Halogen Pin Base | 0 | 0
[7 empty] | CFL Pin Base | Interior Support (Bathroom, Utility room, laundry room, garage) | All Residential (Single, Multi-family, and Mobile Homes) | Halogen Pin Base | 0 | 0
[7 empty] | CFL Pin Base | Interior Support (Bathroom, Utility room, laundry room, garage) | All Residential (Single, Multi-family, and Mobile Homes) | Halogen Pin Base | 0 | 0
[7 empty] | CFL Pin Base | Interior Support (Bathroom, Utility room, laundry room, garage) | All Residential (Single, Multi-family, and Mobile Homes) | Halogen Pin Base | 0 | 0
[7 empty] | CFL Pin Base | Interior Support (Bathroom, Utility room, laundry room, garage) | All Residential (Single, Multi-family, and Mobile Homes) | Halogen Pin Base | 0 | 0
[7 empty] | CFL Pin Base | Interior Support (Bathroom, Utility room, laundry room, garage) | All Residential (Single, Multi-family, and Mobile Homes) | Halogen Pin Base | 0 | 0
[7 empty] | CFL Pin Base | Interior Support (Bathroom, Utility room, laundry room, garage) | All Residential (Single, Multi-family, and Mobile Homes) | Halogen Pin Base | 0 | 0
[7 empty] | CFL Pin Base | Interior Support (Bathroom, Utility room, laundry room, garage) | All Residential (Single, Multi-family, and Mobile Homes) | Halogen Pin Base | 0 | 0
[7 empty] | CFL Pin Base | Interior Support (Bathroom, Utility room, laundry room, garage) | All Residential (Single, Multi-family, and Mobile Homes) | Halogen Pin Base | 0 | 0
[7 empty] | CFL Pin Base | Interior Support (Bathroom, Utility room, laundry room, garage) | All Residential (Single, Multi-family, and Mobile Homes) | Halogen Pin Base | 0 | 0
[7 empty] | CFL Pin Base | Interior Support (Bathroom, Utility room, laundry room, garage) | All Residential (Single, Multi-family, and Mobile Homes) | Halogen Pin Base | 0 | 0
[7 empty] | CFL Pin Base | Interior Support (Bathroom, Utility room, laundry room, garage) | All Residential (Single, Multi-family, and Mobile Homes) | Halogen Pin Base | 0 | 0
[7 empty] | CFL Pin Base | Interior Support (Bathroom, Utility room, laundry room, garage) | All Residential (Single, Multi-family, and Mobile Homes) | Halogen Pin Base | 0 | 0
[7 empty] | CFL Pin Base | Interior Support (Bathroom, Utility room, laundry room, garage) | All Residential (Single, Multi-family, and Mobile Homes) | Halogen Pin Base | 0 | 0
[7 empty] | CFL Pin Base | Interior Support (Bathroom, Utility room, laundry room, garage) | All Residential (Single, Multi-family, and Mobile Homes) | Halogen Pin Base | 0 | 0
[7 empty] | CFL Pin Base | Interior Support (Bathroom, Utility room, laundry room, garage) | All Residential (Single, Multi-family, and Mobile Homes) | Halogen Pin Base | 0 | 0
[7 empty] | CFL Pin Base | Interior Support (Bathroom, Utility room, laundry room, garage) | All Residential (Single, Multi-family, and Mobile Homes) | Halogen Pin Base | 0 | 0
[7 empty] | CFL Pin Base | Interior Support (Bathroom, Utility room, laundry room, garage) | All Residential (Single, Multi-family, and Mobile Homes) | Halogen Pin Base | 0 | 0
[7 empty] | CFL Pin Base | Interior Support (Bathroom, Utility room, laundry room, garage) | All Residential (Single, Multi-family, and Mobile Homes) | Halogen Pin Base | 0 | 0
[7 empty] | CFL Pin Base | Interior Support (Bathroom, Utility room, laundry room, garage) | All Residential (Single, Multi-family, and Mobile Homes) | Halogen Pin Base | 0 | 0
[7 empty] | CFL Pin Base | Interior Support (Bathroom, Utility room, laundry room, garage) | All Residential (Single, Multi-family, and Mobile Homes) | Halogen Pin Base | 0 | 0
[7 empty] | CFL Pin Base | Interior Support (Bathroom, Utility room, laundry room, garage) | All Residential (Single, Multi-family, and Mobile Homes) | Halogen Pin Base | 0 | 0
[7 empty] | CFL Pin Base | Interior Support (Bathroom, Utility room, laundry room, garage) | All Residential (Single, Multi-family, and Mobile Homes) | Halogen Pin Base | 0 | 0
[7 empty] | CFL Pin Base | Interior Support (Bathroom, Utility room, laundry room, garage) | All Residential (Single, Multi-family, and Mobile Homes) | Halogen Pin Base | 0 | 0
[7 empty] | CFL Pin Base | Interior Support (Bathroom, Utility room, laundry room, garage) | All Residential (Single, Multi-family, and Mobile Homes) | Halogen Pin Base | 0 | 0
[7 empty] | CFL Pin Base | Interior Support (Bathroom, Utility room, laundry room, garage) | All Residential (Single, Multi-family, and Mobile Homes) | Halogen Pin Base | 0 | 0
[7 empty] | CFL Pin Base | Interior Support (Bathroom, Utility room, laundry room, garage) | All Residential (Single, Multi-family, and Mobile Homes) | Halogen Pin Base | 0 | 0
[7 empty] | CFL Pin Base | Interior Support (Bathroom, Utility room, laundry room, garage) | All Residential (Single, Multi-family, and Mobile Homes) | Halogen Pin Base | 0 | 0
[7 empty] | CFL Pin Base | Interior Support (Bathroom, Utility room, laundry room, garage) | All Residential (Single, Multi-family, and Mobile Homes) | Halogen Pin Base | 0 | 0
[7 empty] | CFL Pin Base | Interior Support (Bathroom, Utility room, laundry room, garage) | All Residential (Single, Multi-family, and Mobile Homes) | Halogen Pin Base | 0 | 0
[7 empty] | CFL Pin Base | Interior Support (Bathroom, Utility room, laundry room, garage) | All Residential (Single, Multi-family, and Mobile Homes) | Halogen Pin Base | 0 | 0
[7 empty] | CFL Pin Base | Interior Support (Bathroom, Utility room, laundry room, garage) | All Residential (Single, Multi-family, and Mobile Homes) | Halogen Pin Base | 0 | 0
[7 empty] | CFL Pin Base | Interior Support (Bathroom, Utility room, laundry room, garage) | All Residential (Single, Multi-family, and Mobile Homes) | Halogen Pin Base | 0 | 0
[7 empty] | CFL Pin Base | Interior Support (Bathroom, Utility room, laundry room, garage) | All Residential (Single, Multi-family, and Mobile Homes) | Halogen Pin Base | 0 | 0
[7 empty] | CFL Pin Base | Interior Support (Bathroom, Utility room, laundry room, garage) | All Residential (Single, Multi-family, and Mobile Homes) | Halogen Pin Base | 0 | 0
[7 empty] | CFL Pin Base | Interior Support (Bathroom, Utility room, laundry room, garage) | All Residential (Single, Multi-family, and Mobile Homes) | Halogen Pin Base | 0 | 0
[7 empty] | CFL Pin Base | Interior Support (Bathroom, Utility room, laundry room, garage) | All Residential (Single, Multi-family, and Mobile Homes) | Halogen Pin Base | 0 | 0
[7 empty] | CFL Pin Base | Interior Support (Bathroom, Utility room, laundry room, garage) | All Residential (Single, Multi-family, and Mobile Homes) | Halogen Pin Base | 0 | 0
[7 empty] | CFL Pin Base | Interior Support (Bathroom, Utility room, laundry room, garage) | All Residential (Single, Multi-family, and Mobile Homes) | Halogen Pin Base | 0 | 0
[7 empty] | CFL Pin Base | Interior Support (Bathroom, Utility room, laundry room, garage) | All Residential (Single, Multi-family, and Mobile Homes) | Halogen Pin Base | 0 | 0
[7 empty] | CFL Pin Base | Interior Support (Bathroom, Utility room, laundry room, garage) | All Residential (Single, Multi-family, and Mobile Homes) | Halogen Pin Base | 0 | 0
[7 empty] | CFL Pin Base | Interior Support (Bathroom, Utility room, laundry room, garage) | All Residential (Single, Multi-family, and Mobile Homes) | Halogen Pin Base | 0 | 0
[7 empty] | CFL Pin Base | Interior Support (Bathroom, Utility room, laundry room, garage) | All Residential (Single, Multi-family, and Mobile Homes) | Halogen Pin Base | 0 | 0
[7 empty] | CFL Pin Base | Interior Support (Bathroom, Utility room, laundry room, garage) | All Residential (Single, Multi-family, and Mobile Homes) | Halogen Pin Base | 0 | 0
[7 empty] | CFL Pin Base | Interior Support (Bathroom, Utility room, laundry room, garage) | All Residential (Single, Multi-family, and Mobile Homes) | Halogen Pin Base | 0 | 0
[7 empty] | CFL Pin Base | Interior Support (Bathroom, Utility room, laundry room, garage) | All Residential (Single, Multi-family, and Mobile Homes) | Halogen Pin Base | 0 | 0
[7 empty] | CFL Pin Base | Interior Support (Bathroom, Utility room, laundry room, garage) | All Residential (Single, Multi-family, and Mobile Homes) | Halogen Pin Base | 0 | 0
[7 empty] | CFL Pin Base | Interior Support (Bathroom, Utility room, laundry room, garage) | All Residential (Single, Multi-family, and Mobile Homes) | Halogen Pin Base | 0 | 0
[7 empty] | CFL Pin Base | Interior Support (Bathroom, Utility room, laundry room, garage) | All Residential (Single, Multi-family, and Mobile Homes) | Halogen Pin Base | 0 | 0
[7 empty] | CFL Pin Base | Interior Support (Bathroom, Utility room, laundry room, garage) | All Residential (Single, Multi-family, and Mobile Homes) | Halogen Pin Base | 0 | 0
[7 empty] | CFL Pin Base | Interior Support (Bathroom, Utility room, laundry room, garage) | All Residential (Single, Multi-family, and Mobile Homes) | Halogen Pin Base | 0 | 0
[7 empty] | CFL Pin Base | Interior Support (Bathroom, Utility room, laundry room, garage) | All Residential (Single, Multi-family, and Mobile Homes) | Halogen Pin Base | 0 | 0
[7 empty] | CFL Pin Base | Interior Support (Bathroom, Utility room, laundry room, garage) | All Residential (Single, Multi-family, and Mobile Homes) | Halogen Pin Base | 0 | 0
[7 empty] | CFL Pin Base | Interior Support (Bathroom, Utility room, laundry room, garage) | All Residential (Single, Multi-family, and Mobile Homes) | Halogen Pin Base | 0 | 0
[7 empty] | CFL Pin Base | Interior Support (Bathroom, Utility room, laundry room, garage) | All Residential (Single, Multi-family, and Mobile Homes) | Halogen Pin Base | 0 | 0
By Application
| Building Sector | Residential
| Lighting Application | Baseline Lighting | Building Sub-Sector | Max of Lighting Savings | Max of Control Savings |  | Lighting Application | Baseline Lighting | Building Sub-Sector | Max of Lighting Savings | Max of Control Savings |  | Row Labels | Maximum Lighting Saving Potential | Maximum Controls Saving Potential
| Exterior | [5 empty] | Exterior | Baseline Lighting | Building Sub-Sector | 0 | 0 |  | Exterior | 1242.5053 | 298.2763
|  | CFL MSB |  |  |  |  | Exterior | CFL MSB | Building Sub-Sector | 0 | 0 |  | Interior Living (Kitchen, Bedroom, Living, Dining, etc) | 2473.6679 | 676.5434
|  |  | All Residential (Single, Multi-family, and Mobile Homes) | 34.1345 | 32.4264 |  | Exterior | CFL MSB | All Residential (Single, Multi-family, and Mobile Homes) | 34.1345 | 32.4264 |  | Interior Support (Bathroom, Utility room, laundry room, garage) | 1817.6656 | 607.429
|  | Halogen MSB |  |  |  |  | Exterior | Halogen MSB | All Residential (Single, Multi-family, and Mobile Homes) | 0 | 0 |  | Grand Total | 5533.8388 | 1582.2487
|  |  | All Residential (Single, Multi-family, and Mobile Homes) | 271.9994 | 43.0885 |  | Exterior | Halogen MSB | All Residential (Single, Multi-family, and Mobile Homes) | 271.9994 | 43.0885
|  | Halogen Pin Base |  |  |  |  | Exterior | Halogen Pin Base | All Residential (Single, Multi-family, and Mobile Homes) | 0 | 0
|  |  | All Residential (Single, Multi-family, and Mobile Homes) | 183.2054 | 30.1927 |  | Exterior | Halogen Pin Base | All Residential (Single, Multi-family, and Mobile Homes) | 183.2054 | 30.1927
|  | Incandescent MSB |  |  |  |  | Exterior | Incandescent MSB | All Residential (Single, Multi-family, and Mobile Homes) | 0 | 0
|  |  | All Residential (Single, Multi-family, and Mobile Homes) | 615.9968 | 151.404 |  | Exterior | Incandescent MSB | All Residential (Single, Multi-family, and Mobile Homes) | 615.9968 | 151.404
|  | Incandescent SSB |  |  |  |  | Exterior | Incandescent SSB | All Residential (Single, Multi-family, and Mobile Homes) | 0 | 0
|  |  | All Residential (Single, Multi-family, and Mobile Homes) | 104.1913 | 27.4676 |  | Exterior | Incandescent SSB | All Residential (Single, Multi-family, and Mobile Homes) | 104.1913 | 27.4676
|  | Linear Fluorescent |  |  |  |  | Exterior | Linear Fluorescent | All Residential (Single, Multi-family, and Mobile Homes) | 0 | 0
|  |  | All Residential (Single, Multi-family, and Mobile Homes) | 13.7324 | 9.0234 |  | Exterior | Linear Fluorescent | All Residential (Single, Multi-family, and Mobile Homes) | 13.7324 | 9.0234
|  | HID MSB |  |  |  |  | Exterior | HID MSB | All Residential (Single, Multi-family, and Mobile Homes) | 0 | 0
|  |  | All Residential (Single, Multi-family, and Mobile Homes) | 19.2455 | 4.6736 |  | Exterior | HID MSB | All Residential (Single, Multi-family, and Mobile Homes) | 19.2455 | 4.6736
| Interior Living (Kitchen, Bedroom, Living, Dining, etc) | [5 empty] | Interior Living (Kitchen, Bedroom, Living, Dining, etc) | HID MSB | All Residential (Single, Multi-family, and Mobile Homes) | 0 | 0
|  | CFL MSB |  |  |  |  | Interior Living (Kitchen, Bedroom, Living, Dining, etc) | CFL MSB | All Residential (Single, Multi-family, and Mobile Homes) | 0 | 0
|  |  | All Residential (Single, Multi-family, and Mobile Homes) | 98.1491 | 99.1374 |  | Interior Living (Kitchen, Bedroom, Living, Dining, etc) | CFL MSB | All Residential (Single, Multi-family, and Mobile Homes) | 98.1491 | 99.1374
|  | Halogen MSB |  |  |  |  | Interior Living (Kitchen, Bedroom, Living, Dining, etc) | Halogen MSB | All Residential (Single, Multi-family, and Mobile Homes) | 0 | 0
|  |  | All Residential (Single, Multi-family, and Mobile Homes) | 88.9605 | 15.2909 |  | Interior Living (Kitchen, Bedroom, Living, Dining, etc) | Halogen MSB | All Residential (Single, Multi-family, and Mobile Homes) | 88.9605 | 15.2909
|  | Halogen Pin Base |  |  |  |  | Interior Living (Kitchen, Bedroom, Living, Dining, etc) | Halogen Pin Base | All Residential (Single, Multi-family, and Mobile Homes) | 0 | 0
|  |  | All Residential (Single, Multi-family, and Mobile Homes) | 267.1509 | 47.6778 |  | Interior Living (Kitchen, Bedroom, Living, Dining, etc) | Halogen Pin Base | All Residential (Single, Multi-family, and Mobile Homes) | 267.1509 | 47.6778
|  | Incandescent MSB |  |  |  |  | Interior Living (Kitchen, Bedroom, Living, Dining, etc) | Incandescent MSB | All Residential (Single, Multi-family, and Mobile Homes) | 0 | 0
|  |  | All Residential (Single, Multi-family, and Mobile Homes) | 1599.6871 | 383.1896 |  | Interior Living (Kitchen, Bedroom, Living, Dining, etc) | Incandescent MSB | All Residential (Single, Multi-family, and Mobile Homes) | 1599.6871 | 383.1896
|  | Incandescent SSB |  |  |  |  | Interior Living (Kitchen, Bedroom, Living, Dining, etc) | Incandescent SSB | All Residential (Single, Multi-family, and Mobile Homes) | 0 | 0
|  |  | All Residential (Single, Multi-family, and Mobile Homes) | 332.692 | 72.1046 |  | Interior Living (Kitchen, Bedroom, Living, Dining, etc) | Incandescent SSB | All Residential (Single, Multi-family, and Mobile Homes) | 332.692 | 72.1046
|  | Linear Fluorescent |  |  |  |  | Interior Living (Kitchen, Bedroom, Living, Dining, etc) | Linear Fluorescent | All Residential (Single, Multi-family, and Mobile Homes) | 0 | 0
|  |  | All Residential (Single, Multi-family, and Mobile Homes) | 87.0283 | 59.1431 |  | Interior Living (Kitchen, Bedroom, Living, Dining, etc) | Linear Fluorescent | All Residential (Single, Multi-family, and Mobile Homes) | 87.0283 | 59.1431
| Interior Support (Bathroom, Utility room, laundry room, garage) | [5 empty] | Interior Support (Bathroom, Utility room, laundry room, garage) | Linear Fluorescent | All Residential (Single, Multi-family, and Mobile Homes) | 0 | 0
|  | CFL MSB |  |  |  |  | Interior Support (Bathroom, Utility room, laundry room, garage) | CFL MSB | All Residential (Single, Multi-family, and Mobile Homes) | 0 | 0
|  |  | All Residential (Single, Multi-family, and Mobile Homes) | 59.6292 | 61.4548 |  | Interior Support (Bathroom, Utility room, laundry room, garage) | CFL MSB | All Residential (Single, Multi-family, and Mobile Homes) | 59.6292 | 61.4548
|  | Halogen MSB |  |  |  |  | Interior Support (Bathroom, Utility room, laundry room, garage) | Halogen MSB | All Residential (Single, Multi-family, and Mobile Homes) | 0 | 0
|  |  | All Residential (Single, Multi-family, and Mobile Homes) | 52.1718 | 14.3623 |  | Interior Support (Bathroom, Utility room, laundry room, garage) | Halogen MSB | All Residential (Single, Multi-family, and Mobile Homes) | 52.1718 | 14.3623
|  | Halogen Pin Base |  |  |  |  | Interior Support (Bathroom, Utility room, laundry room, garage) | Halogen Pin Base | All Residential (Single, Multi-family, and Mobile Homes) | 0 | 0
|  |  | All Residential (Single, Multi-family, and Mobile Homes) | 75.9233 | 21.6266 |  | Interior Support (Bathroom, Utility room, laundry room, garage) | Halogen Pin Base | All Residential (Single, Multi-family, and Mobile Homes) | 75.9233 | 21.6266
|  | Incandescent MSB |  |  |  |  | Interior Support (Bathroom, Utility room, laundry room, garage) | Incandescent MSB | All Residential (Single, Multi-family, and Mobile Homes) | 0 | 0
|  |  | All Residential (Single, Multi-family, and Mobile Homes) | 1356.7497 | 378.206 |  | Interior Support (Bathroom, Utility room, laundry room, garage) | Incandescent MSB | All Residential (Single, Multi-family, and Mobile Homes) | 1356.7497 | 378.206
|  | Incandescent SSB |  |  |  |  | Interior Support (Bathroom, Utility room, laundry room, garage) | Incandescent SSB | All Residential (Single, Multi-family, and Mobile Homes) | 0 | 0
|  |  | All Residential (Single, Multi-family, and Mobile Homes) | 131.525 | 36.1527 |  | Interior Support (Bathroom, Utility room, laundry room, garage) | Incandescent SSB | All Residential (Single, Multi-family, and Mobile Homes) | 131.525 | 36.1527
|  | Linear Fluorescent |  |  |  |  | Interior Support (Bathroom, Utility room, laundry room, garage) | Linear Fluorescent | All Residential (Single, Multi-family, and Mobile Homes) | 0 | 0
|  |  | All Residential (Single, Multi-family, and Mobile Homes) | 141.6666 | 95.6266 |  | Interior Support (Bathroom, Utility room, laundry room, garage) | Linear Fluorescent | All Residential (Single, Multi-family, and Mobile Homes) | 141.6666 | 95.6266
[7 empty] | Interior Support (Bathroom, Utility room, laundry room, garage) | Linear Fluorescent | All Residential (Single, Multi-family, and Mobile Homes) | 0 | 0
[7 empty] | Interior Support (Bathroom, Utility room, laundry room, garage) | Linear Fluorescent | All Residential (Single, Multi-family, and Mobile Homes) | 0 | 0
[7 empty] | Interior Support (Bathroom, Utility room, laundry room, garage) | Linear Fluorescent | All Residential (Single, Multi-family, and Mobile Homes) | 0 | 0
[7 empty] | Interior Support (Bathroom, Utility room, laundry room, garage) | Linear Fluorescent | All Residential (Single, Multi-family, and Mobile Homes) | 0 | 0
[7 empty] | Interior Support (Bathroom, Utility room, laundry room, garage) | Linear Fluorescent | All Residential (Single, Multi-family, and Mobile Homes) | 0 | 0
[7 empty] | Interior Support (Bathroom, Utility room, laundry room, garage) | Linear Fluorescent | All Residential (Single, Multi-family, and Mobile Homes) | 0 | 0
[7 empty] | Interior Support (Bathroom, Utility room, laundry room, garage) | Linear Fluorescent | All Residential (Single, Multi-family, and Mobile Homes) | 0 | 0
[7 empty] | Interior Support (Bathroom, Utility room, laundry room, garage) | Linear Fluorescent | All Residential (Single, Multi-family, and Mobile Homes) | 0 | 0
[7 empty] | Interior Support (Bathroom, Utility room, laundry room, garage) | Linear Fluorescent | All Residential (Single, Multi-family, and Mobile Homes) | 0 | 0
[7 empty] | Interior Support (Bathroom, Utility room, laundry room, garage) | Linear Fluorescent | All Residential (Single, Multi-family, and Mobile Homes) | 0 | 0
[7 empty] | Interior Support (Bathroom, Utility room, laundry room, garage) | Linear Fluorescent | All Residential (Single, Multi-family, and Mobile Homes) | 0 | 0
[7 empty] | Interior Support (Bathroom, Utility room, laundry room, garage) | Linear Fluorescent | All Residential (Single, Multi-family, and Mobile Homes) | 0 | 0
[7 empty] | Interior Support (Bathroom, Utility room, laundry room, garage) | Linear Fluorescent | All Residential (Single, Multi-family, and Mobile Homes) | 0 | 0
[7 empty] | Interior Support (Bathroom, Utility room, laundry room, garage) | Linear Fluorescent | All Residential (Single, Multi-family, and Mobile Homes) | 0 | 0
[7 empty] | Interior Support (Bathroom, Utility room, laundry room, garage) | Linear Fluorescent | All Residential (Single, Multi-family, and Mobile Homes) | 0 | 0
[7 empty] | Interior Support (Bathroom, Utility room, laundry room, garage) | Linear Fluorescent | All Residential (Single, Multi-family, and Mobile Homes) | 0 | 0
[7 empty] | Interior Support (Bathroom, Utility room, laundry room, garage) | Linear Fluorescent | All Residential (Single, Multi-family, and Mobile Homes) | 0 | 0
[7 empty] | Interior Support (Bathroom, Utility room, laundry room, garage) | Linear Fluorescent | All Residential (Single, Multi-family, and Mobile Homes) | 0 | 0
[7 empty] | Interior Support (Bathroom, Utility room, laundry room, garage) | Linear Fluorescent | All Residential (Single, Multi-family, and Mobile Homes) | 0 | 0
[7 empty] | Interior Support (Bathroom, Utility room, laundry room, garage) | Linear Fluorescent | All Residential (Single, Multi-family, and Mobile Homes) | 0 | 0
[7 empty] | Interior Support (Bathroom, Utility room, laundry room, garage) | Linear Fluorescent | All Residential (Single, Multi-family, and Mobile Homes) | 0 | 0
[7 empty] | Interior Support (Bathroom, Utility room, laundry room, garage) | Linear Fluorescent | All Residential (Single, Multi-family, and Mobile Homes) | 0 | 0
[7 empty] | Interior Support (Bathroom, Utility room, laundry room, garage) | Linear Fluorescent | All Residential (Single, Multi-family, and Mobile Homes) | 0 | 0
[7 empty] | Interior Support (Bathroom, Utility room, laundry room, garage) | Linear Fluorescent | All Residential (Single, Multi-family, and Mobile Homes) | 0 | 0
[7 empty] | Interior Support (Bathroom, Utility room, laundry room, garage) | Linear Fluorescent | All Residential (Single, Multi-family, and Mobile Homes) | 0 | 0
[7 empty] | Interior Support (Bathroom, Utility room, laundry room, garage) | Linear Fluorescent | All Residential (Single, Multi-family, and Mobile Homes) | 0 | 0
[7 empty] | Interior Support (Bathroom, Utility room, laundry room, garage) | Linear Fluorescent | All Residential (Single, Multi-family, and Mobile Homes) | 0 | 0
[7 empty] | Interior Support (Bathroom, Utility room, laundry room, garage) | Linear Fluorescent | All Residential (Single, Multi-family, and Mobile Homes) | 0 | 0
[7 empty] | Interior Support (Bathroom, Utility room, laundry room, garage) | Linear Fluorescent | All Residential (Single, Multi-family, and Mobile Homes) | 0 | 0
[7 empty] | Interior Support (Bathroom, Utility room, laundry room, garage) | Linear Fluorescent | All Residential (Single, Multi-family, and Mobile Homes) | 0 | 0
[7 empty] | Interior Support (Bathroom, Utility room, laundry room, garage) | Linear Fluorescent | All Residential (Single, Multi-family, and Mobile Homes) | 0 | 0
[7 empty] | Interior Support (Bathroom, Utility room, laundry room, garage) | Linear Fluorescent | All Residential (Single, Multi-family, and Mobile Homes) | 0 | 0
[7 empty] | Interior Support (Bathroom, Utility room, laundry room, garage) | Linear Fluorescent | All Residential (Single, Multi-family, and Mobile Homes) | 0 | 0
[7 empty] | Interior Support (Bathroom, Utility room, laundry room, garage) | Linear Fluorescent | All Residential (Single, Multi-family, and Mobile Homes) | 0 | 0
[7 empty] | Interior Support (Bathroom, Utility room, laundry room, garage) | Linear Fluorescent | All Residential (Single, Multi-family, and Mobile Homes) | 0 | 0
[7 empty] | Interior Support (Bathroom, Utility room, laundry room, garage) | Linear Fluorescent | All Residential (Single, Multi-family, and Mobile Homes) | 0 | 0
[7 empty] | Interior Support (Bathroom, Utility room, laundry room, garage) | Linear Fluorescent | All Residential (Single, Multi-family, and Mobile Homes) | 0 | 0
[7 empty] | Interior Support (Bathroom, Utility room, laundry room, garage) | Linear Fluorescent | All Residential (Single, Multi-family, and Mobile Homes) | 0 | 0
[7 empty] | Interior Support (Bathroom, Utility room, laundry room, garage) | Linear Fluorescent | All Residential (Single, Multi-family, and Mobile Homes) | 0 | 0
[7 empty] | Interior Support (Bathroom, Utility room, laundry room, garage) | Linear Fluorescent | All Residential (Single, Multi-family, and Mobile Homes) | 0 | 0
[7 empty] | Interior Support (Bathroom, Utility room, laundry room, garage) | Linear Fluorescent | All Residential (Single, Multi-family, and Mobile Homes) | 0 | 0
[7 empty] | Interior Support (Bathroom, Utility room, laundry room, garage) | Linear Fluorescent | All Residential (Single, Multi-family, and Mobile Homes) | 0 | 0
[7 empty] | Interior Support (Bathroom, Utility room, laundry room, garage) | Linear Fluorescent | All Residential (Single, Multi-family, and Mobile Homes) | 0 | 0
[7 empty] | Interior Support (Bathroom, Utility room, laundry room, garage) | Linear Fluorescent | All Residential (Single, Multi-family, and Mobile Homes) | 0 | 0
[7 empty] | Interior Support (Bathroom, Utility room, laundry room, garage) | Linear Fluorescent | All Residential (Single, Multi-family, and Mobile Homes) | 0 | 0
[7 empty] | Interior Support (Bathroom, Utility room, laundry room, garage) | Linear Fluorescent | All Residential (Single, Multi-family, and Mobile Homes) | 0 | 0
[7 empty] | Interior Support (Bathroom, Utility room, laundry room, garage) | Linear Fluorescent | All Residential (Single, Multi-family, and Mobile Homes) | 0 | 0
[7 empty] | Interior Support (Bathroom, Utility room, laundry room, garage) | Linear Fluorescent | All Residential (Single, Multi-family, and Mobile Homes) | 0 | 0
[7 empty] | Interior Support (Bathroom, Utility room, laundry room, garage) | Linear Fluorescent | All Residential (Single, Multi-family, and Mobile Homes) | 0 | 0
[7 empty] | Interior Support (Bathroom, Utility room, laundry room, garage) | Linear Fluorescent | All Residential (Single, Multi-family, and Mobile Homes) | 0 | 0
[7 empty] | Interior Support (Bathroom, Utility room, laundry room, garage) | Linear Fluorescent | All Residential (Single, Multi-family, and Mobile Homes) | 0 | 0
[7 empty] | Interior Support (Bathroom, Utility room, laundry room, garage) | Linear Fluorescent | All Residential (Single, Multi-family, and Mobile Homes) | 0 | 0
[7 empty] | Interior Support (Bathroom, Utility room, laundry room, garage) | Linear Fluorescent | All Residential (Single, Multi-family, and Mobile Homes) | 0 | 0
[7 empty] | Interior Support (Bathroom, Utility room, laundry room, garage) | Linear Fluorescent | All Residential (Single, Multi-family, and Mobile Homes) | 0 | 0
[7 empty] | Interior Support (Bathroom, Utility room, laundry room, garage) | Linear Fluorescent | All Residential (Single, Multi-family, and Mobile Homes) | 0 | 0
[7 empty] | Interior Support (Bathroom, Utility room, laundry room, garage) | Linear Fluorescent | All Residential (Single, Multi-family, and Mobile Homes) | 0 | 0
[7 empty] | Interior Support (Bathroom, Utility room, laundry room, garage) | Linear Fluorescent | All Residential (Single, Multi-family, and Mobile Homes) | 0 | 0
[7 empty] | Interior Support (Bathroom, Utility room, laundry room, garage) | Linear Fluorescent | All Residential (Single, Multi-family, and Mobile Homes) | 0 | 0
[7 empty] | Interior Support (Bathroom, Utility room, laundry room, garage) | Linear Fluorescent | All Residential (Single, Multi-family, and Mobile Homes) | 0 | 0
[7 empty] | Interior Support (Bathroom, Utility room, laundry room, garage) | Linear Fluorescent | All Residential (Single, Multi-family, and Mobile Homes) | 0 | 0
[7 empty] | Interior Support (Bathroom, Utility room, laundry room, garage) | Linear Fluorescent | All Residential (Single, Multi-family, and Mobile Homes) | 0 | 0
[7 empty] | Interior Support (Bathroom, Utility room, laundry room, garage) | Linear Fluorescent | All Residential (Single, Multi-family, and Mobile Homes) | 0 | 0
[7 empty] | Interior Support (Bathroom, Utility room, laundry room, garage) | Linear Fluorescent | All Residential (Single, Multi-family, and Mobile Homes) | 0 | 0
[7 empty] | Interior Support (Bathroom, Utility room, laundry room, garage) | Linear Fluorescent | All Residential (Single, Multi-family, and Mobile Homes) | 0 | 0
[7 empty] | Interior Support (Bathroom, Utility room, laundry room, garage) | Linear Fluorescent | All Residential (Single, Multi-family, and Mobile Homes) | 0 | 0
[7 empty] | Interior Support (Bathroom, Utility room, laundry room, garage) | Linear Fluorescent | All Residential (Single, Multi-family, and Mobile Homes) | 0 | 0
[7 empty] | Interior Support (Bathroom, Utility room, laundry room, garage) | Linear Fluorescent | All Residential (Single, Multi-family, and Mobile Homes) | 0 | 0
[7 empty] | Interior Support (Bathroom, Utility room, laundry room, garage) | Linear Fluorescent | All Residential (Single, Multi-family, and Mobile Homes) | 0 | 0
[7 empty] | Interior Support (Bathroom, Utility room, laundry room, garage) | Linear Fluorescent | All Residential (Single, Multi-family, and Mobile Homes) | 0 | 0
[7 empty] | Interior Support (Bathroom, Utility room, laundry room, garage) | Linear Fluorescent | All Residential (Single, Multi-family, and Mobile Homes) | 0 | 0
[7 empty] | Interior Support (Bathroom, Utility room, laundry room, garage) | Linear Fluorescent | All Residential (Single, Multi-family, and Mobile Homes) | 0 | 0
[7 empty] | Interior Support (Bathroom, Utility room, laundry room, garage) | Linear Fluorescent | All Residential (Single, Multi-family, and Mobile Homes) | 0 | 0
[7 empty] | Interior Support (Bathroom, Utility room, laundry room, garage) | Linear Fluorescent | All Residential (Single, Multi-family, and Mobile Homes) | 0 | 0
[7 empty] | Interior Support (Bathroom, Utility room, laundry room, garage) | Linear Fluorescent | All Residential (Single, Multi-family, and Mobile Homes) | 0 | 0
[7 empty] | Interior Support (Bathroom, Utility room, laundry room, garage) | Linear Fluorescent | All Residential (Single, Multi-family, and Mobile Homes) | 0 | 0
[7 empty] | Interior Support (Bathroom, Utility room, laundry room, garage) | Linear Fluorescent | All Residential (Single, Multi-family, and Mobile Homes) | 0 | 0
[7 empty] | Interior Support (Bathroom, Utility room, laundry room, garage) | Linear Fluorescent | All Residential (Single, Multi-family, and Mobile Homes) | 0 | 0
[7 empty] | Interior Support (Bathroom, Utility room, laundry room, garage) | Linear Fluorescent | All Residential (Single, Multi-family, and Mobile Homes) | 0 | 0
[7 empty] | Interior Support (Bathroom, Utility room, laundry room, garage) | Linear Fluorescent | All Residential (Single, Multi-family, and Mobile Homes) | 0 | 0
[7 empty] | Interior Support (Bathroom, Utility room, laundry room, garage) | Linear Fluorescent | All Residential (Single, Multi-family, and Mobile Homes) | 0 | 0
[7 empty] | Interior Support (Bathroom, Utility room, laundry room, garage) | Linear Fluorescent | All Residential (Single, Multi-family, and Mobile Homes) | 0 | 0
[7 empty] | Interior Support (Bathroom, Utility room, laundry room, garage) | Linear Fluorescent | All Residential (Single, Multi-family, and Mobile Homes) | 0 | 0
[7 empty] | Interior Support (Bathroom, Utility room, laundry room, garage) | Linear Fluorescent | All Residential (Single, Multi-family, and Mobile Homes) | 0 | 0
[7 empty] | Interior Support (Bathroom, Utility room, laundry room, garage) | Linear Fluorescent | All Residential (Single, Multi-family, and Mobile Homes) | 0 | 0
[7 empty] | Interior Support (Bathroom, Utility room, laundry room, garage) | Linear Fluorescent | All Residential (Single, Multi-family, and Mobile Homes) | 0 | 0
[7 empty] | Interior Support (Bathroom, Utility room, laundry room, garage) | Linear Fluorescent | All Residential (Single, Multi-family, and Mobile Homes) | 0 | 0
[7 empty] | Interior Support (Bathroom, Utility room, laundry room, garage) | Linear Fluorescent | All Residential (Single, Multi-family, and Mobile Homes) | 0 | 0
[7 empty] | Interior Support (Bathroom, Utility room, laundry room, garage) | Linear Fluorescent | All Residential (Single, Multi-family, and Mobile Homes) | 0 | 0
[7 empty] | Interior Support (Bathroom, Utility room, laundry room, garage) | Linear Fluorescent | All Residential (Single, Multi-family, and Mobile Homes) | 0 | 0

## Summary-NonResInterior
By Efficient Technology
| Building Sector | Non-Residential Interior
| Efficient Lighting | Lighting Application | Building Sub-Sector | Baseline Lighting | Max of Lighting Savings | Max of Control Savings | Efficient Lighting | Lighting Application | Building Sub-Sector | Baseline Lighting | Max of Lighting Savings | Max of Control Savings | Row Labels | Total Lighting Technology Potential | Total Control Technology Potential
| CFL | [5 empty] | CFL | Lighting Application | Building Sub-Sector | Baseline Lighting | 0 | 0 | LED Panel Lighting | 3041.7017 | 3740.1213
|  | Display and Advertising |  |  |  |  | CFL | Display and Advertising | Building Sub-Sector | Baseline Lighting | 0 | 0 | CFL | 349.8167 | 167.2183
|  |  | Retail |  |  |  | CFL | Display and Advertising | Retail | Baseline Lighting | 0 | 0 | Induction | 30.2696 | 71.4208
|  |  |  | Incandescent | 59.9388 | 27.0679 | CFL | Display and Advertising | Retail | Incandescent | 59.9388 | 27.0679 | LED | 653.8266 | 569.2922
|  |  |  | Halogen | 123.4581 | 55.0147 | CFL | Display and Advertising | Retail | Halogen | 123.4581 | 55.0147 | LED Case Lights | 10.4014 | 5.4896
|  |  | Restaurant |  |  |  | CFL | Display and Advertising | Restaurant | Halogen | 0 | 0 | LED Task Lights | 546.5452 | 372.3918
|  |  |  | Halogen | 2.8155 | 1.3901 | CFL | Display and Advertising | Restaurant | Halogen | 2.8155 | 1.3901 | LED Track Lighting | 488.4161 | 226.8566
|  | Area Lighting (Low/Medium Bay) |  |  |  |  | CFL | Area Lighting (Low/Medium Bay) | Restaurant | Halogen | 0 | 0 | High Efficiency Linear Fluorescent T-8/T-5 | 2183.633 | 3740.1213
|  |  | Hotel/Motel, Dorms, Assisted Living |  |  |  | CFL | Area Lighting (Low/Medium Bay) | Hotel/Motel, Dorms, Assisted Living | Halogen | 0 | 0 | CMH | 280.5467 | 384.5457
|  |  |  | Halogen | 34.1695 | 20.0331 | CFL | Area Lighting (Low/Medium Bay) | Hotel/Motel, Dorms, Assisted Living | Halogen | 34.1695 | 20.0331 | LEC Exit Sign | 103.6727 | 0
|  |  |  | Incandescent | 36.7078 | 20.0331 | CFL | Area Lighting (Low/Medium Bay) | Hotel/Motel, Dorms, Assisted Living | Incandescent | 36.7078 | 20.0331 | High Bay Linear Fluorescent T-8/T-5 HO | 1303.9679 | 2246.958
|  |  | Restaurant |  |  |  | CFL | Area Lighting (Low/Medium Bay) | Restaurant | Incandescent | 0 | 0 | High Bay LED | 2310.1319 | 2307.555
|  |  |  | Incandescent | 75.723 | 34.8491 | CFL | Area Lighting (Low/Medium Bay) | Restaurant | Incandescent | 75.723 | 34.8491 | CFL Track Lighting | 181.7241 | 88.5117
|  |  |  | Halogen | 17.004 | 8.8304 | CFL | Area Lighting (Low/Medium Bay) | Restaurant | Halogen | 17.004 | 8.8304 | Grand Total | 11484.6537 | 13920.4824
| Induction | [5 empty] | Induction | Area Lighting (Low/Medium Bay) | Restaurant | Halogen | 0 | 0
|  | Area Lighting (High Bay) |  |  |  |  | Induction | Area Lighting (High Bay) | Restaurant | Halogen | 0 | 0
|  |  | Warehouse |  |  |  | Induction | Area Lighting (High Bay) | Warehouse | Halogen | 0 | 0
|  |  |  | MH (Std, PS, CMH) | 30.2696 | 71.4208 | Induction | Area Lighting (High Bay) | Warehouse | MH (Std, PS, CMH) | 30.2696 | 71.4208
| LED | [5 empty] | LED | Area Lighting (High Bay) | Warehouse | MH (Std, PS, CMH) | 0 | 0
|  | Display and Advertising |  |  |  |  | LED | Display and Advertising | Warehouse | MH (Std, PS, CMH) | 0 | 0
|  |  | Retail |  |  |  | LED | Display and Advertising | Retail | MH (Std, PS, CMH) | 0 | 0
|  |  |  | CFL | 5.4034 | 8.3724 | LED | Display and Advertising | Retail | CFL | 5.4034 | 8.3724
|  |  |  | Incandescent | 63.7647 | 27.0679 | LED | Display and Advertising | Retail | Incandescent | 63.7647 | 27.0679
|  |  |  | LED | 0 | 9.5771 | LED | Display and Advertising | Retail | LED | 0 | 9.5771
|  |  |  | Halogen | 134.0402 | 55.0147 | LED | Display and Advertising | Retail | Halogen | 134.0402 | 55.0147
|  |  | Restaurant |  |  |  | LED | Display and Advertising | Restaurant | Halogen | 0 | 0
|  |  |  | CFL | 2.6413 | 2.4979 | LED | Display and Advertising | Restaurant | CFL | 2.6413 | 2.4979
|  |  |  | LED | 0 | 1.3762 | LED | Display and Advertising | Restaurant | LED | 0 | 1.3762
|  |  |  | Halogen | 3.0568 | 1.3901 | LED | Display and Advertising | Restaurant | Halogen | 3.0568 | 1.3901
|  | Area Lighting for Lobbies, Corridors |  |  |  |  | LED | Area Lighting for Lobbies, Corridors | Restaurant | Halogen | 0 | 0
|  |  | All Commercial |  |  |  | LED | Area Lighting for Lobbies, Corridors | All Commercial | Halogen | 0 | 0
|  |  |  | CFL | 145.9978 | 207.8296 | LED | Area Lighting for Lobbies, Corridors | All Commercial | CFL | 145.9978 | 207.8296
|  | Area Lighting for Stairwells |  |  |  |  | LED | Area Lighting for Stairwells | All Commercial | CFL | 0 | 0
|  |  | All Commercial |  |  |  | LED | Area Lighting for Stairwells | All Commercial | CFL | 0 | 0
|  |  |  | CFL | 16.1394 | 22.9746 | LED | Area Lighting for Stairwells | All Commercial | CFL | 16.1394 | 22.9746
|  | Area Lighting (Low/Medium Bay) |  |  |  |  | LED | Area Lighting (Low/Medium Bay) | All Commercial | CFL | 0 | 0
|  |  | University/College |  |  |  | LED | Area Lighting (Low/Medium Bay) | University/College | CFL | 0 | 0
|  |  |  | CFL | 13.0203 | 17.7953 | LED | Area Lighting (Low/Medium Bay) | University/College | CFL | 13.0203 | 17.7953
|  |  | Hotel/Motel, Dorms, Assisted Living |  |  |  | LED | Area Lighting (Low/Medium Bay) | Hotel/Motel, Dorms, Assisted Living | CFL | 0 | 0
|  |  |  | Halogen | 37.0983 | 20.0331 | LED | Area Lighting (Low/Medium Bay) | Hotel/Motel, Dorms, Assisted Living | Halogen | 37.0983 | 20.0331
|  |  |  | Incandescent | 39.0508 | 20.0331 | LED | Area Lighting (Low/Medium Bay) | Hotel/Motel, Dorms, Assisted Living | Incandescent | 39.0508 | 20.0331
|  |  | Warehouse |  |  |  | LED | Area Lighting (Low/Medium Bay) | Warehouse | Incandescent | 0 | 0
|  |  |  | CFL | 6.9684 | 11.4601 | LED | Area Lighting (Low/Medium Bay) | Warehouse | CFL | 6.9684 | 11.4601
|  |  | Health and Medical Clinics |  |  |  | LED | Area Lighting (Low/Medium Bay) | Health and Medical Clinics | CFL | 0 | 0
|  |  |  | CFL | 15.9286 | 7.2172 | LED | Area Lighting (Low/Medium Bay) | Health and Medical Clinics | CFL | 15.9286 | 7.2172
|  |  | Restaurant |  |  |  | LED | Area Lighting (Low/Medium Bay) | Restaurant | CFL | 0 | 0
|  |  |  | CFL | 11.1934 | 18.067 | LED | Area Lighting (Low/Medium Bay) | Restaurant | CFL | 11.1934 | 18.067
|  |  |  | Incandescent | 80.5564 | 34.8491 | LED | Area Lighting (Low/Medium Bay) | Restaurant | Incandescent | 80.5564 | 34.8491
|  |  |  | Halogen | 18.4615 | 8.8304 | LED | Area Lighting (Low/Medium Bay) | Restaurant | Halogen | 18.4615 | 8.8304
|  |  | Miscellaneous |  |  |  | LED | Area Lighting (Low/Medium Bay) | Miscellaneous | Halogen | 0 | 0
|  |  |  | CFL | 45.2917 | 73.6126 | LED | Area Lighting (Low/Medium Bay) | Miscellaneous | CFL | 45.2917 | 73.6126
|  |  | Health and Medical Hospital |  |  |  | LED | Area Lighting (Low/Medium Bay) | Health and Medical Hospital | CFL | 0 | 0
|  |  |  | CFL | 15.2136 | 21.2939 | LED | Area Lighting (Low/Medium Bay) | Health and Medical Hospital | CFL | 15.2136 | 21.2939
| LED Case Lights | [5 empty] | LED Case Lights | Area Lighting (Low/Medium Bay) | Health and Medical Hospital | CFL | 0 | 0
|  | Display and Advertising |  |  |  |  | LED Case Lights | Display and Advertising | Health and Medical Hospital | CFL | 0 | 0
|  |  | Food and Liquor Stores |  |  |  | LED Case Lights | Display and Advertising | Food and Liquor Stores | CFL | 0 | 0
|  |  |  | Linear Fluorescent Case Lights | 10.4014 | 5.4896 | LED Case Lights | Display and Advertising | Food and Liquor Stores | Linear Fluorescent Case Lights | 10.4014 | 5.4896
| LED Panel Lighting | [5 empty] | LED Panel Lighting | Display and Advertising | Food and Liquor Stores | Linear Fluorescent Case Lights | 0 | 0
|  | Task Lighting |  |  |  |  | LED Panel Lighting | Task Lighting | Food and Liquor Stores | Linear Fluorescent Case Lights | 0 | 0
|  |  | Office |  |  |  | LED Panel Lighting | Task Lighting | Office | Linear Fluorescent Case Lights | 0 | 0
|  |  |  | Linear Fluorescent | 23.6373 | 36.9401 | LED Panel Lighting | Task Lighting | Office | Linear Fluorescent | 23.6373 | 36.9401
|  | Display and Advertising |  |  |  |  | LED Panel Lighting | Display and Advertising | Office | Linear Fluorescent | 0 | 0
|  |  | Retail |  |  |  | LED Panel Lighting | Display and Advertising | Retail | Linear Fluorescent | 0 | 0
|  |  |  | Linear Fluorescent | 35.1868 | 43.3018 | LED Panel Lighting | Display and Advertising | Retail | Linear Fluorescent | 35.1868 | 43.3018
|  |  | Restaurant |  |  |  | LED Panel Lighting | Display and Advertising | Restaurant | Linear Fluorescent | 0 | 0
|  |  |  | Linear Fluorescent | 2.5433 | 3.5772 | LED Panel Lighting | Display and Advertising | Restaurant | Linear Fluorescent | 2.5433 | 3.5772
|  | Area Lighting for Lobbies, Corridors |  |  |  |  | LED Panel Lighting | Area Lighting for Lobbies, Corridors | Restaurant | Linear Fluorescent | 0 | 0
|  |  | All Commercial |  |  |  | LED Panel Lighting | Area Lighting for Lobbies, Corridors | All Commercial | Linear Fluorescent | 0 | 0
|  |  |  | Linear Fluorescent | 529.7735 | 653.3873 | LED Panel Lighting | Area Lighting for Lobbies, Corridors | All Commercial | Linear Fluorescent | 529.7735 | 653.3873
|  | Area Lighting for Stairwells |  |  |  |  | LED Panel Lighting | Area Lighting for Stairwells | All Commercial | Linear Fluorescent | 0 | 0
|  |  | All Commercial |  |  |  | LED Panel Lighting | Area Lighting for Stairwells | All Commercial | Linear Fluorescent | 0 | 0
|  |  |  | Linear Fluorescent | 58.564 | 72.229 | LED Panel Lighting | Area Lighting for Stairwells | All Commercial | Linear Fluorescent | 58.564 | 72.229
|  | Area Lighting (Low/Medium Bay) |  |  |  |  | LED Panel Lighting | Area Lighting (Low/Medium Bay) | All Commercial | Linear Fluorescent | 0 | 0
|  |  | University/College |  |  |  | LED Panel Lighting | Area Lighting (Low/Medium Bay) | University/College | Linear Fluorescent | 0 | 0
|  |  |  | Linear Fluorescent | 151.9763 | 187.2744 | LED Panel Lighting | Area Lighting (Low/Medium Bay) | University/College | Linear Fluorescent | 151.9763 | 187.2744
|  |  | Hotel/Motel, Dorms, Assisted Living |  |  |  | LED Panel Lighting | Area Lighting (Low/Medium Bay) | Hotel/Motel, Dorms, Assisted Living | Linear Fluorescent | 0 | 0
|  |  |  | Linear Fluorescent | 8.5648 | 14.3052 | LED Panel Lighting | Area Lighting (Low/Medium Bay) | Hotel/Motel, Dorms, Assisted Living | Linear Fluorescent | 8.5648 | 14.3052
|  |  | Office |  |  |  | LED Panel Lighting | Area Lighting (Low/Medium Bay) | Office | Linear Fluorescent | 0 | 0
|  |  |  | Linear Fluorescent | 857.8202 | 1056.5798 | LED Panel Lighting | Area Lighting (Low/Medium Bay) | Office | Linear Fluorescent | 857.8202 | 1056.5798
|  |  | Retail |  |  |  | LED Panel Lighting | Area Lighting (Low/Medium Bay) | Retail | Linear Fluorescent | 0 | 0
|  |  |  | Linear Fluorescent | 131.7041 | 147.701 | LED Panel Lighting | Area Lighting (Low/Medium Bay) | Retail | Linear Fluorescent | 131.7041 | 147.701
|  |  | Warehouse |  |  |  | LED Panel Lighting | Area Lighting (Low/Medium Bay) | Warehouse | Linear Fluorescent | 0 | 0
|  |  |  | Linear Fluorescent | 64.585 | 84.0979 | LED Panel Lighting | Area Lighting (Low/Medium Bay) | Warehouse | Linear Fluorescent | 64.585 | 84.0979
|  |  | Food and Liquor Stores |  |  |  | LED Panel Lighting | Area Lighting (Low/Medium Bay) | Food and Liquor Stores | Linear Fluorescent | 0 | 0
|  |  |  | Linear Fluorescent | 64.9758 | 69.7896 | LED Panel Lighting | Area Lighting (Low/Medium Bay) | Food and Liquor Stores | Linear Fluorescent | 64.9758 | 69.7896
|  |  | Health and Medical Clinics |  |  |  | LED Panel Lighting | Area Lighting (Low/Medium Bay) | Health and Medical Clinics | Linear Fluorescent | 0 | 0
|  |  |  | Linear Fluorescent | 82.4817 | 94.5179 | LED Panel Lighting | Area Lighting (Low/Medium Bay) | Health and Medical Clinics | Linear Fluorescent | 82.4817 | 94.5179
|  |  | Restaurant |  |  |  | LED Panel Lighting | Area Lighting (Low/Medium Bay) | Restaurant | Linear Fluorescent | 0 | 0
|  |  |  | Linear Fluorescent | 53.8056 | 78.5628 | LED Panel Lighting | Area Lighting (Low/Medium Bay) | Restaurant | Linear Fluorescent | 53.8056 | 78.5628
|  |  | Schools |  |  |  | LED Panel Lighting | Area Lighting (Low/Medium Bay) | Schools | Linear Fluorescent | 0 | 0
|  |  |  | Linear Fluorescent | 220.6172 | 271.0671 | LED Panel Lighting | Area Lighting (Low/Medium Bay) | Schools | Linear Fluorescent | 220.6172 | 271.0671
|  |  | Miscellaneous |  |  |  | LED Panel Lighting | Area Lighting (Low/Medium Bay) | Miscellaneous | Linear Fluorescent | 0 | 0
|  |  |  | Linear Fluorescent | 598.7557 | 729.0289 | LED Panel Lighting | Area Lighting (Low/Medium Bay) | Miscellaneous | Linear Fluorescent | 598.7557 | 729.0289
|  |  | Health and Medical Hospital |  |  |  | LED Panel Lighting | Area Lighting (Low/Medium Bay) | Health and Medical Hospital | Linear Fluorescent | 0 | 0
|  |  |  | Linear Fluorescent | 156.7106 | 197.7614 | LED Panel Lighting | Area Lighting (Low/Medium Bay) | Health and Medical Hospital | Linear Fluorescent | 156.7106 | 197.7614
| LED Task Lights | [5 empty] | LED Task Lights | Area Lighting (Low/Medium Bay) | Health and Medical Hospital | Linear Fluorescent | 0 | 0
|  | Task Lighting |  |  |  |  | LED Task Lights | Task Lighting | Health and Medical Hospital | Linear Fluorescent | 0 | 0
|  |  | Hotel/Motel, Dorms, Assisted Living |  |  |  | LED Task Lights | Task Lighting | Hotel/Motel, Dorms, Assisted Living | Linear Fluorescent | 0 | 0
|  |  |  | CFL | 60.8838 | 112.7872 | LED Task Lights | Task Lighting | Hotel/Motel, Dorms, Assisted Living | CFL | 60.8838 | 112.7872
|  |  |  | Incandescent | 219.858 | 112.7872 | LED Task Lights | Task Lighting | Hotel/Motel, Dorms, Assisted Living | Incandescent | 219.858 | 112.7872
|  |  | Office |  |  |  | LED Task Lights | Task Lighting | Office | Incandescent | 0 | 0
|  |  |  | CFL | 15.7592 | 26.7963 | LED Task Lights | Task Lighting | Office | CFL | 15.7592 | 26.7963
|  |  |  | Incandescent | 250.0442 | 120.0212 | LED Task Lights | Task Lighting | Office | Incandescent | 250.0442 | 120.0212
| LED Track Lighting | [5 empty] | LED Track Lighting | Task Lighting | Office | Incandescent | 0 | 0
|  | Track Lighting |  |  |  |  | LED Track Lighting | Track Lighting | Office | Incandescent | 0 | 0
|  |  | Office |  |  |  | LED Track Lighting | Track Lighting | Office | Incandescent | 0 | 0
|  |  |  | CFL | 6.0241 | 10.4377 | LED Track Lighting | Track Lighting | Office | CFL | 6.0241 | 10.4377
|  |  |  | Incandescent | 59.2973 | 28.0981 | LED Track Lighting | Track Lighting | Office | Incandescent | 59.2973 | 28.0981
|  |  |  | Halogen | 45.5428 | 22.9888 | LED Track Lighting | Track Lighting | Office | Halogen | 45.5428 | 22.9888
|  |  | Restaurant |  |  |  | LED Track Lighting | Track Lighting | Restaurant | Halogen | 0 | 0
|  |  |  | Incandescent | 180.2515 | 76.8202 | LED Track Lighting | Track Lighting | Restaurant | Incandescent | 180.2515 | 76.8202
|  |  |  | Halogen | 197.3004 | 88.5117 | LED Track Lighting | Track Lighting | Restaurant | Halogen | 197.3004 | 88.5117
| High Efficiency Linear Fluorescent T-8/T-5 | [5 empty] | High Efficiency Linear Fluorescent T-8/T-5 | Track Lighting | Restaurant | Halogen | 0 | 0
|  | Task Lighting |  |  |  |  | High Efficiency Linear Fluorescent T-8/T-5 | Task Lighting | Restaurant | Halogen | 0 | 0
|  |  | Office |  |  |  | High Efficiency Linear Fluorescent T-8/T-5 | Task Lighting | Office | Halogen | 0 | 0
|  |  |  | Linear Fluorescent | 17.0493 | 36.9401 | High Efficiency Linear Fluorescent T-8/T-5 | Task Lighting | Office | Linear Fluorescent | 17.0493 | 36.9401
|  | Display and Advertising |  |  |  |  | High Efficiency Linear Fluorescent T-8/T-5 | Display and Advertising | Office | Linear Fluorescent | 0 | 0
|  |  | Retail |  |  |  | High Efficiency Linear Fluorescent T-8/T-5 | Display and Advertising | Retail | Linear Fluorescent | 0 | 0
|  |  |  | Linear Fluorescent | 20.232 | 43.3018 | High Efficiency Linear Fluorescent T-8/T-5 | Display and Advertising | Retail | Linear Fluorescent | 20.232 | 43.3018
|  |  | Restaurant |  |  |  | High Efficiency Linear Fluorescent T-8/T-5 | Display and Advertising | Restaurant | Linear Fluorescent | 0 | 0
|  |  |  | Linear Fluorescent | 1.8345 | 3.5772 | High Efficiency Linear Fluorescent T-8/T-5 | Display and Advertising | Restaurant | Linear Fluorescent | 1.8345 | 3.5772
|  | Area Lighting for Lobbies, Corridors |  |  |  |  | High Efficiency Linear Fluorescent T-8/T-5 | Area Lighting for Lobbies, Corridors | Restaurant | Linear Fluorescent | 0 | 0
|  |  | All Commercial |  |  |  | High Efficiency Linear Fluorescent T-8/T-5 | Area Lighting for Lobbies, Corridors | All Commercial | Linear Fluorescent | 0 | 0
|  |  |  | Linear Fluorescent | 382.1193 | 653.3873 | High Efficiency Linear Fluorescent T-8/T-5 | Area Lighting for Lobbies, Corridors | All Commercial | Linear Fluorescent | 382.1193 | 653.3873
|  | Area Lighting for Stairwells |  |  |  |  | High Efficiency Linear Fluorescent T-8/T-5 | Area Lighting for Stairwells | All Commercial | Linear Fluorescent | 0 | 0
|  |  | All Commercial |  |  |  | High Efficiency Linear Fluorescent T-8/T-5 | Area Lighting for Stairwells | All Commercial | Linear Fluorescent | 0 | 0
|  |  |  | Linear Fluorescent | 42.2415 | 72.229 | High Efficiency Linear Fluorescent T-8/T-5 | Area Lighting for Stairwells | All Commercial | Linear Fluorescent | 42.2415 | 72.229
|  | Area Lighting (Low/Medium Bay) |  |  |  |  | High Efficiency Linear Fluorescent T-8/T-5 | Area Lighting (Low/Medium Bay) | All Commercial | Linear Fluorescent | 0 | 0
|  |  | University/College |  |  |  | High Efficiency Linear Fluorescent T-8/T-5 | Area Lighting (Low/Medium Bay) | University/College | Linear Fluorescent | 0 | 0
|  |  |  | Linear Fluorescent | 109.6187 | 187.2744 | High Efficiency Linear Fluorescent T-8/T-5 | Area Lighting (Low/Medium Bay) | University/College | Linear Fluorescent | 109.6187 | 187.2744
|  |  | Hotel/Motel, Dorms, Assisted Living |  |  |  | High Efficiency Linear Fluorescent T-8/T-5 | Area Lighting (Low/Medium Bay) | Hotel/Motel, Dorms, Assisted Living | Linear Fluorescent | 0 | 0
|  |  |  | Linear Fluorescent | 10.4642 | 14.3052 | High Efficiency Linear Fluorescent T-8/T-5 | Area Lighting (Low/Medium Bay) | Hotel/Motel, Dorms, Assisted Living | Linear Fluorescent | 10.4642 | 14.3052
|  |  | Office |  |  |  | High Efficiency Linear Fluorescent T-8/T-5 | Area Lighting (Low/Medium Bay) | Office | Linear Fluorescent | 0 | 0
|  |  |  | Linear Fluorescent | 618.7354 | 1056.5798 | High Efficiency Linear Fluorescent T-8/T-5 | Area Lighting (Low/Medium Bay) | Office | Linear Fluorescent | 618.7354 | 1056.5798
|  |  | Retail |  |  |  | High Efficiency Linear Fluorescent T-8/T-5 | Area Lighting (Low/Medium Bay) | Retail | Linear Fluorescent | 0 | 0
|  |  |  | Linear Fluorescent | 94.9966 | 147.701 | High Efficiency Linear Fluorescent T-8/T-5 | Area Lighting (Low/Medium Bay) | Retail | Linear Fluorescent | 94.9966 | 147.701
|  |  | Warehouse |  |  |  | High Efficiency Linear Fluorescent T-8/T-5 | Area Lighting (Low/Medium Bay) | Warehouse | Linear Fluorescent | 0 | 0
|  |  |  | Linear Fluorescent | 37.1357 | 84.0979 | High Efficiency Linear Fluorescent T-8/T-5 | Area Lighting (Low/Medium Bay) | Warehouse | Linear Fluorescent | 37.1357 | 84.0979
|  |  | Food and Liquor Stores |  |  |  | High Efficiency Linear Fluorescent T-8/T-5 | Area Lighting (Low/Medium Bay) | Food and Liquor Stores | Linear Fluorescent | 0 | 0
|  |  |  | Linear Fluorescent | 46.8663 | 69.7896 | High Efficiency Linear Fluorescent T-8/T-5 | Area Lighting (Low/Medium Bay) | Food and Liquor Stores | Linear Fluorescent | 46.8663 | 69.7896
|  |  | Health and Medical Clinics |  |  |  | High Efficiency Linear Fluorescent T-8/T-5 | Area Lighting (Low/Medium Bay) | Health and Medical Clinics | Linear Fluorescent | 0 | 0
|  |  |  | Linear Fluorescent | 59.4931 | 94.5179 | High Efficiency Linear Fluorescent T-8/T-5 | Area Lighting (Low/Medium Bay) | Health and Medical Clinics | Linear Fluorescent | 59.4931 | 94.5179
|  |  | Restaurant |  |  |  | High Efficiency Linear Fluorescent T-8/T-5 | Area Lighting (Low/Medium Bay) | Restaurant | Linear Fluorescent | 0 | 0
|  |  |  | Linear Fluorescent | 38.8093 | 78.5628 | High Efficiency Linear Fluorescent T-8/T-5 | Area Lighting (Low/Medium Bay) | Restaurant | Linear Fluorescent | 38.8093 | 78.5628
|  |  | Schools |  |  |  | High Efficiency Linear Fluorescent T-8/T-5 | Area Lighting (Low/Medium Bay) | Schools | Linear Fluorescent | 0 | 0
|  |  |  | Linear Fluorescent | 159.1285 | 271.0671 | High Efficiency Linear Fluorescent T-8/T-5 | Area Lighting (Low/Medium Bay) | Schools | Linear Fluorescent | 159.1285 | 271.0671
|  |  | Miscellaneous |  |  |  | High Efficiency Linear Fluorescent T-8/T-5 | Area Lighting (Low/Medium Bay) | Miscellaneous | Linear Fluorescent | 0 | 0
|  |  |  | Linear Fluorescent | 431.8753 | 729.0289 | High Efficiency Linear Fluorescent T-8/T-5 | Area Lighting (Low/Medium Bay) | Miscellaneous | Linear Fluorescent | 431.8753 | 729.0289
|  |  | Health and Medical Hospital |  |  |  | High Efficiency Linear Fluorescent T-8/T-5 | Area Lighting (Low/Medium Bay) | Health and Medical Hospital | Linear Fluorescent | 0 | 0
|  |  |  | Linear Fluorescent | 113.0334 | 197.7614 | High Efficiency Linear Fluorescent T-8/T-5 | Area Lighting (Low/Medium Bay) | Health and Medical Hospital | Linear Fluorescent | 113.0334 | 197.7614
| CMH | [5 empty] | CMH | Area Lighting (Low/Medium Bay) | Health and Medical Hospital | Linear Fluorescent | 0 | 0
|  | Area Lighting (High Bay) |  |  |  |  | CMH | Area Lighting (High Bay) | Health and Medical Hospital | Linear Fluorescent | 0 | 0
|  |  | University/College |  |  |  | CMH | Area Lighting (High Bay) | University/College | Linear Fluorescent | 0 | 0
|  |  |  | MH (Std, PS, CMH) | 3.801 | 4.9589 | CMH | Area Lighting (High Bay) | University/College | MH (Std, PS, CMH) | 3.801 | 4.9589
|  |  | Retail |  |  |  | CMH | Area Lighting (High Bay) | Retail | MH (Std, PS, CMH) | 0 | 0
|  |  |  | MH (Std, PS, CMH) | 181.9536 | 243.3156 | CMH | Area Lighting (High Bay) | Retail | MH (Std, PS, CMH) | 181.9536 | 243.3156
|  |  | Warehouse |  |  |  | CMH | Area Lighting (High Bay) | Warehouse | MH (Std, PS, CMH) | 0 | 0
|  |  |  | MH (Std, PS, CMH) | 53.4437 | 71.4208 | CMH | Area Lighting (High Bay) | Warehouse | MH (Std, PS, CMH) | 53.4437 | 71.4208
|  |  | Schools |  |  |  | CMH | Area Lighting (High Bay) | Schools | MH (Std, PS, CMH) | 0 | 0
|  |  |  | MH (Std, PS, CMH) | 13.2291 | 20.652 | CMH | Area Lighting (High Bay) | Schools | MH (Std, PS, CMH) | 13.2291 | 20.652
|  |  | Industrial |  |  |  | CMH | Area Lighting (High Bay) | Industrial | MH (Std, PS, CMH) | 0 | 0
|  |  |  | MH (Std, PS, CMH) | 28.1193 | 44.1985 | CMH | Area Lighting (High Bay) | Industrial | MH (Std, PS, CMH) | 28.1193 | 44.1985
| LEC Exit Sign | [5 empty] | LEC Exit Sign | Area Lighting (High Bay) | Industrial | MH (Std, PS, CMH) | 0 | 0
|  | Exit Lighting |  |  |  |  | LEC Exit Sign | Exit Lighting | Industrial | MH (Std, PS, CMH) | 0 | 0
|  |  | All Commercial |  |  |  | LEC Exit Sign | Exit Lighting | All Commercial | MH (Std, PS, CMH) | 0 | 0
|  |  |  | Incandescent | 42.3451 | 0 | LEC Exit Sign | Exit Lighting | All Commercial | Incandescent | 42.3451 | 0
|  |  |  | LED | 61.3276 | 0 | LEC Exit Sign | Exit Lighting | All Commercial | LED | 61.3276 | 0
| High Bay Linear Fluorescent T-8/T-5 HO | [5 empty] | High Bay Linear Fluorescent T-8/T-5 HO | Exit Lighting | All Commercial | LED | 0 | 0
|  | Area Lighting (High Bay) |  |  |  |  | High Bay Linear Fluorescent T-8/T-5 HO | Area Lighting (High Bay) | All Commercial | LED | 0 | 0
|  |  | University/College |  |  |  | High Bay Linear Fluorescent T-8/T-5 HO | Area Lighting (High Bay) | University/College | LED | 0 | 0
|  |  |  | Linear Fluorescent | 13.7253 | 23.4485 | High Bay Linear Fluorescent T-8/T-5 HO | Area Lighting (High Bay) | University/College | Linear Fluorescent | 13.7253 | 23.4485
|  |  |  | MH (Std, PS, CMH) | 3.0078 | 4.9589 | High Bay Linear Fluorescent T-8/T-5 HO | Area Lighting (High Bay) | University/College | MH (Std, PS, CMH) | 3.0078 | 4.9589
|  |  | Retail |  |  |  | High Bay Linear Fluorescent T-8/T-5 HO | Area Lighting (High Bay) | Retail | MH (Std, PS, CMH) | 0 | 0
|  |  |  | Linear Fluorescent | 290.5717 | 440.1536 | High Bay Linear Fluorescent T-8/T-5 HO | Area Lighting (High Bay) | Retail | Linear Fluorescent | 290.5717 | 440.1536
|  |  |  | MH (Std, PS, CMH) | 143.9806 | 243.3156 | High Bay Linear Fluorescent T-8/T-5 HO | Area Lighting (High Bay) | Retail | MH (Std, PS, CMH) | 143.9806 | 243.3156
|  |  | Warehouse |  |  |  | High Bay Linear Fluorescent T-8/T-5 HO | Area Lighting (High Bay) | Warehouse | MH (Std, PS, CMH) | 0 | 0
|  |  |  | Linear Fluorescent | 123.6646 | 214.5075 | High Bay Linear Fluorescent T-8/T-5 HO | Area Lighting (High Bay) | Warehouse | Linear Fluorescent | 123.6646 | 214.5075
|  |  |  | MH (Std, PS, CMH) | 42.2903 | 71.4208 | High Bay Linear Fluorescent T-8/T-5 HO | Area Lighting (High Bay) | Warehouse | MH (Std, PS, CMH) | 42.2903 | 71.4208
|  |  | Food and Liquor Stores |  |  |  | High Bay Linear Fluorescent T-8/T-5 HO | Area Lighting (High Bay) | Food and Liquor Stores | MH (Std, PS, CMH) | 0 | 0
|  |  |  | Linear Fluorescent | 149.9392 | 148.3182 | High Bay Linear Fluorescent T-8/T-5 HO | Area Lighting (High Bay) | Food and Liquor Stores | Linear Fluorescent | 149.9392 | 148.3182
|  |  | Schools |  |  |  | High Bay Linear Fluorescent T-8/T-5 HO | Area Lighting (High Bay) | Schools | Linear Fluorescent | 0 | 0
|  |  |  | Linear Fluorescent | 47.7694 | 96.7673 | High Bay Linear Fluorescent T-8/T-5 HO | Area Lighting (High Bay) | Schools | Linear Fluorescent | 47.7694 | 96.7673
|  |  |  | MH (Std, PS, CMH) | 10.4682 | 20.652 | High Bay Linear Fluorescent T-8/T-5 HO | Area Lighting (High Bay) | Schools | MH (Std, PS, CMH) | 10.4682 | 20.652
|  |  | Industrial |  |  |  | High Bay Linear Fluorescent T-8/T-5 HO | Area Lighting (High Bay) | Industrial | MH (Std, PS, CMH) | 0 | 0
|  |  |  | Linear Fluorescent | 456.2998 | 939.2172 | High Bay Linear Fluorescent T-8/T-5 HO | Area Lighting (High Bay) | Industrial | Linear Fluorescent | 456.2998 | 939.2172
|  |  |  | MH (Std, PS, CMH) | 22.2509 | 44.1985 | High Bay Linear Fluorescent T-8/T-5 HO | Area Lighting (High Bay) | Industrial | MH (Std, PS, CMH) | 22.2509 | 44.1985
| High Bay LED | [5 empty] | High Bay LED | Area Lighting (High Bay) | Industrial | MH (Std, PS, CMH) | 0 | 0
|  | Area Lighting (High Bay) |  |  |  |  | High Bay LED | Area Lighting (High Bay) | Industrial | MH (Std, PS, CMH) | 0 | 0
|  |  | University/College |  |  |  | High Bay LED | Area Lighting (High Bay) | University/College | MH (Std, PS, CMH) | 0 | 0
|  |  |  | Linear Fluorescent | 19.0289 | 23.4485 | High Bay LED | Area Lighting (High Bay) | University/College | Linear Fluorescent | 19.0289 | 23.4485
|  |  |  | MH (Std, PS, CMH) | 8.4758 | 4.9589 | High Bay LED | Area Lighting (High Bay) | University/College | MH (Std, PS, CMH) | 8.4758 | 4.9589
|  |  | Retail |  |  |  | High Bay LED | Area Lighting (High Bay) | Retail | MH (Std, PS, CMH) | 0 | 0
|  |  |  | CFL | 38.3765 | 60.597 | High Bay LED | Area Lighting (High Bay) | Retail | CFL | 38.3765 | 60.597
|  |  |  | Linear Fluorescent | 505.3518 | 440.1536 | High Bay LED | Area Lighting (High Bay) | Retail | Linear Fluorescent | 505.3518 | 440.1536
|  |  |  | MH (Std, PS, CMH) | 405.7302 | 243.3156 | High Bay LED | Area Lighting (High Bay) | Retail | MH (Std, PS, CMH) | 405.7302 | 243.3156
|  |  | Warehouse |  |  |  | High Bay LED | Area Lighting (High Bay) | Warehouse | MH (Std, PS, CMH) | 0 | 0
|  |  |  | Linear Fluorescent | 215.0729 | 214.5075 | High Bay LED | Area Lighting (High Bay) | Warehouse | Linear Fluorescent | 215.0729 | 214.5075
|  |  |  | MH (Std, PS, CMH) | 119.1718 | 71.4208 | High Bay LED | Area Lighting (High Bay) | Warehouse | MH (Std, PS, CMH) | 119.1718 | 71.4208
|  |  | Food and Liquor Stores |  |  |  | High Bay LED | Area Lighting (High Bay) | Food and Liquor Stores | MH (Std, PS, CMH) | 0 | 0
|  |  |  | Linear Fluorescent | 207.877 | 148.3182 | High Bay LED | Area Lighting (High Bay) | Food and Liquor Stores | Linear Fluorescent | 207.877 | 148.3182
|  |  | Schools |  |  |  | High Bay LED | Area Lighting (High Bay) | Schools | Linear Fluorescent | 0 | 0
|  |  |  | Linear Fluorescent | 66.228 | 96.7673 | High Bay LED | Area Lighting (High Bay) | Schools | Linear Fluorescent | 66.228 | 96.7673
|  |  |  | MH (Std, PS, CMH) | 29.499 | 20.652 | High Bay LED | Area Lighting (High Bay) | Schools | MH (Std, PS, CMH) | 29.499 | 20.652
|  |  | Industrial |  |  |  | High Bay LED | Area Lighting (High Bay) | Industrial | MH (Std, PS, CMH) | 0 | 0
|  |  |  | Linear Fluorescent | 632.6181 | 939.2172 | High Bay LED | Area Lighting (High Bay) | Industrial | Linear Fluorescent | 632.6181 | 939.2172
|  |  |  | MH (Std, PS, CMH) | 62.702 | 44.1985 | High Bay LED | Area Lighting (High Bay) | Industrial | MH (Std, PS, CMH) | 62.702 | 44.1985
| CFL Track Lighting | [5 empty] | CFL Track Lighting | Area Lighting (High Bay) | Industrial | MH (Std, PS, CMH) | 0 | 0
|  | Track Lighting |  |  |  |  | CFL Track Lighting | Track Lighting | Industrial | MH (Std, PS, CMH) | 0 | 0
|  |  | Restaurant |  |  |  | CFL Track Lighting | Track Lighting | Restaurant | MH (Std, PS, CMH) | 0 | 0
|  |  |  | Halogen | 181.7241 | 88.5117 | CFL Track Lighting | Track Lighting | Restaurant | Halogen | 181.7241 | 88.5117
[7 empty] | CFL Track Lighting | Track Lighting | Restaurant | Halogen | 0 | 0
[7 empty] | CFL Track Lighting | Track Lighting | Restaurant | Halogen | 0 | 0
[7 empty] | CFL Track Lighting | Track Lighting | Restaurant | Halogen | 0 | 0
[7 empty] | CFL Track Lighting | Track Lighting | Restaurant | Halogen | 0 | 0
[7 empty] | CFL Track Lighting | Track Lighting | Restaurant | Halogen | 0 | 0
[7 empty] | CFL Track Lighting | Track Lighting | Restaurant | Halogen | 0 | 0
[7 empty] | CFL Track Lighting | Track Lighting | Restaurant | Halogen | 0 | 0
[7 empty] | CFL Track Lighting | Track Lighting | Restaurant | Halogen | 0 | 0
[7 empty] | CFL Track Lighting | Track Lighting | Restaurant | Halogen | 0 | 0
[7 empty] | CFL Track Lighting | Track Lighting | Restaurant | Halogen | 0 | 0
[7 empty] | CFL Track Lighting | Track Lighting | Restaurant | Halogen | 0 | 0
[7 empty] | CFL Track Lighting | Track Lighting | Restaurant | Halogen | 0 | 0
[7 empty] | CFL Track Lighting | Track Lighting | Restaurant | Halogen | 0 | 0
[7 empty] | CFL Track Lighting | Track Lighting | Restaurant | Halogen | 0 | 0
[7 empty] | CFL Track Lighting | Track Lighting | Restaurant | Halogen | 0 | 0
[7 empty] | CFL Track Lighting | Track Lighting | Restaurant | Halogen | 0 | 0
[7 empty] | CFL Track Lighting | Track Lighting | Restaurant | Halogen | 0 | 0
[7 empty] | CFL Track Lighting | Track Lighting | Restaurant | Halogen | 0 | 0
[7 empty] | CFL Track Lighting | Track Lighting | Restaurant | Halogen | 0 | 0
[7 empty] | CFL Track Lighting | Track Lighting | Restaurant | Halogen | 0 | 0
[7 empty] | CFL Track Lighting | Track Lighting | Restaurant | Halogen | 0 | 0
[7 empty] | CFL Track Lighting | Track Lighting | Restaurant | Halogen | 0 | 0
[7 empty] | CFL Track Lighting | Track Lighting | Restaurant | Halogen | 0 | 0
[7 empty] | CFL Track Lighting | Track Lighting | Restaurant | Halogen | 0 | 0
[7 empty] | CFL Track Lighting | Track Lighting | Restaurant | Halogen | 0 | 0
[7 empty] | CFL Track Lighting | Track Lighting | Restaurant | Halogen | 0 | 0
[7 empty] | CFL Track Lighting | Track Lighting | Restaurant | Halogen | 0 | 0
[7 empty] | CFL Track Lighting | Track Lighting | Restaurant | Halogen | 0 | 0
[7 empty] | CFL Track Lighting | Track Lighting | Restaurant | Halogen | 0 | 0
[7 empty] | CFL Track Lighting | Track Lighting | Restaurant | Halogen | 0 | 0
[7 empty] | CFL Track Lighting | Track Lighting | Restaurant | Halogen | 0 | 0
[7 empty] | CFL Track Lighting | Track Lighting | Restaurant | Halogen | 0 | 0
[7 empty] | CFL Track Lighting | Track Lighting | Restaurant | Halogen | 0 | 0
[7 empty] | CFL Track Lighting | Track Lighting | Restaurant | Halogen | 0 | 0
[7 empty] | CFL Track Lighting | Track Lighting | Restaurant | Halogen | 0 | 0
[7 empty] | CFL Track Lighting | Track Lighting | Restaurant | Halogen | 0 | 0
[7 empty] | CFL Track Lighting | Track Lighting | Restaurant | Halogen | 0 | 0
[7 empty] | CFL Track Lighting | Track Lighting | Restaurant | Halogen | 0 | 0
[7 empty] | CFL Track Lighting | Track Lighting | Restaurant | Halogen | 0 | 0
[7 empty] | CFL Track Lighting | Track Lighting | Restaurant | Halogen | 0 | 0
[7 empty] | CFL Track Lighting | Track Lighting | Restaurant | Halogen | 0 | 0
[7 empty] | CFL Track Lighting | Track Lighting | Restaurant | Halogen | 0 | 0
[7 empty] | CFL Track Lighting | Track Lighting | Restaurant | Halogen | 0 | 0
[7 empty] | CFL Track Lighting | Track Lighting | Restaurant | Halogen | 0 | 0
[7 empty] | CFL Track Lighting | Track Lighting | Restaurant | Halogen | 0 | 0
[7 empty] | CFL Track Lighting | Track Lighting | Restaurant | Halogen | 0 | 0
[7 empty] | CFL Track Lighting | Track Lighting | Restaurant | Halogen | 0 | 0
[7 empty] | CFL Track Lighting | Track Lighting | Restaurant | Halogen | 0 | 0
[7 empty] | CFL Track Lighting | Track Lighting | Restaurant | Halogen | 0 | 0
[7 empty] | CFL Track Lighting | Track Lighting | Restaurant | Halogen | 0 | 0
[7 empty] | CFL Track Lighting | Track Lighting | Restaurant | Halogen | 0 | 0
[7 empty] | CFL Track Lighting | Track Lighting | Restaurant | Halogen | 0 | 0
[7 empty] | CFL Track Lighting | Track Lighting | Restaurant | Halogen | 0 | 0
[7 empty] | CFL Track Lighting | Track Lighting | Restaurant | Halogen | 0 | 0
[7 empty] | CFL Track Lighting | Track Lighting | Restaurant | Halogen | 0 | 0
[7 empty] | CFL Track Lighting | Track Lighting | Restaurant | Halogen | 0 | 0
[7 empty] | CFL Track Lighting | Track Lighting | Restaurant | Halogen | 0 | 0
[7 empty] | CFL Track Lighting | Track Lighting | Restaurant | Halogen | 0 | 0
[7 empty] | CFL Track Lighting | Track Lighting | Restaurant | Halogen | 0 | 0
[7 empty] | CFL Track Lighting | Track Lighting | Restaurant | Halogen | 0 | 0
By Application
| Building Sector | Non-Residential Interior
| Lighting Application | Baseline Lighting | Building Sub-Sector | Max of Lighting Savings | Max of Control Savings |  | Lighting Application | Baseline Lighting | Building Sub-Sector | Max of Lighting Savings | Max of Control Savings |  | Row Labels | Maximum Lighting Application Potential | Maximum Controls Application Potential
| Task Lighting | [5 empty] | Task Lighting | Baseline Lighting | Building Sub-Sector | 0 | 0 |  | Task Lighting | 570.1825 | 409.332
|  | CFL |  |  |  |  | Task Lighting | CFL | Building Sub-Sector | 0 | 0 |  | Exit Lighting | 103.6727 | 0
|  |  | Hotel/Motel, Dorms, Assisted Living | 60.8838 | 112.7872 |  | Task Lighting | CFL | Hotel/Motel, Dorms, Assisted Living | 60.8838 | 112.7872 |  | Track Lighting | 488.4161 | 226.8566
|  |  | Office | 15.7592 | 26.7963 |  | Task Lighting | CFL | Office | 15.7592 | 26.7963 |  | Display and Advertising | 257.038 | 157.665
|  | Incandescent |  |  |  |  | Task Lighting | Incandescent | Office | 0 | 0 |  | Area Lighting for Lobbies, Corridors | 675.7712 | 861.2169
|  |  | Hotel/Motel, Dorms, Assisted Living | 219.858 | 112.7872 |  | Task Lighting | Incandescent | Hotel/Motel, Dorms, Assisted Living | 219.858 | 112.7872 |  | Area Lighting for Stairwells | 74.7034 | 95.2036
|  |  | Office | 250.0442 | 120.0212 |  | Task Lighting | Incandescent | Office | 250.0442 | 120.0212 |  | Area Lighting (Low/Medium Bay) | 2676.6792 | 3163.8776
|  | Linear Fluorescent |  |  |  |  | Task Lighting | Linear Fluorescent | Office | 0 | 0 |  | Area Lighting (High Bay) | 2310.1319 | 2307.555
|  |  | Office | 23.6373 | 36.9401 |  | Task Lighting | Linear Fluorescent | Office | 23.6373 | 36.9401 |  | Grand Total | 7156.5951 | 7221.7066
| Exit Lighting | [5 empty] | Exit Lighting | Linear Fluorescent | Office | 0 | 0
|  | Incandescent |  |  |  |  | Exit Lighting | Incandescent | Office | 0 | 0
|  |  | All Commercial | 42.3451 | 0 |  | Exit Lighting | Incandescent | All Commercial | 42.3451 | 0
|  | LED |  |  |  |  | Exit Lighting | LED | All Commercial | 0 | 0
|  |  | All Commercial | 61.3276 | 0 |  | Exit Lighting | LED | All Commercial | 61.3276 | 0
| Track Lighting | [5 empty] | Track Lighting | LED | All Commercial | 0 | 0
|  | CFL |  |  |  |  | Track Lighting | CFL | All Commercial | 0 | 0
|  |  | Office | 6.0241 | 10.4377 |  | Track Lighting | CFL | Office | 6.0241 | 10.4377
|  | Incandescent |  |  |  |  | Track Lighting | Incandescent | Office | 0 | 0
|  |  | Office | 59.2973 | 28.0981 |  | Track Lighting | Incandescent | Office | 59.2973 | 28.0981
|  |  | Restaurant | 180.2515 | 76.8202 |  | Track Lighting | Incandescent | Restaurant | 180.2515 | 76.8202
|  | Halogen |  |  |  |  | Track Lighting | Halogen | Restaurant | 0 | 0
|  |  | Office | 45.5428 | 22.9888 |  | Track Lighting | Halogen | Office | 45.5428 | 22.9888
|  |  | Restaurant | 197.3004 | 88.5117 |  | Track Lighting | Halogen | Restaurant | 197.3004 | 88.5117
| Display and Advertising | [5 empty] | Display and Advertising | Halogen | Restaurant | 0 | 0
|  | CFL |  |  |  |  | Display and Advertising | CFL | Restaurant | 0 | 0
|  |  | Retail | 5.4034 | 8.3724 |  | Display and Advertising | CFL | Retail | 5.4034 | 8.3724
|  |  | Restaurant | 2.6413 | 2.4979 |  | Display and Advertising | CFL | Restaurant | 2.6413 | 2.4979
|  | Incandescent |  |  |  |  | Display and Advertising | Incandescent | Restaurant | 0 | 0
|  |  | Retail | 63.7647 | 27.0679 |  | Display and Advertising | Incandescent | Retail | 63.7647 | 27.0679
|  | Linear Fluorescent |  |  |  |  | Display and Advertising | Linear Fluorescent | Retail | 0 | 0
|  |  | Retail | 35.1868 | 43.3018 |  | Display and Advertising | Linear Fluorescent | Retail | 35.1868 | 43.3018
|  |  | Restaurant | 2.5433 | 3.5772 |  | Display and Advertising | Linear Fluorescent | Restaurant | 2.5433 | 3.5772
|  | Linear Fluorescent Case Lights |  |  |  |  | Display and Advertising | Linear Fluorescent Case Lights | Restaurant | 0 | 0
|  |  | Food and Liquor Stores | 10.4014 | 5.4896 |  | Display and Advertising | Linear Fluorescent Case Lights | Food and Liquor Stores | 10.4014 | 5.4896
|  | LED |  |  |  |  | Display and Advertising | LED | Food and Liquor Stores | 0 | 0
|  |  | Retail | 0 | 9.5771 |  | Display and Advertising | LED | Retail | 0 | 9.5771
|  |  | Restaurant | 0 | 1.3762 |  | Display and Advertising | LED | Restaurant | 0 | 1.3762
|  | Halogen |  |  |  |  | Display and Advertising | Halogen | Restaurant | 0 | 0
|  |  | Retail | 134.0402 | 55.0147 |  | Display and Advertising | Halogen | Retail | 134.0402 | 55.0147
|  |  | Restaurant | 3.0568 | 1.3901 |  | Display and Advertising | Halogen | Restaurant | 3.0568 | 1.3901
| Area Lighting for Lobbies, Corridors | [5 empty] | Area Lighting for Lobbies, Corridors | Halogen | Restaurant | 0 | 0
|  | CFL |  |  |  |  | Area Lighting for Lobbies, Corridors | CFL | Restaurant | 0 | 0
|  |  | All Commercial | 145.9978 | 207.8296 |  | Area Lighting for Lobbies, Corridors | CFL | All Commercial | 145.9978 | 207.8296
|  | Linear Fluorescent |  |  |  |  | Area Lighting for Lobbies, Corridors | Linear Fluorescent | All Commercial | 0 | 0
|  |  | All Commercial | 529.7735 | 653.3873 |  | Area Lighting for Lobbies, Corridors | Linear Fluorescent | All Commercial | 529.7735 | 653.3873
| Area Lighting for Stairwells | [5 empty] | Area Lighting for Stairwells | Linear Fluorescent | All Commercial | 0 | 0
|  | CFL |  |  |  |  | Area Lighting for Stairwells | CFL | All Commercial | 0 | 0
|  |  | All Commercial | 16.1394 | 22.9746 |  | Area Lighting for Stairwells | CFL | All Commercial | 16.1394 | 22.9746
|  | Linear Fluorescent |  |  |  |  | Area Lighting for Stairwells | Linear Fluorescent | All Commercial | 0 | 0
|  |  | All Commercial | 58.564 | 72.229 |  | Area Lighting for Stairwells | Linear Fluorescent | All Commercial | 58.564 | 72.229
| Area Lighting (Low/Medium Bay) | [5 empty] | Area Lighting (Low/Medium Bay) | Linear Fluorescent | All Commercial | 0 | 0
|  | CFL |  |  |  |  | Area Lighting (Low/Medium Bay) | CFL | All Commercial | 0 | 0
|  |  | University/College | 13.0203 | 17.7953 |  | Area Lighting (Low/Medium Bay) | CFL | University/College | 13.0203 | 17.7953
|  |  | Warehouse | 6.9684 | 11.4601 |  | Area Lighting (Low/Medium Bay) | CFL | Warehouse | 6.9684 | 11.4601
|  |  | Health and Medical Clinics | 15.9286 | 7.2172 |  | Area Lighting (Low/Medium Bay) | CFL | Health and Medical Clinics | 15.9286 | 7.2172
|  |  | Restaurant | 11.1934 | 18.067 |  | Area Lighting (Low/Medium Bay) | CFL | Restaurant | 11.1934 | 18.067
|  |  | Miscellaneous | 45.2917 | 73.6126 |  | Area Lighting (Low/Medium Bay) | CFL | Miscellaneous | 45.2917 | 73.6126
|  |  | Health and Medical Hospital | 15.2136 | 21.2939 |  | Area Lighting (Low/Medium Bay) | CFL | Health and Medical Hospital | 15.2136 | 21.2939
|  | Halogen |  |  |  |  | Area Lighting (Low/Medium Bay) | Halogen | Health and Medical Hospital | 0 | 0
|  |  | Hotel/Motel, Dorms, Assisted Living | 37.0983 | 20.0331 |  | Area Lighting (Low/Medium Bay) | Halogen | Hotel/Motel, Dorms, Assisted Living | 37.0983 | 20.0331
|  | Incandescent |  |  |  |  | Area Lighting (Low/Medium Bay) | Incandescent | Hotel/Motel, Dorms, Assisted Living | 0 | 0
|  |  | Hotel/Motel, Dorms, Assisted Living | 39.0508 | 20.0331 |  | Area Lighting (Low/Medium Bay) | Incandescent | Hotel/Motel, Dorms, Assisted Living | 39.0508 | 20.0331
|  |  | Restaurant | 80.5564 | 34.8491 |  | Area Lighting (Low/Medium Bay) | Incandescent | Restaurant | 80.5564 | 34.8491
|  | Linear Fluorescent |  |  |  |  | Area Lighting (Low/Medium Bay) | Linear Fluorescent | Restaurant | 0 | 0
|  |  | Hotel/Motel, Dorms, Assisted Living | 10.4642 | 14.3052 |  | Area Lighting (Low/Medium Bay) | Linear Fluorescent | Hotel/Motel, Dorms, Assisted Living | 10.4642 | 14.3052
|  |  | University/College | 151.9763 | 187.2744 |  | Area Lighting (Low/Medium Bay) | Linear Fluorescent | University/College | 151.9763 | 187.2744
|  |  | Office | 857.8202 | 1056.5798 |  | Area Lighting (Low/Medium Bay) | Linear Fluorescent | Office | 857.8202 | 1056.5798
|  |  | Retail | 131.7041 | 147.701 |  | Area Lighting (Low/Medium Bay) | Linear Fluorescent | Retail | 131.7041 | 147.701
|  |  | Warehouse | 64.585 | 84.0979 |  | Area Lighting (Low/Medium Bay) | Linear Fluorescent | Warehouse | 64.585 | 84.0979
|  |  | Food and Liquor Stores | 64.9758 | 69.7896 |  | Area Lighting (Low/Medium Bay) | Linear Fluorescent | Food and Liquor Stores | 64.9758 | 69.7896
|  |  | Health and Medical Clinics | 82.4817 | 94.5179 |  | Area Lighting (Low/Medium Bay) | Linear Fluorescent | Health and Medical Clinics | 82.4817 | 94.5179
|  |  | Restaurant | 53.8056 | 78.5628 |  | Area Lighting (Low/Medium Bay) | Linear Fluorescent | Restaurant | 53.8056 | 78.5628
|  |  | Schools | 220.6172 | 271.0671 |  | Area Lighting (Low/Medium Bay) | Linear Fluorescent | Schools | 220.6172 | 271.0671
|  |  | Miscellaneous | 598.7557 | 729.0289 |  | Area Lighting (Low/Medium Bay) | Linear Fluorescent | Miscellaneous | 598.7557 | 729.0289
|  |  | Health and Medical Hospital | 156.7106 | 197.7614 |  | Area Lighting (Low/Medium Bay) | Linear Fluorescent | Health and Medical Hospital | 156.7106 | 197.7614
|  | Halogen |  |  |  |  | Area Lighting (Low/Medium Bay) | Halogen | Health and Medical Hospital | 0 | 0
|  |  | Restaurant | 18.4615 | 8.8304 |  | Area Lighting (Low/Medium Bay) | Halogen | Restaurant | 18.4615 | 8.8304
| Area Lighting (High Bay) | [5 empty] | Area Lighting (High Bay) | Halogen | Restaurant | 0 | 0
|  | CFL |  |  |  |  | Area Lighting (High Bay) | CFL | Restaurant | 0 | 0
|  |  | Retail | 38.3765 | 60.597 |  | Area Lighting (High Bay) | CFL | Retail | 38.3765 | 60.597
|  | Linear Fluorescent |  |  |  |  | Area Lighting (High Bay) | Linear Fluorescent | Retail | 0 | 0
|  |  | University/College | 19.0289 | 23.4485 |  | Area Lighting (High Bay) | Linear Fluorescent | University/College | 19.0289 | 23.4485
|  |  | Retail | 505.3518 | 440.1536 |  | Area Lighting (High Bay) | Linear Fluorescent | Retail | 505.3518 | 440.1536
|  |  | Warehouse | 215.0729 | 214.5075 |  | Area Lighting (High Bay) | Linear Fluorescent | Warehouse | 215.0729 | 214.5075
|  |  | Food and Liquor Stores | 207.877 | 148.3182 |  | Area Lighting (High Bay) | Linear Fluorescent | Food and Liquor Stores | 207.877 | 148.3182
|  |  | Schools | 66.228 | 96.7673 |  | Area Lighting (High Bay) | Linear Fluorescent | Schools | 66.228 | 96.7673
|  |  | Industrial | 632.6181 | 939.2172 |  | Area Lighting (High Bay) | Linear Fluorescent | Industrial | 632.6181 | 939.2172
|  | MH (Std, PS, CMH) |  |  |  |  | Area Lighting (High Bay) | MH (Std, PS, CMH) | Industrial | 0 | 0
|  |  | University/College | 8.4758 | 4.9589 |  | Area Lighting (High Bay) | MH (Std, PS, CMH) | University/College | 8.4758 | 4.9589
|  |  | Retail | 405.7302 | 243.3156 |  | Area Lighting (High Bay) | MH (Std, PS, CMH) | Retail | 405.7302 | 243.3156
|  |  | Warehouse | 119.1718 | 71.4208 |  | Area Lighting (High Bay) | MH (Std, PS, CMH) | Warehouse | 119.1718 | 71.4208
|  |  | Schools | 29.499 | 20.652 |  | Area Lighting (High Bay) | MH (Std, PS, CMH) | Schools | 29.499 | 20.652
|  |  | Industrial | 62.702 | 44.1985 |  | Area Lighting (High Bay) | MH (Std, PS, CMH) | Industrial | 62.702 | 44.1985
[7 empty] | Area Lighting (High Bay) | MH (Std, PS, CMH) | Industrial | 0 | 0
[7 empty] | Area Lighting (High Bay) | MH (Std, PS, CMH) | Industrial | 0 | 0
[7 empty] | Area Lighting (High Bay) | MH (Std, PS, CMH) | Industrial | 0 | 0
[7 empty] | Area Lighting (High Bay) | MH (Std, PS, CMH) | Industrial | 0 | 0
[7 empty] | Area Lighting (High Bay) | MH (Std, PS, CMH) | Industrial | 0 | 0
[7 empty] | Area Lighting (High Bay) | MH (Std, PS, CMH) | Industrial | 0 | 0
[7 empty] | Area Lighting (High Bay) | MH (Std, PS, CMH) | Industrial | 0 | 0
[7 empty] | Area Lighting (High Bay) | MH (Std, PS, CMH) | Industrial | 0 | 0
[7 empty] | Area Lighting (High Bay) | MH (Std, PS, CMH) | Industrial | 0 | 0
[7 empty] | Area Lighting (High Bay) | MH (Std, PS, CMH) | Industrial | 0 | 0
[7 empty] | Area Lighting (High Bay) | MH (Std, PS, CMH) | Industrial | 0 | 0
[7 empty] | Area Lighting (High Bay) | MH (Std, PS, CMH) | Industrial | 0 | 0
[7 empty] | Area Lighting (High Bay) | MH (Std, PS, CMH) | Industrial | 0 | 0
[7 empty] | Area Lighting (High Bay) | MH (Std, PS, CMH) | Industrial | 0 | 0
[7 empty] | Area Lighting (High Bay) | MH (Std, PS, CMH) | Industrial | 0 | 0
[7 empty] | Area Lighting (High Bay) | MH (Std, PS, CMH) | Industrial | 0 | 0
[7 empty] | Area Lighting (High Bay) | MH (Std, PS, CMH) | Industrial | 0 | 0
[7 empty] | Area Lighting (High Bay) | MH (Std, PS, CMH) | Industrial | 0 | 0
[7 empty] | Area Lighting (High Bay) | MH (Std, PS, CMH) | Industrial | 0 | 0
[7 empty] | Area Lighting (High Bay) | MH (Std, PS, CMH) | Industrial | 0 | 0
[7 empty] | Area Lighting (High Bay) | MH (Std, PS, CMH) | Industrial | 0 | 0
[7 empty] | Area Lighting (High Bay) | MH (Std, PS, CMH) | Industrial | 0 | 0
[7 empty] | Area Lighting (High Bay) | MH (Std, PS, CMH) | Industrial | 0 | 0
[7 empty] | Area Lighting (High Bay) | MH (Std, PS, CMH) | Industrial | 0 | 0
[7 empty] | Area Lighting (High Bay) | MH (Std, PS, CMH) | Industrial | 0 | 0
[7 empty] | Area Lighting (High Bay) | MH (Std, PS, CMH) | Industrial | 0 | 0
[7 empty] | Area Lighting (High Bay) | MH (Std, PS, CMH) | Industrial | 0 | 0
[7 empty] | Area Lighting (High Bay) | MH (Std, PS, CMH) | Industrial | 0 | 0
[7 empty] | Area Lighting (High Bay) | MH (Std, PS, CMH) | Industrial | 0 | 0
[7 empty] | Area Lighting (High Bay) | MH (Std, PS, CMH) | Industrial | 0 | 0
[7 empty] | Area Lighting (High Bay) | MH (Std, PS, CMH) | Industrial | 0 | 0
[7 empty] | Area Lighting (High Bay) | MH (Std, PS, CMH) | Industrial | 0 | 0
[7 empty] | Area Lighting (High Bay) | MH (Std, PS, CMH) | Industrial | 0 | 0
[7 empty] | Area Lighting (High Bay) | MH (Std, PS, CMH) | Industrial | 0 | 0
[7 empty] | Area Lighting (High Bay) | MH (Std, PS, CMH) | Industrial | 0 | 0
[7 empty] | Area Lighting (High Bay) | MH (Std, PS, CMH) | Industrial | 0 | 0
[7 empty] | Area Lighting (High Bay) | MH (Std, PS, CMH) | Industrial | 0 | 0

## Summary-NonResExterior
By Efficient Technology
| Building Sector | Non-Residential Exterior
| Efficient Lighting | Lighting Application | Building Sub-Sector | Baseline Lighting | Max of Lighting Savings | Max of Control Savings | Efficient Lighting | Lighting Application | Building Sub-Sector | Baseline Lighting | Max of Lighting Savings | Max of Control Savings | Row Labels | Total Lighting Technology Potential | Total Control Technology Potential
| CFL | [5 empty] | CFL | Lighting Application | Building Sub-Sector | Baseline Lighting | 0 | 0 | Induction | 816.3101 | 729.274
|  | Bldg Façade, Landscape, Service Canopies, and Stadium/Athletic Field Lighting |  |  |  |  | CFL | Bldg Façade, Landscape, Service Canopies, and Stadium/Athletic Field Lighting | Building Sub-Sector | Baseline Lighting | 0 | 0 | LED | 741.8523 | 476.8821
|  |  | Outdoor Lighting |  |  |  | CFL | Bldg Façade, Landscape, Service Canopies, and Stadium/Athletic Field Lighting | Outdoor Lighting | Baseline Lighting | 0 | 0 | LED Signs | 17.6231 | 26.1642
|  |  |  | Incandescent | 50.8873 | 23.1473 | CFL | Bldg Façade, Landscape, Service Canopies, and Stadium/Athletic Field Lighting | Outdoor Lighting | Incandescent | 50.8873 | 23.1473 | High Efficiency Linear Fluorescent T-8/T-5 | 210.6108 | 328.4288
|  |  |  | Halogen | 55.8941 | 26.7428 | CFL | Bldg Façade, Landscape, Service Canopies, and Stadium/Athletic Field Lighting | Outdoor Lighting | Halogen | 55.8941 | 26.7428 | LED Traffic Signals | 4.3527 | 0
| Induction | [5 empty] | Induction | Bldg Façade, Landscape, Service Canopies, and Stadium/Athletic Field Lighting | Outdoor Lighting | Halogen | 0 | 0 | CFL | 106.7814 | 49.8901
|  | Street Lights |  |  |  |  | Induction | Street Lights | Outdoor Lighting | Halogen | 0 | 0 | LED Panel Lighting | 392.0709 | 265.5625
|  |  | Roadway |  |  |  | Induction | Street Lights | Roadway | Halogen | 0 | 0 | CMH | 381.037 | 462.3715
|  |  |  | MH (Std, PS, CMH) | 12.4442 | 34.535 | Induction | Street Lights | Roadway | MH (Std, PS, CMH) | 12.4442 | 34.535 | Outdoor LED Fixture | 1246.4717 | 488.6836
|  |  |  | HPS/MV | 318.0103 | 295.6646 | Induction | Street Lights | Roadway | HPS/MV | 318.0103 | 295.6646 | LED Roadway | 48.9929 | 34.535
|  | Parking Lot |  |  |  |  | Induction | Parking Lot | Roadway | HPS/MV | 0 | 0 | Grand Total | 3966.103 | 2861.7918
|  |  | Outdoor Lighting |  |  |  | Induction | Parking Lot | Outdoor Lighting | HPS/MV | 0 | 0
|  |  |  | MH (Std, PS, CMH) | 182.4854 | 180.5898 | Induction | Parking Lot | Outdoor Lighting | MH (Std, PS, CMH) | 182.4854 | 180.5898
|  |  |  | HPS/MV | 110.7002 | 107.8428 | Induction | Parking Lot | Outdoor Lighting | HPS/MV | 110.7002 | 107.8428
|  | Bldg Façade, Landscape, Service Canopies, and Stadium/Athletic Field Lighting |  |  |  |  | Induction | Bldg Façade, Landscape, Service Canopies, and Stadium/Athletic Field Lighting | Outdoor Lighting | HPS/MV | 0 | 0
|  |  | Outdoor Lighting |  |  |  | Induction | Bldg Façade, Landscape, Service Canopies, and Stadium/Athletic Field Lighting | Outdoor Lighting | HPS/MV | 0 | 0
|  |  |  | MH (Std, PS, CMH) | 164.2679 | 86.3127 | Induction | Bldg Façade, Landscape, Service Canopies, and Stadium/Athletic Field Lighting | Outdoor Lighting | MH (Std, PS, CMH) | 164.2679 | 86.3127
|  |  |  | HPS/MV | 28.4021 | 24.3291 | Induction | Bldg Façade, Landscape, Service Canopies, and Stadium/Athletic Field Lighting | Outdoor Lighting | HPS/MV | 28.4021 | 24.3291
| LED | [5 empty] | LED | Bldg Façade, Landscape, Service Canopies, and Stadium/Athletic Field Lighting | Outdoor Lighting | HPS/MV | 0 | 0
|  | Street Lights |  |  |  |  | LED | Street Lights | Outdoor Lighting | HPS/MV | 0 | 0
|  |  | Roadway |  |  |  | LED | Street Lights | Roadway | HPS/MV | 0 | 0
|  |  |  | HPS/MV | 571.4233 | 295.6646 | LED | Street Lights | Roadway | HPS/MV | 571.4233 | 295.6646
|  | Parking Garage |  |  |  |  | LED | Parking Garage | Roadway | HPS/MV | 0 | 0
|  |  | Outdoor Lighting |  |  |  | LED | Parking Garage | Outdoor Lighting | HPS/MV | 0 | 0
|  |  |  | CFL | 66.5794 | 96.4844 | LED | Parking Garage | Outdoor Lighting | CFL | 66.5794 | 96.4844
|  | Bldg Façade, Landscape, Service Canopies, and Stadium/Athletic Field Lighting |  |  |  |  | LED | Bldg Façade, Landscape, Service Canopies, and Stadium/Athletic Field Lighting | Outdoor Lighting | CFL | 0 | 0
|  |  | Outdoor Lighting |  |  |  | LED | Bldg Façade, Landscape, Service Canopies, and Stadium/Athletic Field Lighting | Outdoor Lighting | CFL | 0 | 0
|  |  |  | CFL | 49.7141 | 61.5859 | LED | Bldg Façade, Landscape, Service Canopies, and Stadium/Athletic Field Lighting | Outdoor Lighting | CFL | 49.7141 | 61.5859
|  |  |  | Incandescent | 54.1354 | 23.1473 | LED | Bldg Façade, Landscape, Service Canopies, and Stadium/Athletic Field Lighting | Outdoor Lighting | Incandescent | 54.1354 | 23.1473
| LED Panel Lighting | [5 empty] | LED Panel Lighting | Bldg Façade, Landscape, Service Canopies, and Stadium/Athletic Field Lighting | Outdoor Lighting | Incandescent | 0 | 0
|  | Parking Garage |  |  |  |  | LED Panel Lighting | Parking Garage | Outdoor Lighting | Incandescent | 0 | 0
|  |  | Outdoor Lighting |  |  |  | LED Panel Lighting | Parking Garage | Outdoor Lighting | Incandescent | 0 | 0
|  |  |  | Linear Fluorescent | 392.0709 | 265.5625 | LED Panel Lighting | Parking Garage | Outdoor Lighting | Linear Fluorescent | 392.0709 | 265.5625
| LED Signs | [5 empty] | LED Signs | Parking Garage | Outdoor Lighting | Linear Fluorescent | 0 | 0
|  | Signs and Billboards |  |  |  |  | LED Signs | Signs and Billboards | Outdoor Lighting | Linear Fluorescent | 0 | 0
|  |  | Roadway |  |  |  | LED Signs | Signs and Billboards | Roadway | Linear Fluorescent | 0 | 0
|  |  |  | Fluorescent Signs | 9.1825 | 13.6328 | LED Signs | Signs and Billboards | Roadway | Fluorescent Signs | 9.1825 | 13.6328
|  |  |  | Neon Signs | 8.4407 | 12.5314 | LED Signs | Signs and Billboards | Roadway | Neon Signs | 8.4407 | 12.5314
| High Efficiency Linear Fluorescent T-8/T-5 | [5 empty] | High Efficiency Linear Fluorescent T-8/T-5 | Signs and Billboards | Roadway | Neon Signs | 0 | 0
|  | Parking Garage |  |  |  |  | High Efficiency Linear Fluorescent T-8/T-5 | Parking Garage | Roadway | Neon Signs | 0 | 0
|  |  | Outdoor Lighting |  |  |  | High Efficiency Linear Fluorescent T-8/T-5 | Parking Garage | Outdoor Lighting | Neon Signs | 0 | 0
|  |  |  | Linear Fluorescent | 160.7385 | 265.5625 | High Efficiency Linear Fluorescent T-8/T-5 | Parking Garage | Outdoor Lighting | Linear Fluorescent | 160.7385 | 265.5625
|  | Parking Lot |  |  |  |  | High Efficiency Linear Fluorescent T-8/T-5 | Parking Lot | Outdoor Lighting | Linear Fluorescent | 0 | 0
|  |  | Outdoor Lighting |  |  |  | High Efficiency Linear Fluorescent T-8/T-5 | Parking Lot | Outdoor Lighting | Linear Fluorescent | 0 | 0
|  |  |  | Linear Fluorescent | 14.9887 | 39.6572 | High Efficiency Linear Fluorescent T-8/T-5 | Parking Lot | Outdoor Lighting | Linear Fluorescent | 14.9887 | 39.6572
|  | Bldg Façade, Landscape, Service Canopies, and Stadium/Athletic Field Lighting |  |  |  |  | High Efficiency Linear Fluorescent T-8/T-5 | Bldg Façade, Landscape, Service Canopies, and Stadium/Athletic Field Lighting | Outdoor Lighting | Linear Fluorescent | 0 | 0
|  |  | Outdoor Lighting |  |  |  | High Efficiency Linear Fluorescent T-8/T-5 | Bldg Façade, Landscape, Service Canopies, and Stadium/Athletic Field Lighting | Outdoor Lighting | Linear Fluorescent | 0 | 0
|  |  |  | Linear Fluorescent | 34.8836 | 23.2092 | High Efficiency Linear Fluorescent T-8/T-5 | Bldg Façade, Landscape, Service Canopies, and Stadium/Athletic Field Lighting | Outdoor Lighting | Linear Fluorescent | 34.8836 | 23.2092
| CMH | [5 empty] | CMH | Bldg Façade, Landscape, Service Canopies, and Stadium/Athletic Field Lighting | Outdoor Lighting | Linear Fluorescent | 0 | 0
|  | Street Lights |  |  |  |  | CMH | Street Lights | Outdoor Lighting | Linear Fluorescent | 0 | 0
|  |  | Roadway |  |  |  | CMH | Street Lights | Roadway | Linear Fluorescent | 0 | 0
|  |  |  | MH (Std, PS, CMH) | 21.9713 | 34.535 | CMH | Street Lights | Roadway | MH (Std, PS, CMH) | 21.9713 | 34.535
|  |  |  | HPS/MV | 249.7997 | 295.6646 | CMH | Street Lights | Roadway | HPS/MV | 249.7997 | 295.6646
|  | Parking Lot |  |  |  |  | CMH | Parking Lot | Roadway | HPS/MV | 0 | 0
|  |  | Outdoor Lighting |  |  |  | CMH | Parking Lot | Outdoor Lighting | HPS/MV | 0 | 0
|  |  |  | HPS/MV | 86.9559 | 107.8428 | CMH | Parking Lot | Outdoor Lighting | HPS/MV | 86.9559 | 107.8428
|  | Bldg Façade, Landscape, Service Canopies, and Stadium/Athletic Field Lighting |  |  |  |  | CMH | Bldg Façade, Landscape, Service Canopies, and Stadium/Athletic Field Lighting | Outdoor Lighting | HPS/MV | 0 | 0
|  |  | Outdoor Lighting |  |  |  | CMH | Bldg Façade, Landscape, Service Canopies, and Stadium/Athletic Field Lighting | Outdoor Lighting | HPS/MV | 0 | 0
|  |  |  | HPS/MV | 22.3101 | 24.3291 | CMH | Bldg Façade, Landscape, Service Canopies, and Stadium/Athletic Field Lighting | Outdoor Lighting | HPS/MV | 22.3101 | 24.3291
| LED Traffic Signals | [5 empty] | LED Traffic Signals | Bldg Façade, Landscape, Service Canopies, and Stadium/Athletic Field Lighting | Outdoor Lighting | HPS/MV | 0 | 0
|  | Traffic Signals |  |  |  |  | LED Traffic Signals | Traffic Signals | Outdoor Lighting | HPS/MV | 0 | 0
|  |  | Roadway |  |  |  | LED Traffic Signals | Traffic Signals | Roadway | HPS/MV | 0 | 0
|  |  |  | Incandescent Signals | 4.3527 | 0 | LED Traffic Signals | Traffic Signals | Roadway | Incandescent Signals | 4.3527 | 0
| Outdoor LED Fixture | [5 empty] | Outdoor LED Fixture | Traffic Signals | Roadway | Incandescent Signals | 0 | 0
|  | Parking Lot |  |  |  |  | Outdoor LED Fixture | Parking Lot | Roadway | Incandescent Signals | 0 | 0
|  |  | Outdoor Lighting |  |  |  | Outdoor LED Fixture | Parking Lot | Outdoor Lighting | Incandescent Signals | 0 | 0
|  |  |  | Linear Fluorescent | 36.5602 | 39.6572 | Outdoor LED Fixture | Parking Lot | Outdoor Lighting | Linear Fluorescent | 36.5602 | 39.6572
|  |  |  | MH (Std, PS, CMH) | 718.4475 | 180.5898 | Outdoor LED Fixture | Parking Lot | Outdoor Lighting | MH (Std, PS, CMH) | 718.4475 | 180.5898
|  |  |  | HPS/MV | 198.9138 | 107.8428 | Outdoor LED Fixture | Parking Lot | Outdoor Lighting | HPS/MV | 198.9138 | 107.8428
|  | Bldg Façade, Landscape, Service Canopies, and Stadium/Athletic Field Lighting |  |  |  |  | Outdoor LED Fixture | Bldg Façade, Landscape, Service Canopies, and Stadium/Athletic Field Lighting | Outdoor Lighting | HPS/MV | 0 | 0
|  |  | Outdoor Lighting |  |  |  | Outdoor LED Fixture | Bldg Façade, Landscape, Service Canopies, and Stadium/Athletic Field Lighting | Outdoor Lighting | HPS/MV | 0 | 0
|  |  |  | Linear Fluorescent | 16.5624 | 23.2092 | Outdoor LED Fixture | Bldg Façade, Landscape, Service Canopies, and Stadium/Athletic Field Lighting | Outdoor Lighting | Linear Fluorescent | 16.5624 | 23.2092
|  |  |  | Halogen | 60.6851 | 26.7428 | Outdoor LED Fixture | Bldg Façade, Landscape, Service Canopies, and Stadium/Athletic Field Lighting | Outdoor Lighting | Halogen | 60.6851 | 26.7428
|  |  |  | MH (Std, PS, CMH) | 164.2679 | 86.3127 | Outdoor LED Fixture | Bldg Façade, Landscape, Service Canopies, and Stadium/Athletic Field Lighting | Outdoor Lighting | MH (Std, PS, CMH) | 164.2679 | 86.3127
|  |  |  | HPS/MV | 51.0349 | 24.3291 | Outdoor LED Fixture | Bldg Façade, Landscape, Service Canopies, and Stadium/Athletic Field Lighting | Outdoor Lighting | HPS/MV | 51.0349 | 24.3291
| LED Roadway | [5 empty] | LED Roadway | Bldg Façade, Landscape, Service Canopies, and Stadium/Athletic Field Lighting | Outdoor Lighting | HPS/MV | 0 | 0
|  | Street Lights |  |  |  |  | LED Roadway | Street Lights | Outdoor Lighting | HPS/MV | 0 | 0
|  |  | Roadway |  |  |  | LED Roadway | Street Lights | Roadway | HPS/MV | 0 | 0
|  |  |  | MH (Std, PS, CMH) | 48.9929 | 34.535 | LED Roadway | Street Lights | Roadway | MH (Std, PS, CMH) | 48.9929 | 34.535
[7 empty] | LED Roadway | Street Lights | Roadway | MH (Std, PS, CMH) | 0 | 0
[7 empty] | LED Roadway | Street Lights | Roadway | MH (Std, PS, CMH) | 0 | 0
[7 empty] | LED Roadway | Street Lights | Roadway | MH (Std, PS, CMH) | 0 | 0
[7 empty] | LED Roadway | Street Lights | Roadway | MH (Std, PS, CMH) | 0 | 0
[7 empty] | LED Roadway | Street Lights | Roadway | MH (Std, PS, CMH) | 0 | 0
[7 empty] | LED Roadway | Street Lights | Roadway | MH (Std, PS, CMH) | 0 | 0
[7 empty] | LED Roadway | Street Lights | Roadway | MH (Std, PS, CMH) | 0 | 0
[7 empty] | LED Roadway | Street Lights | Roadway | MH (Std, PS, CMH) | 0 | 0
[7 empty] | LED Roadway | Street Lights | Roadway | MH (Std, PS, CMH) | 0 | 0
[7 empty] | LED Roadway | Street Lights | Roadway | MH (Std, PS, CMH) | 0 | 0
[7 empty] | LED Roadway | Street Lights | Roadway | MH (Std, PS, CMH) | 0 | 0
[7 empty] | LED Roadway | Street Lights | Roadway | MH (Std, PS, CMH) | 0 | 0
[7 empty] | LED Roadway | Street Lights | Roadway | MH (Std, PS, CMH) | 0 | 0
[7 empty] | LED Roadway | Street Lights | Roadway | MH (Std, PS, CMH) | 0 | 0
[7 empty] | LED Roadway | Street Lights | Roadway | MH (Std, PS, CMH) | 0 | 0
[7 empty] | LED Roadway | Street Lights | Roadway | MH (Std, PS, CMH) | 0 | 0
[7 empty] | LED Roadway | Street Lights | Roadway | MH (Std, PS, CMH) | 0 | 0
[7 empty] | LED Roadway | Street Lights | Roadway | MH (Std, PS, CMH) | 0 | 0
[7 empty] | LED Roadway | Street Lights | Roadway | MH (Std, PS, CMH) | 0 | 0
[7 empty] | LED Roadway | Street Lights | Roadway | MH (Std, PS, CMH) | 0 | 0
[7 empty] | LED Roadway | Street Lights | Roadway | MH (Std, PS, CMH) | 0 | 0
[7 empty] | LED Roadway | Street Lights | Roadway | MH (Std, PS, CMH) | 0 | 0
[7 empty] | LED Roadway | Street Lights | Roadway | MH (Std, PS, CMH) | 0 | 0
[7 empty] | LED Roadway | Street Lights | Roadway | MH (Std, PS, CMH) | 0 | 0
[7 empty] | LED Roadway | Street Lights | Roadway | MH (Std, PS, CMH) | 0 | 0
[7 empty] | LED Roadway | Street Lights | Roadway | MH (Std, PS, CMH) | 0 | 0
[7 empty] | LED Roadway | Street Lights | Roadway | MH (Std, PS, CMH) | 0 | 0
[7 empty] | LED Roadway | Street Lights | Roadway | MH (Std, PS, CMH) | 0 | 0
[7 empty] | LED Roadway | Street Lights | Roadway | MH (Std, PS, CMH) | 0 | 0
[7 empty] | LED Roadway | Street Lights | Roadway | MH (Std, PS, CMH) | 0 | 0
[7 empty] | LED Roadway | Street Lights | Roadway | MH (Std, PS, CMH) | 0 | 0
[7 empty] | LED Roadway | Street Lights | Roadway | MH (Std, PS, CMH) | 0 | 0
[7 empty] | LED Roadway | Street Lights | Roadway | MH (Std, PS, CMH) | 0 | 0
[7 empty] | LED Roadway | Street Lights | Roadway | MH (Std, PS, CMH) | 0 | 0
[7 empty] | LED Roadway | Street Lights | Roadway | MH (Std, PS, CMH) | 0 | 0
[7 empty] | LED Roadway | Street Lights | Roadway | MH (Std, PS, CMH) | 0 | 0
[7 empty] | LED Roadway | Street Lights | Roadway | MH (Std, PS, CMH) | 0 | 0
[7 empty] | LED Roadway | Street Lights | Roadway | MH (Std, PS, CMH) | 0 | 0
[7 empty] | LED Roadway | Street Lights | Roadway | MH (Std, PS, CMH) | 0 | 0
[7 empty] | LED Roadway | Street Lights | Roadway | MH (Std, PS, CMH) | 0 | 0
[7 empty] | LED Roadway | Street Lights | Roadway | MH (Std, PS, CMH) | 0 | 0
[7 empty] | LED Roadway | Street Lights | Roadway | MH (Std, PS, CMH) | 0 | 0
[7 empty] | LED Roadway | Street Lights | Roadway | MH (Std, PS, CMH) | 0 | 0
[7 empty] | LED Roadway | Street Lights | Roadway | MH (Std, PS, CMH) | 0 | 0
[7 empty] | LED Roadway | Street Lights | Roadway | MH (Std, PS, CMH) | 0 | 0
[7 empty] | LED Roadway | Street Lights | Roadway | MH (Std, PS, CMH) | 0 | 0
[7 empty] | LED Roadway | Street Lights | Roadway | MH (Std, PS, CMH) | 0 | 0
[7 empty] | LED Roadway | Street Lights | Roadway | MH (Std, PS, CMH) | 0 | 0
[7 empty] | LED Roadway | Street Lights | Roadway | MH (Std, PS, CMH) | 0 | 0
[7 empty] | LED Roadway | Street Lights | Roadway | MH (Std, PS, CMH) | 0 | 0
[7 empty] | LED Roadway | Street Lights | Roadway | MH (Std, PS, CMH) | 0 | 0
[7 empty] | LED Roadway | Street Lights | Roadway | MH (Std, PS, CMH) | 0 | 0
[7 empty] | LED Roadway | Street Lights | Roadway | MH (Std, PS, CMH) | 0 | 0
[7 empty] | LED Roadway | Street Lights | Roadway | MH (Std, PS, CMH) | 0 | 0
[7 empty] | LED Roadway | Street Lights | Roadway | MH (Std, PS, CMH) | 0 | 0
[7 empty] | LED Roadway | Street Lights | Roadway | MH (Std, PS, CMH) | 0 | 0
[7 empty] | LED Roadway | Street Lights | Roadway | MH (Std, PS, CMH) | 0 | 0
[7 empty] | LED Roadway | Street Lights | Roadway | MH (Std, PS, CMH) | 0 | 0
[7 empty] | LED Roadway | Street Lights | Roadway | MH (Std, PS, CMH) | 0 | 0
[7 empty] | LED Roadway | Street Lights | Roadway | MH (Std, PS, CMH) | 0 | 0
[7 empty] | LED Roadway | Street Lights | Roadway | MH (Std, PS, CMH) | 0 | 0
[7 empty] | LED Roadway | Street Lights | Roadway | MH (Std, PS, CMH) | 0 | 0
[7 empty] | LED Roadway | Street Lights | Roadway | MH (Std, PS, CMH) | 0 | 0
[7 empty] | LED Roadway | Street Lights | Roadway | MH (Std, PS, CMH) | 0 | 0
[7 empty] | LED Roadway | Street Lights | Roadway | MH (Std, PS, CMH) | 0 | 0
[7 empty] | LED Roadway | Street Lights | Roadway | MH (Std, PS, CMH) | 0 | 0
[7 empty] | LED Roadway | Street Lights | Roadway | MH (Std, PS, CMH) | 0 | 0
[7 empty] | LED Roadway | Street Lights | Roadway | MH (Std, PS, CMH) | 0 | 0
[7 empty] | LED Roadway | Street Lights | Roadway | MH (Std, PS, CMH) | 0 | 0
[7 empty] | LED Roadway | Street Lights | Roadway | MH (Std, PS, CMH) | 0 | 0
[7 empty] | LED Roadway | Street Lights | Roadway | MH (Std, PS, CMH) | 0 | 0
[7 empty] | LED Roadway | Street Lights | Roadway | MH (Std, PS, CMH) | 0 | 0
[7 empty] | LED Roadway | Street Lights | Roadway | MH (Std, PS, CMH) | 0 | 0
[7 empty] | LED Roadway | Street Lights | Roadway | MH (Std, PS, CMH) | 0 | 0
[7 empty] | LED Roadway | Street Lights | Roadway | MH (Std, PS, CMH) | 0 | 0
[7 empty] | LED Roadway | Street Lights | Roadway | MH (Std, PS, CMH) | 0 | 0
[7 empty] | LED Roadway | Street Lights | Roadway | MH (Std, PS, CMH) | 0 | 0
[7 empty] | LED Roadway | Street Lights | Roadway | MH (Std, PS, CMH) | 0 | 0
[7 empty] | LED Roadway | Street Lights | Roadway | MH (Std, PS, CMH) | 0 | 0
[7 empty] | LED Roadway | Street Lights | Roadway | MH (Std, PS, CMH) | 0 | 0
[7 empty] | LED Roadway | Street Lights | Roadway | MH (Std, PS, CMH) | 0 | 0
[7 empty] | LED Roadway | Street Lights | Roadway | MH (Std, PS, CMH) | 0 | 0
[7 empty] | LED Roadway | Street Lights | Roadway | MH (Std, PS, CMH) | 0 | 0
[7 empty] | LED Roadway | Street Lights | Roadway | MH (Std, PS, CMH) | 0 | 0
[7 empty] | LED Roadway | Street Lights | Roadway | MH (Std, PS, CMH) | 0 | 0
[7 empty] | LED Roadway | Street Lights | Roadway | MH (Std, PS, CMH) | 0 | 0
[7 empty] | LED Roadway | Street Lights | Roadway | MH (Std, PS, CMH) | 0 | 0
[7 empty] | LED Roadway | Street Lights | Roadway | MH (Std, PS, CMH) | 0 | 0
[7 empty] | LED Roadway | Street Lights | Roadway | MH (Std, PS, CMH) | 0 | 0
[7 empty] | LED Roadway | Street Lights | Roadway | MH (Std, PS, CMH) | 0 | 0
[7 empty] | LED Roadway | Street Lights | Roadway | MH (Std, PS, CMH) | 0 | 0
[7 empty] | LED Roadway | Street Lights | Roadway | MH (Std, PS, CMH) | 0 | 0
[7 empty] | LED Roadway | Street Lights | Roadway | MH (Std, PS, CMH) | 0 | 0
[7 empty] | LED Roadway | Street Lights | Roadway | MH (Std, PS, CMH) | 0 | 0
[7 empty] | LED Roadway | Street Lights | Roadway | MH (Std, PS, CMH) | 0 | 0
By Application
| Building Sector | Non-Residential Exterior
| Lighting Application | Baseline Lighting | Building Sub-Sector | Max of Lighting Savings | Max of Control Savings |  | Lighting Application | Baseline Lighting | Building Sub-Sector | Max of Lighting Savings | Max of Control Savings |  | Row Labels | Maximum Lighting Application Potential | Maximum Controls Application Potential
| Signs and Billboards | [5 empty] | Signs and Billboards | Baseline Lighting | Building Sub-Sector | 0 | 0 |  | Signs and Billboards | 17.6231 | 26.1642
|  | Fluorescent Signs |  |  |  |  | Signs and Billboards | Fluorescent Signs | Building Sub-Sector | 0 | 0 |  | Street Lights | 620.4162 | 330.1996
|  |  | Roadway | 9.1825 | 13.6328 |  | Signs and Billboards | Fluorescent Signs | Roadway | 9.1825 | 13.6328 |  | Traffic Signals | 4.3527 | 0
|  | Neon Signs |  |  |  |  | Signs and Billboards | Neon Signs | Roadway | 0 | 0 |  | Parking Garage | 458.6504 | 362.0468
|  |  | Roadway | 8.4407 | 12.5314 |  | Signs and Billboards | Neon Signs | Roadway | 8.4407 | 12.5314 |  | Parking Lot | 953.9215 | 328.0898
| Street Lights | [5 empty] | Street Lights | Neon Signs | Roadway | 0 | 0 |  | Bldg Façade, Landscape, Service Canopies, and Stadium/Athletic Field Lighting | 414.7209 | 245.327
|  | MH (Std, PS, CMH) |  |  |  |  | Street Lights | MH (Std, PS, CMH) | Roadway | 0 | 0 |  | Grand Total | 2469.6849 | 1291.8274
|  |  | Roadway | 48.9929 | 34.535 |  | Street Lights | MH (Std, PS, CMH) | Roadway | 48.9929 | 34.535
|  | HPS/MV |  |  |  |  | Street Lights | HPS/MV | Roadway | 0 | 0
|  |  | Roadway | 571.4233 | 295.6646 |  | Street Lights | HPS/MV | Roadway | 571.4233 | 295.6646
| Traffic Signals | [5 empty] | Traffic Signals | HPS/MV | Roadway | 0 | 0
|  | Incandescent Signals |  |  |  |  | Traffic Signals | Incandescent Signals | Roadway | 0 | 0
|  |  | Roadway | 4.3527 | 0 |  | Traffic Signals | Incandescent Signals | Roadway | 4.3527 | 0
| Parking Garage | [5 empty] | Parking Garage | Incandescent Signals | Roadway | 0 | 0
|  | CFL |  |  |  |  | Parking Garage | CFL | Roadway | 0 | 0
|  |  | Outdoor Lighting | 66.5794 | 96.4844 |  | Parking Garage | CFL | Outdoor Lighting | 66.5794 | 96.4844
|  | Linear Fluorescent |  |  |  |  | Parking Garage | Linear Fluorescent | Outdoor Lighting | 0 | 0
|  |  | Outdoor Lighting | 392.0709 | 265.5625 |  | Parking Garage | Linear Fluorescent | Outdoor Lighting | 392.0709 | 265.5625
| Parking Lot | [5 empty] | Parking Lot | Linear Fluorescent | Outdoor Lighting | 0 | 0
|  | Linear Fluorescent |  |  |  |  | Parking Lot | Linear Fluorescent | Outdoor Lighting | 0 | 0
|  |  | Outdoor Lighting | 36.5602 | 39.6572 |  | Parking Lot | Linear Fluorescent | Outdoor Lighting | 36.5602 | 39.6572
|  | MH (Std, PS, CMH) |  |  |  |  | Parking Lot | MH (Std, PS, CMH) | Outdoor Lighting | 0 | 0
|  |  | Outdoor Lighting | 718.4475 | 180.5898 |  | Parking Lot | MH (Std, PS, CMH) | Outdoor Lighting | 718.4475 | 180.5898
|  | HPS/MV |  |  |  |  | Parking Lot | HPS/MV | Outdoor Lighting | 0 | 0
|  |  | Outdoor Lighting | 198.9138 | 107.8428 |  | Parking Lot | HPS/MV | Outdoor Lighting | 198.9138 | 107.8428
| Bldg Façade, Landscape, Service Canopies, and Stadium/Athletic Field Lighting | [5 empty] | Bldg Façade, Landscape, Service Canopies, and Stadium/Athletic Field Lighting | HPS/MV | Outdoor Lighting | 0 | 0
|  | CFL |  |  |  |  | Bldg Façade, Landscape, Service Canopies, and Stadium/Athletic Field Lighting | CFL | Outdoor Lighting | 0 | 0
|  |  | Outdoor Lighting | 49.7141 | 61.5859 |  | Bldg Façade, Landscape, Service Canopies, and Stadium/Athletic Field Lighting | CFL | Outdoor Lighting | 49.7141 | 61.5859
|  | Incandescent |  |  |  |  | Bldg Façade, Landscape, Service Canopies, and Stadium/Athletic Field Lighting | Incandescent | Outdoor Lighting | 0 | 0
|  |  | Outdoor Lighting | 54.1354 | 23.1473 |  | Bldg Façade, Landscape, Service Canopies, and Stadium/Athletic Field Lighting | Incandescent | Outdoor Lighting | 54.1354 | 23.1473
|  | Linear Fluorescent |  |  |  |  | Bldg Façade, Landscape, Service Canopies, and Stadium/Athletic Field Lighting | Linear Fluorescent | Outdoor Lighting | 0 | 0
|  |  | Outdoor Lighting | 34.8836 | 23.2092 |  | Bldg Façade, Landscape, Service Canopies, and Stadium/Athletic Field Lighting | Linear Fluorescent | Outdoor Lighting | 34.8836 | 23.2092
|  | Halogen |  |  |  |  | Bldg Façade, Landscape, Service Canopies, and Stadium/Athletic Field Lighting | Halogen | Outdoor Lighting | 0 | 0
|  |  | Outdoor Lighting | 60.6851 | 26.7428 |  | Bldg Façade, Landscape, Service Canopies, and Stadium/Athletic Field Lighting | Halogen | Outdoor Lighting | 60.6851 | 26.7428
|  | MH (Std, PS, CMH) |  |  |  |  | Bldg Façade, Landscape, Service Canopies, and Stadium/Athletic Field Lighting | MH (Std, PS, CMH) | Outdoor Lighting | 0 | 0
|  |  | Outdoor Lighting | 164.2679 | 86.3127 |  | Bldg Façade, Landscape, Service Canopies, and Stadium/Athletic Field Lighting | MH (Std, PS, CMH) | Outdoor Lighting | 164.2679 | 86.3127
|  | HPS/MV |  |  |  |  | Bldg Façade, Landscape, Service Canopies, and Stadium/Athletic Field Lighting | HPS/MV | Outdoor Lighting | 0 | 0
|  |  | Outdoor Lighting | 51.0349 | 24.3291 |  | Bldg Façade, Landscape, Service Canopies, and Stadium/Athletic Field Lighting | HPS/MV | Outdoor Lighting | 51.0349 | 24.3291
[7 empty] | Bldg Façade, Landscape, Service Canopies, and Stadium/Athletic Field Lighting | HPS/MV | Outdoor Lighting | 0 | 0
[7 empty] | Bldg Façade, Landscape, Service Canopies, and Stadium/Athletic Field Lighting | HPS/MV | Outdoor Lighting | 0 | 0
[7 empty] | Bldg Façade, Landscape, Service Canopies, and Stadium/Athletic Field Lighting | HPS/MV | Outdoor Lighting | 0 | 0
[7 empty] | Bldg Façade, Landscape, Service Canopies, and Stadium/Athletic Field Lighting | HPS/MV | Outdoor Lighting | 0 | 0
[7 empty] | Bldg Façade, Landscape, Service Canopies, and Stadium/Athletic Field Lighting | HPS/MV | Outdoor Lighting | 0 | 0
[7 empty] | Bldg Façade, Landscape, Service Canopies, and Stadium/Athletic Field Lighting | HPS/MV | Outdoor Lighting | 0 | 0
[7 empty] | Bldg Façade, Landscape, Service Canopies, and Stadium/Athletic Field Lighting | HPS/MV | Outdoor Lighting | 0 | 0
[7 empty] | Bldg Façade, Landscape, Service Canopies, and Stadium/Athletic Field Lighting | HPS/MV | Outdoor Lighting | 0 | 0
[7 empty] | Bldg Façade, Landscape, Service Canopies, and Stadium/Athletic Field Lighting | HPS/MV | Outdoor Lighting | 0 | 0
[7 empty] | Bldg Façade, Landscape, Service Canopies, and Stadium/Athletic Field Lighting | HPS/MV | Outdoor Lighting | 0 | 0
[7 empty] | Bldg Façade, Landscape, Service Canopies, and Stadium/Athletic Field Lighting | HPS/MV | Outdoor Lighting | 0 | 0
[7 empty] | Bldg Façade, Landscape, Service Canopies, and Stadium/Athletic Field Lighting | HPS/MV | Outdoor Lighting | 0 | 0
[7 empty] | Bldg Façade, Landscape, Service Canopies, and Stadium/Athletic Field Lighting | HPS/MV | Outdoor Lighting | 0 | 0
[7 empty] | Bldg Façade, Landscape, Service Canopies, and Stadium/Athletic Field Lighting | HPS/MV | Outdoor Lighting | 0 | 0
[7 empty] | Bldg Façade, Landscape, Service Canopies, and Stadium/Athletic Field Lighting | HPS/MV | Outdoor Lighting | 0 | 0
[7 empty] | Bldg Façade, Landscape, Service Canopies, and Stadium/Athletic Field Lighting | HPS/MV | Outdoor Lighting | 0 | 0
[7 empty] | Bldg Façade, Landscape, Service Canopies, and Stadium/Athletic Field Lighting | HPS/MV | Outdoor Lighting | 0 | 0
[7 empty] | Bldg Façade, Landscape, Service Canopies, and Stadium/Athletic Field Lighting | HPS/MV | Outdoor Lighting | 0 | 0
[7 empty] | Bldg Façade, Landscape, Service Canopies, and Stadium/Athletic Field Lighting | HPS/MV | Outdoor Lighting | 0 | 0
[7 empty] | Bldg Façade, Landscape, Service Canopies, and Stadium/Athletic Field Lighting | HPS/MV | Outdoor Lighting | 0 | 0
[7 empty] | Bldg Façade, Landscape, Service Canopies, and Stadium/Athletic Field Lighting | HPS/MV | Outdoor Lighting | 0 | 0
[7 empty] | Bldg Façade, Landscape, Service Canopies, and Stadium/Athletic Field Lighting | HPS/MV | Outdoor Lighting | 0 | 0
[7 empty] | Bldg Façade, Landscape, Service Canopies, and Stadium/Athletic Field Lighting | HPS/MV | Outdoor Lighting | 0 | 0
[7 empty] | Bldg Façade, Landscape, Service Canopies, and Stadium/Athletic Field Lighting | HPS/MV | Outdoor Lighting | 0 | 0
[7 empty] | Bldg Façade, Landscape, Service Canopies, and Stadium/Athletic Field Lighting | HPS/MV | Outdoor Lighting | 0 | 0
[7 empty] | Bldg Façade, Landscape, Service Canopies, and Stadium/Athletic Field Lighting | HPS/MV | Outdoor Lighting | 0 | 0
[7 empty] | Bldg Façade, Landscape, Service Canopies, and Stadium/Athletic Field Lighting | HPS/MV | Outdoor Lighting | 0 | 0
[7 empty] | Bldg Façade, Landscape, Service Canopies, and Stadium/Athletic Field Lighting | HPS/MV | Outdoor Lighting | 0 | 0
[7 empty] | Bldg Façade, Landscape, Service Canopies, and Stadium/Athletic Field Lighting | HPS/MV | Outdoor Lighting | 0 | 0
[7 empty] | Bldg Façade, Landscape, Service Canopies, and Stadium/Athletic Field Lighting | HPS/MV | Outdoor Lighting | 0 | 0
[7 empty] | Bldg Façade, Landscape, Service Canopies, and Stadium/Athletic Field Lighting | HPS/MV | Outdoor Lighting | 0 | 0
[7 empty] | Bldg Façade, Landscape, Service Canopies, and Stadium/Athletic Field Lighting | HPS/MV | Outdoor Lighting | 0 | 0
[7 empty] | Bldg Façade, Landscape, Service Canopies, and Stadium/Athletic Field Lighting | HPS/MV | Outdoor Lighting | 0 | 0
[7 empty] | Bldg Façade, Landscape, Service Canopies, and Stadium/Athletic Field Lighting | HPS/MV | Outdoor Lighting | 0 | 0
[7 empty] | Bldg Façade, Landscape, Service Canopies, and Stadium/Athletic Field Lighting | HPS/MV | Outdoor Lighting | 0 | 0
[7 empty] | Bldg Façade, Landscape, Service Canopies, and Stadium/Athletic Field Lighting | HPS/MV | Outdoor Lighting | 0 | 0
[7 empty] | Bldg Façade, Landscape, Service Canopies, and Stadium/Athletic Field Lighting | HPS/MV | Outdoor Lighting | 0 | 0
[7 empty] | Bldg Façade, Landscape, Service Canopies, and Stadium/Athletic Field Lighting | HPS/MV | Outdoor Lighting | 0 | 0
[7 empty] | Bldg Façade, Landscape, Service Canopies, and Stadium/Athletic Field Lighting | HPS/MV | Outdoor Lighting | 0 | 0
[7 empty] | Bldg Façade, Landscape, Service Canopies, and Stadium/Athletic Field Lighting | HPS/MV | Outdoor Lighting | 0 | 0
[7 empty] | Bldg Façade, Landscape, Service Canopies, and Stadium/Athletic Field Lighting | HPS/MV | Outdoor Lighting | 0 | 0
[7 empty] | Bldg Façade, Landscape, Service Canopies, and Stadium/Athletic Field Lighting | HPS/MV | Outdoor Lighting | 0 | 0
[7 empty] | Bldg Façade, Landscape, Service Canopies, and Stadium/Athletic Field Lighting | HPS/MV | Outdoor Lighting | 0 | 0
[7 empty] | Bldg Façade, Landscape, Service Canopies, and Stadium/Athletic Field Lighting | HPS/MV | Outdoor Lighting | 0 | 0
[7 empty] | Bldg Façade, Landscape, Service Canopies, and Stadium/Athletic Field Lighting | HPS/MV | Outdoor Lighting | 0 | 0
[7 empty] | Bldg Façade, Landscape, Service Canopies, and Stadium/Athletic Field Lighting | HPS/MV | Outdoor Lighting | 0 | 0
[7 empty] | Bldg Façade, Landscape, Service Canopies, and Stadium/Athletic Field Lighting | HPS/MV | Outdoor Lighting | 0 | 0
[7 empty] | Bldg Façade, Landscape, Service Canopies, and Stadium/Athletic Field Lighting | HPS/MV | Outdoor Lighting | 0 | 0
[7 empty] | Bldg Façade, Landscape, Service Canopies, and Stadium/Athletic Field Lighting | HPS/MV | Outdoor Lighting | 0 | 0
[7 empty] | Bldg Façade, Landscape, Service Canopies, and Stadium/Athletic Field Lighting | HPS/MV | Outdoor Lighting | 0 | 0
[7 empty] | Bldg Façade, Landscape, Service Canopies, and Stadium/Athletic Field Lighting | HPS/MV | Outdoor Lighting | 0 | 0
[7 empty] | Bldg Façade, Landscape, Service Canopies, and Stadium/Athletic Field Lighting | HPS/MV | Outdoor Lighting | 0 | 0
[7 empty] | Bldg Façade, Landscape, Service Canopies, and Stadium/Athletic Field Lighting | HPS/MV | Outdoor Lighting | 0 | 0
[7 empty] | Bldg Façade, Landscape, Service Canopies, and Stadium/Athletic Field Lighting | HPS/MV | Outdoor Lighting | 0 | 0
[7 empty] | Bldg Façade, Landscape, Service Canopies, and Stadium/Athletic Field Lighting | HPS/MV | Outdoor Lighting | 0 | 0
[7 empty] | Bldg Façade, Landscape, Service Canopies, and Stadium/Athletic Field Lighting | HPS/MV | Outdoor Lighting | 0 | 0
[7 empty] | Bldg Façade, Landscape, Service Canopies, and Stadium/Athletic Field Lighting | HPS/MV | Outdoor Lighting | 0 | 0
[7 empty] | Bldg Façade, Landscape, Service Canopies, and Stadium/Athletic Field Lighting | HPS/MV | Outdoor Lighting | 0 | 0
[7 empty] | Bldg Façade, Landscape, Service Canopies, and Stadium/Athletic Field Lighting | HPS/MV | Outdoor Lighting | 0 | 0
[7 empty] | Bldg Façade, Landscape, Service Canopies, and Stadium/Athletic Field Lighting | HPS/MV | Outdoor Lighting | 0 | 0
[7 empty] | Bldg Façade, Landscape, Service Canopies, and Stadium/Athletic Field Lighting | HPS/MV | Outdoor Lighting | 0 | 0
[7 empty] | Bldg Façade, Landscape, Service Canopies, and Stadium/Athletic Field Lighting | HPS/MV | Outdoor Lighting | 0 | 0
[7 empty] | Bldg Façade, Landscape, Service Canopies, and Stadium/Athletic Field Lighting | HPS/MV | Outdoor Lighting | 0 | 0
[7 empty] | Bldg Façade, Landscape, Service Canopies, and Stadium/Athletic Field Lighting | HPS/MV | Outdoor Lighting | 0 | 0
[7 empty] | Bldg Façade, Landscape, Service Canopies, and Stadium/Athletic Field Lighting | HPS/MV | Outdoor Lighting | 0 | 0
[7 empty] | Bldg Façade, Landscape, Service Canopies, and Stadium/Athletic Field Lighting | HPS/MV | Outdoor Lighting | 0 | 0
[7 empty] | Bldg Façade, Landscape, Service Canopies, and Stadium/Athletic Field Lighting | HPS/MV | Outdoor Lighting | 0 | 0
[7 empty] | Bldg Façade, Landscape, Service Canopies, and Stadium/Athletic Field Lighting | HPS/MV | Outdoor Lighting | 0 | 0
[7 empty] | Bldg Façade, Landscape, Service Canopies, and Stadium/Athletic Field Lighting | HPS/MV | Outdoor Lighting | 0 | 0
[7 empty] | Bldg Façade, Landscape, Service Canopies, and Stadium/Athletic Field Lighting | HPS/MV | Outdoor Lighting | 0 | 0
[7 empty] | Bldg Façade, Landscape, Service Canopies, and Stadium/Athletic Field Lighting | HPS/MV | Outdoor Lighting | 0 | 0
[7 empty] | Bldg Façade, Landscape, Service Canopies, and Stadium/Athletic Field Lighting | HPS/MV | Outdoor Lighting | 0 | 0
[7 empty] | Bldg Façade, Landscape, Service Canopies, and Stadium/Athletic Field Lighting | HPS/MV | Outdoor Lighting | 0 | 0
[7 empty] | Bldg Façade, Landscape, Service Canopies, and Stadium/Athletic Field Lighting | HPS/MV | Outdoor Lighting | 0 | 0
[7 empty] | Bldg Façade, Landscape, Service Canopies, and Stadium/Athletic Field Lighting | HPS/MV | Outdoor Lighting | 0 | 0
[7 empty] | Bldg Façade, Landscape, Service Canopies, and Stadium/Athletic Field Lighting | HPS/MV | Outdoor Lighting | 0 | 0
[7 empty] | Bldg Façade, Landscape, Service Canopies, and Stadium/Athletic Field Lighting | HPS/MV | Outdoor Lighting | 0 | 0
[7 empty] | Bldg Façade, Landscape, Service Canopies, and Stadium/Athletic Field Lighting | HPS/MV | Outdoor Lighting | 0 | 0
[7 empty] | Bldg Façade, Landscape, Service Canopies, and Stadium/Athletic Field Lighting | HPS/MV | Outdoor Lighting | 0 | 0
[7 empty] | Bldg Façade, Landscape, Service Canopies, and Stadium/Athletic Field Lighting | HPS/MV | Outdoor Lighting | 0 | 0
[7 empty] | Bldg Façade, Landscape, Service Canopies, and Stadium/Athletic Field Lighting | HPS/MV | Outdoor Lighting | 0 | 0
[7 empty] | Bldg Façade, Landscape, Service Canopies, and Stadium/Athletic Field Lighting | HPS/MV | Outdoor Lighting | 0 | 0
[7 empty] | Bldg Façade, Landscape, Service Canopies, and Stadium/Athletic Field Lighting | HPS/MV | Outdoor Lighting | 0 | 0
[7 empty] | Bldg Façade, Landscape, Service Canopies, and Stadium/Athletic Field Lighting | HPS/MV | Outdoor Lighting | 0 | 0
[7 empty] | Bldg Façade, Landscape, Service Canopies, and Stadium/Athletic Field Lighting | HPS/MV | Outdoor Lighting | 0 | 0
[7 empty] | Bldg Façade, Landscape, Service Canopies, and Stadium/Athletic Field Lighting | HPS/MV | Outdoor Lighting | 0 | 0
[7 empty] | Bldg Façade, Landscape, Service Canopies, and Stadium/Athletic Field Lighting | HPS/MV | Outdoor Lighting | 0 | 0
[7 empty] | Bldg Façade, Landscape, Service Canopies, and Stadium/Athletic Field Lighting | HPS/MV | Outdoor Lighting | 0 | 0
[7 empty] | Bldg Façade, Landscape, Service Canopies, and Stadium/Athletic Field Lighting | HPS/MV | Outdoor Lighting | 0 | 0
[7 empty] | Bldg Façade, Landscape, Service Canopies, and Stadium/Athletic Field Lighting | HPS/MV | Outdoor Lighting | 0 | 0
[7 empty] | Bldg Façade, Landscape, Service Canopies, and Stadium/Athletic Field Lighting | HPS/MV | Outdoor Lighting | 0 | 0
[7 empty] | Bldg Façade, Landscape, Service Canopies, and Stadium/Athletic Field Lighting | HPS/MV | Outdoor Lighting | 0 | 0

## Summary-Custom
In order to create custom reports and charts here, use the data in the "MarketSolutions_4CustomReports" worksheet.
Lighting Application | Area Lighting (Low/Medium Bay)
Row Labels | Average of Application Energy Consumption Across California (IOU Territory)
Agricultural | 536.8163
Food and Liquor Stores | 328.3275
Health and Medical Clinics | 446.0041
Health and Medical Hospital | 847.7374
Hotel/Motel, Dorms, Assisted Living | 158.9805
Miscellaneous | 3383.5094
Office | 4282.198
Restaurant | 476.2703
Retail | 758.7848
Schools | 1092.1286
University/College | 812.7364
Warehouse | 358.4937
Grand Total | 944.8461

## MarketSolutions_4customreports
Warning - This is an unprotected copy of the data in the Market Solutions Tab.
NOTE - THIS IS A PLANNING SPREADSHEET - ALL NUMBERS ARE ORDER OF MAGNITUDE IN ACCURACY | [12 empty] | Re-lamp, Re-ballast | Controls Only | [9 empty] | for LMT use only | for LMT use only
Application |  |  |  | Existing Installed / Baseline Technology |  |  |  | Minimum C&S Compliant |  | Efficient Replacement Technology |  | Potential (existing to efficient) |  | Potential (C&S compliant to efficient) |  |  | Market Barriers for Efficient Replacement Practice
|  |  | [Gwh/year] |  | [%] |  | [%] |  |  |  |  | [Gwh/year] |  | [Gwh/year] | [12 empty] | [hours / day]
Building Sector | Building Sub-Sector | Lighting Application | Application Energy Consumption Across California (IOU Territory) | Baseline Lighting | Lighting Saturation | Baseline Control | Control Saturation | Compliant Lighting | Compliant Control | Efficient Lighting | Efficient Control | Lighting Savings (lamp and/or ballast) | Control Savings | Lighting Savings (lamp and/or ballast) | Control Savings2 | - | Lighting Primary | Lighting Secondary | Controls Primary | Controls Secondary | Comments | Column1 | Column2 | Program Action | LMT Ranking | Column3 | Average Daily Hours of Operation | Active During Peak Period | Efficient Lighting Product Life Cycle Stage
Residential | All Residential (Single, Multi-family, and Mobile Homes) | Interior Support (Bathroom, Utility room, laundry room, garage) | 3309.4203 | Incandescent MSB | 61.49% | Manual Switch | 96.79% | Halogen MSB | Vacancy Sensor | CFL MSB | Occupancy | 1275.3447 | 378.206 | 1187.156 | No change |  | Reliability | Performance | No barrier identified | No barrier identified | Lighting reliability - non dimming CFL on dimmer |  |  | Trial in Progress | 1 |  | 2.18 | Yes | Maturity
Residential | All Residential (Single, Multi-family, and Mobile Homes) | Interior Support (Bathroom, Utility room, laundry room, garage) | 3309.4203 | Incandescent MSB | 61.49% | Manual Switch | 96.79% | Halogen MSB | Vacancy Sensor | LED MSB | Occupancy | 1356.7497 | 378.206 | 1288.9122 | No change |  | First cost | Performance | No barrier identified | No barrier identified | None |  |  | ETP Assessment | 4 |  | 2.18 | Yes | Growth
Residential | All Residential (Single, Multi-family, and Mobile Homes) | Interior Support (Bathroom, Utility room, laundry room, garage) | 3309.4203 | Linear Fluorescent | 15.22% | Manual Switch | 98.91% | Linear Fluorescent T-8 / Code Compliant T-12 | Manual Switch | High Efficiency Linear Fluorescent T-8 | Occupancy | 125.9775 | 95.6266 | 80.5703 | 95.6266 |  | No barrier identified | No barrier identified | No barrier identified | No barrier identified | None |  |  | TBD | TBD |  | 2.18 | Yes | Maturity
Residential | All Residential (Single, Multi-family, and Mobile Homes) | Interior Support (Bathroom, Utility room, laundry room, garage) | 3309.4203 | Linear Fluorescent | 15.22% | Manual Switch | 98.91% | Linear Fluorescent T-8 / Code Compliant T-12 | Manual Switch | LED Panel Lighting | Occupancy | 141.6666 | 95.6266 | 88.1237 | 95.6266 |  | First cost | Performance | No barrier identified | No barrier identified | None |  |  | TBD | TBD |  | 2.18 | Yes | Introduction
Residential | All Residential (Single, Multi-family, and Mobile Homes) | Interior Support (Bathroom, Utility room, laundry room, garage) | 3309.4203 | CFL MSB | 9.76% | Manual Switch | 99.1% | Halogen MSB | Vacancy Sensor | LED MSB | Occupancy | 59.6292 | 61.4548 | 59.6292 | No change |  | First cost | Performance | No barrier identified | No barrier identified | None |  |  | TBD | 2 |  | 2.18 | Yes | Growth
Residential | All Residential (Single, Multi-family, and Mobile Homes) | Interior Support (Bathroom, Utility room, laundry room, garage) | 3309.4203 | Incandescent SSB | 5.961% | Manual Switch | 95.44% | Halogen SSB | Vacancy Sensor | LED SSB | Occupancy | 131.525 | 36.1527 | 124.9488 | No change |  | First cost | Awareness | No barrier identified | No barrier identified | None |  |  | TBD | TBD |  | 2.18 | Yes | Growth
Residential | All Residential (Single, Multi-family, and Mobile Homes) | Interior Support (Bathroom, Utility room, laundry room, garage) | 3309.4203 | Incandescent SSB | 5.961% | Manual Switch | 95.44% | Halogen SSB | Vacancy Sensor | CFL SSB | Occupancy | 123.6335 | 36.1527 | 115.0844 | No change |  | Reliability | Awareness | No barrier identified | No barrier identified | Lighting reliability - non dimming CFL on dimmer |  |  | TBD | TBD |  | 2.18 | Yes | Maturity
Residential | All Residential (Single, Multi-family, and Mobile Homes) | Interior Support (Bathroom, Utility room, laundry room, garage) | 3309.4203 | Halogen Pin Base | 3.622% | Manual Switch | 93.96% | Halogen Pin Base | Manual Switch | LED Pin Base | Occupancy | 75.9233 | 21.6266 | 75.9233 | 21.6266 |  | First cost | Performance | No barrier identified | No barrier identified | None |  |  | TBD | TBD |  | 2.18 | Yes | Maturity
Residential | All Residential (Single, Multi-family, and Mobile Homes) | Interior Support (Bathroom, Utility room, laundry room, garage) | 3309.4203 | Halogen Pin Base | 3.622% | Manual Switch | 93.96% | Halogen Pin Base | Manual Switch | CFL Pin Base | Occupancy | 69.9294 | 21.6266 | 69.9294 | 21.6266 |  | Reliability | Awareness | No barrier identified | No barrier identified | Lighting reliability - non dimming CFL on dimmer |  |  | TBD | TBD |  | 2.18 | Yes | Maturity
Residential | All Residential (Single, Multi-family, and Mobile Homes) | Interior Support (Bathroom, Utility room, laundry room, garage) | 3309.4203 | Halogen MSB | 2.489% | Manual Switch | 90.81% | Halogen MSB | Vacancy Sensor | CFL MSB | Occupancy | 48.053 | 14.3623 | 48.053 | No change |  | Reliability | Performance | No barrier identified | No barrier identified | Lighting reliability - non dimming CFL on dimmer |  |  | TBD | 7 |  | 2.18 | Yes | Maturity
Residential | All Residential (Single, Multi-family, and Mobile Homes) | Interior Support (Bathroom, Utility room, laundry room, garage) | 3309.4203 | Halogen MSB | 2.489% | Manual Switch | 90.81% | Halogen MSB | Vacancy Sensor | LED MSB | Occupancy | 52.1718 | 14.3623 | 52.1718 | No change |  | First cost | Performance | No barrier identified | No barrier identified | None |  |  | TBD | TBD |  | 2.18 | Yes | Maturity
Residential | All Residential (Single, Multi-family, and Mobile Homes) | Interior Living (Kitchen, Bedroom, Living, Dining, etc) | 4365.0457 | Incandescent MSB | 54.97% | Manual Switch | 83.17% | Halogen MSB | Vacancy Sensor or Dimmer | CFL MSB | Occupancy | 1503.7059 | 383.1896 | 1399.7263 | No change |  | Reliability | Performance | No barrier identified | No barrier identified | Lighting reliability - non dimming CFL on dimmer |  |  | TBD | TBD |  | 2.18 | Yes | Maturity
Residential | All Residential (Single, Multi-family, and Mobile Homes) | Interior Living (Kitchen, Bedroom, Living, Dining, etc) | 4365.0457 | Incandescent MSB | 54.97% | Manual Switch | 83.17% | Halogen MSB | Vacancy Sensor or Dimmer | LED MSB | Occupancy | 1599.6871 | 383.1896 | 1519.7028 | No change |  | First cost | Performance | No barrier identified | No barrier identified | None |  |  | TBD | TBD |  | 2.18 | Yes | Maturity
Residential | All Residential (Single, Multi-family, and Mobile Homes) | Interior Living (Kitchen, Bedroom, Living, Dining, etc) | 4365.0457 | CFL MSB | 12.18% | Manual Switch | 97.12% | Halogen MSB | Vacancy Sensor or Dimmer | LED MSB | Occupancy | 98.1491 | 99.1374 | 98.1491 | No change |  | First cost | Performance | No barrier identified | No barrier identified | None |  |  | TBD | TBD |  | 2.18 | Yes | Maturity
Residential | All Residential (Single, Multi-family, and Mobile Homes) | Interior Living (Kitchen, Bedroom, Living, Dining, etc) | 4365.0457 | Halogen MSB | 3.218% | Manual Switch | 56.7% | Halogen MSB | Vacancy Sensor or Dimmer | CFL MSB | Occupancy | 81.9373 | 15.2909 | 81.9373 | No change |  | Reliability | Performance | No barrier identified | No barrier identified | Lighting reliability - non dimming CFL on dimmer |  |  | TBD | 7 |  | 2.18 | Yes | Maturity
Residential | All Residential (Single, Multi-family, and Mobile Homes) | Interior Living (Kitchen, Bedroom, Living, Dining, etc) | 4365.0457 | Halogen MSB | 3.218% | Manual Switch | 56.7% | Halogen MSB | Vacancy Sensor or Dimmer | LED MSB | Occupancy | 88.9605 | 15.2909 | 88.9605 | No change |  | First cost | Performance | No barrier identified | No barrier identified | None |  |  | TBD | TBD |  | 2.18 | Yes | Maturity
Residential | All Residential (Single, Multi-family, and Mobile Homes) | Interior Living (Kitchen, Bedroom, Living, Dining, etc) | 4365.0457 | Linear Fluorescent | 7.087% | Manual Switch | 99.58% | Linear Fluorescent T-8 / Code Compliant T-12 | Manual Switch | High Efficiency Linear Fluorescent T-8 | Occupancy | 77.3903 | 59.1431 | 49.4957 | 59.1431 |  | No barrier identified | No barrier identified | No barrier identified | No barrier identified | None |  |  | TBD | TBD |  | 2.18 | Yes | Maturity
Residential | All Residential (Single, Multi-family, and Mobile Homes) | Interior Living (Kitchen, Bedroom, Living, Dining, etc) | 4365.0457 | Linear Fluorescent | 7.087% | Manual Switch | 99.58% | Linear Fluorescent T-8 / Code Compliant T-12 | Manual Switch | LED Panel Lighting | Occupancy | 87.0283 | 59.1431 | 54.136 | 59.1431 |  | First cost | Performance | No barrier identified | No barrier identified | None |  |  | TBD | TBD |  | 2.18 | Yes | Maturity
Residential | All Residential (Single, Multi-family, and Mobile Homes) | Interior Living (Kitchen, Bedroom, Living, Dining, etc) | 4365.0457 | Halogen Pin Base | 9.664% | Manual Switch | 58.87% | Halogen Pin Base | Manual Switch | LED Pin Base | Occupancy | 267.1509 | 47.6778 | 267.1509 | 47.6778 |  | First cost | Performance | No barrier identified | No barrier identified | None |  |  | TBD | TBD |  | 2.18 | Yes | Maturity
Residential | All Residential (Single, Multi-family, and Mobile Homes) | Interior Living (Kitchen, Bedroom, Living, Dining, etc) | 4365.0457 | Halogen Pin Base | 9.664% | Manual Switch | 58.87% | Halogen Pin Base | Manual Switch | CFL Pin Base | Occupancy | 246.06 | 47.6778 | 246.06 | 47.6778 |  | Reliability | Awareness | No barrier identified | No barrier identified | Lighting reliability - non dimming CFL on dimmer |  |  | TBD | TBD |  | 2.18 | Yes | Maturity
Residential | All Residential (Single, Multi-family, and Mobile Homes) | Interior Living (Kitchen, Bedroom, Living, Dining, etc) | 4365.0457 | Incandescent SSB | 11.43% | Manual Switch | 75.25% | Halogen SSB | Vacancy Sensor or Dimmer | LED SSB | Occupancy | 332.692 | 72.1046 | 316.0574 | No change |  | First cost | Awareness | No barrier identified | No barrier identified | None |  |  | TBD | TBD |  | 2.18 | Yes | Maturity
Residential | All Residential (Single, Multi-family, and Mobile Homes) | Interior Living (Kitchen, Bedroom, Living, Dining, etc) | 4365.0457 | Incandescent SSB | 11.43% | Manual Switch | 75.25% | Halogen SSB | Vacancy Sensor or Dimmer | CFL SSB | Occupancy | 312.7305 | 72.1046 | 291.1055 | No change |  | Reliability | Performance | No barrier identified | No barrier identified | Lighting reliability - non dimming CFL on dimmer |  |  | TBD | TBD |  | 2.18 | Yes | Maturity
Residential | All Residential (Single, Multi-family, and Mobile Homes) | Exterior | 2115.3347 | Halogen MSB | 20.3% | Manual Switch | 52.25% | Halogen MSB | Occupancy and Timeclock | LED MSB | Occupancy | 271.9994 | 43.0885 | 271.9994 | No change |  | First cost | Performance | No barrier identified | No barrier identified | Exterior LEDs still not comparable to CFL in terms of cost and performance. |  |  | TBD | TBD |  | 2.18 | No | Maturity
Residential | All Residential (Single, Multi-family, and Mobile Homes) | Exterior | 2115.3347 | Halogen MSB | 20.3% | Manual Switch | 52.25% | Halogen MSB | Occupancy and Timeclock | CFL MSB | Occupancy | 250.5258 | 43.0885 | 250.5258 | No change |  | Reliability | Performance | No barrier identified | No barrier identified | Lighting reliability - non dimming CFL on dimmer |  |  | TBD | TBD |  | 2.18 | No | Maturity
Residential | All Residential (Single, Multi-family, and Mobile Homes) | Exterior | 2115.3347 | Halogen Pin Base | 13.67% | Manual Switch | 54.36% | Halogen MSB | Occupancy and Timeclock | LED Pin Base | Occupancy | 183.2054 | 30.1927 | 183.2054 | No change |  | First cost | Performance | No barrier identified | No barrier identified | Exterior LEDs still not comparable to CFL in terms of cost and performance. |  |  | TBD | TBD |  | 2.18 | No | Maturity
Residential | All Residential (Single, Multi-family, and Mobile Homes) | Exterior | 2115.3347 | Halogen Pin Base | 13.67% | Manual Switch | 54.36% | Halogen MSB | Occupancy and Timeclock | CFL Pin Base | Occupancy | 168.7418 | 30.1927 | 168.7418 | No change |  | Reliability | Awareness | No barrier identified | No barrier identified | Lighting reliability - non dimming CFL on dimmer |  |  | TBD | TBD |  | 2.18 | No | Maturity
Residential | All Residential (Single, Multi-family, and Mobile Homes) | Exterior | 2115.3347 | CFL MSB | 8.741% | Manual Switch | 91.34% | Halogen MSB | Occupancy and Timeclock | LED MSB | Occupancy | 34.1345 | 32.4264 | 34.1345 | No change |  | First cost | Performance | No barrier identified | No barrier identified | Exterior LEDs still not comparable to CFL in terms of cost and performance. |  |  | TBD | TBD |  | 2.18 | No | Maturity
Residential | All Residential (Single, Multi-family, and Mobile Homes) | Exterior | 2115.3347 | Linear Fluorescent | 2.308% | Manual Switch | 96.28% | Linear Fluorescent T-8 / Code Compliant T-12 | Occupancy and Timeclock | LED Panel Lighting | Occupancy | 13.7324 | 9.0234 | 8.5422 | No change |  | First cost | Performance | No barrier identified | No barrier identified | None |  |  | TBD | TBD |  | 2.18 | No | Maturity
Residential | All Residential (Single, Multi-family, and Mobile Homes) | Exterior | 2115.3347 | Linear Fluorescent | 2.308% | Manual Switch | 96.28% | Linear Fluorescent T-8 / Code Compliant T-13 | Occupancy and Timeclock | High Efficiency Linear Fluorescent T-8 | Occupancy | 12.2116 | 9.0234 | 7.8101 | No change |  | No barrier identified | No barrier identified | No barrier identified | No barrier identified | None |  |  | TBD | TBD |  | 2.18 | No | Maturity
Residential | All Residential (Single, Multi-family, and Mobile Homes) | Exterior | 2115.3347 | HID MSB | 2.11% | Manual Switch | 54.55% | HID MSB | Occupancy and Timeclock | LED MSB | Occupancy | 19.2455 | 4.6736 | 18.0002 | No change |  | First cost | Performance | No barrier identified | No barrier identified | Exterior LEDs still not comparable to CFL in terms of cost and performance. |  |  | TBD | TBD |  | 2.18 | No | Maturity
Residential | All Residential (Single, Multi-family, and Mobile Homes) | Exterior | 2115.3347 | Incandescent SSB | 7.388% | Manual Switch | 91.54% | Halogen SSB | Occupancy and Timeclock | LED SSB | Occupancy | 104.1913 | 27.4676 | 98.9817 | No change |  | First cost | Performance | No barrier identified | No barrier identified | Exterior LEDs still not comparable to CFL in terms of cost and performance. |  |  | TBD | TBD |  | 2.18 | No | Maturity
Residential | All Residential (Single, Multi-family, and Mobile Homes) | Exterior | 2115.3347 | Incandescent SSB | 7.388% | Manual Switch | 91.54% | Halogen SSB | Occupancy and Timeclock | CFL SSB | Occupancy | 97.9398 | 27.4676 | 91.1674 | No change |  | Reliability | Awareness | No barrier identified | No barrier identified | Lighting reliability - non dimming CFL on dimmer |  |  | TBD | TBD |  | 2.18 | No | Maturity
Residential | All Residential (Single, Multi-family, and Mobile Homes) | Exterior | 2115.3347 | Incandescent MSB | 43.68% | Manual Switch | 85.34% | Halogen MSB | Occupancy and Timeclock | LED MSB | Occupancy | 615.9968 | 151.404 | 585.1969 | No change |  | First cost | Performance | No barrier identified | No barrier identified | Exterior LEDs still not comparable to CFL in terms of cost and performance. |  |  | TBD | TBD |  | 2.18 | No | Maturity
Residential | All Residential (Single, Multi-family, and Mobile Homes) | Exterior | 2115.3347 | Incandescent MSB | 43.68% | Manual Switch | 85.34% | Halogen MSB | Occupancy and Timeclock | CFL MSB | Occupancy | 579.037 | 151.404 | 538.9972 | No change |  | Reliability | Performance | No barrier identified | No barrier identified | Lighting reliability - non dimming CFL on dimmer |  |  | TBD | TBD |  | 2.18 | No | Maturity
Non-Residential Interior | All Commercial | Exit Lighting | 144.1959 | Incandescent | 37.17% | Not Controlled | 100% | LED Exit Sign | Not Controlled | LEC Exit Sign | Not Controlled | 42.3451 | No change | 37.521 | No change |  | First cost | No barrier identified | No barrier identified | No barrier identified | No retrofit opportunity |  |  | TBD | TBD |  | 24 | Yes | Maturity
Non-Residential Interior | All Commercial | Exit Lighting | 144.1959 | LED | 60.76% | Not Controlled | 100% | LED Exit Sign | Not Controlled | LEC Exit Sign | Not Controlled | 61.3276 | No change | 61.3276 | No change |  | First cost | No barrier identified | No barrier identified | No barrier identified | No retrofit opportunity |  |  | TBD | TBD |  | 24 | Yes | Maturity
Non-Residential Interior | All Commercial | Area Lighting for Lobbies, Corridors | 3778.4809 | Linear Fluorescent | 68.47% | Not Controlled / Manual Switch | 87.69% | Linear Fluorescent T-8 / Code Compliant T-12 | Shut-off and occupancy/vacancy (bi-level) for corridors | High Efficiency Linear Fluorescent T-8/T-5 | Occupancy | 382.1193 | 435.5915 | 331.17 | No change |  | No barrier identified | No barrier identified | No barrier identified | No barrier identified | None |  |  | TBD | TBD |  | 7.1068 | Yes | Maturity
Non-Residential Interior | All Commercial | Area Lighting for Lobbies, Corridors | 3778.4809 | Linear Fluorescent | 68.47% | Not Controlled / Manual Switch | 87.69% | Linear Fluorescent T-8 / Code Compliant T-12 | Shut-off and occupancy/vacancy (bi-level) for corridors | LED Panel Lighting | Occupancy | 529.7735 | 435.5915 | 452.7715 | No change |  | First cost | Performance | No barrier identified | No barrier identified | None |  |  | TBD | TBD |  | 7.1068 | Yes | Maturity
Non-Residential Interior | All Commercial | Area Lighting for Lobbies, Corridors | 3778.4809 | Linear Fluorescent | 68.47% | Not Controlled / Manual Switch | 87.69% | Linear Fluorescent T-8 / Code Compliant T-12 | Shut-off and occupancy/vacancy (bi-level) for corridors | High Efficiency Linear Fluorescent T-8/T-5 | Daylighting | 382.1193 | 508.1901 | 331.17 | Savings are minimal if not negative |  | No barrier identified | No barrier identified | No barrier identified | No barrier identified | None |  |  | TBD | TBD |  | 7.1068 | Yes | Maturity
Non-Residential Interior | All Commercial | Area Lighting for Lobbies, Corridors | 3778.4809 | Linear Fluorescent | 68.47% | Not Controlled / Manual Switch | 87.69% | Linear Fluorescent T-8 / Code Compliant T-12 | Shut-off and occupancy/vacancy (bi-level) for corridors | LED Panel Lighting | Daylighting | 529.7735 | 508.1901 | 452.7715 | Savings are minimal if not negative |  | First cost | Performance | No barrier identified | No barrier identified | None |  |  | TBD | TBD |  | 7.1068 | Yes | Maturity
Non-Residential Interior | All Commercial | Area Lighting for Lobbies, Corridors | 3778.4809 | Linear Fluorescent | 68.47% | Not Controlled / Manual Switch | 87.69% | Linear Fluorescent T-8 / Code Compliant T-12 | Shut-off and occupancy/vacancy (bi-level) for corridors | High Efficiency Linear Fluorescent T-8/T-5 | Institutional Tuning | 382.1193 | 653.3873 | 331.17 | 217.7958 |  | No barrier identified | No barrier identified | No barrier identified | No barrier identified | None |  |  | TBD | TBD |  | 7.1068 | Yes | Maturity
Non-Residential Interior | All Commercial | Area Lighting for Lobbies, Corridors | 3778.4809 | Linear Fluorescent | 68.47% | Not Controlled / Manual Switch | 87.69% | Linear Fluorescent T-8 / Code Compliant T-12 | Shut-off and occupancy/vacancy (bi-level) for corridors | LED Panel Lighting | Institutional Tuning | 529.7735 | 653.3873 | 452.7715 | 217.7958 |  | First cost | Performance | No barrier identified | No barrier identified | None |  |  | TBD | TBD |  | 7.1068 | Yes | Maturity
Non-Residential Interior | All Commercial | Area Lighting for Lobbies, Corridors | 3778.4809 | CFL | 20.93% | Not Controlled / Manual Switch | 91.25% | Halogen | Shut-off and occupancy/vacancy (bi-level) for corridors | LED | Occupancy | 145.9978 | 138.553 | 145.9978 | No change |  | First cost | Performance | No barrier identified | No barrier identified | None |  |  | TBD | TBD |  | 7.1068 | Yes | Maturity
Non-Residential Interior | All Commercial | Area Lighting for Lobbies, Corridors | 3778.4809 | CFL | 20.93% | Not Controlled / Manual Switch | 91.25% | Halogen | Shut-off and occupancy/vacancy (bi-level) for corridors | LED | Daylighting | 145.9978 | 161.6452 | 145.9978 | Savings are minimal if not negative |  | First cost | Performance | No barrier identified | No barrier identified | None |  |  | TBD | TBD |  | 7.1068 | Yes | Maturity
Non-Residential Interior | All Commercial | Area Lighting for Lobbies, Corridors | 3778.4809 | CFL | 20.93% | Not Controlled / Manual Switch | 91.25% | Halogen | Shut-off and occupancy/vacancy (bi-level) for corridors | LED | Institutional Tuning | 145.9978 | 207.8296 | 145.9978 | 69.2765 |  | First cost | Performance | No barrier identified | No barrier identified | None |  |  | TBD | TBD |  | 7.1068 | Yes | Maturity
Non-Residential Interior | All Commercial | Area Lighting for Stairwells | 417.6937 | Linear Fluorescent | 68.47% | Not Controlled | 87.69% | Linear Fluorescent T-8 / Code Compliant T-12 | Shut-off and occupancy/vacancy (bi-level) | High Efficiency Linear Fluorescent T-8/T-5 | Occupancy | 42.2415 | 48.1526 | 36.6093 | No change |  | No barrier identified | No barrier identified | No barrier identified | No barrier identified | None |  |  | TBD | TBD |  | 7.1068 | Yes | Maturity
Non-Residential Interior | All Commercial | Area Lighting for Stairwells | 417.6937 | Linear Fluorescent | 68.47% | Not Controlled | 87.69% | Linear Fluorescent T-8 / Code Compliant T-12 | Shut-off and occupancy/vacancy (bi-level) | LED Panel Lighting | Occupancy | 58.564 | 48.1526 | 50.0518 | No change |  | First cost | Availability | No barrier identified | No barrier identified | None |  |  | TBD | TBD |  | 7.1068 | Yes | Maturity
Non-Residential Interior | All Commercial | Area Lighting for Stairwells | 417.6937 | Linear Fluorescent | 68.47% | Not Controlled | 87.69% | Linear Fluorescent T-8 / Code Compliant T-12 | Shut-off and occupancy/vacancy (bi-level) | High Efficiency Linear Fluorescent T-8/T-5 | Daylighting | 42.2415 | 56.1781 | 36.6093 | Savings are minimal if not negative |  | No barrier identified | No barrier identified | No barrier identified | No barrier identified | None |  |  | TBD | TBD |  | 7.1068 | Yes | Maturity
Non-Residential Interior | All Commercial | Area Lighting for Stairwells | 417.6937 | Linear Fluorescent | 68.47% | Not Controlled | 87.69% | Linear Fluorescent T-8 / Code Compliant T-12 | Shut-off and occupancy/vacancy (bi-level) | LED Panel Lighting | Daylighting | 58.564 | 56.1781 | 50.0518 | Savings are minimal if not negative |  | First cost | Availability | No barrier identified | No barrier identified | None |  |  | TBD | TBD |  | 7.1068 | Yes | Maturity
Non-Residential Interior | All Commercial | Area Lighting for Stairwells | 417.6937 | Linear Fluorescent | 68.47% | Not Controlled | 87.69% | Linear Fluorescent T-8 / Code Compliant T-12 | Shut-off and occupancy/vacancy (bi-level) | High Efficiency Linear Fluorescent T-8/T-5 | Institutional Tuning | 42.2415 | 72.229 | 36.6093 | 24.0763 |  | No barrier identified | No barrier identified | No barrier identified | No barrier identified | None |  |  | TBD | TBD |  | 7.1068 | Yes | Maturity
Non-Residential Interior | All Commercial | Area Lighting for Stairwells | 417.6937 | Linear Fluorescent | 68.47% | Not Controlled | 87.69% | Linear Fluorescent T-8 / Code Compliant T-12 | Shut-off and occupancy/vacancy (bi-level) | LED Panel Lighting | Institutional Tuning | 58.564 | 72.229 | 50.0518 | 24.0763 |  | First cost | Availability | No barrier identified | No barrier identified | None |  |  | TBD | TBD |  | 7.1068 | Yes | Maturity
Non-Residential Interior | All Commercial | Area Lighting for Stairwells | 417.6937 | CFL | 20.93% | Not Controlled | 91.25% | Halogen | Shut-off and occupancy/vacancy (bi-level) | LED | Occupancy | 16.1394 | 15.3164 | 16.1394 | No change |  | First cost | Performance | No barrier identified | No barrier identified | None |  |  | TBD | TBD |  | 7.1068 | Yes | Maturity
Non-Residential Interior | All Commercial | Area Lighting for Stairwells | 417.6937 | CFL | 20.93% | Not Controlled | 91.25% | Halogen | Shut-off and occupancy/vacancy (bi-level) | LED | Daylighting | 16.1394 | 17.8691 | 16.1394 | Savings are minimal if not negative |  | First cost | Performance | No barrier identified | No barrier identified | None |  |  | TBD | TBD |  | 7.1068 | Yes | Maturity
Non-Residential Interior | All Commercial | Area Lighting for Stairwells | 417.6937 | CFL | 20.93% | Not Controlled | 91.25% | Halogen | Shut-off and occupancy/vacancy (bi-level) | LED | Institutional Tuning | 16.1394 | 22.9746 | 16.1394 | 7.6582 |  | First cost | Performance | No barrier identified | No barrier identified | None |  |  | TBD | TBD |  | 7.1068 | Yes | Maturity
Non-Residential Interior | Office | Area Lighting (Low/Medium Bay) | 4282.198 | Linear Fluorescent | 97.83% | Manual Switch | 78.81% | Linear Fluorescent T-8 / Code Compliant T-12 | Shut-off AND multi-level controls | High Efficiency Linear Fluorescent T-8/T-5 | Occupancy | 618.7354 | 581.1189 | 536.2374 | 52.829 |  | No barrier identified | No barrier identified | No barrier identified | No barrier identified | None |  |  | TBD | TBD |  | 7.2356 | Yes | Maturity
Non-Residential Interior | Office | Area Lighting (Low/Medium Bay) | 4282.198 | Linear Fluorescent | 97.83% | Manual Switch | 78.81% | Linear Fluorescent T-8 / Code Compliant T-12 | Shut-off AND multi-level controls | High Efficiency Linear Fluorescent T-8/T-5 | Daylighting | 618.7354 | 713.1913 | 536.2374 | 184.9015 |  | No barrier identified | No barrier identified | No barrier identified | No barrier identified | None |  |  | TBD | TBD |  | 7.2356 | Yes | Maturity
Non-Residential Interior | Office | Area Lighting (Low/Medium Bay) | 4282.198 | Linear Fluorescent | 97.83% | Manual Switch | 78.81% | Linear Fluorescent T-8 / Code Compliant T-12 | Shut-off AND multi-level controls | High Efficiency Linear Fluorescent T-8/T-5 | Personal Tuning | 618.7354 | 924.5073 | 536.2374 | 396.2174 |  | No barrier identified | No barrier identified | No barrier identified | No barrier identified | None |  |  | TBD | TBD |  | 7.2356 | Yes | Maturity
Non-Residential Interior | Office | Area Lighting (Low/Medium Bay) | 4282.198 | Linear Fluorescent | 97.83% | Manual Switch | 78.81% | Linear Fluorescent T-8 / Code Compliant T-12 | Shut-off AND multi-level controls | High Efficiency Linear Fluorescent T-8/T-5 | Institutional Tuning | 618.7354 | 950.9218 | 536.2374 | 422.6319 |  | No barrier identified | No barrier identified | No barrier identified | No barrier identified | None |  |  | TBD | TBD |  | 7.2356 | Yes | Maturity
Non-Residential Interior | Office | Area Lighting (Low/Medium Bay) | 4282.198 | Linear Fluorescent | 97.83% | Manual Switch | 78.81% | Linear Fluorescent T-8 / Code Compliant T-12 | Shut-off AND multi-level controls | High Efficiency Linear Fluorescent T-8/T-5 | Multiple Measures | 618.7354 | 1056.5798 | 536.2374 | 528.2899 |  | No barrier identified | No barrier identified | First cost | Availability | None |  |  | TBD | TBD |  | 7.2356 | Yes | Maturity
Non-Residential Interior | Office | Area Lighting (Low/Medium Bay) | 4282.198 | Linear Fluorescent | 97.83% | Manual Switch | 78.81% | Linear Fluorescent T-8 / Code Compliant T-12 | Shut-off AND multi-level controls | LED Panel Lighting | Occupancy | 857.8202 | 581.1189 | 733.137 | 52.829 |  | First cost | Performance | No barrier identified | No barrier identified | None |  |  | TBD | TBD |  | 7.2356 | Yes | Maturity
Non-Residential Interior | Office | Area Lighting (Low/Medium Bay) | 4282.198 | Linear Fluorescent | 97.83% | Manual Switch | 78.81% | Linear Fluorescent T-8 / Code Compliant T-12 | Shut-off AND multi-level controls | LED Panel Lighting | Daylighting | 857.8202 | 713.1913 | 733.137 | 184.9015 |  | First cost | Performance | No barrier identified | No barrier identified | None |  |  | TBD | TBD |  | 7.2356 | Yes | Maturity
Non-Residential Interior | Office | Area Lighting (Low/Medium Bay) | 4282.198 | Linear Fluorescent | 97.83% | Manual Switch | 78.81% | Linear Fluorescent T-8 / Code Compliant T-12 | Shut-off AND multi-level controls | LED Panel Lighting | Personal Tuning | 857.8202 | 924.5073 | 733.137 | 396.2174 |  | First cost | Performance | No barrier identified | No barrier identified | None |  |  | TBD | TBD |  | 7.2356 | Yes | Maturity
Non-Residential Interior | Office | Area Lighting (Low/Medium Bay) | 4282.198 | Linear Fluorescent | 97.83% | Manual Switch | 78.81% | Linear Fluorescent T-8 / Code Compliant T-12 | Shut-off AND multi-level controls | LED Panel Lighting | Institutional Tuning | 857.8202 | 950.9218 | 733.137 | 422.6319 |  | First cost | Performance | No barrier identified | No barrier identified | None |  |  | TBD | TBD |  | 7.2356 | Yes | Maturity
Non-Residential Interior | Office | Area Lighting (Low/Medium Bay) | 4282.198 | Linear Fluorescent | 97.83% | Manual Switch | 78.81% | Linear Fluorescent T-8 / Code Compliant T-12 | Shut-off AND multi-level controls | LED Panel Lighting | Multiple Measures | 857.8202 | 1056.5798 | 733.137 | 528.2899 |  | First cost | Performance | First cost | Availability | None |  |  | TBD | TBD |  | 7.2356 | Yes | Maturity
Non-Residential Interior | Office | Task Lighting | 594.2538 | Linear Fluorescent | 19.43% | Manual Switch | 100% | Linear Fluorescent T-8 / Code Compliant T-12 | Shut-off | LED Panel Lighting | Occupancy | 23.6373 | 20.3171 | 20.2016 | 15.6995 |  | First cost | Performance | No barrier identified | No barrier identified | None |  |  | TBD | TBD |  | 7.2356 | Yes | Maturity
Non-Residential Interior | Office | Task Lighting | 594.2538 | Linear Fluorescent | 19.43% | Manual Switch | 100% | Linear Fluorescent T-8 / Code Compliant T-12 | Shut-off | LED Panel Lighting | Daylighting | 23.6373 | 24.9346 | 20.2016 | 20.3171 |  | First cost | Performance | No barrier identified | No barrier identified | None |  |  | TBD | TBD |  | 7.2356 | Yes | Maturity
Non-Residential Interior | Office | Task Lighting | 594.2538 | Linear Fluorescent | 19.43% | Manual Switch | 100% | Linear Fluorescent T-8 / Code Compliant T-12 | Shut-off | LED Panel Lighting | Personal Tuning | 23.6373 | 32.3226 | 20.2016 | 27.7051 |  | First cost | Performance | No barrier identified | No barrier identified | None |  |  | TBD | TBD |  | 7.2356 | Yes | Maturity
Non-Residential Interior | Office | Task Lighting | 594.2538 | Linear Fluorescent | 19.43% | Manual Switch | 100% | Linear Fluorescent T-8 / Code Compliant T-12 | Shut-off | LED Panel Lighting | Institutional Tuning | 23.6373 | 33.2461 | 20.2016 | 28.6286 |  | First cost | Performance | No barrier identified | No barrier identified | None |  |  | TBD | TBD |  | 7.2356 | Yes | Maturity
Non-Residential Interior | Office | Task Lighting | 594.2538 | Linear Fluorescent | 19.43% | Manual Switch | 100% | Linear Fluorescent T-8 / Code Compliant T-12 | Shut-off | LED Panel Lighting | Multiple Measures | 23.6373 | 36.9401 | 20.2016 | 32.3226 |  | First cost | Performance | First cost | Availability | None |  |  | TBD | TBD |  | 7.2356 | Yes | Maturity
Non-Residential Interior | Office | Task Lighting | 594.2538 | Linear Fluorescent | 19.43% | Manual Switch | 100% | Linear Fluorescent T-8 / Code Compliant T-12 | Shut-off | High Efficiency Linear Fluorescent T-8/T-5 | Occupancy | 17.0493 | 20.3171 | 14.776 | 15.6995 |  | No barrier identified | No barrier identified | No barrier identified | No barrier identified | None |  |  | TBD | TBD |  | 7.2356 | Yes | Maturity
Non-Residential Interior | Office | Task Lighting | 594.2538 | Linear Fluorescent | 19.43% | Manual Switch | 100% | Linear Fluorescent T-8 / Code Compliant T-12 | Shut-off | High Efficiency Linear Fluorescent T-8/T-5 | Daylighting | 17.0493 | 24.9346 | 14.776 | 20.3171 |  | No barrier identified | No barrier identified | No barrier identified | No barrier identified | None |  |  | TBD | TBD |  | 7.2356 | Yes | Maturity
Non-Residential Interior | Office | Task Lighting | 594.2538 | Linear Fluorescent | 19.43% | Manual Switch | 100% | Linear Fluorescent T-8 / Code Compliant T-12 | Shut-off | High Efficiency Linear Fluorescent T-8/T-5 | Personal Tuning | 17.0493 | 32.3226 | 14.776 | 27.7051 |  | No barrier identified | No barrier identified | No barrier identified | No barrier identified | None |  |  | TBD | TBD |  | 7.2356 | Yes | Maturity
Non-Residential Interior | Office | Task Lighting | 594.2538 | Linear Fluorescent | 19.43% | Manual Switch | 100% | Linear Fluorescent T-8 / Code Compliant T-12 | Shut-off | High Efficiency Linear Fluorescent T-8/T-5 | Institutional Tuning | 17.0493 | 33.2461 | 14.776 | 28.6286 |  | No barrier identified | No barrier identified | No barrier identified | No barrier identified | None |  |  | TBD | TBD |  | 7.2356 | Yes | Maturity
Non-Residential Interior | Office | Task Lighting | 594.2538 | Linear Fluorescent | 19.43% | Manual Switch | 100% | Linear Fluorescent T-8 / Code Compliant T-12 | Shut-off | High Efficiency Linear Fluorescent T-8/T-5 | Multiple Measures | 17.0493 | 36.9401 | 14.776 | 32.3226 |  | No barrier identified | No barrier identified | First cost | Availability | None |  |  | TBD | TBD |  | 7.2356 | Yes | Maturity
Non-Residential Interior | Office | Task Lighting | 594.2538 | CFL | 14.36% | Manual Switch | 98.1% | Halogen | Shut-off | LED Task Lights | Occupancy | 15.7592 | 14.7379 | 15.7592 | 11.3884 |  | First cost | Performance | No barrier identified | No barrier identified | None |  |  | TBD | TBD |  | 7.2356 | Yes | Maturity
Non-Residential Interior | Office | Task Lighting | 594.2538 | CFL | 14.36% | Manual Switch | 98.1% | Halogen | Shut-off | LED Task Lights | Daylighting | 15.7592 | 18.0875 | 15.7592 | 14.7379 |  | First cost | Performance | No barrier identified | No barrier identified | None |  |  | TBD | TBD |  | 7.2356 | Yes | Maturity
Non-Residential Interior | Office | Task Lighting | 594.2538 | CFL | 14.36% | Manual Switch | 98.1% | Halogen | Shut-off | LED Task Lights | Personal Tuning | 15.7592 | 23.4467 | 15.7592 | 20.0972 |  | First cost | Performance | No barrier identified | No barrier identified | None |  |  | TBD | TBD |  | 7.2356 | Yes | Maturity
Non-Residential Interior | Office | Task Lighting | 594.2538 | CFL | 14.36% | Manual Switch | 98.1% | Halogen | Shut-off | LED Task Lights | Institutional Tuning | 15.7592 | Not Applicable | 15.7592 | Not Applicable |  | First cost | Performance | Not Applicable | Not Applicable | None |  |  | TBD | TBD |  | 7.2356 | Yes | Maturity
Non-Residential Interior | Office | Task Lighting | 594.2538 | CFL | 14.36% | Manual Switch | 98.1% | Halogen | Shut-off | LED Task Lights | Multiple Measures | 15.7592 | 26.7963 | 15.7592 | 23.4467 |  | First cost | Performance | First cost | Availability | None |  |  | TBD | TBD |  | 7.2356 | Yes | Maturity
Non-Residential Interior | Office | Task Lighting | 594.2538 | Incandescent | 63.12% | Manual Switch | 100% | Halogen | Shut-off | LED Task Lights | Occupancy | 250.0442 | 66.0117 | 237.542 | 51.009 |  | First cost | Performance | No barrier identified | No barrier identified | None |  |  | TBD | TBD |  | 7.2356 | Yes | Maturity
Non-Residential Interior | Office | Task Lighting | 594.2538 | Incandescent | 63.12% | Manual Switch | 100% | Halogen | Shut-off | LED Task Lights | Daylighting | 250.0442 | 81.0143 | 237.542 | 66.0117 |  | First cost | Performance | No barrier identified | No barrier identified | None |  |  | TBD | TBD |  | 7.2356 | Yes | Maturity
Non-Residential Interior | Office | Task Lighting | 594.2538 | Incandescent | 63.12% | Manual Switch | 100% | Halogen | Shut-off | LED Task Lights | Personal Tuning | 250.0442 | 105.0186 | 237.542 | 90.0159 |  | First cost | Performance | No barrier identified | No barrier identified | None |  |  | TBD | TBD |  | 7.2356 | Yes | Maturity
Non-Residential Interior | Office | Task Lighting | 594.2538 | Incandescent | 63.12% | Manual Switch | 100% | Halogen | Shut-off | LED Task Lights | Institutional Tuning | 250.0442 | Not Applicable | 237.542 | Not Applicable |  | First cost | Performance | Not Applicable | Not Applicable | None |  |  | TBD | TBD |  | 7.2356 | Yes | Maturity
Non-Residential Interior | Office | Task Lighting | 594.2538 | Incandescent | 63.12% | Manual Switch | 100% | Halogen | Shut-off | LED Task Lights | Multiple Measures | 250.0442 | 120.0212 | 237.542 | 105.0186 |  | First cost | Performance | First cost | Availability | None |  |  | TBD | TBD |  | 7.2356 | Yes | Maturity
Non-Residential Interior | Office | Track Lighting | 193.8339 | Halogen | 37.1% | Manual Switch | 99.9% | Halogen | Shut-off AND multi-level controls | LED Track Lighting | Occupancy | 45.5428 | 12.6439 | 45.5428 | 1.1494 |  | First cost | Performance | No barrier identified | No barrier identified | None |  |  | TBD | TBD |  | 7.2356 | Yes | Maturity
Non-Residential Interior | Office | Track Lighting | 193.8339 | Halogen | 37.1% | Manual Switch | 99.9% | Halogen | Shut-off AND multi-level controls | LED Track Lighting | Daylighting | 45.5428 | 15.5175 | 45.5428 | 4.023 |  | First cost | Performance | No barrier identified | No barrier identified | None |  |  | TBD | TBD |  | 7.2356 | Yes | Maturity
Non-Residential Interior | Office | Track Lighting | 193.8339 | Halogen | 37.1% | Manual Switch | 99.9% | Halogen | Shut-off AND multi-level controls | LED Track Lighting | Personal Tuning | 45.5428 | 20.1152 | 45.5428 | 8.6208 |  | First cost | Performance | No barrier identified | No barrier identified | None |  |  | TBD | TBD |  | 7.2356 | Yes | Maturity
Non-Residential Interior | Office | Track Lighting | 193.8339 | Halogen | 37.1% | Manual Switch | 99.9% | Halogen | Shut-off AND multi-level controls | LED Track Lighting | Institutional Tuning | 45.5428 | 20.69 | 45.5428 | 9.1955 |  | First cost | Performance | No barrier identified | No barrier identified | None |  |  | TBD | TBD |  | 7.2356 | Yes | Maturity
Non-Residential Interior | Office | Track Lighting | 193.8339 | Halogen | 37.1% | Manual Switch | 99.9% | Halogen | Shut-off AND multi-level controls | LED Track Lighting | Multiple Measures | 45.5428 | 22.9888 | 45.5428 | 11.4944 |  | First cost | Performance | First cost | Availability | None |  |  | TBD | TBD |  | 7.2356 | Yes | Maturity
Non-Residential Interior | Office | Track Lighting | 193.8339 | CFL | 16.83% | Manual Switch | 99.96% | Halogen | Shut-off AND multi-level controls | LED Track Lighting | Occupancy | 6.0241 | 5.7408 | 6.0241 | 0.52189 |  | First cost | Performance | No barrier identified | No barrier identified | None |  |  | TBD | TBD |  | 7.2356 | Yes | Maturity
Non-Residential Interior | Office | Track Lighting | 193.8339 | CFL | 16.83% | Manual Switch | 99.96% | Halogen | Shut-off AND multi-level controls | LED Track Lighting | Daylighting | 6.0241 | 7.0455 | 6.0241 | 1.8266 |  | First cost | Performance | No barrier identified | No barrier identified | None |  |  | TBD | TBD |  | 7.2356 | Yes | Maturity
Non-Residential Interior | Office | Track Lighting | 193.8339 | CFL | 16.83% | Manual Switch | 99.96% | Halogen | Shut-off AND multi-level controls | LED Track Lighting | Personal Tuning | 6.0241 | 9.133 | 6.0241 | 3.9142 |  | First cost | Performance | No barrier identified | No barrier identified | None |  |  | TBD | TBD |  | 7.2356 | Yes | Maturity
Non-Residential Interior | Office | Track Lighting | 193.8339 | CFL | 16.83% | Manual Switch | 99.96% | Halogen | Shut-off AND multi-level controls | LED Track Lighting | Institutional Tuning | 6.0241 | 9.394 | 6.0241 | 4.1751 |  | First cost | Performance | No barrier identified | No barrier identified | None |  |  | TBD | TBD |  | 7.2356 | Yes | Maturity
Non-Residential Interior | Office | Track Lighting | 193.8339 | CFL | 16.83% | Manual Switch | 99.96% | Halogen | Shut-off AND multi-level controls | LED Track Lighting | Multiple Measures | 6.0241 | 10.4377 | 6.0241 | 5.2189 |  | First cost | Performance | First cost | Availability | None |  |  | TBD | TBD |  | 7.2356 | Yes | Maturity
Non-Residential Interior | Office | Track Lighting | 193.8339 | Incandescent | 45.89% | Manual Switch | 98.72% | Halogen | Shut-off AND multi-level controls | LED Track Lighting | Occupancy | 59.2973 | 15.454 | 56.3324 | 1.4049 |  | First cost | Performance | No barrier identified | No barrier identified | None |  |  | TBD | TBD |  | 7.2356 | Yes | Maturity
Non-Residential Interior | Office | Track Lighting | 193.8339 | Incandescent | 45.89% | Manual Switch | 98.72% | Halogen | Shut-off AND multi-level controls | LED Track Lighting | Daylighting | 59.2973 | 18.9662 | 56.3324 | 4.9172 |  | First cost | Performance | No barrier identified | No barrier identified | None |  |  | TBD | TBD |  | 7.2356 | Yes | Maturity
Non-Residential Interior | Office | Track Lighting | 193.8339 | Incandescent | 45.89% | Manual Switch | 98.72% | Halogen | Shut-off AND multi-level controls | LED Track Lighting | Personal Tuning | 59.2973 | 24.5859 | 56.3324 | 10.5368 |  | First cost | Performance | No barrier identified | No barrier identified | None |  |  | TBD | TBD |  | 7.2356 | Yes | Maturity
Non-Residential Interior | Office | Track Lighting | 193.8339 | Incandescent | 45.89% | Manual Switch | 98.72% | Halogen | Shut-off AND multi-level controls | LED Track Lighting | Institutional Tuning | 59.2973 | 25.2883 | 56.3324 | 11.2393 |  | First cost | Performance | No barrier identified | No barrier identified | None |  |  | TBD | TBD |  | 7.2356 | Yes | Maturity
Non-Residential Interior | Office | Track Lighting | 193.8339 | Incandescent | 45.89% | Manual Switch | 98.72% | Halogen | Shut-off AND multi-level controls | LED Track Lighting | Multiple Measures | 59.2973 | 28.0981 | 56.3324 | 14.0491 |  | First cost | Performance | First cost | Availability | None |  |  | TBD | TBD |  | 7.2356 | Yes | Maturity
Non-Residential Interior | Retail | Area Lighting (Low/Medium Bay) | 758.7848 | Linear Fluorescent | 84.77% | Manual Switch | 75.54% | Linear Fluorescent T-8 / Code Compliant T-12 | Shut-off AND multi-level controls | High Efficiency Linear Fluorescent T-8/T-5 | Occupancy | 94.9966 | 93.2848 | 82.3304 | 15.5475 |  | No barrier identified | No barrier identified | No barrier identified | No barrier identified | None |  |  | TBD | TBD |  | 12.2027 | Yes | Maturity
Non-Residential Interior | Retail | Area Lighting (Low/Medium Bay) | 758.7848 | Linear Fluorescent | 84.77% | Manual Switch | 75.54% | Linear Fluorescent T-8 / Code Compliant T-12 | Shut-off AND multi-level controls | High Efficiency Linear Fluorescent T-8/T-5 | Daylighting | 94.9966 | 112.7192 | 82.3304 | 34.9818 |  | No barrier identified | No barrier identified | No barrier identified | No barrier identified | None |  |  | TBD | TBD |  | 12.2027 | Yes | Maturity
Non-Residential Interior | Retail | Area Lighting (Low/Medium Bay) | 758.7848 | Linear Fluorescent | 84.77% | Manual Switch | 75.54% | Linear Fluorescent T-8 / Code Compliant T-12 | Shut-off AND multi-level controls | High Efficiency Linear Fluorescent T-8/T-5 | Institutional Tuning | 94.9966 | 139.9272 | 82.3304 | 62.1899 |  | No barrier identified | No barrier identified | No barrier identified | No barrier identified | None |  |  | TBD | TBD |  | 12.2027 | Yes | Maturity
Non-Residential Interior | Retail | Area Lighting (Low/Medium Bay) | 758.7848 | Linear Fluorescent | 84.77% | Manual Switch | 75.54% | Linear Fluorescent T-8 / Code Compliant T-12 | Shut-off AND multi-level controls | High Efficiency Linear Fluorescent T-8/T-5 | Multiple Measures | 94.9966 | 147.701 | 82.3304 | 69.9636 |  | No barrier identified | No barrier identified | First cost | Availability | None |  |  | TBD | TBD |  | 12.2027 | Yes | Maturity
Non-Residential Interior | Retail | Area Lighting (Low/Medium Bay) | 758.7848 | Linear Fluorescent | 84.77% | Manual Switch | 75.54% | Linear Fluorescent T-8 / Code Compliant T-12 | Shut-off AND multi-level controls | LED Panel Lighting | Occupancy | 131.7041 | 93.2848 | 112.5611 | 15.5475 |  | First cost | Performance | No barrier identified | No barrier identified | None |  |  | TBD | TBD |  | 12.2027 | Yes | Maturity
Non-Residential Interior | Retail | Area Lighting (Low/Medium Bay) | 758.7848 | Linear Fluorescent | 84.77% | Manual Switch | 75.54% | Linear Fluorescent T-8 / Code Compliant T-12 | Shut-off AND multi-level controls | LED Panel Lighting | Daylighting | 131.7041 | 112.7192 | 112.5611 | 34.9818 |  | First cost | Performance | No barrier identified | No barrier identified | None |  |  | TBD | TBD |  | 12.2027 | Yes | Maturity
Non-Residential Interior | Retail | Area Lighting (Low/Medium Bay) | 758.7848 | Linear Fluorescent | 84.77% | Manual Switch | 75.54% | Linear Fluorescent T-8 / Code Compliant T-12 | Shut-off AND multi-level controls | LED Panel Lighting | Institutional Tuning | 131.7041 | 139.9272 | 112.5611 | 62.1899 |  | First cost | Performance | No barrier identified | No barrier identified | None |  |  | TBD | TBD |  | 12.2027 | Yes | Maturity
Non-Residential Interior | Retail | Area Lighting (Low/Medium Bay) | 758.7848 | Linear Fluorescent | 84.77% | Manual Switch | 75.54% | Linear Fluorescent T-8 / Code Compliant T-12 | Shut-off AND multi-level controls | LED Panel Lighting | Multiple Measures | 131.7041 | 147.701 | 112.5611 | 69.9636 |  | First cost | Performance | First cost | Availability | None |  |  | TBD | TBD |  | 12.2027 | Yes | Maturity
Non-Residential Interior | Retail | Area Lighting (High Bay) | 3705.1477 | Linear Fluorescent | 66.61% | Manual Switch | 58.67% | Linear Fluorescent T-8 / Code Compliant T-12 | Shut-off AND multi-level controls | High Bay Linear Fluorescent T-8/T-5 HO | Occupancy | 290.5717 | 277.9917 | 236.9277 | 46.332 |  | No barrier identified | No barrier identified | No barrier identified | No barrier identified | None |  |  | TBD | TBD |  | 12.2027 | Yes | Maturity
Non-Residential Interior | Retail | Area Lighting (High Bay) | 3705.1477 | Linear Fluorescent | 66.61% | Manual Switch | 58.67% | Linear Fluorescent T-8 / Code Compliant T-12 | Shut-off AND multi-level controls | High Bay Linear Fluorescent T-8/T-5 HO | Daylighting | 290.5717 | 335.9067 | 236.9277 | 104.2469 |  | No barrier identified | No barrier identified | No barrier identified | No barrier identified | None |  |  | TBD | TBD |  | 12.2027 | Yes | Maturity
Non-Residential Interior | Retail | Area Lighting (High Bay) | 3705.1477 | Linear Fluorescent | 66.61% | Manual Switch | 58.67% | Linear Fluorescent T-8 / Code Compliant T-12 | Shut-off AND multi-level controls | High Bay Linear Fluorescent T-8/T-5 HO | Institutional Tuning | 290.5717 | 416.9876 | 236.9277 | 185.3278 |  | No barrier identified | No barrier identified | No barrier identified | No barrier identified | None |  |  | TBD | TBD |  | 12.2027 | Yes | Maturity
Non-Residential Interior | Retail | Area Lighting (High Bay) | 3705.1477 | Linear Fluorescent | 66.61% | Manual Switch | 58.67% | Linear Fluorescent T-8 / Code Compliant T-12 | Shut-off AND multi-level controls | High Bay Linear Fluorescent T-8/T-5 HO | Multiple Measures | 290.5717 | 440.1536 | 236.9277 | 208.4938 |  | No barrier identified | No barrier identified | First cost | Availability | None |  |  | TBD | TBD |  | 12.2027 | Yes | Maturity
Non-Residential Interior | Retail | Area Lighting (High Bay) | 3705.1477 | Linear Fluorescent | 66.61% | Manual Switch | 58.67% | Linear Fluorescent T-8 / Code Compliant T-12 | Shut-off AND multi-level controls | High Bay LED | Occupancy | 505.3518 | 277.9917 | 431.8995 | 46.332 |  | First cost | Performance | No barrier identified | No barrier identified | None |  |  | TBD | TBD |  | 12.2027 | Yes | Maturity
Non-Residential Interior | Retail | Area Lighting (High Bay) | 3705.1477 | Linear Fluorescent | 66.61% | Manual Switch | 58.67% | Linear Fluorescent T-8 / Code Compliant T-12 | Shut-off AND multi-level controls | High Bay LED | Daylighting | 505.3518 | 335.9067 | 431.8995 | 104.2469 |  | First cost | Performance | No barrier identified | No barrier identified | None |  |  | TBD | TBD |  | 12.2027 | Yes | Maturity
Non-Residential Interior | Retail | Area Lighting (High Bay) | 3705.1477 | Linear Fluorescent | 66.61% | Manual Switch | 58.67% | Linear Fluorescent T-8 / Code Compliant T-12 | Shut-off AND multi-level controls | High Bay LED | Institutional Tuning | 505.3518 | 416.9876 | 431.8995 | 185.3278 |  | First cost | Performance | No barrier identified | No barrier identified | None |  |  | TBD | TBD |  | 12.2027 | Yes | Maturity
Non-Residential Interior | Retail | Area Lighting (High Bay) | 3705.1477 | Linear Fluorescent | 66.61% | Manual Switch | 58.67% | Linear Fluorescent T-8 / Code Compliant T-12 | Shut-off AND multi-level controls | High Bay LED | Multiple Measures | 505.3518 | 440.1536 | 431.8995 | 208.4938 |  | First cost | Performance | First cost | Availability | None |  |  | TBD | TBD |  | 12.2027 | Yes | Maturity
Non-Residential Interior | Retail | Area Lighting (High Bay) | 3705.1477 | CFL | 5.61% | Manual Switch | 95.89% | Halogen | Shut-off AND multi-level controls | High Bay LED | Occupancy | 38.3765 | 38.2718 | 38.3765 | 6.3786 |  | First cost | Performance | No barrier identified | No barrier identified | None |  |  | TBD | TBD |  | 12.2027 | Yes | Maturity
Non-Residential Interior | Retail | Area Lighting (High Bay) | 3705.1477 | CFL | 5.61% | Manual Switch | 95.89% | Halogen | Shut-off AND multi-level controls | High Bay LED | Daylighting | 38.3765 | 46.2451 | 38.3765 | 14.3519 |  | First cost | Performance | No barrier identified | No barrier identified | None |  |  | TBD | TBD |  | 12.2027 | Yes | Maturity
Non-Residential Interior | Retail | Area Lighting (High Bay) | 3705.1477 | CFL | 5.61% | Manual Switch | 95.89% | Halogen | Shut-off AND multi-level controls | High Bay LED | Institutional Tuning | 38.3765 | 57.4077 | 38.3765 | 25.5145 |  | First cost | Performance | No barrier identified | No barrier identified | None |  |  | TBD | TBD |  | 12.2027 | Yes | Maturity
Non-Residential Interior | Retail | Area Lighting (High Bay) | 3705.1477 | CFL | 5.61% | Manual Switch | 95.89% | Halogen | Shut-off AND multi-level controls | High Bay LED | Multiple Measures | 38.3765 | 60.597 | 38.3765 | 28.7039 |  | First cost | Performance | First cost | Availability | None |  |  | TBD | TBD |  | 12.2027 | Yes | Maturity
Non-Residential Interior | Retail | Area Lighting (High Bay) | 3705.1477 | MH (Std, PS, CMH) | 25.39% | Manual Switch | 85.08% | PS MH | Shut-off AND multi-level controls | CMH | Occupancy | 181.9536 | 153.673 | 148.7749 | 25.6122 |  | First cost | No barrier identified | No barrier identified | No barrier identified | None |  |  | TBD | TBD |  | 12.2027 | Yes | Maturity
Non-Residential Interior | Retail | Area Lighting (High Bay) | 3705.1477 | MH (Std, PS, CMH) | 25.39% | Manual Switch | 85.08% | PS MH | Shut-off AND multi-level controls | CMH | Daylighting | 181.9536 | 185.6882 | 148.7749 | 57.6274 |  | First cost | No barrier identified | No barrier identified | No barrier identified | None |  |  | TBD | TBD |  | 12.2027 | Yes | Maturity
Non-Residential Interior | Retail | Area Lighting (High Bay) | 3705.1477 | MH (Std, PS, CMH) | 25.39% | Manual Switch | 85.08% | PS MH | Shut-off AND multi-level controls | CMH | Institutional Tuning | 181.9536 | 230.5095 | 148.7749 | 102.4487 |  | First cost | No barrier identified | No barrier identified | No barrier identified | None |  |  | TBD | TBD |  | 12.2027 | Yes | Maturity
Non-Residential Interior | Retail | Area Lighting (High Bay) | 3705.1477 | MH (Std, PS, CMH) | 25.39% | Manual Switch | 85.08% | PS MH | Shut-off AND multi-level controls | CMH | Multiple Measures | 181.9536 | 243.3156 | 148.7749 | 115.2547 |  | First cost | No barrier identified | First cost | Availability | None |  |  | TBD | TBD |  | 12.2027 | Yes | Maturity
Non-Residential Interior | Retail | Area Lighting (High Bay) | 3705.1477 | MH (Std, PS, CMH) | 25.39% | Manual Switch | 85.08% | PS MH | Shut-off AND multi-level controls | High Bay Linear Fluorescent T-8/T-5 HO | Occupancy | 143.9806 | 153.673 | 109.001 | 25.6122 |  | No barrier identified | No barrier identified | No barrier identified | No barrier identified | None |  |  | TBD | TBD |  | 12.2027 | Yes | Maturity
Non-Residential Interior | Retail | Area Lighting (High Bay) | 3705.1477 | MH (Std, PS, CMH) | 25.39% | Manual Switch | 85.08% | PS MH | Shut-off AND multi-level controls | High Bay Linear Fluorescent T-8/T-5 HO | Daylighting | 143.9806 | 185.6882 | 109.001 | 57.6274 |  | No barrier identified | No barrier identified | No barrier identified | No barrier identified | None |  |  | TBD | TBD |  | 12.2027 | Yes | Maturity
Non-Residential Interior | Retail | Area Lighting (High Bay) | 3705.1477 | MH (Std, PS, CMH) | 25.39% | Manual Switch | 85.08% | PS MH | Shut-off AND multi-level controls | High Bay Linear Fluorescent T-8/T-5 HO | Institutional Tuning | 143.9806 | 230.5095 | 109.001 | 102.4487 |  | No barrier identified | No barrier identified | No barrier identified | No barrier identified | None |  |  | TBD | TBD |  | 12.2027 | Yes | Maturity
Non-Residential Interior | Retail | Area Lighting (High Bay) | 3705.1477 | MH (Std, PS, CMH) | 25.39% | Manual Switch | 85.08% | PS MH | Shut-off AND multi-level controls | High Bay Linear Fluorescent T-8/T-5 HO | Multiple Measures | 143.9806 | 243.3156 | 109.001 | 115.2547 |  | No barrier identified | No barrier identified | First cost | Availability | None |  |  | TBD | TBD |  | 12.2027 | Yes | Maturity
Non-Residential Interior | Retail | Area Lighting (High Bay) | 3705.1477 | MH (Std, PS, CMH) | 25.39% | Manual Switch | 85.08% | PS MH | Shut-off AND multi-level controls | High Bay LED | Occupancy | 405.7302 | 153.673 | 379.4776 | 25.6122 |  | First cost | Performance | No barrier identified | No barrier identified | None |  |  | TBD | TBD |  | 12.2027 | Yes | Maturity
Non-Residential Interior | Retail | Area Lighting (High Bay) | 3705.1477 | MH (Std, PS, CMH) | 25.39% | Manual Switch | 85.08% | PS MH | Shut-off AND multi-level controls | High Bay LED | Daylighting | 405.7302 | 185.6882 | 379.4776 | 57.6274 |  | First cost | Performance | No barrier identified | No barrier identified | None |  |  | TBD | TBD |  | 12.2027 | Yes | Maturity
Non-Residential Interior | Retail | Area Lighting (High Bay) | 3705.1477 | MH (Std, PS, CMH) | 25.39% | Manual Switch | 85.08% | PS MH | Shut-off AND multi-level controls | High Bay LED | Institutional Tuning | 405.7302 | 230.5095 | 379.4776 | 102.4487 |  | First cost | Performance | No barrier identified | No barrier identified | None |  |  | TBD | TBD |  | 12.2027 | Yes | Maturity
Non-Residential Interior | Retail | Area Lighting (High Bay) | 3705.1477 | MH (Std, PS, CMH) | 25.39% | Manual Switch | 85.08% | PS MH | Shut-off AND multi-level controls | High Bay LED | Multiple Measures | 405.7302 | 243.3156 | 379.4776 | 115.2547 |  | First cost | Performance | First cost | Availability | None |  |  | TBD | TBD |  | 12.2027 | Yes | Maturity
Non-Residential Interior | Retail | Display and Advertising | 551.0821 | Linear Fluorescent | 31.18% | Manual Switch | 87.49% | Linear Fluorescent T-8 / Code Compliant T-12 | Shut-off | High Efficiency Linear Fluorescent T-8/T-5 | Occupancy | 20.232 | Not Applicable | 16.4969 | Not Applicable |  | No barrier identified | No barrier identified | No barrier identified | No barrier identified | None |  |  | TBD | TBD |  | 12.2027 | Yes | Maturity
Non-Residential Interior | Retail | Display and Advertising | 551.0821 | Linear Fluorescent | 31.18% | Manual Switch | 87.49% | Linear Fluorescent T-8 / Code Compliant T-12 | Shut-off | High Efficiency Linear Fluorescent T-8/T-5 | Daylighting | 20.232 | Not Applicable | 16.4969 | Not Applicable |  | No barrier identified | No barrier identified | No barrier identified | No barrier identified | None |  |  | TBD | TBD |  | 12.2027 | Yes | Maturity
Non-Residential Interior | Retail | Display and Advertising | 551.0821 | Linear Fluorescent | 31.18% | Manual Switch | 87.49% | Linear Fluorescent T-8 / Code Compliant T-12 | Shut-off | High Efficiency Linear Fluorescent T-8/T-5 | Institutional Tuning | 20.232 | 43.3018 | 16.4969 | 37.2877 |  | No barrier identified | No barrier identified | No barrier identified | No barrier identified | None |  |  | TBD | TBD |  | 12.2027 | Yes | Maturity
Non-Residential Interior | Retail | Display and Advertising | 551.0821 | Linear Fluorescent | 31.18% | Manual Switch | 87.49% | Linear Fluorescent T-8 / Code Compliant T-12 | Shut-off | High Efficiency Linear Fluorescent T-8/T-5 | Multiple Measures | 20.232 | Not Applicable | 16.4969 | Not Applicable |  | No barrier identified | No barrier identified | First cost | Availability | None |  |  | TBD | TBD |  | 12.2027 | Yes | Maturity
Non-Residential Interior | Retail | Display and Advertising | 551.0821 | Linear Fluorescent | 31.18% | Manual Switch | 87.49% | Linear Fluorescent T-8 / Code Compliant T-12 | Shut-off | LED Panel Lighting | Occupancy | 35.1868 | Not Applicable | 30.0724 | Not Applicable |  | First cost | Performance | No barrier identified | No barrier identified | None |  |  | TBD | TBD |  | 12.2027 | Yes | Maturity
Non-Residential Interior | Retail | Display and Advertising | 551.0821 | Linear Fluorescent | 31.18% | Manual Switch | 87.49% | Linear Fluorescent T-8 / Code Compliant T-12 | Shut-off | LED Panel Lighting | Daylighting | 35.1868 | Not Applicable | 30.0724 | Not Applicable |  | First cost | Performance | No barrier identified | No barrier identified | None |  |  | TBD | TBD |  | 12.2027 | Yes | Maturity
Non-Residential Interior | Retail | Display and Advertising | 551.0821 | Linear Fluorescent | 31.18% | Manual Switch | 87.49% | Linear Fluorescent T-8 / Code Compliant T-12 | Shut-off | LED Panel Lighting | Institutional Tuning | 35.1868 | 43.3018 | 30.0724 | 37.2877 |  | First cost | Performance | No barrier identified | No barrier identified | None |  |  | TBD | TBD |  | 12.2027 | Yes | Maturity
Non-Residential Interior | Retail | Display and Advertising | 551.0821 | Linear Fluorescent | 31.18% | Manual Switch | 87.49% | Linear Fluorescent T-8 / Code Compliant T-12 | Shut-off | LED Panel Lighting | Multiple Measures | 35.1868 | Not Applicable | 30.0724 | Not Applicable |  | First cost | Performance | First cost | Availability | None |  |  | TBD | TBD |  | 12.2027 | Yes | Maturity
Non-Residential Interior | Retail | Display and Advertising | 551.0821 | Halogen | 38.4% | Manual Switch | 90.26% | Halogen | Shut-off | LED | Occupancy | 134.0402 | Not Applicable | 134.0402 | Not Applicable |  | First cost | Performance | No barrier identified | No barrier identified | None |  |  | TBD | TBD |  | 12.2027 | Yes | Maturity
Non-Residential Interior | Retail | Display and Advertising | 551.0821 | Halogen | 38.4% | Manual Switch | 90.26% | Halogen | Shut-off | LED | Daylighting | 134.0402 | Not Applicable | 134.0402 | Not Applicable |  | First cost | Performance | No barrier identified | No barrier identified | None |  |  | TBD | TBD |  | 12.2027 | Yes | Maturity
Non-Residential Interior | Retail | Display and Advertising | 551.0821 | Halogen | 38.4% | Manual Switch | 90.26% | Halogen | Shut-off | LED | Institutional Tuning | 134.0402 | 55.0147 | 134.0402 | 47.3738 |  | First cost | Performance | No barrier identified | No barrier identified | None |  |  | TBD | TBD |  | 12.2027 | Yes | Maturity
Non-Residential Interior | Retail | Display and Advertising | 551.0821 | Halogen | 38.4% | Manual Switch | 90.26% | Halogen | Shut-off | LED | Multiple Measures | 134.0402 | Not Applicable | 134.0402 | Not Applicable |  | First cost | Performance | First cost | Availability | None |  |  | TBD | TBD |  | 12.2027 | Yes | Maturity
Non-Residential Interior | Retail | Display and Advertising | 551.0821 | Halogen | 38.4% | Manual Switch | 90.26% | Halogen | Shut-off | CFL | Occupancy | 123.4581 | Not Applicable | 123.4581 | Not Applicable |  | Reliability | Performance | No barrier identified | No barrier identified | Lighting reliability - non dimming CFL on dimmer |  |  | TBD | TBD |  | 12.2027 | Yes | Maturity
Non-Residential Interior | Retail | Display and Advertising | 551.0821 | Halogen | 38.4% | Manual Switch | 90.26% | Halogen | Shut-off | CFL | Daylighting | 123.4581 | Not Applicable | 123.4581 | Not Applicable |  | Reliability | Performance | No barrier identified | No barrier identified | Lighting reliability - non dimming CFL on dimmer |  |  | TBD | TBD |  | 12.2027 | Yes | Maturity
Non-Residential Interior | Retail | Display and Advertising | 551.0821 | Halogen | 38.4% | Manual Switch | 90.26% | Halogen | Shut-off | CFL | Institutional Tuning | 123.4581 | 55.0147 | 123.4581 | 47.3738 |  | Reliability | Performance | No barrier identified | No barrier identified | Lighting reliability - non dimming CFL on dimmer |  |  | TBD | TBD |  | 12.2027 | Yes | Maturity
Non-Residential Interior | Retail | Display and Advertising | 551.0821 | Halogen | 38.4% | Manual Switch | 90.26% | Halogen | Shut-off | CFL | Multiple Measures | 123.4581 | Not Applicable | 123.4581 | Not Applicable |  | Reliability | Performance | First cost | Availability | Lighting reliability - non dimming CFL on dimmer |  |  | TBD | TBD |  | 12.2027 | Yes | Maturity
Non-Residential Interior | Retail | Display and Advertising | 551.0821 | LED | 6.061% | Manual Switch | 99.57% | Halogen | Shut-off | LED | Occupancy | No Change | Not Applicable | No Change | Not Applicable |  | Reliability | Performance | No barrier identified | No barrier identified | Lighting reliability - non dimming CFL on dimmer |  |  | TBD | TBD |  | 12.2027 | Yes | Maturity
Non-Residential Interior | Retail | Display and Advertising | 551.0821 | LED | 6.061% | Manual Switch | 99.57% | Halogen | Shut-off | LED | Daylighting | No Change | Not Applicable | No Change | Not Applicable |  | Reliability | Performance | No barrier identified | No barrier identified | Lighting reliability - non dimming CFL on dimmer |  |  | TBD | TBD |  | 12.2027 | Yes | Maturity
Non-Residential Interior | Retail | Display and Advertising | 551.0821 | LED | 6.061% | Manual Switch | 99.57% | Halogen | Shut-off | LED | Institutional Tuning | No Change | 9.5771 | No Change | 8.2469 |  | Reliability | Performance | No barrier identified | No barrier identified | Lighting reliability - non dimming CFL on dimmer |  |  | TBD | TBD |  | 12.2027 | Yes | Maturity
Non-Residential Interior | Retail | Display and Advertising | 551.0821 | LED | 6.061% | Manual Switch | 99.57% | Halogen | Shut-off | LED | Multiple Measures | No Change | Not Applicable | No Change | Not Applicable |  | Reliability | Performance | First cost | Availability | Lighting reliability - non dimming CFL on dimmer |  |  | TBD | TBD |  | 12.2027 | Yes | Maturity
Non-Residential Interior | Retail | Display and Advertising | 551.0821 | CFL | 5.311% | Manual Switch | 99.32% | Halogen | Shut-off | LED | Occupancy | 5.4034 | Not Applicable | 5.4034 | Not Applicable |  | Reliability | Performance | No barrier identified | No barrier identified | Lighting reliability - non dimming CFL on dimmer |  |  | TBD | TBD |  | 12.2027 | Yes | Maturity
Non-Residential Interior | Retail | Display and Advertising | 551.0821 | CFL | 5.311% | Manual Switch | 99.32% | Halogen | Shut-off | LED | Daylighting | 5.4034 | Not Applicable | 5.4034 | Not Applicable |  | Reliability | Performance | No barrier identified | No barrier identified | Lighting reliability - non dimming CFL on dimmer |  |  | TBD | TBD |  | 12.2027 | Yes | Maturity
Non-Residential Interior | Retail | Display and Advertising | 551.0821 | CFL | 5.311% | Manual Switch | 99.32% | Halogen | Shut-off | LED | Institutional Tuning | 5.4034 | 8.3724 | 5.4034 | 7.2095 |  | Reliability | Performance | No barrier identified | No barrier identified | Lighting reliability - non dimming CFL on dimmer |  |  | TBD | TBD |  | 12.2027 | Yes | Maturity
Non-Residential Interior | Retail | Display and Advertising | 551.0821 | CFL | 5.311% | Manual Switch | 99.32% | Halogen | Shut-off | LED | Multiple Measures | 5.4034 | Not Applicable | 5.4034 | Not Applicable |  | Reliability | Performance | First cost | Availability | Lighting reliability - non dimming CFL on dimmer |  |  | TBD | TBD |  | 12.2027 | Yes | Maturity
Non-Residential Interior | Retail | Display and Advertising | 551.0821 | Incandescent | 17.36% | Manual Switch | 98.26% | Halogen | Shut-off | LED | Occupancy | 63.7647 | Not Applicable | 60.5765 | Not Applicable |  | Reliability | Performance | No barrier identified | No barrier identified | Lighting reliability - non dimming CFL on dimmer |  |  | TBD | TBD |  | 12.2027 | Yes | Maturity
Non-Residential Interior | Retail | Display and Advertising | 551.0821 | Incandescent | 17.36% | Manual Switch | 98.26% | Halogen | Shut-off | LED | Daylighting | 63.7647 | Not Applicable | 60.5765 | Not Applicable |  | Reliability | Performance | No barrier identified | No barrier identified | Lighting reliability - non dimming CFL on dimmer |  |  | TBD | TBD |  | 12.2027 | Yes | Maturity
Non-Residential Interior | Retail | Display and Advertising | 551.0821 | Incandescent | 17.36% | Manual Switch | 98.26% | Halogen | Shut-off | LED | Institutional Tuning | 63.7647 | 27.0679 | 60.5765 | 23.3085 |  | Reliability | Performance | No barrier identified | No barrier identified | Lighting reliability - non dimming CFL on dimmer |  |  | TBD | TBD |  | 12.2027 | Yes | Maturity
Non-Residential Interior | Retail | Display and Advertising | 551.0821 | Incandescent | 17.36% | Manual Switch | 98.26% | Halogen | Shut-off | LED | Multiple Measures | 63.7647 | Not Applicable | 60.5765 | Not Applicable |  | Reliability | Performance | First cost | Availability | Lighting reliability - non dimming CFL on dimmer |  |  | TBD | TBD |  | 12.2027 | Yes | Maturity
Non-Residential Interior | Retail | Display and Advertising | 551.0821 | Incandescent | 17.36% | Manual Switch | 98.26% | Halogen | Shut-off | CFL | Occupancy | 59.9388 | Not Applicable | 55.7941 | Not Applicable |  | Reliability | Performance | No barrier identified | No barrier identified | Lighting reliability - non dimming CFL on dimmer |  |  | TBD | TBD |  | 12.2027 | Yes | Maturity
Non-Residential Interior | Retail | Display and Advertising | 551.0821 | Incandescent | 17.36% | Manual Switch | 98.26% | Halogen | Shut-off | CFL | Daylighting | 59.9388 | Not Applicable | 55.7941 | Not Applicable |  | Reliability | Performance | No barrier identified | No barrier identified | Lighting reliability - non dimming CFL on dimmer |  |  | TBD | TBD |  | 12.2027 | Yes | Maturity
Non-Residential Interior | Retail | Display and Advertising | 551.0821 | Incandescent | 17.36% | Manual Switch | 98.26% | Halogen | Shut-off | CFL | Institutional Tuning | 59.9388 | 27.0679 | 55.7941 | 23.3085 |  | Reliability | Performance | No barrier identified | No barrier identified | Lighting reliability - non dimming CFL on dimmer |  |  | TBD | TBD |  | 12.2027 | Yes | Maturity
Non-Residential Interior | Retail | Display and Advertising | 551.0821 | Incandescent | 17.36% | Manual Switch | 98.26% | Halogen | Shut-off | CFL | Multiple Measures | 59.9388 | Not Applicable | 55.7941 | Not Applicable |  | Reliability | Performance | First cost | Availability | Lighting reliability - non dimming CFL on dimmer |  |  | TBD | TBD |  | 12.2027 | Yes | Maturity
Non-Residential Interior | Warehouse | Area Lighting (Low/Medium Bay) | 358.4937 | Linear Fluorescent | 87.98% | Manual Switch / Schedule | 87.71% | Linear Fluorescent T-8 / Code Compliant T-12 | Shut-off and Daylighting and Bi-level (in warehouse aisleways and open areas) | High Efficiency Linear Fluorescent T-8/T-5 | Occupancy | 37.1357 | 68.6062 | 30.2798 | Savings are minimal if not negative |  | No barrier identified | No barrier identified | No barrier identified | No barrier identified | Lighting reliability - non dimming CFL on dimmer |  |  | TBD | TBD |  | 9.4274 | Yes | Maturity
Non-Residential Interior | Warehouse | Area Lighting (Low/Medium Bay) | 358.4937 | Linear Fluorescent | 87.98% | Manual Switch / Schedule | 87.71% | Linear Fluorescent T-8 / Code Compliant T-12 | Shut-off and Daylighting and Bi-level (in warehouse aisleways and open areas) | High Efficiency Linear Fluorescent T-8/T-5 | Daylighting | 37.1357 | 61.9669 | 30.2798 | No change |  | No barrier identified | No barrier identified | No barrier identified | No barrier identified | Lighting reliability - non dimming CFL on dimmer |  |  | TBD | TBD |  | 9.4274 | Yes | Maturity
Non-Residential Interior | Warehouse | Area Lighting (Low/Medium Bay) | 358.4937 | Linear Fluorescent | 87.98% | Manual Switch / Schedule | 87.71% | Linear Fluorescent T-8 / Code Compliant T-12 | Shut-off and Daylighting and Bi-level (in warehouse aisleways and open areas) | High Efficiency Linear Fluorescent T-8/T-5 | Personal Tuning | 37.1357 | Not Applicable | 30.2798 | Not Applicable |  | No barrier identified | No barrier identified | Not Applicable | Not Applicable | Lighting reliability - non dimming CFL on dimmer |  |  | TBD | TBD |  | 9.4274 | Yes | Maturity
Non-Residential Interior | Warehouse | Area Lighting (Low/Medium Bay) | 358.4937 | Linear Fluorescent | 87.98% | Manual Switch / Schedule | 87.71% | Linear Fluorescent T-8 / Code Compliant T-12 | Shut-off and Daylighting and Bi-level (in warehouse aisleways and open areas) | High Efficiency Linear Fluorescent T-8/T-5 | Institutional Tuning | 37.1357 | 79.6717 | 30.2798 | 17.7048 |  | No barrier identified | No barrier identified | No barrier identified | No barrier identified | Lighting reliability - non dimming CFL on dimmer |  |  | TBD | TBD |  | 9.4274 | Yes | Maturity
Non-Residential Interior | Warehouse | Area Lighting (Low/Medium Bay) | 358.4937 | Linear Fluorescent | 87.98% | Manual Switch / Schedule | 87.71% | Linear Fluorescent T-8 / Code Compliant T-12 | Shut-off and Daylighting and Bi-level (in warehouse aisleways and open areas) | High Efficiency Linear Fluorescent T-8/T-5 | Multiple Measures | 37.1357 | 84.0979 | 30.2798 | 22.131 |  | No barrier identified | No barrier identified | First cost | Availability | Lighting reliability - non dimming CFL on dimmer |  |  | TBD | TBD |  | 9.4274 | Yes | Maturity
Non-Residential Interior | Warehouse | Area Lighting (Low/Medium Bay) | 358.4937 | Linear Fluorescent | 87.98% | Manual Switch / Schedule | 87.71% | Linear Fluorescent T-8 / Code Compliant T-12 | Shut-off and Daylighting and Bi-level (in warehouse aisleways and open areas) | LED Panel Lighting | Occupancy | 64.585 | 68.6062 | 55.1976 | Savings are minimal if not negative |  | First cost | Performance | No barrier identified | No barrier identified | Lighting reliability - non dimming CFL on dimmer |  |  | TBD | TBD |  | 9.4274 | Yes | Maturity
Non-Residential Interior | Warehouse | Area Lighting (Low/Medium Bay) | 358.4937 | Linear Fluorescent | 87.98% | Manual Switch / Schedule | 87.71% | Linear Fluorescent T-8 / Code Compliant T-12 | Shut-off and Daylighting and Bi-level (in warehouse aisleways and open areas) | LED Panel Lighting | Daylighting | 64.585 | 61.9669 | 55.1976 | No change |  | First cost | Performance | No barrier identified | No barrier identified | Lighting reliability - non dimming CFL on dimmer |  |  | TBD | TBD |  | 9.4274 | Yes | Maturity
Non-Residential Interior | Warehouse | Area Lighting (Low/Medium Bay) | 358.4937 | Linear Fluorescent | 87.98% | Manual Switch / Schedule | 87.71% | Linear Fluorescent T-8 / Code Compliant T-12 | Shut-off and Daylighting and Bi-level (in warehouse aisleways and open areas) | LED Panel Lighting | Personal Tuning | 64.585 | Not Applicable | 55.1976 | Not Applicable |  | First cost | Performance | Not Applicable | Not Applicable | Lighting reliability - non dimming CFL on dimmer |  |  | TBD | TBD |  | 9.4274 | Yes | Maturity
Non-Residential Interior | Warehouse | Area Lighting (Low/Medium Bay) | 358.4937 | Linear Fluorescent | 87.98% | Manual Switch / Schedule | 87.71% | Linear Fluorescent T-8 / Code Compliant T-12 | Shut-off and Daylighting and Bi-level (in warehouse aisleways and open areas) | LED Panel Lighting | Institutional Tuning | 64.585 | 79.6717 | 55.1976 | 17.7048 |  | First cost | Performance | No barrier identified | No barrier identified | Lighting reliability - non dimming CFL on dimmer |  |  | TBD | TBD |  | 9.4274 | Yes | Maturity
Non-Residential Interior | Warehouse | Area Lighting (Low/Medium Bay) | 358.4937 | Linear Fluorescent | 87.98% | Manual Switch / Schedule | 87.71% | Linear Fluorescent T-8 / Code Compliant T-12 | Shut-off and Daylighting and Bi-level (in warehouse aisleways and open areas) | LED Panel Lighting | Multiple Measures | 64.585 | 84.0979 | 55.1976 | 22.131 |  | First cost | Performance | First cost | Availability | Lighting reliability - non dimming CFL on dimmer |  |  | TBD | TBD |  | 9.4274 | Yes | Maturity
Non-Residential Interior | Warehouse | Area Lighting (Low/Medium Bay) | 358.4937 | CFL | 10.53% | Manual Switch / Schedule | 99.87% | Halogen | Shut-off and Daylighting and Bi-level (in warehouse aisleways and open areas) | LED | Occupancy | 6.9684 | 9.3491 | 6.9684 | Savings are minimal if not negative |  | First cost | Performance | No barrier identified | No barrier identified | Lighting reliability - non dimming CFL on dimmer |  |  | TBD | TBD |  | 9.4274 | Yes | Maturity
Non-Residential Interior | Warehouse | Area Lighting (Low/Medium Bay) | 358.4937 | CFL | 10.53% | Manual Switch / Schedule | 99.87% | Halogen | Shut-off and Daylighting and Bi-level (in warehouse aisleways and open areas) | LED | Daylighting | 6.9684 | 8.4443 | 6.9684 | No change |  | First cost | Performance | No barrier identified | No barrier identified | Lighting reliability - non dimming CFL on dimmer |  |  | TBD | TBD |  | 9.4274 | Yes | Maturity
Non-Residential Interior | Warehouse | Area Lighting (Low/Medium Bay) | 358.4937 | CFL | 10.53% | Manual Switch / Schedule | 99.87% | Halogen | Shut-off and Daylighting and Bi-level (in warehouse aisleways and open areas) | LED | Personal Tuning | 6.9684 | Not Applicable | 6.9684 | Not Applicable |  | First cost | Performance | Not Applicable | Not Applicable | Lighting reliability - non dimming CFL on dimmer |  |  | TBD | TBD |  | 9.4274 | Yes | Maturity
Non-Residential Interior | Warehouse | Area Lighting (Low/Medium Bay) | 358.4937 | CFL | 10.53% | Manual Switch / Schedule | 99.87% | Halogen | Shut-off and Daylighting and Bi-level (in warehouse aisleways and open areas) | LED | Institutional Tuning | 6.9684 | 10.857 | 6.9684 | 2.4127 |  | First cost | Performance | No barrier identified | No barrier identified | Lighting reliability - non dimming CFL on dimmer |  |  | TBD | TBD |  | 9.4274 | Yes | Maturity
Non-Residential Interior | Warehouse | Area Lighting (Low/Medium Bay) | 358.4937 | CFL | 10.53% | Manual Switch / Schedule | 99.87% | Halogen | Shut-off and Daylighting and Bi-level (in warehouse aisleways and open areas) | LED | Multiple Measures | 6.9684 | 11.4601 | 6.9684 | 3.0158 |  | First cost | Performance | First cost | Availability | Lighting reliability - non dimming CFL on dimmer |  |  | TBD | TBD |  | 9.4274 | Yes | Maturity
Non-Residential Interior | Warehouse | Area Lighting (High Bay) | 1384.7696 | Linear Fluorescent | 75.85% | Manual Switch / Schedule | 67.18% | Linear Fluorescent T-8 / Code Compliant T-12 | Shut-off and Daylighting and Bi-level (in warehouse aisleways and open areas) | High Bay Linear Fluorescent T-8/T-5 HO | Occupancy | 123.6646 | 174.9929 | 100.8342 | Savings are minimal if not negative |  | No barrier identified | No barrier identified | No barrier identified | No barrier identified | Lighting reliability - non dimming CFL on dimmer |  |  | TBD | TBD |  | 9.4274 | Yes | Maturity
Non-Residential Interior | Warehouse | Area Lighting (High Bay) | 1384.7696 | Linear Fluorescent | 75.85% | Manual Switch / Schedule | 67.18% | Linear Fluorescent T-8 / Code Compliant T-12 | Shut-off and Daylighting and Bi-level (in warehouse aisleways and open areas) | High Bay Linear Fluorescent T-8/T-5 HO | Daylighting | 123.6646 | 158.0581 | 100.8342 | No change |  | No barrier identified | No barrier identified | No barrier identified | No barrier identified | Lighting reliability - non dimming CFL on dimmer |  |  | TBD | TBD |  | 9.4274 | Yes | Maturity
Non-Residential Interior | Warehouse | Area Lighting (High Bay) | 1384.7696 | Linear Fluorescent | 75.85% | Manual Switch / Schedule | 67.18% | Linear Fluorescent T-8 / Code Compliant T-12 | Shut-off and Daylighting and Bi-level (in warehouse aisleways and open areas) | High Bay Linear Fluorescent T-8/T-5 HO | Personal Tuning | 123.6646 | Not Applicable | 100.8342 | Not Applicable |  | No barrier identified | No barrier identified | Not Applicable | Not Applicable | Lighting reliability - non dimming CFL on dimmer |  |  | TBD | TBD |  | 9.4274 | Yes | Maturity
Non-Residential Interior | Warehouse | Area Lighting (High Bay) | 1384.7696 | Linear Fluorescent | 75.85% | Manual Switch / Schedule | 67.18% | Linear Fluorescent T-8 / Code Compliant T-12 | Shut-off and Daylighting and Bi-level (in warehouse aisleways and open areas) | High Bay Linear Fluorescent T-8/T-5 HO | Institutional Tuning | 123.6646 | 203.2176 | 100.8342 | 45.1595 |  | No barrier identified | No barrier identified | No barrier identified | No barrier identified | Lighting reliability - non dimming CFL on dimmer |  |  | TBD | TBD |  | 9.4274 | Yes | Maturity
Non-Residential Interior | Warehouse | Area Lighting (High Bay) | 1384.7696 | Linear Fluorescent | 75.85% | Manual Switch / Schedule | 67.18% | Linear Fluorescent T-8 / Code Compliant T-12 | Shut-off and Daylighting and Bi-level (in warehouse aisleways and open areas) | High Bay Linear Fluorescent T-8/T-5 HO | Multiple Measures | 123.6646 | 214.5075 | 100.8342 | 56.4493 |  | No barrier identified | No barrier identified | First cost | Availability | Lighting reliability - non dimming CFL on dimmer |  |  | TBD | TBD |  | 9.4274 | Yes | Maturity
Non-Residential Interior | Warehouse | Area Lighting (High Bay) | 1384.7696 | Linear Fluorescent | 75.85% | Manual Switch / Schedule | 67.18% | Linear Fluorescent T-8 / Code Compliant T-12 | Shut-off and Daylighting and Bi-level (in warehouse aisleways and open areas) | High Bay LED | Occupancy | 215.0729 | 174.9929 | 183.8123 | Savings are minimal if not negative |  | First cost | Performance | No barrier identified | No barrier identified | Lighting reliability - non dimming CFL on dimmer |  |  | TBD | TBD |  | 9.4274 | Yes | Maturity
Non-Residential Interior | Warehouse | Area Lighting (High Bay) | 1384.7696 | Linear Fluorescent | 75.85% | Manual Switch / Schedule | 67.18% | Linear Fluorescent T-8 / Code Compliant T-12 | Shut-off and Daylighting and Bi-level (in warehouse aisleways and open areas) | High Bay LED | Daylighting | 215.0729 | 158.0581 | 183.8123 | No change |  | First cost | Performance | No barrier identified | No barrier identified | Lighting reliability - non dimming CFL on dimmer |  |  | TBD | TBD |  | 9.4274 | Yes | Maturity
Non-Residential Interior | Warehouse | Area Lighting (High Bay) | 1384.7696 | Linear Fluorescent | 75.85% | Manual Switch / Schedule | 67.18% | Linear Fluorescent T-8 / Code Compliant T-12 | Shut-off and Daylighting and Bi-level (in warehouse aisleways and open areas) | High Bay LED | Personal Tuning | 215.0729 | Not Applicable | 183.8123 | Not Applicable |  | First cost | Performance | Not Applicable | Not Applicable | Lighting reliability - non dimming CFL on dimmer |  |  | TBD | TBD |  | 9.4274 | Yes | Maturity
Non-Residential Interior | Warehouse | Area Lighting (High Bay) | 1384.7696 | Linear Fluorescent | 75.85% | Manual Switch / Schedule | 67.18% | Linear Fluorescent T-8 / Code Compliant T-12 | Shut-off and Daylighting and Bi-level (in warehouse aisleways and open areas) | High Bay LED | Institutional Tuning | 215.0729 | 203.2176 | 183.8123 | 45.1595 |  | First cost | Performance | No barrier identified | No barrier identified | Lighting reliability - non dimming CFL on dimmer |  |  | TBD | TBD |  | 9.4274 | Yes | Maturity
Non-Residential Interior | Warehouse | Area Lighting (High Bay) | 1384.7696 | Linear Fluorescent | 75.85% | Manual Switch / Schedule | 67.18% | Linear Fluorescent T-8 / Code Compliant T-12 | Shut-off and Daylighting and Bi-level (in warehouse aisleways and open areas) | High Bay LED | Multiple Measures | 215.0729 | 214.5075 | 183.8123 | 56.4493 |  | First cost | Performance | First cost | Availability | Lighting reliability - non dimming CFL on dimmer |  |  | TBD | TBD |  | 9.4274 | Yes | Maturity
Non-Residential Interior | Warehouse | Area Lighting (High Bay) | 1384.7696 | MH (Std, PS, CMH) | 19.95% | Manual Switch / Schedule | 85.02% | PS MH | Shut-off and Daylighting and Bi-level (in warehouse aisleways and open areas) | CMH | Occupancy | 53.4437 | 58.2643 | 43.6984 | Savings are minimal if not negative |  | No barrier identified | No barrier identified | No barrier identified | No barrier identified | Lighting reliability - non dimming CFL on dimmer |  |  | TBD | TBD |  | 9.4274 | Yes | Maturity
Non-Residential Interior | Warehouse | Area Lighting (High Bay) | 1384.7696 | MH (Std, PS, CMH) | 19.95% | Manual Switch / Schedule | 85.02% | PS MH | Shut-off and Daylighting and Bi-level (in warehouse aisleways and open areas) | CMH | Daylighting | 53.4437 | 52.6258 | 43.6984 | No change |  | First cost | No barrier identified | No barrier identified | No barrier identified | Lighting reliability - non dimming CFL on dimmer |  |  | TBD | TBD |  | 9.4274 | Yes | Maturity
Non-Residential Interior | Warehouse | Area Lighting (High Bay) | 1384.7696 | MH (Std, PS, CMH) | 19.95% | Manual Switch / Schedule | 85.02% | PS MH | Shut-off and Daylighting and Bi-level (in warehouse aisleways and open areas) | CMH | Personal Tuning | 53.4437 | Not Applicable | 43.6984 | Not Applicable |  | First cost | No barrier identified | Not Applicable | Not Applicable | Lighting reliability - non dimming CFL on dimmer |  |  | TBD | TBD |  | 9.4274 | Yes | Maturity
Non-Residential Interior | Warehouse | Area Lighting (High Bay) | 1384.7696 | MH (Std, PS, CMH) | 19.95% | Manual Switch / Schedule | 85.02% | PS MH | Shut-off and Daylighting and Bi-level (in warehouse aisleways and open areas) | CMH | Institutional Tuning | 53.4437 | 67.6618 | 43.6984 | 15.036 |  | First cost | No barrier identified | No barrier identified | No barrier identified | Lighting reliability - non dimming CFL on dimmer |  |  | TBD | TBD |  | 9.4274 | Yes | Maturity
Non-Residential Interior | Warehouse | Area Lighting (High Bay) | 1384.7696 | MH (Std, PS, CMH) | 19.95% | Manual Switch / Schedule | 85.02% | PS MH | Shut-off and Daylighting and Bi-level (in warehouse aisleways and open areas) | CMH | Multiple Measures | 53.4437 | 71.4208 | 43.6984 | 18.7949 |  | First cost | No barrier identified | First cost | Availability | Lighting reliability - non dimming CFL on dimmer |  |  | TBD | TBD |  | 9.4274 | Yes | Maturity
Non-Residential Interior | Warehouse | Area Lighting (High Bay) | 1384.7696 | MH (Std, PS, CMH) | 19.95% | Manual Switch / Schedule | 85.02% | PS MH | Shut-off and Daylighting and Bi-level (in warehouse aisleways and open areas) | High Bay LED | Occupancy | 119.1718 | 58.2643 | 111.4608 | Savings are minimal if not negative |  | First cost | Performance | No barrier identified | No barrier identified | Lighting reliability - non dimming CFL on dimmer |  |  | TBD | TBD |  | 9.4274 | Yes | Maturity
Non-Residential Interior | Warehouse | Area Lighting (High Bay) | 1384.7696 | MH (Std, PS, CMH) | 19.95% | Manual Switch / Schedule | 85.02% | PS MH | Shut-off and Daylighting and Bi-level (in warehouse aisleways and open areas) | High Bay LED | Daylighting | 119.1718 | 52.6258 | 111.4608 | No change |  | First cost | Performance | No barrier identified | No barrier identified | Lighting reliability - non dimming CFL on dimmer |  |  | TBD | TBD |  | 9.4274 | Yes | Maturity
Non-Residential Interior | Warehouse | Area Lighting (High Bay) | 1384.7696 | MH (Std, PS, CMH) | 19.95% | Manual Switch / Schedule | 85.02% | PS MH | Shut-off and Daylighting and Bi-level (in warehouse aisleways and open areas) | High Bay LED | Personal Tuning | 119.1718 | Not Applicable | 111.4608 | Not Applicable |  | First cost | Performance | Not Applicable | Not Applicable | Lighting reliability - non dimming CFL on dimmer |  |  | TBD | TBD |  | 9.4274 | Yes | Maturity
Non-Residential Interior | Warehouse | Area Lighting (High Bay) | 1384.7696 | MH (Std, PS, CMH) | 19.95% | Manual Switch / Schedule | 85.02% | PS MH | Shut-off and Daylighting and Bi-level (in warehouse aisleways and open areas) | High Bay LED | Institutional Tuning | 119.1718 | 67.6618 | 111.4608 | 15.036 |  | First cost | Performance | No barrier identified | No barrier identified | Lighting reliability - non dimming CFL on dimmer |  |  | TBD | TBD |  | 9.4274 | Yes | Maturity
Non-Residential Interior | Warehouse | Area Lighting (High Bay) | 1384.7696 | MH (Std, PS, CMH) | 19.95% | Manual Switch / Schedule | 85.02% | PS MH | Shut-off and Daylighting and Bi-level (in warehouse aisleways and open areas) | High Bay LED | Multiple Measures | 119.1718 | 71.4208 | 111.4608 | 18.7949 |  | First cost | Performance | First cost | Availability | Lighting reliability - non dimming CFL on dimmer |  |  | TBD | TBD |  | 9.4274 | Yes | Maturity
Non-Residential Interior | Warehouse | Area Lighting (High Bay) | 1384.7696 | MH (Std, PS, CMH) | 19.95% | Manual Switch / Schedule | 85.02% | PS MH | Shut-off and Daylighting and Bi-level (in warehouse aisleways and open areas) | Induction | Occupancy | 30.2696 | 58.2643 | 30.2696 | Savings are minimal if not negative |  | Reliability | Performance | No barrier identified | No barrier identified | Lighting reliability - non dimming CFL on dimmer |  |  | TBD | TBD |  | 9.4274 | Yes | Maturity
Non-Residential Interior | Warehouse | Area Lighting (High Bay) | 1384.7696 | MH (Std, PS, CMH) | 19.95% | Manual Switch / Schedule | 85.02% | PS MH | Shut-off and Daylighting and Bi-level (in warehouse aisleways and open areas) | Induction | Daylighting | 30.2696 | 52.6258 | 30.2696 | No change |  | Reliability | Performance | No barrier identified | No barrier identified | Lighting reliability - non dimming CFL on dimmer |  |  | TBD | TBD |  | 9.4274 | Yes | Maturity
Non-Residential Interior | Warehouse | Area Lighting (High Bay) | 1384.7696 | MH (Std, PS, CMH) | 19.95% | Manual Switch / Schedule | 85.02% | PS MH | Shut-off and Daylighting and Bi-level (in warehouse aisleways and open areas) | Induction | Personal Tuning | 30.2696 | Not Applicable | 30.2696 | Not Applicable |  | Reliability | Performance | Not Applicable | Not Applicable | Lighting reliability - non dimming CFL on dimmer |  |  | TBD | TBD |  | 9.4274 | Yes | Maturity
Non-Residential Interior | Warehouse | Area Lighting (High Bay) | 1384.7696 | MH (Std, PS, CMH) | 19.95% | Manual Switch / Schedule | 85.02% | PS MH | Shut-off and Daylighting and Bi-level (in warehouse aisleways and open areas) | Induction | Institutional Tuning | 30.2696 | 67.6618 | 30.2696 | 15.036 |  | Reliability | Performance | No barrier identified | No barrier identified | Lighting reliability - non dimming CFL on dimmer |  |  | TBD | TBD |  | 9.4274 | Yes | Maturity
Non-Residential Interior | Warehouse | Area Lighting (High Bay) | 1384.7696 | MH (Std, PS, CMH) | 19.95% | Manual Switch / Schedule | 85.02% | PS MH | Shut-off and Daylighting and Bi-level (in warehouse aisleways and open areas) | Induction | Multiple Measures | 30.2696 | 71.4208 | 30.2696 | 18.7949 |  | Reliability | Performance | First cost | Availability | Lighting reliability - non dimming CFL on dimmer |  |  | TBD | TBD |  | 9.4274 | Yes | Maturity
Non-Residential Interior | Warehouse | Area Lighting (High Bay) | 1384.7696 | MH (Std, PS, CMH) | 19.95% | Manual Switch / Schedule | 85.02% | PS MH | Shut-off and Daylighting and Bi-level (in warehouse aisleways and open areas) | High Bay Linear Fluorescent T-8/T-5 HO | Occupancy | 42.2903 | 58.2643 | 32.016 | Savings are minimal if not negative |  | No barrier identified | No barrier identified | No barrier identified | No barrier identified | Lighting reliability - non dimming CFL on dimmer |  |  | TBD | TBD |  | 9.4274 | Yes | Maturity
Non-Residential Interior | Warehouse | Area Lighting (High Bay) | 1384.7696 | MH (Std, PS, CMH) | 19.95% | Manual Switch / Schedule | 85.02% | PS MH | Shut-off and Daylighting and Bi-level (in warehouse aisleways and open areas) | High Bay Linear Fluorescent T-8/T-5 HO | Daylighting | 42.2903 | 52.6258 | 32.016 | No change |  | No barrier identified | No barrier identified | No barrier identified | No barrier identified | Lighting reliability - non dimming CFL on dimmer |  |  | TBD | TBD |  | 9.4274 | Yes | Maturity
Non-Residential Interior | Warehouse | Area Lighting (High Bay) | 1384.7696 | MH (Std, PS, CMH) | 19.95% | Manual Switch / Schedule | 85.02% | PS MH | Shut-off and Daylighting and Bi-level (in warehouse aisleways and open areas) | High Bay Linear Fluorescent T-8/T-5 HO | Personal Tuning | 42.2903 | Not Applicable | 32.016 | Not Applicable |  | No barrier identified | No barrier identified | Not Applicable | Not Applicable | Lighting reliability - non dimming CFL on dimmer |  |  | TBD | TBD |  | 9.4274 | Yes | Maturity
Non-Residential Interior | Warehouse | Area Lighting (High Bay) | 1384.7696 | MH (Std, PS, CMH) | 19.95% | Manual Switch / Schedule | 85.02% | PS MH | Shut-off and Daylighting and Bi-level (in warehouse aisleways and open areas) | High Bay Linear Fluorescent T-8/T-5 HO | Institutional Tuning | 42.2903 | 67.6618 | 32.016 | 15.036 |  | No barrier identified | No barrier identified | No barrier identified | No barrier identified | Lighting reliability - non dimming CFL on dimmer |  |  | TBD | TBD |  | 9.4274 | Yes | Maturity
Non-Residential Interior | Warehouse | Area Lighting (High Bay) | 1384.7696 | MH (Std, PS, CMH) | 19.95% | Manual Switch / Schedule | 85.02% | PS MH | Shut-off and Daylighting and Bi-level (in warehouse aisleways and open areas) | High Bay Linear Fluorescent T-8/T-5 HO | Multiple Measures | 42.2903 | 71.4208 | 32.016 | 18.7949 |  | No barrier identified | No barrier identified | First cost | Availability | Lighting reliability - non dimming CFL on dimmer |  |  | TBD | TBD |  | 9.4274 | Yes | Maturity
Non-Residential Interior | Agricultural | Area Lighting (High Bay) | 536.8163 | MH (Std, PS, CMH) | Insufficient Data Found | Manual Switch | Insufficient Data Found | PS MH | Shut-off and Daylighting and Bi-level (in warehouse aisleways and open areas) | CMH | Occupancy | N/A | N/A | N/A | Savings are minimal if not negative |  | First cost | No barrier identified | No barrier identified | No barrier identified | Lighting reliability - non dimming CFL on dimmer |  |  | TBD | TBD |  | 17 | Yes | Maturity
Non-Residential Interior | Agricultural | Area Lighting (High Bay) | 536.8163 | MH (Std, PS, CMH) | Insufficient Data Found | Manual Switch | Insufficient Data Found | PS MH | Shut-off and Daylighting and Bi-level (in warehouse aisleways and open areas) | CMH | Daylighting | N/A | N/A | N/A | No change |  | First cost | No barrier identified | No barrier identified | No barrier identified | Lighting reliability - non dimming CFL on dimmer |  |  | TBD | TBD |  | 17 | Yes | Maturity
Non-Residential Interior | Agricultural | Area Lighting (High Bay) | 536.8163 | MH (Std, PS, CMH) | Insufficient Data Found | Manual Switch | Insufficient Data Found | PS MH | Shut-off and Daylighting and Bi-level (in warehouse aisleways and open areas) | CMH | Personal Tuning | N/A | Not Applicable | N/A | Not Applicable |  | First cost | No barrier identified | No barrier identified | No barrier identified | Lighting reliability - non dimming CFL on dimmer |  |  | TBD | TBD |  | 17 | Yes | Maturity
Non-Residential Interior | Agricultural | Area Lighting (High Bay) | 536.8163 | MH (Std, PS, CMH) | Insufficient Data Found | Manual Switch | Insufficient Data Found | PS MH | Shut-off and Daylighting and Bi-level (in warehouse aisleways and open areas) | CMH | Institutional Tuning | N/A | Insufficient Data Found | N/A | Insufficient Data to Estimate |  | First cost | No barrier identified | No barrier identified | No barrier identified | Lighting reliability - non dimming CFL on dimmer |  |  | TBD | TBD |  | 17 | Yes | Maturity
Non-Residential Interior | Agricultural | Area Lighting (High Bay) | 536.8163 | MH (Std, PS, CMH) | Insufficient Data Found | Manual Switch | Insufficient Data Found | PS MH | Shut-off and Daylighting and Bi-level (in warehouse aisleways and open areas) | CMH | Multiple Measures | N/A | Insufficient Data Found | N/A | Insufficient Data to Estimate |  | First cost | No barrier identified | First cost | Availability | Lighting reliability - non dimming CFL on dimmer |  |  | TBD | TBD |  | 17 | Yes | Maturity
Non-Residential Interior | Agricultural | Area Lighting (High Bay) | 536.8163 | MH (Std, PS, CMH) | Insufficient Data Found | Manual Switch | Insufficient Data Found | PS MH | Shut-off and Daylighting and Bi-level (in warehouse aisleways and open areas) | High Bay LED | Occupancy | N/A | N/A | N/A | Savings are minimal if not negative |  | First cost | Availability | No barrier identified | No barrier identified | Lighting reliability - non dimming CFL on dimmer |  |  | TBD | TBD |  | 17 | Yes | Maturity
Non-Residential Interior | Agricultural | Area Lighting (High Bay) | 536.8163 | MH (Std, PS, CMH) | Insufficient Data Found | Manual Switch | Insufficient Data Found | PS MH | Shut-off and Daylighting and Bi-level (in warehouse aisleways and open areas) | High Bay LED | Daylighting | N/A | N/A | N/A | No change |  | First cost | Availability | No barrier identified | No barrier identified | Lighting reliability - non dimming CFL on dimmer |  |  | TBD | TBD |  | 17 | Yes | Maturity
Non-Residential Interior | Agricultural | Area Lighting (High Bay) | 536.8163 | MH (Std, PS, CMH) | Insufficient Data Found | Manual Switch | Insufficient Data Found | PS MH | Shut-off and Daylighting and Bi-level (in warehouse aisleways and open areas) | High Bay LED | Personal Tuning | N/A | Not Applicable | N/A | Not Applicable |  | First cost | Availability | No barrier identified | No barrier identified | Lighting reliability - non dimming CFL on dimmer |  |  | TBD | TBD |  | 17 | Yes | Maturity
Non-Residential Interior | Agricultural | Area Lighting (High Bay) | 536.8163 | MH (Std, PS, CMH) | Insufficient Data Found | Manual Switch | Insufficient Data Found | PS MH | Shut-off and Daylighting and Bi-level (in warehouse aisleways and open areas) | High Bay LED | Institutional Tuning | N/A | Insufficient Data Found | N/A | Insufficient Data to Estimate |  | First cost | Availability | No barrier identified | No barrier identified | Lighting reliability - non dimming CFL on dimmer |  |  | TBD | TBD |  | 17 | Yes | Maturity
Non-Residential Interior | Agricultural | Area Lighting (High Bay) | 536.8163 | MH (Std, PS, CMH) | Insufficient Data Found | Manual Switch | Insufficient Data Found | PS MH | Shut-off and Daylighting and Bi-level (in warehouse aisleways and open areas) | High Bay LED | Multiple Measures | N/A | Insufficient Data Found | N/A | Insufficient Data to Estimate |  | First cost | Availability | First cost | Availability | Lighting reliability - non dimming CFL on dimmer |  |  | TBD | TBD |  | 17 | Yes | Maturity
Non-Residential Interior | Agricultural | Area Lighting (High Bay) | 536.8163 | MH (Std, PS, CMH) | Insufficient Data Found | Manual Switch | Insufficient Data Found | PS MH | Shut-off and Daylighting and Bi-level (in warehouse aisleways and open areas) | Induction | Occupancy | N/A | N/A | N/A | Savings are minimal if not negative |  | Reliability | Performance | No barrier identified | No barrier identified | Lighting reliability - non dimming CFL on dimmer |  |  | TBD | TBD |  | 17 | Yes | Maturity
Non-Residential Interior | Agricultural | Area Lighting (High Bay) | 536.8163 | MH (Std, PS, CMH) | Insufficient Data Found | Manual Switch | Insufficient Data Found | PS MH | Shut-off and Daylighting and Bi-level (in warehouse aisleways and open areas) | Induction | Daylighting | N/A | N/A | N/A | No change |  | Reliability | Performance | No barrier identified | No barrier identified | Lighting reliability - non dimming CFL on dimmer |  |  | TBD | TBD |  | 17 | Yes | Maturity
Non-Residential Interior | Agricultural | Area Lighting (High Bay) | 536.8163 | MH (Std, PS, CMH) | Insufficient Data Found | Manual Switch | Insufficient Data Found | PS MH | Shut-off and Daylighting and Bi-level (in warehouse aisleways and open areas) | Induction | Personal Tuning | N/A | Not Applicable | N/A | Not Applicable |  | Reliability | Performance | No barrier identified | No barrier identified | Lighting reliability - non dimming CFL on dimmer |  |  | TBD | TBD |  | 17 | Yes | Maturity
Non-Residential Interior | Agricultural | Area Lighting (High Bay) | 536.8163 | MH (Std, PS, CMH) | Insufficient Data Found | Manual Switch | Insufficient Data Found | PS MH | Shut-off and Daylighting and Bi-level (in warehouse aisleways and open areas) | Induction | Institutional Tuning | N/A | Insufficient Data Found | N/A | Insufficient Data to Estimate |  | Reliability | Performance | No barrier identified | No barrier identified | Lighting reliability - non dimming CFL on dimmer |  |  | TBD | TBD |  | 17 | Yes | Maturity
Non-Residential Interior | Agricultural | Area Lighting (High Bay) | 536.8163 | MH (Std, PS, CMH) | Insufficient Data Found | Manual Switch | Insufficient Data Found | PS MH | Shut-off and Daylighting and Bi-level (in warehouse aisleways and open areas) | Induction | Multiple Measures | N/A | Insufficient Data Found | N/A | Insufficient Data to Estimate |  | Reliability | Performance | First cost | Availability | Lighting reliability - non dimming CFL on dimmer |  |  | TBD | TBD |  | 17 | Yes | Maturity
Non-Residential Interior | Agricultural | Area Lighting (High Bay) | 536.8163 | MH (Std, PS, CMH) | Insufficient Data Found | Manual Switch | Insufficient Data Found | PS MH | Shut-off and Daylighting and Bi-level (in warehouse aisleways and open areas) | High Bay Linear Fluorescent T-8/T-5 HO | Occupancy | N/A | N/A | N/A | Savings are minimal if not negative |  | No barrier identified | No barrier identified | No barrier identified | No barrier identified | Lighting reliability - non dimming CFL on dimmer |  |  | TBD | TBD |  | 17 | Yes | Maturity
Non-Residential Interior | Agricultural | Area Lighting (High Bay) | 536.8163 | MH (Std, PS, CMH) | Insufficient Data Found | Manual Switch | Insufficient Data Found | PS MH | Shut-off and Daylighting and Bi-level (in warehouse aisleways and open areas) | High Bay Linear Fluorescent T-8/T-5 HO | Daylighting | N/A | N/A | N/A | No change |  | No barrier identified | No barrier identified | No barrier identified | No barrier identified | Lighting reliability - non dimming CFL on dimmer |  |  | TBD | TBD |  | 17 | Yes | Maturity
Non-Residential Interior | Agricultural | Area Lighting (High Bay) | 536.8163 | MH (Std, PS, CMH) | Insufficient Data Found | Manual Switch | Insufficient Data Found | PS MH | Shut-off and Daylighting and Bi-level (in warehouse aisleways and open areas) | High Bay Linear Fluorescent T-8/T-5 HO | Personal Tuning | N/A | Not Applicable | N/A | Not Applicable |  | No barrier identified | No barrier identified | No barrier identified | No barrier identified | Lighting reliability - non dimming CFL on dimmer |  |  | TBD | TBD |  | 17 | Yes | Maturity
Non-Residential Interior | Agricultural | Area Lighting (High Bay) | 536.8163 | MH (Std, PS, CMH) | Insufficient Data Found | Manual Switch | Insufficient Data Found | PS MH | Shut-off and Daylighting and Bi-level (in warehouse aisleways and open areas) | High Bay Linear Fluorescent T-8/T-5 HO | Institutional Tuning | N/A | Insufficient Data Found | N/A | Insufficient Data to Estimate |  | No barrier identified | No barrier identified | No barrier identified | No barrier identified | Lighting reliability - non dimming CFL on dimmer |  |  | TBD | TBD |  | 17 | Yes | Maturity
Non-Residential Interior | Agricultural | Area Lighting (High Bay) | 536.8163 | MH (Std, PS, CMH) | Insufficient Data Found | Manual Switch | Insufficient Data Found | PS MH | Shut-off and Daylighting and Bi-level (in warehouse aisleways and open areas) | High Bay Linear Fluorescent T-8/T-5 HO | Multiple Measures | N/A | Insufficient Data Found | N/A | Insufficient Data to Estimate |  | No barrier identified | No barrier identified | First cost | Availability | Lighting reliability - non dimming CFL on dimmer |  |  | TBD | TBD |  | 17 | Yes | Maturity
Non-Residential Interior | Agricultural | Area Lighting (Low/Medium Bay) | 536.8163 | Linear Fluorescent | Insufficient Data Found | Manual Switch | Insufficient Data Found | Linear Fluorescent T-8 / Code Compliant T-12 | Shut-off and Daylighting and Bi-level (in warehouse aisleways and open areas) | High Efficiency Linear Fluorescent T-8/T-5 | Occupancy | N/A | N/A | N/A | Savings are minimal if not negative |  | No barrier identified | No barrier identified | No barrier identified | No barrier identified | Lighting reliability - non dimming CFL on dimmer |  |  | TBD | TBD |  | 17 | Yes | Maturity
Non-Residential Interior | Agricultural | Area Lighting (Low/Medium Bay) | 536.8163 | Linear Fluorescent | Insufficient Data Found | Manual Switch | Insufficient Data Found | Linear Fluorescent T-8 / Code Compliant T-12 | Shut-off and Daylighting and Bi-level (in warehouse aisleways and open areas) | High Efficiency Linear Fluorescent T-8/T-5 | Daylighting | N/A | N/A | N/A | No change |  | No barrier identified | No barrier identified | No barrier identified | No barrier identified | Lighting reliability - non dimming CFL on dimmer |  |  | TBD | TBD |  | 17 | Yes | Maturity
Non-Residential Interior | Agricultural | Area Lighting (Low/Medium Bay) | 536.8163 | Linear Fluorescent | Insufficient Data Found | Manual Switch | Insufficient Data Found | Linear Fluorescent T-8 / Code Compliant T-12 | Shut-off and Daylighting and Bi-level (in warehouse aisleways and open areas) | High Efficiency Linear Fluorescent T-8/T-5 | Personal Tuning | N/A | Not Applicable | N/A | Not Applicable |  | No barrier identified | No barrier identified | No barrier identified | No barrier identified | Lighting reliability - non dimming CFL on dimmer |  |  | TBD | TBD |  | 17 | Yes | Maturity
Non-Residential Interior | Agricultural | Area Lighting (Low/Medium Bay) | 536.8163 | Linear Fluorescent | Insufficient Data Found | Manual Switch | Insufficient Data Found | Linear Fluorescent T-8 / Code Compliant T-12 | Shut-off and Daylighting and Bi-level (in warehouse aisleways and open areas) | High Efficiency Linear Fluorescent T-8/T-5 | Institutional Tuning | N/A | Insufficient Data Found | N/A | Insufficient Data to Estimate |  | No barrier identified | No barrier identified | No barrier identified | No barrier identified | Lighting reliability - non dimming CFL on dimmer |  |  | TBD | TBD |  | 17 | Yes | Maturity
Non-Residential Interior | Agricultural | Area Lighting (Low/Medium Bay) | 536.8163 | Linear Fluorescent | Insufficient Data Found | Manual Switch | Insufficient Data Found | Linear Fluorescent T-8 / Code Compliant T-12 | Shut-off and Daylighting and Bi-level (in warehouse aisleways and open areas) | High Efficiency Linear Fluorescent T-8/T-5 | Multiple Measures | N/A | Insufficient Data Found | N/A | Insufficient Data to Estimate |  | No barrier identified | No barrier identified | First cost | Availability | Lighting reliability - non dimming CFL on dimmer |  |  | TBD | TBD |  | 17 | Yes | Maturity
Non-Residential Interior | Agricultural | Area Lighting (Low/Medium Bay) | 536.8163 | Linear Fluorescent | Insufficient Data Found | Manual Switch | Insufficient Data Found | Linear Fluorescent T-8 / Code Compliant T-12 | Shut-off and Daylighting and Bi-level (in warehouse aisleways and open areas) | LED Panel Lighting | Occupancy | N/A | N/A | N/A | Savings are minimal if not negative |  | First cost | Availability | No barrier identified | No barrier identified | Lighting reliability - non dimming CFL on dimmer |  |  | TBD | TBD |  | 17 | Yes | Maturity
Non-Residential Interior | Agricultural | Area Lighting (Low/Medium Bay) | 536.8163 | Linear Fluorescent | Insufficient Data Found | Manual Switch | Insufficient Data Found | Linear Fluorescent T-8 / Code Compliant T-12 | Shut-off and Daylighting and Bi-level (in warehouse aisleways and open areas) | LED Panel Lighting | Daylighting | N/A | N/A | N/A | No change |  | First cost | Availability | No barrier identified | No barrier identified | Lighting reliability - non dimming CFL on dimmer |  |  | TBD | TBD |  | 17 | Yes | Maturity
Non-Residential Interior | Agricultural | Area Lighting (Low/Medium Bay) | 536.8163 | Linear Fluorescent | Insufficient Data Found | Manual Switch | Insufficient Data Found | Linear Fluorescent T-8 / Code Compliant T-12 | Shut-off and Daylighting and Bi-level (in warehouse aisleways and open areas) | LED Panel Lighting | Personal Tuning | N/A | Not Applicable | N/A | Not Applicable |  | First cost | Availability | No barrier identified | No barrier identified | Lighting reliability - non dimming CFL on dimmer |  |  | TBD | TBD |  | 17 | Yes | Maturity
Non-Residential Interior | Agricultural | Area Lighting (Low/Medium Bay) | 536.8163 | Linear Fluorescent | Insufficient Data Found | Manual Switch | Insufficient Data Found | Linear Fluorescent T-8 / Code Compliant T-12 | Shut-off and Daylighting and Bi-level (in warehouse aisleways and open areas) | LED Panel Lighting | Institutional Tuning | N/A | Insufficient Data Found | N/A | Insufficient Data to Estimate |  | First cost | Availability | No barrier identified | No barrier identified | Lighting reliability - non dimming CFL on dimmer |  |  | TBD | TBD |  | 17 | Yes | Maturity
Non-Residential Interior | Agricultural | Area Lighting (Low/Medium Bay) | 536.8163 | Linear Fluorescent | Insufficient Data Found | Manual Switch | Insufficient Data Found | Linear Fluorescent T-8 / Code Compliant T-12 | Shut-off and Daylighting and Bi-level (in warehouse aisleways and open areas) | LED Panel Lighting | Multiple Measures | N/A | Insufficient Data Found | N/A | Insufficient Data to Estimate |  | First cost | Availability | First cost | Availability | Lighting reliability - non dimming CFL on dimmer |  |  | TBD | TBD |  | 17 | Yes | Maturity
Non-Residential Interior | Food and Liquor Stores | Area Lighting (Low/Medium Bay) | 328.3275 | Linear Fluorescent | 96.65% | Manual Switch | 72.35% | Linear Fluorescent T-8 / Code Compliant T-12 | Shut-off and Multi-level controls and Daylighting | High Efficiency Linear Fluorescent T-8/T-5 | Occupancy | 46.8663 | 44.0776 | 40.6174 | Savings are minimal if not negative |  | No barrier identified | No barrier identified | No barrier identified | No barrier identified | Lighting reliability - non dimming CFL on dimmer |  |  | TBD | TBD |  | 12.2027 | Yes | Maturity
Non-Residential Interior | Food and Liquor Stores | Area Lighting (Low/Medium Bay) | 328.3275 | Linear Fluorescent | 96.65% | Manual Switch | 72.35% | Linear Fluorescent T-8 / Code Compliant T-12 | Shut-off and Multi-level controls and Daylighting | High Efficiency Linear Fluorescent T-8/T-5 | Daylighting | 46.8663 | 53.2605 | 40.6174 | No change |  | No barrier identified | No barrier identified | No barrier identified | No barrier identified | Lighting reliability - non dimming CFL on dimmer |  |  | TBD | TBD |  | 12.2027 | Yes | Maturity
Non-Residential Interior | Food and Liquor Stores | Area Lighting (Low/Medium Bay) | 328.3275 | Linear Fluorescent | 96.65% | Manual Switch | 72.35% | Linear Fluorescent T-8 / Code Compliant T-12 | Shut-off and Multi-level controls and Daylighting | High Efficiency Linear Fluorescent T-8/T-5 | Personal Tuning | 46.8663 | Not Applicable | 40.6174 | Not Applicable |  | No barrier identified | No barrier identified | Not Applicable | Not Applicable | Lighting reliability - non dimming CFL on dimmer |  |  | TBD | TBD |  | 12.2027 | Yes | Maturity
Non-Residential Interior | Food and Liquor Stores | Area Lighting (Low/Medium Bay) | 328.3275 | Linear Fluorescent | 96.65% | Manual Switch | 72.35% | Linear Fluorescent T-8 / Code Compliant T-12 | Shut-off and Multi-level controls and Daylighting | High Efficiency Linear Fluorescent T-8/T-5 | Institutional Tuning | 46.8663 | 66.1165 | 40.6174 | 12.856 |  | No barrier identified | No barrier identified | No barrier identified | No barrier identified | Lighting reliability - non dimming CFL on dimmer |  |  | TBD | TBD |  | 12.2027 | Yes | Maturity
Non-Residential Interior | Food and Liquor Stores | Area Lighting (Low/Medium Bay) | 328.3275 | Linear Fluorescent | 96.65% | Manual Switch | 72.35% | Linear Fluorescent T-8 / Code Compliant T-12 | Shut-off and Multi-level controls and Daylighting | High Efficiency Linear Fluorescent T-8/T-5 | Multiple Measures | 46.8663 | 69.7896 | 40.6174 | No change |  | No barrier identified | No barrier identified | First cost | Availability | Lighting reliability - non dimming CFL on dimmer |  |  | TBD | TBD |  | 12.2027 | Yes | Maturity
Non-Residential Interior | Food and Liquor Stores | Area Lighting (Low/Medium Bay) | 328.3275 | Linear Fluorescent | 96.65% | Manual Switch | 72.35% | Linear Fluorescent T-8 / Code Compliant T-12 | Shut-off and Multi-level controls and Daylighting | LED Panel Lighting | Occupancy | 64.9758 | 44.0776 | 55.5316 | Savings are minimal if not negative |  | First cost | Performance | No barrier identified | No barrier identified | Lighting reliability - non dimming CFL on dimmer |  |  | TBD | TBD |  | 12.2027 | Yes | Maturity
Non-Residential Interior | Food and Liquor Stores | Area Lighting (Low/Medium Bay) | 328.3275 | Linear Fluorescent | 96.65% | Manual Switch | 72.35% | Linear Fluorescent T-8 / Code Compliant T-12 | Shut-off and Multi-level controls and Daylighting | LED Panel Lighting | Daylighting | 64.9758 | 53.2605 | 55.5316 | No change |  | First cost | Performance | No barrier identified | No barrier identified | Lighting reliability - non dimming CFL on dimmer |  |  | TBD | TBD |  | 12.2027 | Yes | Maturity
Non-Residential Interior | Food and Liquor Stores | Area Lighting (Low/Medium Bay) | 328.3275 | Linear Fluorescent | 96.65% | Manual Switch | 72.35% | Linear Fluorescent T-8 / Code Compliant T-12 | Shut-off and Multi-level controls and Daylighting | LED Panel Lighting | Personal Tuning | 64.9758 | Not Applicable | 55.5316 | Not Applicable |  | First cost | Performance | Not Applicable | Not Applicable | Lighting reliability - non dimming CFL on dimmer |  |  | TBD | TBD |  | 12.2027 | Yes | Maturity
Non-Residential Interior | Food and Liquor Stores | Area Lighting (Low/Medium Bay) | 328.3275 | Linear Fluorescent | 96.65% | Manual Switch | 72.35% | Linear Fluorescent T-8 / Code Compliant T-12 | Shut-off and Multi-level controls and Daylighting | LED Panel Lighting | Institutional Tuning | 64.9758 | 66.1165 | 55.5316 | 12.856 |  | First cost | Performance | No barrier identified | No barrier identified | Lighting reliability - non dimming CFL on dimmer |  |  | TBD | TBD |  | 12.2027 | Yes | Maturity
Non-Residential Interior | Food and Liquor Stores | Area Lighting (Low/Medium Bay) | 328.3275 | Linear Fluorescent | 96.65% | Manual Switch | 72.35% | Linear Fluorescent T-8 / Code Compliant T-12 | Shut-off and Multi-level controls and Daylighting | LED Panel Lighting | Multiple Measures | 64.9758 | 69.7896 | 55.5316 | No change |  | First cost | Performance | First cost | Availability | Lighting reliability - non dimming CFL on dimmer |  |  | TBD | TBD |  | 12.2027 | Yes | Maturity
Non-Residential Interior | Food and Liquor Stores | Area Lighting (High Bay) | 1091.5065 | Linear Fluorescent | 93.01% | Manual Switch | 48.06% | Linear Fluorescent T-8 / Code Compliant T-12 | Shut-off and Multi-level controls and Daylighting | High Bay Linear Fluorescent T-8/T-5 HO | Occupancy | 149.9392 | 93.6747 | 129.9473 | Savings are minimal if not negative |  | No barrier identified | No barrier identified | No barrier identified | No barrier identified | Lighting reliability - non dimming CFL on dimmer |  |  | TBD | TBD |  | 12.2027 | Yes | Maturity
Non-Residential Interior | Food and Liquor Stores | Area Lighting (High Bay) | 1091.5065 | Linear Fluorescent | 93.01% | Manual Switch | 48.06% | Linear Fluorescent T-8 / Code Compliant T-12 | Shut-off and Multi-level controls and Daylighting | High Bay Linear Fluorescent T-8/T-5 HO | Daylighting | 149.9392 | 113.1902 | 129.9473 | No change |  | No barrier identified | No barrier identified | No barrier identified | No barrier identified | Lighting reliability - non dimming CFL on dimmer |  |  | TBD | TBD |  | 12.2027 | Yes | Maturity
Non-Residential Interior | Food and Liquor Stores | Area Lighting (High Bay) | 1091.5065 | Linear Fluorescent | 93.01% | Manual Switch | 48.06% | Linear Fluorescent T-8 / Code Compliant T-12 | Shut-off and Multi-level controls and Daylighting | High Bay Linear Fluorescent T-8/T-5 HO | Personal Tuning | 149.9392 | Not Applicable | 129.9473 | Not Applicable |  | No barrier identified | No barrier identified | Not Applicable | Not Applicable | Lighting reliability - non dimming CFL on dimmer |  |  | TBD | TBD |  | 12.2027 | Yes | Maturity
Non-Residential Interior | Food and Liquor Stores | Area Lighting (High Bay) | 1091.5065 | Linear Fluorescent | 93.01% | Manual Switch | 48.06% | Linear Fluorescent T-8 / Code Compliant T-12 | Shut-off and Multi-level controls and Daylighting | High Bay Linear Fluorescent T-8/T-5 HO | Institutional Tuning | 149.9392 | 140.512 | 129.9473 | 27.3218 |  | No barrier identified | No barrier identified | No barrier identified | No barrier identified | Lighting reliability - non dimming CFL on dimmer |  |  | TBD | TBD |  | 12.2027 | Yes | Maturity
Non-Residential Interior | Food and Liquor Stores | Area Lighting (High Bay) | 1091.5065 | Linear Fluorescent | 93.01% | Manual Switch | 48.06% | Linear Fluorescent T-8 / Code Compliant T-12 | Shut-off and Multi-level controls and Daylighting | High Bay Linear Fluorescent T-8/T-5 HO | Multiple Measures | 149.9392 | 148.3182 | 129.9473 | No change |  | No barrier identified | No barrier identified | First cost | Availability | Lighting reliability - non dimming CFL on dimmer |  |  | TBD | TBD |  | 12.2027 | Yes | Maturity
Non-Residential Interior | Food and Liquor Stores | Area Lighting (High Bay) | 1091.5065 | Linear Fluorescent | 93.01% | Manual Switch | 48.06% | Linear Fluorescent T-8 / Code Compliant T-12 | Shut-off and Multi-level controls and Daylighting | High Bay LED | Occupancy | 207.877 | 93.6747 | 177.6623 | Savings are minimal if not negative |  | First cost | Performance | No barrier identified | No barrier identified | Lighting reliability - non dimming CFL on dimmer |  |  | TBD | TBD |  | 12.2027 | Yes | Maturity
Non-Residential Interior | Food and Liquor Stores | Area Lighting (High Bay) | 1091.5065 | Linear Fluorescent | 93.01% | Manual Switch | 48.06% | Linear Fluorescent T-8 / Code Compliant T-12 | Shut-off and Multi-level controls and Daylighting | High Bay LED | Daylighting | 207.877 | 113.1902 | 177.6623 | No change |  | First cost | Performance | No barrier identified | No barrier identified | Lighting reliability - non dimming CFL on dimmer |  |  | TBD | TBD |  | 12.2027 | Yes | Maturity
Non-Residential Interior | Food and Liquor Stores | Area Lighting (High Bay) | 1091.5065 | Linear Fluorescent | 93.01% | Manual Switch | 48.06% | Linear Fluorescent T-8 / Code Compliant T-12 | Shut-off and Multi-level controls and Daylighting | High Bay LED | Personal Tuning | 207.877 | Not Applicable | 177.6623 | Not Applicable |  | First cost | Performance | Not Applicable | Not Applicable | Lighting reliability - non dimming CFL on dimmer |  |  | TBD | TBD |  | 12.2027 | Yes | Maturity
Non-Residential Interior | Food and Liquor Stores | Area Lighting (High Bay) | 1091.5065 | Linear Fluorescent | 93.01% | Manual Switch | 48.06% | Linear Fluorescent T-8 / Code Compliant T-12 | Shut-off and Multi-level controls and Daylighting | High Bay LED | Institutional Tuning | 207.877 | 140.512 | 177.6623 | 27.3218 |  | First cost | Performance | No barrier identified | No barrier identified | Lighting reliability - non dimming CFL on dimmer |  |  | TBD | TBD |  | 12.2027 | Yes | Maturity
Non-Residential Interior | Food and Liquor Stores | Area Lighting (High Bay) | 1091.5065 | Linear Fluorescent | 93.01% | Manual Switch | 48.06% | Linear Fluorescent T-8 / Code Compliant T-12 | Shut-off and Multi-level controls and Daylighting | High Bay LED | Multiple Measures | 207.877 | 148.3182 | 177.6623 | No change |  | First cost | Performance | First cost | Availability | Lighting reliability - non dimming CFL on dimmer |  |  | TBD | TBD |  | 12.2027 | Yes | Maturity
Non-Residential Interior | Food and Liquor Stores | Display and Advertising | 36.4808 | Linear Fluorescent Case Lights | 99% | Manual Switch | 50% | Linear Fluorescent Case Lights | Shut-off and occupancy/vacancy (bi-level) | LED Case Lights | Occupancy | 10.4014 | 3.4671 | 10.4014 | No change |  | First cost | Performance | No barrier identified | No barrier identified | Lighting reliability - non dimming CFL on dimmer |  |  | TBD | TBD |  | 12.2027 | Yes | Maturity
Non-Residential Interior | Food and Liquor Stores | Display and Advertising | 36.4808 | Linear Fluorescent Case Lights | 99% | Manual Switch | 50% | Linear Fluorescent Case Lights | Shut-off and occupancy/vacancy (bi-level) | LED Case Lights | Daylighting | 10.4014 | 4.1895 | 10.4014 | Savings are minimal if not negative |  | First cost | Performance | No barrier identified | No barrier identified | Lighting reliability - non dimming CFL on dimmer |  |  | TBD | TBD |  | 12.2027 | Yes | Maturity
Non-Residential Interior | Food and Liquor Stores | Display and Advertising | 36.4808 | Linear Fluorescent Case Lights | 99% | Manual Switch | 50% | Linear Fluorescent Case Lights | Shut-off and occupancy/vacancy (bi-level) | LED Case Lights | Personal Tuning | 10.4014 | Not Applicable | 10.4014 | Not Applicable |  | First cost | Performance | No barrier identified | No barrier identified | Lighting reliability - non dimming CFL on dimmer |  |  | TBD | TBD |  | 12.2027 | Yes | Maturity
Non-Residential Interior | Food and Liquor Stores | Display and Advertising | 36.4808 | Linear Fluorescent Case Lights | 99% | Manual Switch | 50% | Linear Fluorescent Case Lights | Shut-off and occupancy/vacancy (bi-level) | LED Case Lights | Institutional Tuning | 10.4014 | 5.2007 | 10.4014 | 1.7336 |  | First cost | Performance | No barrier identified | No barrier identified | Lighting reliability - non dimming CFL on dimmer |  |  | TBD | TBD |  | 12.2027 | Yes | Maturity
Non-Residential Interior | Food and Liquor Stores | Display and Advertising | 36.4808 | Linear Fluorescent Case Lights | 99% | Manual Switch | 50% | Linear Fluorescent Case Lights | Shut-off and occupancy/vacancy (bi-level) | LED Case Lights | Multiple Measures | 10.4014 | 5.4896 | 10.4014 | 2.0225 |  | First cost | Performance | First cost | Availability | Lighting reliability - non dimming CFL on dimmer |  |  | TBD | TBD |  | 12.2027 | Yes | Maturity
Non-Residential Interior | Hotel/Motel, Dorms, Assisted Living | Task Lighting | 949.0275 | CFL | 34.75% | Manual Switch | 95% | Halogen | No controls req'd | LED Task Lights | Occupancy | 60.8838 | 112.7872 | 60.8838 | 112.7872 |  | First cost | Performance | No barrier identified | No barrier identified | Lighting reliability - non dimming CFL on dimmer |  |  | TBD | TBD |  | 2.189 | Yes | Maturity
Non-Residential Interior | Hotel/Motel, Dorms, Assisted Living | Task Lighting | 949.0275 | CFL | 34.75% | Manual Switch | 95% | Halogen | No controls req'd | LED Task Lights | Daylighting | 60.8838 | 70.1787 | 60.8838 | 70.1787 |  | First cost | Performance | No barrier identified | No barrier identified | Lighting reliability - non dimming CFL on dimmer |  |  | TBD | TBD |  | 2.189 | Yes | Maturity
Non-Residential Interior | Hotel/Motel, Dorms, Assisted Living | Task Lighting | 949.0275 | CFL | 34.75% | Manual Switch | 95% | Halogen | No controls req'd | LED Task Lights | Personal Tuning | 60.8838 | 77.6978 | 60.8838 | 77.6978 |  | First cost | Performance | No barrier identified | No barrier identified | Lighting reliability - non dimming CFL on dimmer |  |  | TBD | TBD |  | 2.189 | Yes | Maturity
Non-Residential Interior | Hotel/Motel, Dorms, Assisted Living | Task Lighting | 949.0275 | CFL | 34.75% | Manual Switch | 95% | Halogen | No controls req'd | LED Task Lights | Institutional Tuning | 60.8838 | Not Applicable | 60.8838 | Not Applicable |  | First cost | Performance | No barrier identified | No barrier identified | Lighting reliability - non dimming CFL on dimmer |  |  | TBD | TBD |  | 2.189 | Yes | Maturity
Non-Residential Interior | Hotel/Motel, Dorms, Assisted Living | Task Lighting | 949.0275 | CFL | 34.75% | Manual Switch | 95% | Halogen | No controls req'd | LED Task Lights | Multiple Measures | 60.8838 | 95.2425 | 60.8838 | 95.2425 |  | First cost | Performance | First cost | Availability | Lighting reliability - non dimming CFL on dimmer |  |  | TBD | TBD |  | 2.189 | Yes | Maturity
Non-Residential Interior | Hotel/Motel, Dorms, Assisted Living | Task Lighting | 949.0275 | Incandescent | 34.75% | Manual Switch | 95% | Halogen | No controls req'd | LED Task Lights | Occupancy | 219.858 | 112.7872 | 208.8651 | 112.7872 |  | First cost | Performance | No barrier identified | No barrier identified | Lighting reliability - non dimming CFL on dimmer |  |  | TBD | TBD |  | 2.189 | Yes | Maturity
Non-Residential Interior | Hotel/Motel, Dorms, Assisted Living | Task Lighting | 949.0275 | Incandescent | 34.75% | Manual Switch | 95% | Halogen | No controls req'd | LED Task Lights | Daylighting | 219.858 | 70.1787 | 208.8651 | 70.1787 |  | First cost | Performance | No barrier identified | No barrier identified | Lighting reliability - non dimming CFL on dimmer |  |  | TBD | TBD |  | 2.189 | Yes | Maturity
Non-Residential Interior | Hotel/Motel, Dorms, Assisted Living | Task Lighting | 949.0275 | Incandescent | 34.75% | Manual Switch | 95% | Halogen | No controls req'd | LED Task Lights | Personal Tuning | 219.858 | 77.6978 | 208.8651 | 77.6978 |  | First cost | Performance | No barrier identified | No barrier identified | Lighting reliability - non dimming CFL on dimmer |  |  | TBD | TBD |  | 2.189 | Yes | Maturity
Non-Residential Interior | Hotel/Motel, Dorms, Assisted Living | Task Lighting | 949.0275 | Incandescent | 34.75% | Manual Switch | 95% | Halogen | No controls req'd | LED Task Lights | Institutional Tuning | 219.858 | Not Applicable | 208.8651 | Not Applicable |  | First cost | Performance | No barrier identified | No barrier identified | Lighting reliability - non dimming CFL on dimmer |  |  | TBD | TBD |  | 2.189 | Yes | Maturity
Non-Residential Interior | Hotel/Motel, Dorms, Assisted Living | Task Lighting | 949.0275 | Incandescent | 34.75% | Manual Switch | 95% | Halogen | No controls req'd | LED Task Lights | Multiple Measures | 219.858 | 95.2425 | 208.8651 | 95.2425 |  | First cost | Performance | First cost | Availability | Lighting reliability - non dimming CFL on dimmer |  |  | TBD | TBD |  | 2.189 | Yes | Maturity
Non-Residential Interior | Hotel/Motel, Dorms, Assisted Living | Area Lighting (Low/Medium Bay) | 158.9805 | Halogen | 36.84% | Manual Switch | 95% | Halogen | occupancy/vacancy in hote/motel and on low-efficacy fixtures in all others | LED | Occupancy | 37.0983 | 20.0331 | 37.0983 | No change |  | First cost | Performance | No barrier identified | No barrier identified | Lighting reliability - non dimming CFL on dimmer |  |  | TBD | TBD |  | 21.6 | Yes | Maturity
Non-Residential Interior | Hotel/Motel, Dorms, Assisted Living | Area Lighting (Low/Medium Bay) | 158.9805 | Halogen | 36.84% | Manual Switch | 95% | Halogen | occupancy/vacancy in hote/motel and on low-efficacy fixtures in all others | LED | Daylighting | 37.0983 | 12.465 | 37.0983 | Savings are minimal if not negative |  | First cost | Performance | No barrier identified | No barrier identified | Lighting reliability - non dimming CFL on dimmer |  |  | TBD | TBD |  | 21.6 | Yes | Maturity
Non-Residential Interior | Hotel/Motel, Dorms, Assisted Living | Area Lighting (Low/Medium Bay) | 158.9805 | Halogen | 36.84% | Manual Switch | 95% | Halogen | occupancy/vacancy in hote/motel and on low-efficacy fixtures in all others | LED | Personal Tuning | 37.0983 | Not Applicable | 37.0983 | Not Applicable |  | First cost | Performance | No barrier identified | No barrier identified | Lighting reliability - non dimming CFL on dimmer |  |  | TBD | TBD |  | 21.6 | Yes | Maturity
Non-Residential Interior | Hotel/Motel, Dorms, Assisted Living | Area Lighting (Low/Medium Bay) | 158.9805 | Halogen | 36.84% | Manual Switch | 95% | Halogen | occupancy/vacancy in hote/motel and on low-efficacy fixtures in all others | LED | Institutional Tuning | 37.0983 | 16.0265 | 37.0983 | Savings are minimal if not negative |  | First cost | Performance | No barrier identified | No barrier identified | Lighting reliability - non dimming CFL on dimmer |  |  | TBD | TBD |  | 21.6 | Yes | Maturity
Non-Residential Interior | Hotel/Motel, Dorms, Assisted Living | Area Lighting (Low/Medium Bay) | 158.9805 | Halogen | 36.84% | Manual Switch | 95% | Halogen | occupancy/vacancy in hote/motel and on low-efficacy fixtures in all others | LED | Multiple Measures | 37.0983 | 16.9168 | 37.0983 | Savings are minimal if not negative |  | First cost | Performance | First cost | Availability | Lighting reliability - non dimming CFL on dimmer |  |  | TBD | TBD |  | 21.6 | Yes | Maturity
Non-Residential Interior | Hotel/Motel, Dorms, Assisted Living | Area Lighting (Low/Medium Bay) | 158.9805 | Halogen | 36.84% | Manual Switch | 95% | Halogen | occupancy/vacancy in hote/motel and on low-efficacy fixtures in all others | CFL | Occupancy | 34.1695 | 20.0331 | 34.1695 | No change |  | Reliability | Performance | No barrier identified | No barrier identified | Lighting reliability - non dimming CFL on dimmer |  |  | TBD | TBD |  | 21.6 | Yes | Maturity
Non-Residential Interior | Hotel/Motel, Dorms, Assisted Living | Area Lighting (Low/Medium Bay) | 158.9805 | Halogen | 36.84% | Manual Switch | 95% | Halogen | occupancy/vacancy in hote/motel and on low-efficacy fixtures in all others | CFL | Daylighting | 34.1695 | 12.465 | 34.1695 | Savings are minimal if not negative |  | Reliability | Performance | No barrier identified | No barrier identified | Lighting reliability - non dimming CFL on dimmer |  |  | TBD | TBD |  | 21.6 | Yes | Maturity
Non-Residential Interior | Hotel/Motel, Dorms, Assisted Living | Area Lighting (Low/Medium Bay) | 158.9805 | Halogen | 36.84% | Manual Switch | 95% | Halogen | occupancy/vacancy in hote/motel and on low-efficacy fixtures in all others | CFL | Personal Tuning | 34.1695 | Not Applicable | 34.1695 | Not Applicable |  | Reliability | Performance | No barrier identified | No barrier identified | Lighting reliability - non dimming CFL on dimmer |  |  | TBD | TBD |  | 21.6 | Yes | Maturity
Non-Residential Interior | Hotel/Motel, Dorms, Assisted Living | Area Lighting (Low/Medium Bay) | 158.9805 | Halogen | 36.84% | Manual Switch | 95% | Halogen | occupancy/vacancy in hote/motel and on low-efficacy fixtures in all others | CFL | Institutional Tuning | 34.1695 | 16.0265 | 34.1695 | Savings are minimal if not negative |  | Reliability | Performance | No barrier identified | No barrier identified | Lighting reliability - non dimming CFL on dimmer |  |  | TBD | TBD |  | 21.6 | Yes | Maturity
Non-Residential Interior | Hotel/Motel, Dorms, Assisted Living | Area Lighting (Low/Medium Bay) | 158.9805 | Halogen | 36.84% | Manual Switch | 95% | Halogen | occupancy/vacancy in hote/motel and on low-efficacy fixtures in all others | CFL | Multiple Measures | 34.1695 | 16.9168 | 34.1695 | Savings are minimal if not negative |  | Reliability | Performance | First cost | Availability | Lighting reliability - non dimming CFL on dimmer |  |  | TBD | TBD |  | 21.6 | Yes | Maturity
Non-Residential Interior | Hotel/Motel, Dorms, Assisted Living | Area Lighting (Low/Medium Bay) | 158.9805 | Linear Fluorescent | 26.31% | Manual Switch | 95% | Linear Fluorescent T-8 / Code Compliant T-12 | occupancy/vacancy in hote/motel and on low-efficacy fixtures in all others | High Efficiency Linear Fluorescent T-8/T-5 | Occupancy | 10.4642 | 14.3052 | 6.6925 | No change |  | No barrier identified | No barrier identified | No barrier identified | No barrier identified | Lighting reliability - non dimming CFL on dimmer |  |  | TBD | TBD |  | 21.6 | Yes | Maturity
Non-Residential Interior | Hotel/Motel, Dorms, Assisted Living | Area Lighting (Low/Medium Bay) | 158.9805 | Linear Fluorescent | 26.31% | Manual Switch | 95% | Linear Fluorescent T-8 / Code Compliant T-12 | occupancy/vacancy in hote/motel and on low-efficacy fixtures in all others | High Efficiency Linear Fluorescent T-8/T-5 | Daylighting | 10.4642 | 8.901 | 6.6925 | Savings are minimal if not negative |  | No barrier identified | No barrier identified | No barrier identified | No barrier identified | Lighting reliability - non dimming CFL on dimmer |  |  | TBD | TBD |  | 21.6 | Yes | Maturity
Non-Residential Interior | Hotel/Motel, Dorms, Assisted Living | Area Lighting (Low/Medium Bay) | 158.9805 | Linear Fluorescent | 26.31% | Manual Switch | 95% | Linear Fluorescent T-8 / Code Compliant T-12 | occupancy/vacancy in hote/motel and on low-efficacy fixtures in all others | High Efficiency Linear Fluorescent T-8/T-5 | Personal Tuning | 10.4642 | Not Applicable | 6.6925 | Not Applicable |  | No barrier identified | No barrier identified | No barrier identified | No barrier identified | Lighting reliability - non dimming CFL on dimmer |  |  | TBD | TBD |  | 21.6 | Yes | Maturity
Non-Residential Interior | Hotel/Motel, Dorms, Assisted Living | Area Lighting (Low/Medium Bay) | 158.9805 | Linear Fluorescent | 26.31% | Manual Switch | 95% | Linear Fluorescent T-8 / Code Compliant T-12 | occupancy/vacancy in hote/motel and on low-efficacy fixtures in all others | High Efficiency Linear Fluorescent T-8/T-5 | Institutional Tuning | 10.4642 | 11.4441 | 6.6925 | Savings are minimal if not negative |  | No barrier identified | No barrier identified | No barrier identified | No barrier identified | Lighting reliability - non dimming CFL on dimmer |  |  | TBD | TBD |  | 21.6 | Yes | Maturity
Non-Residential Interior | Hotel/Motel, Dorms, Assisted Living | Area Lighting (Low/Medium Bay) | 158.9805 | Linear Fluorescent | 26.31% | Manual Switch | 95% | Linear Fluorescent T-8 / Code Compliant T-12 | occupancy/vacancy in hote/motel and on low-efficacy fixtures in all others | High Efficiency Linear Fluorescent T-8/T-5 | Multiple Measures | 10.4642 | 12.0799 | 6.6925 | Savings are minimal if not negative |  | No barrier identified | No barrier identified | First cost | Availability | Lighting reliability - non dimming CFL on dimmer |  |  | TBD | TBD |  | 21.6 | Yes | Maturity
Non-Residential Interior | Hotel/Motel, Dorms, Assisted Living | Area Lighting (Low/Medium Bay) | 158.9805 | Linear Fluorescent | 26.31% | Manual Switch | 95% | Linear Fluorescent T-8 / Code Compliant T-12 | occupancy/vacancy in hote/motel and on low-efficacy fixtures in all others | LED Panel Lighting | Occupancy | 8.5648 | 14.3052 | 7.3199 | No change |  | First cost | Performance | No barrier identified | No barrier identified | Lighting reliability - non dimming CFL on dimmer |  |  | TBD | TBD |  | 21.6 | Yes | Maturity
Non-Residential Interior | Hotel/Motel, Dorms, Assisted Living | Area Lighting (Low/Medium Bay) | 158.9805 | Linear Fluorescent | 26.31% | Manual Switch | 95% | Linear Fluorescent T-8 / Code Compliant T-12 | occupancy/vacancy in hote/motel and on low-efficacy fixtures in all others | LED Panel Lighting | Daylighting | 8.5648 | 8.901 | 7.3199 | Savings are minimal if not negative |  | First cost | Performance | No barrier identified | No barrier identified | Lighting reliability - non dimming CFL on dimmer |  |  | TBD | TBD |  | 21.6 | Yes | Maturity
Non-Residential Interior | Hotel/Motel, Dorms, Assisted Living | Area Lighting (Low/Medium Bay) | 158.9805 | Linear Fluorescent | 26.31% | Manual Switch | 95% | Linear Fluorescent T-8 / Code Compliant T-12 | occupancy/vacancy in hote/motel and on low-efficacy fixtures in all others | LED Panel Lighting | Personal Tuning | 8.5648 | Not Applicable | 7.3199 | Not Applicable |  | First cost | Performance | No barrier identified | No barrier identified | Lighting reliability - non dimming CFL on dimmer |  |  | TBD | TBD |  | 21.6 | Yes | Maturity
Non-Residential Interior | Hotel/Motel, Dorms, Assisted Living | Area Lighting (Low/Medium Bay) | 158.9805 | Linear Fluorescent | 26.31% | Manual Switch | 95% | Linear Fluorescent T-8 / Code Compliant T-12 | occupancy/vacancy in hote/motel and on low-efficacy fixtures in all others | LED Panel Lighting | Institutional Tuning | 8.5648 | 11.4441 | 7.3199 | Savings are minimal if not negative |  | First cost | Performance | No barrier identified | No barrier identified | Lighting reliability - non dimming CFL on dimmer |  |  | TBD | TBD |  | 21.6 | Yes | Maturity
Non-Residential Interior | Hotel/Motel, Dorms, Assisted Living | Area Lighting (Low/Medium Bay) | 158.9805 | Linear Fluorescent | 26.31% | Manual Switch | 95% | Linear Fluorescent T-8 / Code Compliant T-12 | occupancy/vacancy in hote/motel and on low-efficacy fixtures in all others | LED Panel Lighting | Multiple Measures | 8.5648 | 12.0799 | 7.3199 | Savings are minimal if not negative |  | First cost | Performance | First cost | Availability | Lighting reliability - non dimming CFL on dimmer |  |  | TBD | TBD |  | 21.6 | Yes | Maturity
Non-Residential Interior | Hotel/Motel, Dorms, Assisted Living | Area Lighting (Low/Medium Bay) | 158.9805 | Incandescent | 36.84% | Manual Switch | 95% | Halogen | occupancy/vacancy in hote/motel and on low-efficacy fixtures in all others | LED | Occupancy | 39.0508 | 20.0331 | 37.0983 | No change |  | First cost | Performance | No barrier identified | No barrier identified | Lighting reliability - non dimming CFL on dimmer |  |  | TBD | TBD |  | 21.6 | Yes | Maturity
Non-Residential Interior | Hotel/Motel, Dorms, Assisted Living | Area Lighting (Low/Medium Bay) | 158.9805 | Incandescent | 36.84% | Manual Switch | 95% | Halogen | occupancy/vacancy in hote/motel and on low-efficacy fixtures in all others | LED | Daylighting | 39.0508 | 12.465 | 37.0983 | Savings are minimal if not negative |  | First cost | Performance | No barrier identified | No barrier identified | Lighting reliability - non dimming CFL on dimmer |  |  | TBD | TBD |  | 21.6 | Yes | Maturity
Non-Residential Interior | Hotel/Motel, Dorms, Assisted Living | Area Lighting (Low/Medium Bay) | 158.9805 | Incandescent | 36.84% | Manual Switch | 95% | Halogen | occupancy/vacancy in hote/motel and on low-efficacy fixtures in all others | LED | Personal Tuning | 39.0508 | Not Applicable | 37.0983 | Not Applicable |  | First cost | Performance | No barrier identified | No barrier identified | Lighting reliability - non dimming CFL on dimmer |  |  | TBD | TBD |  | 21.6 | Yes | Maturity
Non-Residential Interior | Hotel/Motel, Dorms, Assisted Living | Area Lighting (Low/Medium Bay) | 158.9805 | Incandescent | 36.84% | Manual Switch | 95% | Halogen | occupancy/vacancy in hote/motel and on low-efficacy fixtures in all others | LED | Institutional Tuning | 39.0508 | 16.0265 | 37.0983 | Savings are minimal if not negative |  | First cost | Performance | No barrier identified | No barrier identified | Lighting reliability - non dimming CFL on dimmer |  |  | TBD | TBD |  | 21.6 | Yes | Maturity
Non-Residential Interior | Hotel/Motel, Dorms, Assisted Living | Area Lighting (Low/Medium Bay) | 158.9805 | Incandescent | 36.84% | Manual Switch | 95% | Halogen | occupancy/vacancy in hote/motel and on low-efficacy fixtures in all others | LED | Multiple Measures | 39.0508 | 16.9168 | 37.0983 | Savings are minimal if not negative |  | First cost | Performance | First cost | Availability | Lighting reliability - non dimming CFL on dimmer |  |  | TBD | TBD |  | 21.6 | Yes | Maturity
Non-Residential Interior | Hotel/Motel, Dorms, Assisted Living | Area Lighting (Low/Medium Bay) | 158.9805 | Incandescent | 36.84% | Manual Switch | 95% | Halogen | occupancy/vacancy in hote/motel and on low-efficacy fixtures in all others | CFL | Occupancy | 36.7078 | 20.0331 | 34.1695 | No change |  | Reliability | Performance | No barrier identified | No barrier identified | Lighting reliability - non dimming CFL on dimmer |  |  | TBD | TBD |  | 21.6 | Yes | Maturity
Non-Residential Interior | Hotel/Motel, Dorms, Assisted Living | Area Lighting (Low/Medium Bay) | 158.9805 | Incandescent | 36.84% | Manual Switch | 95% | Halogen | occupancy/vacancy in hote/motel and on low-efficacy fixtures in all others | CFL | Daylighting | 36.7078 | 12.465 | 34.1695 | Savings are minimal if not negative |  | Reliability | Performance | No barrier identified | No barrier identified | Lighting reliability - non dimming CFL on dimmer |  |  | TBD | TBD |  | 21.6 | Yes | Maturity
Non-Residential Interior | Hotel/Motel, Dorms, Assisted Living | Area Lighting (Low/Medium Bay) | 158.9805 | Incandescent | 36.84% | Manual Switch | 95% | Halogen | occupancy/vacancy in hote/motel and on low-efficacy fixtures in all others | CFL | Personal Tuning | 36.7078 | Not Applicable | 34.1695 | Not Applicable |  | Reliability | Performance | No barrier identified | No barrier identified | Lighting reliability - non dimming CFL on dimmer |  |  | TBD | TBD |  | 21.6 | Yes | Maturity
Non-Residential Interior | Hotel/Motel, Dorms, Assisted Living | Area Lighting (Low/Medium Bay) | 158.9805 | Incandescent | 36.84% | Manual Switch | 95% | Halogen | occupancy/vacancy in hote/motel and on low-efficacy fixtures in all others | CFL | Institutional Tuning | 36.7078 | 16.0265 | 34.1695 | Savings are minimal if not negative |  | Reliability | Performance | No barrier identified | No barrier identified | Lighting reliability - non dimming CFL on dimmer |  |  | TBD | TBD |  | 21.6 | Yes | Maturity
Non-Residential Interior | Hotel/Motel, Dorms, Assisted Living | Area Lighting (Low/Medium Bay) | 158.9805 | Incandescent | 36.84% | Manual Switch | 95% | Halogen | occupancy/vacancy in hote/motel and on low-efficacy fixtures in all others | CFL | Multiple Measures | 36.7078 | 16.9168 | 34.1695 | Savings are minimal if not negative |  | Reliability | Performance | First cost | Availability | Lighting reliability - non dimming CFL on dimmer |  |  | TBD | TBD |  | 21.6 | Yes | Maturity
Non-Residential Interior | Health and Medical Clinics | Area Lighting (Low/Medium Bay) | 446.0041 | Linear Fluorescent | 90.32% | Manual Switch | 77.18% | Linear Fluorescent T-8 / Code Compliant T-12 | Shut-off AND multi-level controls | High Efficiency Linear Fluorescent T-8/T-5 | Occupancy | 59.4931 | 59.6955 | 51.5607 | 9.9493 |  | No barrier identified | No barrier identified | No barrier identified | No barrier identified | None |  |  | TBD | TBD |  | 14.2274 | Yes | Maturity
Non-Residential Interior | Health and Medical Clinics | Area Lighting (Low/Medium Bay) | 446.0041 | Linear Fluorescent | 90.32% | Manual Switch | 77.18% | Linear Fluorescent T-8 / Code Compliant T-12 | Shut-off AND multi-level controls | High Efficiency Linear Fluorescent T-8/T-5 | Daylighting | 59.4931 | 69.6448 | 51.5607 | 19.8985 |  | No barrier identified | No barrier identified | No barrier identified | No barrier identified | None |  |  | TBD | TBD |  | 14.2274 | Yes | Maturity
Non-Residential Interior | Health and Medical Clinics | Area Lighting (Low/Medium Bay) | 446.0041 | Linear Fluorescent | 90.32% | Manual Switch | 77.18% | Linear Fluorescent T-8 / Code Compliant T-12 | Shut-off AND multi-level controls | High Efficiency Linear Fluorescent T-8/T-5 | Personal Tuning | 59.4931 | Not Applicable | 51.5607 | Not Applicable |  | No barrier identified | No barrier identified | Not Applicable | Not Applicable | None |  |  | TBD | TBD |  | 14.2274 | Yes | Maturity
Non-Residential Interior | Health and Medical Clinics | Area Lighting (Low/Medium Bay) | 446.0041 | Linear Fluorescent | 90.32% | Manual Switch | 77.18% | Linear Fluorescent T-8 / Code Compliant T-12 | Shut-off AND multi-level controls | High Efficiency Linear Fluorescent T-8/T-5 | Institutional Tuning | 59.4931 | 89.5433 | 51.5607 | 39.797 |  | No barrier identified | No barrier identified | No barrier identified | No barrier identified | None |  |  | TBD | TBD |  | 14.2274 | Yes | Maturity
Non-Residential Interior | Health and Medical Clinics | Area Lighting (Low/Medium Bay) | 446.0041 | Linear Fluorescent | 90.32% | Manual Switch | 77.18% | Linear Fluorescent T-8 / Code Compliant T-12 | Shut-off AND multi-level controls | High Efficiency Linear Fluorescent T-8/T-5 | Multiple Measures | 59.4931 | 94.5179 | 51.5607 | 44.7717 |  | No barrier identified | No barrier identified | First cost | Availability | None |  |  | TBD | TBD |  | 14.2274 | Yes | Maturity
Non-Residential Interior | Health and Medical Clinics | Area Lighting (Low/Medium Bay) | 446.0041 | Linear Fluorescent | 90.32% | Manual Switch | 77.18% | Linear Fluorescent T-8 / Code Compliant T-12 | Shut-off AND multi-level controls | LED Panel Lighting | Occupancy | 82.4817 | 59.6955 | 70.4931 | 9.9493 |  | First cost | Performance | No barrier identified | No barrier identified | There may be specific codes and standards to prevent lighting technology changes |  |  | TBD | TBD |  | 14.2274 | Yes | Maturity
Non-Residential Interior | Health and Medical Clinics | Area Lighting (Low/Medium Bay) | 446.0041 | Linear Fluorescent | 90.32% | Manual Switch | 77.18% | Linear Fluorescent T-8 / Code Compliant T-12 | Shut-off AND multi-level controls | LED Panel Lighting | Daylighting | 82.4817 | 69.6448 | 70.4931 | 19.8985 |  | First cost | Performance | No barrier identified | No barrier identified | There may be specific codes and standards to prevent lighting technology changes |  |  | TBD | TBD |  | 14.2274 | Yes | Maturity
Non-Residential Interior | Health and Medical Clinics | Area Lighting (Low/Medium Bay) | 446.0041 | Linear Fluorescent | 90.32% | Manual Switch | 77.18% | Linear Fluorescent T-8 / Code Compliant T-12 | Shut-off AND multi-level controls | LED Panel Lighting | Personal Tuning | 82.4817 | Not Applicable | 70.4931 | Not Applicable |  | First cost | Performance | Not Applicable | Not Applicable | There may be specific codes and standards to prevent lighting technology changes |  |  | TBD | TBD |  | 14.2274 | Yes | Maturity
Non-Residential Interior | Health and Medical Clinics | Area Lighting (Low/Medium Bay) | 446.0041 | Linear Fluorescent | 90.32% | Manual Switch | 77.18% | Linear Fluorescent T-8 / Code Compliant T-12 | Shut-off AND multi-level controls | LED Panel Lighting | Institutional Tuning | 82.4817 | 89.5433 | 70.4931 | 39.797 |  | First cost | Performance | No barrier identified | No barrier identified | There may be specific codes and standards to prevent lighting technology changes |  |  | TBD | TBD |  | 14.2274 | Yes | Maturity
Non-Residential Interior | Health and Medical Clinics | Area Lighting (Low/Medium Bay) | 446.0041 | Linear Fluorescent | 90.32% | Manual Switch | 77.18% | Linear Fluorescent T-8 / Code Compliant T-12 | Shut-off AND multi-level controls | LED Panel Lighting | Multiple Measures | 82.4817 | 94.5179 | 70.4931 | 44.7717 |  | First cost | Performance | First cost | Availability | There may be specific codes and standards to prevent lighting technology changes |  |  | TBD | TBD |  | 14.2274 | Yes | Maturity
Non-Residential Interior | Health and Medical Clinics | Area Lighting (Low/Medium Bay) | 446.0041 | CFL | 5.357% | Manual Switch | 99.36% | Halogen | Shut-off AND multi-level controls | LED | Occupancy | 15.9286 | 4.5582 | 15.9286 | 0.75971 |  | First cost | Performance | No barrier identified | No barrier identified | There may be specific codes and standards to prevent lighting technology changes |  |  | TBD | TBD |  | 14.2274 | Yes | Maturity
Non-Residential Interior | Health and Medical Clinics | Area Lighting (Low/Medium Bay) | 446.0041 | CFL | 5.357% | Manual Switch | 99.36% | Halogen | Shut-off AND multi-level controls | LED | Daylighting | 15.9286 | 5.318 | 15.9286 | 1.5194 |  | First cost | Performance | No barrier identified | No barrier identified | There may be specific codes and standards to prevent lighting technology changes |  |  | TBD | TBD |  | 14.2274 | Yes | Maturity
Non-Residential Interior | Health and Medical Clinics | Area Lighting (Low/Medium Bay) | 446.0041 | CFL | 5.357% | Manual Switch | 99.36% | Halogen | Shut-off AND multi-level controls | LED | Personal Tuning | 15.9286 | Not Applicable | 15.9286 | Not Applicable |  | First cost | Performance | Not Applicable | Not Applicable | There may be specific codes and standards to prevent lighting technology changes |  |  | TBD | TBD |  | 14.2274 | Yes | Maturity
Non-Residential Interior | Health and Medical Clinics | Area Lighting (Low/Medium Bay) | 446.0041 | CFL | 5.357% | Manual Switch | 99.36% | Halogen | Shut-off AND multi-level controls | LED | Institutional Tuning | 15.9286 | 6.8374 | 15.9286 | 3.0388 |  | First cost | Performance | No barrier identified | No barrier identified | There may be specific codes and standards to prevent lighting technology changes |  |  | TBD | TBD |  | 14.2274 | Yes | Maturity
Non-Residential Interior | Health and Medical Clinics | Area Lighting (Low/Medium Bay) | 446.0041 | CFL | 5.357% | Manual Switch | 99.36% | Halogen | Shut-off AND multi-level controls | LED | Multiple Measures | 15.9286 | 7.2172 | 15.9286 | 3.4187 |  | First cost | Performance | First cost | Availability | There may be specific codes and standards to prevent lighting technology changes |  |  | TBD | TBD |  | 14.2274 | Yes | Maturity
Non-Residential Interior | Health and Medical Hospital | Area Lighting (Low/Medium Bay) | 847.7374 | CFL | 9.721% | Manual Switch | 85% | Halogen | Shut-off AND multi-level controls | LED | Occupancy | 15.2136 | 13.4488 | 15.2136 | 2.2415 |  | Technical feasibility | First cost | No barrier identified | No barrier identified | There may be specific codes and standards to prevent lighting technology changes |  |  | TBD | TBD |  | 14.2274 | Yes | Maturity
Non-Residential Interior | Health and Medical Hospital | Area Lighting (Low/Medium Bay) | 847.7374 | CFL | 9.721% | Manual Switch | 85% | Halogen | Shut-off AND multi-level controls | LED | Daylighting | 15.2136 | 15.6902 | 15.2136 | 4.4829 |  | Technical feasibility | First cost | No barrier identified | No barrier identified | There may be specific codes and standards to prevent lighting technology changes |  |  | TBD | TBD |  | 14.2274 | Yes | Maturity
Non-Residential Interior | Health and Medical Hospital | Area Lighting (Low/Medium Bay) | 847.7374 | CFL | 9.721% | Manual Switch | 85% | Halogen | Shut-off AND multi-level controls | LED | Personal Tuning | 15.2136 | Not Applicable | 15.2136 | Not Applicable |  | Technical feasibility | First cost | No barrier identified | No barrier identified | There may be specific codes and standards to prevent lighting technology changes |  |  | TBD | TBD |  | 14.2274 | Yes | Maturity
Non-Residential Interior | Health and Medical Hospital | Area Lighting (Low/Medium Bay) | 847.7374 | CFL | 9.721% | Manual Switch | 85% | Halogen | Shut-off AND multi-level controls | LED | Institutional Tuning | 15.2136 | 20.1732 | 15.2136 | 8.9659 |  | Technical feasibility | First cost | No barrier identified | No barrier identified | There may be specific codes and standards to prevent lighting technology changes |  |  | TBD | TBD |  | 14.2274 | Yes | Maturity
Non-Residential Interior | Health and Medical Hospital | Area Lighting (Low/Medium Bay) | 847.7374 | CFL | 9.721% | Manual Switch | 85% | Halogen | Shut-off AND multi-level controls | LED | Multiple Measures | 15.2136 | 21.2939 | 15.2136 | 10.0866 |  | Technical feasibility | First cost | First cost | Availability | There may be specific codes and standards to prevent lighting technology changes |  |  | TBD | TBD |  | 14.2274 | Yes | Maturity
Non-Residential Interior | Health and Medical Hospital | Area Lighting (Low/Medium Bay) | 847.7374 | Linear Fluorescent | 90.28% | Manual Switch | 85% | Linear Fluorescent T-8 / Code Compliant T-12 | Shut-off AND multi-level controls | High Efficiency Linear Fluorescent T-8/T-5 | Occupancy | 113.0334 | 124.902 | 97.9623 | 20.817 |  | Technical feasibility | No barrier identified | No barrier identified | No barrier identified | There may be hospital specific codes and standards to prevent lighting technology changes |  |  | TBD | TBD |  | 14.2274 | Yes | Maturity
Non-Residential Interior | Health and Medical Hospital | Area Lighting (Low/Medium Bay) | 847.7374 | Linear Fluorescent | 90.28% | Manual Switch | 85% | Linear Fluorescent T-8 / Code Compliant T-12 | Shut-off AND multi-level controls | High Efficiency Linear Fluorescent T-8/T-5 | Daylighting | 113.0334 | 145.719 | 97.9623 | 41.634 |  | Technical feasibility | No barrier identified | No barrier identified | No barrier identified | There may be hospital specific codes and standards to prevent lighting technology changes |  |  | TBD | TBD |  | 14.2274 | Yes | Maturity
Non-Residential Interior | Health and Medical Hospital | Area Lighting (Low/Medium Bay) | 847.7374 | Linear Fluorescent | 90.28% | Manual Switch | 85% | Linear Fluorescent T-8 / Code Compliant T-12 | Shut-off AND multi-level controls | High Efficiency Linear Fluorescent T-8/T-5 | Personal Tuning | 113.0334 | Not Applicable | 97.9623 | Not Applicable |  | Technical feasibility | No barrier identified | No barrier identified | No barrier identified | There may be hospital specific codes and standards to prevent lighting technology changes |  |  | TBD | TBD |  | 14.2274 | Yes | Maturity
Non-Residential Interior | Health and Medical Hospital | Area Lighting (Low/Medium Bay) | 847.7374 | Linear Fluorescent | 90.28% | Manual Switch | 85% | Linear Fluorescent T-8 / Code Compliant T-12 | Shut-off AND multi-level controls | High Efficiency Linear Fluorescent T-8/T-5 | Institutional Tuning | 113.0334 | 187.3529 | 97.9623 | 83.268 |  | Technical feasibility | No barrier identified | No barrier identified | No barrier identified | There may be hospital specific codes and standards to prevent lighting technology changes |  |  | TBD | TBD |  | 14.2274 | Yes | Maturity
Non-Residential Interior | Health and Medical Hospital | Area Lighting (Low/Medium Bay) | 847.7374 | Linear Fluorescent | 90.28% | Manual Switch | 85% | Linear Fluorescent T-8 / Code Compliant T-12 | Shut-off AND multi-level controls | High Efficiency Linear Fluorescent T-8/T-5 | Multiple Measures | 113.0334 | 197.7614 | 97.9623 | 93.6765 |  | Technical feasibility | No barrier identified | First cost | Availability | There may be hospital specific codes and standards to prevent lighting technology changes |  |  | TBD | TBD |  | 14.2274 | Yes | Maturity
Non-Residential Interior | Health and Medical Hospital | Area Lighting (Low/Medium Bay) | 847.7374 | Linear Fluorescent | 90.28% | Manual Switch | 85% | Linear Fluorescent T-8 / Code Compliant T-12 | Shut-off AND multi-level controls | LED Panel Lighting | Occupancy | 156.7106 | 124.902 | 133.9329 | 20.817 |  | Technical feasibility | First cost | No barrier identified | No barrier identified | There may be specific codes and standards to prevent lighting technology changes |  |  | TBD | TBD |  | 14.2274 | Yes | Maturity
Non-Residential Interior | Health and Medical Hospital | Area Lighting (Low/Medium Bay) | 847.7374 | Linear Fluorescent | 90.28% | Manual Switch | 85% | Linear Fluorescent T-8 / Code Compliant T-12 | Shut-off AND multi-level controls | LED Panel Lighting | Daylighting | 156.7106 | 145.719 | 133.9329 | 41.634 |  | Technical feasibility | First cost | No barrier identified | No barrier identified | There may be specific codes and standards to prevent lighting technology changes |  |  | TBD | TBD |  | 14.2274 | Yes | Maturity
Non-Residential Interior | Health and Medical Hospital | Area Lighting (Low/Medium Bay) | 847.7374 | Linear Fluorescent | 90.28% | Manual Switch | 85% | Linear Fluorescent T-8 / Code Compliant T-12 | Shut-off AND multi-level controls | LED Panel Lighting | Personal Tuning | 156.7106 | Not Applicable | 133.9329 | Not Applicable |  | Technical feasibility | First cost | No barrier identified | No barrier identified | There may be specific codes and standards to prevent lighting technology changes |  |  | TBD | TBD |  | 14.2274 | Yes | Maturity
Non-Residential Interior | Health and Medical Hospital | Area Lighting (Low/Medium Bay) | 847.7374 | Linear Fluorescent | 90.28% | Manual Switch | 85% | Linear Fluorescent T-8 / Code Compliant T-12 | Shut-off AND multi-level controls | LED Panel Lighting | Institutional Tuning | 156.7106 | 187.3529 | 133.9329 | 83.268 |  | Technical feasibility | First cost | No barrier identified | No barrier identified | There may be specific codes and standards to prevent lighting technology changes |  |  | TBD | TBD |  | 14.2274 | Yes | Maturity
Non-Residential Interior | Health and Medical Hospital | Area Lighting (Low/Medium Bay) | 847.7374 | Linear Fluorescent | 90.28% | Manual Switch | 85% | Linear Fluorescent T-8 / Code Compliant T-12 | Shut-off AND multi-level controls | LED Panel Lighting | Multiple Measures | 156.7106 | 197.7614 | 133.9329 | 93.6765 |  | Technical feasibility | First cost | First cost | Availability | There may be specific codes and standards to prevent lighting technology changes |  |  | TBD | TBD |  | 14.2274 | Yes | Maturity
Non-Residential Interior | Restaurant | Area Lighting (Low/Medium Bay) | 476.2703 | Linear Fluorescent | 55.17% | Manual Switch | 98.35% | Linear Fluorescent T-8 / Code Compliant T-12 | Shut-off AND multi-level controls | High Efficiency Linear Fluorescent T-8/T-5 | Occupancy | 38.8093 | 49.6186 | 33.6347 | 8.2698 |  | No barrier identified | No barrier identified | No barrier identified | No barrier identified | None |  |  | TBD | TBD |  | 13.2877 | Yes | Maturity
Non-Residential Interior | Restaurant | Area Lighting (Low/Medium Bay) | 476.2703 | Linear Fluorescent | 55.17% | Manual Switch | 98.35% | Linear Fluorescent T-8 / Code Compliant T-12 | Shut-off AND multi-level controls | High Efficiency Linear Fluorescent T-8/T-5 | Daylighting | 38.8093 | 57.8883 | 33.6347 | 16.5395 |  | No barrier identified | No barrier identified | No barrier identified | No barrier identified | None |  |  | TBD | TBD |  | 13.2877 | Yes | Maturity
Non-Residential Interior | Restaurant | Area Lighting (Low/Medium Bay) | 476.2703 | Linear Fluorescent | 55.17% | Manual Switch | 98.35% | Linear Fluorescent T-8 / Code Compliant T-12 | Shut-off AND multi-level controls | High Efficiency Linear Fluorescent T-8/T-5 | Personal Tuning | 38.8093 | Not Applicable | 33.6347 | Not Applicable |  | No barrier identified | No barrier identified | No barrier identified | No barrier identified | None |  |  | TBD | TBD |  | 13.2877 | Yes | Maturity
Non-Residential Interior | Restaurant | Area Lighting (Low/Medium Bay) | 476.2703 | Linear Fluorescent | 55.17% | Manual Switch | 98.35% | Linear Fluorescent T-8 / Code Compliant T-12 | Shut-off AND multi-level controls | High Efficiency Linear Fluorescent T-8/T-5 | Institutional Tuning | 38.8093 | 74.4279 | 33.6347 | 33.0791 |  | No barrier identified | No barrier identified | No barrier identified | No barrier identified | None |  |  | TBD | TBD |  | 13.2877 | Yes | Maturity
Non-Residential Interior | Restaurant | Area Lighting (Low/Medium Bay) | 476.2703 | Linear Fluorescent | 55.17% | Manual Switch | 98.35% | Linear Fluorescent T-8 / Code Compliant T-12 | Shut-off AND multi-level controls | High Efficiency Linear Fluorescent T-8/T-5 | Multiple Measures | 38.8093 | 78.5628 | 33.6347 | 37.2139 |  | No barrier identified | No barrier identified | First cost | Availability | None |  |  | TBD | TBD |  | 13.2877 | Yes | Maturity
Non-Residential Interior | Restaurant | Area Lighting (Low/Medium Bay) | 476.2703 | Linear Fluorescent | 55.17% | Manual Switch | 98.35% | Linear Fluorescent T-8 / Code Compliant T-12 | Shut-off AND multi-level controls | LED Panel Lighting | Occupancy | 53.8056 | 49.6186 | 45.985 | 8.2698 |  | First cost | Performance | No barrier identified | No barrier identified | None |  |  | TBD | TBD |  | 13.2877 | Yes | Maturity
Non-Residential Interior | Restaurant | Area Lighting (Low/Medium Bay) | 476.2703 | Linear Fluorescent | 55.17% | Manual Switch | 98.35% | Linear Fluorescent T-8 / Code Compliant T-12 | Shut-off AND multi-level controls | LED Panel Lighting | Daylighting | 53.8056 | 57.8883 | 45.985 | 16.5395 |  | First cost | Performance | No barrier identified | No barrier identified | None |  |  | TBD | TBD |  | 13.2877 | Yes | Maturity
Non-Residential Interior | Restaurant | Area Lighting (Low/Medium Bay) | 476.2703 | Linear Fluorescent | 55.17% | Manual Switch | 98.35% | Linear Fluorescent T-8 / Code Compliant T-12 | Shut-off AND multi-level controls | LED Panel Lighting | Personal Tuning | 53.8056 | Not Applicable | 45.985 | Not Applicable |  | First cost | Performance | No barrier identified | No barrier identified | None |  |  | TBD | TBD |  | 13.2877 | Yes | Maturity
Non-Residential Interior | Restaurant | Area Lighting (Low/Medium Bay) | 476.2703 | Linear Fluorescent | 55.17% | Manual Switch | 98.35% | Linear Fluorescent T-8 / Code Compliant T-12 | Shut-off AND multi-level controls | LED Panel Lighting | Institutional Tuning | 53.8056 | 74.4279 | 45.985 | 33.0791 |  | First cost | Performance | No barrier identified | No barrier identified | None |  |  | TBD | TBD |  | 13.2877 | Yes | Maturity
Non-Residential Interior | Restaurant | Area Lighting (Low/Medium Bay) | 476.2703 | Linear Fluorescent | 55.17% | Manual Switch | 98.35% | Linear Fluorescent T-8 / Code Compliant T-12 | Shut-off AND multi-level controls | LED Panel Lighting | Multiple Measures | 53.8056 | 78.5628 | 45.985 | 37.2139 |  | First cost | Performance | First cost | Availability | None |  |  | TBD | TBD |  | 13.2877 | Yes | Maturity
Non-Residential Interior | Restaurant | Area Lighting (Low/Medium Bay) | 476.2703 | Halogen | 6.12% | Manual Switch | 99.65% | Halogen | Shut-off AND multi-level controls | LED | Occupancy | 18.4615 | 5.5771 | 18.4615 | 0.92951 |  | First cost | Performance | No barrier identified | No barrier identified | None |  |  | TBD | TBD |  | 13.2877 | Yes | Maturity
Non-Residential Interior | Restaurant | Area Lighting (Low/Medium Bay) | 476.2703 | Halogen | 6.12% | Manual Switch | 99.65% | Halogen | Shut-off AND multi-level controls | LED | Daylighting | 18.4615 | 6.5066 | 18.4615 | 1.859 |  | First cost | Performance | No barrier identified | No barrier identified | None |  |  | TBD | TBD |  | 13.2877 | Yes | Maturity
Non-Residential Interior | Restaurant | Area Lighting (Low/Medium Bay) | 476.2703 | Halogen | 6.12% | Manual Switch | 99.65% | Halogen | Shut-off AND multi-level controls | LED | Personal Tuning | 18.4615 | Not Applicable | 18.4615 | Not Applicable |  | First cost | Performance | Not Applicable | Not Applicable | None |  |  | TBD | TBD |  | 13.2877 | Yes | Maturity
Non-Residential Interior | Restaurant | Area Lighting (Low/Medium Bay) | 476.2703 | Halogen | 6.12% | Manual Switch | 99.65% | Halogen | Shut-off AND multi-level controls | LED | Institutional Tuning | 18.4615 | 8.3656 | 18.4615 | 3.7181 |  | First cost | Performance | No barrier identified | No barrier identified | None |  |  | TBD | TBD |  | 13.2877 | Yes | Maturity
Non-Residential Interior | Restaurant | Area Lighting (Low/Medium Bay) | 476.2703 | Halogen | 6.12% | Manual Switch | 99.65% | Halogen | Shut-off AND multi-level controls | LED | Multiple Measures | 18.4615 | 8.8304 | 18.4615 | 4.1828 |  | First cost | Performance | First cost | Availability | None |  |  | TBD | TBD |  | 13.2877 | Yes | Maturity
Non-Residential Interior | Restaurant | Area Lighting (Low/Medium Bay) | 476.2703 | Halogen | 6.12% | Manual Switch | 99.65% | Halogen | Shut-off AND multi-level controls | CFL | Occupancy | 17.004 | 5.5771 | 17.004 | 0.92951 |  | Reliability | Performance | No barrier identified | No barrier identified | Lighting reliability - non dimming CFL on dimmer |  |  | TBD | TBD |  | 13.2877 | Yes | Maturity
Non-Residential Interior | Restaurant | Area Lighting (Low/Medium Bay) | 476.2703 | Halogen | 6.12% | Manual Switch | 99.65% | Halogen | Shut-off AND multi-level controls | CFL | Daylighting | 17.004 | 6.5066 | 17.004 | 1.859 |  | Reliability | Performance | No barrier identified | No barrier identified | Lighting reliability - non dimming CFL on dimmer |  |  | TBD | TBD |  | 13.2877 | Yes | Maturity
Non-Residential Interior | Restaurant | Area Lighting (Low/Medium Bay) | 476.2703 | Halogen | 6.12% | Manual Switch | 99.65% | Halogen | Shut-off AND multi-level controls | CFL | Personal Tuning | 17.004 | Not Applicable | 17.004 | Not Applicable |  | Reliability | Performance | No barrier identified | No barrier identified | Lighting reliability - non dimming CFL on dimmer |  |  | TBD | TBD |  | 13.2877 | Yes | Maturity
Non-Residential Interior | Restaurant | Area Lighting (Low/Medium Bay) | 476.2703 | Halogen | 6.12% | Manual Switch | 99.65% | Halogen | Shut-off AND multi-level controls | CFL | Institutional Tuning | 17.004 | 8.3656 | 17.004 | 3.7181 |  | Reliability | Performance | No barrier identified | No barrier identified | Lighting reliability - non dimming CFL on dimmer |  |  | TBD | TBD |  | 13.2877 | Yes | Maturity
Non-Residential Interior | Restaurant | Area Lighting (Low/Medium Bay) | 476.2703 | Halogen | 6.12% | Manual Switch | 99.65% | Halogen | Shut-off AND multi-level controls | CFL | Multiple Measures | 17.004 | 8.8304 | 17.004 | 4.1828 |  | Reliability | Performance | First cost | Availability | Lighting reliability - non dimming CFL on dimmer |  |  | TBD | TBD |  | 13.2877 | Yes | Maturity
Non-Residential Interior | Restaurant | Area Lighting (Low/Medium Bay) | 476.2703 | CFL | 12.73% | Manual Switch | 98.02% | Halogen | Shut-off AND multi-level controls | LED | Occupancy | 11.1934 | 11.4107 | 11.1934 | 1.9018 |  | First cost | Performance | No barrier identified | No barrier identified | None |  |  | TBD | TBD |  | 13.2877 | Yes | Maturity
Non-Residential Interior | Restaurant | Area Lighting (Low/Medium Bay) | 476.2703 | CFL | 12.73% | Manual Switch | 98.02% | Halogen | Shut-off AND multi-level controls | LED | Daylighting | 11.1934 | 13.3125 | 11.1934 | 3.8036 |  | First cost | Performance | No barrier identified | No barrier identified | None |  |  | TBD | TBD |  | 13.2877 | Yes | Maturity
Non-Residential Interior | Restaurant | Area Lighting (Low/Medium Bay) | 476.2703 | CFL | 12.73% | Manual Switch | 98.02% | Halogen | Shut-off AND multi-level controls | LED | Personal Tuning | 11.1934 | Not Applicable | 11.1934 | Not Applicable |  | First cost | Performance | Not Applicable | Not Applicable | None |  |  | TBD | TBD |  | 13.2877 | Yes | Maturity
Non-Residential Interior | Restaurant | Area Lighting (Low/Medium Bay) | 476.2703 | CFL | 12.73% | Manual Switch | 98.02% | Halogen | Shut-off AND multi-level controls | LED | Institutional Tuning | 11.1934 | 17.1161 | 11.1934 | 7.6071 |  | First cost | Performance | No barrier identified | No barrier identified | None |  |  | TBD | TBD |  | 13.2877 | Yes | Maturity
Non-Residential Interior | Restaurant | Area Lighting (Low/Medium Bay) | 476.2703 | CFL | 12.73% | Manual Switch | 98.02% | Halogen | Shut-off AND multi-level controls | LED | Multiple Measures | 11.1934 | 18.067 | 11.1934 | 8.558 |  | First cost | Performance | First cost | Availability | None |  |  | TBD | TBD |  | 13.2877 | Yes | Maturity
Non-Residential Interior | Restaurant | Area Lighting (Low/Medium Bay) | 476.2703 | Incandescent | 25.37% | Manual Switch | 94.87% | Halogen | Shut-off AND multi-level controls | CFL | Occupancy | 75.723 | 22.01 | 70.4869 | 3.6683 |  | Reliability | Performance | No barrier identified | No barrier identified | Lighting reliability - non dimming CFL on dimmer |  |  | TBD | TBD |  | 13.2877 | Yes | Maturity
Non-Residential Interior | Restaurant | Area Lighting (Low/Medium Bay) | 476.2703 | Incandescent | 25.37% | Manual Switch | 94.87% | Halogen | Shut-off AND multi-level controls | CFL | Daylighting | 75.723 | 25.6783 | 70.4869 | 7.3367 |  | Reliability | Performance | No barrier identified | No barrier identified | Lighting reliability - non dimming CFL on dimmer |  |  | TBD | TBD |  | 13.2877 | Yes | Maturity
Non-Residential Interior | Restaurant | Area Lighting (Low/Medium Bay) | 476.2703 | Incandescent | 25.37% | Manual Switch | 94.87% | Halogen | Shut-off AND multi-level controls | CFL | Personal Tuning | 75.723 | Not Applicable | 70.4869 | Not Applicable |  | Reliability | Performance | No barrier identified | No barrier identified | Lighting reliability - non dimming CFL on dimmer |  |  | TBD | TBD |  | 13.2877 | Yes | Maturity
Non-Residential Interior | Restaurant | Area Lighting (Low/Medium Bay) | 476.2703 | Incandescent | 25.37% | Manual Switch | 94.87% | Halogen | Shut-off AND multi-level controls | CFL | Institutional Tuning | 75.723 | 33.0149 | 70.4869 | 14.6733 |  | Reliability | Performance | No barrier identified | No barrier identified | Lighting reliability - non dimming CFL on dimmer |  |  | TBD | TBD |  | 13.2877 | Yes | Maturity
Non-Residential Interior | Restaurant | Area Lighting (Low/Medium Bay) | 476.2703 | Incandescent | 25.37% | Manual Switch | 94.87% | Halogen | Shut-off AND multi-level controls | CFL | Multiple Measures | 75.723 | 34.8491 | 70.4869 | 16.5075 |  | Reliability | Performance | First cost | Availability | Lighting reliability - non dimming CFL on dimmer |  |  | TBD | TBD |  | 13.2877 | Yes | Maturity
Non-Residential Interior | Restaurant | Area Lighting (Low/Medium Bay) | 476.2703 | Incandescent | 25.37% | Manual Switch | 94.87% | Halogen | Shut-off AND multi-level controls | LED | Occupancy | 80.5564 | 22.01 | 76.5286 | 3.6683 |  | First cost | Performance | No barrier identified | No barrier identified | None |  |  | TBD | TBD |  | 13.2877 | Yes | Maturity
Non-Residential Interior | Restaurant | Area Lighting (Low/Medium Bay) | 476.2703 | Incandescent | 25.37% | Manual Switch | 94.87% | Halogen | Shut-off AND multi-level controls | LED | Daylighting | 80.5564 | 25.6783 | 76.5286 | 7.3367 |  | First cost | Performance | No barrier identified | No barrier identified | None |  |  | TBD | TBD |  | 13.2877 | Yes | Maturity
Non-Residential Interior | Restaurant | Area Lighting (Low/Medium Bay) | 476.2703 | Incandescent | 25.37% | Manual Switch | 94.87% | Halogen | Shut-off AND multi-level controls | LED | Personal Tuning | 80.5564 | Not Applicable | 76.5286 | Not Applicable |  | First cost | Performance | Not Applicable | Not Applicable | None |  |  | TBD | TBD |  | 13.2877 | Yes | Maturity
Non-Residential Interior | Restaurant | Area Lighting (Low/Medium Bay) | 476.2703 | Incandescent | 25.37% | Manual Switch | 94.87% | Halogen | Shut-off AND multi-level controls | LED | Institutional Tuning | 80.5564 | 33.0149 | 76.5286 | 14.6733 |  | First cost | Performance | No barrier identified | No barrier identified | None |  |  | TBD | TBD |  | 13.2877 | Yes | Maturity
Non-Residential Interior | Restaurant | Area Lighting (Low/Medium Bay) | 476.2703 | Incandescent | 25.37% | Manual Switch | 94.87% | Halogen | Shut-off AND multi-level controls | LED | Multiple Measures | 80.5564 | 34.8491 | 76.5286 | 16.5075 |  | First cost | Performance | First cost | Availability | None |  |  | TBD | TBD |  | 13.2877 | Yes | Maturity
Non-Residential Interior | Restaurant | Track Lighting | 611.3521 | Halogen | 50.96% | Manual Switch | 93.46% | Halogen | Shut-off AND multi-level controls | LED Track Lighting | Occupancy | 197.3004 | 55.9022 | 197.3004 | 9.317 |  | First cost | Performance | No barrier identified | No barrier identified | None |  |  | TBD | TBD |  | 13.2877 | Yes | Maturity
Non-Residential Interior | Restaurant | Track Lighting | 611.3521 | Halogen | 50.96% | Manual Switch | 93.46% | Halogen | Shut-off AND multi-level controls | LED Track Lighting | Daylighting | 197.3004 | 65.2192 | 197.3004 | 18.6341 |  | First cost | Performance | No barrier identified | No barrier identified | None |  |  | TBD | TBD |  | 13.2877 | Yes | Maturity
Non-Residential Interior | Restaurant | Track Lighting | 611.3521 | Halogen | 50.96% | Manual Switch | 93.46% | Halogen | Shut-off AND multi-level controls | LED Track Lighting | Personal Tuning | 197.3004 | Not Applicable | 197.3004 | Not Applicable |  | First cost | Performance | Not Applicable | Not Applicable | None |  |  | TBD | TBD |  | 13.2877 | Yes | Maturity
Non-Residential Interior | Restaurant | Track Lighting | 611.3521 | Halogen | 50.96% | Manual Switch | 93.46% | Halogen | Shut-off AND multi-level controls | LED Track Lighting | Institutional Tuning | 197.3004 | 83.8532 | 197.3004 | 37.2681 |  | First cost | Performance | No barrier identified | No barrier identified | None |  |  | TBD | TBD |  | 13.2877 | Yes | Maturity
Non-Residential Interior | Restaurant | Track Lighting | 611.3521 | Halogen | 50.96% | Manual Switch | 93.46% | Halogen | Shut-off AND multi-level controls | LED Track Lighting | Multiple Measures | 197.3004 | 88.5117 | 197.3004 | 41.9266 |  | First cost | Performance | First cost | Availability | None |  |  | TBD | TBD |  | 13.2877 | Yes | Maturity
Non-Residential Interior | Restaurant | Track Lighting | 611.3521 | Halogen | 50.96% | Manual Switch | 93.46% | Halogen | Shut-off AND multi-level controls | CFL Track Lighting | Occupancy | 181.7241 | 55.9022 | 181.7241 | 9.317 |  | Reliability | Performance | No barrier identified | No barrier identified | Lighting reliability - non dimming CFL on dimmer |  |  | TBD | TBD |  | 13.2877 | Yes | Maturity
Non-Residential Interior | Restaurant | Track Lighting | 611.3521 | Halogen | 50.96% | Manual Switch | 93.46% | Halogen | Shut-off AND multi-level controls | CFL Track Lighting | Daylighting | 181.7241 | 65.2192 | 181.7241 | 18.6341 |  | Reliability | Performance | No barrier identified | No barrier identified | Lighting reliability - non dimming CFL on dimmer |  |  | TBD | TBD |  | 13.2877 | Yes | Maturity
Non-Residential Interior | Restaurant | Track Lighting | 611.3521 | Halogen | 50.96% | Manual Switch | 93.46% | Halogen | Shut-off AND multi-level controls | CFL Track Lighting | Personal Tuning | 181.7241 | Not Applicable | 181.7241 | Not Applicable |  | Reliability | Performance | No barrier identified | No barrier identified | Lighting reliability - non dimming CFL on dimmer |  |  | TBD | TBD |  | 13.2877 | Yes | Maturity
Non-Residential Interior | Restaurant | Track Lighting | 611.3521 | Halogen | 50.96% | Manual Switch | 93.46% | Halogen | Shut-off AND multi-level controls | CFL Track Lighting | Institutional Tuning | 181.7241 | 83.8532 | 181.7241 | 37.2681 |  | Reliability | Performance | No barrier identified | No barrier identified | Lighting reliability - non dimming CFL on dimmer |  |  | TBD | TBD |  | 13.2877 | Yes | Maturity
Non-Residential Interior | Restaurant | Track Lighting | 611.3521 | Halogen | 50.96% | Manual Switch | 93.46% | Halogen | Shut-off AND multi-level controls | CFL Track Lighting | Multiple Measures | 181.7241 | 88.5117 | 181.7241 | 41.9266 |  | Reliability | Performance | First cost | Availability | Lighting reliability - non dimming CFL on dimmer |  |  | TBD | TBD |  | 13.2877 | Yes | Maturity
Non-Residential Interior | Restaurant | Track Lighting | 611.3521 | Incandescent | 44.23% | Manual Switch | 93.46% | Halogen | Shut-off AND multi-level controls | LED Track Lighting | Occupancy | 180.2515 | 48.518 | 171.2389 | 8.0863 |  | First cost | Performance | No barrier identified | No barrier identified | None |  |  | TBD | TBD |  | 13.2877 | Yes | Maturity
Non-Residential Interior | Restaurant | Track Lighting | 611.3521 | Incandescent | 44.23% | Manual Switch | 93.46% | Halogen | Shut-off AND multi-level controls | LED Track Lighting | Daylighting | 180.2515 | 56.6043 | 171.2389 | 16.1727 |  | First cost | Performance | No barrier identified | No barrier identified | None |  |  | TBD | TBD |  | 13.2877 | Yes | Maturity
Non-Residential Interior | Restaurant | Track Lighting | 611.3521 | Incandescent | 44.23% | Manual Switch | 93.46% | Halogen | Shut-off AND multi-level controls | LED Track Lighting | Personal Tuning | 180.2515 | Not Applicable | 171.2389 | Not Applicable |  | First cost | Performance | Not Applicable | Not Applicable | None |  |  | TBD | TBD |  | 13.2877 | Yes | Maturity
Non-Residential Interior | Restaurant | Track Lighting | 611.3521 | Incandescent | 44.23% | Manual Switch | 93.46% | Halogen | Shut-off AND multi-level controls | LED Track Lighting | Institutional Tuning | 180.2515 | 72.777 | 171.2389 | 32.3453 |  | First cost | Performance | No barrier identified | No barrier identified | None |  |  | TBD | TBD |  | 13.2877 | Yes | Maturity
Non-Residential Interior | Restaurant | Track Lighting | 611.3521 | Incandescent | 44.23% | Manual Switch | 93.46% | Halogen | Shut-off AND multi-level controls | LED Track Lighting | Multiple Measures | 180.2515 | 76.8202 | 171.2389 | 36.3885 |  | First cost | Performance | First cost | Availability | None |  |  | TBD | TBD |  | 13.2877 | Yes | Maturity
Non-Residential Interior | Restaurant | Display and Advertising | 36.3331 | Linear Fluorescent | 34.19% | Manual Switch | 100% | Linear Fluorescent T-8 / Code Compliant T-12 | Time-switch controls | LED Panel Lighting | Occupancy | 2.5433 | Not Applicable | 2.1737 | Not Applicable |  | First cost | Performance | Not Applicable | Not Applicable | None |  |  | TBD | TBD |  | 13.2877 | Yes | Maturity
Non-Residential Interior | Restaurant | Display and Advertising | 36.3331 | Linear Fluorescent | 34.19% | Manual Switch | 100% | Linear Fluorescent T-8 / Code Compliant T-12 | Time-switch controls | LED Panel Lighting | Daylighting | 2.5433 | Not Applicable | 2.1737 | Not Applicable |  | First cost | Performance | Not Applicable | Not Applicable | None |  |  | TBD | TBD |  | 13.2877 | Yes | Maturity
Non-Residential Interior | Restaurant | Display and Advertising | 36.3331 | Linear Fluorescent | 34.19% | Manual Switch | 100% | Linear Fluorescent T-8 / Code Compliant T-12 | Time-switch controls | LED Panel Lighting | Personal Tuning | 2.5433 | Not Applicable | 2.1737 | Not Applicable |  | First cost | Performance | Not Applicable | Not Applicable | None |  |  | TBD | TBD |  | 13.2877 | Yes | Maturity
Non-Residential Interior | Restaurant | Display and Advertising | 36.3331 | Linear Fluorescent | 34.19% | Manual Switch | 100% | Linear Fluorescent T-8 / Code Compliant T-12 | Time-switch controls | LED Panel Lighting | Institutional Tuning | 2.5433 | 3.5772 | 2.1737 | 3.5772 |  | First cost | Performance | No barrier identified | No barrier identified | None |  |  | TBD | TBD |  | 13.2877 | Yes | Maturity
Non-Residential Interior | Restaurant | Display and Advertising | 36.3331 | Linear Fluorescent | 34.19% | Manual Switch | 100% | Linear Fluorescent T-8 / Code Compliant T-12 | Time-switch controls | LED Panel Lighting | Multiple Measures | 2.5433 | Not Applicable | 2.1737 | Not Applicable |  | First cost | Performance | Not Applicable | Not Applicable | None |  |  | TBD | TBD |  | 13.2877 | Yes | Maturity
Non-Residential Interior | Restaurant | Display and Advertising | 36.3331 | Linear Fluorescent | 34.19% | Manual Switch | 100% | Linear Fluorescent T-8 / Code Compliant T-12 | Time-switch controls | High Efficiency Linear Fluorescent T-8/T-5 | Occupancy | 1.8345 | Not Applicable | 1.5899 | Not Applicable |  | No barrier identified | No barrier identified | Not Applicable | Not Applicable | None |  |  | TBD | TBD |  | 13.2877 | Yes | Maturity
Non-Residential Interior | Restaurant | Display and Advertising | 36.3331 | Linear Fluorescent | 34.19% | Manual Switch | 100% | Linear Fluorescent T-8 / Code Compliant T-12 | Time-switch controls | High Efficiency Linear Fluorescent T-8/T-5 | Daylighting | 1.8345 | Not Applicable | 1.5899 | Not Applicable |  | No barrier identified | No barrier identified | Not Applicable | Not Applicable | None |  |  | TBD | TBD |  | 13.2877 | Yes | Maturity
Non-Residential Interior | Restaurant | Display and Advertising | 36.3331 | Linear Fluorescent | 34.19% | Manual Switch | 100% | Linear Fluorescent T-8 / Code Compliant T-12 | Time-switch controls | High Efficiency Linear Fluorescent T-8/T-5 | Personal Tuning | 1.8345 | Not Applicable | 1.5899 | Not Applicable |  | No barrier identified | No barrier identified | Not Applicable | Not Applicable | None |  |  | TBD | TBD |  | 13.2877 | Yes | Maturity
Non-Residential Interior | Restaurant | Display and Advertising | 36.3331 | Linear Fluorescent | 34.19% | Manual Switch | 100% | Linear Fluorescent T-8 / Code Compliant T-12 | Time-switch controls | High Efficiency Linear Fluorescent T-8/T-5 | Institutional Tuning | 1.8345 | 3.5772 | 1.5899 | 3.5772 |  | No barrier identified | No barrier identified | No barrier identified | No barrier identified | None |  |  | TBD | TBD |  | 13.2877 | Yes | Maturity
Non-Residential Interior | Restaurant | Display and Advertising | 36.3331 | Linear Fluorescent | 34.19% | Manual Switch | 100% | Linear Fluorescent T-8 / Code Compliant T-12 | Time-switch controls | High Efficiency Linear Fluorescent T-8/T-5 | Multiple Measures | 1.8345 | Not Applicable | 1.5899 | Not Applicable |  | No barrier identified | No barrier identified | Not Applicable | Not Applicable | None |  |  | TBD | TBD |  | 13.2877 | Yes | Maturity
Non-Residential Interior | Restaurant | Display and Advertising | 36.3331 | Halogen | 13.28% | Manual Switch | 100% | Halogen | Time-switch controls | LED | Occupancy | 3.0568 | Not Applicable | 3.0568 | Not Applicable |  | First cost | Performance | Not Applicable | Not Applicable | None |  |  | TBD | TBD |  | 13.2877 | Yes | Maturity
Non-Residential Interior | Restaurant | Display and Advertising | 36.3331 | Halogen | 13.28% | Manual Switch | 100% | Halogen | Time-switch controls | LED | Daylighting | 3.0568 | Not Applicable | 3.0568 | Not Applicable |  | First cost | Performance | Not Applicable | Not Applicable | None |  |  | TBD | TBD |  | 13.2877 | Yes | Maturity
Non-Residential Interior | Restaurant | Display and Advertising | 36.3331 | Halogen | 13.28% | Manual Switch | 100% | Halogen | Time-switch controls | LED | Personal Tuning | 3.0568 | Not Applicable | 3.0568 | Not Applicable |  | First cost | Performance | Not Applicable | Not Applicable | None |  |  | TBD | TBD |  | 13.2877 | Yes | Maturity
Non-Residential Interior | Restaurant | Display and Advertising | 36.3331 | Halogen | 13.28% | Manual Switch | 100% | Halogen | Time-switch controls | LED | Institutional Tuning | 3.0568 | 1.3901 | 3.0568 | 1.3901 |  | First cost | Performance | No barrier identified | No barrier identified | None |  |  | TBD | TBD |  | 13.2877 | Yes | Maturity
Non-Residential Interior | Restaurant | Display and Advertising | 36.3331 | Halogen | 13.28% | Manual Switch | 100% | Halogen | Time-switch controls | LED | Multiple Measures | 3.0568 | Not Applicable | 3.0568 | Not Applicable |  | First cost | Performance | Not Applicable | Not Applicable | None |  |  | TBD | TBD |  | 13.2877 | Yes | Maturity
Non-Residential Interior | Restaurant | Display and Advertising | 36.3331 | Halogen | 13.28% | Manual Switch | 100% | Halogen | Time-switch controls | CFL | Occupancy | 2.8155 | Not Applicable | 2.8155 | Not Applicable |  | Reliability | Performance | No barrier identified | No barrier identified | Lighting reliability - non dimming CFL on dimmer |  |  | TBD | TBD |  | 13.2877 | Yes | Maturity
Non-Residential Interior | Restaurant | Display and Advertising | 36.3331 | Halogen | 13.28% | Manual Switch | 100% | Halogen | Time-switch controls | CFL | Daylighting | 2.8155 | Not Applicable | 2.8155 | Not Applicable |  | Reliability | Performance | No barrier identified | No barrier identified | Lighting reliability - non dimming CFL on dimmer |  |  | TBD | TBD |  | 13.2877 | Yes | Maturity
Non-Residential Interior | Restaurant | Display and Advertising | 36.3331 | Halogen | 13.28% | Manual Switch | 100% | Halogen | Time-switch controls | CFL | Personal Tuning | 2.8155 | Not Applicable | 2.8155 | Not Applicable |  | Reliability | Performance | No barrier identified | No barrier identified | Lighting reliability - non dimming CFL on dimmer |  |  | TBD | TBD |  | 13.2877 | Yes | Maturity
Non-Residential Interior | Restaurant | Display and Advertising | 36.3331 | Halogen | 13.28% | Manual Switch | 100% | Halogen | Time-switch controls | CFL | Institutional Tuning | 2.8155 | 1.3901 | 2.8155 | 1.3901 |  | Reliability | Performance | No barrier identified | No barrier identified | Lighting reliability - non dimming CFL on dimmer |  |  | TBD | TBD |  | 13.2877 | Yes | Maturity
Non-Residential Interior | Restaurant | Display and Advertising | 36.3331 | Halogen | 13.28% | Manual Switch | 100% | Halogen | Time-switch controls | CFL | Multiple Measures | 2.8155 | Not Applicable | 2.8155 | Not Applicable |  | Reliability | Performance | First cost | Availability | Lighting reliability - non dimming CFL on dimmer |  |  | TBD | TBD |  | 13.2877 | Yes | Maturity
Non-Residential Interior | Restaurant | Display and Advertising | 36.3331 | LED | 13.15% | Manual Switch | 100% | Halogen | Time-switch controls | LED | Occupancy | No Change | Not Applicable | No Change | Not Applicable |  | Not Applicable | Not Applicable | Not Applicable | Not Applicable | None |  |  | TBD | TBD |  | 13.2877 | Yes | Maturity
Non-Residential Interior | Restaurant | Display and Advertising | 36.3331 | LED | 13.15% | Manual Switch | 100% | Halogen | Time-switch controls | LED | Daylighting | No Change | Not Applicable | No Change | Not Applicable |  | Not Applicable | Not Applicable | Not Applicable | Not Applicable | None |  |  | TBD | TBD |  | 13.2877 | Yes | Maturity
Non-Residential Interior | Restaurant | Display and Advertising | 36.3331 | LED | 13.15% | Manual Switch | 100% | Halogen | Time-switch controls | LED | Personal Tuning | No Change | Not Applicable | No Change | Not Applicable |  | Not Applicable | Not Applicable | Not Applicable | Not Applicable | None |  |  | TBD | TBD |  | 13.2877 | Yes | Maturity
Non-Residential Interior | Restaurant | Display and Advertising | 36.3331 | LED | 13.15% | Manual Switch | 100% | Halogen | Time-switch controls | LED | Institutional Tuning | No Change | 1.3762 | No Change | 1.3762 |  | Not Applicable | Not Applicable | No barrier identified | No barrier identified | None |  |  | TBD | TBD |  | 13.2877 | Yes | Maturity
Non-Residential Interior | Restaurant | Display and Advertising | 36.3331 | LED | 13.15% | Manual Switch | 100% | Halogen | Time-switch controls | LED | Multiple Measures | No Change | Not Applicable | No Change | Not Applicable |  | Not Applicable | Not Applicable | Not Applicable | Not Applicable | None |  |  | TBD | TBD |  | 13.2877 | Yes | Maturity
Non-Residential Interior | Restaurant | Display and Advertising | 36.3331 | CFL | 39.38% | Manual Switch | 60.62% | Halogen | Time-switch controls | LED | Occupancy | 2.6413 | Not Applicable | 2.6413 | Not Applicable |  | First cost | Performance | Not Applicable | Not Applicable | None |  |  | TBD | TBD |  | 13.2877 | Yes | Maturity
Non-Residential Interior | Restaurant | Display and Advertising | 36.3331 | CFL | 39.38% | Manual Switch | 60.62% | Halogen | Time-switch controls | LED | Daylighting | 2.6413 | Not Applicable | 2.6413 | Not Applicable |  | First cost | Performance | Not Applicable | Not Applicable | None |  |  | TBD | TBD |  | 13.2877 | Yes | Maturity
Non-Residential Interior | Restaurant | Display and Advertising | 36.3331 | CFL | 39.38% | Manual Switch | 60.62% | Halogen | Time-switch controls | LED | Personal Tuning | 2.6413 | Not Applicable | 2.6413 | Not Applicable |  | First cost | Performance | Not Applicable | Not Applicable | None |  |  | TBD | TBD |  | 13.2877 | Yes | Maturity
Non-Residential Interior | Restaurant | Display and Advertising | 36.3331 | CFL | 39.38% | Manual Switch | 60.62% | Halogen | Time-switch controls | LED | Institutional Tuning | 2.6413 | 2.4979 | 2.6413 | 2.4979 |  | First cost | Performance | No barrier identified | No barrier identified | None |  |  | TBD | TBD |  | 13.2877 | Yes | Maturity
Non-Residential Interior | Restaurant | Display and Advertising | 36.3331 | CFL | 39.38% | Manual Switch | 60.62% | Halogen | Time-switch controls | LED | Multiple Measures | 2.6413 | Not Applicable | 2.6413 | Not Applicable |  | First cost | Performance | Not Applicable | Not Applicable | None |  |  | TBD | TBD |  | 13.2877 | Yes | Maturity
Non-Residential Interior | University/College | Area Lighting (Low/Medium Bay) | 812.7364 | Linear Fluorescent | 91.32% | Manual Switch | 83% | Linear Fluorescent T-8 / Code Compliant T-12 | Shut-off and bi-level(for classroom) / multi-level(for office) | High Efficiency Linear Fluorescent T-8/T-5 | Occupancy | 109.6187 | 118.2785 | 95.0028 | 19.7131 |  | No barrier identified | No barrier identified | No barrier identified | No barrier identified | None |  |  | TBD | TBD |  | 6.9096 | Yes | Maturity
Non-Residential Interior | University/College | Area Lighting (Low/Medium Bay) | 812.7364 | Linear Fluorescent | 91.32% | Manual Switch | 83% | Linear Fluorescent T-8 / Code Compliant T-12 | Shut-off and bi-level(for classroom) / multi-level(for office) | High Efficiency Linear Fluorescent T-8/T-5 | Daylighting | 109.6187 | 137.9916 | 95.0028 | 39.4262 |  | No barrier identified | No barrier identified | No barrier identified | No barrier identified | None |  |  | TBD | TBD |  | 6.9096 | Yes | Maturity
Non-Residential Interior | University/College | Area Lighting (Low/Medium Bay) | 812.7364 | Linear Fluorescent | 91.32% | Manual Switch | 83% | Linear Fluorescent T-8 / Code Compliant T-12 | Shut-off and bi-level(for classroom) / multi-level(for office) | High Efficiency Linear Fluorescent T-8/T-5 | Personal Tuning | 109.6187 | 152.7764 | 95.0028 | 54.211 |  | No barrier identified | No barrier identified | No barrier identified | No barrier identified | None |  |  | TBD | TBD |  | 6.9096 | Yes | Maturity
Non-Residential Interior | University/College | Area Lighting (Low/Medium Bay) | 812.7364 | Linear Fluorescent | 91.32% | Manual Switch | 83% | Linear Fluorescent T-8 / Code Compliant T-12 | Shut-off and bi-level(for classroom) / multi-level(for office) | High Efficiency Linear Fluorescent T-8/T-5 | Institutional Tuning | 109.6187 | 177.4178 | 95.0028 | 78.8524 |  | No barrier identified | No barrier identified | No barrier identified | No barrier identified | None |  |  | TBD | TBD |  | 6.9096 | Yes | Maturity
Non-Residential Interior | University/College | Area Lighting (Low/Medium Bay) | 812.7364 | Linear Fluorescent | 91.32% | Manual Switch | 83% | Linear Fluorescent T-8 / Code Compliant T-12 | Shut-off and bi-level(for classroom) / multi-level(for office) | High Efficiency Linear Fluorescent T-8/T-5 | Multiple Measures | 109.6187 | 187.2744 | 95.0028 | 88.7089 |  | No barrier identified | No barrier identified | First cost | Availability | None |  |  | TBD | TBD |  | 6.9096 | Yes | Maturity
Non-Residential Interior | University/College | Area Lighting (Low/Medium Bay) | 812.7364 | Linear Fluorescent | 91.32% | Manual Switch | 83% | Linear Fluorescent T-8 / Code Compliant T-12 | Shut-off and bi-level(for classroom) / multi-level(for office) | LED Panel Lighting | Occupancy | 151.9763 | 118.2785 | 129.8867 | 19.7131 |  | First cost | Performance | No barrier identified | No barrier identified | None |  |  | TBD | TBD |  | 6.9096 | Yes | Maturity
Non-Residential Interior | University/College | Area Lighting (Low/Medium Bay) | 812.7364 | Linear Fluorescent | 91.32% | Manual Switch | 83% | Linear Fluorescent T-8 / Code Compliant T-12 | Shut-off and bi-level(for classroom) / multi-level(for office) | LED Panel Lighting | Daylighting | 151.9763 | 137.9916 | 129.8867 | 39.4262 |  | First cost | Performance | No barrier identified | No barrier identified | None |  |  | TBD | TBD |  | 6.9096 | Yes | Maturity
Non-Residential Interior | University/College | Area Lighting (Low/Medium Bay) | 812.7364 | Linear Fluorescent | 91.32% | Manual Switch | 83% | Linear Fluorescent T-8 / Code Compliant T-12 | Shut-off and bi-level(for classroom) / multi-level(for office) | LED Panel Lighting | Personal Tuning | 151.9763 | 152.7764 | 129.8867 | 54.211 |  | First cost | Performance | No barrier identified | No barrier identified | None |  |  | TBD | TBD |  | 6.9096 | Yes | Maturity
Non-Residential Interior | University/College | Area Lighting (Low/Medium Bay) | 812.7364 | Linear Fluorescent | 91.32% | Manual Switch | 83% | Linear Fluorescent T-8 / Code Compliant T-12 | Shut-off and bi-level(for classroom) / multi-level(for office) | LED Panel Lighting | Institutional Tuning | 151.9763 | 177.4178 | 129.8867 | 78.8524 |  | First cost | Performance | No barrier identified | No barrier identified | None |  |  | TBD | TBD |  | 6.9096 | Yes | Maturity
Non-Residential Interior | University/College | Area Lighting (Low/Medium Bay) | 812.7364 | Linear Fluorescent | 91.32% | Manual Switch | 83% | Linear Fluorescent T-8 / Code Compliant T-12 | Shut-off and bi-level(for classroom) / multi-level(for office) | LED Panel Lighting | Multiple Measures | 151.9763 | 187.2744 | 129.8867 | 88.7089 |  | First cost | Performance | First cost | Availability | None |  |  | TBD | TBD |  | 6.9096 | Yes | Maturity
Non-Residential Interior | University/College | Area Lighting (Low/Medium Bay) | 812.7364 | CFL | 8.678% | Manual Switch | 83% | Halogen | Shut-off and bi-level(for classroom) / multi-level(for office) | LED | Occupancy | 13.0203 | 11.2391 | 13.0203 | 1.8732 |  | First cost | Performance | No barrier identified | No barrier identified | None |  |  | TBD | TBD |  | 6.9096 | Yes | Maturity
Non-Residential Interior | University/College | Area Lighting (Low/Medium Bay) | 812.7364 | CFL | 8.678% | Manual Switch | 83% | Halogen | Shut-off and bi-level(for classroom) / multi-level(for office) | LED | Daylighting | 13.0203 | 13.1123 | 13.0203 | 3.7464 |  | First cost | Performance | No barrier identified | No barrier identified | None |  |  | TBD | TBD |  | 6.9096 | Yes | Maturity
Non-Residential Interior | University/College | Area Lighting (Low/Medium Bay) | 812.7364 | CFL | 8.678% | Manual Switch | 83% | Halogen | Shut-off and bi-level(for classroom) / multi-level(for office) | LED | Personal Tuning | 13.0203 | 14.5172 | 13.0203 | 5.1513 |  | First cost | Performance | No barrier identified | No barrier identified | None |  |  | TBD | TBD |  | 6.9096 | Yes | Maturity
Non-Residential Interior | University/College | Area Lighting (Low/Medium Bay) | 812.7364 | CFL | 8.678% | Manual Switch | 83% | Halogen | Shut-off and bi-level(for classroom) / multi-level(for office) | LED | Institutional Tuning | 13.0203 | 16.8587 | 13.0203 | 7.4928 |  | First cost | Performance | No barrier identified | No barrier identified | None |  |  | TBD | TBD |  | 6.9096 | Yes | Maturity
Non-Residential Interior | University/College | Area Lighting (Low/Medium Bay) | 812.7364 | CFL | 8.678% | Manual Switch | 83% | Halogen | Shut-off and bi-level(for classroom) / multi-level(for office) | LED | Multiple Measures | 13.0203 | 17.7953 | 13.0203 | 8.4294 |  | First cost | Performance | First cost | Availability | None |  |  | TBD | TBD |  | 6.9096 | Yes | Maturity
Non-Residential Interior | University/College | Area Lighting (High Bay) | 120.4706 | Linear Fluorescent | 77.14% | Manual Switch | 83% | Linear Fluorescent T-8 / Code Compliant T-12 | Shut-off and occupancy | High Bay Linear Fluorescent T-8/T-5 HO | Occupancy | 13.7253 | 14.8096 | 11.8953 | No change |  | No barrier identified | No barrier identified | No barrier identified | No barrier identified | None |  |  | TBD | TBD |  | 6.9096 | Yes | Maturity
Non-Residential Interior | University/College | Area Lighting (High Bay) | 120.4706 | Linear Fluorescent | 77.14% | Manual Switch | 83% | Linear Fluorescent T-8 / Code Compliant T-12 | Shut-off and occupancy | High Bay Linear Fluorescent T-8/T-5 HO | Daylighting | 13.7253 | 17.2779 | 11.8953 | Savings are minimal if not negative |  | No barrier identified | No barrier identified | No barrier identified | No barrier identified | None |  |  | TBD | TBD |  | 6.9096 | Yes | Maturity
Non-Residential Interior | University/College | Area Lighting (High Bay) | 120.4706 | Linear Fluorescent | 77.14% | Manual Switch | 83% | Linear Fluorescent T-8 / Code Compliant T-12 | Shut-off and occupancy | High Bay Linear Fluorescent T-8/T-5 HO | Personal Tuning | 13.7253 | 19.1291 | 11.8953 | 4.3195 |  | No barrier identified | No barrier identified | No barrier identified | No barrier identified | None |  |  | TBD | TBD |  | 6.9096 | Yes | Maturity
Non-Residential Interior | University/College | Area Lighting (High Bay) | 120.4706 | Linear Fluorescent | 77.14% | Manual Switch | 83% | Linear Fluorescent T-8 / Code Compliant T-12 | Shut-off and occupancy | High Bay Linear Fluorescent T-8/T-5 HO | Institutional Tuning | 13.7253 | 22.2144 | 11.8953 | 7.4048 |  | No barrier identified | No barrier identified | No barrier identified | No barrier identified | None |  |  | TBD | TBD |  | 6.9096 | Yes | Maturity
Non-Residential Interior | University/College | Area Lighting (High Bay) | 120.4706 | Linear Fluorescent | 77.14% | Manual Switch | 83% | Linear Fluorescent T-8 / Code Compliant T-12 | Shut-off and occupancy | High Bay Linear Fluorescent T-8/T-5 HO | Multiple Measures | 13.7253 | 23.4485 | 11.8953 | 8.6389 |  | No barrier identified | No barrier identified | First cost | Availability | None |  |  | TBD | TBD |  | 6.9096 | Yes | Maturity
Non-Residential Interior | University/College | Area Lighting (High Bay) | 120.4706 | Linear Fluorescent | 77.14% | Manual Switch | 83% | Linear Fluorescent T-8 / Code Compliant T-12 | Shut-off and occupancy | High Bay LED | Occupancy | 19.0289 | 14.8096 | 16.2631 | No change |  | First cost | Performance | No barrier identified | No barrier identified | None |  |  | TBD | TBD |  | 6.9096 | Yes | Maturity
Non-Residential Interior | University/College | Area Lighting (High Bay) | 120.4706 | Linear Fluorescent | 77.14% | Manual Switch | 83% | Linear Fluorescent T-8 / Code Compliant T-12 | Shut-off and occupancy | High Bay LED | Daylighting | 19.0289 | 17.2779 | 16.2631 | Savings are minimal if not negative |  | First cost | Performance | No barrier identified | No barrier identified | None |  |  | TBD | TBD |  | 6.9096 | Yes | Maturity
Non-Residential Interior | University/College | Area Lighting (High Bay) | 120.4706 | Linear Fluorescent | 77.14% | Manual Switch | 83% | Linear Fluorescent T-8 / Code Compliant T-12 | Shut-off and occupancy | High Bay LED | Personal Tuning | 19.0289 | 19.1291 | 16.2631 | 4.3195 |  | First cost | Performance | No barrier identified | No barrier identified | None |  |  | TBD | TBD |  | 6.9096 | Yes | Maturity
Non-Residential Interior | University/College | Area Lighting (High Bay) | 120.4706 | Linear Fluorescent | 77.14% | Manual Switch | 83% | Linear Fluorescent T-8 / Code Compliant T-12 | Shut-off and occupancy | High Bay LED | Institutional Tuning | 19.0289 | 22.2144 | 16.2631 | 7.4048 |  | First cost | Performance | No barrier identified | No barrier identified | None |  |  | TBD | TBD |  | 6.9096 | Yes | Maturity
Non-Residential Interior | University/College | Area Lighting (High Bay) | 120.4706 | Linear Fluorescent | 77.14% | Manual Switch | 83% | Linear Fluorescent T-8 / Code Compliant T-12 | Shut-off and occupancy | High Bay LED | Multiple Measures | 19.0289 | 23.4485 | 16.2631 | 8.6389 |  | First cost | Performance | First cost | Availability | None |  |  | TBD | TBD |  | 6.9096 | Yes | Maturity
Non-Residential Interior | University/College | Area Lighting (High Bay) | 120.4706 | MH (Std, PS, CMH) | 16.31% | Manual Switch | 83% | PS MH | Shut-off and occupancy | High Bay LED | Occupancy | 8.4758 | 3.1319 | 7.9273 | No change |  | First cost | Performance | No barrier identified | No barrier identified | None |  |  | TBD | TBD |  | 6.9096 | Yes | Maturity
Non-Residential Interior | University/College | Area Lighting (High Bay) | 120.4706 | MH (Std, PS, CMH) | 16.31% | Manual Switch | 83% | PS MH | Shut-off and occupancy | High Bay LED | Daylighting | 8.4758 | 3.6539 | 7.9273 | Savings are minimal if not negative |  | First cost | Performance | No barrier identified | No barrier identified | None |  |  | TBD | TBD |  | 6.9096 | Yes | Maturity
Non-Residential Interior | University/College | Area Lighting (High Bay) | 120.4706 | MH (Std, PS, CMH) | 16.31% | Manual Switch | 83% | PS MH | Shut-off and occupancy | High Bay LED | Personal Tuning | 8.4758 | 4.0454 | 7.9273 | 0.91347 |  | First cost | Performance | No barrier identified | No barrier identified | None |  |  | TBD | TBD |  | 6.9096 | Yes | Maturity
Non-Residential Interior | University/College | Area Lighting (High Bay) | 120.4706 | MH (Std, PS, CMH) | 16.31% | Manual Switch | 83% | PS MH | Shut-off and occupancy | High Bay LED | Institutional Tuning | 8.4758 | 4.6979 | 7.9273 | 1.566 |  | First cost | Performance | No barrier identified | No barrier identified | None |  |  | TBD | TBD |  | 6.9096 | Yes | Maturity
Non-Residential Interior | University/College | Area Lighting (High Bay) | 120.4706 | MH (Std, PS, CMH) | 16.31% | Manual Switch | 83% | PS MH | Shut-off and occupancy | High Bay LED | Multiple Measures | 8.4758 | 4.9589 | 7.9273 | 1.8269 |  | First cost | Performance | First cost | Availability | None |  |  | TBD | TBD |  | 6.9096 | Yes | Maturity
Non-Residential Interior | University/College | Area Lighting (High Bay) | 120.4706 | MH (Std, PS, CMH) | 16.31% | Manual Switch | 83% | PS MH | Shut-off and occupancy | CMH | Occupancy | 3.801 | 3.1319 | 3.1079 | No change |  | First cost | No barrier identified | No barrier identified | No barrier identified | None |  |  | TBD | TBD |  | 6.9096 | Yes | Maturity
Non-Residential Interior | University/College | Area Lighting (High Bay) | 120.4706 | MH (Std, PS, CMH) | 16.31% | Manual Switch | 83% | PS MH | Shut-off and occupancy | CMH | Daylighting | 3.801 | 3.6539 | 3.1079 | Savings are minimal if not negative |  | First cost | No barrier identified | No barrier identified | No barrier identified | None |  |  | TBD | TBD |  | 6.9096 | Yes | Maturity
Non-Residential Interior | University/College | Area Lighting (High Bay) | 120.4706 | MH (Std, PS, CMH) | 16.31% | Manual Switch | 83% | PS MH | Shut-off and occupancy | CMH | Personal Tuning | 3.801 | 4.0454 | 3.1079 | 0.91347 |  | First cost | No barrier identified | No barrier identified | No barrier identified | None |  |  | TBD | TBD |  | 6.9096 | Yes | Maturity
Non-Residential Interior | University/College | Area Lighting (High Bay) | 120.4706 | MH (Std, PS, CMH) | 16.31% | Manual Switch | 83% | PS MH | Shut-off and occupancy | CMH | Institutional Tuning | 3.801 | 4.6979 | 3.1079 | 1.566 |  | First cost | No barrier identified | No barrier identified | No barrier identified | None |  |  | TBD | TBD |  | 6.9096 | Yes | Maturity
Non-Residential Interior | University/College | Area Lighting (High Bay) | 120.4706 | MH (Std, PS, CMH) | 16.31% | Manual Switch | 83% | PS MH | Shut-off and occupancy | CMH | Multiple Measures | 3.801 | 4.9589 | 3.1079 | 1.8269 |  | First cost | No barrier identified | First cost | Availability | None |  |  | TBD | TBD |  | 6.9096 | Yes | Maturity
Non-Residential Interior | University/College | Area Lighting (High Bay) | 120.4706 | MH (Std, PS, CMH) | 16.31% | Manual Switch | 83% | PS MH | Shut-off and occupancy | High Bay Linear Fluorescent T-8/T-5 HO | Occupancy | 3.0078 | 3.1319 | 2.277 | No change |  | No barrier identified | No barrier identified | No barrier identified | No barrier identified | None |  |  | TBD | TBD |  | 6.9096 | Yes | Maturity
Non-Residential Interior | University/College | Area Lighting (High Bay) | 120.4706 | MH (Std, PS, CMH) | 16.31% | Manual Switch | 83% | PS MH | Shut-off and occupancy | High Bay Linear Fluorescent T-8/T-5 HO | Daylighting | 3.0078 | 3.6539 | 2.277 | Savings are minimal if not negative |  | No barrier identified | No barrier identified | No barrier identified | No barrier identified | None |  |  | TBD | TBD |  | 6.9096 | Yes | Maturity
Non-Residential Interior | University/College | Area Lighting (High Bay) | 120.4706 | MH (Std, PS, CMH) | 16.31% | Manual Switch | 83% | PS MH | Shut-off and occupancy | High Bay Linear Fluorescent T-8/T-5 HO | Personal Tuning | 3.0078 | 4.0454 | 2.277 | 0.91347 |  | No barrier identified | No barrier identified | No barrier identified | No barrier identified | None |  |  | TBD | TBD |  | 6.9096 | Yes | Maturity
Non-Residential Interior | University/College | Area Lighting (High Bay) | 120.4706 | MH (Std, PS, CMH) | 16.31% | Manual Switch | 83% | PS MH | Shut-off and occupancy | High Bay Linear Fluorescent T-8/T-5 HO | Institutional Tuning | 3.0078 | 4.6979 | 2.277 | 1.566 |  | No barrier identified | No barrier identified | No barrier identified | No barrier identified | None |  |  | TBD | TBD |  | 6.9096 | Yes | Maturity
Non-Residential Interior | University/College | Area Lighting (High Bay) | 120.4706 | MH (Std, PS, CMH) | 16.31% | Manual Switch | 83% | PS MH | Shut-off and occupancy | High Bay Linear Fluorescent T-8/T-5 HO | Multiple Measures | 3.0078 | 4.9589 | 2.277 | 1.8269 |  | No barrier identified | No barrier identified | First cost | Availability | None |  |  | TBD | TBD |  | 6.9096 | Yes | Maturity
Non-Residential Interior | Schools | Area Lighting (Low/Medium Bay) | 1092.1286 | Linear Fluorescent | 98.65% | Manual Switch | 82.76% | Linear Fluorescent T-8 / Code Compliant T-12 | Shut-off and occupancy (bi-level) | High Efficiency Linear Fluorescent T-8/T-5 | Occupancy | 159.1285 | 171.2003 | 137.9114 | No change |  | No barrier identified | No barrier identified | No barrier identified | No barrier identified | None |  |  | TBD | TBD |  | 6.6986 | Yes | Maturity
Non-Residential Interior | Schools | Area Lighting (Low/Medium Bay) | 1092.1286 | Linear Fluorescent | 98.65% | Manual Switch | 82.76% | Linear Fluorescent T-8 / Code Compliant T-12 | Shut-off and occupancy (bi-level) | High Efficiency Linear Fluorescent T-8/T-5 | Daylighting | 159.1285 | 199.7336 | 137.9114 | Savings are minimal if not negative |  | No barrier identified | No barrier identified | No barrier identified | No barrier identified | None |  |  | TBD | TBD |  | 6.6986 | Yes | Maturity
Non-Residential Interior | Schools | Area Lighting (Low/Medium Bay) | 1092.1286 | Linear Fluorescent | 98.65% | Manual Switch | 82.76% | Linear Fluorescent T-8 / Code Compliant T-12 | Shut-off and occupancy (bi-level) | High Efficiency Linear Fluorescent T-8/T-5 | Personal Tuning | 159.1285 | 221.1337 | 137.9114 | 49.9334 |  | No barrier identified | No barrier identified | No barrier identified | No barrier identified | None |  |  | TBD | TBD |  | 6.6986 | Yes | Maturity
Non-Residential Interior | Schools | Area Lighting (Low/Medium Bay) | 1092.1286 | Linear Fluorescent | 98.65% | Manual Switch | 82.76% | Linear Fluorescent T-8 / Code Compliant T-12 | Shut-off and occupancy (bi-level) | High Efficiency Linear Fluorescent T-8/T-5 | Institutional Tuning | 159.1285 | 256.8004 | 137.9114 | 85.6001 |  | No barrier identified | No barrier identified | No barrier identified | No barrier identified | None |  |  | TBD | TBD |  | 6.6986 | Yes | Maturity
Non-Residential Interior | Schools | Area Lighting (Low/Medium Bay) | 1092.1286 | Linear Fluorescent | 98.65% | Manual Switch | 82.76% | Linear Fluorescent T-8 / Code Compliant T-12 | Shut-off and occupancy (bi-level) | High Efficiency Linear Fluorescent T-8/T-5 | Multiple Measures | 159.1285 | 271.0671 | 137.9114 | 99.8668 |  | No barrier identified | No barrier identified | First cost | Availability | None |  |  | TBD | TBD |  | 6.6986 | Yes | Maturity
Non-Residential Interior | Schools | Area Lighting (Low/Medium Bay) | 1092.1286 | Linear Fluorescent | 98.65% | Manual Switch | 82.76% | Linear Fluorescent T-8 / Code Compliant T-12 | Shut-off and occupancy (bi-level) | LED Panel Lighting | Occupancy | 220.6172 | 171.2003 | 188.5507 | No change |  | First cost | Performance | No barrier identified | No barrier identified | None |  |  | TBD | TBD |  | 6.6986 | Yes | Maturity
Non-Residential Interior | Schools | Area Lighting (Low/Medium Bay) | 1092.1286 | Linear Fluorescent | 98.65% | Manual Switch | 82.76% | Linear Fluorescent T-8 / Code Compliant T-12 | Shut-off and occupancy (bi-level) | LED Panel Lighting | Daylighting | 220.6172 | 199.7336 | 188.5507 | Savings are minimal if not negative |  | First cost | Performance | No barrier identified | No barrier identified | None |  |  | TBD | TBD |  | 6.6986 | Yes | Maturity
Non-Residential Interior | Schools | Area Lighting (Low/Medium Bay) | 1092.1286 | Linear Fluorescent | 98.65% | Manual Switch | 82.76% | Linear Fluorescent T-8 / Code Compliant T-12 | Shut-off and occupancy (bi-level) | LED Panel Lighting | Personal Tuning | 220.6172 | 221.1337 | 188.5507 | 49.9334 |  | First cost | Performance | No barrier identified | No barrier identified | None |  |  | TBD | TBD |  | 6.6986 | Yes | Maturity
Non-Residential Interior | Schools | Area Lighting (Low/Medium Bay) | 1092.1286 | Linear Fluorescent | 98.65% | Manual Switch | 82.76% | Linear Fluorescent T-8 / Code Compliant T-12 | Shut-off and occupancy (bi-level) | LED Panel Lighting | Institutional Tuning | 220.6172 | 256.8004 | 188.5507 | 85.6001 |  | First cost | Performance | No barrier identified | No barrier identified | None |  |  | TBD | TBD |  | 6.6986 | Yes | Maturity
Non-Residential Interior | Schools | Area Lighting (Low/Medium Bay) | 1092.1286 | Linear Fluorescent | 98.65% | Manual Switch | 82.76% | Linear Fluorescent T-8 / Code Compliant T-12 | Shut-off and occupancy (bi-level) | LED Panel Lighting | Multiple Measures | 220.6172 | 271.0671 | 188.5507 | 99.8668 |  | First cost | Performance | First cost | Availability | None |  |  | TBD | TBD |  | 6.6986 | Yes | Maturity
Non-Residential Interior | Schools | Area Lighting (High Bay) | 419.2848 | Linear Fluorescent | 77.14% | Manual Switch | 98.42% | Linear Fluorescent T-8 / Code Compliant T-12 | Shut-off and occupancy | High Bay Linear Fluorescent T-8/T-5 HO | Occupancy | 47.7694 | 61.1162 | 41.4002 | No change |  | No barrier identified | No barrier identified | No barrier identified | No barrier identified | None |  |  | TBD | TBD |  | 6.6986 | Yes | Maturity
Non-Residential Interior | Schools | Area Lighting (High Bay) | 419.2848 | Linear Fluorescent | 77.14% | Manual Switch | 98.42% | Linear Fluorescent T-8 / Code Compliant T-12 | Shut-off and occupancy | High Bay Linear Fluorescent T-8/T-5 HO | Daylighting | 47.7694 | 71.3022 | 41.4002 | Savings are minimal if not negative |  | No barrier identified | No barrier identified | No barrier identified | No barrier identified | None |  |  | TBD | TBD |  | 6.6986 | Yes | Maturity
Non-Residential Interior | Schools | Area Lighting (High Bay) | 419.2848 | Linear Fluorescent | 77.14% | Manual Switch | 98.42% | Linear Fluorescent T-8 / Code Compliant T-12 | Shut-off and occupancy | High Bay Linear Fluorescent T-8/T-5 HO | Personal Tuning | 47.7694 | Not Applicable | 41.4002 | 17.8256 |  | No barrier identified | No barrier identified | Not Applicable | Not Applicable | None |  |  | TBD | TBD |  | 6.6986 | Yes | Maturity
Non-Residential Interior | Schools | Area Lighting (High Bay) | 419.2848 | Linear Fluorescent | 77.14% | Manual Switch | 98.42% | Linear Fluorescent T-8 / Code Compliant T-12 | Shut-off and occupancy | High Bay Linear Fluorescent T-8/T-5 HO | Institutional Tuning | 47.7694 | 91.6743 | 41.4002 | 30.5581 |  | No barrier identified | No barrier identified | No barrier identified | No barrier identified | None |  |  | TBD | TBD |  | 6.6986 | Yes | Maturity
Non-Residential Interior | Schools | Area Lighting (High Bay) | 419.2848 | Linear Fluorescent | 77.14% | Manual Switch | 98.42% | Linear Fluorescent T-8 / Code Compliant T-12 | Shut-off and occupancy | High Bay Linear Fluorescent T-8/T-5 HO | Multiple Measures | 47.7694 | 96.7673 | 41.4002 | 35.6511 |  | No barrier identified | No barrier identified | First cost | Availability | None |  |  | TBD | TBD |  | 6.6986 | Yes | Maturity
Non-Residential Interior | Schools | Area Lighting (High Bay) | 419.2848 | Linear Fluorescent | 77.14% | Manual Switch | 98.42% | Linear Fluorescent T-8 / Code Compliant T-12 | Shut-off and occupancy | High Bay LED | Occupancy | 66.228 | 61.1162 | 56.6018 | No change |  | First cost | Performance | No barrier identified | No barrier identified | None |  |  | TBD | TBD |  | 6.6986 | Yes | Maturity
Non-Residential Interior | Schools | Area Lighting (High Bay) | 419.2848 | Linear Fluorescent | 77.14% | Manual Switch | 98.42% | Linear Fluorescent T-8 / Code Compliant T-12 | Shut-off and occupancy | High Bay LED | Daylighting | 66.228 | 71.3022 | 56.6018 | Savings are minimal if not negative |  | First cost | Performance | No barrier identified | No barrier identified | None |  |  | TBD | TBD |  | 6.6986 | Yes | Maturity
Non-Residential Interior | Schools | Area Lighting (High Bay) | 419.2848 | Linear Fluorescent | 77.14% | Manual Switch | 98.42% | Linear Fluorescent T-8 / Code Compliant T-12 | Shut-off and occupancy | High Bay LED | Personal Tuning | 66.228 | Not Applicable | 56.6018 | 17.8256 |  | First cost | Performance | Not Applicable | Not Applicable | None |  |  | TBD | TBD |  | 6.6986 | Yes | Maturity
Non-Residential Interior | Schools | Area Lighting (High Bay) | 419.2848 | Linear Fluorescent | 77.14% | Manual Switch | 98.42% | Linear Fluorescent T-8 / Code Compliant T-12 | Shut-off and occupancy | High Bay LED | Institutional Tuning | 66.228 | 91.6743 | 56.6018 | 30.5581 |  | First cost | Performance | No barrier identified | No barrier identified | None |  |  | TBD | TBD |  | 6.6986 | Yes | Maturity
Non-Residential Interior | Schools | Area Lighting (High Bay) | 419.2848 | Linear Fluorescent | 77.14% | Manual Switch | 98.42% | Linear Fluorescent T-8 / Code Compliant T-12 | Shut-off and occupancy | High Bay LED | Multiple Measures | 66.228 | 96.7673 | 56.6018 | 35.6511 |  | First cost | Performance | First cost | Availability | None |  |  | TBD | TBD |  | 6.6986 | Yes | Maturity
Non-Residential Interior | Schools | Area Lighting (High Bay) | 419.2848 | MH (Std, PS, CMH) | 16.31% | Manual Switch | 99.32% | PS MH | Shut-off and occupancy | High Bay LED | Occupancy | 29.499 | 13.0434 | 27.5902 | No change |  | First cost | Performance | No barrier identified | No barrier identified | None |  |  | TBD | TBD |  | 6.6986 | Yes | Maturity
Non-Residential Interior | Schools | Area Lighting (High Bay) | 419.2848 | MH (Std, PS, CMH) | 16.31% | Manual Switch | 99.32% | PS MH | Shut-off and occupancy | High Bay LED | Daylighting | 29.499 | 15.2173 | 27.5902 | Savings are minimal if not negative |  | First cost | Performance | No barrier identified | No barrier identified | None |  |  | TBD | TBD |  | 6.6986 | Yes | Maturity
Non-Residential Interior | Schools | Area Lighting (High Bay) | 419.2848 | MH (Std, PS, CMH) | 16.31% | Manual Switch | 99.32% | PS MH | Shut-off and occupancy | High Bay LED | Personal Tuning | 29.499 | Not Applicable | 27.5902 | 3.8043 |  | First cost | Performance | Not Applicable | Not Applicable | None |  |  | TBD | TBD |  | 6.6986 | Yes | Maturity
Non-Residential Interior | Schools | Area Lighting (High Bay) | 419.2848 | MH (Std, PS, CMH) | 16.31% | Manual Switch | 99.32% | PS MH | Shut-off and occupancy | High Bay LED | Institutional Tuning | 29.499 | 19.5651 | 27.5902 | 6.5217 |  | First cost | Performance | No barrier identified | No barrier identified | None |  |  | TBD | TBD |  | 6.6986 | Yes | Maturity
Non-Residential Interior | Schools | Area Lighting (High Bay) | 419.2848 | MH (Std, PS, CMH) | 16.31% | Manual Switch | 99.32% | PS MH | Shut-off and occupancy | High Bay LED | Multiple Measures | 29.499 | 20.652 | 27.5902 | 7.6086 |  | First cost | Performance | First cost | Availability | None |  |  | TBD | TBD |  | 6.6986 | Yes | Maturity
Non-Residential Interior | Schools | Area Lighting (High Bay) | 419.2848 | MH (Std, PS, CMH) | 16.31% | Manual Switch | 99.32% | PS MH | Shut-off and occupancy | CMH | Occupancy | 13.2291 | 13.0434 | 10.8168 | No change |  | First cost | No barrier identified | No barrier identified | No barrier identified | None |  |  | TBD | TBD |  | 6.6986 | Yes | Maturity
Non-Residential Interior | Schools | Area Lighting (High Bay) | 419.2848 | MH (Std, PS, CMH) | 16.31% | Manual Switch | 99.32% | PS MH | Shut-off and occupancy | CMH | Daylighting | 13.2291 | 15.2173 | 10.8168 | Savings are minimal if not negative |  | First cost | No barrier identified | No barrier identified | No barrier identified | None |  |  | TBD | TBD |  | 6.6986 | Yes | Maturity
Non-Residential Interior | Schools | Area Lighting (High Bay) | 419.2848 | MH (Std, PS, CMH) | 16.31% | Manual Switch | 99.32% | PS MH | Shut-off and occupancy | CMH | Personal Tuning | 13.2291 | Not Applicable | 10.8168 | 3.8043 |  | First cost | No barrier identified | Not Applicable | Not Applicable | None |  |  | TBD | TBD |  | 6.6986 | Yes | Maturity
Non-Residential Interior | Schools | Area Lighting (High Bay) | 419.2848 | MH (Std, PS, CMH) | 16.31% | Manual Switch | 99.32% | PS MH | Shut-off and occupancy | CMH | Institutional Tuning | 13.2291 | 19.5651 | 10.8168 | 6.5217 |  | First cost | No barrier identified | No barrier identified | No barrier identified | None |  |  | TBD | TBD |  | 6.6986 | Yes | Maturity
Non-Residential Interior | Schools | Area Lighting (High Bay) | 419.2848 | MH (Std, PS, CMH) | 16.31% | Manual Switch | 99.32% | PS MH | Shut-off and occupancy | CMH | Multiple Measures | 13.2291 | 20.652 | 10.8168 | 7.6086 |  | First cost | No barrier identified | First cost | Availability | None |  |  | TBD | TBD |  | 6.6986 | Yes | Maturity
Non-Residential Interior | Schools | Area Lighting (High Bay) | 419.2848 | MH (Std, PS, CMH) | 16.31% | Manual Switch | 99.32% | PS MH | Shut-off and occupancy | High Bay Linear Fluorescent T-8/T-5 HO | Occupancy | 10.4682 | 13.0434 | 7.925 | No change |  | No barrier identified | No barrier identified | No barrier identified | No barrier identified | None |  |  | TBD | TBD |  | 6.6986 | Yes | Maturity
Non-Residential Interior | Schools | Area Lighting (High Bay) | 419.2848 | MH (Std, PS, CMH) | 16.31% | Manual Switch | 99.32% | PS MH | Shut-off and occupancy | High Bay Linear Fluorescent T-8/T-5 HO | Daylighting | 10.4682 | 15.2173 | 7.925 | Savings are minimal if not negative |  | No barrier identified | No barrier identified | No barrier identified | No barrier identified | None |  |  | TBD | TBD |  | 6.6986 | Yes | Maturity
Non-Residential Interior | Schools | Area Lighting (High Bay) | 419.2848 | MH (Std, PS, CMH) | 16.31% | Manual Switch | 99.32% | PS MH | Shut-off and occupancy | High Bay Linear Fluorescent T-8/T-5 HO | Personal Tuning | 10.4682 | Not Applicable | 7.925 | 3.8043 |  | No barrier identified | No barrier identified | Not Applicable | Not Applicable | None |  |  | TBD | TBD |  | 6.6986 | Yes | Maturity
Non-Residential Interior | Schools | Area Lighting (High Bay) | 419.2848 | MH (Std, PS, CMH) | 16.31% | Manual Switch | 99.32% | PS MH | Shut-off and occupancy | High Bay Linear Fluorescent T-8/T-5 HO | Institutional Tuning | 10.4682 | 19.5651 | 7.925 | 6.5217 |  | No barrier identified | No barrier identified | No barrier identified | No barrier identified | None |  |  | TBD | TBD |  | 6.6986 | Yes | Maturity
Non-Residential Interior | Schools | Area Lighting (High Bay) | 419.2848 | MH (Std, PS, CMH) | 16.31% | Manual Switch | 99.32% | PS MH | Shut-off and occupancy | High Bay Linear Fluorescent T-8/T-5 HO | Multiple Measures | 10.4682 | 20.652 | 7.925 | 7.6086 |  | No barrier identified | No barrier identified | First cost | Availability | None |  |  | TBD | TBD |  | 6.6986 | Yes | Maturity
Non-Residential Interior | Industrial | Area Lighting (High Bay) | 3416.6569 | Linear Fluorescent | 90.43% | Manual Switch | 100% | Linear Fluorescent T-8 / Code Compliant T-12 | Shut-off and Daylighting and Bi-level (in warehouse aisleways and open areas) | High Bay Linear Fluorescent T-8/T-5 HO | Occupancy | 456.2998 | 766.2035 | 395.4599 | Savings are minimal if not negative |  | No barrier identified | No barrier identified | No barrier identified | No barrier identified | None |  |  | TBD | TBD |  | 13.2 | Yes | Maturity
Non-Residential Interior | Industrial | Area Lighting (High Bay) | 3416.6569 | Linear Fluorescent | 90.43% | Manual Switch | 100% | Linear Fluorescent T-8 / Code Compliant T-12 | Shut-off and Daylighting and Bi-level (in warehouse aisleways and open areas) | High Bay Linear Fluorescent T-8/T-5 HO | Daylighting | 456.2998 | 692.0548 | 395.4599 | No change |  | No barrier identified | No barrier identified | No barrier identified | No barrier identified | None |  |  | TBD | TBD |  | 13.2 | Yes | Maturity
Non-Residential Interior | Industrial | Area Lighting (High Bay) | 3416.6569 | Linear Fluorescent | 90.43% | Manual Switch | 100% | Linear Fluorescent T-8 / Code Compliant T-12 | Shut-off and Daylighting and Bi-level (in warehouse aisleways and open areas) | High Bay Linear Fluorescent T-8/T-5 HO | Personal Tuning | 456.2998 | Not Applicable | 395.4599 | Not Applicable |  | No barrier identified | No barrier identified | Not Applicable | Not Applicable | None |  |  | TBD | TBD |  | 13.2 | Yes | Maturity
Non-Residential Interior | Industrial | Area Lighting (High Bay) | 3416.6569 | Linear Fluorescent | 90.43% | Manual Switch | 100% | Linear Fluorescent T-8 / Code Compliant T-12 | Shut-off and Daylighting and Bi-level (in warehouse aisleways and open areas) | High Bay Linear Fluorescent T-8/T-5 HO | Institutional Tuning | 456.2998 | 889.7847 | 395.4599 | 197.7299 |  | No barrier identified | No barrier identified | No barrier identified | No barrier identified | None |  |  | TBD | TBD |  | 13.2 | Yes | Maturity
Non-Residential Interior | Industrial | Area Lighting (High Bay) | 3416.6569 | Linear Fluorescent | 90.43% | Manual Switch | 100% | Linear Fluorescent T-8 / Code Compliant T-12 | Shut-off and Daylighting and Bi-level (in warehouse aisleways and open areas) | High Bay Linear Fluorescent T-8/T-5 HO | Multiple Measures | 456.2998 | 939.2172 | 395.4599 | 247.1624 |  | No barrier identified | No barrier identified | First cost | Availability | None |  |  | TBD | TBD |  | 13.2 | Yes | Maturity
Non-Residential Interior | Industrial | Area Lighting (High Bay) | 3416.6569 | Linear Fluorescent | 90.43% | Manual Switch | 100% | Linear Fluorescent T-8 / Code Compliant T-12 | Shut-off and Daylighting and Bi-level (in warehouse aisleways and open areas) | High Bay LED | Occupancy | 632.6181 | 766.2035 | 540.6678 | Savings are minimal if not negative |  | First cost | Performance | No barrier identified | No barrier identified | None |  |  | TBD | TBD |  | 13.2 | Yes | Maturity
Non-Residential Interior | Industrial | Area Lighting (High Bay) | 3416.6569 | Linear Fluorescent | 90.43% | Manual Switch | 100% | Linear Fluorescent T-8 / Code Compliant T-12 | Shut-off and Daylighting and Bi-level (in warehouse aisleways and open areas) | High Bay LED | Daylighting | 632.6181 | 692.0548 | 540.6678 | No change |  | First cost | Performance | No barrier identified | No barrier identified | None |  |  | TBD | TBD |  | 13.2 | Yes | Maturity
Non-Residential Interior | Industrial | Area Lighting (High Bay) | 3416.6569 | Linear Fluorescent | 90.43% | Manual Switch | 100% | Linear Fluorescent T-8 / Code Compliant T-12 | Shut-off and Daylighting and Bi-level (in warehouse aisleways and open areas) | High Bay LED | Personal Tuning | 632.6181 | Not Applicable | 540.6678 | Not Applicable |  | First cost | Performance | Not Applicable | Not Applicable | None |  |  | TBD | TBD |  | 13.2 | Yes | Maturity
Non-Residential Interior | Industrial | Area Lighting (High Bay) | 3416.6569 | Linear Fluorescent | 90.43% | Manual Switch | 100% | Linear Fluorescent T-8 / Code Compliant T-12 | Shut-off and Daylighting and Bi-level (in warehouse aisleways and open areas) | High Bay LED | Institutional Tuning | 632.6181 | 889.7847 | 540.6678 | 197.7299 |  | First cost | Performance | No barrier identified | No barrier identified | None |  |  | TBD | TBD |  | 13.2 | Yes | Maturity
Non-Residential Interior | Industrial | Area Lighting (High Bay) | 3416.6569 | Linear Fluorescent | 90.43% | Manual Switch | 100% | Linear Fluorescent T-8 / Code Compliant T-12 | Shut-off and Daylighting and Bi-level (in warehouse aisleways and open areas) | High Bay LED | Multiple Measures | 632.6181 | 939.2172 | 540.6678 | 247.1624 |  | First cost | Performance | First cost | Availability | None |  |  | TBD | TBD |  | 13.2 | Yes | Maturity
Non-Residential Interior | Industrial | Area Lighting (High Bay) | 3416.6569 | MH (Std, PS, CMH) | 4.255% | Manual Switch | 100% | PS MH | Shut-off and Daylighting and Bi-level (in warehouse aisleways and open areas) | High Bay LED | Occupancy | 62.702 | 36.0566 | 58.6449 | Savings are minimal if not negative |  | First cost | Performance | No barrier identified | No barrier identified | None |  |  | TBD | TBD |  | 13.2 | Yes | Maturity
Non-Residential Interior | Industrial | Area Lighting (High Bay) | 3416.6569 | MH (Std, PS, CMH) | 4.255% | Manual Switch | 100% | PS MH | Shut-off and Daylighting and Bi-level (in warehouse aisleways and open areas) | High Bay LED | Daylighting | 62.702 | 32.5673 | 58.6449 | No change |  | First cost | Performance | No barrier identified | No barrier identified | None |  |  | TBD | TBD |  | 13.2 | Yes | Maturity
Non-Residential Interior | Industrial | Area Lighting (High Bay) | 3416.6569 | MH (Std, PS, CMH) | 4.255% | Manual Switch | 100% | PS MH | Shut-off and Daylighting and Bi-level (in warehouse aisleways and open areas) | High Bay LED | Personal Tuning | 62.702 | Not Applicable | 58.6449 | Not Applicable |  | First cost | Performance | Not Applicable | Not Applicable | None |  |  | TBD | TBD |  | 13.2 | Yes | Maturity
Non-Residential Interior | Industrial | Area Lighting (High Bay) | 3416.6569 | MH (Std, PS, CMH) | 4.255% | Manual Switch | 100% | PS MH | Shut-off and Daylighting and Bi-level (in warehouse aisleways and open areas) | High Bay LED | Institutional Tuning | 62.702 | 41.8722 | 58.6449 | 9.3049 |  | First cost | Performance | No barrier identified | No barrier identified | None |  |  | TBD | TBD |  | 13.2 | Yes | Maturity
Non-Residential Interior | Industrial | Area Lighting (High Bay) | 3416.6569 | MH (Std, PS, CMH) | 4.255% | Manual Switch | 100% | PS MH | Shut-off and Daylighting and Bi-level (in warehouse aisleways and open areas) | High Bay LED | Multiple Measures | 62.702 | 44.1985 | 58.6449 | 11.6312 |  | First cost | Performance | First cost | Availability | None |  |  | TBD | TBD |  | 13.2 | Yes | Maturity
Non-Residential Interior | Industrial | Area Lighting (High Bay) | 3416.6569 | MH (Std, PS, CMH) | 4.255% | Manual Switch | 100% | PS MH | Shut-off and Daylighting and Bi-level (in warehouse aisleways and open areas) | CMH | Occupancy | 28.1193 | 36.0566 | 22.9919 | Savings are minimal if not negative |  | First cost | No barrier identified | No barrier identified | No barrier identified | None |  |  | TBD | TBD |  | 13.2 | Yes | Maturity
Non-Residential Interior | Industrial | Area Lighting (High Bay) | 3416.6569 | MH (Std, PS, CMH) | 4.255% | Manual Switch | 100% | PS MH | Shut-off and Daylighting and Bi-level (in warehouse aisleways and open areas) | CMH | Daylighting | 28.1193 | 32.5673 | 22.9919 | No change |  | First cost | No barrier identified | No barrier identified | No barrier identified | None |  |  | TBD | TBD |  | 13.2 | Yes | Maturity
Non-Residential Interior | Industrial | Area Lighting (High Bay) | 3416.6569 | MH (Std, PS, CMH) | 4.255% | Manual Switch | 100% | PS MH | Shut-off and Daylighting and Bi-level (in warehouse aisleways and open areas) | CMH | Personal Tuning | 28.1193 | Not Applicable | 22.9919 | Not Applicable |  | First cost | No barrier identified | Not Applicable | Not Applicable | None |  |  | TBD | TBD |  | 13.2 | Yes | Maturity
Non-Residential Interior | Industrial | Area Lighting (High Bay) | 3416.6569 | MH (Std, PS, CMH) | 4.255% | Manual Switch | 100% | PS MH | Shut-off and Daylighting and Bi-level (in warehouse aisleways and open areas) | CMH | Institutional Tuning | 28.1193 | 41.8722 | 22.9919 | 9.3049 |  | First cost | No barrier identified | No barrier identified | No barrier identified | None |  |  | TBD | TBD |  | 13.2 | Yes | Maturity
Non-Residential Interior | Industrial | Area Lighting (High Bay) | 3416.6569 | MH (Std, PS, CMH) | 4.255% | Manual Switch | 100% | PS MH | Shut-off and Daylighting and Bi-level (in warehouse aisleways and open areas) | CMH | Multiple Measures | 28.1193 | 44.1985 | 22.9919 | 11.6312 |  | First cost | No barrier identified | First cost | Availability | None |  |  | TBD | TBD |  | 13.2 | Yes | Maturity
Non-Residential Interior | Industrial | Area Lighting (High Bay) | 3416.6569 | MH (Std, PS, CMH) | 4.255% | Manual Switch | 100% | PS MH | Shut-off and Daylighting and Bi-level (in warehouse aisleways and open areas) | High Bay Linear Fluorescent T-8/T-5 HO | Occupancy | 22.2509 | 36.0566 | 16.8451 | Savings are minimal if not negative |  | No barrier identified | No barrier identified | No barrier identified | No barrier identified | None |  |  | TBD | TBD |  | 13.2 | Yes | Maturity
Non-Residential Interior | Industrial | Area Lighting (High Bay) | 3416.6569 | MH (Std, PS, CMH) | 4.255% | Manual Switch | 100% | PS MH | Shut-off and Daylighting and Bi-level (in warehouse aisleways and open areas) | High Bay Linear Fluorescent T-8/T-5 HO | Daylighting | 22.2509 | 32.5673 | 16.8451 | No change |  | No barrier identified | No barrier identified | No barrier identified | No barrier identified | None |  |  | TBD | TBD |  | 13.2 | Yes | Maturity
Non-Residential Interior | Industrial | Area Lighting (High Bay) | 3416.6569 | MH (Std, PS, CMH) | 4.255% | Manual Switch | 100% | PS MH | Shut-off and Daylighting and Bi-level (in warehouse aisleways and open areas) | High Bay Linear Fluorescent T-8/T-5 HO | Personal Tuning | 22.2509 | Not Applicable | 16.8451 | Not Applicable |  | No barrier identified | No barrier identified | Not Applicable | Not Applicable | None |  |  | TBD | TBD |  | 13.2 | Yes | Maturity
Non-Residential Interior | Industrial | Area Lighting (High Bay) | 3416.6569 | MH (Std, PS, CMH) | 4.255% | Manual Switch | 100% | PS MH | Shut-off and Daylighting and Bi-level (in warehouse aisleways and open areas) | High Bay Linear Fluorescent T-8/T-5 HO | Institutional Tuning | 22.2509 | 41.8722 | 16.8451 | 9.3049 |  | No barrier identified | No barrier identified | No barrier identified | No barrier identified | None |  |  | TBD | TBD |  | 13.2 | Yes | Maturity
Non-Residential Interior | Industrial | Area Lighting (High Bay) | 3416.6569 | MH (Std, PS, CMH) | 4.255% | Manual Switch | 100% | PS MH | Shut-off and Daylighting and Bi-level (in warehouse aisleways and open areas) | High Bay Linear Fluorescent T-8/T-5 HO | Multiple Measures | 22.2509 | 44.1985 | 16.8451 | 11.6312 |  | No barrier identified | No barrier identified | First cost | Availability | None |  |  | TBD | TBD |  | 13.2 | Yes | Maturity
Non-Residential Interior | Miscellaneous | Area Lighting (Low/Medium Bay) | 3383.5094 | Linear Fluorescent | 86.42% | Manual Switch | 82.01% | Linear Fluorescent T-8 / Code Compliant T-12 | Shut-off AND multi-level controls | High Efficiency Linear Fluorescent T-8/T-5 | Occupancy | 431.8753 | 460.4393 | 374.2919 | 76.7399 |  | No barrier identified | No barrier identified | No barrier identified | No barrier identified | None |  |  | TBD | TBD |  | 9.4274 | Yes | Maturity
Non-Residential Interior | Miscellaneous | Area Lighting (Low/Medium Bay) | 3383.5094 | Linear Fluorescent | 86.42% | Manual Switch | 82.01% | Linear Fluorescent T-8 / Code Compliant T-12 | Shut-off AND multi-level controls | High Efficiency Linear Fluorescent T-8/T-5 | Daylighting | 431.8753 | 537.1792 | 374.2919 | 153.4798 |  | No barrier identified | No barrier identified | No barrier identified | No barrier identified | None |  |  | TBD | TBD |  | 9.4274 | Yes | Maturity
Non-Residential Interior | Miscellaneous | Area Lighting (Low/Medium Bay) | 3383.5094 | Linear Fluorescent | 86.42% | Manual Switch | 82.01% | Linear Fluorescent T-8 / Code Compliant T-12 | Shut-off AND multi-level controls | High Efficiency Linear Fluorescent T-8/T-5 | Personal Tuning | 431.8753 | 594.7341 | 374.2919 | 211.0347 |  | No barrier identified | No barrier identified | Not Applicable | Not Applicable | None |  |  | TBD | TBD |  | 9.4274 | Yes | Maturity
Non-Residential Interior | Miscellaneous | Area Lighting (Low/Medium Bay) | 3383.5094 | Linear Fluorescent | 86.42% | Manual Switch | 82.01% | Linear Fluorescent T-8 / Code Compliant T-12 | Shut-off AND multi-level controls | High Efficiency Linear Fluorescent T-8/T-5 | Institutional Tuning | 431.8753 | 690.6589 | 374.2919 | 306.9595 |  | No barrier identified | No barrier identified | No barrier identified | No barrier identified | None |  |  | TBD | TBD |  | 9.4274 | Yes | Maturity
Non-Residential Interior | Miscellaneous | Area Lighting (Low/Medium Bay) | 3383.5094 | Linear Fluorescent | 86.42% | Manual Switch | 82.01% | Linear Fluorescent T-8 / Code Compliant T-12 | Shut-off AND multi-level controls | High Efficiency Linear Fluorescent T-8/T-5 | Multiple Measures | 431.8753 | 729.0289 | 374.2919 | 345.3295 |  | No barrier identified | No barrier identified | First cost | Availability | None |  |  | TBD | TBD |  | 9.4274 | Yes | Maturity
Non-Residential Interior | Miscellaneous | Area Lighting (Low/Medium Bay) | 3383.5094 | Linear Fluorescent | 86.42% | Manual Switch | 82.01% | Linear Fluorescent T-8 / Code Compliant T-12 | Shut-off AND multi-level controls | LED Panel Lighting | Occupancy | 598.7557 | 460.4393 | 511.7272 | 76.7399 |  | First cost | Performance | No barrier identified | No barrier identified | None |  |  | TBD | TBD |  | 9.4274 | Yes | Maturity
Non-Residential Interior | Miscellaneous | Area Lighting (Low/Medium Bay) | 3383.5094 | Linear Fluorescent | 86.42% | Manual Switch | 82.01% | Linear Fluorescent T-8 / Code Compliant T-12 | Shut-off AND multi-level controls | LED Panel Lighting | Daylighting | 598.7557 | 537.1792 | 511.7272 | 153.4798 |  | First cost | Performance | No barrier identified | No barrier identified | None |  |  | TBD | TBD |  | 9.4274 | Yes | Maturity
Non-Residential Interior | Miscellaneous | Area Lighting (Low/Medium Bay) | 3383.5094 | Linear Fluorescent | 86.42% | Manual Switch | 82.01% | Linear Fluorescent T-8 / Code Compliant T-12 | Shut-off AND multi-level controls | LED Panel Lighting | Personal Tuning | 598.7557 | 594.7341 | 511.7272 | 211.0347 |  | First cost | Performance | Not Applicable | Not Applicable | None |  |  | TBD | TBD |  | 9.4274 | Yes | Maturity
Non-Residential Interior | Miscellaneous | Area Lighting (Low/Medium Bay) | 3383.5094 | Linear Fluorescent | 86.42% | Manual Switch | 82.01% | Linear Fluorescent T-8 / Code Compliant T-12 | Shut-off AND multi-level controls | LED Panel Lighting | Institutional Tuning | 598.7557 | 690.6589 | 511.7272 | 306.9595 |  | First cost | Performance | No barrier identified | No barrier identified | None |  |  | TBD | TBD |  | 9.4274 | Yes | Maturity
Non-Residential Interior | Miscellaneous | Area Lighting (Low/Medium Bay) | 3383.5094 | Linear Fluorescent | 86.42% | Manual Switch | 82.01% | Linear Fluorescent T-8 / Code Compliant T-12 | Shut-off AND multi-level controls | LED Panel Lighting | Multiple Measures | 598.7557 | 729.0289 | 511.7272 | 345.3295 |  | First cost | Performance | First cost | Availability | None |  |  | TBD | TBD |  | 9.4274 | Yes | Maturity
Non-Residential Interior | Miscellaneous | Area Lighting (Low/Medium Bay) | 3383.5094 | CFL | 7.251% | Manual Switch | 98.7% | Halogen | Shut-off AND multi-level controls | LED | Occupancy | 45.2917 | 46.4922 | 45.2917 | 7.7487 |  | First cost | Performance | No barrier identified | No barrier identified | None |  |  | TBD | TBD |  | 9.4274 | Yes | Maturity
Non-Residential Interior | Miscellaneous | Area Lighting (Low/Medium Bay) | 3383.5094 | CFL | 7.251% | Manual Switch | 98.7% | Halogen | Shut-off AND multi-level controls | LED | Daylighting | 45.2917 | 54.2409 | 45.2917 | 15.4974 |  | First cost | Performance | No barrier identified | No barrier identified | None |  |  | TBD | TBD |  | 9.4274 | Yes | Maturity
Non-Residential Interior | Miscellaneous | Area Lighting (Low/Medium Bay) | 3383.5094 | CFL | 7.251% | Manual Switch | 98.7% | Halogen | Shut-off AND multi-level controls | LED | Personal Tuning | 45.2917 | 60.0524 | 45.2917 | 21.3089 |  | First cost | Performance | Not Applicable | Not Applicable | None |  |  | TBD | TBD |  | 9.4274 | Yes | Maturity
Non-Residential Interior | Miscellaneous | Area Lighting (Low/Medium Bay) | 3383.5094 | CFL | 7.251% | Manual Switch | 98.7% | Halogen | Shut-off AND multi-level controls | LED | Institutional Tuning | 45.2917 | 69.7382 | 45.2917 | 30.9948 |  | First cost | Performance | No barrier identified | No barrier identified | None |  |  | TBD | TBD |  | 9.4274 | Yes | Maturity
Non-Residential Interior | Miscellaneous | Area Lighting (Low/Medium Bay) | 3383.5094 | CFL | 7.251% | Manual Switch | 98.7% | Halogen | Shut-off AND multi-level controls | LED | Multiple Measures | 45.2917 | 73.6126 | 45.2917 | 34.8691 |  | First cost | Performance | First cost | Availability | None |  |  | TBD | TBD |  | 9.4274 | Yes | Maturity
Non-Residential Exterior | Outdoor Lighting | Parking Garage | 1943.9497 | Linear Fluorescent | 70.23% | Manual Switch / Schedule | 59.3% | Linear Fluorescent T-8 / Code Compliant T-12 | Occupancy (Bi-level) AND daylighting | LED Panel Lighting | Occupancy | 392.0709 | 142.4969 | 364.0659 | No change |  | First cost | Performance | No barrier identified | No barrier identified | None |  |  | TBD | TBD |  | 15.7125 | Yes | Maturity
Non-Residential Exterior | Outdoor Lighting | Parking Garage | 1943.9497 | Linear Fluorescent | 70.23% | Manual Switch / Schedule | 59.3% | Linear Fluorescent T-8 / Code Compliant T-12 | Occupancy (Bi-level) AND daylighting | LED Panel Lighting | Daylighting | 392.0709 | 123.0655 | 364.0659 | No change |  | First cost | Performance | No barrier identified | No barrier identified | None |  |  | TBD | TBD |  | 15.7125 | Yes | Maturity
Non-Residential Exterior | Outdoor Lighting | Parking Garage | 1943.9497 | Linear Fluorescent | 70.23% | Manual Switch / Schedule | 59.3% | Linear Fluorescent T-8 / Code Compliant T-12 | Occupancy (Bi-level) AND daylighting | LED Panel Lighting | Personal Tuning | 392.0709 | Not Applicable | 364.0659 | Not Applicable |  | First cost | Performance | Not Applicable | Not Applicable | None |  |  | TBD | TBD |  | 15.7125 | Yes | Maturity
Non-Residential Exterior | Outdoor Lighting | Parking Garage | 1943.9497 | Linear Fluorescent | 70.23% | Manual Switch / Schedule | 59.3% | Linear Fluorescent T-8 / Code Compliant T-12 | Occupancy (Bi-level) AND daylighting | LED Panel Lighting | Institutional Tuning | 392.0709 | 233.1768 | 364.0659 | Insufficient Data to Estimate |  | First cost | Performance | No barrier identified | No barrier identified | None |  |  | TBD | TBD |  | 15.7125 | Yes | Maturity
Non-Residential Exterior | Outdoor Lighting | Parking Garage | 1943.9497 | Linear Fluorescent | 70.23% | Manual Switch / Schedule | 59.3% | Linear Fluorescent T-8 / Code Compliant T-12 | Occupancy (Bi-level) AND daylighting | LED Panel Lighting | Multiple Measures | 392.0709 | 265.5625 | 364.0659 | No change |  | First cost | Performance | First cost | Availability | None |  |  | TBD | TBD |  | 15.7125 | Yes | Maturity
Non-Residential Exterior | Outdoor Lighting | Parking Garage | 1943.9497 | Linear Fluorescent | 70.23% | Manual Switch / Schedule | 59.3% | Linear Fluorescent T-8 / Code Compliant T-12 | Occupancy (Bi-level) AND daylighting | High Efficiency Linear Fluorescent T-8/T-5 | Occupancy | 160.7385 | 142.4969 | 131.0637 | No change |  | No barrier identified | No barrier identified | No barrier identified | No barrier identified | None |  |  | TBD | TBD |  | 15.7125 | Yes | Maturity
Non-Residential Exterior | Outdoor Lighting | Parking Garage | 1943.9497 | Linear Fluorescent | 70.23% | Manual Switch / Schedule | 59.3% | Linear Fluorescent T-8 / Code Compliant T-12 | Occupancy (Bi-level) AND daylighting | High Efficiency Linear Fluorescent T-8/T-5 | Daylighting | 160.7385 | 123.0655 | 131.0637 | No change |  | No barrier identified | No barrier identified | No barrier identified | No barrier identified | None |  |  | TBD | TBD |  | 15.7125 | Yes | Maturity
Non-Residential Exterior | Outdoor Lighting | Parking Garage | 1943.9497 | Linear Fluorescent | 70.23% | Manual Switch / Schedule | 59.3% | Linear Fluorescent T-8 / Code Compliant T-12 | Occupancy (Bi-level) AND daylighting | High Efficiency Linear Fluorescent T-8/T-5 | Personal Tuning | 160.7385 | Not Applicable | 131.0637 | Not Applicable |  | No barrier identified | No barrier identified | Not Applicable | Not Applicable | None |  |  | TBD | TBD |  | 15.7125 | Yes | Maturity
Non-Residential Exterior | Outdoor Lighting | Parking Garage | 1943.9497 | Linear Fluorescent | 70.23% | Manual Switch / Schedule | 59.3% | Linear Fluorescent T-8 / Code Compliant T-12 | Occupancy (Bi-level) AND daylighting | High Efficiency Linear Fluorescent T-8/T-5 | Institutional Tuning | 160.7385 | 233.1768 | 131.0637 | Insufficient Data to Estimate |  | No barrier identified | No barrier identified | No barrier identified | No barrier identified | None |  |  | TBD | TBD |  | 15.7125 | Yes | Maturity
Non-Residential Exterior | Outdoor Lighting | Parking Garage | 1943.9497 | Linear Fluorescent | 70.23% | Manual Switch / Schedule | 59.3% | Linear Fluorescent T-8 / Code Compliant T-12 | Occupancy (Bi-level) AND daylighting | High Efficiency Linear Fluorescent T-8/T-5 | Multiple Measures | 160.7385 | 265.5625 | 131.0637 | No change |  | No barrier identified | No barrier identified | First cost | Availability | None |  |  | TBD | TBD |  | 15.7125 | Yes | Maturity
Non-Residential Exterior | Outdoor Lighting | Parking Garage | 1943.9497 | CFL | 18.55% | Manual Switch / Schedule | 81.57% | Halogen | Occupancy (Bi-level) AND daylighting | LED | Occupancy | 66.5794 | 51.7721 | 66.5794 | No change | [8 empty] | TBD | TBD |  | 15.7125 | Yes | Maturity
Non-Residential Exterior | Outdoor Lighting | Parking Garage | 1943.9497 | CFL | 18.55% | Manual Switch / Schedule | 81.57% | Halogen | Occupancy (Bi-level) AND daylighting | LED | Daylighting | 66.5794 | 44.7123 | 66.5794 | No change | [8 empty] | TBD | TBD |  | 15.7125 | Yes | Maturity
Non-Residential Exterior | Outdoor Lighting | Parking Garage | 1943.9497 | CFL | 18.55% | Manual Switch / Schedule | 81.57% | Halogen | Occupancy (Bi-level) AND daylighting | LED | Personal Tuning | 66.5794 | Not Applicable | 66.5794 | Not Applicable | [8 empty] | TBD | TBD |  | 15.7125 | Yes | Maturity
Non-Residential Exterior | Outdoor Lighting | Parking Garage | 1943.9497 | CFL | 18.55% | Manual Switch / Schedule | 81.57% | Halogen | Occupancy (Bi-level) AND daylighting | LED | Institutional Tuning | 66.5794 | 84.718 | 66.5794 | Insufficient Data to Estimate | [8 empty] | TBD | TBD |  | 15.7125 | Yes | Maturity
Non-Residential Exterior | Outdoor Lighting | Parking Garage | 1943.9497 | CFL | 18.55% | Manual Switch / Schedule | 81.57% | Halogen | Occupancy (Bi-level) AND daylighting | LED | Multiple Measures | 66.5794 | 96.4844 | 66.5794 | No change | [8 empty] | TBD | TBD |  | 15.7125 | Yes | Maturity
Non-Residential Exterior | Outdoor Lighting | Parking Lot | 2459.6915 | Linear Fluorescent | 5.176% | Photocell | 94.97% | Linear Fluorescent T-8 / Code Compliant T-12 | Photocontrol/Astronomical Time-switch, and Bi-level for pole mounted luminaires less than 24 feet high | Outdoor LED Fixture | Occupancy | 36.5602 | 21.2795 | 33.9487 | 14.8956 |  | First cost | Performance | No barrier identified | No barrier identified | None |  |  | TBD | TBD |  | 15.7125 | No | Maturity
Non-Residential Exterior | Outdoor Lighting | Parking Lot | 2459.6915 | Linear Fluorescent | 5.176% | Photocell | 94.97% | Linear Fluorescent T-8 / Code Compliant T-12 | Photocontrol/Astronomical Time-switch, and Bi-level for pole mounted luminaires less than 24 feet high | Outdoor LED Fixture | Daylighting | 36.5602 | No change | 33.9487 | No change |  | First cost | Performance | No barrier identified | No barrier identified | None |  |  | TBD | TBD |  | 15.7125 | No | Maturity
Non-Residential Exterior | Outdoor Lighting | Parking Lot | 2459.6915 | Linear Fluorescent | 5.176% | Photocell | 94.97% | Linear Fluorescent T-8 / Code Compliant T-12 | Photocontrol/Astronomical Time-switch, and Bi-level for pole mounted luminaires less than 24 feet high | Outdoor LED Fixture | Personal Tuning | 36.5602 | Not Applicable | 33.9487 | Not Applicable |  | First cost | Performance | Not Applicable | Not Applicable | None |  |  | TBD | TBD |  | 15.7125 | No | Maturity
Non-Residential Exterior | Outdoor Lighting | Parking Lot | 2459.6915 | Linear Fluorescent | 5.176% | Photocell | 94.97% | Linear Fluorescent T-8 / Code Compliant T-12 | Photocontrol/Astronomical Time-switch, and Bi-level for pole mounted luminaires less than 24 feet high | Outdoor LED Fixture | Institutional Tuning | 36.5602 | 34.8209 | 33.9487 | 19.9253 |  | First cost | Performance | No barrier identified | No barrier identified | None |  |  | TBD | TBD |  | 15.7125 | No | Maturity
Non-Residential Exterior | Outdoor Lighting | Parking Lot | 2459.6915 | Linear Fluorescent | 5.176% | Photocell | 94.97% | Linear Fluorescent T-8 / Code Compliant T-12 | Photocontrol/Astronomical Time-switch, and Bi-level for pole mounted luminaires less than 24 feet high | Outdoor LED Fixture | Multiple Measures | 36.5602 | 39.6572 | 33.9487 | 24.7615 |  | First cost | Performance | First cost | Availability | None |  |  | TBD | TBD |  | 15.7125 | No | Maturity
Non-Residential Exterior | Outdoor Lighting | Parking Lot | 2459.6915 | Linear Fluorescent | 5.176% | Photocell | 94.97% | Linear Fluorescent T-8 / Code Compliant T-12 | Photocontrol/Astronomical Time-switch, and Bi-level for pole mounted luminaires less than 24 feet high | High Efficiency Linear Fluorescent T-8/T-5 | Occupancy | 14.9887 | 21.2795 | 12.2215 | 21.2795 |  | No barrier identified | No barrier identified | No barrier identified | No barrier identified | None |  |  | TBD | TBD |  | 15.7125 | No | Maturity
Non-Residential Exterior | Outdoor Lighting | Parking Lot | 2459.6915 | Linear Fluorescent | 5.176% | Photocell | 94.97% | Linear Fluorescent T-8 / Code Compliant T-12 | Photocontrol/Astronomical Time-switch, and Bi-level for pole mounted luminaires less than 24 feet high | High Efficiency Linear Fluorescent T-8/T-5 | Daylighting | 14.9887 | No change | 12.2215 | No change |  | No barrier identified | No barrier identified | No barrier identified | No barrier identified | None |  |  | TBD | TBD |  | 15.7125 | No | Maturity
Non-Residential Exterior | Outdoor Lighting | Parking Lot | 2459.6915 | Linear Fluorescent | 5.176% | Photocell | 94.97% | Linear Fluorescent T-8 / Code Compliant T-12 | Photocontrol/Astronomical Time-switch, and Bi-level for pole mounted luminaires less than 24 feet high | High Efficiency Linear Fluorescent T-8/T-5 | Personal Tuning | 14.9887 | Not Applicable | 12.2215 | Not Applicable |  | No barrier identified | No barrier identified | Not Applicable | Not Applicable | None |  |  | TBD | TBD |  | 15.7125 | No | Maturity
Non-Residential Exterior | Outdoor Lighting | Parking Lot | 2459.6915 | Linear Fluorescent | 5.176% | Photocell | 94.97% | Linear Fluorescent T-8 / Code Compliant T-12 | Photocontrol/Astronomical Time-switch, and Bi-level for pole mounted luminaires less than 24 feet high | High Efficiency Linear Fluorescent T-8/T-5 | Institutional Tuning | 14.9887 | 34.8209 | 12.2215 | 19.9253 |  | No barrier identified | No barrier identified | No barrier identified | No barrier identified | None |  |  | TBD | TBD |  | 15.7125 | No | Maturity
Non-Residential Exterior | Outdoor Lighting | Parking Lot | 2459.6915 | Linear Fluorescent | 5.176% | Photocell | 94.97% | Linear Fluorescent T-8 / Code Compliant T-12 | Photocontrol/Astronomical Time-switch, and Bi-level for pole mounted luminaires less than 24 feet high | High Efficiency Linear Fluorescent T-8/T-5 | Multiple Measures | 14.9887 | 39.6572 | 12.2215 | 24.7615 |  | No barrier identified | No barrier identified | First cost | Availability | None |  |  | TBD | TBD |  | 15.7125 | No | Maturity
Non-Residential Exterior | Outdoor Lighting | Parking Lot | 2459.6915 | MH (Std, PS, CMH) | 67.73% | Photocell | 33.05% | PS MH | Photocontrol/Astronomical Time-switch, and Bi-level for pole mounted luminaires less than 24 feet high | Outdoor LED Fixture | Occupancy | 718.4475 | 96.9018 | 671.9607 | 96.9018 |  | First cost | Performance | No barrier identified | No barrier identified | None |  |  | TBD | TBD |  | 15.7125 | No | Maturity
Non-Residential Exterior | Outdoor Lighting | Parking Lot | 2459.6915 | MH (Std, PS, CMH) | 67.73% | Photocell | 33.05% | PS MH | Photocontrol/Astronomical Time-switch, and Bi-level for pole mounted luminaires less than 24 feet high | Outdoor LED Fixture | Daylighting | 718.4475 | No change | 671.9607 | No change |  | First cost | Performance | No barrier identified | No barrier identified | None |  |  | TBD | TBD |  | 15.7125 | No | Maturity
Non-Residential Exterior | Outdoor Lighting | Parking Lot | 2459.6915 | MH (Std, PS, CMH) | 67.73% | Photocell | 33.05% | PS MH | Photocontrol/Astronomical Time-switch, and Bi-level for pole mounted luminaires less than 24 feet high | Outdoor LED Fixture | Personal Tuning | 718.4475 | Not Applicable | 671.9607 | Not Applicable |  | First cost | Performance | Not Applicable | Not Applicable | None |  |  | TBD | TBD |  | 15.7125 | No | Maturity
Non-Residential Exterior | Outdoor Lighting | Parking Lot | 2459.6915 | MH (Std, PS, CMH) | 67.73% | Photocell | 33.05% | PS MH | Photocontrol/Astronomical Time-switch, and Bi-level for pole mounted luminaires less than 24 feet high | Outdoor LED Fixture | Institutional Tuning | 718.4475 | 158.5666 | 671.9607 | 90.7353 |  | First cost | Performance | No barrier identified | No barrier identified | None |  |  | TBD | TBD |  | 15.7125 | No | Maturity
Non-Residential Exterior | Outdoor Lighting | Parking Lot | 2459.6915 | MH (Std, PS, CMH) | 67.73% | Photocell | 33.05% | PS MH | Photocontrol/Astronomical Time-switch, and Bi-level for pole mounted luminaires less than 24 feet high | Outdoor LED Fixture | Multiple Measures | 718.4475 | 180.5898 | 671.9607 | 112.7585 |  | First cost | Performance | First cost | Availability | None |  |  | TBD | TBD |  | 15.7125 | No | Maturity
Non-Residential Exterior | Outdoor Lighting | Parking Lot | 2459.6915 | MH (Std, PS, CMH) | 67.73% | Photocell | 33.05% | PS MH | Photocontrol/Astronomical Time-switch, and Bi-level for pole mounted luminaires less than 24 feet high | Induction | Occupancy | 182.4854 | 96.9018 | 182.4854 | 96.9018 |  | Reliability | Performance | No barrier identified | No barrier identified | None |  |  | TBD | TBD |  | 15.7125 | No | Maturity
Non-Residential Exterior | Outdoor Lighting | Parking Lot | 2459.6915 | MH (Std, PS, CMH) | 67.73% | Photocell | 33.05% | PS MH | Photocontrol/Astronomical Time-switch, and Bi-level for pole mounted luminaires less than 24 feet high | Induction | Daylighting | 182.4854 | No Change | 182.4854 | No change |  | Reliability | Performance | No barrier identified | No barrier identified | None |  |  | TBD | TBD |  | 15.7125 | No | Maturity
Non-Residential Exterior | Outdoor Lighting | Parking Lot | 2459.6915 | MH (Std, PS, CMH) | 67.73% | Photocell | 33.05% | PS MH | Photocontrol/Astronomical Time-switch, and Bi-level for pole mounted luminaires less than 24 feet high | Induction | Personal Tuning | 182.4854 | Not Applicable | 182.4854 | Not Applicable |  | Reliability | Performance | No barrier identified | No barrier identified | None |  |  | TBD | TBD |  | 15.7125 | No | Maturity
Non-Residential Exterior | Outdoor Lighting | Parking Lot | 2459.6915 | MH (Std, PS, CMH) | 67.73% | Photocell | 33.05% | PS MH | Photocontrol/Astronomical Time-switch, and Bi-level for pole mounted luminaires less than 24 feet high | Induction | Institutional Tuning | 182.4854 | 158.5666 | 182.4854 | 90.7353 |  | Reliability | Performance | No barrier identified | No barrier identified | None |  |  | TBD | TBD |  | 15.7125 | No | Maturity
Non-Residential Exterior | Outdoor Lighting | Parking Lot | 2459.6915 | MH (Std, PS, CMH) | 67.73% | Photocell | 33.05% | PS MH | Photocontrol/Astronomical Time-switch, and Bi-level for pole mounted luminaires less than 24 feet high | Induction | Multiple Measures | 182.4854 | 180.5898 | 182.4854 | 112.7585 |  | Reliability | Performance | No barrier identified | No barrier identified | None |  |  | TBD | TBD |  | 15.7125 | No | Maturity
Non-Residential Exterior | Outdoor Lighting | Parking Lot | 2459.6915 | HPS/MV | 13.76% | Photocell | 97.11% | HPS | Photocontrol/Astronomical Time-switch, and Bi-level for pole mounted luminaires less than 24 feet high | Outdoor LED Fixture | Occupancy | 198.9138 | 57.8669 | 198.9138 | 57.8669 |  | First cost | Performance | No barrier identified | No barrier identified | None |  |  | TBD | TBD |  | 15.7125 | No | Maturity
Non-Residential Exterior | Outdoor Lighting | Parking Lot | 2459.6915 | HPS/MV | 13.76% | Photocell | 97.11% | HPS | Photocontrol/Astronomical Time-switch, and Bi-level for pole mounted luminaires less than 24 feet high | Outdoor LED Fixture | Daylighting | 198.9138 | No change | 198.9138 | No change |  | First cost | Performance | No barrier identified | No barrier identified | None |  |  | TBD | TBD |  | 15.7125 | No | Maturity
Non-Residential Exterior | Outdoor Lighting | Parking Lot | 2459.6915 | HPS/MV | 13.76% | Photocell | 97.11% | HPS | Photocontrol/Astronomical Time-switch, and Bi-level for pole mounted luminaires less than 24 feet high | Outdoor LED Fixture | Personal Tuning | 198.9138 | Not Applicable | 198.9138 | Not Applicable |  | First cost | Performance | Not Applicable | Not Applicable | None |  |  | TBD | TBD |  | 15.7125 | No | Maturity
Non-Residential Exterior | Outdoor Lighting | Parking Lot | 2459.6915 | HPS/MV | 13.76% | Photocell | 97.11% | HPS | Photocontrol/Astronomical Time-switch, and Bi-level for pole mounted luminaires less than 24 feet high | Outdoor LED Fixture | Institutional Tuning | 198.9138 | 94.6913 | 198.9138 | 54.1844 |  | First cost | Performance | No barrier identified | No barrier identified | None |  |  | TBD | TBD |  | 15.7125 | No | Maturity
Non-Residential Exterior | Outdoor Lighting | Parking Lot | 2459.6915 | HPS/MV | 13.76% | Photocell | 97.11% | HPS | Photocontrol/Astronomical Time-switch, and Bi-level for pole mounted luminaires less than 24 feet high | Outdoor LED Fixture | Multiple Measures | 198.9138 | 107.8428 | 198.9138 | 67.336 |  | First cost | Performance | First cost | Availability | None |  |  | TBD | TBD |  | 15.7125 | No | Maturity
Non-Residential Exterior | Outdoor Lighting | Parking Lot | 2459.6915 | HPS/MV | 13.76% | Photocell | 97.11% | HPS | Photocontrol/Astronomical Time-switch, and Bi-level for pole mounted luminaires less than 24 feet high | CMH | Occupancy | 86.9559 | 57.8669 | 86.9559 | 57.8669 |  | First Cost | No barrier identified | No barrier identified | No barrier identified | None |  |  | TBD | TBD |  | 15.7125 | No | Maturity
Non-Residential Exterior | Outdoor Lighting | Parking Lot | 2459.6915 | HPS/MV | 13.76% | Photocell | 97.11% | HPS | Photocontrol/Astronomical Time-switch, and Bi-level for pole mounted luminaires less than 24 feet high | CMH | Daylighting | 86.9559 | No change | 86.9559 | No change |  | First Cost | No barrier identified | No barrier identified | No barrier identified | None |  |  | TBD | TBD |  | 15.7125 | No | Maturity
Non-Residential Exterior | Outdoor Lighting | Parking Lot | 2459.6915 | HPS/MV | 13.76% | Photocell | 97.11% | HPS | Photocontrol/Astronomical Time-switch, and Bi-level for pole mounted luminaires less than 24 feet high | CMH | Personal Tuning | 86.9559 | Not Applicable | 86.9559 | Not Applicable |  | First Cost | No barrier identified | No barrier identified | No barrier identified | None |  |  | TBD | TBD |  | 15.7125 | No | Maturity
Non-Residential Exterior | Outdoor Lighting | Parking Lot | 2459.6915 | HPS/MV | 13.76% | Photocell | 97.11% | HPS | Photocontrol/Astronomical Time-switch, and Bi-level for pole mounted luminaires less than 24 feet high | CMH | Institutional Tuning | 86.9559 | 94.6913 | 86.9559 | 54.1844 |  | First Cost | No barrier identified | No barrier identified | No barrier identified | None |  |  | TBD | TBD |  | 15.7125 | No | Maturity
Non-Residential Exterior | Outdoor Lighting | Parking Lot | 2459.6915 | HPS/MV | 13.76% | Photocell | 97.11% | HPS | Photocontrol/Astronomical Time-switch, and Bi-level for pole mounted luminaires less than 24 feet high | CMH | Multiple Measures | 86.9559 | 107.8428 | 86.9559 | 67.336 |  | First Cost | No barrier identified | No barrier identified | No barrier identified | None |  |  | TBD | TBD |  | 15.7125 | No | Maturity
Non-Residential Exterior | Outdoor Lighting | Parking Lot | 2459.6915 | HPS/MV | 13.76% | Photocell | 97.11% | HPS | Photocontrol/Astronomical Time-switch, and Bi-level for pole mounted luminaires less than 24 feet high | Induction | Occupancy | 110.7002 | 57.8669 | 110.7002 | 57.8669 |  | Reliability | Performance | No barrier identified | No barrier identified | None |  |  | TBD | TBD |  | 15.7125 | No | Maturity
Non-Residential Exterior | Outdoor Lighting | Parking Lot | 2459.6915 | HPS/MV | 13.76% | Photocell | 97.11% | HPS | Photocontrol/Astronomical Time-switch, and Bi-level for pole mounted luminaires less than 24 feet high | Induction | Daylighting | 110.7002 | No Change | 110.7002 | No change |  | Reliability | Performance | No barrier identified | No barrier identified | None |  |  | TBD | TBD |  | 15.7125 | No | Maturity
Non-Residential Exterior | Outdoor Lighting | Parking Lot | 2459.6915 | HPS/MV | 13.76% | Photocell | 97.11% | HPS | Photocontrol/Astronomical Time-switch, and Bi-level for pole mounted luminaires less than 24 feet high | Induction | Personal Tuning | 110.7002 | Not Applicable | 110.7002 | Not Applicable |  | Reliability | Performance | No barrier identified | No barrier identified | None |  |  | TBD | TBD |  | 15.7125 | No | Maturity
Non-Residential Exterior | Outdoor Lighting | Parking Lot | 2459.6915 | HPS/MV | 13.76% | Photocell | 97.11% | HPS | Photocontrol/Astronomical Time-switch, and Bi-level for pole mounted luminaires less than 24 feet high | Induction | Institutional Tuning | 110.7002 | 94.6913 | 110.7002 | 54.1844 |  | Reliability | Performance | No barrier identified | No barrier identified | None |  |  | TBD | TBD |  | 15.7125 | No | Maturity
Non-Residential Exterior | Outdoor Lighting | Parking Lot | 2459.6915 | HPS/MV | 13.76% | Photocell | 97.11% | HPS | Photocontrol/Astronomical Time-switch, and Bi-level for pole mounted luminaires less than 24 feet high | Induction | Multiple Measures | 110.7002 | 107.8428 | 110.7002 | 67.336 |  | Reliability | Performance | No barrier identified | No barrier identified | None |  |  | TBD | TBD |  | 15.7125 | No | Maturity
Non-Residential Exterior | Outdoor Lighting | Bldg Façade, Landscape, Service Canopies, and Stadium/Athletic Field Lighting | 1030.2872 | Linear Fluorescent | 7.851% | Photocell | 94.39% | Linear Fluorescent T-8 / Code Compliant T-12 | Photocontrol/Astronomical Time-switch AND Bi-level | Outdoor LED Fixture | Occupancy | 16.5624 | 13.4369 | 14.1551 | No change |  | First cost | Performance | No barrier identified | No barrier identified | None |  |  | TBD | TBD |  | 8.78 | No | Maturity
Non-Residential Exterior | Outdoor Lighting | Bldg Façade, Landscape, Service Canopies, and Stadium/Athletic Field Lighting | 1030.2872 | Linear Fluorescent | 7.851% | Photocell | 94.39% | Linear Fluorescent T-8 / Code Compliant T-12 | Photocontrol/Astronomical Time-switch AND Bi-level | Outdoor LED Fixture | Daylighting | 16.5624 | No change | 14.1551 | No change |  | First cost | Performance | No barrier identified | No barrier identified | None |  |  | TBD | TBD |  | 8.78 | No | Maturity
Non-Residential Exterior | Outdoor Lighting | Bldg Façade, Landscape, Service Canopies, and Stadium/Athletic Field Lighting | 1030.2872 | Linear Fluorescent | 7.851% | Photocell | 94.39% | Linear Fluorescent T-8 / Code Compliant T-12 | Photocontrol/Astronomical Time-switch AND Bi-level | Outdoor LED Fixture | Personal Tuning | 16.5624 | Not Applicable | 14.1551 | Not Applicable |  | First cost | Performance | Not Applicable | Not Applicable | None |  |  | TBD | TBD |  | 8.78 | No | Maturity
Non-Residential Exterior | Outdoor Lighting | Bldg Façade, Landscape, Service Canopies, and Stadium/Athletic Field Lighting | 1030.2872 | Linear Fluorescent | 7.851% | Photocell | 94.39% | Linear Fluorescent T-8 / Code Compliant T-12 | Photocontrol/Astronomical Time-switch AND Bi-level | Outdoor LED Fixture | Institutional Tuning | 16.5624 | 21.9877 | 14.1551 | 8.5508 |  | First cost | Performance | No barrier identified | No barrier identified | None |  |  | TBD | TBD |  | 8.78 | No | Maturity
Non-Residential Exterior | Outdoor Lighting | Bldg Façade, Landscape, Service Canopies, and Stadium/Athletic Field Lighting | 1030.2872 | Linear Fluorescent | 7.851% | Photocell | 94.39% | Linear Fluorescent T-8 / Code Compliant T-12 | Photocontrol/Astronomical Time-switch AND Bi-level | Outdoor LED Fixture | Multiple Measures | 16.5624 | 23.2092 | 14.1551 | 9.7723 |  | First cost | Performance | First cost | Availability | None |  |  | TBD | TBD |  | 8.78 | No | Maturity
Non-Residential Exterior | Outdoor Lighting | Bldg Façade, Landscape, Service Canopies, and Stadium/Athletic Field Lighting | 1030.2872 | Linear Fluorescent | 7.851% | Photocell | 94.39% | Linear Fluorescent T-8 / Code Compliant T-12 | Photocontrol/Astronomical Time-switch AND Bi-level | High Efficiency Linear Fluorescent T-8/T-5 | Occupancy | 34.8836 | 13.4369 | 32.6265 | No change |  | No barrier identified | No barrier identified | No barrier identified | No barrier identified | None |  |  | TBD | TBD |  | 8.78 | No | Maturity
Non-Residential Exterior | Outdoor Lighting | Bldg Façade, Landscape, Service Canopies, and Stadium/Athletic Field Lighting | 1030.2872 | Linear Fluorescent | 7.851% | Photocell | 94.39% | Linear Fluorescent T-8 / Code Compliant T-12 | Photocontrol/Astronomical Time-switch AND Bi-level | High Efficiency Linear Fluorescent T-8/T-5 | Daylighting | 34.8836 | No change | 32.6265 | No change |  | No barrier identified | No barrier identified | No barrier identified | No barrier identified | None |  |  | TBD | TBD |  | 8.78 | No | Maturity
Non-Residential Exterior | Outdoor Lighting | Bldg Façade, Landscape, Service Canopies, and Stadium/Athletic Field Lighting | 1030.2872 | Linear Fluorescent | 7.851% | Photocell | 94.39% | Linear Fluorescent T-8 / Code Compliant T-12 | Photocontrol/Astronomical Time-switch AND Bi-level | High Efficiency Linear Fluorescent T-8/T-5 | Personal Tuning | 34.8836 | Not Applicable | 32.6265 | Not Applicable |  | No barrier identified | No barrier identified | Not Applicable | Not Applicable | None |  |  | TBD | TBD |  | 8.78 | No | Maturity
Non-Residential Exterior | Outdoor Lighting | Bldg Façade, Landscape, Service Canopies, and Stadium/Athletic Field Lighting | 1030.2872 | Linear Fluorescent | 7.851% | Photocell | 94.39% | Linear Fluorescent T-8 / Code Compliant T-12 | Photocontrol/Astronomical Time-switch AND Bi-level | High Efficiency Linear Fluorescent T-8/T-5 | Institutional Tuning | 34.8836 | 21.9877 | 32.6265 | 8.5508 |  | No barrier identified | No barrier identified | No barrier identified | No barrier identified | None |  |  | TBD | TBD |  | 8.78 | No | Maturity
Non-Residential Exterior | Outdoor Lighting | Bldg Façade, Landscape, Service Canopies, and Stadium/Athletic Field Lighting | 1030.2872 | Linear Fluorescent | 7.851% | Photocell | 94.39% | Linear Fluorescent T-8 / Code Compliant T-12 | Photocontrol/Astronomical Time-switch AND Bi-level | High Efficiency Linear Fluorescent T-8/T-5 | Multiple Measures | 34.8836 | 23.2092 | 32.6265 | 9.7723 |  | No barrier identified | No barrier identified | First cost | Availability | None |  |  | TBD | TBD |  | 8.78 | No | Maturity
Non-Residential Exterior | Outdoor Lighting | Bldg Façade, Landscape, Service Canopies, and Stadium/Athletic Field Lighting | 1030.2872 | Halogen | 9.3% | Photocell | 91.81% | Halogen | Photocontrol/Astronomical Time-switch AND Bi-level | Outdoor LED Fixture | Occupancy | 60.6851 | 15.4827 | 60.6851 | No change |  | First cost | Performance | No barrier identified | No barrier identified | None |  |  | TBD | TBD |  | 8.78 | No | Maturity
Non-Residential Exterior | Outdoor Lighting | Bldg Façade, Landscape, Service Canopies, and Stadium/Athletic Field Lighting | 1030.2872 | Halogen | 9.3% | Photocell | 91.81% | Halogen | Photocontrol/Astronomical Time-switch AND Bi-level | Outdoor LED Fixture | Daylighting | 60.6851 | No change | 60.6851 | No change |  | First cost | Performance | No barrier identified | No barrier identified | None |  |  | TBD | TBD |  | 8.78 | No | Maturity
Non-Residential Exterior | Outdoor Lighting | Bldg Façade, Landscape, Service Canopies, and Stadium/Athletic Field Lighting | 1030.2872 | Halogen | 9.3% | Photocell | 91.81% | Halogen | Photocontrol/Astronomical Time-switch AND Bi-level | Outdoor LED Fixture | Personal Tuning | 60.6851 | Not Applicable | 60.6851 | Not Applicable |  | First cost | Performance | Not Applicable | Not Applicable | None |  |  | TBD | TBD |  | 8.78 | No | Maturity
Non-Residential Exterior | Outdoor Lighting | Bldg Façade, Landscape, Service Canopies, and Stadium/Athletic Field Lighting | 1030.2872 | Halogen | 9.3% | Photocell | 91.81% | Halogen | Photocontrol/Astronomical Time-switch AND Bi-level | Outdoor LED Fixture | Institutional Tuning | 60.6851 | 25.3353 | 60.6851 | 9.8526 |  | First cost | Performance | No barrier identified | No barrier identified | None |  |  | TBD | TBD |  | 8.78 | No | Maturity
Non-Residential Exterior | Outdoor Lighting | Bldg Façade, Landscape, Service Canopies, and Stadium/Athletic Field Lighting | 1030.2872 | Halogen | 9.3% | Photocell | 91.81% | Halogen | Photocontrol/Astronomical Time-switch AND Bi-level | Outdoor LED Fixture | Multiple Measures | 60.6851 | 26.7428 | 60.6851 | 11.2601 |  | First cost | Performance | First cost | Availability | None |  |  | TBD | TBD |  | 8.78 | No | Maturity
Non-Residential Exterior | Outdoor Lighting | Bldg Façade, Landscape, Service Canopies, and Stadium/Athletic Field Lighting | 1030.2872 | Halogen | 9.3% | Photocell | 91.81% | Halogen | Photocontrol/Astronomical Time-switch AND Bi-level | CFL | Occupancy | 55.8941 | 15.4827 | 55.8941 | No change |  | Reliability | Performance | No barrier identified | No barrier identified | Lighting reliability - non dimming CFL on dimmer |  |  | TBD | TBD |  | 8.78 | No | Maturity
Non-Residential Exterior | Outdoor Lighting | Bldg Façade, Landscape, Service Canopies, and Stadium/Athletic Field Lighting | 1030.2872 | Halogen | 9.3% | Photocell | 91.81% | Halogen | Photocontrol/Astronomical Time-switch AND Bi-level | CFL | Daylighting | 55.8941 | No change | 55.8941 | No change |  | Reliability | Performance | No barrier identified | No barrier identified | Lighting reliability - non dimming CFL on dimmer |  |  | TBD | TBD |  | 8.78 | No | Maturity
Non-Residential Exterior | Outdoor Lighting | Bldg Façade, Landscape, Service Canopies, and Stadium/Athletic Field Lighting | 1030.2872 | Halogen | 9.3% | Photocell | 91.81% | Halogen | Photocontrol/Astronomical Time-switch AND Bi-level | CFL | Personal Tuning | 55.8941 | Not Applicable | 55.8941 | Not Applicable |  | Reliability | Performance | No barrier identified | No barrier identified | Lighting reliability - non dimming CFL on dimmer |  |  | TBD | TBD |  | 8.78 | No | Maturity
Non-Residential Exterior | Outdoor Lighting | Bldg Façade, Landscape, Service Canopies, and Stadium/Athletic Field Lighting | 1030.2872 | Halogen | 9.3% | Photocell | 91.81% | Halogen | Photocontrol/Astronomical Time-switch AND Bi-level | CFL | Institutional Tuning | 55.8941 | 25.3353 | 55.8941 | 9.8526 |  | Reliability | Performance | No barrier identified | No barrier identified | Lighting reliability - non dimming CFL on dimmer |  |  | TBD | TBD |  | 8.78 | No | Maturity
Non-Residential Exterior | Outdoor Lighting | Bldg Façade, Landscape, Service Canopies, and Stadium/Athletic Field Lighting | 1030.2872 | Halogen | 9.3% | Photocell | 91.81% | Halogen | Photocontrol/Astronomical Time-switch AND Bi-level | CFL | Multiple Measures | 55.8941 | 26.7428 | 55.8941 | 11.2601 |  | Reliability | Performance | First cost | Availability | Lighting reliability - non dimming CFL on dimmer |  |  | TBD | TBD |  | 8.78 | No | Maturity
Non-Residential Exterior | Outdoor Lighting | Bldg Façade, Landscape, Service Canopies, and Stadium/Athletic Field Lighting | 1030.2872 | MH (Std, PS, CMH) | 36.97% | Photocell | 74.54% | PS MH | Photocontrol/Astronomical Time-switch AND Bi-level | Outdoor LED Fixture | Occupancy | 164.2679 | 49.9705 | 153.639 | No change |  | First cost | Performance | No barrier identified | No barrier identified | None |  |  | TBD | TBD |  | 8.78 | No | Maturity
Non-Residential Exterior | Outdoor Lighting | Bldg Façade, Landscape, Service Canopies, and Stadium/Athletic Field Lighting | 1030.2872 | MH (Std, PS, CMH) | 36.97% | Photocell | 74.54% | PS MH | Photocontrol/Astronomical Time-switch AND Bi-level | Outdoor LED Fixture | Daylighting | 164.2679 | No change | 153.639 | No change |  | First cost | Performance | No barrier identified | No barrier identified | None |  |  | TBD | TBD |  | 8.78 | No | Maturity
Non-Residential Exterior | Outdoor Lighting | Bldg Façade, Landscape, Service Canopies, and Stadium/Athletic Field Lighting | 1030.2872 | MH (Std, PS, CMH) | 36.97% | Photocell | 74.54% | PS MH | Photocontrol/Astronomical Time-switch AND Bi-level | Outdoor LED Fixture | Personal Tuning | 164.2679 | Not Applicable | 153.639 | Not Applicable |  | First cost | Performance | Not Applicable | Not Applicable | None |  |  | TBD | TBD |  | 8.78 | No | Maturity
Non-Residential Exterior | Outdoor Lighting | Bldg Façade, Landscape, Service Canopies, and Stadium/Athletic Field Lighting | 1030.2872 | MH (Std, PS, CMH) | 36.97% | Photocell | 74.54% | PS MH | Photocontrol/Astronomical Time-switch AND Bi-level | Outdoor LED Fixture | Institutional Tuning | 164.2679 | 81.7699 | 153.639 | 31.7994 |  | First cost | Performance | No barrier identified | No barrier identified | None |  |  | TBD | TBD |  | 8.78 | No | Maturity
Non-Residential Exterior | Outdoor Lighting | Bldg Façade, Landscape, Service Canopies, and Stadium/Athletic Field Lighting | 1030.2872 | MH (Std, PS, CMH) | 36.97% | Photocell | 74.54% | PS MH | Photocontrol/Astronomical Time-switch AND Bi-level | Outdoor LED Fixture | Multiple Measures | 164.2679 | 86.3127 | 153.639 | 36.3422 |  | First cost | Performance | First cost | Availability | None |  |  | TBD | TBD |  | 8.78 | No | Maturity
Non-Residential Exterior | Outdoor Lighting | Bldg Façade, Landscape, Service Canopies, and Stadium/Athletic Field Lighting | 1030.2872 | MH (Std, PS, CMH) | 36.97% | Photocell | 74.54% | PS MH | Photocontrol/Astronomical Time-switch AND Bi-level | Induction | Occupancy | 164.2679 | 49.9705 | 153.639 | No change |  | Reliability | Performance | No barrier identified | No barrier identified | None |  |  | TBD | TBD |  | 8.78 | No | Maturity
Non-Residential Exterior | Outdoor Lighting | Bldg Façade, Landscape, Service Canopies, and Stadium/Athletic Field Lighting | 1030.2872 | MH (Std, PS, CMH) | 36.97% | Photocell | 74.54% | PS MH | Photocontrol/Astronomical Time-switch AND Bi-level | Induction | Daylighting | 164.2679 | No change | 153.639 | No change |  | Reliability | Performance | No barrier identified | No barrier identified | None |  |  | TBD | TBD |  | 8.78 | No | Maturity
Non-Residential Exterior | Outdoor Lighting | Bldg Façade, Landscape, Service Canopies, and Stadium/Athletic Field Lighting | 1030.2872 | MH (Std, PS, CMH) | 36.97% | Photocell | 74.54% | PS MH | Photocontrol/Astronomical Time-switch AND Bi-level | Induction | Personal Tuning | 164.2679 | Not Applicable | 153.639 | Not Applicable |  | Reliability | Performance | No barrier identified | No barrier identified | None |  |  | TBD | TBD |  | 8.78 | No | Maturity
Non-Residential Exterior | Outdoor Lighting | Bldg Façade, Landscape, Service Canopies, and Stadium/Athletic Field Lighting | 1030.2872 | MH (Std, PS, CMH) | 36.97% | Photocell | 74.54% | PS MH | Photocontrol/Astronomical Time-switch AND Bi-level | Induction | Institutional Tuning | 164.2679 | 81.7699 | 153.639 | 31.7994 |  | Reliability | Performance | No barrier identified | No barrier identified | None |  |  | TBD | TBD |  | 8.78 | No | Maturity
Non-Residential Exterior | Outdoor Lighting | Bldg Façade, Landscape, Service Canopies, and Stadium/Athletic Field Lighting | 1030.2872 | MH (Std, PS, CMH) | 36.97% | Photocell | 74.54% | PS MH | Photocontrol/Astronomical Time-switch AND Bi-level | Induction | Multiple Measures | 164.2679 | 86.3127 | 153.639 | 36.3422 |  | Reliability | Performance | First cost | Availability | None |  |  | TBD | TBD |  | 8.78 | No | Maturity
Non-Residential Exterior | Outdoor Lighting | Bldg Façade, Landscape, Service Canopies, and Stadium/Athletic Field Lighting | 1030.2872 | HPS/MV | 8.431% | Photocell | 92.13% | HPS | Photocontrol/Astronomical Time-switch AND Bi-level | Outdoor LED Fixture | Occupancy | 51.0349 | 14.0853 | 51.0349 | No change |  | First cost | Performance | No barrier identified | No barrier identified | None |  |  | TBD | TBD |  | 8.78 | No | Maturity
Non-Residential Exterior | Outdoor Lighting | Bldg Façade, Landscape, Service Canopies, and Stadium/Athletic Field Lighting | 1030.2872 | HPS/MV | 8.431% | Photocell | 92.13% | HPS | Photocontrol/Astronomical Time-switch AND Bi-level | Outdoor LED Fixture | Daylighting | 51.0349 | No change | 51.0349 | No change |  | First cost | Performance | No barrier identified | No barrier identified | None |  |  | TBD | TBD |  | 8.78 | No | Maturity
Non-Residential Exterior | Outdoor Lighting | Bldg Façade, Landscape, Service Canopies, and Stadium/Athletic Field Lighting | 1030.2872 | HPS/MV | 8.431% | Photocell | 92.13% | HPS | Photocontrol/Astronomical Time-switch AND Bi-level | Outdoor LED Fixture | Personal Tuning | 51.0349 | Not Applicable | 51.0349 | Not Applicable |  | First cost | Performance | No barrier identified | No barrier identified | None |  |  | TBD | TBD |  | 8.78 | No | Maturity
Non-Residential Exterior | Outdoor Lighting | Bldg Façade, Landscape, Service Canopies, and Stadium/Athletic Field Lighting | 1030.2872 | HPS/MV | 8.431% | Photocell | 92.13% | HPS | Photocontrol/Astronomical Time-switch AND Bi-level | Outdoor LED Fixture | Institutional Tuning | 51.0349 | 23.0487 | 51.0349 | 8.9634 |  | First cost | Performance | No barrier identified | No barrier identified | None |  |  | TBD | TBD |  | 8.78 | No | Maturity
Non-Residential Exterior | Outdoor Lighting | Bldg Façade, Landscape, Service Canopies, and Stadium/Athletic Field Lighting | 1030.2872 | HPS/MV | 8.431% | Photocell | 92.13% | HPS | Photocontrol/Astronomical Time-switch AND Bi-level | Outdoor LED Fixture | Multiple Measures | 51.0349 | 24.3291 | 51.0349 | 10.2439 |  | First cost | Performance | First cost | Availability | None |  |  | TBD | TBD |  | 8.78 | No | Maturity
Non-Residential Exterior | Outdoor Lighting | Bldg Façade, Landscape, Service Canopies, and Stadium/Athletic Field Lighting | 1030.2872 | HPS/MV | 8.431% | Photocell | 92.13% | HPS | Photocontrol/Astronomical Time-switch AND Bi-level | CMH | Occupancy | 22.3101 | 14.0853 | 22.3101 | No change |  | First Cost | No barrier identified | No barrier identified | No barrier identified | None |  |  | TBD | TBD |  | 8.78 | No | Maturity
Non-Residential Exterior | Outdoor Lighting | Bldg Façade, Landscape, Service Canopies, and Stadium/Athletic Field Lighting | 1030.2872 | HPS/MV | 8.431% | Photocell | 92.13% | HPS | Photocontrol/Astronomical Time-switch AND Bi-level | CMH | Daylighting | 22.3101 | No change | 22.3101 | No change |  | First Cost | No barrier identified | No barrier identified | No barrier identified | None |  |  | TBD | TBD |  | 8.78 | No | Maturity
Non-Residential Exterior | Outdoor Lighting | Bldg Façade, Landscape, Service Canopies, and Stadium/Athletic Field Lighting | 1030.2872 | HPS/MV | 8.431% | Photocell | 92.13% | HPS | Photocontrol/Astronomical Time-switch AND Bi-level | CMH | Personal Tuning | 22.3101 | Not Applicable | 22.3101 | Not Applicable |  | First Cost | No barrier identified | No barrier identified | No barrier identified | None |  |  | TBD | TBD |  | 8.78 | No | Maturity
Non-Residential Exterior | Outdoor Lighting | Bldg Façade, Landscape, Service Canopies, and Stadium/Athletic Field Lighting | 1030.2872 | HPS/MV | 8.431% | Photocell | 92.13% | HPS | Photocontrol/Astronomical Time-switch AND Bi-level | CMH | Institutional Tuning | 22.3101 | 23.0487 | 22.3101 | 8.9634 |  | First Cost | No barrier identified | No barrier identified | No barrier identified | None |  |  | TBD | TBD |  | 8.78 | No | Maturity
Non-Residential Exterior | Outdoor Lighting | Bldg Façade, Landscape, Service Canopies, and Stadium/Athletic Field Lighting | 1030.2872 | HPS/MV | 8.431% | Photocell | 92.13% | HPS | Photocontrol/Astronomical Time-switch AND Bi-level | CMH | Multiple Measures | 22.3101 | 24.3291 | 22.3101 | 10.2439 |  | First Cost | No barrier identified | No barrier identified | No barrier identified | None |  |  | TBD | TBD |  | 8.78 | No | Maturity
Non-Residential Exterior | Outdoor Lighting | Bldg Façade, Landscape, Service Canopies, and Stadium/Athletic Field Lighting | 1030.2872 | HPS/MV | 8.431% | Photocell | 92.13% | HPS | Photocontrol/Astronomical Time-switch AND Bi-level | Induction | Occupancy | 28.4021 | 14.0853 | 28.4021 | No change |  | Reliability | Performance | No barrier identified | No barrier identified | None |  |  | TBD | TBD |  | 8.78 | No | Maturity
Non-Residential Exterior | Outdoor Lighting | Bldg Façade, Landscape, Service Canopies, and Stadium/Athletic Field Lighting | 1030.2872 | HPS/MV | 8.431% | Photocell | 92.13% | HPS | Photocontrol/Astronomical Time-switch AND Bi-level | Induction | Daylighting | 28.4021 | No change | 28.4021 | No change |  | Reliability | Performance | No barrier identified | No barrier identified | None |  |  | TBD | TBD |  | 8.78 | No | Maturity
Non-Residential Exterior | Outdoor Lighting | Bldg Façade, Landscape, Service Canopies, and Stadium/Athletic Field Lighting | 1030.2872 | HPS/MV | 8.431% | Photocell | 92.13% | HPS | Photocontrol/Astronomical Time-switch AND Bi-level | Induction | Personal Tuning | 28.4021 | Not Applicable | 28.4021 | Not Applicable |  | Reliability | Performance | No barrier identified | No barrier identified | None |  |  | TBD | TBD |  | 8.78 | No | Maturity
Non-Residential Exterior | Outdoor Lighting | Bldg Façade, Landscape, Service Canopies, and Stadium/Athletic Field Lighting | 1030.2872 | HPS/MV | 8.431% | Photocell | 92.13% | HPS | Photocontrol/Astronomical Time-switch AND Bi-level | Induction | Institutional Tuning | 28.4021 | 23.0487 | 28.4021 | 8.9634 |  | Reliability | Performance | No barrier identified | No barrier identified | None |  |  | TBD | TBD |  | 8.78 | No | Maturity
Non-Residential Exterior | Outdoor Lighting | Bldg Façade, Landscape, Service Canopies, and Stadium/Athletic Field Lighting | 1030.2872 | HPS/MV | 8.431% | Photocell | 92.13% | HPS | Photocontrol/Astronomical Time-switch AND Bi-level | Induction | Multiple Measures | 28.4021 | 24.3291 | 28.4021 | 10.2439 |  | Reliability | Performance | First cost | Availability | None |  |  | TBD | TBD |  | 8.78 | No | Maturity
Non-Residential Exterior | Outdoor Lighting | Bldg Façade, Landscape, Service Canopies, and Stadium/Athletic Field Lighting | 1030.2872 | Incandescent | 7.882% | Photocell | 93.77% | Halogen | Photocontrol/Astronomical Time-switch AND Bi-level | LED | Occupancy | 54.1354 | 13.401 | 51.4286 | No change |  | First cost | Performance | No barrier identified | No barrier identified | None |  |  | TBD | TBD |  | 8.78 | No | Maturity
Non-Residential Exterior | Outdoor Lighting | Bldg Façade, Landscape, Service Canopies, and Stadium/Athletic Field Lighting | 1030.2872 | Incandescent | 7.882% | Photocell | 93.77% | Halogen | Photocontrol/Astronomical Time-switch AND Bi-level | LED | Daylighting | 54.1354 | No change | 51.4286 | No change |  | First cost | Performance | No barrier identified | No barrier identified | None |  |  | TBD | TBD |  | 8.78 | No | Maturity
Non-Residential Exterior | Outdoor Lighting | Bldg Façade, Landscape, Service Canopies, and Stadium/Athletic Field Lighting | 1030.2872 | Incandescent | 7.882% | Photocell | 93.77% | Halogen | Photocontrol/Astronomical Time-switch AND Bi-level | LED | Personal Tuning | 54.1354 | Not Applicable | 51.4286 | Not Applicable |  | First cost | Performance | Not Applicable | Not Applicable | None |  |  | TBD | TBD |  | 8.78 | No | Maturity
Non-Residential Exterior | Outdoor Lighting | Bldg Façade, Landscape, Service Canopies, and Stadium/Athletic Field Lighting | 1030.2872 | Incandescent | 7.882% | Photocell | 93.77% | Halogen | Photocontrol/Astronomical Time-switch AND Bi-level | LED | Institutional Tuning | 54.1354 | 21.929 | 51.4286 | 8.5279 |  | First cost | Performance | No barrier identified | No barrier identified | None |  |  | TBD | TBD |  | 8.78 | No | Maturity
Non-Residential Exterior | Outdoor Lighting | Bldg Façade, Landscape, Service Canopies, and Stadium/Athletic Field Lighting | 1030.2872 | Incandescent | 7.882% | Photocell | 93.77% | Halogen | Photocontrol/Astronomical Time-switch AND Bi-level | LED | Multiple Measures | 54.1354 | 23.1473 | 51.4286 | 9.7462 |  | First cost | Performance | First cost | Availability | None |  |  | TBD | TBD |  | 8.78 | No | Maturity
Non-Residential Exterior | Outdoor Lighting | Bldg Façade, Landscape, Service Canopies, and Stadium/Athletic Field Lighting | 1030.2872 | Incandescent | 7.882% | Photocell | 93.77% | Halogen | Photocontrol/Astronomical Time-switch AND Bi-level | CFL | Occupancy | 50.8873 | 13.401 | 47.3685 | No change |  | Reliability | Performance | No barrier identified | No barrier identified | Lighting reliability - non dimming CFL on dimmer |  |  | TBD | TBD |  | 8.78 | No | Maturity
Non-Residential Exterior | Outdoor Lighting | Bldg Façade, Landscape, Service Canopies, and Stadium/Athletic Field Lighting | 1030.2872 | Incandescent | 7.882% | Photocell | 93.77% | Halogen | Photocontrol/Astronomical Time-switch AND Bi-level | CFL | Daylighting | 35.0203 | No change | 32.7544 | No change |  | Reliability | Performance | No barrier identified | No barrier identified | Lighting reliability - non dimming CFL on dimmer |  |  | TBD | TBD |  | 8.78 | No | Maturity
Non-Residential Exterior | Outdoor Lighting | Bldg Façade, Landscape, Service Canopies, and Stadium/Athletic Field Lighting | 1030.2872 | Incandescent | 7.882% | Photocell | 93.77% | Halogen | Photocontrol/Astronomical Time-switch AND Bi-level | CFL | Personal Tuning | 35.0203 | Not Applicable | 32.7544 | Not Applicable |  | Reliability | Performance | No barrier identified | No barrier identified | Lighting reliability - non dimming CFL on dimmer |  |  | TBD | TBD |  | 8.78 | No | Maturity
Non-Residential Exterior | Outdoor Lighting | Bldg Façade, Landscape, Service Canopies, and Stadium/Athletic Field Lighting | 1030.2872 | Incandescent | 7.882% | Photocell | 93.77% | Halogen | Photocontrol/Astronomical Time-switch AND Bi-level | CFL | Institutional Tuning | 35.0203 | 21.929 | 32.7544 | 8.5279 |  | Reliability | Performance | No barrier identified | No barrier identified | Lighting reliability - non dimming CFL on dimmer |  |  | TBD | TBD |  | 8.78 | No | Maturity
Non-Residential Exterior | Outdoor Lighting | Bldg Façade, Landscape, Service Canopies, and Stadium/Athletic Field Lighting | 1030.2872 | Incandescent | 7.882% | Photocell | 93.77% | Halogen | Photocontrol/Astronomical Time-switch AND Bi-level | CFL | Multiple Measures | 35.0203 | 23.1473 | 32.7544 | 9.7462 |  | Reliability | Performance | First cost | Availability | Lighting reliability - non dimming CFL on dimmer |  |  | TBD | TBD |  | 8.78 | No | Maturity
Non-Residential Exterior | Outdoor Lighting | Bldg Façade, Landscape, Service Canopies, and Stadium/Athletic Field Lighting | 1030.2872 | CFL | 26.14% | Photocell | 75.23% | Halogen | Photocontrol/Astronomical Time-switch AND Bi-level | LED | Occupancy | 49.7141 | 35.655 | 49.7141 | No change | [8 empty] | TBD | TBD |  | 8.78 | No | Growth
Non-Residential Exterior | Outdoor Lighting | Bldg Façade, Landscape, Service Canopies, and Stadium/Athletic Field Lighting | 1030.2872 | CFL | 26.14% | Photocell | 75.23% | Halogen | Photocontrol/Astronomical Time-switch AND Bi-level | LED | Daylighting | 49.7141 | No change | 49.7141 | No change | [8 empty] | TBD | TBD |  | 8.78 | No | Growth
Non-Residential Exterior | Outdoor Lighting | Bldg Façade, Landscape, Service Canopies, and Stadium/Athletic Field Lighting | 1030.2872 | CFL | 26.14% | Photocell | 75.23% | Halogen | Photocontrol/Astronomical Time-switch AND Bi-level | LED | Personal Tuning | 49.7141 | Not Applicable | 49.7141 | Not Applicable | [8 empty] | TBD | TBD |  | 8.78 | No | Growth
Non-Residential Exterior | Outdoor Lighting | Bldg Façade, Landscape, Service Canopies, and Stadium/Athletic Field Lighting | 1030.2872 | CFL | 26.14% | Photocell | 75.23% | Halogen | Photocontrol/Astronomical Time-switch AND Bi-level | LED | Institutional Tuning | 49.7141 | 58.3445 | 49.7141 | 22.6895 | [8 empty] | TBD | TBD |  | 8.78 | No | Growth
Non-Residential Exterior | Outdoor Lighting | Bldg Façade, Landscape, Service Canopies, and Stadium/Athletic Field Lighting | 1030.2872 | CFL | 26.14% | Photocell | 75.23% | Halogen | Photocontrol/Astronomical Time-switch AND Bi-level | LED | Multiple Measures | 49.7141 | 61.5859 | 49.7141 | 25.9309 | [8 empty] | TBD | TBD |  | 8.78 | No | Growth
Non-Residential Exterior | Roadway | Street Lights | 1172.6465 | HPS/MV | 82.94% | Photocell | 100% | HPS | Photocell | CMH | Occupancy | 249.7997 | Not Applicable | 249.7997 | Not Applicable |  | First Cost | No barrier identified | No barrier identified | No barrier identified | None |  |  | TBD | TBD |  | 12 | No | Growth
Non-Residential Exterior | Roadway | Street Lights | 1172.6465 | HPS/MV | 82.94% | Photocell | 100% | HPS | Photocell | CMH | Daylighting | 249.7997 | No change | 249.7997 | No change |  | First Cost | No barrier identified | No barrier identified | No barrier identified | None |  |  | TBD | TBD |  | 12 | No | Growth
Non-Residential Exterior | Roadway | Street Lights | 1172.6465 | HPS/MV | 82.94% | Photocell | 100% | HPS | Photocell | CMH | Personal Tuning | 249.7997 | Not Applicable | 249.7997 | Not Applicable |  | First Cost | No barrier identified | No barrier identified | No barrier identified | None |  |  | TBD | TBD |  | 12 | No | Growth
Non-Residential Exterior | Roadway | Street Lights | 1172.6465 | HPS/MV | 82.94% | Photocell | 100% | HPS | Photocell | CMH | Institutional Tuning | 249.7997 | 280.1033 | 249.7997 | 280.1033 |  | First Cost | No barrier identified | No barrier identified | No barrier identified | None |  |  | TBD | TBD |  | 12 | No | Growth
Non-Residential Exterior | Roadway | Street Lights | 1172.6465 | HPS/MV | 82.94% | Photocell | 100% | HPS | Photocell | CMH | Multiple Measures | 249.7997 | 295.6646 | 249.7997 | 295.6646 |  | First Cost | No barrier identified | No barrier identified | No barrier identified | None |  |  | TBD | TBD |  | 12 | No | Growth
Non-Residential Exterior | Roadway | Street Lights | 1172.6465 | HPS/MV | 82.94% | Photocell | 100% | HPS | Photocell | Induction | Occupancy | 318.0103 | Not Applicable | 318.0103 | Not Applicable |  | Reliability | Performance | No barrier identified | No barrier identified | None |  |  | TBD | TBD |  | 12 | No | Growth
Non-Residential Exterior | Roadway | Street Lights | 1172.6465 | HPS/MV | 82.94% | Photocell | 100% | HPS | Photocell | Induction | Daylighting | 318.0103 | No change | 318.0103 | No change |  | Reliability | Performance | No barrier identified | No barrier identified | None |  |  | TBD | TBD |  | 12 | No | Growth
Non-Residential Exterior | Roadway | Street Lights | 1172.6465 | HPS/MV | 82.94% | Photocell | 100% | HPS | Photocell | Induction | Personal Tuning | 318.0103 | Not Applicable | 318.0103 | Not Applicable |  | Reliability | Performance | No barrier identified | No barrier identified | None |  |  | TBD | TBD |  | 12 | No | Growth
Non-Residential Exterior | Roadway | Street Lights | 1172.6465 | HPS/MV | 82.94% | Photocell | 100% | HPS | Photocell | Induction | Institutional Tuning | 318.0103 | 280.1033 | 318.0103 | 280.1033 |  | Reliability | Performance | No barrier identified | No barrier identified | None |  |  | TBD | TBD |  | 12 | No | Growth
Non-Residential Exterior | Roadway | Street Lights | 1172.6465 | HPS/MV | 82.94% | Photocell | 100% | HPS | Photocell | Induction | Multiple Measures | 318.0103 | 295.6646 | 318.0103 | 295.6646 |  | Reliability | Performance | No barrier identified | No barrier identified | None |  |  | TBD | TBD |  | 12 | No | Growth
Non-Residential Exterior | Roadway | Street Lights | 1172.6465 | HPS/MV | 82.94% | Photocell | 100% | HPS | Photocell | LED | Occupancy | 571.4233 | Not Applicable | 571.4233 | Not Applicable |  | First cost | Availability | No barrier identified | No barrier identified | None |  |  | TBD | TBD |  | 12 | No | Growth
Non-Residential Exterior | Roadway | Street Lights | 1172.6465 | HPS/MV | 82.94% | Photocell | 100% | HPS | Photocell | LED | Daylighting | 571.4233 | No change | 571.4233 | No change |  | First cost | Availability | No barrier identified | No barrier identified | None |  |  | TBD | TBD |  | 12 | No | Growth
Non-Residential Exterior | Roadway | Street Lights | 1172.6465 | HPS/MV | 82.94% | Photocell | 100% | HPS | Photocell | LED | Personal Tuning | 571.4233 | Not Applicable | 571.4233 | Not Applicable |  | First cost | Availability | No barrier identified | No barrier identified | None |  |  | TBD | TBD |  | 12 | No | Growth
Non-Residential Exterior | Roadway | Street Lights | 1172.6465 | HPS/MV | 82.94% | Photocell | 100% | HPS | Photocell | LED | Institutional Tuning | 571.4233 | 280.1033 | 571.4233 | 280.1033 |  | First cost | Availability | No barrier identified | No barrier identified | None |  |  | TBD | TBD |  | 12 | No | Growth
Non-Residential Exterior | Roadway | Street Lights | 1172.6465 | HPS/MV | 82.94% | Photocell | 100% | HPS | Photocell | LED | Multiple Measures | 571.4233 | 295.6646 | 571.4233 | 295.6646 |  | First cost | Availability | No barrier identified | No barrier identified | None |  |  | TBD | TBD |  | 12 | No | Growth
Non-Residential Exterior | Roadway | Street Lights | 1172.6465 | MH (Std, PS, CMH) | 9.688% | Photocell | 100% | PS MH | Photocell | CMH | Occupancy | 21.9713 | Not Applicable | 17.9649 | Not Applicable |  | Performance | No barrier identified | No barrier identified | No barrier identified | no control retro |  |  | TBD | TBD |  | 12 | No | Growth
Non-Residential Exterior | Roadway | Street Lights | 1172.6465 | MH (Std, PS, CMH) | 9.688% | Photocell | 100% | PS MH | Photocell | CMH | Daylighting | 21.9713 | No change | 17.9649 | No change |  | Performance | No barrier identified | No barrier identified | No barrier identified | no control retro |  |  | TBD | TBD |  | 12 | No | Growth
Non-Residential Exterior | Roadway | Street Lights | 1172.6465 | MH (Std, PS, CMH) | 9.688% | Photocell | 100% | PS MH | Photocell | CMH | Personal Tuning | 21.9713 | Not Applicable | 17.9649 | Not Applicable |  | Performance | No barrier identified | No barrier identified | No barrier identified | no control retro |  |  | TBD | TBD |  | 12 | No | Growth
Non-Residential Exterior | Roadway | Street Lights | 1172.6465 | MH (Std, PS, CMH) | 9.688% | Photocell | 100% | PS MH | Photocell | CMH | Institutional Tuning | 21.9713 | 32.7173 | 17.9649 | 32.7173 |  | Performance | No barrier identified | No barrier identified | No barrier identified | no control retro |  |  | TBD | TBD |  | 12 | No | Growth
Non-Residential Exterior | Roadway | Street Lights | 1172.6465 | MH (Std, PS, CMH) | 9.688% | Photocell | 100% | PS MH | Photocell | CMH | Multiple Measures | 21.9713 | 34.535 | 17.9649 | 34.535 |  | Performance | No barrier identified | No barrier identified | No barrier identified | no control retro |  |  | TBD | TBD |  | 12 | No | Growth
Non-Residential Exterior | Roadway | Street Lights | 1172.6465 | MH (Std, PS, CMH) | 9.688% | Photocell | 100% | PS MH | Photocell | Induction | Occupancy | 12.4442 | Not Applicable | 12.4442 | Not Applicable |  | Reliability | Performance | No barrier identified | No barrier identified | None |  |  | TBD | TBD |  | 12 | No | Growth
Non-Residential Exterior | Roadway | Street Lights | 1172.6465 | MH (Std, PS, CMH) | 9.688% | Photocell | 100% | PS MH | Photocell | Induction | Daylighting | 12.4442 | No change | 12.4442 | No change |  | Reliability | Performance | No barrier identified | No barrier identified | None |  |  | TBD | TBD |  | 12 | No | Growth
Non-Residential Exterior | Roadway | Street Lights | 1172.6465 | MH (Std, PS, CMH) | 9.688% | Photocell | 100% | PS MH | Photocell | Induction | Personal Tuning | 12.4442 | Not Applicable | 12.4442 | Not Applicable |  | Reliability | Performance | No barrier identified | No barrier identified | None |  |  | TBD | TBD |  | 12 | No | Growth
Non-Residential Exterior | Roadway | Street Lights | 1172.6465 | MH (Std, PS, CMH) | 9.688% | Photocell | 100% | PS MH | Photocell | Induction | Institutional Tuning | 12.4442 | 32.7173 | 12.4442 | 32.7173 |  | Reliability | Performance | No barrier identified | No barrier identified | None |  |  | TBD | TBD |  | 12 | No | Growth
Non-Residential Exterior | Roadway | Street Lights | 1172.6465 | MH (Std, PS, CMH) | 9.688% | Photocell | 100% | PS MH | Photocell | Induction | Multiple Measures | 12.4442 | 34.535 | 12.4442 | 34.535 |  | Reliability | Performance | First cost | Availability | None |  |  | TBD | TBD |  | 12 | No | Growth
Non-Residential Exterior | Roadway | Street Lights | 1172.6465 | MH (Std, PS, CMH) | 9.688% | Photocell | 100% | PS MH | Photocell | LED Roadway | Occupancy | 48.9929 | Not Applicable | 45.8229 | Not Applicable |  | First cost | Availability | No barrier identified | No barrier identified | no control retro |  |  | TBD | TBD |  | 12 | No | Growth
Non-Residential Exterior | Roadway | Street Lights | 1172.6465 | MH (Std, PS, CMH) | 9.688% | Photocell | 100% | PS MH | Photocell | LED Roadway | Daylighting | 48.9929 | No change | 45.8229 | No change |  | First cost | Availability | No barrier identified | No barrier identified | no control retro |  |  | TBD | TBD |  | 12 | No | Growth
Non-Residential Exterior | Roadway | Street Lights | 1172.6465 | MH (Std, PS, CMH) | 9.688% | Photocell | 100% | PS MH | Photocell | LED Roadway | Personal Tuning | 48.9929 | Not Applicable | 45.8229 | Not Applicable |  | First cost | Availability | No barrier identified | No barrier identified | no control retro |  |  | TBD | TBD |  | 12 | No | Growth
Non-Residential Exterior | Roadway | Street Lights | 1172.6465 | MH (Std, PS, CMH) | 9.688% | Photocell | 100% | PS MH | Photocell | LED Roadway | Institutional Tuning | 48.9929 | 32.7173 | 45.8229 | 32.7173 |  | First cost | Availability | No barrier identified | No barrier identified | no control retro |  |  | TBD | TBD |  | 12 | No | Growth
Non-Residential Exterior | Roadway | Street Lights | 1172.6465 | MH (Std, PS, CMH) | 9.688% | Photocell | 100% | PS MH | Photocell | LED Roadway | Multiple Measures | 48.9929 | 34.535 | 45.8229 | 34.535 |  | First cost | Availability | No barrier identified | No barrier identified | no control retro |  |  | TBD | TBD |  | 12 | No | Growth
Non-Residential Exterior | Roadway | Traffic Signals | 18.6545 | Incandescent Signals | 35% | Not Controlled | 99% | LED Traffic Signals | Not Controlled | LED Traffic Signals | Not Controlled | 4.3527 | Not Applicable | 0 | Not Applicable |  | First cost | No barrier identified | No barrier identified | No barrier identified | None |  |  | TBD | TBD |  | 24 | Yes | Growth
Non-Residential Exterior | Roadway | Signs and Billboards | 86.0665 | Fluorescent Signs | 52.1% | Manual Switch / Schedule | 100% | Fluorescent Signs | Photocell / timeswitch | LED Signs | Occupancy | 9.1825 | Not Applicable | 9.1825 | Not Applicable |  | No barrier identified | No barrier identified | No barrier identified | No barrier identified | None |  |  | TBD | TBD |  | 12 | No | Growth
Non-Residential Exterior | Roadway | Signs and Billboards | 86.0665 | Fluorescent Signs | 52.1% | Manual Switch / Schedule | 100% | Fluorescent Signs | Photocell / timeswitch | LED Signs | Daylighting | 9.1825 | No change | 9.1825 | No change |  | No barrier identified | No barrier identified | No barrier identified | No barrier identified | None |  |  | TBD | TBD |  | 12 | No | Growth
Non-Residential Exterior | Roadway | Signs and Billboards | 86.0665 | Fluorescent Signs | 52.1% | Manual Switch / Schedule | 100% | Fluorescent Signs | Photocell / timeswitch | LED Signs | Personal Tuning | 9.1825 | Not Applicable | 9.1825 | Not Applicable |  | No barrier identified | No barrier identified | No barrier identified | No barrier identified | None |  |  | TBD | TBD |  | 12 | No | Growth
Non-Residential Exterior | Roadway | Signs and Billboards | 86.0665 | Fluorescent Signs | 52.1% | Manual Switch / Schedule | 100% | Fluorescent Signs | Photocell / timeswitch | LED Signs | Institutional Tuning | 9.1825 | 12.9153 | 9.1825 | 12.9153 |  | No barrier identified | No barrier identified | No barrier identified | No barrier identified | None |  |  | TBD | TBD |  | 12 | No | Growth
Non-Residential Exterior | Roadway | Signs and Billboards | 86.0665 | Fluorescent Signs | 52.1% | Manual Switch / Schedule | 100% | Fluorescent Signs | Photocell / timeswitch | LED Signs | Multiple Measures | 9.1825 | 13.6328 | 9.1825 | 13.6328 |  | No barrier identified | No barrier identified | No barrier identified | No barrier identified | None |  |  | TBD | TBD |  | 12 | No | Growth
Non-Residential Exterior | Roadway | Signs and Billboards | 86.0665 | Neon Signs | 47.9% | Manual Switch / Schedule | 100% | Neon Signs | Photocell / timeswitch | LED Signs | Occupancy | 8.4407 | Not Applicable | 8.4407 | Not Applicable |  | No barrier identified | No barrier identified | No barrier identified | No barrier identified | None |  |  | TBD | TBD |  | 12 | No | Growth
Non-Residential Exterior | Roadway | Signs and Billboards | 86.0665 | Neon Signs | 47.9% | Manual Switch / Schedule | 100% | Neon Signs | Photocell / timeswitch | LED Signs | Daylighting | 8.4407 | No change | 8.4407 | No change |  | No barrier identified | No barrier identified | No barrier identified | No barrier identified | None |  |  | TBD | TBD |  | 12 | No | Growth
Non-Residential Exterior | Roadway | Signs and Billboards | 86.0665 | Neon Signs | 47.9% | Manual Switch / Schedule | 100% | Neon Signs | Photocell / timeswitch | LED Signs | Personal Tuning | 8.4407 | Not Applicable | 8.4407 | Not Applicable |  | No barrier identified | No barrier identified | No barrier identified | No barrier identified | None |  |  | TBD | TBD |  | 12 | No | Growth
Non-Residential Exterior | Roadway | Signs and Billboards | 86.0665 | Neon Signs | 47.9% | Manual Switch / Schedule | 100% | Neon Signs | Photocell / timeswitch | LED Signs | Institutional Tuning | 8.4407 | 11.8719 | 8.4407 | 11.8719 |  | No barrier identified | No barrier identified | No barrier identified | No barrier identified | None |  |  | TBD | TBD |  | 12 | No | Growth
Non-Residential Exterior | Roadway | Signs and Billboards | 86.0665 | Neon Signs | 47.9% | Manual Switch / Schedule | 100% | Neon Signs | Photocell / timeswitch | LED Signs | Multiple Measures | 8.4407 | 12.5314 | 8.4407 | 12.5314 |  | No barrier identified | No barrier identified | No barrier identified | No barrier identified | None |  |  | TBD | TBD |  | 12 | No | Growth
````

## Ref-Savings Calculations (hidden)
Applicability factor applied in potential savings calculations
Applicability
| 80% | Applicability accounts for the fact that not all of the technical potential is attainable due to physical constraints or other barriers. Same approach was used in the BC Hydro roadmap.
Lamp Replacement Savings Values |  |  |  |  | *Lamp savings includes energy efficient ballasts were applicable
| Lamp Savings Description | Existing Lamp | Replacement Lamp | Savings [%] | Notes 1 | Code and/or Standard | Source Link 1 | Source Link 2 | Notes 2
| CFL to LED | CFL | LED | 23.08% |  | CA Title 17 | formula refers to Ref-DOE tab
| Halogen to CFL | Halogen | CFL | 72.92% |  | CA Title 18 | formula refers to Ref-DOE tab
| Halogen to LED | Halogen | LED | 79.17% |  | CA Title 19 | formula refers to Ref-DOE tab
| Incandescent to CFL | Incandescent | CFL | 78.33% |  | CA Title 20 | formula refers to Ref-DOE tab | http://www.energy.ca.gov/lightbulbs/lightbulb_faqs.html
| Incandescent to LED | Incandescent | LED | 83.33% |  | CA Title 20 | formula refers to Ref-DOE tab
| Incandescent to PS MH/CMH | Incandescent Reflector Lamp | Ceramic Metal Halide or Pulse Start Metal Halide | 69.44% | 72W to 22W CMH | DOE rule 10 CFR Part 430 | Based on Cadmus memo, baseline IRL wattage is 72, Fed 6 compliant IRL wattage is 63. | http://www.gelighting.com/LightingWeb/na/images/79452_ConstantColor_CMH_Family_Brochure_tcm201-20764.pdf | Also refered to Cadmus memo to CPUC Codes & Standards Management Team re:Potential Energy Savings and Compliance for Incandescent Reflector Lamps dated Oct 1, 2013.
| Halogen to PS MH/CMH | Halogen Reflector Lamp | Ceramic Metal Halide or Pulse Start Metal Halide | 65.08% | 63W to 22W CMH | DOE rule 10 CFR Part 430 | Based on Cadmus memo, baseline IRL wattage is 72, Fed 6 compliant IRL wattage is 63. | http://www.gelighting.com/LightingWeb/na/images/79452_ConstantColor_CMH_Family_Brochure_tcm201-20764.pdf | Also refered to Cadmus memo to CPUC Codes & Standards Management Team re:Potential Energy Savings and Compliance for Incandescent Reflector Lamps dated Oct 1, 2013.
| MH to Induction | MH | Induction | 13.69% | Average savings based on page 1 comparison |  | http://assets.sylvania.com/assets/Documents/fl_pib13.efe83fca-6fea-4556-b7b2-9ccfe7107a3d.pdf
| PS MH to Induction | PS MH | Induction | 13.69% | Average savings based on page 1 comparison |  | http://assets.sylvania.com/assets/Documents/fl_pib13.efe83fca-6fea-4556-b7b2-9ccfe7107a3d.pdf
| HPS/MV to Induction | HPS | Induction | 40.87% | Average savings based on page 5 comparison |  | http://www.p-2.com/cutsheet/technical/tables_of_wattages.pdf
| MH to Linear Fluorescent | Probe Start Metal Halide w Magnetic Ballast | Linear Fluorescent (T5 HO or T8) | 19.13% | From CASE report, 460 W is the system wattage for a probe start 400 W MH w magnatic ballast vs 435 W as the system wattage for a pulse start 400 W MH w electronic ballast. 460 system watts (MH400/U) – 372 system watts (T8VHO) = 86 system watts. | CA Title 20 | http://www.usa.lighting.philips.com/pwc_li/us_en/connect/tools_literature/downloads/p-5887.pdf |  | http://www.optimumlighting.com/services/faq/
| PS MH to Linear Fluorescent | Pulse Start Metal Halide w electronic Ballast | Linear Fluorescent (T5 HO or T8) | 14.48% | From CASE report, 460 W is the system wattage for a probe start 400 W MH w magnatic ballast vs 435 W as the system wattage for a pulse start 400 W MH w electronic ballast. Also corroborated in Massachusetts Device Codes and Rated Lighting System Wattage able. | CA Title 20 |  | http://www.daybrite.com/brochures/247.pdf | http://www.optimumlighting.com/services/faq/
| MH to CMH | Probe Start Metal Halide w Magnetic Ballast | Ceramic Metal Halide | 24.18% | Common reference in manufacturer datasheets is that a 400 MH lamp can be replaced with a 320 W CMH (345 system wattage). | CA Title 20 | http://www.gelighting.com/LightingWeb/na/images/81176_ConstantColor_CMH_Lamps_SellSheet_tcm201-20765.pdf |  | could not find the original document referenced here. Changed reference to a current GE document.
| PS MH to CMH | Pulse Start Metal Halide w electronic Ballast | Ceramic Metal Halide | 19.77% | From CASE report, 460 W is the system wattage for a probe start 400 W MH w magnatic ballast vs 435 W as the system wattage for a pulse start 400 W MH w electronic ballast. Also corroborated in Massachusetts Device Codes and Rated Lighting System Wattage able. 320 W CMH (345 system wattage) is the replacement lamp. | CA Title 20 | http://www.nstar.com/docs3/application_forms/retro-codes.pdf | http://www.energy.ca.gov/appliances/2008rulemaking/documents/2008-04-01_workshop/2008-04-04_Pacific_Gas_+_Electric_HID_Fixtures_CASE_study.pdf | did not find a good reference here.
| HPS/MV to CMH | HPS | Ceramic Metal Halide | 32.11% | 150 HPS (190) to 100 W CMH (129) based on page 6 | CA Title 21 | http://www.p-2.com/cutsheet/technical/tables_of_wattages.pdf
| HPS/MV to LED Parking | HPS | LED Parking | 73.44% | See calcs below. | CA Title 19
| MH to LED Parking | Probe start Metal halide w magnetic ballast /High-Pressure Sodium | LED Parking | 53.91% | See calcs below. | CA Title 20 | http://www.rabweb.com/upload/LED%20Quad%20Fold%20Brochure/flyer.pdf
| PS MH to LED Parking | Pulse Start Metal Halide w electronic Ballast / High-pressure sodium | LED Parking | 50.42% | See calcs below. | CA Title 20
| MH to LED Outdoor | Probe start Metal halide w magnetic ballast /High-Pressure Sodium | LED Outdoor | 53.91% | See calcs below. | CA Title 20 | http://www.rabweb.com/upload/LED%20Quad%20Fold%20Brochure/flyer.pdf
| PS MH to LED Outdoor | Pulse Start Metal Halide w electronic Ballast / High-pressure sodium | LED Outdoor | 50.42% | See calcs below. | CA Title 20
| MH to LED High Bay | Probe start Metal halide w magnetic ballast /High-Pressure Sodium | LED High Bay | 53.91% | See calcs below. | CA Title 20 | http://synergylightingusa.com/wp-content/uploads/2011/07/Optec-LED-Lighting-Area-Light-C0820-Cut-Sheet-11-0705.pdf
| PS MH to LED High Bay | Pulse Start Metal Halide w electronic Ballast / High-pressure sodium | LED High Bay | 50.42% | See calcs below. | CA Title 20
| HID to CFL Wallpack | HID | CFL Wallpack | 26.15% | 50W HPS to 42W CFL (65W to 48W system wattages) | CA Title 21 | http://www.nstar.com/docs3/application_forms/retro-codes.pdf
| Fluorescent to LED Case Lights | Fluorescent Case Lights | LED Case Lights | 36% | Demonstration Assessment of LED Freezer Case Lighting, PNNL for DOE 2009 | CA Title 22 | http://apps1.eere.energy.gov/buildings/publications/pdfs/ssl/gateway_freezer-case.pdf
| Linear fluorescent to H.E. T-8 (RESIDENTIAL) | Base Efficiency T8 / T12 | High Efficiency T8 (Residential) | 31.27% | 2F32SSE (60 W T8) and 2F40SSE (72 W T12) to 2F28EEE ( 48 W High-eff T8) from MA retrofit program guide. Assuming 82% T12, and 18% T8 saturation based on the results of 2013 CLASS. | DOE rule 10 CFR Part 430 | http://www.nstar.com/docs3/application_forms/retro-codes.pdf | http://www1.eere.energy.gov/buildings/appliance_standards/product.aspx/productid/70
| Linear T8/ code compliant T12 to H.E. T-8 (RESIDENTIAL) | Base Efficiency T8 | High Efficiency T8 (Residential) | 20% | Assuming 100% T8s to High-eff T8s. 2F32SSE to 2F28EEE | DOE rule 10 CFR Part 431 | http://www.nstar.com/docs3/application_forms/retro-codes.pdf | http://www1.eere.energy.gov/buildings/appliance_standards/product.aspx/productid/70
| Linear fluorescent to H.E. T-8/T-5 (COMMERCIAL) | Base Efficiency T8 /T12 | High Efficiency T8 / T5 | 18.46% | 2F32SSE (60 W T8) and 2F40SSE (72 W T12) to 2F27EEE ( 48 W High-eff T8) from MA retrofit program guide. 20% of fixtures already house high efficiency lamps. | DOE rule 10 CFR Part 432 | http://www.nstar.com/docs3/application_forms/retro-codes.pdf | http://www1.eere.energy.gov/buildings/appliance_standards/product.aspx/productid/71 | Based on results of 2013 CSS, 80% base efficiency T8/T12 and 20% high efficiency T8/T5 except in retail and warehouse which have 70% - 30%. Based on 2013 CSS, assumed an average 80% T8 and 20% T12 in base efficiency group.
| Linear T8 / code Compliant T12 to H.E. T-8/T-5 (COMMERCIAL) | Base Efficiency T8 | High Efficiency T8 / T5 | 16% | Assuming 100% T8s to High-eff T8s. 2F32SSE to 2F28EEE. 20% of fixtures already house high efficiency lamps. | DOE rule 10 CFR Part 433 | http://www.nstar.com/docs3/application_forms/retro-codes.pdf | http://www1.eere.energy.gov/buildings/appliance_standards/product.aspx/productid/71 | Based on results of 2013 CSS, 80% base efficiency T8/T12 and 20% high efficiency T8/T5 except in retail and warehouse which have 70% - 30%.
| Linear Fluorescent to H.E. T-8/T-5 (INDUSTRIAL) | Base Efficiency T8 /T12 | High Efficiency T8 / T5 | 14.72% | 2F32SSE (60 W T8) and 2F40SSE (72 W T12) to 2F28EEE ( 48 W High-eff T8) from MA retrofit program guide. 40% of fixtures already house high efficiency lamps. | DOE rule 10 CFR Part 434 | http://www.nstar.com/docs3/application_forms/retro-codes.pdf | http://www1.eere.energy.gov/buildings/appliance_standards/product.aspx/productid/71 | Assumed 70% base efficiency T8/T12 and 30% high efficiency. Assumed 70% T8 and 30% T12 in the base efficiency group.
| Linear T8 / code Compliant T12 to H.E. T-8/T-5 (INDUSTRIAL) | Base Efficiency T8 | High Efficiency T8 / T5 | 12% | Assuming 100% T8s to High-eff T8s. 2F32SSE to 2F28EEE. 40% of fixtures already house high efficiency lamps. | DOE rule 10 CFR Part 435 | http://www.nstar.com/docs3/application_forms/retro-codes.pdf | http://www1.eere.energy.gov/buildings/appliance_standards/product.aspx/productid/71 | Assumed 70% base efficiency T8/T12 and 30% high efficiency.
| Linear fluorescent to LED panel (RESIDENTIAL) | Base Efficiency T8 / T12 | LED Panel Lighting | 35.17% | Based on average retrofit office scenario (page 12) assuming LED luminaire is 50 watts. The T8 fixture is 2x32 watts, the equivalent T12 fixture is 2x40 watts. Assuming 82% T12, and 18% T8 saturation based on the results of 2013 CLASS. | DOE rule 10 CFR Part 435
| Linear T8 /code compliant T12 to LED panel (RESIDENTIAL) | Base Efficiency T8 | LED Panel Lighting | 21.88% | Based on average retrofit (page 12) | DOE rule 10 CFR Part 437 | Lighting Calculations in the LED Era, by James Benya, Developed for Cree LED Lighting, Final version June 30, 2012
| Linear fluorescent to LED panel (COMMERCIAL) | Base Efficiency T8 / T12 | LED Panel Lighting | 25.6% | Based on average retrofit office scenario (page 12) assuming LED luminaire is 50 watts. The T8 fixture is 2x32 watts, the equivalent T12 fixture is 2x40 watts. | DOE rule 10 CFR Part 436 | Lighting Calculations in the LED Era, by James Benya, Developed for Cree LED Lighting, Final version June 30, 2011 | http://www.nema.org/gov/energy/efficiency/upload/2012_Standards_for_General_Service_Flr_Lps.pdf#xml=http://search.nema.org/texis/search/pdfhi.txt?query=t12&pr=nema.org&prox=page&rorder=500&rprox=500&rdfreq=500&rwfreq=500&rlead=500&rdepth=0&sufs=0&order=r&cq=&id=4b4d833c61
| Linear T8 /code compliant T12 to LED panel (COMMERCIAL) | Base Efficiency T8 | LED Panel Lighting | 21.88% | Based on average retrofit (page 12) | DOE rule 10 CFR Part 437 | Lighting Calculations in the LED Era, by James Benya, Developed for Cree LED Lighting, Final version June 30, 2012 | http://www.nema.org/gov/energy/efficiency/upload/2012_Standards_for_General_Service_Flr_Lps.pdf#xml=http://search.nema.org/texis/search/pdfhi.txt?query=t12&pr=nema.org&prox=page&rorder=500&rprox=500&rdfreq=500&rwfreq=500&rlead=500&rdepth=0&sufs=0&order=r&cq=&id=4b4d833c61
| Linear Fluorescent to LED Parking | Linear Fluorescent T8 /T12 | LED Parking | 35.9% | See calcs below, assumes a 20-80 split between T12 and T8 usage. | DOE rule 10 CFR Part 438 |  | http://www.nema.org/gov/energy/efficiency/upload/2012_Standards_for_General_Service_Flr_Lps.pdf#xml=http://search.nema.org/texis/search/pdfhi.txt?query=t12&pr=nema.org&prox=page&rorder=500&rprox=500&rdfreq=500&rwfreq=500&rlead=500&rdepth=0&sufs=0&order=r&cq=&id=4b4d833c61 | Also refered to Cadmus memo to CPUC Codes & Standards Management Team re:Potential Energy Savings and Compliance: General Service Fluorescent Lamps dated Oct 15, 2013.
| Linear Fluorescent T8 to LED Parking | Linear Fluorescent T8 | LED Parking | 33.33% | see calcs below | DOE rule 10 CFR Part 439 |  | http://www.nema.org/gov/energy/efficiency/upload/2012_Standards_for_General_Service_Flr_Lps.pdf#xml=http://search.nema.org/texis/search/pdfhi.txt?query=t12&pr=nema.org&prox=page&rorder=500&rprox=500&rdfreq=500&rwfreq=500&rlead=500&rdepth=0&sufs=0&order=r&cq=&id=4b4d833c61 | Also refered to Cadmus memo to CPUC Codes & Standards Management Team re:Potential Energy Savings and Compliance: General Service Fluorescent Lamps dated Oct 15, 2013.
| Traffic Signals (Incandescent to LED) | Incandescent Traffic Signal | Led Traffic Signal | 83.33% |  | CA Title 20
| Exit signs (Incandescent to LEC) | Incandescent | LEC | 98.75% | 40 W incandescent replaced by 0.5 W LEC | EPACT 2005 | LED is required by code. | http://www.energystar.gov/ia/business/small_business/led_exitsigns_techsheet.pdf | http://limelite.com/exit-lites
| Exit Signs (LED to LEC) | LED | LEC | 87.5% | 4 W LED replaced by 0.5 W LEC | EPACT 2005 | LED is required by code. | http://www.energystar.gov/ia/business/small_business/led_exitsigns_techsheet.pdf | http://limelite.com/exit-lites
| 30% | Estimate of the percentage of all pole-mounted exterior lighting applications affected by the 2013 Titel 24 requirement for bi-level lighting, which applies to luminaires installed less than 24 feet high.
Control Replacement Savings Value
| Control Savings Classification | Total Savings, % | Sector Type | Building Type | Space Type | Measure Types | With Luminaire Retrofit? | Source | Notes | Measure Definition | Use in the Workbook? | Pre & Post Metering? | Sample (n) Size
| Occupancy | 24% | All | All | Not Specified | Occupancy sensors, time clocks, energy management system | No | Williams et al., 2012 |  | Adjustment of light levels according to the presence of occupants | Yes
|  | 22% | Nonresidential | Office | Not specified | Not specified | No | Williams et al, 2012 |  |  | Yes | Both Pre & Post | 23
|  | 31% | Nonresidential | Warehouse | Not specified | Not specified | No | Williams et al., 2012 | Small sample size |  | Yes | Both Pre & Post | 1
|  | 45% | Nonresidential | Lodging | Not specified | Not specified | No | Williams et al., 2012 | Small sample size |  | Yes | Both Pre & Post | 0
|  | 18% | Nonresidential | Education | Not specified | Not specified | No | Williams et al., 2012 | Small sample size |  | Yes | Both Pre & Post | 7
|  | - | Non-Residential | Retail (other than mall) | Not specified | Not specified | No | Williams, et al, 2012 |  |  |  | Both Pre & Post | 3
|  | - | Non-Residential | Healthcare inpatient | Not specified | Not specified | No | Williams, et al, 2012 |  |  |  | Both Pre & Post | 0
|  | 36% | Nonresidential | Public assembly | Not specified | Not specified | No | Williams et al., 2012 | Small sample size |  |  | Both Pre & Post | 1
|  | 23% | Nonresidential | Healthcare outpatient | Not specified | Not specified | No | Williams et al., 2012 | Small sample size |  |  | Both Pre & Post | 0
|  | 7% | Nonresidential | Other | Not specified | Not specified | No | Williams et al., 2012 | Small sample size |  |  | Both Pre & Post | 1
|  | 10% | Nonresidential | Office | Open interior office | ONLY: Occupancy sensors | Presumed no | Lighting Controls For Offices and Public Buildings, December 2000 | Baseline of wall switches.
|  | 10% | Nonresidential | Office | Open interior office | ONLY: Timeclock / Schedule | Presumed no | Lighting Controls For Offices and Public Buildings, December 2000 | One building.
|  | 22% | Nonresidential | Varied | Break Room | ONLY: Occupancy sensors | Presumed no | VonNeida et al., August 2000 | Averaged four different shut-off settings (5, 10, 15, 20 minutes)
|  | 55% | Nonresidential | Varied | Classroom | ONLY: Occupancy sensors | Presumed no | VonNeida et al., August 2000 | Averaged four different shut-off settings (5, 10, 15, 20 minutes)
|  | 44% | Nonresidential | Varied | Conference Room | ONLY: Occupancy sensors | Presumed no | VonNeida et al., August 2000 | Averaged four different shut-off settings (5, 10, 15, 20 minutes)
|  | 33% | Nonresidential | Varied | Private Office | ONLY: Occupancy sensors | Presumed no | VonNeida et al., August 2000 | Averaged four different shut-off settings (5, 10, 15, 20 minutes)
|  | 53% | Nonresidential | Varied | Restroom | ONLY: Occupancy sensors | Presumed no | VonNeida et al., August 2000 | Averaged four different shut-off settings (5, 10, 15, 20 minutes)
|  | 65% | Nonresidential | Office | Stairwells | Bi-level | Yes | SCE, October 2011 | Demonstration study in two buildings in Southern California. | Savings were calculated as 45-55% for corridors and 65% for stairwells. | No | Both Pre & Post | 2
|  | 50% | Nonresidential | Office | Corridor | Bi-level | Yes | SCE, October 2011 | Demonstration study in two buildings in Southern California. | Savings were calculated as 45-55% for corridors and 65% for stairwells. | No | Both Pre & Post | 2
|  | 43% | Nonresidential | Office | Lobbies/Corridors | Bi-level | N/A | Calculated based on SCE, October 2011 and NC3 database | Calculated |  | No
|  | 30% | Non-Residential | All Observed / Not Specified | Parking | ONLY: Bi-level |  |  | Source from CLTC unavailable
|  | 22% | Nonresidential | Parking Garage | N/A | Bi-level | N/A | California Utilities Statewide Codes and Standards Team, October 2011 | Simulated |  |  | Simulation
|  | 5% | Nonresidential | Not Specified | N/A | ONLY: Shut-off | N/A | Cadmus Professional Estimate | Estimate | occupant sensing control, automatic time-switch control, signal from anotherbuilding system, or other control capable of automatically shutting OFF all of the lighting when the space is typically unoccupied | Yes
| Daylighting | 28% | All Observed / Not Specified | All Observed / Not Specified | Not Specified | Photosensors, time clocks | No | Williams, et al, 2012 |  | Adjustment of light levels automatically in response to the presence of natural light | Yes
|  | 27% | Non-Residential | Office | Not specified | Not specified | No | Williams, et al, 2012 |  |  |  | Both Pre & Post | 23
|  | 28% | Non-Residential | Warehouse | Not specified | Not specified | No | Williams, et al, 2012 | small sample size |  |  | Both Pre & Post | 4
|  | - | Non-Residential | Lodging | Not specified | Not specified | No | Williams, et al, 2012 |  |  |  | Both Pre & Post | 2
|  | 29% | Non-Residential | Education | Not specified | Not specified | No | Williams, et al, 2012 | small sample size |  |  | Both Pre & Post | 5
|  | 29% | Non-Residential | Retail (other than mall) | Not specified | Not specified | No | Williams, et al, 2012 | small sample size |  |  | Both Pre & Post | 0
|  | - | Non-Residential | Healthcare inpatient | Not specified | Not specified | No | Williams, et al, 2012 |  |  |  | Both Pre & Post | 0
|  | 36% | Non-Residential | Public assembly | Not specified | Not specified | No | Williams, et al, 2012 | small sample size |  |  | Both Pre & Post | 2
|  | - | Non-Residential | Healthcare outpatient | Not specified | Not specified | No | Williams, et al, 2012 |  |  |  | Both Pre & Post | 1
|  | 18% | Non-Residential | Other | Not specified | Not specified | No | Williams, et al, 2012 | small sample size |  |  | Both Pre & Post | 1
|  | 25% | Non-Residential | Office | Open perimeter office | ONLY: Automatic Daylighting | Presumed no | Lighting Controls For Offices and Public Buildings, December 2000 | Federal GSA office building, San Francisco, CA. Basline of wall switches.
|  | 19% | Non-Residential | Parking Garage | Not specified | ONLY: Automatic Daylighting | No | California Utilities Statewide Codes and Standards Team, Oct 2011 | CASE initiative report
| Personal or Task Tuning | 31% | All Observed / Not Specified | All Observed / Not Specified | Not Specified | Dimmers, wireless on-off switches, bi-level switches, computer- based controls, pre-set scene selection | No | Williams, et al, 2012 |  | Adjustment of individual light levels by occupants according to their personal preferences; applies, for example, to private offices, workstation-specific lighting in open-plan offices, and classrooms | Yes
|  | 35% | Non-Residential | Office | Not specified | Not specified | No | Williams, et al, 2012 |  |  |  | Both Pre & Post | 13
|  | - | Non-Residential | Warehouse | Not specified | Not specified | No | Williams, et al, 2012 |  |  |  | Both Pre & Post | 0
|  | - | Non-Residential | Lodging | Not specified | Not specified | No | Williams, et al, 2012 |  |  |  | Both Pre & Post | 0
|  | 6% | Non-Residential | Education | Not specified | Not specified | No | Williams, et al, 2012 | small sample size |  |  | Both Pre & Post | 2
|  | - | Non-Residential | Retail (other than mall) | Not specified | Not specified | No | Williams, et al, 2012 |  |  |  | Both Pre & Post | 0
|  | - | Non-Residential | Healthcare inpatient | Not specified | Not specified | No | Williams, et al, 2012 |  |  |  | Both Pre & Post | 0
|  | - | Non-Residential | Public assembly | Not specified | Not specified | No | Williams, et al, 2012 |  |  |  | Both Pre & Post | 0
|  | - | Non-Residential | Healthcare outpatient | Not specified | Not specified | No | Williams, et al, 2012 |  |  |  | Both Pre & Post | 0
|  | - | Non-Residential | Other | Not specified | Not specified | No | Williams, et al, 2012 |  |  |  | Both Pre & Post | 0
| Institutional Tuning | 36% | All Observed / Not Specified | All Observed / Not Specified | Not Specified | Dimmable ballasts, on-off or dimmer switches for non- personal lighting | No | Williams, et al, 2012 |  | (1) Adjustment of light levels through commissioning and technology to meet location- specific needs or building policies; or (2) provision of switches or controls for areas or groups of occupants; examples of the former include high-end trim dimming (also known as ballast tuning or reduction of ballast factor), task tuning, and lumen maintenance | Yes
|  | 36% | Non-Residential | Office | Not specified | Not specified | No | Williams, et al, 2012 |  |  |  | Both Pre & Post | 11
|  | - | Non-Residential | Warehouse | Not specified | Not specified | No | Williams, et al, 2013 |  |  |  | Both Pre & Post | 0
|  | - | Non-Residential | Lodging | Not specified | Not specified | No | Williams, et al, 2012 |  |  |  | Both Pre & Post | 0
|  | - | Non-Residential | Education | Not specified | Not specified | No | Williams, et al, 2012 |  |  |  | Both Pre & Post | 0
|  | 60% | Non-Residential | Retail (other than mall) | Not specified | Not specified | No | Williams, et al, 2012 | small sample size |  |  | Both Pre & Post | 1
|  | - | Non-Residential | Healthcare inpatient | Not specified | Not specified | No | Williams, et al, 2012 |  |  |  | Both Pre & Post | 0
|  | - | Non-Residential | Public assembly | Not specified | Not specified | No | Williams, et al, 2012 |  |  |  | Both Pre & Post | 0
|  | - | Non-Residential | Healthcare outpatient | Not specified | Not specified | No | Williams, et al, 2012 |  |  |  | Both Pre & Post | 0
|  | - | Non-Residential | Other | Not specified | Not specified | No | Williams, et al, 2012 |  |  |  | Both Pre & Post | 0
| Multiple Measures | 38% | All Observed / Not Specified | All Observed / Not Specified | Not Specified |  | No | Williams, et al, 2012 |  |  | Yes
|  | 40% | Non-Residential | Office | Not specified | Not specified | No | Williams, et al, 2012 |  |  |  | Both Pre & Post | 24
|  | 41% | Non-Residential | Warehouse | Not specified | Not specified | No | Cadmus judgement (13% bi-level +28% daylighting) based on Williams, et al, 2012 and the California Utilities Codes and Standards Team, 2011. |  |  |  | Both Pre & Post | 0
|  | - | Non-Residential | Lodging | Not specified | Not specified | No | Williams, et al, 2012 |  |  |  | Both Pre & Post | 0
|  | 34% | Non-Residential | Education | Not specified | Not specified | No | Williams, et al, 2012 | small sample size |  |  | Both Pre & Post | 7
|  | - | Non-Residential | Retail (other than mall) | Not specified | Not specified | No | Williams, et al, 2012 |  |  |  | Both Pre & Post | 0
|  | 35% | Non-Residential | Healthcare inpatient | Not specified | Not specified | No | Williams, et al, 2012 | small sample size |  |  | Both Pre & Post | 1
|  | - | Non-Residential | Public assembly | Not specified | Not specified | No | Williams, et al, 2012 |  |  |  | Both Pre & Post | 0
|  | - | Non-Residential | Healthcare outpatient | Not specified | Not specified | No | Williams, et al, 2012 |  |  |  | Both Pre & Post | 0
|  | - | Non-Residential | Other | Not specified | Not specified | No | Williams, et al, 2012 |  |  |  | Both Pre & Post | 0
|  | 45% | Non-Residential | Office | Open office | ONLY: Occupancy sensors & Daylight dimming | Presumed no | Lighting Controls For Offices and Public Buildings, December 2000 | Federal GSA office building, San Francisco, CA
|  | 33% | Non-Residential | Office | Open perimeter office | ONLY: Occupancy sensors & Daylight dimming | Presumed no | Lighting Controls For Offices and Public Buildings, December 2000 | Federal GSA office building, San Francisco, CA. Basline of wall switches.
|  | 33% | Non-Residential | Office | Open perimeter office | ONLY: Occupancy sensors & Timeclock / Schedule | Presumed no | Lighting Controls For Offices and Public Buildings, December 2000 | Federal GSA office building, San Francisco, CA. Basline of wall switches.
|  | 30.71% | Non-Residential | Office | Open & closed office, conference rooms, corridors, transition spaces | All | No | Rubinstein et al, September 2012 |  |  |  | Both Pre & Post | 5
|  | 41% | Non-Residential | Parking Garage | Not specified | Bi-level and Daylighting | No | California Utilities Statewide Codes and Standards Team, Oct 2011 | CASE initiative report |  |  | Simulation
|  | 20% | Non-Residential | Not specified | Not specified | Shut-off and Multi-level (Tuning) | No | SCE, March 2011 and Cadmus professional judgement | 15% saving is the default saving assumption for multi-level controls. 5% is saving estimate by Cadmus for shut-off controls. |  | Yes
Controls Source Details
|  | Abbreviated Citation | Fulll Citation | Link | Population Description | Circa Date | Reviewed For
|  | Williams et al., 2012 | Williams, A., Atkinson, B., Garbesi, K., Page, E., and Rubinstein, F., “Lighting Controls in Commercial Buildings,” Leukos Vol 8, No 3, January 2012, p. 161-180 | http://www.ies.org/leukos/samples/1_Jan12.pdf | Meta-study | 2012-01-01 | All control strategies
|  | Lighting Controls For Offices and Public Buildings, December 2000 | Energy Efficiency and Renewable Energy (EERE) Federal Energy Management Program (FEMP), LT-8: How to Select Lighting Controls For Offices and Public Buildings, December 2000 | http://www1.eere.energy.gov/femp/pdfs/light_controls.pdf | Case Study: Federal GSA office building, San Francisco, California. | 2000-12-01 | All control strategies
|  | VonNeida et al., August 2000 | VonNeida, B., Maniccia, D., and Tweed, A, An analysis of the energy and cost savings potential of occupancy sensors for commercial lighting systems, IES Paper #43, August 2000 | http://www.lrc.rpi.edu/resources/pdf/dorene1.pdf | M&V study of sixty organizations chosen from active participants in the US. Environmental Protection Agency’s Green Lights Program. | 2000-08-01 | Occupancy
|  | Rubinstein et al, September 2012 | Wei, J., Enscoe, A., and Rubinstein, F., Responsive Lighting Solutions, Prepared for the General Services Administration, Lawrence Berkeley National Laboratory, September 2012. | http://www.gsa.gov/graphics/pbs/GPG_RLS_Final_Report_508.pdf | 5 federal buildings in California | 2012-09-01 | Occupancy, Personal Tuning, Institutional Tuning
|  | SCE, October 2011 | Southern California Edison, Smart Corridors: Bi-level Lighting for Office Applications, Prepared for Design & Engineering Services Customer Service Business Unit, October 2011. | http://cltc.ucdavis.edu/publication/sce-smart-corridors-bi-level-lighting-office-applications | Two advanced lighting control technologies were installed in a class A office building in Long Beach and an educational building in Irvine, California. | 2011-10-01 | Occupancy (bi-level)
|  | SCE, March 2011 | Southern California Edison, Requirements for controllable lighting, 2013 California Building Energy Efficiency Standards, Codes and Standards Enhancement Initiative, Prepared by Avery, D., Benya, J., Neils, M., Rubinstein, F., Neils, D., March 2011. | http://www.energy.ca.gov/title24/2013standards/prerulemaking/documents/current/Reports/Nonresidential/Lighting_Controls_Bldg_Power/2013_CASE_NR_Controllable_Lighting.pdf | N/A | 2011-03-01 | Multi-level controls as defined in California Title 24, 2013
|  | California Utilities Statewide Codes and Standards Team, September 2011 | California Utilities Statewide Codes and Standards Team, Automated Lighting Controls and Switching Requirements in Warehouses and Libraries, for 2013 California Building Energy Efficiency Standards, Codes and Standards Enhancement Initiative, September 2011. | http://www.energy.ca.gov/title24/2013standards/prerulemaking/documents/current/Reports/Nonresidential/Lighting_Controls_Bldg_Power/2013_CASE_NR_Lighting_in_Warehouses_and_Libraries_Oct_2011.pdf | N/A | 2011-09-01 | Multiple (i.e., combination of) – occupancy and daylighting
|  | California Utilities Statewide Codes and Standards Team, October 2011 | California Utilities Statewide Codes and Standards Team, Parking Garage Lighting and Control, for 2013 California Building Energy Efficiency Standards, Codes and Standards Enhancement Initiative, October 2011. | http://www.energy.ca.gov/title24/2013standards/prerulemaking/documents/current/Reports/Nonresidential/Lighting_Controls_Bldg_Power/2013_CASE_NR_Parking_Garage_Lighting_and_Controls_Oct_2011.pdf | N/A | 2011-10-01 | Occupancy and Daylighting
| NOTE: | Engineering judgment is used to apply many of these sources, and mapping assumptions are observable from links to source data.
| NOTE: | Baseline conditions for many control studies are not as well documented as preferred. The designation "Manual Switch / Schedule" is used for applications where a more rigorous schedule of manual light control is considered typical (i.e. an industrial building where large banks of lights are manually controlled on a shift-basis).
HID to LED
| Application | HID Rated Watts | HID Actual Watts | LED Retro Rated | LED Actual Watts | Savings % | AVG Saving % | HID code compliant Watts | HID Actual Watts | LED Actual Watts | Savings % | AVG Saving %
| http://www.howard-lighting.com/Documents/ProductLiterature/HIDToLEDCrossReference.pdf | MH | http://www.nstar.com/docs3/application_forms/retro-codes.pdf |  | http://www.howard-lighting.com/Documents/ProductLiterature/HIDToLEDCrossReference.pdf |  |  | http://www.nstar.com/docs3/application_forms/retro-codes.pdf |  | http://www.howard-lighting.com/Documents/ProductLiterature/HIDToLEDCrossReference.pdf
|  | 70 | 90 |  |  |  | 53.91% | 70 | 92.5 | 36 | 61.08% | 50.42%
|  | 100 | 120 |  |  |  |  | 100 | 125 | 48 | 61.6%
|  | 150 | 190 |  |  |  |  | 150 | 175 | 83 | 52.57%
|  | 175 | 205 |  | 89 | 56.59% |  | 200 | 234 | 139 | 40.6%
|  | 250 | 270 |  | 141 | 47.78% |  | 250 | 282.5 | 157 | 44.42%
|  | 400 | 455 |  | 194 | 57.36% |  | 400 | 445 | 257 | 42.25%
|  | HPS | http://www.nstar.com/docs3/application_forms/retro-codes.pdf |  | http://www.howard-lighting.com/Documents/ProductLiterature/HIDToLEDCrossReference.pdf |  |  | http://www.nstar.com/docs3/application_forms/retro-codes.pdf
|  | 70 | 95 |  | 18 | 81.05% | 73.44%
|  | 100 | 130 |  | 29 | 77.69%
|  | 150 | 190 |  | 50 | 73.68%
|  | 250 | 295 |  | 93 | 68.47%
|  | 400 | 460 |  | 155 | 66.3%
Linear Fluorescent to LED
|  | Lin. FL. Rated Watts | Lin. FL. Actual Watts | LED Retro Rated | LED Actual Watts | Savings %
|  |  | http://www.nstar.com/docs3/application_forms/retro-codes.pdf | http://synergylightingusa.com/wp-content/uploads/2011/07/Optec-LED-Lighting-Area-Light-C0820-Cut-Sheet-11-0705.pdf
| T8 2F32SSE to CO820-40W | 64 | 60 | 40 | 40 | 35.9% | Assumes a 80-20 split between T8 and T12 lighting.
| T12 2F40SSE to CO820-40W | 80 | 72
| T8 2F32SSE to CO820-40W | 64 | 60 | 40 | 40 | 33.33%
Source: Leukos Vol 8 No 3, January 2012, p. 161-180, "Lighting Controls in Commercial Buildings," Alison Williams, Barbara Atkinson PE, Karina Garbesi PhD, Erik Page PE, and Francis Rubinstein FIES
Note on L53: Sahar Abbaszadeh: Allen, thinks that for future versions we should have the formulas look-up building sub-sector specific values from the table and have the Y/N in this column be the indicator of whether that value is reliable to be used on the workbook (e.g. is based on a large sample, or based on pre- and post-evaluation)
Note on L59: Sahar Abbaszadeh: Complete these fields based on whether values used in workbook

## Ref-ResSources (hidden)
[9 empty] | https://websafe.kemainc.com/projects62/Default.aspx?tabid=190 |  |  |  | http://aceee.org/files/proceedings/2010/data/papers/2225.pdf
[9 empty] | CLASS 2012 Data - Avg. Total Watts by Room (All Residential) |  |  |  | California Residential Lighting Metering Study - Table 6, HOU by Room type
| CALIFORNIA ENERGY DEMAND 2014‐2024 FINAL FORECAST Volume 2: Electricity Demand by Utility Planning Area JANUARY 2014 CEC‐200‐2013‐004‐V2‐CMF | [7 empty] | Average Lamp Wattage by Base Type - Total , Report Year: 2012 , Weighting Scheme: Census Weights, Group By: [Room] , Filters: None
| http://www.energyalmanac.ca.gov/electricity/electricity_stats/index.html |  | Posted March 2014 | [5 empty] | Room | Total Watts | Yr Use/room (kWh) |  |  | Bathroom | 1.4
[9 empty] | Bathroom - 1 | 157.234 | 80.3466 |  |  | Bedroom | 1.7
| 2015 Usage in GWh | [7 empty] | Bathroom - 2 | 176.407 | 90.144 |  |  | Dining | 1.9
|  | Residential Lighting | [6 empty] | Bathroom - 3 | 203.582 | 104.0304 |  |  | Garage | 1.2
| PG & E | 4280.1399 | [6 empty] | Bathroom - 4 | 199.87 | 102.1336 |  |  | Hall/Entry | 1.2
| SDG&E | 997.4046 | [6 empty] | Bathroom - 5 | 213.319 | 109.006 |  |  | Kitchen | 2.5
| SCE | 4512.2563 | [6 empty] | Bathroom - 6 | 268.603 | 137.2561 |  |  | Living | 2.3
[9 empty] | Bathroom - 7 | 77.272 | 39.486 |  |  | Office | 1.6
| 2015 Total IOU Lighting Consumption |  |  | 9789.8007 | GWh |  |  |  | Bathroom - Master | 264.815 | 135.3205 |  |  | Other | 1.4
[9 empty] | Bedroom - 1 | 136.906 | 84.9502
[9 empty] | Bedroom - 2 | 119.414 | 74.0964 |  |  | All Exterior | 3.9
Average Hours of Lighting Use by Room Type | [8 empty] | Bedroom - 3 | 121.36 | 75.3039
| Room Type | Hrs of Operation | Annual Use/Room (kWh/yr) | Rank |  |  |  |  | Bedroom - 4 | 116.189 | 72.0953
| Bathroom | 1.8 | 251 | 3 |  |  |  |  | Bedroom - 5 | 128.858 | 79.9564
| Bedroom | 1.1 | 215 | 5 |  |  |  |  | Bedroom - 6 | 110.766 | 68.7303
| Closet | 1.1 | 19 | 13 |  |  |  |  | Bedroom - 7 | 115.23 | 71.5002
| Dining Room | 2.5 | 55 | 10 |  |  |  |  | Bedroom - 8 | 303 | 188.0115
| Family | 1.8 | 74 | 8 |  |  |  |  | Bedroom - Master | 208.986 | 129.6758
| Garage | 1.5 | 103 | 7 |  |  |  |  | Closet | 99.304 | 50.7443
| Hall | 1.5 | 171 | 6 |  |  |  |  | Dining Room | 204.564 | 141.8651
| Kitchen | 3 | 322 | 2 |  |  |  |  | Exterior - Entry | 93.324 | 132.8467
| Living Room | 2.5 | 352 | 1 |  |  |  |  | Exterior - Other | 270.62 | 385.2276
| Office | 1.7 | 37 | 11 |  |  |  |  | Exterior - Porch/Patio | 155.907 | 221.9336
| Outdoor | 2.1 | 248 | 4 |  |  |  |  | Garage | 193.056 | 84.5585
| Utility Room | 2 | 67 | 9 |  |  |  |  | Hallway | 180.168 | 78.9136
| Other | 0.8 | 32 | 12 |  |  |  |  | Kitchen | 241.044 | 219.9527
| Total | 1.9 | 1946 |  | weighted ave hours of use |  |  |  | Laundry/Utility Room | 70.685 | 36.12
| Source: Table 5-9, p 40. U.S. Lighting Market CharacterizationVolume I: National Lighting Inventory and Energy Consumption Estimate Final ReportPrepared by Navigant Consulting, Inc.for U.S. Department of Energy Office of Energy Efficiency and Renewable En |  |  |  | interior | 2.1025 |  |  | Living Room | 266.249 | 223.516
[9 empty] | Office | 166.731 | 97.3709
[9 empty] | Other | 214.629 | 109.6754
| 2008 DEER Update - Summary of Revisions December 2008 | [7 empty] | Lighting Application Group |  |  | % of total
| Residential Lighting HOU |  | 2.18 | [5 empty] | Interior Living Total |  | 1527.0247 | 44.59%
| page 15 | [7 empty] | Interior Support Total |  | 1157.735 | 33.8%
[9 empty] | Exterior |  | 740.0079 | 21.61%
[9 empty] | Total |  | 3424.7676
KEMA socket inventory 08-09
sum of total wattage consumed by various lamps in different socket types; interior only
|  | Row Labels | Medium Screw-based | Other | Pin-based | Small Screw-based | Unknown | Grand Total
|  | CFL | 180628 |  | 15708 | 1472 | 795 | 198603
|  | Fluorescent | 1407 |  | 250240 |  | 60 | 251707
|  | Halogen | 79798 | 2070 | 154259 | 3315 | 600 | 240042
|  | High-intensity Discharge |  | 100 |  |  |  | 100
|  | Incandescent | 1490611 | 912 |  | 201144.4 | 4684.5 | 1697351.9
|  | LED | 51.3 | 0.46 | 193 | 33.5 |  | 278.26
|  | Other |  |  | 200 |  |  | 200
Socket Empty
|  | Unknown | 2701 |  |  |  | 575 | 3276
|  | Grand Total | 1755196.3 | 3082.46 | 420600 | 205964.9 | 6714.5 | 2391558.16
% breakdown by wattage
|  | Row Labels | Medium Screw-based | Other | Pin-based | Small Screw-based | Unknown | Grand Total
|  | CFL | 7.553% | 0% | 0.6568% | 0.06155% | 0.03324% | 8.304%
|  | Fluorescent | 0.05883% | 0% | 10.46% | 0% | 0.002509% | 10.52%
|  | Halogen | 3.337% | 0.08655% | 6.45% | 0.1386% | 0.02509% | 10.04%
|  | High-intensity Discharge | 0% | 0.004181% | 0% | 0% | 0% | 0.004181%
|  | Incandescent | 62.33% | 0.03813% | 0% | 8.411% | 0.1959% | 70.97%
|  | LED | 0.002145% | 1.923e-05% | 0.00807% | 0.001401% | 0% | 0.01164%
|  | Other | 0% | 0% | 0.008363% | 0% | 0% | 0.008363%
|  | Socket Empty | 0% | 0% | 0% | 0% | 0% | 0%
|  | Unknown | 0.1129% | 0% | 0% | 0% | 0.02404% | 0.137%
|  | Grand Total | 73.39% | 0.1289% | 17.59% | 8.612% | 0.2808% | 100%
interior vs exterior split by wattage
|  |  | Exterior | Interior | Grand Total
|  | Row Labels | Exterior
|  | CFL | 23958 | 198603 | 222561
|  | Fluorescent | 5257 | 251707 | 256964
|  | Halogen | 100360 | 240042 | 340402
|  | High-intensity Discharge | 295 | 100 | 395
|  | Incandescent | 188985 | 1697351.9 | 1886336.9
|  | LED | 4.5 | 278.26 | 282.76
|  | Other | 70 | 200 | 270
Socket Empty
|  | Unknown | 155 | 3276 | 3431
|  | Grand Total | 319084.5 | 2391558.16 | 2710642.66
|  | % | 11.77% | 88.23% | 100%
exterior wattage
|  | Row Labels | Medium Screw-based | Other | Pin-based | Small Screw-based | Unknown | Grand Total
|  | CFL | 20657 | 650 | 2369 | 212 | 70 | 23958
|  | Fluorescent | 52 |  | 5205 |  |  | 5257
|  | Halogen | 60812 | 430 | 36766 | 72 | 2280 | 100360
|  | High-intensity Discharge | 50 | 175 |  |  | 70 | 295
|  | Incandescent | 156743 |  |  | 32032 | 210 | 188985
|  | LED |  |  |  | 4.5 |  | 4.5
|  | Other |  |  |  |  | 70 | 70
Socket Empty
|  | Unknown | 35 |  |  |  | 120 | 155
|  | Grand Total | 238349 | 1255 | 44340 | 32320.5 | 2820 | 319084.5
% exterior by wattage
|  | Row Labels | Medium Screw-based | Other | Pin-based | Small Screw-based | Unknown | Grand Total
|  | CFL | 6.474% | 0.2037% | 0.7424% | 0.06644% | 0.02194% | 7.508%
|  | Fluorescent | 0.0163% | 0% | 1.631% | 0% | 0% | 1.648%
|  | Halogen | 19.06% | 0.1348% | 11.52% | 0.02256% | 0.7145% | 31.45%
|  | High-intensity Discharge | 0.01567% | 0.05484% | 0% | 0% | 0.02194% | 0.09245%
|  | Incandescent | 49.12% | 0% | 0% | 10.04% | 0.06581% | 59.23%
|  | LED | 0% | 0% | 0% | 0.00141% | 0% | 0.00141%
|  | Other | 0% | 0% | 0% | 0% | 0.02194% | 0.02194%
|  | Socket Empty | 0% | 0% | 0% | 0% | 0% | 0%
|  | Unknown | 0.01097% | 0% | 0% | 0% | 0.03761% | 0.04858%
|  | Grand Total | 74.7% | 0.3933% | 13.9% | 10.13% | 0.8838% | 100%
interior lighting by wattage
Values
|  | Row Labels | Sum of Total wattage | Sum of Socket Count | Average Wattage/Socket
|  | CFL | 198603 | 11644 | 17.0563
|  | Medium Screw-based | 180628 | 10555 | 17.113
|  | Pin-based | 15708 | 905 | 17.3569
|  | Small Screw-based | 1472 | 132 | 11.1515
|  | Unknown | 795 | 52 | 15.2885
|  | Fluorescent | 251707 | 7099 | 35.4567
|  | Medium Screw-based | 1407 | 49 | 28.7143
|  | Pin-based | 250240 | 7048 | 35.5051
|  | Unknown | 60 | 2 | 30
|  | Halogen | 240042 | 3534 | 67.9236
|  | Medium Screw-based | 79798 | 1261 | 63.2815
|  | Other | 2070 | 25 | 82.8
|  | Pin-based | 154259 | 2194 | 70.3095
|  | Small Screw-based | 3315 | 46 | 72.0652
|  | Unknown | 600 | 8 | 75
|  | High-intensity Discharge | 100 | 2 | 50
|  | Other | 100 | 2 | 50
|  | Incandescent | 1697351.9 | 29731 | 57.0903
|  | Medium Screw-based | 1490611 | 24257 | 61.4508
|  | Other | 912 | 7 | 130.2857
|  | Small Screw-based | 201144.4 | 5376 | 37.4153
|  | Unknown | 4684.5 | 91 | 51.478
|  | LED | 278.26 | 43 | 6.4712
|  | Medium Screw-based | 51.3 | 7 | 7.3286
|  | Other | 0.46 | 1 | 0.46
|  | Pin-based | 193 | 25 | 7.72
|  | Small Screw-based | 33.5 | 10 | 3.35
|  | Other | 200 | 2 | 100
|  | Pin-based | 200 | 2 | 100
|  | Unknown | 3276 | 30 | 109.2
|  | Medium Screw-based | 2701 | 23 | 117.4348
|  | Unknown | 575 | 7 | 82.1429
|  | Grand Total | 2391558.16 | 52085
Residential Lighting: Shedding Light on the Remaining Savings Potential in CA
|  | KEMA report | 26%
|  | Residential Space | Luminaire | Controls
|  | Kitchen | 50% of total rated wattage has to be high-efficacy. 50 watts (in d.u.s smaller than 2500 s.f.) and 100 watts in d.u.s larger than 2500 s.f.) can be excluded if all lighting in the kitchen is controlled by vacancy sensors or dimmers. | No requirement, unless you want to take exception to the high-efficacy requirement, in which case all lighting has to be controlled by either vacancy sensor or dimmers.
|  | Bathroom | A minimum of one high-efficacy luminaire. All other have to be either high efficacy or controlled by vacancy sensors. | Vacancy sensor for all non-high efficacy luminaires.
|  | Garage, Laundry rooms, Utility rooms | All have to be either high efficacy or controlled by vacancy sensors. | Vacancy sensor for all non-high efficacy luminaires.
|  | All other indoor | All have to be either high efficacy or controlled by either vacancy sensors or dimmers. | Vacancy sensor or dimmers for non-high efficacy lighting.
|  | Outdoor lighting – single family | All permanently mounted luminaires have to be either high efficacy or controlled by motion sensor or time-clock. | Motion sensor or time-clock for non-high efficacy lighting.
|  | Outdoor lighting – multi-family low-rise (including carports and parking lots with less than 8 cars) | Meet outdoor lighting for single family requirements, or non-res outdoor lighting requirements.
|  | Outdoor lighting – multi-family low-rise carports, parking lots, and garages with more than 8 cars | Meet applicable non-res outdoor lighting requirements.
|  | Interior common areas of multi-family low-rise | If less than 20% of the total buildging floor area, all has to be high-efficacy or controlled by occ sensor.
If more than 20% of the floor area, follow non-res lighting requirements. And for corridors and stairwells, have to have occ sensors to reduce power down to 50%.

## Ref-2013CLASSsaturations (hidden)
DNV/GL response to Cadmus data request re: 2013 California Lighting and Appliances Saturation Survey (CLASS)
Building Sector | Building Sub-Sector | Lighting Application | Lamp Type | Installed Lighting (Watts) | Installed Lighting Saturation (%) | Baseline Control | Baseline control (Watts) | Baseline Control Saturation of Installed Watts (%) | Baseline Control Saturation of Installed Watts for Lamp Type (%) | Linear Fluorescent Installed Lighting Saturation As a % of Linear Fluorescent | Linear Fluorescent Installed Controls Saturation as a % of Linear Fluorescent
Res Interior | All Res | Living spaces | CFL Standard Medium Screw-base | 1204988748.2377 | 12.18% | Manual Switch/No Controls | 1170309553.6821 | 11.83% | 97.12%
Res Interior | All Res | Living spaces | CFL Small Screw-base | 13747239.7156 | 0.139% | Manual Switch/No Controls | 13126910.8626 | 0.1327% | 95.49%
Res Interior | All Res | Living spaces | CFL Pin Based | 79206069.0199 | 0.8006% | Manual Switch/No Controls | 77708875.7238 | 0.7854% | 98.11%
Res Interior | All Res | Living spaces | Fluorescent Circline | 38616267.0652 | 0.3903% | Manual Switch/No Controls | 36269289.5986 | 0.3666% | 93.92% | 5.508% | 99.58%
Res Interior | All Res | Living spaces | Fluorescent T12 | 516202404.5785 | 5.218% | Manual Switch/No Controls | 516202404.5785 | 5.218% | 100% | 73.62%
Res Interior | All Res | Living spaces | Fluorescent T5 or <T5 | 45286484.7454 | 0.4577% | Manual Switch/No Controls | 45121706.6854 | 0.4561% | 99.64% | 6.459%
Res Interior | All Res | Living spaces | Fluorescent T8 | 84787397.3566 | 0.857% | Manual Switch/No Controls | 84656920.7298 | 0.8557% | 99.85% | 12.09%
Res Interior | All Res | Living spaces | Fluorescent U-bend | 16259756.3949 | 0.1643% | Manual Switch/No Controls | 15930113.4409 | 0.161% | 97.97% | 2.319%
Res Interior | All Res | Living spaces | Halogen Standard Medium Screw-base | 318367828.7749 | 3.218% | Manual Switch/No Controls | 180508040.0336 | 1.824% | 56.7%
Res Interior | All Res | Living spaces | Halogen Small Screw-base | 11524678.1457 | 0.1165% | Manual Switch/No Controls | 9313723.5597 | 0.09414% | 80.82%
Res Interior | All Res | Living spaces | Halogen Pin Based | 956067888.8626 | 9.664% | Manual Switch/No Controls | 562832553.9431 | 5.689% | 58.87%
Res Interior | All Res | Living spaces | HID Standard Medium Screw-base | 3099092.5104 | 0.03132% | Manual Switch/No Controls | 3099092.5104 | 0.03132% | 100%
Res Interior | All Res | Living spaces | HID Small Screw-base | 383809.6285 | 0.003879% | Manual Switch/No Controls | 383809.6285 | 0.003879% | 100%
Res Interior | All Res | Living spaces | HID Pin Based | 848280.355 | 0.008574% | Manual Switch/No Controls | 848280.355 | 0.008574% | 100%
Res Interior | All Res | Living spaces | Incandescent Standard Medium Screw-base | 5438645840.6167 | 54.97% | Manual Switch/No Controls | 4523524927.9739 | 45.72% | 83.17%
Res Interior | All Res | Living spaces | Incandescent Small Screw-base | 1131092426.8061 | 11.43% | Manual Switch/No Controls | 851188892.4437 | 8.603% | 75.25%
Res Interior | All Res | Living spaces | Incandescent Pin Based | 5040292.8689 | 0.05095% | Manual Switch/No Controls | 5040292.8689 | 0.05095% | 100%
Res Interior | All Res | Living spaces | LED Standard Medium Screw-base | 12827617.1532 | 0.1297% | Manual Switch/No Controls | 10721354.108 | 0.1084% | 83.58%
Res Interior | All Res | Living spaces | LED Small Screw-base | 583140.287 | 0.005894% | Manual Switch/No Controls | 420260.7685 | 0.004248% | 72.07%
Res Interior | All Res | Living spaces | LED Pin Based | 15999993.798 | 0.1617% | Manual Switch/No Controls | 12407395.1629 | 0.1254% | 77.55%
Res Interior | All Res | Living spaces | Grand Total | 9893575256.9208 | 100% |  | 8119614398.6579 | 82.07% | 82.07%
Res Interior | All Res | Support Spaces | CFL Standard Medium Screw-base | 666843472.6386 | 9.76% | Manual Switch/No Controls | 660826031.4836 | 9.66% | 99.1%
Res Interior | All Res | Support Spaces | CFL Small Screw-base | 4840795.3487 | 0.07085% | Manual Switch/No Controls | 4734374.5095 | 0.06695% | 97.8%
Res Interior | All Res | Support Spaces | CFL Pin Based | 70800327.4778 | 1.036% | Manual Switch/No Controls | 70427684.563 | 1.029% | 99.47%
Res Interior | All Res | Support Spaces | Fluorescent Circline | 41439400.1008 | 0.6065% | Manual Switch/No Controls | 41000799.741 | 0.6001% | 98.94% | 3.986% | 98.91%
Res Interior | All Res | Support Spaces | Fluorescent T12 | 848298123.2018 | 12.42% | Manual Switch/No Controls | 841169305.263 | 12.31% | 99.16% | 81.59%
Res Interior | All Res | Support Spaces | Fluorescent T5 or <T5 | 7287373.0663 | 0.1067% | Manual Switch/No Controls | 7221439.6807 | 0.1057% | 99.1% | 0.7009%
Res Interior | All Res | Support Spaces | Fluorescent T8 | 129664328.3696 | 1.898% | Manual Switch/No Controls | 126920809.7456 | 1.858% | 97.88% | 12.47%
Res Interior | All Res | Support Spaces | Fluorescent U-bend | 12961210.2763 | 0.1897% | Manual Switch/No Controls | 11964287.1491 | 0.1751% | 92.31% | 1.247%
Res Interior | All Res | Support Spaces | Halogen Standard Medium Screw-base | 170073255.6797 | 2.489% | Manual Switch/No Controls | 154438133.6417 | 1.851% | 90.81%
Res Interior | All Res | Support Spaces | Halogen Small Screw-base | 8020897.26 | 0.1174% | Manual Switch/No Controls | 6708909.81 | 0.07479% | 83.64%
Res Interior | All Res | Support Spaces | Halogen Pin Based | 247500110.9076 | 3.622% | Manual Switch/No Controls | 232551592.3006 | 2.733% | 93.96%
Res Interior | All Res | Support Spaces | HID Standard Medium Screw-base | 2254254.4765 | 0.03299% | Manual Switch/No Controls | 2254254.4765 | 0.03299% | 100%
Res Interior | All Res | Support Spaces | Incandescent Standard Medium Screw-base | 4201685788.6237 | 61.49% | Manual Switch/No Controls | 4066865302.2148 | 57.76% | 96.79%
Res Interior | All Res | Support Spaces | Incandescent Small Screw-base | 407316656.3588 | 5.961% | Manual Switch/No Controls | 388751827.9668 | 5.313% | 95.44%
Res Interior | All Res | Support Spaces | Incandescent Pin Based | 2820007.685 | 0.04127% | Manual Switch/No Controls | 2820007.685 | 0.04127% | 100%
Res Interior | All Res | Support Spaces | LED Standard Medium Screw-base | 5515756.5837 | 0.08073% | Manual Switch/No Controls | 5347375.3294 | 0.07691% | 96.95%
Res Interior | All Res | Support Spaces | LED Small Screw-base | 126841.3764 | 0.001856% | Manual Switch/No Controls | 126841.3764 | 0.001856% | 100%
Res Interior | All Res | Support Spaces | LED Pin Based | 5128051.3757 | 0.07505% | Manual Switch/No Controls | 4504522.3168 | 0.06593% | 87.84%
Res Interior | All Res | Support Spaces | Grand Total | 6832576650.8072 | 100% |  | 6628633499.2536 | 93.75% | 97.02%
Res Exterior | All Res | Exterior | CFL Standard Medium Screw-base | 225825734.6213 | 8.741% | Manual Switch/No Controls | 206274691.3416 | 7.984% | 91.34%
Res Exterior | All Res | Exterior | CFL Small Screw-base | 2042755.7848 | 0.07907% | Manual Switch/No Controls | 1718622.7953 | 0.06652% | 84.13%
Res Exterior | All Res | Exterior | CFL Pin Based | 31142261.0489 | 1.205% | Manual Switch/No Controls | 22798399.4148 | 0.8824% | 73.21%
Res Exterior | All Res | Exterior | Fluorescent Circline | 678876.1309 | 0.02628% | Manual Switch/No Controls | 678876.1309 | 0.02628% | 100% |  | 96.28%
Res Exterior | All Res | Exterior | Fluorescent T12 | 50469353.2902 | 1.953% | Manual Switch/No Controls | 50469353.2902 | 1.953% | 100%
Res Exterior | All Res | Exterior | Fluorescent T5 or <T5 | 393451.3278 | 0.01523% | Manual Switch/No Controls | 393451.3278 | 0.01523% | 100%
Res Exterior | All Res | Exterior | Fluorescent T8 | 2893227.1916 | 0.112% | Manual Switch/No Controls | 2893227.1916 | 0.112% | 100%
Res Exterior | All Res | Exterior | Fluorescent U-bend | 5183715.8831 | 0.2006% | Manual Switch/No Controls | 2965989.314 | 0.1148% | 57.22%
Res Exterior | All Res | Exterior | Halogen Standard Medium Screw-base | 524546021.7537 | 20.3% | Manual Switch/No Controls | 274099435.412 | 10.61% | 52.25%
Res Exterior | All Res | Exterior | Halogen Small Screw-base | 2547664.146 | 0.09861% | Manual Switch/No Controls | 2167070.152 | 0.08388% | 85.06%
Res Exterior | All Res | Exterior | Halogen Pin Based | 353308338.9579 | 13.67% | Manual Switch/No Controls | 192065341.6049 | 7.434% | 54.36%
Res Exterior | All Res | Exterior | HID Standard Medium Screw-base | 54503984.6527 | 2.11% | Manual Switch/No Controls | 29730216.5722 | 1.151% | 54.55%
Res Exterior | All Res | Exterior | Incandescent Standard Medium Screw-base | 1128541819.9603 | 43.68% | Manual Switch/No Controls | 963128025.8743 | 37.28% | 85.34%
Res Exterior | All Res | Exterior | Incandescent Small Screw-base | 190884476.0049 | 7.388% | Manual Switch/No Controls | 174729850.59 | 6.763% | 91.54%
Res Exterior | All Res | Exterior | Incandescent Pin Based | 672429.6216 | 0.02603% | Manual Switch/No Controls | 672429.6216 | 0.02603% | 100%
Res Exterior | All Res | Exterior | LED Standard Medium Screw-base | 5162903.027 | 0.1998% | Manual Switch/No Controls | 4681368.8891 | 0.1812% | 90.67%
Res Exterior | All Res | Exterior | LED Small Screw-base | 394973.4732 | 0.01529% | Manual Switch/No Controls | 394973.4732 | 0.01529% | 100%
Res Exterior | All Res | Exterior | LED Pin Based | 4418583.0554 | 0.171% | Manual Switch/No Controls | 422235.8154 | 0.01634% | 9.556%
|  | Exterior | Grand Total | 2583610569.9312 | 100% |  | 1930283558.8109 | 74.71%

## Ref-ComSources (hidden)
California Sources
Source: CEUS 2006 Table E-2 | [19 empty] | Cadmus Calculation: Sources CEUS (2006) + 2014 CEC Estimates (March 2014); see left
Electric Usage (GWh) by Building Type and End Use
| Building Type | Heat | Cool | Vent. | Refrig. | WH | Cook | Int. Ltg. | Ext. Ltg. | Office Equip. | Misc. | Air Comp. | Motors | Proc. | Total Electricity |  |  |  |  | Building Type | Int. Ltg. (GWh) | Ext. Ltg. (GWh) |  |  | Building Type | Int. Ltg. (GWh) | Int. Ltg. (Gwh) w/o exit/corr/lobb/stair | Int. Ltg. Exit (Gwh) | Int. Ltg. Lobby/Corridor (GWh) | Int. Ltg. Stairwell (GWh)
| All Commercial | 1087 | 10017 | 8000 | 9014 | 611 | 2805 | 19265 | 3916 | 4782 | 3924 | 204 | 2811 | 642 | 67077 |  |  |  |  | All Commercial | 27061.6772 | 5306.3185 |  |  | All Commercial | 27061.6772 | 22721.3066 | 144.1959 | 3778.4809 | 417.6937
| Small Office | 72 | 943 | 467 | 208 | 90 | 38 | 1386 | 343 | 793 | 283 | 1 | 79 | 36 | 4739 |  |  |  |  | Small Office | 1946.9237 | 464.7771 |  |  | Food and Liquor Stores | 1732.0035 | 1459.2333 | 4.2063 | 241.8306 | 26.7333
| Large Office | 322 | 2358 | 2019 | 268 | 80 | 77 | 2945 | 324 | 2365 | 383 | 18 | 474 | 60 | 11691 |  |  |  |  | Large Office | 4136.8616 | 439.0315 |  | Estimated from top table, 6th Power Plan LPD package: LPD is generally the same, but hospitals have about twice more hours of operation per day than clinics. | Health and Medical Clinics | 561.3811 | 470.9652 | 3.3683 | 78.3827 | 8.6648
| Restaurant | 7 | 858 | 482 | 1469 | 56 | 1546 | 961 | 300 | 94 | 168 | 1 | 41 | 3 | 5986 |  |  |  |  | Restaurant | 1349.9233 | 406.5106 |  |  | Office | 6083.7853 | 5100.891 | 39.5446 | 849.4472 | 93.9025
| Retail | 55 | 1553 | 1267 | 726 | 96 | 157 | 4246 | 644 | 343 | 483 | 37 | 201 | 64 | 9871 |  |  |  |  | Retail | 5964.3852 | 872.6428 |  |  | Retail | 5964.3852 | 5025.0647 | 14.4849 | 832.776 | 92.0596
| Food Store | 12 | 415 | 372 | 3233 | 20 | 266 | 1233 | 137 | 54 | 138 | 1 | 26 | 6 | 5911 |  |  |  |  | Food Store | 1732.0035 | 185.6398 |  |  | Restaurant | 1349.9233 | 1123.9556 | 16.6491 | 188.4827 | 20.8359
| Refrigerated Warehouse | 2 | 31 | 23 | 1284 | 3 | 3 | 262 | 33 | 17 | 55 | 4 | 174 | 22 | 1913 |  |  |  |  | Refrigerated Warehouse | 368.0332 | 44.7162 |  |  | Warehouse | 2085.9896 | 1757.3218 | 5.215 | 291.2559 | 32.197
| Unrefrigerated Warehouse | 20 | 183 | 156 | 154 | 26 | 12 | 1223 | 145 | 131 | 215 | 9 | 162 | 32 | 2467 |  |  |  |  | Unrefrigerated Warehouse | 1717.9565 | 196.4801 |  |  | School | 1799.4295 | 1511.4134 | 8.9971 | 251.245 | 27.774
| School | 56 | 520 | 429 | 225 | 43 | 78 | 1281 | 330 | 206 | 110 | 1 | 37 | 7 | 3322 |  |  |  |  | School | 1799.4295 | 447.1617 |  |  | Miscellaneous | 4037.1274 | 3383.5094 | 27.6225 | 563.6831 | 62.3126
| College | 159 | 393 | 423 | 95 | 25 | 55 | 790 | 188 | 148 | 100 | 2 | 119 | 28 | 2524 |  |  |  |  | College | 1109.7184 | 254.7466 |  |  | Hotel | 1327.448 | 1108.008 | 13.6063 | 185.3446 | 20.489
| Health | 166 | 901 | 940 | 166 | 18 | 101 | 1119 | 132 | 200 | 586 | 1 | 181 | 50 | 4561 |  |  |  |  | Health | 1571.8669 | 178.8647 |  | Estimated from top table, 6th Power Plan LPD package: LPD is generally the same, but hospitals have about twice more hours of operation per day than clinics. | Health and Medical Hospital | 1010.4859 | 847.7374 | 6.0629 | 141.0889 | 15.5967
| Lodging | 114 | 650 | 483 | 244 | 9 | 185 | 945 | 165 | 46 | 301 | 0 | 128 | 6 | 3275 |  |  |  |  | Lodging | 1327.448 | 223.5808 |  |  | College | 1109.7184 | 933.207 | 4.4389 | 154.9442 | 17.1284
| Miscellaneous | 104 | 1212 | 941 | 942 | 145 | 287 | 2874 | 1175 | 386 | 1103 | 129 | 1190 | 330 | 10817 |  |  |  |  | Miscellaneous | 4037.1274 | 1592.1665
[25 empty] | All Industrial | 3416.6569
[20 empty] | CALIFORNIA INDUSTRIAL ENERGY EFFICIENCY MARKET CHARACTERIZATION STUDY, Final Report Prepared for Pacific Gas and Electric Company, Prepared by XENERGY Inc., December 2001 |  |  |  | No data | All Agricultural | 536.8163
Source: 2010 CEC Forecast Worksheets for IOUs - 2014 breakdown of Commercial Building Electricity Usage | [19 empty] | Building Type | Int. Ltg. (GWh) | Ext. Ltg. (GWh) | Total Lighting (GWh)
[12 empty] | Interior Lighting (% of total) | Exterior Lighting (% of total) | [6 empty] | All Industrial | 3416.6569 | 218.0845 | 3634.7414 | 10% of total electricity usage in industrial sector is lighting (Page E-5 of report).
|  | Commercial Building | [18 empty] | % lighting Energy Usage by Lamp Type
|  | Commercial Miscellaneous | Cooking | Cooling | Heating | Indoor Lighting | Office Equipment | Outdoor Lighting | Refrigeration | Ventilation | Water Heating | [8 empty] | Incandescent | 5%
PG&E | 2014 | 14549 | 282 | 5189 | 625 | 12033 | 580 | 1489 | 2434 | 3957 | 236 | 0.29083 | 0.035989 | [6 empty] | Std Fluorescent / Std Ballast | 58%
SDG&E | 2014 | 1376 | 140 | 1372 | 663 | 3133 | 231 | 782 | 960 | 1171 | 186 | 0.31286 | 0.078091 | [6 empty] | Std Fluorescent / EE Magnetic Ballast | 13%
SCE | 2014 | 5196 | 256 | 6583 | 1580 | 12650 | 418 | 3168 | 3913 | 4138 | 269 | 0.3314 | 0.082995 | [6 empty] | T8 / Electronic Ballast | 14%
[20 empty] | Mercury Vapor |  | 2% | Assumed this is exterior lighting.
Source: California Energy Demand Forecast 2014-2024 | [19 empty] | Metal Halide | 4%
[20 empty] | High Pressure Sodium |  | 2% | Assumed this is exterior lighting.
| http://www.energyalmanac.ca.gov/electricity/electricity_stats/index.html |  | Posted March 2014 | [16 empty] | Low Pressure Sodium | 0%
| CALIFORNIA ENERGY DEMAND 2014‐2024 FINAL FORECAST Volume 2: Electricity Demand by Utility Planning Area JANUARY 2014 CEC‐200‐2013‐004‐V2‐CMF | [18 empty] | Skylights |  | 2% | Assumed this is exterior lighting.
| 2015 Usage in GWh | [18 empty] | Other | 0%
|  | Commercial Interior Lighting (Calculated, see below)) | Commercial Exterior Lighting (Calculated, see below) | Streetlight | Total Industrial | Agricultural (crops, pumping, livestock) | [14 empty] | 94% | 6%
| PG & E | 11590.3174 | 1434.2211 | 517.449 | 17402.752 | 8199.943
| SDG&E | 2961.5842 | 739.2144 | 165.437 | 1492.498 | 356.03 | [13 empty] | Exterior Lighting |  | GWh/yr for exterior lighting
| SCE | 12509.7756 | 3132.8829 | 508.415 | 17452.164 | 4864.434 | [13 empty] | Comm and Industrial Ext Lighting |  | 5524.403
[20 empty] | Street Lighting |  | 1191.301
[21 empty] | Total | 6715.704
|  | Total Commercial Electricity Usage | Commercial Interior Lighting (calculated) | Commercial Exterior Lighting (Calculated) | Residential Lighting | [14 empty] | Exterior Lighting Application | % of exterior or streetlighting | CA IOU GWh/yr
| PG & E | 39851.89 | 11590.3174 | 1434.2211 | 4280.1399 | [14 empty] | Signal | 1.566% | 18.6545
| SDG&E | 9466.104 | 2961.5842 | 739.2144 | 997.4046 | [14 empty] | Roadway | 98.43% | 1172.6465
| SCE | 37747.877 | 12509.7756 | 3132.8829 | 4512.2563 | [14 empty] | Signs and Billboards | 1.558% | 86.0665
[20 empty] | Bldg Façade, Landscape, Service Canopies, and Stadium/athletic field lighting | 18.65% | 1030.2872
[20 empty] | Parking Lot | 44.52% | 2459.6915
[20 empty] | Parking Garage | 35.19% | 1943.9497
Source: DEER 2008 Table 13 |  |  | Area | Task | Track
Relative proportion of lighting fixture type
| Building Type | Space Use | Primary General Lighting (T-12/T-8/T-5 or HID) | Secondary General Lighting (Incandescent or CFL) | Specialty Lighting | Exit Signs
| Assembly | all | 56.5% | 38.5% | 4.3% | 0.7%
| Education - Primary School | all | 92.2% | 6.7% | 0.5% | 0.7%
| Education - Secondary School | Exercising Centers and Gymnasium | 87.5% | 8.3% | 3.7% | 0.4%
| Education - Secondary School | all others | 87.5% | 8.3% | 3.7% | 0.4%
| Education - Community College | Exercising Centers and Gymnasium | 88.4% | 8.4% | 2.9% | 0.3%
| Education - Community College | all others | 88.4% | 8.4% | 2.9% | 0.3%
| Education - University | Hotel/Motel Guest Room (incl. toilets) | 90.9% | 8% | 0.7% | 0.5%
| Education - University | all others | 90.9% | 8% | 0.7% | 0.5%
| Education - Relocatable Classroom | all | 92.2% | 6.7% | 0.5% | 0.7%
| Health/Medical - Hospital | all | 87.3% | 9.4% | 2.9% | 0.4%
| Health/Medical - Nursing Home | all | 41.5% | 53.2% | 4.4% | 0.8%
| Lodging - Hotel | Exercising Centers and Gymnasium | 24.6% | 68.9% | 5.6% | 0.9%
| Lodging - Hotel | Bar, Cocktail Lounge | 24.6% | 68.9% | 5.6% | 0.9%
| Lodging - Hotel | Hotel/Motel Guest Room (incl. toilets) | 24.8% | 69.5% | 5.6% | 0%
| Lodging - Hotel | Dining Area | 24.6% | 68.9% | 5.6% | 0.9%
| Lodging - Hotel | all others | 24.6% | 68.9% | 5.6% | 0.9% |  |  | Exit Sign Consumption % of total building type lighting consumption
| Lodging - Motel | Exercising Centers and Gymnasium | 29.3% | 64.1% | 4.4% | 2.3% |  |  | Building Type | Exit Sign
| Lodging - Motel | Hotel/Motel Guest Room (incl. toilets) | 29.9% | 65.6% | 4.5% | 0% |  |  | Food and Liquor Stores | 0.2429%
| Lodging - Motel | all others | 29.3% | 64.1% | 4.4% | 2.3% |  |  | Health and Medical Clinics | 0.6%
| Manufacturing - Bio/Tech | all | 76.9% | 20.8% | 1.9% | 0.4% |  |  | Office | 0.65%
| Manufacturing - Light Industrial | all | 81.8% | 10.4% | 7% | 0.8% |  |  | Retail | 0.2429%
| Office - Large | all | 89.9% | 7.2% | 2.3% | 0.6% |  |  | Restaurant | 1.233%
| Office - Small | all | 78% | 16.1% | 5.3% | 0.7% |  |  | Warehouse | 0.25%
| Restaurant - Sit-Down | Dining Area | 38.6% | 49.3% | 11% | 1.1% |  |  | School | 0.5%
| Restaurant - Sit-Down | Lobby (Main Entry and Assembly) | 38.6% | 49.3% | 11% | 1.1% |  |  | Miscellaneous | 0.6842%
| Restaurant - Sit-Down | Kitchen and Food Preparation | 75% | 12.5% | 11% | 1.5% |  |  | Hotel | 1.025%
| Restaurant - Sit-Down | all others | 38.6% | 49.3% | 11% | 1.1% |  |  | Health/ Medical Hospital | 0.6%
| Restaurant - Fast-Food | Kitchen and Food Preparation | 75% | 12.5% | 11% | 1.5% |  |  | College | 0.4%
| Restaurant - Fast-Food | all others | 65.3% | 25.5% | 8.1% | 1.1% |  |  | Industrial
| Retail - Multistory Large | Office (General) | 84.4% | 5.8% | 9.6% | 0.3% |  |  | Agricultural
| Retail - Multistory Large | Storage (Conditioned) | 84.4% | 5.8% | 9.6% | 0.3%
| Retail - Multistory Large | all others | 84.4% | 5.8% | 9.6% | 0.3%
| Retail - Single-Story Large | Kitchen and Food Preparation | 74.8% | 22.5% | 2.5% | 0.2%
| Retail - Single-Story Large | all others | 74.8% | 22.5% | 2.5% | 0.2%
| Retail - Small | Storage (Conditioned) | 62% | 17% | 20.8% | 0.2%
| Retail - Small | all others | 62% | 17% | 20.8% | 0.2%
| Storage - Conditioned | all | 73.2% | 25.7% | 0.8% | 0.2%
| Storage - Unconditioned | all | 84.4% | 15.1% | 0.2% | 0.3%
|  |  | 73.73% | 15.1% | 10.97%
Pacific Northwest Sources
Source: 6th Power Plan LPD Package
|  |  | Office |  |  | Retail |  |  |  | School |  | Warehouse | Grocery |  | Restaurant | Lodging | Health |  | Assembly | Other
| Variable | Measure LPD Delta | Large Off | Medium Off | Small Off | Big Box | Small Box | High End | Anchor | K-12 | University | Warehouse | Supermarket | MIniMart | Restaurant | Lodging | Hospital | OtherHealth | Assembly | Other
| Hours |  | 4300 | 3800 | 3800 | 4800 | 3900 | 3400 | 4000 | 2900 | 3000 | 3800 | 5800 | 5800 | 5100 | 4200 | 6400 | 3600 | 2800 | 3600
| Hours/Day |  | 11.9444 | 10.5556 | 10.5556 | 13.3333 | 10.8333 | 9.4444 | 11.1111 | 8.0556 | 8.3333 | 10.5556 | 16.1111 | 16.1111 | 14.1667 | 11.6667 | 17.7778 | 10 | 7.7778 | 10
| Mean LPD for Existing Stock |  | 1.0877 | 1.2987 | 1.4 | 1.4147 | 1.4843 | 1.6025 | 1.2347 | 1.1666 | 1.2737 | 0.70186 | 1.9197 | 1.5853 | 1.3215 | 1.3788 | 1.2806 | 1.3892 | 0.92726 | 0.93251
| Target LPD |  | 0.85 | 0.85 | 0.9 | 1.2 | 1.2 | 1.2 | 1.1 | 1 | 1 | 0.6 | 1.4 | 1.3 | 1 | 1 | 1 | 1.1 | 0.8 | 0.8
| Weighted ILPD above Target |  | 1.21 | 1.4 | 1.5 | 1.7 | 1.55 | 1.8 | 1.4 | 1.3 | 1.4 | 0.85 | 1.95 | 1.66 | 1.6 | 1.6 | 1.4 | 1.5 | 1.1 | 1.1
| Baseline Fraction Below Target |  | 0.2 | 0.2 | 0.2 | 0.25 | 0.25 | 0.25 | 0.25 | 0.2 | 0.2 | 0.25 | 0.5 | 0.5 | 0.25 | 0.15 | 0.25 | 0.25 | 0.2 | 0.2
CBSA 2009 Table C-IL2
Indoor Lighting: Watts Per Square Foot By Building Floor Area
| Floor Area | Dry Good Retail | Grocery | Office | Restaurant | Warehouse | Hospital | Hotel | Other Health | Other | School | University
| <5,000 SF | 1.6 | 1.7 | 1.5 | 1.1 | 0.8 |  |  | 1.9 | 1.1 | 1.7
| 5,000-19,999SF | 1.4 | 1.7 | 1.3 | 1.2 | 0.8 | 1.5 | 1.7 | 1.6 | 1.2 | 1.1 | 1.1
| 20,000-49,999SF | 4.4 | 1.7 | 1.3 |  | 0.8 | 1 | 1.2 | 1.1 | 1 | 1.2 | 1.1
| 50,000-99,999 SF | 1.2 | 1.7 | 1.2 |  | 0.6 | 1.6 | 0.9 | 1.2 | 1 | 1.2 | 1
| 100,000-499,999SF | 1.4 | 1.8 | 0.9 |  | 0.7 | 1.3 | 0.9 | 1 | 1.1 | 1.3 | 1.1
| >=500,000 SF |  |  | 0.9
From Northwest Commercial Building Stock Assessment from December 21, 2009
Percent of Regional Indoor Lighting Wattage
| Table C-IL12 | Existing LPD | Fluorescent | Incandescent | HID | Miscellaneous
| Dry Goods Retail | 1.4 | 69.6% | 13.7% | 13.5% | 3.1%
| Grocery | 1.7 | 78.3% | 7.3% | 12.7% | 1.7%
| Office | 1.2 | 87.5% | 8% | 3.7% | 0.8%
| Restaurant | 1.3 | 51.3% | 40.1% | 4.2% | 4.4%
| Warehouse | 0.7 | 45.2% | 12.3% | 42.2% | 0.2%
| Hospital | 1.3 | 89.3% | 5.6% | 1.2% | 3.8%
| Hotel/Motel | 1.1 | 34.1% | 63.7% | 1.3% | 1%
| Other Health | 1.3 | 76.7% | 17.2% | 2% | 4.1%
| Other | 1.1 | 62.7% | 10.8% | 24.4% | 2.1%
| School | 1.2 | 86.6% | 2.8% | 10.2% | 0.4%
| University | 1 | 74.5% | 17% | 7.5% | 1%
| Vacant | 1.3 | 57.2% | 22.9% | 17% | 3%
CBSA 2009 Table C-IL2
Percent of Regional Indoor Lighting Wattage
| Electronic Ballast? | Dry Good Retail | Grocery | Office | Restaurant | Warehouse | Hospital | Hotel | Other Health | Other | School | University
| Yes | 34.5% | 61.4% | 53.3% | 26.4% | 33.6% | 71.8% | 28.3% | 56% | 37.6% | 76.6% | 64.5%
| No | 65.5% | 38.6% | 46.7% | 73.6% | 66.4% | 28.2% | 71.7% | 44% | 62.4% | 23.4% | 35.5%
| Table C-IL22 | HID | High Pressure Sodium | Mercury Vapor | Metal Halide | Neon
| Percent of regional indoor HID wattage | Dry Goods Retail | 6.8% |  | 89.2%
|  | Grocery |  |  | 90.6%
|  | Office |  |  | 88%
|  | Restaurant |  |  | 86.1% | 13.9%
|  | Warehouse | 32.9% |  | 65.5%
|  | Hospital |  |  | 100%
|  | Hotel/Motel |  |  | 98.9%
|  | Other Health | 49.9% |  | 50.1%
|  | Other |  |  | 96.7%
|  | School | 13.5% | 5.8% | 80.7%
|  | University | 0.1% |  | 99.9%
CBSA 2009 Table C-IL23 to IL29
Percent of Regional Indoor Lighting Wattage
| Control/Timeclock | Dry Good Retail | Grocery | Office | Restaurant | Warehouse | Hospital | Hotel | Other Health | Other | School | University
| Yes | 9.1% | 26% | 13.5% | 6.3% | 2.4% | 15.2% | 2.6% | 0% | 8.8% | 4.9% | 12.1%
| No | 90.9% | 74% | 86.5% | 93.7% | 97.6% | 84.8% | 97.4% | 100% | 91.2% | 95.1% | 87.9%
| Control/EMCS | Dry Good Retail | Grocery | Office | Restaurant | Warehouse | Hospital | Hotel | Other Health | Other | School | University
| Yes | 21.9% | 9.5% | 15.1% | 0% | 9% | 2% | 14.3% | 2% | 11.3% | 6.1% | 6.7%
| No | 78.1% | 90.5% | 84.9% | 100% | 91% | 98% | 85.7% | 98% | 88.7% | 93.9% | 93.3%
CBSA 2009 Table C-OL2
Percent of Regional Outdoor Lighting Wattage
| Outdoor Lighting by Lamp Type | Dry Good Retail | Grocery | Office | Restaurant | Warehouse | Hospital | Hotel | Other Health | Other | School | University
| Fluorescent | 20.9% | 19.3% | 11.8% | 14.1% | 0.7% | 3.8% | 12.6% | 4.9% | 10% | 2.6% | 6.1%
| Incandescent | 9.9% | 3.7% | 11% | 31.4% | 7.3% | 2.5% | 14.3% | 32.7% | 3.8% | 1.4% | 1.1%
| Neon | 0.6% | 0.4% | 0.3% | 3.4% | 0% | 0% | 0.5% | 0% | 0% | 0% | 0%
| HID | 68.2% | 76.1% | 72.7% | 48.6% | 90.1% | 86.3% | 72% | 59.6% | 69.7% | 71.2% | 92.9%
| Other | 0.4% | 0.4% | 4.1% | 2.6% | 1.8% | 7.4% | 0.5% | 2.7% | 16.6% | 24.9% | 0%
Source: NC3 Database by floor area
|  |  | K-12 |  |  |  | University
|  | classroom | 1617461.2103 | 72.26% |  | medium bay | 282293.5598 | 87.09%
|  | gym/cafeteria | 620967.9601 | 27.74% |  | high bay | 41843.9 | 12.91%
Square Footage by Space Type for Education
| 90.1R Space Type | School-College/University | School-Elementary | School-High | School-Middle | Grand Total
| Active storage | 32024.45 | 53249.41 | 143993.6602 | 62549.68 | 291817.2002
| Atrium - first three floors | 896.24 |  |  |  | 896.24
| Audience/Seating Area | 19223.42 | 9289.86 | 51125.26 | 7821.91 | 87460.45
| Classroom/Lecture/Training | 168380.2098 | 500912.22 | 687123.3503 | 429425.64 | 1785841.4202
| Conference Meeting/Multipurpose | 22423.34 | 19695.17 | 38872.4102 | 22032.93 | 103023.8502
| Dining Area | 164.73 | 40898.48 | 60637.06 | 51461.75 | 153162.02
| Dressing/Fitting Room | 175.54 | 463.29 | 2976.74 | 1306.41 | 4921.98
| Education Laboratory | 9098.63 |  | 27267.3699 |  | 36365.9999
| Exam/Treatment | 2073.98 |  | 582.1 | 117.35 | 2773.43
| Fitness Area |  | 127.09 | 31839.0801 | 11192.1 | 43158.2701
| Food Preparation | 7686.86 | 29605.97 | 40406.64 | 21599.62 | 99299.09
| General exhibition | 929.86 |  |  |  | 929.86
| Laundry-Washing | 237.69 | 700.61 | 1777.21 | 786.36 | 3501.87
| Locker Room |  | 1144.78 | 77940.4501 | 32771.51 | 111856.7401
| Lounge/Recreation | 4428.08 | 11416.04 | 19958.72 | 10621.53 | 46424.37
| Merchandising Sales Area | 1584.06 |  | 492.96 | 119.44 | 2196.46
| Nurse station | 2746.3 | 3199.94 | 5435.1702 | 4152.08 | 15533.4902
| Office - enclosed | 71567.16 | 32019.26 | 69044.33 | 37457.44 | 210088.1899
| Office - open plan | 18446.68 | 6979.1 | 15797.7499 | 5465.65 | 46689.18
| Operating Room | 1304.5 |  |  |  | 1304.5
| Patient Room | 769.07 |  |  |  | 769.07
| Pharmacy | 221.73 |  |  |  | 221.73
| Playing Area | 5135 | 50952.84 | 247028.7 | 126830.86 | 429947.4001
| Reading Area | 4812.08 | 21673.08 | 39983.07 | 40075.02 | 106543.25
| Restrooms | 19308.58 | 52295.85 | 76814.8901 | 45951.35 | 194370.6701
| Stacks |  | 2915.06 | 3699.88 | 886.89 | 7501.83
| Workshop | 2347.7 | 4786.25 | 7637.35 | 8851.14 | 23622.44
| Grand Total | 395985.8898 | 842324.3 | 1650434.151 | 921476.66 | 3810221.0008
Square Footage by Space Type for Restaurant
| 90.1R Space Type | Dining-Bar Lounge/Leisure | Dining-Cafe/Fast Food | Dining-Family | Grand Total
| Dining Area | 5788.87 | 17415.41 | 64193.6544 | 87397.9344
| Electrical/Mechanical | 397.8 | 376.03 | 2410.66 | 3184.49
| Food Preparation | 2820.91 | 16442.884 | 32683.4967 | 51947.2907
| Laundry-Washing | 34.65 |  |  | 34.65
| Lobby | 4474.51 | 1441.63 |  | 5916.14
| Lounge/Recreation | 89.53 | 357.0365 | 915.97 | 1362.5365
| Merchandising Sales Area | 462.85 | 65.91 | 5097.94 | 5626.7
| Office - enclosed | 835.95 | 738.532 | 1550.5317 | 3125.0137
| Office - open plan | 229.48 | 211.54 | 126.29 | 567.31
| Playing Area | 371.47 | 2011.42 |  | 2382.89
| Restrooms | 1102.04 | 3327.7638 | 7865.4788 | 12295.2826
| Stairway |  |  | 118.52 | 118.52
| Workshop | 101.82 |  |  | 101.82
| Grand Total | 16709.88 | 42388.1563 | 114962.5416 | 174060.5779
|  | Area Lighting | 73757.267 | 42.37%
|  | Display/Advertising | 5626.7 | 3.233%
|  | Track Lighting | 94676.6109 | 54.39%
Square Footage by Space Type for Lodging
| 90.1R Space Type | Assisted Living | Dormitory | Hotel | Motel | Multi-Family | Grand Total
| Atrium - first three floors |  |  | 7904 |  |  | 7904
| Audience/Seating Area | 2791.27 |  | 1143.84 |  |  | 3935.11
| Barber & Beauty Parlor | 520.8 |  |  |  |  | 520.8
| Classroom/Lecture/Training | 3020.39 | 11643.9999 |  |  |  | 14664.3899
| Conference Meeting/Multipurpose | 7372.09 | 224 | 38242.08 | 3017.0351 |  | 48855.2051
| Dining Area | 45306.55 | 6896.3499 | 46394.58 | 859.62 |  | 99457.0999
| Exam/Treatment | 1342.14 | 192 |  |  |  | 1534.14
| Fitness Area | 6301.39 |  | 65741.83 | 1054.5586 |  | 73097.7786
| Food Preparation | 21970.41 | 4940.11 | 18542.66 | 2304.8241 | 11442.4 | 59200.4041
| Hospital - Nursery | 605 |  |  |  |  | 605
| Laundry-Washing | 12764.49 | 2364 | 15739.72 | 6208.1546 | 1723.32 | 38799.6847
| Living quarters | 773176.4124 | 113100.3501 | 839443.3824 | 259476.7692 | 231834.63 | 2217031.5441
| Locker Room | 4136.16 | 6719.9999 | 10287.3999 |  |  | 21143.5598
| Lounge/Recreation | 46452.18 | 17847.45 | 7331.8 | 604.14 | 1057.49 | 73293.06
| Medical/Industrial Research Laboratory | 597.9 |  |  |  |  | 597.9
| Merchandising Sales Area | 2954.41 |  | 3586.52 |  | 6528.9 | 13069.83
| Nurse station | 3189.33 |  |  |  |  | 3189.33
| Office - enclosed | 66194.03 | 4099.6101 | 16746.32 | 1849.9379 | 805.53 | 89695.428
| Office - open plan | 3651.32 | 189.48 | 8226.08 | 243.9 | 1753.51 | 14064.29
| Patient Room | 1260.11 |  |  |  |  | 1260.11
| Pharmacy |  | 1181.9999 |  |  |  | 1181.9999
| Playing Area | 1632.42 |  |  | 6068.0218 | 2492.04 | 10192.4818
| Public & Staff Lounge | 175.87 |  |  |  |  | 175.87
| Reading Area | 1517.82 |  |  |  |  | 1517.82
| Restrooms | 33842.6125 | 10945.34 | 13321.6273 | 1299.0631 | 17495.04 | 76903.6829
| Stacks | 510.17 |  |  |  |  | 510.17
| Workshop | 3676.86 |  | 2626.78 |  |  | 6303.64
| Worship - pulpit, choir | 4151.52 |  |  |  |  | 4151.52
| Grand Total | 1049113.655 | 180344.6899 | 1095278.6196 | 282986.0245 | 275132.86 | 2882855.8489
| Rooms | 2218291.6541 | 85.65% |  |  | Hotel/Motel | 47.81%
| Commons | 371606.8265 | 14.35% |  |  | Other (Dormitory, Assisted Living, Multi-family) | 52.19% |  | Low-efficacy fixtures as a percentage of total based on 08-09 KEMA socket inventory | 82%
Across all Space Types
| 90.1R Space Type | Sum of Square Footage | % of Total Study Area
| Corridor/Transition | 2022810.7679 | 9.923%
| Corridors w/patient waiting, exam | 24264.1279 | 0.119%
| Lobby | 799098.9408 | 3.92%
| Stairway | 314631.4527 | 1.543%
| Grand Total | 3160805.2893 | 15.51%
| Total Study SQFT | 20384445.2838

## Ref-2013CSSsaturationsINT (hidden)
Itron's response to Cadmus data request re: 2011-2013 California Commercial Saturation Survey (CSS)
Building Sector | Building Sub-Sector | Lighting Application | Lamp Type | Installed Lighting (Watts) | Installed Lighting Saturation (% of watts) | Baseline Control | Installed controlled (Watts) | Installed Controlled Saturation (% of watts) | Baseline Control Saturation of Installed Watts for Lamp Type (%)
Non-Residential Interior | Office | Area Lighting | Linear Fluorescent | 21248783464.7819 | 97.83% | Manual Switch | 4601462265.4082 | 21.19% | 78.81%
Non-Residential Interior | Office | Area Lighting | Halogen | 22830539.0604 | 0.1051% | Manual Switch | 3478642.9769 | 0.01602% | 99.98%
Non-Residential Interior | Office | Area Lighting | LED | 3266655.8881 | 0.01504% | Manual Switch | 1259456.863 | 0.005799% | 99.99%
Non-Residential Interior | Office | Area Lighting | CFL | 322087377.8586 | 1.483% | Manual Switch | 146435719.3578 | 0.6742% | 99.33%
Non-Residential Interior | Office | Area Lighting | Incandescent | 118934647.0527 | 0.5476% | Manual Switch | 2330517.4221 | 0.01073% | 99.99%
Non-Residential Interior | Office | Area Lighting | HE HID | 3527142.3826 | 0.01624% | Manual Switch | 2633997.5372 | 0.01213% | 99.99%
Non-Residential Interior | Office | Area Lighting | LE HID | 263806.9083 | 0.001215% | Manual Switch | 0 | 0% | 100%
Non-Residential Interior | Office | Area Lighting | Continue with other lamp types | 0 | 0% | Manual Switch | 0 | 0% | 100%
Total | Office | Area Lighting |  | 21719693633.9326 | 100% |  | 4757600599.5653
Non-Residential Interior | Office | Task Lighting | Linear Fluorescent | 2895400.6778 | 19.43% | Manual Switch | 0 | 0% | 100%
Non-Residential Interior | Office | Task Lighting | Halogen | 461187.2635 | 3.094% | Manual Switch | 0 | 0% | 100%
Non-Residential Interior | Office | Task Lighting | LED | 0 | 0% | Manual Switch | 0 | 0% | 100%
Non-Residential Interior | Office | Task Lighting | CFL | 2141048.5332 | 14.36% | Manual Switch | 283567.2848 | 1.902% | 98.1%
Non-Residential Interior | Office | Task Lighting | Incandescent | 9407376.2058 | 63.12% | Manual Switch | 0 | 0% | 100%
Non-Residential Interior | Office | Task Lighting | Continue with other lamp types | 0 | 0% | Manual Switch | 0 | 0% | 100%
Total | Office | Task Lighting |  | 14905012.6802 | 100% |  | 283567.2848
Non-Residential Interior | Office | Track Lighting | Halogen | 13338070.9526 | 37.1% | Manual Switch | 34791.4236 | 0.09677% | 99.9%
Non-Residential Interior | Office | Track Lighting | LED | 64486.6447 | 0.1794% | Manual Switch | 0 | 0% | 100%
Non-Residential Interior | Office | Track Lighting | CFL | 6052427.726 | 16.83% | Manual Switch | 13900.4488 | 0.03866% | 99.96%
Non-Residential Interior | Office | Track Lighting | Incandescent | 16498000.2504 | 45.89% | Manual Switch | 460504.5855 | 1.281% | 98.72%
Non-Residential Interior | Office | Track Lighting | Continue with other lamp types | 0 | 0% | Manual Switch | 0 | 0% | 100%
Total | Office | Track Lighting |  | 35952985.5736 | 100% |  | 509196.458
Non-Residential Interior | Office | Exit Lighting | Other | 0 | 0% | Manual Switch | 0 | 0% | 100%
Non-Residential Interior | Office | Exit Lighting | LED | 20137062.0135 | 86.82% | Manual Switch | 0 | 0% | 100%
Non-Residential Interior | Office | Exit Lighting | CFL | 157763.5651 | 0.6802% | Manual Switch | 0 | 0% | 100%
Non-Residential Interior | Office | Exit Lighting | Incandescent | 2899463.1968 | 12.5% | Manual Switch | 0 | 0% | 100%
Total | Office | Exit Lighting |  | 23194288.7755 | 100%
Non-Residential Interior | Warehouse | Area (Low/Medium Bay Lighting) | Linear Fluorescent | 1824091417.1438 | 87.98% | Manual Switch | 254882154.5021 | 12.29% | 87.71%
Non-Residential Interior | Warehouse | Area (Low/Medium Bay Lighting) | Halogen | 450307.1028 | 0.02172% | Manual Switch | 0 | 0% | 100%
Non-Residential Interior | Warehouse | Area (Low/Medium Bay Lighting) | LED | 1180217.3365 | 0.05693% | Manual Switch | 952189.3723 | 0.04593% | 99.95%
Non-Residential Interior | Warehouse | Area (Low/Medium Bay Lighting) | CFL | 218286921.4699 | 10.53% | Manual Switch | 2611411.2645 | 0.126% | 99.87%
Non-Residential Interior | Warehouse | Area (Low/Medium Bay Lighting) | HE HID | 3289702.6403 | 0.1587% | Manual Switch | 0 | 0% | 100%
Non-Residential Interior | Warehouse | Area (Low/Medium Bay Lighting) | LE HID | 4167106.4965 | 0.201% | Manual Switch | 0 | 0% | 100%
Non-Residential Interior | Warehouse | Area (Low/Medium Bay Lighting) | Continue with other lamp types | 21755865.2046 | 1.049% | Manual Switch | 2443590.8152 | 0.1179% | 99.88%
Total | Warehouse | Area (Low/Medium Bay Lighting) |  | 2073221537.3945 | 100%
Non-Residential Interior | Warehouse | Area(High-bay Lighting) | Linear Fluorescent | 551935006.1166 | 75.85% | Manual Switch | 238826930.7694 | 32.82% | 67.18%
Non-Residential Interior | Warehouse | Area(High-bay Lighting) | Halogen | 413963.6822 | 0.05689% | Manual Switch | 0 | 0% | 100%
Non-Residential Interior | Warehouse | Area(High-bay Lighting) | LED | 31067.7226 | 0.00427% | Manual Switch | 31067.7226 | 0.00427% | 100%
Non-Residential Interior | Warehouse | Area(High-bay Lighting) | CFL | 1744846.965 | 0.2398% | Manual Switch | 0 | 0% | 100%
Non-Residential Interior | Warehouse | Area(High-bay Lighting) | HE HID | 145203454.6649 | 19.95% | Manual Switch | 108997309.016 | 14.98% | 85.02%
Non-Residential Interior | Warehouse | Area(High-bay Lighting) | LE HID | 13814521.3415 | 1.898% | Manual Switch | 13415580.1683 | 1.844% | 98.16%
Non-Residential Interior | Warehouse | Area(High-bay Lighting) | Continue with other lamp types | 14517869.0616 | 1.995% | Manual Switch | 31067.7226 | 0.00427% | 100%
Total | Warehouse | Area(High-bay Lighting) |  | 727660729.5543 | 100% |  | 361301955.3989
Non-Residential Interior | Warehouse | Exit Lighting | Other | 0 | 0% | Manual Switch | 0 | 0% | 100%
Non-Residential Interior | Warehouse | Exit Lighting | LED | 307587.1115 | 12.61% | Manual Switch | 0 | 0% | 100%
Non-Residential Interior | Warehouse | Exit Lighting | CFL | 121607.4741 | 4.987% | Manual Switch | 0 | 0% | 100%
Non-Residential Interior | Warehouse | Exit Lighting | Incandescent | 2009377.809 | 82.4% | Manual Switch | 0 | 0% | 100%
Total | Warehouse | Exit Lighting |  | 2438572.3946 | 100%
Non-Residential Interior | Food and Liquor Stores | Area (Low/Medium Bay Lighting) | Linear Fluorescent | 449787240.5512 | 96.65% | Manual Switch | 47215965.2295 | 27.65% | 72.35%
Non-Residential Interior | Food and Liquor Stores | Area (Low/Medium Bay Lighting) | Halogen | 1395655.5935 | 0.2999% | Manual Switch | 0 | 0% | 100%
Non-Residential Interior | Food and Liquor Stores | Area (Low/Medium Bay Lighting) | LED | 977050.9256 | 0.2099% | Manual Switch | 11373.6671 | 0.006661% | 99.99%
Non-Residential Interior | Food and Liquor Stores | Area (Low/Medium Bay Lighting) | CFL | 7159266.3476 | 1.538% | Manual Switch | 931913.0537 | 0.5458% | 99.45%
Non-Residential Interior | Food and Liquor Stores | Area (Low/Medium Bay Lighting) | HE HID | 104281.7434 | 0.02241% | Manual Switch | 0 | 0% | 100%
Non-Residential Interior | Food and Liquor Stores | Area (Low/Medium Bay Lighting) | LE HID | 0 | 0% | Manual Switch | 0 | 0% | 100%
Non-Residential Interior | Food and Liquor Stores | Area (Low/Medium Bay Lighting) | Continue with other lamp types | 5961140.0046 | 1.281% | Manual Switch | 3388434.4926 | 1.985% | 98.02%
Total | Food and Liquor Stores | Area (Low/Medium Bay Lighting) |  | 465384635.1658 | 100% |  | 51547686.4428
Non-Residential Interior | Food and Liquor Stores | Area(High-bay Lighting) | Linear Fluorescent | 158804406.7931 | 93.01% | Manual Switch | 88685397.8411 | 51.94% | 48.06%
Non-Residential Interior | Food and Liquor Stores | Area(High-bay Lighting) | Halogen | 3046372.0918 | 1.784% | Manual Switch | 0 | 0% | 100%
Non-Residential Interior | Food and Liquor Stores | Area(High-bay Lighting) | LED | 269367.6594 | 0.1578% | Manual Switch | 23042.6342 | 0.0135% | 99.99%
Non-Residential Interior | Food and Liquor Stores | Area(High-bay Lighting) | CFL | 2355722.6668 | 1.38% | Manual Switch | 2184693.6952 | 1.28% | 98.72%
Non-Residential Interior | Food and Liquor Stores | Area(High-bay Lighting) | HE HID | 2175111.8936 | 1.274% | Manual Switch | 0 | 0% | 100%
Non-Residential Interior | Food and Liquor Stores | Area(High-bay Lighting) | LE HID | 0 | 0% | Manual Switch | 0 | 0% | 100%
Non-Residential Interior | Food and Liquor Stores | Area(High-bay Lighting) | Continue with other lamp types | 4087571.0881 | 2.394% | Manual Switch | 0 | 0% | 100%
Total | Food and Liquor Stores | Area(High-bay Lighting) |  | 170738552.1927 | 100% |  | 90893134.1706
Non-Residential Interior | Food and Liquor Stores | Display and Refrigerated Cases | Linear Fluorescent | NOT PROVIDED | X% | Manual Switch |  | X% | #VALUE!
Non-Residential Interior | Food and Liquor Stores | Display and Refrigerated Cases | Halogen | NOT PROVIDED | X% | Manual Switch |  | X% | #VALUE!
Non-Residential Interior | Food and Liquor Stores | Display and Refrigerated Cases | LED | NOT PROVIDED | X% | Manual Switch |  | X% | #VALUE!
Non-Residential Interior | Food and Liquor Stores | Display and Refrigerated Cases | CFL | NOT PROVIDED | X% | Manual Switch |  | X% | #VALUE!
Non-Residential Interior | Food and Liquor Stores | Display and Refrigerated Cases | Continue with other lamp types | NOT PROVIDED | X% | Manual Switch |  | X% | #VALUE!
Total | Food and Liquor Stores | Display and Refrigerated Cases |  |  | 100%
Non-Residential Interior | Food and Liquor Stores | Exit Lighting | Other | 0 | 0% | Manual Switch | 0 | 0% | 100%
Non-Residential Interior | Food and Liquor Stores | Exit Lighting | LED | 230030.5983 | 51.37% | Manual Switch | 0 | 0% | 100%
Non-Residential Interior | Food and Liquor Stores | Exit Lighting | CFL | 9491.3921 | 2.12% | Manual Switch | 0 | 0% | 100%
Non-Residential Interior | Food and Liquor Stores | Exit Lighting | Incandescent | 208283.5457 | 46.51% | Manual Switch | 0 | 0% | 100%
Total | Food and Liquor Stores | Exit Lighting |  | 447805.5361 | 100%
Non-Residential Interior | Health and medical clinics | Area Lighting | Linear Fluorescent | 1841655845.1406 | 90.32% | Manual Switch | 465223888.6683 | 22.82% | 77.18%
Non-Residential Interior | Health and medical clinics | Area Lighting | Halogen | 6448144.0273 | 0.3162% | Manual Switch | 1239230.8895 | 0.06077% | 99.94%
Non-Residential Interior | Health and medical clinics | Area Lighting | LED | 1335123.8138 | 0.06548% | Manual Switch | 10335.0575 | 0.0005068% | 100%
Non-Residential Interior | Health and medical clinics | Area Lighting | CFL | 109236765.1483 | 5.357% | Manual Switch | 12974248.385 | 0.6363% | 99.36%
Non-Residential Interior | Health and medical clinics | Area Lighting | HE HID | 151427.8485 | 0.007426% | Manual Switch | 0 | 0% | 100%
Non-Residential Interior | Health and medical clinics | Area Lighting | LE HID | 0 | 0% | Manual Switch | 0 | 0% | 100%
Non-Residential Interior | Health and medical clinics | Area Lighting | Continue with other lamp types | 80273665.683 | 3.937% | Manual Switch | 1653805.2356 | 0.0811% | 99.92%
Total | Health and medical clinics | Area Lighting |  | 2039100971.6615 | 100% |  | 481101508.2359
Non-Residential Interior | Health and medical clinics | Exit Lighting | Other | 0 | 0% | Manual Switch | 0 | 0% | 100%
Non-Residential Interior | Health and medical clinics | Exit Lighting | LED | 605079.9053 | 24.33% | Manual Switch | 0 | 0% | 100%
Non-Residential Interior | Health and medical clinics | Exit Lighting | CFL | 258153.2119 | 10.38% | Manual Switch | 0 | 0% | 100%
Non-Residential Interior | Health and medical clinics | Exit Lighting | Incandescent | 1623613.7238 | 65.29% | Manual Switch | 0 | 0% | 100%
Total | Health and medical clinics | Exit Lighting |  | 2486846.841 | 100%
Non-Residential Interior | Schools | Area (Low/Medium Bay Lighting) | Linear Fluorescent | 7427575241.5547 | 98.65% | Manual Switch | 1298087427.1247 | 17.24% | 82.76%
Non-Residential Interior | Schools | Area (Low/Medium Bay Lighting) | Halogen | 1193165.1606 | 0.01585% | Manual Switch | 84745.2026 | 0.001126% | 100%
Non-Residential Interior | Schools | Area (Low/Medium Bay Lighting) | LED | 19112922.2283 | 0.2539% | Manual Switch | 18824660.6373 | 0.25% | 99.75%
Non-Residential Interior | Schools | Area (Low/Medium Bay Lighting) | CFL | 70969416.7868 | 0.9426% | Manual Switch | 27458141.6747 | 0.3647% | 99.64%
Non-Residential Interior | Schools | Area (Low/Medium Bay Lighting) | HE HID | 1456095.9733 | 0.01934% | Manual Switch | 0 | 0% | 100%
Non-Residential Interior | Schools | Area (Low/Medium Bay Lighting) | LE HID | 15639.0624 | 0.0002077% | Manual Switch | 0 | 0% | 100%
Non-Residential Interior | Schools | Area (Low/Medium Bay Lighting) | Continue with other lamp types | 8562159.7269 | 0.1137% | Manual Switch | 114867.9803 | 0.001526% | 100%
Total | Schools | Area (Low/Medium Bay Lighting) |  | 7528884640.4929 | 100% |  | 1344569842.6196
Non-Residential Interior | Schools | Area(High-bay Lighting) | Linear Fluorescent | 87731121.0341 | 77.14% | Manual Switch | 1802245.398 | 1.585% | 98.42%
Non-Residential Interior | Schools | Area(High-bay Lighting) | Halogen | 218277.9543 | 0.1919% | Manual Switch | 0 | 0% | 100%
Non-Residential Interior | Schools | Area(High-bay Lighting) | LED | 16609.5038 | 0.0146% | Manual Switch | 0 | 0% | 100%
Non-Residential Interior | Schools | Area(High-bay Lighting) | CFL | 3004572.2802 | 2.642% | Manual Switch | 1038499.4687 | 0.9131% | 99.09%
Non-Residential Interior | Schools | Area(High-bay Lighting) | HE HID | 18553250.1335 | 16.31% | Manual Switch | 774933.2328 | 0.6814% | 99.32%
Non-Residential Interior | Schools | Area(High-bay Lighting) | LE HID | 489796.4165 | 0.4307% | Manual Switch | 0 | 0% | 100%
Non-Residential Interior | Schools | Area(High-bay Lighting) | Continue with other lamp types | 3715173.7461 | 3.267% | Manual Switch | 30116.0955 | 0.02648% | 99.97%
Total | Schools | Area(High-bay Lighting) |  | 113728801.0684 | 100% |  | 3645794.195
Non-Residential Interior | Schools | Exit Lighting | Other | 0 | 0% | Manual Switch | 0 | 0% | 100%
Non-Residential Interior | Schools | Exit Lighting | LED | 3440403.7921 | 38.98% | Manual Switch | 0 | 0% | 100%
Non-Residential Interior | Schools | Exit Lighting | CFL | 156368.6408 | 1.772% | Manual Switch | 0 | 0% | 100%
Non-Residential Interior | Schools | Exit Lighting | Incandescent | 5228812.2355 | 59.25% | Manual Switch | 0 | 0% | 100%
Total | Schools | Exit Lighting |  | 8825584.6684 | 100%
Non-Residential Interior | Retail | Area (Low/Medium Bay Lighting) | Linear Fluorescent | 3307561214.0855 | 84.77% | Manual Switch | 954523070.6005 | 24.46% | 75.54%
Non-Residential Interior | Retail | Area (Low/Medium Bay Lighting) | Halogen | 79496522.5406 | 2.037% | Manual Switch | 12994674.6955 | 0.333% | 99.67%
Non-Residential Interior | Retail | Area (Low/Medium Bay Lighting) | LED | 4785406.0279 | 0.1226% | Manual Switch | 4184824.5293 | 0.1073% | 99.89%
Non-Residential Interior | Retail | Area (Low/Medium Bay Lighting) | CFL | 95048780.5524 | 2.436% | Manual Switch | 44300454.659 | 1.135% | 98.86%
Non-Residential Interior | Retail | Area (Low/Medium Bay Lighting) | HE HID | 51162769.7892 | 1.311% | Manual Switch | 38219503.7168 | 0.9795% | 99.02%
Non-Residential Interior | Retail | Area (Low/Medium Bay Lighting) | LE HID | 617025.0131 | 0.01581% | Manual Switch | 0 | 0% | 100%
Non-Residential Interior | Retail | Area (Low/Medium Bay Lighting) | Continue with other lamp types | 363229985.4777 | 9.309% | Manual Switch | 286013383.6784 | 7.33% | 92.67%
Total | Retail | Area (Low/Medium Bay Lighting) |  | 3901901703.4863 | 100% |  | 1340235911.8796
Non-Residential Interior | Retail | Area(High-bay Lighting) | Linear Fluorescent | 266887851.9765 | 66.61% | Manual Switch | 165614283.9882 | 41.33% | 58.67%
Non-Residential Interior | Retail | Area(High-bay Lighting) | Halogen | 5278999.3351 | 1.318% | Manual Switch | 0 | 0% | 100%
Non-Residential Interior | Retail | Area(High-bay Lighting) | LED | 1916034.9638 | 0.4782% | Manual Switch | 1891529.5136 | 0.4721% | 99.53%
Non-Residential Interior | Retail | Area(High-bay Lighting) | CFL | 22479267.01 | 5.61% | Manual Switch | 16461908.3197 | 4.109% | 95.89%
Non-Residential Interior | Retail | Area(High-bay Lighting) | HE HID | 101735714.4807 | 25.39% | Manual Switch | 59796412.8913 | 14.92% | 85.08%
Non-Residential Interior | Retail | Area(High-bay Lighting) | LE HID | 217211.8814 | 0.05421% | Manual Switch | 0 | 0% | 100%
Non-Residential Interior | Retail | Area(High-bay Lighting) | Continue with other lamp types | 2157541.5394 | 0.5385% | Manual Switch | 1414108.6417 | 0.3529% | 99.65%
Total | Retail | Area(High-bay Lighting) |  | 400672621.1869 | 100% |  | 245178243.3544
Non-Residential Interior | Retail | Display, track , advertising and spot light? | Linear Fluorescent | 63401094.2297 | 31.18% | Manual Switch | 25425373.2021 | 12.51% | 87.49%
Non-Residential Interior | Retail | Display, track , advertising and spot light? | Halogen | 78085223.6863 | 38.4% | Manual Switch | 19808463.2645 | 9.742% | 90.26%
Non-Residential Interior | Retail | Display, track , advertising and spot light? | LED | 12322506.9766 | 6.061% | Manual Switch | 883525.6588 | 0.4345% | 99.57%
Non-Residential Interior | Retail | Display, track , advertising and spot light? | CFL | 10798600.4398 | 5.311% | Manual Switch | 1374557.1159 | 0.6761% | 99.32%
Non-Residential Interior | Retail | Display, track , advertising and spot light? | Incandescent | 35288868.39 | 17.36% | Manual Switch | 3531174.3458 | 1.737% | 98.26% | x
Non-Residential Interior | Retail | Display, track , advertising and spot light? | HID-HE | 3424797.0632 | 1.684% | Manual Switch | 94683.0952 | 0.04657% | 99.95%
Total | Retail | Display, track , advertising and spot light? |  | 203321090.7856 | 100% |  | 51117776.6824
Non-Residential Interior | Retail | Exit Lighting | Other | 0 | 0% | Manual Switch | 0 | 0% | 100%
Non-Residential Interior | Retail | Exit Lighting | LED | 1369891.8798 | 50.23% | Manual Switch | 0 | 0% | 100%
Non-Residential Interior | Retail | Exit Lighting | CFL | 110448.2502 | 4.05% | Manual Switch | 0 | 0% | 100%
Non-Residential Interior | Retail | Exit Lighting | Incandescent | 1246772.9721 | 45.72% | Manual Switch | 0 | 0% | 100%
Total | Retail | Exit Lighting |  | 2727113.1021 | 100%
Non-Residential Interior | Restaurant | Area Lighting (Assuming this is mostly kitchen) | Linear Fluorescent | 365391303.2767 | 55.17% | Manual Switch | 10941329.6251 | 1.652% | 98.35%
Non-Residential Interior | Restaurant | Area Lighting (Assuming this is mostly kitchen) | Halogen | 40533528.149 | 6.12% | Manual Switch | 2327116.8756 | 0.3514% | 99.65%
Non-Residential Interior | Restaurant | Area Lighting (Assuming this is mostly kitchen) | LED | 3310221.7978 | 0.4998% | Manual Switch | 20380.7351 | 0.003077% | 100%
Non-Residential Interior | Restaurant | Area Lighting (Assuming this is mostly kitchen) | CFL | 84309373.2426 | 12.73% | Manual Switch | 13111185.5903 | 1.98% | 98.02%
Non-Residential Interior | Restaurant | Area Lighting (Assuming this is mostly kitchen) | Incandescent | 168024077.6514 | 25.37% | Manual Switch | 33977767.9097 | 5.131% | 94.87% | x
Non-Residential Interior | Restaurant | Area Lighting (Assuming this is mostly kitchen) | Other | 699436.8136 | 0.1056% | Manual Switch | 0 | 0% | 100%
Total | Restaurant | Area Lighting |  | 662267940.9312 | 100% |  | 60377780.7357
Non-Residential Interior | Restaurant | Track, Ornamental, Arch/wall wash, accent lighting (Assuming this is mostly dining room) | Linear Fluorescent | 705760.9423 | 2.413% | Manual Switch | 0 | 0% | 100%
Non-Residential Interior | Restaurant | Track, Ornamental, Arch/wall wash, accent lighting (Assuming this is mostly dining room) | Halogen | 14905900.1793 | 50.96% | Manual Switch | 1912707.644 | 6.539% | 93.46%
Non-Residential Interior | Restaurant | Track, Ornamental, Arch/wall wash, accent lighting (Assuming this is mostly dining room) | LED | 271674.9032 | 0.9287% | Manual Switch | 0 | 0% | 100%
Non-Residential Interior | Restaurant | Track, Ornamental, Arch/wall wash, accent lighting (Assuming this is mostly dining room) | CFL | 431583.9494 | 1.475% | Manual Switch | 0 | 0% | 100%
Non-Residential Interior | Restaurant | Track, Ornamental, Arch/wall wash, accent lighting (Assuming this is mostly dining room) | Incandescent | 12936969.6799 | 44.23% | Manual Switch | 767925.5934 | 2.625% | 97.37% | x
Non-Residential Interior | Restaurant | Track, Ornamental, Arch/wall wash, accent lighting (Assuming this is mostly dining room) | Other` | 0 | 0% | Manual Switch | 0 | 0% | 100%
Total | Restaurant | Track, Ornamental, Arch/wall wash, accent lighting (Assuming this is mostly dining room) |  | 29251889.6541 | 100% |  | 2680633.2373
Non-Residential Interior | Restaurant | Display and advertising | Linear Fluorescent | 377157.0782 | 34.19% | Manual Switch | 0 | 0% | 100%
Non-Residential Interior | Restaurant | Display and advertising | Halogen | 146558.4608 | 13.28% | Manual Switch | 0 | 0% | 100%
Non-Residential Interior | Restaurant | Display and advertising | LED | 145101.7567 | 13.15% | Manual Switch | 0 | 0% | 100%
Non-Residential Interior | Restaurant | Display and advertising | CFL | 434429.5285 | 39.38% | Manual Switch | 434429.5285 | 39.38% | 60.62%
Non-Residential Interior | Restaurant | Display and advertising | Continue with other lamp types | 0 | 0% | Manual Switch | 0 | 0% | 100%
Total | Restaurant | Display and advertising |  | 1103246.8243 | 100% |  | 434429.5285
Non-Residential Interior | Restaurant | Exit Lighting | Other | 0 | 0% | Manual Switch | 0 | 0% | 100%
Non-Residential Interior | Restaurant | Exit Lighting | LED | 581301.8151 | 30.68% | Manual Switch | 0 | 0% | 100%
Non-Residential Interior | Restaurant | Exit Lighting | CFL | 92670.5489 | 4.89% | Manual Switch | 0 | 0% | 100%
Non-Residential Interior | Restaurant | Exit Lighting | Incandescent | 1221041.5103 | 64.43% | Manual Switch | 0 | 0% | 100%
Total | Restaurant | Exit Lighting |  | 1895013.8743 | 100%
Non-Residential Interior | Misc. | Area Lighting | Linear Fluorescent | 5581833984.0388 | 86.42% | Manual Switch | 1161869461.3446 | 17.99% | 82.01%
Non-Residential Interior | Misc. | Area Lighting | Halogen | 98847081.9846 | 1.53% | Manual Switch | 3462751.1786 | 0.05361% | 99.95%
Non-Residential Interior | Misc. | Area Lighting | LED | 5454876.6898 | 0.08446% | Manual Switch | 486644.8122 | 0.007535% | 99.99%
Non-Residential Interior | Misc. | Area Lighting | CFL | 468303064.8443 | 7.251% | Manual Switch | 83804649.3684 | 1.298% | 98.7%
Non-Residential Interior | Misc. | Area Lighting | HE HID | 23608275.1434 | 0.3655% | Manual Switch | 750269.9637 | 0.01162% | 99.99%
Non-Residential Interior | Misc. | Area Lighting | LE HID | 80379.8367 | 0.001245% | Manual Switch | 0 | 0% | 100%
Non-Residential Interior | Misc. | Area Lighting | Continue with other lamp types | 280553198.5783 | 4.344% | Manual Switch | 20114621.5904 | 0.3114% | 99.69%
Total | Misc. | Area Lighting |  | 6458680861.1158 | 100% |  | 1270488398.2579
Non-Residential Interior | Misc. | Exit Lighting | Other | 0 | 0% | Manual Switch | 0 | 0% | 100%
Non-Residential Interior | Misc. | Exit Lighting | LED | 4792147.5765 | 49.05% | Manual Switch | 0 | 0% | 100%
Non-Residential Interior | Misc. | Exit Lighting | CFL | 165001.7609 | 1.689% | Manual Switch | 0 | 0% | 100%
Non-Residential Interior | Misc. | Exit Lighting | Incandescent | 4812401.0932 | 49.26% | Manual Switch | 0 | 0% | 100%
Total | Misc. | Exit Lighting |  | 9769550.4306 | 100%
Non-Residential Interior | All | Exit Lighting | Other | 0 | 0% | Manual Switch | 0 | 0% | 100%
Non-Residential Interior | FOR ALL BUILDING TYPES | Exit Lighting | LED | 31463504.6921 | 60.76% | Manual Switch | 0 | 0% | 100%
Non-Residential Interior | FOR ALL BUILDING TYPES | Exit Lighting | CFL | 1071504.844 | 2.069% | Manual Switch | 0 | 0% | 100%
Non-Residential Interior | FOR ALL BUILDING TYPES | Exit Lighting | Incandescent | 19249766.0865 | 37.17% | Manual Switch | 0 | 0% | 100%
Total | FOR ALL BUILDING TYPES | Exit Lighting |  | 51784775.6225 | 100%
Non-Residential Interior | FOR ALL BUILDING TYPES | Activity Area 22 (Lobby, corridor, stairwell) | Linear Fluorescent | 351117108.7747 | 68.47% | Manual Switch | 63136180.684 | 12.31% | 87.69%
Non-Residential Interior | FOR ALL BUILDING TYPES | Activity Area 22 (Lobby, corridor, stairwell) | Halogen | 7260663.9702 | 1.416% | Manual Switch | 1922226.3511 | 0.3749% | 99.63%
Non-Residential Interior | FOR ALL BUILDING TYPES | Activity Area 22 (Lobby, corridor, stairwell) | LED | 989959.2418 | 0.1931% | Manual Switch | 399440.7427 | 0.0779% | 99.92%
Non-Residential Interior | FOR ALL BUILDING TYPES | Activity Area 22 (Lobby, corridor, stairwell) | CFL | 107322117.7799 | 20.93% | Manual Switch | 44863997.1207 | 8.749% | 91.25%
Non-Residential Interior | FOR ALL BUILDING TYPES | Activity Area 22 (Lobby, corridor, stairwell) | Continue with other lamp types | 46086718.7458 | 8.988% | Manual Switch | 417145.2035 | 0.08135% | 99.92%
Total | FOR ALL BUILDING TYPES | Activity Area 22 (Lobby, corridor, stairwell) |  | 512776568.5124 | 100% |  | 110738990.102
Note on B3: Sahar Abbaszadeh: We will use CSS building types.
Note on C3: Sahar Abbaszadeh: Trying to include primary lighting use applications; my guess is area and task lighting. Need to understand the definition for trck vs. arch/wall wash, ornamental, and accent.
Note on D3: Sahar Abbaszadeh: Please include all lamp types here. The ones with very low saturation will not be included in the workbook, but without pulling the data, I don’t want to take guesses on which ones have low saturation.
Note on E3: Sahar Abbaszadeh: I am adding this column, so that we have the wattage totals as well- in case we need to combine two categories.
Note on G3: Sahar Abbaszadeh: will this be the wattage controlled?
Note on H3: Sahar Abbaszadeh: I am adding this column, so that we have the wattage totals as well- in case we need to combine two categories.
Note on D12: Sahar Abbaszadeh: Please include all lamp types here. The ones with very low saturation will not be included in the workbook, but without pulling the data, I don’t want to take guesses on which ones have low saturation.
Note on E12: Sahar Abbaszadeh: I am adding this column, so that we have the wattage totals as well- in case we need to combine two categories.
Note on G12: Sahar Abbaszadeh: will this be the wattage controlled?
Note on H12: Sahar Abbaszadeh: I am adding this column, so that we have the wattage totals as well- in case we need to combine two categories.
Note on E19: Sahar Abbaszadeh: I am adding this column, so that we have the wattage totals as well- in case we need to combine two categories.
Note on H19: Sahar Abbaszadeh: I am adding this column, so that we have the wattage totals as well- in case we need to combine two categories.
Note on G25: Sahar Abbaszadeh: will this be the wattage controlled?
Note on B30: JShelton: Note: Non-food Retail is not a building type. Many large big box retail now have food - think target and wallmart
Note on C30: Sahar Abbaszadeh: Is there a way to break out area lighting into low/medium and high bay? Not a big deal if not. Trypically high-bay starts from 20 feet, but if you can only distinguish between less than 15 and more than 15 that is ok.
Note on D30: Sahar Abbaszadeh: Please include all lamp types here. The ones with very low saturation will not be included in the workbook, but without pulling the data, I don’t want to take guesses on which ones have low saturation.
Note on G30: Sahar Abbaszadeh: will this be the wattage controlled?
Note on C31: Sahar Abbaszadeh: Trying to include the primary lighting applications in this building type, my guess: area lighting high vs low/medium bay?
Note on B38: JShelton: Note: Non-food Retail is not a building type. Many large big box retail now have food - think target and wallmart
Note on C38: Sahar Abbaszadeh: Is there a way to break out area lighting into low/medium and high bay? Not a big deal if not.
Note on D38: Sahar Abbaszadeh: Please include all lamp types here. The ones with very low saturation will not be included in the workbook, but without pulling the data, I don’t want to take guesses on which ones have low saturation.
Note on G38: Sahar Abbaszadeh: will this be the wattage controlled?
Note on G46: Sahar Abbaszadeh: will this be the wattage controlled?
Note on C51: Sahar Abbaszadeh: Is there a way to break out area lighting into low/medium and high bay? Not a big deal if not.
Note on D51: Sahar Abbaszadeh: Please include all lamp types here. The ones with very low saturation will not be included in the workbook, but without pulling the data, I don’t want to take guesses on which ones have low saturation.
Note on G51: Sahar Abbaszadeh: will this be the wattage controlled?
Note on C52: Sahar Abbaszadeh: Trying to include the primary lighting applications in this building type, my guess: area lighting, display, and refrigerated cases?
Note on C59: Sahar Abbaszadeh: Is there a way to break out area lighting into low/medium and high bay? Not a big deal if not.
Note on D59: Sahar Abbaszadeh: Please include all lamp types here. The ones with very low saturation will not be included in the workbook, but without pulling the data, I don’t want to take guesses on which ones have low saturation.
Note on G59: Sahar Abbaszadeh: will this be the wattage controlled?
Note on C67: Sahar Abbaszadeh: Assuming you can combine two lighting applications...
Note on D67: Sahar Abbaszadeh: Please include all lamp types here. The ones with very low saturation will not be included in the workbook, but without pulling the data, I don’t want to take guesses on which ones have low saturation.
Note on G67: Sahar Abbaszadeh: will this be the wattage controlled?
Note on G73: Sahar Abbaszadeh: will this be the wattage controlled?
Note on C78: Sahar Abbaszadeh: Trying to include the primary lighting applications in this building type, my guess: area lighting? We are not interested in medical equipment lighting.
Note on G78: Sahar Abbaszadeh: will this be the wattage controlled?
Note on G86: Sahar Abbaszadeh: will this be the wattage controlled?
Note on G91: Sahar Abbaszadeh: will this be the wattage controlled?
Note on C99: Sahar Abbaszadeh: Is there a way to break out area lighting into low/medium and high bay? Not a big deal if not.
Note on G99: Sahar Abbaszadeh: will this be the wattage controlled?
Note on G107: Sahar Abbaszadeh: will this be the wattage controlled?
Note on C112: Sahar Abbaszadeh: Is there a way to break out area lighting into low/medium and high bay? Not a big deal if not.
Note on D112: Sahar Abbaszadeh: Please include all lamp types here. The ones with very low saturation will not be included in the workbook, but without pulling the data, I don’t want to take guesses on which ones have low saturation.
Note on G112: Sahar Abbaszadeh: will this be the wattage controlled?
Note on C113: Sahar Abbaszadeh: Trying to include the primary lighting applications in this building type, my guess: area lighting, display, and refrigerated cases?
Note on C120: Sahar Abbaszadeh: Is there a way to break out area lighting into low/medium and high bay? Not a big deal if not.
Note on D120: Sahar Abbaszadeh: Please include all lamp types here. The ones with very low saturation will not be included in the workbook, but without pulling the data, I don’t want to take guesses on which ones have low saturation.
Note on G120: Sahar Abbaszadeh: will this be the wattage controlled?
Note on C128: Sahar Abbaszadeh: Assuming you can combine lighting applications...
Note on D128: Sahar Abbaszadeh: Please include all lamp types here. The ones with very low saturation will not be included in the workbook, but without pulling the data, I don’t want to take guesses on which ones have low saturation.
Note on G128: Sahar Abbaszadeh: will this be the wattage controlled?
Note on G135: Sahar Abbaszadeh: will this be the wattage controlled?
Note on C140: Sahar Abbaszadeh: Is there a way to distinquish kitchen from dining room lighting? Maybe area lighting is mostly kitchen and dining room is mostly track, ornamental, accent and wall wash?
Note on D140: Sahar Abbaszadeh: Please include all lamp types here. The ones with very low saturation will not be included in the workbook, but without pulling the data, I don’t want to take guesses on which ones have low saturation.
Note on C141: Sahar Abbaszadeh: Trying to include the primary lighting applications in this building type, my guess: area lighting, display, and refrigerated cases?
Note on C147: Sahar Abbaszadeh: Is there a way to distinquish kitchen from dining room lighting? Maybe area lighting is mostly kitchen and dining room is mostly track, ornamental, accent and wall wash?
Note on D147: Sahar Abbaszadeh: Please include all lamp types here. The ones with very low saturation will not be included in the workbook, but without pulling the data, I don’t want to take guesses on which ones have low saturation.
Note on G147: Sahar Abbaszadeh: will this be the wattage controlled?
Note on C148: Sahar Abbaszadeh: Trying to include the primary lighting applications in this building type, my guess: area lighting, display, and refrigerated cases?
Note on C154: Sahar Abbaszadeh: Trying to capture menu board lighting here...
Note on D154: Sahar Abbaszadeh: Please include all lamp types here. The ones with very low saturation will not be included in the workbook, but without pulling the data, I don’t want to take guesses on which ones have low saturation.
Note on G160: Sahar Abbaszadeh: will this be the wattage controlled?
Note on G165: Sahar Abbaszadeh: will this be the wattage controlled?
Note on G173: Sahar Abbaszadeh: will this be the wattage controlled?

## Ref-ExteriorSources (hidden)
6th power plan (6pp) data source - sign of times trade magazine | [7 empty] | From PNL SSL Niche Report
Energy Savings Estimates of Light Emitting Diodes
in Niche Lighting Applications
|  |  |  | installed | % |  |  | Prepared for:
|  |  |  | neon | 47.9% |  |  | Building Technologies Program
|  |  |  | fluorescent | 52.1% |  |  | Office of Energy Efficiency and Renewable Energy
U.S. Department of Energy
Prepared by:
Navigant Consulting Inc.
1801 K Street, NW Suite 500
Washington DC, 20006
Released: September 2008
6ppl roadway | [7 empty] | Revised: October 2008
[5 empty] | HPS | 39%
[5 empty] | MH | 27%
[5 empty] | MV | 13%
Street light HOU
12
| 6th power plan data sourced from a product demo |  |  |  | 6pp parking spreadsheet
CBSA New Building Baseline
Table 5.13: Exterior Light Technology (% of Exterior Watts)
[10 empty] | Exterior Lamp Type | ID | MT | OR | WA | Total
[10 empty] | CFL | 0.5 | 0.5 | 6.4 | 2.4 | 3.9
[10 empty] | LF | 0.7 | 4.5 | 3.8 | 10.1 | 6.7 |  | exterior parking
[10 empty] | HID-CMH | 0 | 0 | 0.1 | 2.8 | 1.4 | HID | 87.2%
[10 empty] | HID-HPS | 0 | 0 | 13.8 | 13 | 12.2 | others | 12.8%
[10 empty] | HID-MH | 98.2 | 94.3 | 73.8 | 69.2 | 73.6
[10 empty] | INCANDESCENT | 0.6 | 0.8 | 1.6 | 1.4 | 1.4
[10 empty] | LED,INDUCTION,UNK | 0 | 0 | 0.5 | 1.2 | 0.8
[10 empty] | Total | 100 | 100 | 100 | 100 | 100
from 6pp parking workbook
[12 empty] | Annual Savings per 1000 SF in kWh | Life | Cost per 1000 SF | Hours | w/sf Saved | Life Hours
[11 empty] | Covered Parking Regional Average - NR | 700.8 | 7.9909 | 347.1248 | 8760 | 0.08 | 70000
[11 empty] | Surface Parking Regional Average - NR | 165.2983 | 16.9492 | 264.1165 | 4130 | 0.040024 | 70000
[11 empty] | Covered Parking Regional Average - New | 700.8 | 7.9909 | 177.0567 | 8760 | 0.08 | 70000
[11 empty] | Surface Parking Regional Average - New | 165.2983 | 16.9492 | 187.9291 | 4130 | 0.040024 | 70000
[11 empty] | from 6pp parking workbook | Annual Savings in kWh per fixture | Cost | Hours | Watts Saved | Life Hours | POM Life | Cost 1 ($) | Period 1 | Cost 2 ($) | Period 2 | $/Normalized Delta Watt | $/ First-Year kWh | Bi-Level Dimming Watt Factor | Bi-LEvel Dimming Hour Factor | Percent Savings
[11 empty] | LED Garage Proxy | 1219.5131 | 604.0571 | 8760 | 139.2138 | 70000 |  | -18.4 | 1.1416 |  |  | 4.3391 | 0.49533 | 1 | 1 | 0.35
[11 empty] | Induction Garage Proxy | 394.2 | 535.5272 | 8760 | 45 | 100000 |  | -18.4 | 1.1416 |  |  | 11.9006 | 1.3585 | 1 | 1 | 0.35
[11 empty] | LED Garage Proxy Bi-Level | 1831.4597 | 704.0571 | 8760 | 139.2138 | 70000 |  | -18.4 | 1.1416 |  |  | 4.3391 | 0.38442 | 0.5 | 0.5 | 0.5
| Source: 6th power plan parking lighting | [9 empty] | Induction Garage Proxy Bi-Level | 593.49 | 635.5272 | 8760 | 45 | 100000 |  | -18.4 | 1.1416 |  |  | 11.9006 | 1.0708 | 0.5 | 0.5 | 0.5
| Garage Light Source Inputs New and Existing |  |  |  | Source: CBSA, NLI, CA study | [5 empty] | LSG Low Bay | 963.6 | 425 | 8760 | 110 | 70000 |  | -20 | 2.5 |  |  | 3.8636 | 0.44105 |  |  | 0.5
| Light Source | Existing | New
| Metal Halide | 60% | 70%
| HPS | 20% | 10%
| Fluorescent | 20% | 20%
| Other | 0% | 0%
| Applicability | 80% | 80%
| Fixture type | Percentage | Cut-off
| Post top mount | 44.6% | 91.5%
| Wall or landscape | 22.9% | 15.7%
| Wall mount | 14.6% | 5.5%
| Pole mount | 10.7% | 6.5%
| Canopy | 6.6% | 37.9%
| Undefined | 0.4% | 25%
| Landscape | 0.1% | 100%
6th power plan exterior lighting sheet
| Distribution of Hours | watt fraction | hours/year
| Façade and Perimeter | 15% | 4300
| Entrance & Canopy | 15% | 2500
| Walkways and Area | 40% | 4300
| Outdoor Sales | 20% | 3000
| Signage | 10% | 7000
| Total | 100% | 4040
| LED Traffic Signal Survey Results, January 2005 |  |  | Traffic Signal Saturation |  |  | 65%
CEC-400-2005-003
http://www.energy.ca.gov/2005publications/CEC-400-2005-003/CEC-400-2005-003.PDF

## Ref-2013CSSsaturationsEXT (hidden)
Itron's response to Cadmus data request re: 2011-2013 California Commercial Saturation Survey (CSS)
Building Sector | Building Sub-Sector | Lighting Application | Lamp Type | Installed Lighting (Watts) | Installed Lighting Saturation (% of watts) | Baseline Control | Installed controlled (Watts) | Installed Controlled Saturation (% of watts) | Baseline Control Saturation of Installed Watts for Lamp Type (%)
Non-Residential Exterior | All | Parking Lot | Linear Fluorescent | 13145811.7942 | 5.176% | Manual Switch | 12771889.7081 | 5.029% | 94.97%
Non-Residential Exterior | All | Parking Lot | Halogen | 4370820.361 | 1.721% | Manual Switch | 4370820.361 | 1.721% | 98.28%
Non-Residential Exterior | All | Parking Lot | LED | 2706286.9046 | 1.066% | Manual Switch | 2064695.7493 | 0.8129% | 99.19%
Non-Residential Exterior | All | Parking Lot | HE HID | 172020353.4666 | 67.73% | Manual Switch | 170044902.5099 | 66.95% | 33.05%
Non-Residential Exterior | All | Parking Lot | LE HID | 34959528.646 | 13.76% |  | 34632486.6943 | 13.64% | 86.36%
Non-Residential Exterior | All | Parking Lot | Incandescent | 10602968.3645 | 4.175% | Manual Switch | 10348004.2766 | 4.074% | 95.93%
Non-Residential Exterior | All | Parking Lot | Continue with other lamp types | 16182353.0512 | 6.371% | Manual Switch | 16089866.6762 | 6.335% | 93.67%
Total | All | Parking Lot |  | 253988122.588 | 100% |  | 250322665.9754
Non-Residential Exterior | All | Parking Garage | Linear Fluorescent | 36017173.9773 | 70.23% | Manual Switch | 20870775.419 | 40.7% | 59.3%
Non-Residential Exterior | All | Parking Garage | Halogen | 757413.7977 | 1.477% | Manual Switch | 757413.7977 | 1.477% | 98.52%
Non-Residential Exterior | All | Parking Garage | LED | 1225950.8874 | 2.391% | Manual Switch | 0 | 0% | 100%
Non-Residential Exterior | All | Parking Garage | HE HID | 2180326.0327 | 4.251% | Manual Switch | 683872.9724 | 1.333% | 98.67%
Non-Residential Exterior | All | Parking Garage | LE HID | 1479739.6796 | 2.885% |  | 1479739.6796 | 2.885% | 97.11%
Non-Residential Exterior | All | Parking Garage | Incandescent | 109412.7304 | 0.2133% | Manual Switch | 0 | 0% | 100%
Non-Residential Exterior | All | Parking Garage | CFL | 9514165.9049 | 18.55% | Manual Switch | 9453571.0882 | 18.43% | 81.57% | x
Non-Residential Exterior | All | Parking Garage | Other | 0 | 0% | Manual Switch | 0 | 0% | 100%
Total | All | Parking Garage |  | 51284183.0099 | 100% |  | 33245372.957
Non-Residential Exterior | All | Bldg Façade, Landscape, Service Canopies, and Stadium/athletic field lighting | Linear Fluorescent | 64499339.9464 | 7.851% | Manual Switch | 46112516.2911 | 5.613% | 94.39%
Non-Residential Exterior | All | Bldg Façade, Landscape, Service Canopies, and Stadium/athletic field lighting | Halogen | 76406673.2655 | 9.3% | Manual Switch | 67295437.6057 | 8.191% | 91.81%
Non-Residential Exterior | All | Bldg Façade, Landscape, Service Canopies, and Stadium/athletic field lighting | LED | 15364577.9625 | 1.87% | Manual Switch | 11477537.8983 | 1.397% | 98.6%
Non-Residential Exterior | All | Bldg Façade, Landscape, Service Canopies, and Stadium/athletic field lighting | HE HID | 303729132.7799 | 36.97% | Manual Switch | 209159761.1951 | 25.46% | 74.54%
Non-Residential Exterior | All | Bldg Façade, Landscape, Service Canopies, and Stadium/athletic field lighting | LE HID | 69265431.8236 | 8.431% | Manual Switch | 64626494.5919 | 7.866% | 92.13%
Non-Residential Exterior | All | Bldg Façade, Landscape, Service Canopies, and Stadium/athletic field lighting | Incandescent | 64752160.4362 | 7.882% | Manual Switch | 51201734.6277 | 6.232% | 93.77%
Non-Residential Exterior | All | Bldg Façade, Landscape, Service Canopies, and Stadium/athletic field lighting | CFL | 214730449.9798 | 26.14% | Manual Switch | 203494177.2201 | 24.77% | 75.23% | x
Non-Residential Exterior | All | Bldg Façade, Landscape, Service Canopies, and Stadium/athletic field lighting | Other | 535176.4431 | 0.06514% | Manual Switch | 535176.4431 | 0.06514% | 99.93%
Total | All | Bldg Façade, Landscape, Service Canopies, and Stadium/athletic field lighting |  | 821561575.7493 | 100% |  | 659620096.9122
Note on B3: Sahar Abbaszadeh: We will use CSS building types.
Note on C3: Sahar Abbaszadeh: Trying to include primary lighting use applications; my guess is area and task lighting. Need to understand the definition for trck vs. arch/wall wash, ornamental, and accent.
Note on D3: Sahar Abbaszadeh: Please include all lamp types here; and use your categories. The ones with very low saturation will not be included in the workbook, but without pulling the data, I don’t want to take guesses on which ones have low saturation.
Note on G3: Sahar Abbaszadeh: will this be the wattage controlled?
Note on B11: Sahar Abbaszadeh: We will use CSS building types.
Note on D11: Sahar Abbaszadeh: Please include all lamp types here; and use your categories. The ones with very low saturation will not be included in the workbook, but without pulling the data, I don’t want to take guesses on which ones have low saturation.
Note on G11: Sahar Abbaszadeh: will this be the wattage controlled?
Note on C20: Sahar Abbaszadeh: I am assuming that one of these categoriesincludes pathways ..
Note on D20: Sahar Abbaszadeh: Please include all lamp types here; and use your categories. The ones with very low saturation will not be included in the workbook, but without pulling the data, I don’t want to take guesses on which ones have low saturation.
Note on G20: Sahar Abbaszadeh: will this be the wattage controlled?

## Ref-BaselineControls (hidden)
Lighting Control Market Share and Sources | [5 empty] | 2010 US Lighting Market Characterization
http://apps1.eere.energy.gov/buildings/publications/pdfs/ssl/2010-lmc-final-jan-2012.pdf
Building Sector | Building Sub-sector | Lighting Application | Control | Control Market Share | Source | 2010
Non-Residential Exterior | Area Lighting | Covered Parking (Ceiling Mounted) | Manual Switch / Schedule | 100% | Cadmus Judgement | Garage | 97%
Non-Residential Exterior | Area Lighting | Outdoor Parking Lighting (Pole Mounted) | Photocell | 100% | Cadmus Judgement | Hall | 92%
Non-Residential Exterior | Area Lighting | Public Area (Pathway and Landscape) | Photocell | 100% | Cadmus Judgement | Kitchen | 88%
Non-Residential Exterior | Roadway | Street Lights | Photocell | 100% | Cadmus Judgement | Laundry | 99%
Non-Residential Exterior | Roadway | Signs and Billboards | Manual Switch / Schedule | 100% | Cadmus Judgement | Living | 73%
[6 empty] | Office | 86%
[6 empty] | Other | 90%
Table 4.37
[6 empty] | Business Type | % Manual Control
[6 empty] | Education | 83%
[6 empty] | Food Service | 95%
[6 empty] | Food Store | 60%
[6 empty] | Heath Care - Inpatient | 92%
[6 empty] | Heath Care - Outpatient | 78%
[6 empty] | Lodging | 95%
[6 empty] | Offices (non-medical) | 52%
[6 empty] | Public Assembly | 77%
[6 empty] | Public Order and Safety | 96%
[6 empty] | Religious Worship | 95%
[6 empty] | Retail - Mall and Non-Mall | 50%
[6 empty] | Services | 81%
[6 empty] | Wharehouse and Storage | 85%
[6 empty] | Other | 88%

## Ref-AgricultureSources (hidden)
Long Day Lighting | University of Wisconsin Madison
http://www.wisconsinpublicservice.com/business/pdf/efficient_equipment_longdaylighting.pdf |  |  | Agriculture Electric End Uses | % | Note | GWh
|  |  | Irrigation | 80% |  | 10736.3256
|  |  | Process Heat | 8% | CADMUS Estimate | 1073.6326
|  | 17 | Refrigeration | 8% | CADMUS Estimate | 1073.6326
|  |  | Lighting | 4% | CADMUS Estimate | 536.8163
|  |  | Total | 100% |  | 13420.407

## Ref-Codes & Standards (hidden)
http://www.appliance-standards.org/national
National Lighting Codes and Standards
Product Covered | Initial Legislation | Last Standard Issued | Effective Date | Issued By | Updated DOE Standard Due | Potential Effective Date | States With Standard | Cadmus Comments | Links
Ceiling Fans and Ceiling Fan Light Kits | EPACT 2005 | 2005 | 2007 | Congress | 2013 | 2016 |  | requires ceiling fan light kits contain compact fluorescent lamps (CFLs) in the package to fill all medium-base screw-in sockets.
Compact Fluorescent Lamps | EPACT 2005 | 2005 | 2006 | Congress | 2013 | 2016 |  | Quality standards | http://buildingsdatabook.eere.energy.gov/TableView.aspx?table=7.7.5
Fluorescent Lamp Ballasts | NAECA 1988 | 2000 | 2005 | DOE | 2011 | 2014 |  | The 2000 rule effectively requires electronic ballasts for new T12 fluorescent fixtures manufactured after July 1, 2005 and effectively requires electronic ballasts for both new T12 fixtures and replacement T12 ballasts after July 1, 2010.
General Service Lamps: Incandescents plus CFLs, GSLED, GSOLED | EISA 2007 | 2007 | 2012 | Congress | 2017 | 2020 | NV, CA | CA is adopting EISA early. | http://www.energy.ca.gov/lightbulbs/lightbulb_faqs.html
HID Lamps | EPACT 1992 | None | None | N/A | 2014 | 2017 |  | No federal standards
Illuminated Exit Signs | EPACT 2005 | 2005 | 2006 | Congress | 2013 | 2016 |  | 5W or less per face; effectively requires LEDs
Incandescent Reflector Lamps | EPACT 1992 | 2009 | 2012 | DOE | 2014 | 2017 | VT, DC, WA, MA, OR, MD, NY, CT | Requires efficiency which can be met by halogen infrared lamps, average wattage drops from 75W to 55W
Incandescent Reflector Lamps (includes certain BR and Other Exempted IRLs) | EPACT 1992 | None | None | N/A | 2011 | 2013 |  | Requires efficiency which can be met by halogen infrared lamps, average wattage drops from 75W to 55W
Linear Tube Fluorescent Lamps | EPACT 2005 | 2009 | 2012 | DOE | 2014 | 2017 |  | requires the use of high performance T8 lamps
Mercury Vapor Lamp Ballasts | EPACT 2005 | 2005 | 2008 | Congress | None | None |  | mercury vapor lamps shall not be manufacturered or imported
Metal Halide Lamp Fixtures | EISA 2007 | 2007 | 2009 | Congress | 2011 | 2015 | CA | CEC adopted 2 tiered standard, Tier 1 effective 2010, Tier 2 effective 2015
Portable Light Fixtures | None | 2008 | 2010 | CA Congress |  |  | CA | Any portable light fixtures sold must be fluorescent, equpped with GU base, be an LED, or if a MSB the must be sold with CFLs or LED lamps prepackaged.
Torchiere Lighting Fixtures | EPACT 2005 | 2005 | 2006 | Congress | 2013 | 2016 |  | Light is to automatically shutoff if more than 190W is used.
Traffic Signals | EPACT 2005 | 2005 | 2006 | Congress | 2013 | 2016 |  | Only LEDs currently meet CA's efficiency standards for traffic signals | http://www.energy.ca.gov/2005publications/CEC-400-2005-035/CD_to-legislature_content/section06.pdf
General Service Flourescent Lamps | EPACT 1992 |  | 2012 | DOE |  |  |  | Federal Standard 7, General Service Fluorescent Lamps (Fed7). A subcomponent of EISA 2007, took effect on July 14, 2012 and regulates general service fluorescent lamps (GSFLs). According to our research through a literature review and conversations with industry representatives, the primary energy saving impact of Fed7 is the retrofit of 4’ and 2’ U-shaped T12 lamps to T8 lamps. Sales of these two types of GSFLs (4’ linear and U shaped) account for nearly 80% of the California market based on our calculations (refer to Table 6). We determined through research that the most common retrofit of these two lamps that is warranted by Fed7 is from T12 (40 watts) to T8 (32 watts), thereby resulting in a per unit savings of 8 watts per GSFL for both 4’ linear and U-shaped GSFLs . Reliable data on the energy savings potential of the other GSFLs are unavailable, so we did not include them in our analysis. | From Cadmus Memo to CEC
Title 24 Part 6 2013 Standards, Lighting Controls
Building Sector | Interior/Exterior |  | Building Sub-sector | Lighting Application | Space | Requirement | Required Controls | Exceptions | Section | Note
Residential | Interior | Low-rise, High-rise | single-family and multi-family | Interior Support Spaces | Bathroom | A minimum of one high-efficacy luminaire. All other either high efficacy or controlled by vacancy sensors. | Vacancy sensor for all low-efficacy luminaires. |  | 150.0(K)
Residential | Interior | Low-rise, High-rise | single-family and multi-family | Interior Support Spaces | Laundry rooms, Utility rooms. | All have to be either high efficacy or controlled by vacancy sensors. | Vacancy sensor for all low- efficacy luminaires. |  | 150.0(K)
Residential | Interior | Low-rise, High-rise | single-family and multi-family | Interior Living Spaces | Kitchen | 50% of total rated wattage has to be high-efficacy. If all lighting in the kitchen is controlled by vacancy sensors or dimmers: In d.u.s smaller than 2500 s.f. exclude 50 watts from the req above. In d.u. larger than 2500 s.f. exclude 100 watts from the req above. | Vacancy sensor or dimmers for all low-efficacy |  | 150.0(K)
Residential | Interior | Low-rise, High-rise | single-family and multi-family | Interior Living Spaces | Bedroom, Living room, Dining Room, etc | All have to be either high efficacy or controlled by either vacancy sensors or dimmers. | Vacancy sensor or dimmers for low-efficacy lighting. |  | 150.0(K)
Residential | Interior | Low-rise | multi-family | General Lighting for Lobbies, Corridors, and stairwells | common areas, If less than 20% of the total buildging floor area: | All has to be high-efficacy or controlled by occ sensor. | Occupancy sensor for all low- efficacy luminaires. |  | 150.0(K)12
Residential | Interior | Low-rise | multi-family | General Lighting for Lobbies, Corridors, and stairwells | common areas , If more than 20% of the floor area: | Corridors and stairwells, have to have occ sensors to reduce power down to 50%. Follow non-res lighting requirements for the rest. | Bi-level for corridor and stairwells. |  | 150.0(K)12
Residential | Interior | High-rise | multi-family | Common Areas | Common areas - except lobbies, corridors, and stairwells | Meet applicable non-res interior reqs.
Residential | Interior | High-rise | multi-family | General Lighting for Lobbies, Corridors, and Stairwells | Stairwells and common area corridors | Occupant Sensing controls to reduce lighting power by at least 50% when unoccupied, no shut-off req | Bi-level only, no shut-off | In corridors and stairwells in which the installed lighting power is 80 percent or less of the value allowed under the Area Category Method, occupant sensing controls shall reduce power by at least 40 percent. | 130.1(c)7A
Residential | Interior | Low-rise | single-family and multi-family | Garage | Garage with less than 8 cars | All have to be either high efficacy or controlled by vacancy sensors. | Vacancy sensor for all low- efficacy luminaires. |  | 150.0(K)
Residential | Interior | Low-rise | single-family and multi-family | Garage | Garages with more than 8 cars | Meet applicable non-res outdoor lighting requirements. |  |  | 150.0(K)
Residential | Interior | High-rise | multi-family | Garage | Garages | General lighting shall have one control step between 20% and 50% of design lighting power; no shut-off AND parking garage with combined total of 36 s.f. or more glazing or opening, luminaires in primary and secondary sidelit zones shall be controls by automatic daylighting controls | Bi-level and Daylighting (for primary and secondary sidelit zones) |  |  | Same as Non-res Interior Garage requirements
Residential | Exterior | Low-rise | Single-family | Exterior lighting | All | All permanently mounted luminaires have to be high efficacy or can be low-efficacy if controlled by on/off and motion sensor, and time-clock. | On-off, and Motion sensor, and time-clock for low efficacy lighting. |  | 150.0(K)
Residential | Exterior | Low-rise | multi-family | Exterior lighting | private patios, entrances, balconies, and porches | Meet outdoor lighting for single family requirements, or non-res outdoor lighting requirements. | On-off, and Motion sensor, and time-clock for low efficacy lighting OR Photocontrol or Astronomical time-switch and Bi-level |  | 150.0(K)
Residential | Exterior | Low-rise | multi-family | Parking lots and Carports | residential parking lots and carports with less than eight vehicles per site | Meet outdoor lighting for single family requirements, or non-res outdoor lighting requirements. | On-off, and Motion sensor, and time-clock for low efficacy lighting OR Photocontrol or Astronomical time-switch and Bi-level |  | 150.0(K)
Residential | Exterior | Low-rise | multi-family | Parking lots and Carports | residential parking lots and carports with more than eight vehicles per site | Meet applicable non-res outdoor lighting requirements. | Photocontrol or Astronomical time-switch and Bi-level |  | 150.0(K)
Residential | Exterior | High-rise | multi-family | Area Lighting | parking lots, carports | Meet applicable non-res exterior reqs. | Photocontrol or Astronomical time-switch and Bi-level
Non-Residential | Interior | All | Hotel/motel | General Lighting for Lobbies, Corridors, and Stairwells | Stairwells and common area corridors | Occupant Sensing controls to reduce lighting power by at least 50% when unoccupied, no shut-off req | Bi-level only, no shut-off | In corridors and stairwells in which the installed lighting power is 80 percent or less of the value allowed under the Area Category Method, occupant sensing controls shall reduce power by at least 40 percent. | 130.1(c)7A
Non-Residential | Interior | All | Hotel/motel | Guestroom | Guestrooms | captive card key controls, occupancy sensing controls, or automatic controls such that, no longer than 30 minutes after the guest room has been vacated, lighting power is switched off. | Occupant sensing controls | One high efficacy luminaire | 130.1( C) | Does not apply to portable fixtures since T-24 only regulates permanently installed equipment
Non-Residential | Interior | All | All | All except classrooms | Enclosed Area 100 s.f. or larger with connected lighting load exceeding 0.5 watts per s.f., | Required control steps and dimming in accordance with TABLE 130.1-A; and one of the following: A. manual dimming B. lumen maintenance C. tuning D. daylighting controls (if in daylit zones) E. demand responsive lighting controls | Multi-level lighting controls such as: A. manual dimming B. lumen maintenance C. tuning D. daylighting controls E. demand responsive lighting controls | 1) An area enclosed by ceiling height partitions that has only one luminaire with no more than two lamps 2)class rooms with a connected lighting load of 0.7 watts per s.f. or less | 130.1(b) | No multi-level lighting controls requirement for classrooms, except when they have a connected general lighting load of 0.7 watts per s.f. and less
Non-Residential | Interior | All | K-12 | Classrooms | Classrooms with a connected general lighting load of 0.7 watts per s.f. and less | shall have at least one controls step between 30-70% of full rated power | Bi-level |  | Exception to section 130.1(b) | No multi-level lighting controls requirement for classrooms, except when they have a connected general lighting load of 0.7 watts per s.f. and less
Non-Residential | Interior | All | University/college | Medium Bay for Classroom | Classrooms with a connected general lighting load of 0.7 watts per s.f. and less | shall have at least one controls step between 30-70% of full rated power | Bi-level |  | Exception to section 130.1(b) | No multi-level lighting controls requirement for classrooms, except when they have a connected general lighting load of 0.7 watts per s.f. and less
Non-Residential | Interior | All | All | General Lighting | All, except Offices 250 square feet or smaller, multipurpose rooms of less than 1,000 square feet, classrooms of any size, and conference rooms of any size and except stairwells and common area corridors in high-rise residential buildings and parking garages, parking areas, and loading/unloading areas. | Shut-off controls | Shut-off controls | Space in use 24-hour a day, or exit lighting in office buildings (up tp 0.05 watts per s.f. that is designated as emergency egress area on the plans) | 130.1( C) | Note that shut-off controls include but are not limited to occupant sensing controls. Shut-off controls are occupant sensing control, automatic time-switch control, signal from anotherbuilding system, or other control capable of automatically shutting OFF all of the lighting when the space is typically unoccupied
Non-Residential | Interior | All | Small commercial, large/medium office, healthcare, university/college, K-12 | General lighting | Offices 250 square feet or smaller, multipurpose rooms of less than 1,000 square feet, classrooms of any size, and conference rooms of any size | Occupant Sensing controls to shut-off ALL lighting | Occupant Sensing controls |  | 130.1( C)
Non-Residential | Interior | All | Warehouses | low/medium/high bay lighting | Warehouses (aisle ways and open areas) | Shut-off and Occupant Sensing controls to reduce lighting power by at least 50% when unoccupied | Shut-off and Bi-level | where installed lighting power is 80% ore less the value allows, in which case control shall reduce by at least 40%. | 130.1( C)
Non-Residential | Interior | All | All | Libraries | Library book stack aisles ≥ 10 ft in length and accessible from only one end and those ≥ 20 ft in length and accessible from both ends | Shut-off and Occupant Sensing controls to reduce lighting power by at least 50% when unoccupied | Shut-off and Bi-level |  | 130.1( C)
Non-Residential | Interior | All | All, except residential and hotel/motel | General lighting for corridors and stairwells | corridors and stairwells | Shut-off and Occupant Sensing controls to reduce lighting power by at least 50% when unoccupied | Shut-off and Bi-level |  | 130.1( C)
Non-Residential | Interior | All | Garages | ceiling/perimeter mounted general lighting | Garages | General lighting shall have one control step between 20% and 50% of design lighting power; no shut-off | Bi-level only, no shut-off | Metal halide luminaires with a lamp plus ballast mean system efficacy of greater than 75 lumens per watt, one control step between 20% and 60% | 130.1( C)7B | Interior areas of parking garages are classified as indoor lighting for compliance with Section 130.1(c)7B. Parking areas on the roof of a parking structure are classified as outdoor hardscape and shall comply with the applicable provisions in Section 130.2.
Non-Residential | Interior | All | Garages | ceiling/perimeter mounted general lighting | Garages | parking garage with combined total of 36 s.f. or more glazing or opening, luminaires in primary and secondary sidelit zones shall be controls by automatic daylighting controls | Daylighting | Luminaires located in the daylight transition zone and luminaires for only dedicated ramps. Daylight transition zone and dedicated ramps are defined in Section 100.1. The total combined general lighting power in the primary sidelit daylight zones is less than 60 watts. | 130.1(d)
Non-Residential | Interior | All | Garages | ceiling/perimeter mounted general lighting | Parking Areas, Loading and unloading | General lighting shall have one control step between 20% and 50% of design lighting power; no shut-off | Bi-level only, no shut-off | Metal halide luminaires with a lamp plus ballast mean system efficacy of greater than 75 lumens per watt, one control step between 20% and 60% | 130.1( C)7B | Interior areas of parking garages are classified as indoor lighting for compliance with Section 130.1(c)7B. Parking areas on the roof of a parking structure are classified as outdoor hardscape and shall comply with the applicable provisions in Section 130.2.
Non-Residential | Interior | All | All | All | Buildings larger than 10,000 s.f. | Respond to demand responsive signal to reduce total lighting power by a minimum of 15% below total installed lighting power Lighting is reduced in a manner consistent with requirements for uniform illumination levels (listed in Table 130.1-A | Demand responsive controls |  | 130.1( e)
Non-Residential | Interior | All | Warehouses, Manufacturing, non-food retail, agricultural, large/medium grocery | low/medium/high bay lighting | Buildings larger than 5,000 s.f. in climate zones 2 through 15 | Conditioned and unconditioned enclosed spaces directly under the roof with ceiling heights greater than 15 ft, 75% of the floor plans shall be in daylight zones | Daylighting | 1) Auditoriums, churches, movie theaters, museums, and refrigerated warehouses. 2) In buildings with unfinished interiors, future enclosed spaces for which there are plans to have: A. A floor area of less than or equal to 5,000 square feet; or B. Ceiling heights of less than or equal to 15 feet. 3) Enclosed spaces having a designed general lighting system with a lighting power density less than 0.5 watts per square foot. | 140.3( c)
Non-Residential | Interior | All | Medium/large groceries | Refrigerated Case Displays | Retail food stores with 8,000 square feet or more of conditioned area, and that utilize either: refrigerated display cases, or walk-in coolers or freezers connected to remote compressor units or condensing units, shall | Lighting in refrigerated display cases, and lights on glass doors installed on walk-in coolers and freezers shall be controlled by one of the following: A. Automatic time switch controls to turn off lights during non-business hours. Timed overrides for any line-up or walk-in case may only be used to turn the lights on for up to one hour. Manual overrides shall time-out automatically to turn the lights off after one hour. B. Motion sensor controls on each case that reduce display case lighting power by at least 50 percent within 30 minutes after the area near the case is vacated. | Shut-off (timeswitch) and bi-level | EXCEPTION to Section 120.6(b)3: Stores which are normally open for business 140 hours or more per week. | 120.6(b)3
Non-Residential | Interior | All | All | Display and Advertising |  | Separate shut-off controls for general, display, ornamental, and display case lightingfrom the rest of lights. | Shut-off |  | section 130.1(c)]
Non-Residential | Exterior |  | Area Lighting | All (Outdoor parking, covered parking, perimeter lighitng, public area) | All | All installed lighting shall be controlled by a photocontrol or astronomical time-switch to turn lights OFF when daylight is available. | Photocontrol or Astronomical time-switch | 1) outdoor lighting not permitted to be turned off by a health or life safety statute. 2) lighting in tunnels req'd to be illuminated 24 hrs/day | 130.2(C ) | Interior areas of parking garages are classified as indoor lighting for compliance with Section 130.1(c)7B. Parking areas on the roof of a parking structure are classified as outdoor hardscape and shall comply with the applicable provisions in Section 130.2.
Non-Residential | Exterior |  | Area Lighting | Perimeter (Wall Packs) and Outdoor Parking Lighting (Pole Mounted) and Public Area (Pathway and Landscape) | Perimeter (wall packs), parking lots with single-row pole arrangements (with an approximate row-to-row spacing of 60 feet), public area lighting Except Outdoor Sales Frontage, Outdoor Sales Lots, and Outdoor Sales Canopies, Building Facade, Ornamental Hardscape and Outdoor Dining lighting, | All installed lighting where the bottom of luminaire is mounted 24 feet or less above ground, shall be controlled with motion sensor or other control system that automatically reduces lighting power by at least 40% but not exceeding 80%, or provide continuous dimming from 40% through 80%. | Bi-level | Outdoor lighting, where luminaire rated wattage is determined in accordance with Section 130.0(c), and which meet one of the following conditions: A. Pole-mounted luminaires each with a maximum rated wattage of 75 watts; or B. Non-pole mounted luminaires with a maximum rated wattage of 30 watts each; or C. Linear lighting with a maximum wattage of 4 watts per linear foot of luminaire 4) Applications listed as Exceptions to Section 140.7(a): when more than 50 percent of the light from a luminaire falls within one or more of the following applications: 1. Temporary outdoor lighting. 2. Lighting required and regulated by the Federal Aviation Administration, and the Coast Guard. 3. Lighting for public streets, roadways, highways, and traffic signage lighting, including lighting for driveway entrances occurring in the public right-of-way. 4. Lighting for sports and athletic fields, and children’s playgrounds. 5. Lighting for industrial sites, including but not limited to, rail yards, maritime shipyards and docks, piers and marinas, chemical and petroleum processing plants, and aviation facilities. 6. Lighting specifically for Automated Teller Machines 7. Lighting of public monuments. 8. Lighting of signs 9. Lighting of tunnels, bridges, stairs, wheelchair elevator lifts for American with Disabilities Act (ADA) compliance, and ramps that are other than parking garage ramps. 10. Landscape lighting. 11. In theme parks: outdoor lighting only for themes and special effects. 12. Lighting for outdoor theatrical and other outdoor live performances 13. Outdoor lighting systems for qualified historic buildings | 130.2(C ) | Based onCODES AND STANDARDS ENHANCEMENT INITIATIVE (CASE) Outdoor Lighting and Controls 2013 California Building Energy Efficiency Standards California Utilities Statewide Codes and Standards Team October 2011: bi-level controls with sensors is only technologically possible for single-row pole arrangements (with an approximate row-to-row spacing of 60 feet). The majority of parking lot poles that meet the criteria will utilize 20 foot poles, and may have a 3 or 4 foot concrete exposed foundation. This results in the maximum viable pole height for lighting controls set at 24 feet. It is not possible for typical 120 by100 (Every other row arrangement) and 60 by 100 (every row arrangement).
Non-Residential | Exterior |  | Area Lighting | Outdoor Parking Lighting (Pole Mounted) | Outdoor Sales Frontage, Outdoor Sales Lots, and Outdoor Sales Canopies | A. A part-night outdoor lighting control or B. Motion sensors capable of automatically reducing lighting power by at least 40 percent but not exceeding 80 percent, and which have auto-ON functionality. | part-night controls or motion sensor bi-level |  | 130.2(C ) | Mostly addresses suto-dealerships, Part-Night Outdoor Lighting Control is a time or occupancy-based lighting control device or system that is programmed to reduce or turn off the lighting power to an outdoor luminaire for a portion of the night.
Non-Residential | Exterior |  | Area Lighting | Public Area (Pathway and Landscape) | Building Facade, Ornamental Hardscape and Outdoor Dining lighting, | A. A part-night outdoor lighting control B. Motion sensors capable of automatically reducing lighting power by at least 40 percent but not exceeding 80 percent, and which have auto-ON functionality; or C. A centralized time-based zone lighting control capable of automatically reducing lighting power by at least 50 percent. "wall packs" where the bottom of the luminaire is mounted 24 feet or less above the ground shall comply with the applicable (bi-level) requirements in Section 130.2(c)3. | part-night controls, motion sensor bi-level, or time-based bi-level. |  | 130.2(C ) | Part-Night Outdoor Lighting Control is a time or occupancy-based lighting control device or system that is programmed to reduce or turn off the lighting power to an outdoor luminaire for a portion of the night.
|  |  |  | Menu board |  | All indoor sign lighting shall be controlled with an automatic time-switch control or astronomical time-switch control | time-switch |  | 130.3(a)

## Ref-DOE (hidden)
US Lighting Market Characterization
http://apps1.eere.energy.gov/buildings/publications/pdfs/ssl/2010-lmc-final-jan-2012.pdf
2010
Estimated Inventory (1,000's)
| Incandescent | Halogen | CFL | Linear Fluorescent | MV | MH | HPS | LPS | LED | Other | Total
Building Exterior | 14775 | 2621 | 12052 | 12468 | 1815 | 9865 | 7919 | 274 | 1 | 294 | 62084
Billboard |  |  |  | 5 | 5 | 502 |  |  | 7 |  | 519
Traffic Signals | 785 | [7 empty] | 14908 |  | 15693
Parking | 992 | 824 |  | 16595 | 429 | 14191 | 14205 |  | 2231 | 2701 | 52168
Roadway | 300 |  | 2 | 55 | 1922 | 4116 | 35698 | 1182 | 1546 | 61 | 44882
Average Wattage per Lamp
| Incandescent | Halogen | CFL | Linear Fluorescent | MV | MH | HPS | LPS | LED | Other
Building Exterior | 61 | 74 | 22 | 42 | 79 | 72 | 78 | 74 | 28 | 68
Billboard |  |  |  | 148 | 400 | 400 |  |  | 125
Traffic Signals | 130 | [7 empty] | 9
Parking | 112 | 108 |  | 73 | 350 | 224 | 201 |  | 60 | 97
Roadway | 181 |  | 44 | 50 | 243 | 233 | 230 | 78 | 71 | 62
Average Daily Hours
| Incandescent | Halogen | CFL | Linear Fluorescent | MV | MH | HPS | LPS | LED | Other |  | AVERAGE
Building Exterior | 8.4 | 8.2 | 9 | 8.7 | 8.9 | 8.8 | 8.9 | 9.1 | 8.9 | 8.9 |  | 8.78
Billboard |  |  |  | 12 | 12 | 12 |  |  | 24 |  |  | 15
Traffic Signals | 8 | [7 empty] | 8 |  |  | 8
Parking | 15.9 | 17.9 |  | 18 | 13.5 | 15 | 16 |  | 16.3 | 13.1 |  | 15.7125
Roadway | 12 |  | 12 | 12 | 12 | 12 | 12 | 12 | 12 | 12 |  | 12
TWh/yr
| Incandescent | Halogen | CFL | Linear Fluorescent | MV | MH | HPS | LPS | LED | Other | Total | % | % without Streetlighting | % of Streetlighting
Building Exterior | 2.7633 | 0.5805 | 0.871 | 1.6629 | 0.46579 | 2.2814 | 2.0065 | 0.067347 | 9.0958e-05 | 0.064944 | 10.7638 | 10.58% | 18.65%
Billboard |  |  |  | 0.0032412 | 0.00876 | 0.8795 |  |  | 0.007665 |  | 0.89917 | 0.8836% | 1.558%
Traffic Signals | 0.29799 |  |  |  | LED: 0.39178; Total: 0.68977; %: 0.6778% |  | 1.566%
Parking | 0.64479 | 0.58143 |  | 7.9591 | 0.73986 | 17.4038 | 16.6744 |  | 0.7964 | 1.2527 | 46.0526 | 45.25% | 79.79%
Roadway | 0.23783 |  | 0.00038544 | 0.012045 | 2.0457 | 4.2005 | 35.9622 | 0.40382 | 0.48078 | 0.016565 | 43.3598 | 42.61% |  | 98.43%
Total |  |  |  |  | Total: 101.7651
% TWh/yr of Row Total
| Incandescent | Halogen | CFL | Linear Fluorescent | MV | MH | HPS | LPS | LED | Other | Total
Building Exterior | 25.67% | 5.393% | 8.092% | 15.45% | 4.327% | 21.2% | 18.64% | 0.6257% | 0.000845% | 0.6034% | 100%
Billboard |  |  |  | 0.3605% | MV: 0.9742%; MH: 97.81%; LED: 0.8525%; Total: 100%
Traffic Signals | 43.2% |  |  |  | LED: 56.8%; Total: 100%
Parking | 1.4% | 1.263% |  | 17.28% | 1.607% | 37.79% | 36.21% |  | 1.729% | 2.72% | 100%
Roadway | 0.5485% |  | 0.0008889% | 0.02778% | 4.718% | 9.688% | 82.94% | 0.9313% | 1.109% | 0.0382% | 100%
| Residential | Commercial | Industrial | Outdoor | MV: Overall
Linear Fluorescent | 5.2% | 71.6% | 47% | 6.8%
T5 | 0% | 4.5% | 4.9%
T8 less than 4ft | 0% | 0.3% | 0.2%
T8 4ft | 0.6% | 31.8% | 21.7%
T8 Greater than 4ft | 0% | 1.8% | 2.3%
T12 less than 4 ft | 0% | 0.3% | 0%
T12 | 3.3% | 20.4% | 8.6%
T12 Greater than 3ft | 0.5% | 9.9% | 8.5%
T8 U-shaped | 0% | 1.6% | 0.2%
T12 U-shaped | 0% | 0.5% | 0.4%
Miscellaneous | 0.8% | 0.5% | 0.2% | 6.8%
T5 | 0% | 6.285% | 10.43% | 0%
T8 less than 4ft | 0% | 0.419% | 0.4255% | 0%
T8 4ft | 11.54% | 44.41% | 46.17% | 0%
T8 Greater than 4ft | 0% | 2.514% | 4.894% | 0%
T12 less than 4 ft | 0% | 0.419% | 0% | 0%
T12 | 63.46% | 28.49% | 18.3% | 0%
T12 Greater than 4ft | 9.615% | 13.83% | 18.09% | 0%
T8 U-shaped | 0% | 2.235% | 0.4255% | 0%
T12 U-shaped | 0% | 0.6983% | 0.8511% | 0%
Miscellaneous | 15.38% | 0.6983% | 0.4255% | 100%
T5 | 0% | 6.285% | 10.43% |  | MV: 5.57%
T8 | 19.23% | 49.93% | 52.13% |  | MV: 40.43%
T12 | 80.77% | 43.78% | 37.45% |  | MV: 54%
| Nonres Lighting Energy Consumption | TWh/yr | %
| Parking | 34 | 32.38%
| Roadway | 31 | 29.52% |  | MV: Traffic Signal; MH: watts
| Signage | 22 | 20.95% |  | MV: Incandescent; MH: 150
| Signal | 4 | 3.81% |  | MV: LED; MH: 15
| Landscape | 14 | 13.33%
| Total | 105 | 100%
| US DOE EERE | 2014-03-01
http://apps1.eere.energy.gov/buildings/publications/pdfs/ssl/ssl_mypp2014_web.pdf
| Equivalent bulbs | Product Type | Luminous Efficacy | CCT | MV: Lifetime; MH: Luminous Output (Calculated Based on Wattage); HPS: Wattage (W)*; LPS: Specific lamp referenced
| A | LED A19 (warm white) | 94 | 2700 | MV: 30000; MH: 940; HPS: 10; LPS: Philips L prize winning A19 lamp
|  | LED PAR38 (warm white) | 78 | 3000 | MV: 50000; MH: 1560; HPS: 20; LPS: Based on Lighting Facts database for Cree LRP38-10L-30K lamp.
|  | LED 6" Downlight(warm white) | 87 | 3500 | MV: 60000; LPS: Based on Lighting Facts database for Hubbell Lighting Prescolite LB6LEDA10L35K WH.
|  | LED Troffer 2'x4'(warm white) | 131 | 3000 | MV: 75000; LPS: Based on Lighting Facts database for Cree CS24-40LHE-30K luminaire.
|  | LED High/low bay(warm white) | 119 | 3500 | MV: 75000; LPS: Based on Lighting Facts database for Cree CS18-80LHE-35K luminaire.
|  | OLED Luminaire | 52 | 3500 | MV: 15000; MH: 104; HPS: 2; LPS: Based on Acuity Brands luminaires.
|  | HID (High Watt) system | 115 | 3100 | MV: 15000; MH: 36225; HPS: 315; LPS: Includes ballast losses.
| E | Linear Fluorescent System | 108 | 4100 | MV: 25000; MH: 2808; HPS: 26; LPS: Includes ballast losses.
|  | HID (Low Watt) System | 104 | 3000 | MV: 15000; MH: 7280; HPS: 70; LPS: Includes ballast losses.
| C | CFL | 73 | 2700 | MV: 12000; MH: 949; HPS: 13; LPS: Cadmus value based on GE brochure (http://www.gelighting.com/LightingWeb/la/south/images/Guide_to_changing_to_energy_efficient_lamps_Brochure_EN_tcm403-12666.pdf) GE Lighting the Future brochure, your guide to changing to energy efficient bulbs.
| D | Halogen | 20 | 2750 | MV: 8400; MH: 960; HPS: 48
| B | Incandescent | 15 | 2760 | MV: 1000; MH: 900; HPS: 60
| Nonres Lighting Energy Consumption | TWh/yr | %
| Parking | 52 | 44.44%
| Roadway | 51 | 43.59%
| Signage | 1 | 0.8547%
| Signal | 1 | 0.8547%
| Landscape (Building Exterior) | 12 | 10.26%
| Total | 117 | 100%

## Ref-ComHOU (hidden)
DEER 2008 Table 14
Building Type | Space Use | Other Lighting Equivalent Full Load Hours |  | CFL Equivalent Full Load Hours |  | HOU other
|  | 2005 | 2008 | 2005 | 2008 | 2008
Assembly | Auditorium | not incl. | 2431 | not incl. | 2291 | 6.6603
Assembly | Office (General) | not incl. | 3173 | not incl. | 2338 | 8.6932
Education - Primary School | Classroom/Lecture | 1440 | 2445 | 1440 | 2660 | 6.6986
Education - Primary School | Exercising Centers and Gymnasium | 1440 | 2051 | 1440 | 2434 | 5.6192
Education - Primary School | Dining Area | 1440 | 1347 | 1440 | 1530 | 3.6904
Education - Primary School | Kitchen and Food Preparation | 1440 | 1669 | 1440 | 1846 | 4.5726
Education - Secondary School | Classroom/Lecture | 2305 | 2445 | 2305 | 2608 | 6.6986
Education - Secondary School | Office (General) | 2305 | 2323 | 2305 | 2452 | 6.3644
Education - Secondary School | Exercising Centers and Gymnasium | 2305 | 2366 | 2305 | 2532 | 6.4822
Education - Secondary School | Computer Room (Instructional/PC Lab) | 2305 | 2137 | 2305 | 2522 | 5.8548
Education - Secondary School | Dining Area | 2305 | 2365 | 2305 | 2493 | 6.4795
Education - Secondary School | Kitchen and Food Preparation | 2305 | 1168 | 2305 | 1354 | 3.2
Education - Community College | Classroom/Lecture | 3792 | 2471 | 3792 | 2619 | 6.7699
Education - Community College | Office (General) | 3792 | 2629 | 3792 | 2568 | 7.2027
Education - Community College | Computer Room (Instructional/PC Lab) | 3792 | 2189 | 3792 | 2629 | 5.9973
Education - Community College | Comm/Ind Work (General, Low Bay) | 3792 | 3078 | 3792 | 2740 | 8.4329
Education - Community College | Dining Area | 3792 | 2580 | 3792 | 2620 | 7.0685
Education - Community College | Kitchen and Food Preparation | 3792 | 2957 | 3792 | 2602 | 8.1014
Education - University | Classroom/Lecture | 3073 | 2522 | 3073 | 2716 | 6.9096
Education - University | Office (General) | 3073 | 2870 | 3073 | 2640 | 7.863
Education - University | Computer Room (Instructional/PC Lab) | 3073 | 2372 | 3073 | 2830 | 6.4986
Education - University | Comm/Ind Work (General, Low Bay) | 3073 | 3099 | 3073 | 2772 | 8.4904
Education - University | Dining Area | 3073 | 2963 | 3073 | 2713 | 8.1178
Education - University | Kitchen and Food Preparation | 3073 | 3072 | 3073 | 2823 | 8.4164
Education - University | Hotel/Motel Guest Room (incl. toilets) | 3073 | 1196 | 3073 | 1196 | 3.2767
Education - University | Corridor | 3073 | 2972 | 3073 | 2765 | 8.1425
Health/Medical - Hospital | Office (General) | 8736 | 4873 | 8736 | 4216 | 13.3507
Health/Medical - Hospital | Office (General) | 8736 | 4873 | 8736 | 4216 | 13.3507
Health/Medical - Hospital | Dining Area | 8736 | 5858 | 8736 | 4463 | 16.0493
Health/Medical - Hospital | Kitchen and Food Preparation | 8736 | 5858 | 8736 | 4463 | 16.0493
Health/Medical - Hospital | Medical and Clinical Care | 8736 | 5193 | 8736 | 4317 | 14.2274
Health/Medical - Hospital | Laboratory, Medical | 8736 | 4257 | 8736 | 3449 | 11.663
Health/Medical - Hospital | Medical and Clinical Care | 8736 | 5193 | 8736 | 4317 | 14.2274
Health/Medical - Hospital | Office (General) | 8736 | 4873 | 8736 | 4216 | 13.3507
Health/Medical - Nursing Home | Hotel/Motel Guest Room (incl. toilets) | 8736 | 4367 | 8736 | 3529 | 11.9644
Health/Medical - Nursing Home | Office (General) | 8736 | 3723 | 8736 | 3468 | 10.2
Health/Medical - Nursing Home | Office (General) | 8736 | 3723 | 8736 | 3468 | 10.2
Health/Medical - Nursing Home | Corridor | 8736 | 7884 | 8736 | 4709 | 21.6
Health/Medical - Nursing Home | Dining Area | 8736 | 3814 | 8736 | 3522 | 10.4493
Health/Medical - Nursing Home | Kitchen and Food Preparation | 8736 | 3814 | 8736 | 3522 | 10.4493
Lodging - Hotel | Hotel/Motel Guest Room (incl. toilets) | 8736 | 799 | 1145 | 799 | 2.189
Lodging - Hotel | Corridor | 8736 | 7884 | 8736 | 5913 | 21.6
Lodging - Hotel | Dining Area | 8736 | 3485 | 8736 | 3108 | 9.5479
Lodging - Hotel | Kitchen and Food Preparation | 8736 | 4524 | 8736 | 3641 | 12.3945
Lodging - Hotel | Bar, Cocktail Lounge | 8736 | 3820 | 8736 | 3275 | 10.4658
Lodging - Hotel | Lobby (Hotel) | 8736 | 7884 | 8736 | 5913 | 21.6
Lodging - Hotel | Laundry | 8736 | 4154 | 8736 | 3586 | 11.3808
Lodging - Hotel | Office (General) | 8736 | 3317 | 8736 | 3006 | 9.0877
Lodging - Motel | Hotel/Motel Guest Room (incl. toilets) | 8736 | 755 | 8736 | 755 | 2.0685
Lodging - Motel | Office (General) | 8736 | 5858 | 8736 | 6132 | 16.0493
Lodging - Motel | Laundry | 8736 | 4709 | 8736 | 4709 | 12.9014
Lodging - Motel | Corridor | 8736 | 7474 | 8736 | 6132 | 20.4767
Manufacturing - Bio/Tech | Laboratory, Medical | not incl. | 3177 | not incl. | 2613 | 8.7041
Manufacturing - Bio/Tech | Office (General) | not incl. | 3212 | not incl. | 2613 | 8.8
Manufacturing - Bio/Tech | Corridor | not incl. | 7008 | not incl. | 7008 | 19.2
Manufacturing - Bio/Tech | Computer Room (Mainframe/Server) | not incl. | 3068 | not incl. | 2613 | 8.4055
Manufacturing - Bio/Tech | Dining Area | not incl. | 3068 | not incl. | 2847 | 8.4055
Manufacturing - Bio/Tech | Kitchen and Food Preparation | not incl. | 3068 | not incl. | 2653 | 8.4055
Manufacturing - Bio/Tech | Conference Room | not incl. | 3703 | not incl. | 2676 | 10.1452
Manufacturing - Light Industrial | Comm/Ind Work (General, High Bay) | 2860 | 3068 | 2860 | 2613 | 8.4055
Manufacturing - Light Industrial | Storage (Unconditioned) | 2860 | 3376 | 2860 | 2645 | 9.2493
Office - Large | Office (Open Plan) | 2739 | 2641 | 2808 | 3100 | 7.2356
Office - Large | Office (Executive/Private) | 2739 | 2641 | 2808 | 3100 | 7.2356
Office - Large | Corridor | 2739 | 2641 | 2808 | 3860 | 7.2356
Office - Large | Lobby (Office Reception/Waiting) | 2739 | 2692 | 2808 | 3860 | 7.3753
Office - Large | Conference Room | 2739 | 2692 | 2808 | 1647 | 7.3753
Office - Large | Copy Room (photocopying equipment) | 2739 | 2692 | 2808 | 3860 | 7.3753
Office - Large | Restrooms | 2739 | 2692 | 2808 | 3860 | 7.3753
Office - Large | Mechanical/Electrical Room | 2739 | 2692 | 2808 | 1647 | 7.3753
Office - Small | Office (Executive/Private) | 2492 | 2594 | 2808 | 3066 | 7.1068
Office - Small | Corridor | 2492 | 2594 | 2808 | 3360 | 7.1068
Office - Small | Lobby (Office Reception/Waiting) | 2492 | 2594 | 2808 | 3957 | 7.1068
Office - Small | Conference Room | 2492 | 2594 | 2808 | 1556 | 7.1068
Office - Small | Copy Room (photocopying equipment) | 2492 | 2594 | 2808 | 3957 | 7.1068
Office - Small | Restrooms | 2492 | 2594 | 2808 | 3957 | 7.1068
Office - Small | Mechanical/Electrical Room | 2492 | 2594 | 2808 | 1556 | 7.1068
Restaurant - Sit-Down | Dining Area | 3444 | 4836 | 4368 | 4836 | 13.2493
Restaurant - Sit-Down | Lobby (Main Entry and Assembly) | 3444 | 4836 | 4368 | 4836 | 13.2493
Restaurant - Sit-Down | Kitchen and Food Preparation | 3444 | 4804 | 4368 | 4804 | 13.1616
Restaurant - Sit-Down | Restrooms | 3444 | 4606 | 4368 | 4606 | 12.6192
Restaurant - Fast-Food | Dining Area | 6188 | 4850 | 6188 | 4850 | 13.2877
Restaurant - Fast-Food | Lobby (Main Entry and Assembly) | 6188 | 4850 | 6188 | 4850 | 13.2877
Restaurant - Fast-Food | Kitchen and Food Preparation | 6188 | 4812 | 6188 | 4812 | 13.1836
Restaurant - Fast-Food | Restrooms | 6188 | 4677 | 6188 | 4677 | 12.8137
Retail - 3-Story Large | Retail Sales and Wholesale Showroom | 4259 | 3546 | 4259 | 3989 | 9.7151
Retail - 3-Story Large | Storage (Conditioned) | 4259 | 2702 | 4259 | 2559 | 7.4027
Retail - 3-Story Large | Office (General) | 4259 | 2596 | 4259 | 2559 | 7.1123
Retail - Single-Story Large | Retail Sales and Wholesale Showroom | 4368 | 4454 | 4368 | 4512 | 12.2027
Retail - Single-Story Large | Storage (Conditioned) | 4368 | 2738 | 4368 | 2633 | 7.5014
Retail - Single-Story Large | Office (General) | 4368 | 2714 | 4368 | 2737 | 7.4356
Retail - Single-Story Large | Auto Repair Workshop | 4368 | 3429 | 4368 | 4022 | 9.3945
Retail - Single-Story Large | Kitchen and Food Preparation | 4368 | 3368 | 4368 | 3947 | 9.2274
Retail - Single-Story Large | Retail Sales and Wholesale Showroom | 4368 | 4454 | 4368 | 4512 | 12.2027
Retail - Small | Retail Sales and Wholesale Showroom | 3724 | 3378 | 4004 | 4013 | 9.2548
Retail - Small | Storage (Conditioned) | 3724 | 2753 | 4004 | 2550 | 7.5425
Storage - Conditioned | Storage (Conditioned) | 2860 | 3441 | 2860 | 2780 | 9.4274
Storage - Conditioned | Office (General) | 2860 | 3441 | 2860 | 2780 | 9.4274
Storage - Unconditioned | Storage (Unconditioned) | 2860 | 3441 | 2860 | 2780 | 9.4274
Storage - Unconditioned | Office (General) | 2860 | 3441 | 2860 | 2780 | 9.4274
Grocery | Retail Sales, Grocery | 2492 | 4964 | 2808 | 3942 | 13.6
Grocery | Office (General) | 2492 | 4526 | 2808 | 3504 | 12.4
Grocery | Comm/Ind Work (Loading Dock) | 2492 | 4964 | 2808 | 3942 | 13.6
Grocery | Refrigerated (Food Preparation) | 2492 | 4380 | 2808 | 3504 | 12
Grocery | Refrigerated (Walk-in Freezer) | 2492 | 4380 | 2808 | 3504 | 12
Grocery | Refrigerated (Walk-in Cooler) | 2492 | 4380 | 2808 | 3504 | 12
Warehouse – Refrigerated | Refrigerated (Frozen Storage) | 2492 | 4818 | 2808 | 4818 | 13.2
Warehouse – Refrigerated | Refrigerated (Cooled Storage) | 2492 | 4818 | 2808 | 4818 | 13.2
Warehouse – Refrigerated | Comm/Ind Work (Loading Dock) | 2492 | 4818 | 2808 | 4818 | 13.2
Warehouse – Refrigerated | Office (General) | 2492 | 3522 | 2808 | 2719 | 9.6493