## Bill Neutrality - 0% 15 yr
LOAN/FINANCING SPECIFICATIONS
APR: | 0%
SCHEDULE: | Monthly | [8 empty] | RATES
TERM (YEARS): | 15 | Financing calculations assume EUL as maximum term length if term exceeds EUL. | [7 empty] | Residential (E-1) | [13 empty] | Residential (E-1 CARE) | [13 empty] | Master-metered (EM) | [13 empty] | Master-metered (EM CARE) | [13 empty] | Commercial (A-10)
[10 empty] | Above Pre-Existing | [6 empty] | Above Code/Standard | [6 empty] | Above Pre-Existing | [6 empty] | Above Code/Standard | [6 empty] | Above Pre-Existing | [6 empty] | Above Code/Standard | [6 empty] | Above Pre-Existing | [6 empty] | Above Code/Standard | [6 empty] | Above Pre-Existing | [6 empty] | Above Code/Standard
Measure Description |  | Units |  | Rate/Scale |  |  | Costs |  |  | Savings |  | Rates ($/unit) |  | Monthly |  |  | Savings |  | Rates ($/unit) |  | Monthly |  |  | Savings |  | Rates ($/unit) |  | Monthly |  |  | Savings |  | Rates ($/unit) |  | Monthly |  |  | Savings |  | Rates ($/unit) |  | Monthly |  |  | Savings |  | Rates ($/unit) |  | Monthly |  |  | Savings |  | Rates ($/unit) |  | Monthly |  |  | Savings |  | Rates ($/unit) |  | Monthly |  |  | Savings |  | Rates ($/unit) |  | Monthly |  |  | Savings |  | Rates ($/unit) |  | Monthly
Category | Name | Type | # | Res/U | MM/B | Comm/B | Per Unit | Project | EUL | kWh | therms | kWh | therms | Bill Savings | Loan Payment | Bill Neutral? | kWh | therms | kWh | therms | Bill Savings | Loan Payment | Bill Neutral? | kWh | therms | kWh | therms | Bill Savings | Loan Payment | Bill Neutral? | kWh | therms | kWh | therms | Bill Savings | Loan Payment | Bill Neutral? | kWh | therms | kWh | therms | Bill Savings | Loan Payment | Bill Neutral? | kWh | therms | kWh | therms | Bill Savings | Loan Payment | Bill Neutral? | kWh | therms | kWh | therms | Bill Savings | Loan Payment | Bill Neutral? | kWh | therms | kWh | therms | Bill Savings | Loan Payment | Bill Neutral? | kWh | therms | kWh | therms | Bill Savings | Loan Payment | Bill Neutral? | kWh | therms | kWh | therms | Bill Savings | Loan Payment | Bill Neutral?
CUSTOM MEASURE
BOILER PIPE INSULATION | R-8 Pipe Insulation | linear-ft | 6.5 |  | x | x | 7.19 | 46.735 | 15 | [28 empty] | 0 | 60.7948 | 0.22351 | 1.0775 | 5.4587 | 0.25964 | TRUE | 0 | 5.4776 | 0.22351 | 1.0775 | 0.49183 | 0.25964 | TRUE | 0 | 60.7948 | 0.13661 | 1.0298 | 5.2172 | 0.25964 | TRUE | 0 | 5.4776 | 0.13661 | 1.0298 | 0.47007 | 0.25964 | TRUE | 0 | 60.7948 | 0.14051 | 1.0282 | 5.2093 | 0.25964 | TRUE | 0 | 5.4776 | 0.14051 | 1.0282 | 0.46936 | 0.25964 | TRUE
CEILING/ATTIC INSULATION | Ceiling R-0 to R-30 Insulation-Batts | ft-sq | 549 |  | x |  | 1.34 | 735.66 | 20 | [28 empty] | 511.119 | 68.076 | 0.22351 | 1.0775 | 15.6325 | 4.087 | TRUE | 0 | 0 | 0.22351 | 1.0775 | 0 | 4.087 | FALSE | 511.119 | 68.076 | 0.13661 | 1.0298 | 11.6607 | 4.087 | TRUE | 0 | 0 | 0.13661 | 1.0298 | 0 | 4.087 | FALSE
CEILING/ATTIC INSULATION | Ceiling - Add R-11 batts on top of vintage-specific existing insulation | ft-sq | 556 |  | x |  | 1.03 | 572.68 | 20 | [28 empty] | 47.3712 | 6.8388 | 0.22351 | 1.0775 | 1.4964 | 3.1816 | FALSE | 0 | 0 | 0.22351 | 1.0775 | 0 | 3.1816 | FALSE | 47.3712 | 6.8388 | 0.13661 | 1.0298 | 1.1262 | 3.1816 | FALSE | 0 | 0 | 0.13661 | 1.0298 | 0 | 3.1816 | FALSE
CEILING/ATTIC INSULATION | Ceiling - Add batt insulation on top of vintage-specific existing insulation to R-38 | ft-sq | 559 |  | x |  | 1.47 | 821.73 | 20 | [28 empty] | 69.875 | 10.2856 | 0.22351 | 1.0775 | 2.225 | 4.5652 | FALSE | 0 | 0 | 0.22351 | 1.0775 | 0 | 4.5652 | FALSE | 69.875 | 10.2856 | 0.13661 | 1.0298 | 1.6781 | 4.5652 | FALSE | 0 | 0 | 0.13661 | 1.0298 | 0 | 4.5652 | FALSE
CEILING/ATTIC INSULATION | R-38 | ft-sq | 559 |  | x |  | 1.04 | 581.36 | 20 | [28 empty] | 69.875 | 10.2856 | 0.22351 | 1.0775 | 2.225 | 3.2298 | FALSE | 0 | 0 | 0.22351 | 1.0775 | 0 | 3.2298 | FALSE | 69.875 | 10.2856 | 0.13661 | 1.0298 | 1.6781 | 3.2298 | FALSE | 0 | 0 | 0.13661 | 1.0298 | 0 | 3.2298 | FALSE
CEILING/ATTIC INSULATION | R-49 | ft-sq | 432.4 |  | x |  | 1.3346 | 577.0859 | 20 | [28 empty] | 0 | 0 | 0.22351 | 1.0775 | 0 | 3.206 | FALSE | 0 | 0 | 0.22351 | 1.0775 | 0 | 3.206 | FALSE | 0 | 0 | 0.13661 | 1.0298 | 0 | 3.206 | FALSE | 0 | 0 | 0.13661 | 1.0298 | 0 | 3.206 | FALSE
CEILING/ATTIC INSULATION | R-60 | ft-sq | 432.4 |  | x |  | 1.6312 | 705.313 | 20 | [28 empty] | 0 | 0 | 0.22351 | 1.0775 | 0 | 3.9184 | FALSE | 0 | 0 | 0.22351 | 1.0775 | 0 | 3.9184 | FALSE | 0 | 0 | 0.13661 | 1.0298 | 0 | 3.9184 | FALSE | 0 | 0 | 0.13661 | 1.0298 | 0 | 3.9184 | FALSE
CENTRAL BOILER | Storage type hot water | each | 1 |  | x | x | 4282 | 4282 | 11 | [28 empty] | 0 | 127 | 0.22351 | 1.0775 | 11.4031 | 32.4394 | FALSE | 0 | 0 | 0.22351 | 1.0775 | 0 | 32.4394 | FALSE | 0 | 127 | 0.13661 | 1.0298 | 10.8987 | 32.4394 | FALSE | 0 | 0 | 0.13661 | 1.0298 | 0 | 32.4394 | FALSE | 0 | 127 | 0.14051 | 1.0282 | 10.8822 | 32.4394 | FALSE | 0 | 0 | 0.14051 | 1.0282 | 0 | 32.4394 | FALSE
CENTRAL BOILER | Boiler Reset Controls | household | 1 |  | x | x | 0 | 0 | 5 | [28 empty] | 0 | 0 | 0.22351 | 1.0775 | 0 |  |  | 0 | 0 | 0.22351 | 1.0775 | 0 |  |  | 0 | 0 | 0.13661 | 1.0298 | 0 |  |  | 0 | 0 | 0.13661 | 1.0298 | 0 |  |  | 0 | 0 | 0.14051 | 1.0282 | 0 |  |  | 0 | 0 | 0.14051 | 1.0282 | 0
CLOTHES DRYER | Heat pump dryer | each | 1 | x |  |  | 0 | 0 | 15 | 446 | 0 | 0.22351 | 1.2865 | 8.3071 |  |  | 0 | 0 | 0.22351 | 1.2865 | 0 |  |  | 446 | 0 | 0.13661 | 1.0292 | 5.0773 |  |  | 0 | 0 | 0.13661 | 1.0292 | 0
CLOTHES DRYER | ENERGY STAR Dryer - CEF 3.93 (Electric Dryer) | each | 1 | x |  |  | 538.0424 | 538.0424 | 12 | 444.9721 | 0 | 0.22351 | 1.2865 | 8.288 | 3.7364 | TRUE | 160.4368 | 0 | 0.22351 | 1.2865 | 2.9883 | 3.7364 | FALSE | 444.9721 | 0 | 0.13661 | 1.0292 | 5.0656 | 3.7364 | TRUE | 160.4368 | 0 | 0.13661 | 1.0292 | 1.8264 | 3.7364 | FALSE
CLOTHES DRYER | Premium Efficiency - Heat Pump Dryer | each | 1 | x |  |  | 953 | 953 | 12 | 760.6398 | 0 | 0.22351 | 1.2865 | 14.1676 | 6.6181 | TRUE | 476.1045 | 0 | 0.22351 | 1.2865 | 8.8679 | 6.6181 | TRUE | 760.6398 | 0 | 0.13661 | 1.0292 | 8.6593 | 6.6181 | TRUE | 476.1045 | 0 | 0.13661 | 1.0292 | 5.4201 | 6.6181 | FALSE
CLOTHES DRYER | ENERGY STAR Dryer - CEF 3.48 (Gas Dryer) | each | 1 | x |  |  | 664.7516 | 664.7516 | 12 | 0 | 28.507 | 0.22351 | 1.2865 | 3.0561 | 4.6163 | FALSE | 0 | 5.2806 | 0.22351 | 1.2865 | 0.5661 | 4.6163 | FALSE | 0 | 28.507 | 0.13661 | 1.0292 | 2.4449 | 4.6163 | FALSE | 0 | 5.2806 | 0.13661 | 1.0292 | 0.45288 | 4.6163 | FALSE
CLOTHES WASHER | IMEF =2.38-2.74, IWF <=3.7 | each | 1 | x | x | x | 753.92 | 753.92 | 11 | 166 | 6.08 | 0.22351 | 1.2865 | 3.7437 | 5.7115 | FALSE | 96 | 2.37 | 0.22351 | 1.2865 | 2.0422 | 5.7115 | FALSE | 166 | 6.08 | 0.13661 | 1.0292 | 2.4112 | 5.7115 | FALSE | 96 | 2.37 | 0.13661 | 1.0292 | 1.2961 | 5.7115 | FALSE | 166 | 6.08 | 0.22351 | 1.0775 | 3.6378 | 5.7115 | FALSE | 96 | 2.37 | 0.22351 | 1.0775 | 2.0009 | 5.7115 | FALSE | 166 | 6.08 | 0.13661 | 1.0298 | 2.4115 | 5.7115 | FALSE | 96 | 2.37 | 0.13661 | 1.0298 | 1.2963 | 5.7115 | FALSE | 166 | 6.08 | 0.14051 | 1.0282 | 2.4647 | 5.7115 | FALSE | 96 | 2.37 | 0.14051 | 1.0282 | 1.3272 | 5.7115 | FALSE
CLOTHES WASHER | IMEF =2.74-2.92, IWF <=3.2 | each | 1 | x | x | x | 753.92 | 753.92 | 11 | 192 | 6.19 | 0.22351 | 1.2865 | 4.2398 | 5.7115 | FALSE | 122 | 2.4 | 0.22351 | 1.2865 | 2.5296 | 5.7115 | FALSE | 192 | 6.19 | 0.13661 | 1.0292 | 2.7166 | 5.7115 | FALSE | 122 | 2.4 | 0.13661 | 1.0292 | 1.5947 | 5.7115 | FALSE | 192 | 6.19 | 0.22351 | 1.0775 | 4.132 | 5.7115 | FALSE | 122 | 2.4 | 0.22351 | 1.0775 | 2.4878 | 5.7115 | FALSE | 192 | 6.19 | 0.13661 | 1.0298 | 2.717 | 5.7115 | FALSE | 122 | 2.4 | 0.13661 | 1.0298 | 1.5948 | 5.7115 | FALSE | 192 | 6.19 | 0.14051 | 1.0282 | 2.7785 | 5.7115 | FALSE | 122 | 2.4 | 0.14051 | 1.0282 | 1.6342 | 5.7115 | FALSE
CLOTHES WASHER | IMEF >2.92, IWF <=3.2 | each | 1 | x | x | x | 753.92 | 753.92 | 11 | 186 | 7.44 | 0.22351 | 1.2865 | 4.262 | 5.7115 | FALSE | 116 | 3.73 | 0.22351 | 1.2865 | 2.5605 | 5.7115 | FALSE | 186 | 7.44 | 0.13661 | 1.0292 | 2.7555 | 5.7115 | FALSE | 116 | 3.73 | 0.13661 | 1.0292 | 1.6405 | 5.7115 | FALSE | 186 | 7.44 | 0.22351 | 1.0775 | 4.1324 | 5.7115 | FALSE | 116 | 3.73 | 0.22351 | 1.0775 | 2.4955 | 5.7115 | FALSE | 186 | 7.44 | 0.13661 | 1.0298 | 2.7559 | 5.7115 | FALSE | 116 | 3.73 | 0.13661 | 1.0298 | 1.6407 | 5.7115 | FALSE | 186 | 7.44 | 0.14051 | 1.0282 | 2.8154 | 5.7115 | FALSE | 116 | 3.73 | 0.14051 | 1.0282 | 1.6779 | 5.7115 | FALSE
CLOTHES WASHER | IMEF =2.06-2.2, IWF <=4.3 | each | 1 | x | x | x | 663.52 | 663.52 | 11 | 167 | 3.19 | 0.22351 | 1.2865 | 3.4525 | 5.0267 | FALSE | 167 | 3.19 | 0.22351 | 1.2865 | 3.4525 | 5.0267 | FALSE | 167 | 3.19 | 0.13661 | 1.0292 | 2.1747 | 5.0267 | FALSE | 167 | 3.19 | 0.13661 | 1.0292 | 2.1747 | 5.0267 | FALSE | 167 | 3.19 | 0.22351 | 1.0775 | 3.3969 | 5.0267 | FALSE | 167 | 3.19 | 0.22351 | 1.0775 | 3.3969 | 5.0267 | FALSE | 167 | 3.19 | 0.13661 | 1.0298 | 2.1749 | 5.0267 | FALSE | 167 | 3.19 | 0.13661 | 1.0298 | 2.1749 | 5.0267 | FALSE | 167 | 3.19 | 0.14051 | 1.0282 | 2.2288 | 5.0267 | FALSE | 167 | 3.19 | 0.14051 | 1.0282 | 2.2288 | 5.0267 | FALSE
CLOTHES WASHER | IMEF >2.2, IWF <=4 | each | 1 | x | x | x | 663.52 | 663.52 | 11 | 178 | 4.82 | 0.22351 | 1.2865 | 3.8321 | 5.0267 | FALSE | 178 | 4.82 | 0.22351 | 1.2865 | 3.8321 | 5.0267 | FALSE | 178 | 4.82 | 0.13661 | 1.0292 | 2.4398 | 5.0267 | FALSE | 178 | 4.82 | 0.13661 | 1.0292 | 2.4398 | 5.0267 | FALSE | 178 | 4.82 | 0.22351 | 1.0775 | 3.7482 | 5.0267 | FALSE | 178 | 4.82 | 0.22351 | 1.0775 | 3.7482 | 5.0267 | FALSE | 178 | 4.82 | 0.13661 | 1.0298 | 2.44 | 5.0267 | FALSE | 178 | 4.82 | 0.13661 | 1.0298 | 2.44 | 5.0267 | FALSE | 178 | 4.82 | 0.14051 | 1.0282 | 2.4972 | 5.0267 | FALSE | 178 | 4.82 | 0.14051 | 1.0282 | 2.4972 | 5.0267 | FALSE
CLOTHES WASHER | In-unit | each | 1 | x |  |  | 0 | 0 | 11 | 144 | 9.6 | 0.22351 | 1.2865 | 3.7113 |  |  | 0 | 0 | 0.22351 | 1.2865 | 0 |  |  | 144 | 9.6 | 0.13661 | 1.0292 | 2.4627 |  |  | 0 | 0 | 0.13661 | 1.0292 | 0
CLOTHES WASHER | Coin-operated | each | 1 |  | x | x | 0 | 0 | 11 | [28 empty] | 645 | 51.8 | 0.22351 | 1.0775 | 16.6647 |  |  | 0 | 0 | 0.22351 | 1.0775 | 0 |  |  | 645 | 51.8 | 0.13661 | 1.0298 | 11.7881 |  |  | 0 | 0 | 0.13661 | 1.0298 | 0 |  |  | 645 | 51.8 | 0.14051 | 1.0282 | 11.9909 |  |  | 0 | 0 | 0.14051 | 1.0282 | 0
CLOTHES WASHER | ENERGY STAR Clothes Washer (Front Loading) - IMEF 2.38 and IWF 3.7 (Electric DHW & Dryer) | each | 1 |  | x | x | 1042.5036 | 1042.5036 | 11 | [28 empty] | 252.3259 | 8.6118 | 0.22351 | 1.0775 | 5.473 | 7.8978 | FALSE | 150.5126 | 5.1369 | 0.22351 | 1.0775 | 3.2647 | 7.8978 | FALSE | 252.3259 | 8.6118 | 0.13661 | 1.0298 | 3.6116 | 7.8978 | FALSE | 150.5126 | 5.1369 | 0.13661 | 1.0298 | 2.1543 | 7.8978 | FALSE | 252.3259 | 8.6118 | 0.14051 | 1.0282 | 3.6924 | 7.8978 | FALSE | 150.5126 | 5.1369 | 0.14051 | 1.0282 | 2.2025 | 7.8978 | FALSE
CLOTHES WASHER | CEE Tier 2 Clothes Washer (Front Loading) - IMEF 2.74 and IWF 3.2 (Electric DHW & Dryer) | each | 1 |  | x | x | 1061.178 | 1061.178 | 11 | [28 empty] | 320.3307 | 10.9328 | 0.22351 | 1.0775 | 6.9481 | 8.0392 | FALSE | 218.5173 | 7.4579 | 0.22351 | 1.0775 | 4.7397 | 8.0392 | FALSE | 320.3307 | 10.9328 | 0.13661 | 1.0298 | 4.5849 | 8.0392 | FALSE | 218.5173 | 7.4579 | 0.13661 | 1.0298 | 3.1277 | 8.0392 | FALSE | 320.3307 | 10.9328 | 0.14051 | 1.0282 | 4.6876 | 8.0392 | FALSE | 218.5173 | 7.4579 | 0.14051 | 1.0282 | 3.1977 | 8.0392 | FALSE
CLOTHES WASHER | ENERGY STAR 2016 Most Efficient Clothes Washer (Front Loading) - IMEF 2.8 and IWF 3.2 (Electric DHW & Dryer) | each | 1 |  | x | x | 1064.2904 | 1064.2904 | 11 | [28 empty] | 329.9647 | 11.2616 | 0.22351 | 1.0775 | 7.157 | 8.0628 | FALSE | 228.1513 | 7.7867 | 0.22351 | 1.0775 | 4.9487 | 8.0628 | FALSE | 329.9647 | 11.2616 | 0.13661 | 1.0298 | 4.7228 | 8.0628 | FALSE | 228.1513 | 7.7867 | 0.13661 | 1.0298 | 3.2655 | 8.0628 | FALSE | 329.9647 | 11.2616 | 0.14051 | 1.0282 | 4.8286 | 8.0628 | FALSE | 228.1513 | 7.7867 | 0.14051 | 1.0282 | 3.3387 | 8.0628 | FALSE
CLOTHES WASHER | CEE Tier 3 Clothes Washer (Front Loading) - IMEF 2.92 and IWF 3.2 (Electric DHW & Dryer) | each | 1 |  | x | x | 1070.5151 | 1070.5151 | 11 | [28 empty] | 348.0449 | 11.8787 | 0.22351 | 1.0775 | 7.5492 | 8.11 | FALSE | 246.2316 | 8.4038 | 0.22351 | 1.0775 | 5.3408 | 8.11 | FALSE | 348.0449 | 11.8787 | 0.13661 | 1.0298 | 4.9816 | 8.11 | FALSE | 246.2316 | 8.4038 | 0.13661 | 1.0298 | 3.5243 | 8.11 | FALSE | 348.0449 | 11.8787 | 0.14051 | 1.0282 | 5.0931 | 8.11 | FALSE | 246.2316 | 8.4038 | 0.14051 | 1.0282 | 3.6032 | 8.11 | FALSE
CLOTHES WASHER | ENERGY STAR Clothes Washer (Top Loading) - IMEF 2.06 and IWF 4.3 (Electric DHW & Dryer) | each | 1 |  | x | x | 864.1422 | 864.1422 | 11 | [28 empty] | 482.1329 | 16.455 | 0.22351 | 1.0775 | 10.4576 | 6.5465 | TRUE | 209.9645 | 7.166 | 0.22351 | 1.0775 | 4.5542 | 6.5465 | FALSE | 482.1329 | 16.455 | 0.13661 | 1.0298 | 6.9008 | 6.5465 | TRUE | 209.9645 | 7.166 | 0.13661 | 1.0298 | 3.0052 | 6.5465 | FALSE | 482.1329 | 16.455 | 0.14051 | 1.0282 | 7.0553 | 6.5465 | TRUE | 209.9645 | 7.166 | 0.14051 | 1.0282 | 3.0725 | 6.5465 | FALSE
CLOTHES WASHER | CEE Tier 2 Clothes Washer (Top Loading) - IMEF 2.74 and IWF 3.2 (Electric DHW & Dryer) | each | 1 |  | x | x | 997.1033 | 997.1033 | 11 | [28 empty] | 649.0911 | 22.1533 | 0.22351 | 1.0775 | 14.079 | 7.5538 | TRUE | 376.9228 | 12.8643 | 0.22351 | 1.0775 | 8.1756 | 7.5538 | TRUE | 649.0911 | 22.1533 | 0.13661 | 1.0298 | 9.2905 | 7.5538 | TRUE | 376.9228 | 12.8643 | 0.13661 | 1.0298 | 5.3949 | 7.5538 | FALSE | 649.0911 | 22.1533 | 0.14051 | 1.0282 | 9.4985 | 7.5538 | TRUE | 376.9228 | 12.8643 | 0.14051 | 1.0282 | 5.5157 | 7.5538 | FALSE
CLOTHES WASHER | ENERGY STAR 2016 Most Efficient Clothes Washer (Top Loading) - IMEF 2.76 and IWF 3.2 (Electric DHW & Dryer) | each | 1 |  | x | x | 1001.0139 | 1001.0139 | 11 | [28 empty] | 652.7562 | 22.2784 | 0.22351 | 1.0775 | 14.1585 | 7.5834 | TRUE | 380.5879 | 12.9893 | 0.22351 | 1.0775 | 8.2551 | 7.5834 | TRUE | 652.7562 | 22.2784 | 0.13661 | 1.0298 | 9.3429 | 7.5834 | TRUE | 380.5879 | 12.9893 | 0.13661 | 1.0298 | 5.4474 | 7.5834 | FALSE | 652.7562 | 22.2784 | 0.14051 | 1.0282 | 9.5521 | 7.5834 | TRUE | 380.5879 | 12.9893 | 0.14051 | 1.0282 | 5.5694 | 7.5834 | FALSE
CLOTHES WASHER | CEE Tier 3 Clothes Washer (Top Loading) - IMEF 2.92 and IWF 3.2 (Electric DHW & Dryer) | each | 1 |  | x | x | 1032.2989 | 1032.2989 | 11 | [28 empty] | 680.2696 | 23.2174 | 0.22351 | 1.0775 | 14.7553 | 7.8204 | TRUE | 408.1013 | 13.9284 | 0.22351 | 1.0775 | 8.8518 | 7.8204 | TRUE | 680.2696 | 23.2174 | 0.13661 | 1.0298 | 9.7367 | 7.8204 | TRUE | 408.1013 | 13.9284 | 0.13661 | 1.0298 | 5.8412 | 7.8204 | FALSE | 680.2696 | 23.2174 | 0.14051 | 1.0282 | 9.9548 | 7.8204 | TRUE | 408.1013 | 13.9284 | 0.14051 | 1.0282 | 5.972 | 7.8204 | FALSE
COOKING OVEN/STOVE | Federal Standard 2012 Cooking Range | each | 1 | x |  |  | 568.56 | 568.56 | 19 | 109.26 | 20.2 | 0.22351 | 1.2865 | 4.2006 | 3.1587 | TRUE | 0 | 0 | 0.22351 | 1.2865 | 0 | 3.1587 | FALSE | 109.26 | 20.2 | 0.13661 | 1.0292 | 2.9763 | 3.1587 | FALSE | 0 | 0 | 0.13661 | 1.0292 | 0 | 3.1587 | FALSE
COOKING OVEN/STOVE | Federal Standard 2012 Cooking Oven | each | 1 | x |  |  | 714.9 | 714.9 | 19 | 128.2111 | 5.9288 | 0.22351 | 1.2865 | 3.0236 | 3.9717 | FALSE | 0 | 0 | 0.22351 | 1.2865 | 0 | 3.9717 | FALSE | 128.2111 | 5.9288 | 0.13661 | 1.0292 | 1.9681 | 3.9717 | FALSE | 0 | 0 | 0.13661 | 1.0292 | 0 | 3.9717 | FALSE
COOKING OVEN/STOVE | High Efficiency Convection Cooking Oven | each | 1 | x |  |  | 759.95 | 759.95 | 19 | 131.1444 | 10.2188 | 0.22351 | 1.2865 | 3.5382 | 4.2219 | FALSE | 2.9333 | 4.29 | 0.22351 | 1.2865 | 0.51455 | 4.2219 | FALSE | 131.1444 | 10.2188 | 0.13661 | 1.0292 | 2.3694 | 4.2219 | FALSE | 2.9333 | 4.29 | 0.13661 | 1.0292 | 0.40132 | 4.2219 | FALSE
COOL ROOF/RADIANT BARRIER | Cool roof/radiant barrier | ft-sq | 432.4 |  | x |  | 0 | 0 | 15 | [28 empty] | 53.1852 | 53.1852 | 0.22351 | 1.0775 | 5.766 |  |  | 0 | 0 | 0.22351 | 1.0775 | 0 |  |  | 53.1852 | 53.1852 | 0.13661 | 1.0298 | 5.1696 |  |  | 0 | 0 | 0.13661 | 1.0298 | 0
COOL ROOF/RADIANT BARRIER | Lighter Colored Shingles (White) | ft-sq | 432.4 |  | x |  | 1.765 | 763.186 | 20 | [28 empty] | 0 | 0 | 0.22351 | 1.0775 | 0 | 4.2399 | FALSE | 0 | 0 | 0.22351 | 1.0775 | 0 | 4.2399 | FALSE | 0 | 0 | 0.13661 | 1.0298 | 0 | 4.2399 | FALSE | 0 | 0 | 0.13661 | 1.0298 | 0 | 4.2399 | FALSE
DHW PIPE INSULATION | DHW pipe insulation | linear-ft | 1 |  |  | x | 0 | 0 | 11 | [56 empty] | 0 | 0.54 | 0.14051 | 1.0282 | 0.046271 |  |  | 0 | 0 | 0.14051 | 1.0282 | 0
DHW PIPE INSULATION | R-4 Pipe Wrap - GT 55 gal | linear-ft | 6.5 |  |  | x | 11.2138 | 72.89 | 15 | [56 empty] | 84.5379 | 0 | 0.14051 | 1.0282 | 0.98986 | 0.40494 | TRUE | 0 | 0 | 0.14051 | 1.0282 | 0 | 0.40494 | FALSE
DHW PIPE INSULATION | R-4 Pipe Wrap - LE 55 gal | linear-ft | 6.5 |  |  | x | 11.2138 | 72.89 | 15 | [56 empty] | 175.5382 | 0 | 0.14051 | 1.0282 | 2.0554 | 0.40494 | TRUE | 0 | 0 | 0.14051 | 1.0282 | 0 | 0.40494 | FALSE
DHW PIPE INSULATION | R-4 Pipe Wrap | linear-ft | 6.5 |  |  | x | 11.2138 | 72.89 | 12 | [56 empty] | 0 | 3.375 | 0.14051 | 1.0282 | 0.28919 | 0.50618 | FALSE | 0 | 0 | 0.14051 | 1.0282 | 0 | 0.50618 | FALSE
DHW PIPE INSULATION | Add R-10 Tank Wrap | household | 1 |  |  | x | 53.03 | 53.03 | 7 | [56 empty] | 119.4706 | 0 | 0.14051 | 1.0282 | 1.3989 | 0.63131 | TRUE | 0 | 0 | 0.14051 | 1.0282 | 0 | 0.63131 | FALSE
DHW PIPE INSULATION | Add R-10 Tank Wrap | household | 1 |  |  | x | 53.03 | 53.03 | 7 | [56 empty] | 0 | 4.0775 | 0.14051 | 1.0282 | 0.34939 | 0.63131 | FALSE | 0 | 0 | 0.14051 | 1.0282 | 0 | 0.63131 | FALSE
DHW PIPE INSULATION | Pipe wrap | household | 6.5 |  |  | x | 0 | 0 | 15 | [56 empty] | 633.945 | 0 | 0.14051 | 1.0282 | 7.4229 |  |  | 0 | 0 | 0.14051 | 1.0282 | 0
DHW PIPE INSULATION | Water heater blanket | household | 1 |  |  | x | 0 | 0 | 15 | [56 empty] | 98 | 0 | 0.14051 | 1.0282 | 1.1475 |  |  | 0 | 0 | 0.14051 | 1.0282 | 0
DISHWASHER | ENERGY STAR Dish Washer - Standard Size w/Gas Water Heater - EAEU = 180, EF = 1.26 | each | 1 | x |  |  | 0 | 0 | 11 | 4.92 | 4.88 | 0.22351 | 1.2865 | 0.6148 |  |  | 11.6 | 1.82 | 0.22351 | 1.2865 | 0.41117 |  |  | 4.92 | 4.88 | 0.13661 | 1.0292 | 0.47454 |  |  | 11.6 | 1.82 | 0.13661 | 1.0292 | 0.28815
DISHWASHER | ENERGY STAR Dish Washer, standard size, CEE Tier 1, nat. gas DHW | each | 1 | x |  |  | 0 | 0 | 10 | 16 | 0.9 | 0.22351 | 1.2865 | 0.3945 |  |  | 0 | 0 | 0.22351 | 1.2865 | 0 |  |  | 16 | 0.9 | 0.13661 | 1.0292 | 0.25933 |  |  | 0 | 0 | 0.13661 | 1.0292 | 0
DISHWASHER | ENERGY STAR Dish Washer - Standard Size w/Electric Water Heater - EAEU = 180, EF = 1.26 | each | 1 | x |  |  | 0 | 0 | 11 | 118 | -0.126 | 0.22351 | 1.2865 | 2.1843 |  |  | 59.1 | -0.272 | 0.22351 | 1.2865 | 1.0716 |  |  | 118 | -0.126 | 0.13661 | 1.0292 | 1.3325 |  |  | 59.1 | -0.272 | 0.13661 | 1.0292 | 0.64948
DISHWASHER | ENERGY STAR Dish Washer, standard size, CEE Tier 1, electric DHW | each | 1 | x |  |  | 0 | 0 | 10 | 37 | 0 | 0.22351 | 1.2865 | 0.68916 |  |  | 0 | 0 | 0.22351 | 1.2865 | 0 |  |  | 37 | 0 | 0.13661 | 1.0292 | 0.42121 |  |  | 0 | 0 | 0.13661 | 1.0292 | 0
DISHWASHER | ENERGY STAR Dish Washer - 270 kWh/yr and 3.55 gal/cycle | each | 1 | x | x |  | 526.523 | 526.523 | 10 | 85 | 3.4408 | 0.22351 | 1.2865 | 1.9521 | 4.3877 | FALSE | 37 | 1.4978 | 0.22351 | 1.2865 | 0.84973 | 4.3877 | FALSE | 85 | 3.4408 | 0.13661 | 1.0292 | 1.2628 | 4.3877 | FALSE | 37 | 1.4978 | 0.13661 | 1.0292 | 0.54967 | 4.3877 | FALSE | 85 | 3.4408 | 0.22351 | 1.0775 | 1.8921 | 4.3877 | FALSE | 37 | 1.4978 | 0.22351 | 1.0775 | 0.82364 | 4.3877 | FALSE | 85 | 3.4408 | 0.13661 | 1.0298 | 1.2629 | 4.3877 | FALSE | 37 | 1.4978 | 0.13661 | 1.0298 | 0.54975 | 4.3877 | FALSE
DISHWASHER | ENERGY STAR Most Efficient Dish Washer - 225 kWh/yr and 3.07 gal/cycle | each | 1 | x | x |  | 563.4725 | 563.4725 | 10 | 130 | 5.2624 | 0.22351 | 1.2865 | 2.9855 | 4.6956 | FALSE | 82 | 3.3194 | 0.22351 | 1.2865 | 1.8832 | 4.6956 | FALSE | 130 | 5.2624 | 0.13661 | 1.0292 | 1.9313 | 4.6956 | FALSE | 82 | 3.3194 | 0.13661 | 1.0292 | 1.2182 | 4.6956 | FALSE | 130 | 5.2624 | 0.22351 | 1.0775 | 2.8939 | 4.6956 | FALSE | 82 | 3.3194 | 0.22351 | 1.0775 | 1.8254 | 4.6956 | FALSE | 130 | 5.2624 | 0.13661 | 1.0298 | 1.9315 | 4.6956 | FALSE | 82 | 3.3194 | 0.13661 | 1.0298 | 1.2184 | 4.6956 | FALSE
DUCT INSULATION | Code Duct Sealing and Insulation - R-8 | household | 1 |  | x |  | 1162 | 1162 | 20 | [28 empty] | 0 | 0 | 0.22351 | 1.0775 | 0 | 6.4556 | FALSE | 0 | 0 | 0.22351 | 1.0775 | 0 | 6.4556 | FALSE | 0 | 0 | 0.13661 | 1.0298 | 0 | 6.4556 | FALSE | 0 | 0 | 0.13661 | 1.0298 | 0 | 6.4556 | FALSE
DUCT SEALING | 6% Supply/6% Return Leakage (single and multi-family), 15% Supply Leakage (mobile home) | tons | 1 |  | x | x | 252.69 | 252.69 | 18 | [28 empty] | 4.62 | 1.67 | 0.22351 | 1.0775 | 0.236 | 1.4038 | FALSE | 0 | 0 | 0.22351 | 1.0775 | 0 | 1.4038 | FALSE | 4.62 | 1.67 | 0.13661 | 1.0298 | 0.19591 | 1.4038 | FALSE | 0 | 0 | 0.13661 | 1.0298 | 0 | 1.4038 | FALSE | 4.62 | 1.67 | 0.14051 | 1.0282 | 0.19719 | 1.4038 | FALSE | 0 | 0 | 0.14051 | 1.0282 | 0 | 1.4038 | FALSE
DUCT SEALING | 6% Supply/6% Return Leakage (single and multi-family), 15% Supply Leakage (mobile home) | tons | 1 |  | x | x | 252.69 | 252.69 | 18 | [28 empty] | 1.94 | 0.701 | 0.22351 | 1.0775 | 0.099076 | 1.4038 | FALSE | 0 | 0 | 0.22351 | 1.0775 | 0 | 1.4038 | FALSE | 1.94 | 0.701 | 0.13661 | 1.0298 | 0.082243 | 1.4038 | FALSE | 0 | 0 | 0.13661 | 1.0298 | 0 | 1.4038 | FALSE | 1.94 | 0.701 | 0.14051 | 1.0282 | 0.082782 | 1.4038 | FALSE | 0 | 0 | 0.14051 | 1.0282 | 0 | 1.4038 | FALSE
DUCT SEALING | Duct wrap | household | 1 |  | x | x | 0 | 0 | 18 | [28 empty] | 7.25 | 0 | 0.22351 | 1.0775 | 0.13504 |  |  | 0 | 0 | 0.22351 | 1.0775 | 0 |  |  | 7.25 | 0 | 0.13661 | 1.0298 | 0.082535 |  |  | 0 | 0 | 0.13661 | 1.0298 | 0 |  |  | 7.25 | 0 | 0.14051 | 1.0282 | 0.084891 |  |  | 0 | 0 | 0.14051 | 1.0282 | 0
ECM | Electronically Commutated Motor (ECM) | each | 1 |  | x | x | 501 | 501 | 18 | [28 empty] | 206.8147 | 0 | 0.22351 | 1.0775 | 3.8521 | 2.7833 | TRUE | 206.8147 | 0 | 0.22351 | 1.0775 | 3.8521 | 2.7833 | TRUE | 206.8147 | 0 | 0.13661 | 1.0298 | 2.3544 | 2.7833 | FALSE | 206.8147 | 0 | 0.13661 | 1.0298 | 2.3544 | 2.7833 | FALSE | 206.8147 | 0 | 0.14051 | 1.0282 | 2.4216 | 2.7833 | FALSE | 206.8147 | 0 | 0.14051 | 1.0282 | 2.4216 | 2.7833 | FALSE
EXT. DOORS | R-5 Door | each | 21 | x |  |  | 15.5 | 325.5 | 20 | 41.75 | 0 | 0.22351 | 1.2865 | 0.77763 | 1.8083 | FALSE | 0 | 0 | 0.22351 | 1.2865 | 0 | 1.8083 | FALSE | 41.75 | 0 | 0.13661 | 1.0292 | 0.47529 | 1.8083 | FALSE | 0 | 0 | 0.13661 | 1.0292 | 0 | 1.8083 | FALSE
EXT. LIGHTING - FIXTURES | LED fixture: Any type of housing Fixture Type, 1960 min lm, Exterior Rated; Total Watts = 25 | each | 1 |  |  | x | 0 | 0 | 14.75 | [56 empty] | 166 | 0 | 0.14051 | 1.0282 | 1.9437 |  |  | 120 | 0 | 0.14051 | 1.0282 | 1.4051
EXT. LIGHTING - FIXTURES | LED fixture: Any type of housing Fixture Type, 1960 min lm, Exterior Rated; Total Watts = 25 | each | 1 | x |  | x | 0 | 0 | 16 | 45.8 | 0 | 0.22351 | 1.2865 | 0.85306 |  |  | 33.2 | 0 | 0.22351 | 1.2865 | 0.61838 |  |  | 45.8 | 0 | 0.13661 | 1.0292 | 0.52139 |  |  | 33.2 | 0 | 0.13661 | 1.0292 | 0.37795 | [30 empty] | 45.8 | 0 | 0.14051 | 1.0282 | 0.53628 |  |  | 33.2 | 0 | 0.14051 | 1.0282 | 0.38874
EXT. LIGHTING - FIXTURES | LED fixture: Wall Mount Fixture Type, Exterior Rated; Total Watts = 40 | each | 1 | x |  | x | 0 | 0 | 16 | 7.49 | 0 | 0.22351 | 1.2865 | 0.13951 |  |  | 7.49 | 0 | 0.22351 | 1.2865 | 0.13951 |  |  | 7.49 | 0 | 0.13661 | 1.0292 | 0.085267 |  |  | 7.49 | 0 | 0.13661 | 1.0292 | 0.085267 | [30 empty] | 7.49 | 0 | 0.14051 | 1.0282 | 0.087701 |  |  | 7.49 | 0 | 0.14051 | 1.0282 | 0.087701
EXT. LIGHTING - FIXTURES | LED fixture: Wall Mount Fixture Type, Exterior Rated; Total Watts = 40 | each | 1 | x |  | x | 0 | 0 | 16 | 7.49 | 0 | 0.22351 | 1.2865 | 0.13951 |  |  | 7.49 | 0 | 0.22351 | 1.2865 | 0.13951 |  |  | 7.49 | 0 | 0.13661 | 1.0292 | 0.085267 |  |  | 7.49 | 0 | 0.13661 | 1.0292 | 0.085267 | [30 empty] | 7.49 | 0 | 0.14051 | 1.0282 | 0.087701 |  |  | 7.49 | 0 | 0.14051 | 1.0282 | 0.087701
EXT. LIGHTING - FIXTURES | LED fixture: Any type of housing Fixture Type, Exterior Rated; Total Watts = 400 | each | 1 | x |  | x | 0 | 0 | 16 | 843 | 0 | 0.22351 | 1.2865 | 15.7016 |  |  | 132 | 0 | 0.22351 | 1.2865 | 2.4586 |  |  | 843 | 0 | 0.13661 | 1.0292 | 9.5969 |  |  | 132 | 0 | 0.13661 | 1.0292 | 1.5027 | [30 empty] | 843 | 0 | 0.14051 | 1.0282 | 9.8708 |  |  | 132 | 0 | 0.14051 | 1.0282 | 1.5456
EXT. LIGHTING - FIXTURES | LED fixture: Wall Mount Fixture Type, Exterior Rated; Total Watts = 80 | each | 1 | x |  | x | 0 | 0 | 16 | 269 | 0 | 0.22351 | 1.2865 | 5.0104 |  |  | 190 | 0 | 0.22351 | 1.2865 | 3.5389 |  |  | 269 | 0 | 0.13661 | 1.0292 | 3.0623 |  |  | 190 | 0 | 0.13661 | 1.0292 | 2.163 | [30 empty] | 269 | 0 | 0.14051 | 1.0282 | 3.1497 |  |  | 190 | 0 | 0.14051 | 1.0282 | 2.2247
FLOOR INSULATION | Floor R-0 to R-19 Insulation Batts | ft-sq | 1100 |  | x |  | 0 | 0 | 20 | [28 empty] | -234 | 38.9 | 0.22351 | 1.0775 | -0.86569 |  |  | 0 | 0 | 0.22351 | 1.0775 | 0 |  |  | -234 | 38.9 | 0.13661 | 1.0298 | 0.67437 |  |  | 0 | 0 | 0.13661 | 1.0298 | 0
FLOOR INSULATION | Floor R-0 to R-30 Insulation Batts | ft-sq | 1200 |  | x |  | 0.86 | 1032 | 20 | [28 empty] | -235 | 45.6 | 0.22351 | 1.0775 | -0.28273 | 5.7333 | FALSE | -24 | 6.47 | 0.22351 | 1.0775 | 0.13391 | 5.7333 | FALSE | -235 | 45.6 | 0.13661 | 1.0298 | 1.238 | 5.7333 | FALSE | -24 | 6.47 | 0.13661 | 1.0298 | 0.28201 | 5.7333 | FALSE
FLOOR INSULATION | Floor R-19 to R-30 Insulation-Batts | ft-sq | 1200 |  | x |  | 0.86 | 1032 | 20 | [28 empty] | -25.5 | 5.86 | 0.22351 | 1.0775 | 0.0512 | 5.7333 | FALSE | -25.5 | 5.86 | 0.22351 | 1.0775 | 0.0512 | 5.7333 | FALSE | -25.5 | 5.86 | 0.13661 | 1.0298 | 0.21259 | 5.7333 | FALSE | -25.5 | 5.86 | 0.13661 | 1.0298 | 0.21259 | 5.7333 | FALSE
FLOOR INSULATION | Floor insulation | household | 1 |  | x |  | 0 | 0 | 25 | [28 empty] | 120.0564 | 0 | 0.22351 | 1.0775 | 2.2362 |  |  | 0 | 0 | 0.22351 | 1.0775 | 0 |  |  | 120.0564 | 0 | 0.13661 | 1.0298 | 1.3667 |  |  | 0 | 0 | 0.13661 | 1.0298 | 0
FLOOR INSULATION | Floor insulation | household | 1 |  | x |  | 0 | 0 | 25 | [28 empty] | 40.5432 | 0 | 0.22351 | 1.0775 | 0.75515 |  |  | 0 | 0 | 0.22351 | 1.0775 | 0 |  |  | 40.5432 | 0 | 0.13661 | 1.0298 | 0.46155 |  |  | 0 | 0 | 0.13661 | 1.0298 | 0
FURNACE | Efficient Residential Gas Furnace - AFUE 96 | kBTUh | 1 |  | x | x | 1866.334 | 1866.334 | 20 | [28 empty] | 0 | 39.9504 | 0.22351 | 1.0775 | 3.5871 | 10.3685 | FALSE | 0 | 38.2284 | 0.22351 | 1.0775 | 3.4325 | 10.3685 | FALSE | 0 | 39.9504 | 0.13661 | 1.0298 | 3.4284 | 10.3685 | FALSE | 0 | 38.2284 | 0.13661 | 1.0298 | 3.2806 | 10.3685 | FALSE | 0 | 39.9504 | 0.14051 | 1.0282 | 3.4232 | 10.3685 | FALSE | 0 | 38.2284 | 0.14051 | 1.0282 | 3.2757 | 10.3685 | FALSE
FURNACE | AFUE 96 | kBTUh | 1 |  | x | x | 469.4222 | 469.4222 | 20 | [28 empty] | 0 | 15.5496 | 0.22351 | 1.0775 | 1.3962 | 2.6079 | FALSE | 0 | 16.244 | 0.22351 | 1.0775 | 1.4585 | 2.6079 | FALSE | 0 | 15.5496 | 0.13661 | 1.0298 | 1.3344 | 2.6079 | FALSE | 0 | 16.244 | 0.13661 | 1.0298 | 1.394 | 2.6079 | FALSE | 0 | 15.5496 | 0.14051 | 1.0282 | 1.3324 | 2.6079 | FALSE | 0 | 16.244 | 0.14051 | 1.0282 | 1.3919 | 2.6079 | FALSE
INT. LIGHTING - FIXTURES | LED fixture: Any type of housing Fixture Type; Total Watts = 25 | each | 1 | x | x | x | 0 | 0 | 8 | 297 | -5.68 | 0.22351 | 1.2865 | 4.923 |  |  | 215 | -4.12 | 0.22351 | 1.2865 | 3.5629 |  |  | 297 | -5.68 | 0.13661 | 1.0292 | 2.894 |  |  | 215 | -4.12 | 0.13661 | 1.0292 | 2.0942 |  |  | 297 | -5.68 | 0.22351 | 1.0775 | 5.0219 |  |  | 215 | -4.12 | 0.22351 | 1.0775 | 3.6346 |  |  | 297 | -5.68 | 0.13661 | 1.0298 | 2.8937 |  |  | 215 | -4.12 | 0.13661 | 1.0298 | 2.094 |  |  | 297 | -5.68 | 0.14051 | 1.0282 | 2.9909 |  |  | 215 | -4.12 | 0.14051 | 1.0282 | 2.1644
INT. LIGHTING - FIXTURES | LED fixture with 95 LPW 1'x4' | kLumen | 1 | x | x | x | 68.78 | 68.78 | 8 | 0 | 0 | 0.22351 | 1.2865 | 0 | 0.71646 | FALSE | 18.1 | -0.39 | 0.22351 | 1.2865 | 0.29532 | 0.71646 | FALSE | 0 | 0 | 0.13661 | 1.0292 | 0 | 0.71646 | FALSE | 18.1 | -0.39 | 0.13661 | 1.0292 | 0.17261 | 0.71646 | FALSE | 0 | 0 | 0.22351 | 1.0775 | 0 | 0.71646 | FALSE | 18.1 | -0.39 | 0.22351 | 1.0775 | 0.30211 | 0.71646 | FALSE | 0 | 0 | 0.13661 | 1.0298 | 0 | 0.71646 | FALSE | 18.1 | -0.39 | 0.13661 | 1.0298 | 0.17258 | 0.71646 | FALSE | 0 | 0 | 0.14051 | 1.0282 | 0 | 0.71646 | FALSE | 18.1 | -0.39 | 0.14051 | 1.0282 | 0.17852 | 0.71646 | FALSE
INT. LIGHTING - FIXTURES | LED fixture with 85 LPW 1'x4' | kLumen | 1 | x | x | x | 68.52 | 68.52 | 8 | 0 | 0 | 0.22351 | 1.2865 | 0 | 0.71375 | FALSE | 12.8 | -0.276 | 0.22351 | 1.2865 | 0.20882 | 0.71375 | FALSE | 0 | 0 | 0.13661 | 1.0292 | 0 | 0.71375 | FALSE | 12.8 | -0.276 | 0.13661 | 1.0292 | 0.12205 | 0.71375 | FALSE | 0 | 0 | 0.22351 | 1.0775 | 0 | 0.71375 | FALSE | 12.8 | -0.276 | 0.22351 | 1.0775 | 0.21363 | 0.71375 | FALSE | 0 | 0 | 0.13661 | 1.0298 | 0 | 0.71375 | FALSE | 12.8 | -0.276 | 0.13661 | 1.0298 | 0.12203 | 0.71375 | FALSE | 0 | 0 | 0.14051 | 1.0282 | 0 | 0.71375 | FALSE | 12.8 | -0.276 | 0.14051 | 1.0282 | 0.12623 | 0.71375 | FALSE
INT. LIGHTING - FIXTURES | LED fixture with 125 LPW 1'x4' | kLumen | 1 | x | x | x | 94.16 | 94.16 | 8 | 0 | 0 | 0.22351 | 1.2865 | 0 | 0.98083 | FALSE | 29 | -0.624 | 0.22351 | 1.2865 | 0.47325 | 0.98083 | FALSE | 0 | 0 | 0.13661 | 1.0292 | 0 | 0.98083 | FALSE | 29 | -0.624 | 0.13661 | 1.0292 | 0.27662 | 0.98083 | FALSE | 0 | 0 | 0.22351 | 1.0775 | 0 | 0.98083 | FALSE | 29 | -0.624 | 0.22351 | 1.0775 | 0.48412 | 0.98083 | FALSE | 0 | 0 | 0.13661 | 1.0298 | 0 | 0.98083 | FALSE | 29 | -0.624 | 0.13661 | 1.0298 | 0.27659 | 0.98083 | FALSE | 0 | 0 | 0.14051 | 1.0282 | 0 | 0.98083 | FALSE | 29 | -0.624 | 0.14051 | 1.0282 | 0.2861 | 0.98083 | FALSE
INT. LIGHTING - FIXTURES | LED fixture with 110 LPW 1'x4' | kLumen | 1 | x | x | x | 92.46 | 92.46 | 8 | 0 | 0 | 0.22351 | 1.2865 | 0 | 0.96313 | FALSE | 24.3 | -0.523 | 0.22351 | 1.2865 | 0.39654 | 0.96313 | FALSE | 0 | 0 | 0.13661 | 1.0292 | 0 | 0.96313 | FALSE | 24.3 | -0.523 | 0.13661 | 1.0292 | 0.23178 | 0.96313 | FALSE | 0 | 0 | 0.22351 | 1.0775 | 0 | 0.96313 | FALSE | 24.3 | -0.523 | 0.22351 | 1.0775 | 0.40565 | 0.96313 | FALSE | 0 | 0 | 0.13661 | 1.0298 | 0 | 0.96313 | FALSE | 24.3 | -0.523 | 0.13661 | 1.0298 | 0.23175 | 0.96313 | FALSE | 0 | 0 | 0.14051 | 1.0282 | 0 | 0.96313 | FALSE | 24.3 | -0.523 | 0.14051 | 1.0282 | 0.23972 | 0.96313 | FALSE
INT. LIGHTING - FIXTURES | LED fixture: Any type of housing Fixture Type; Total Watts = 20 | each | 1 | x | x | x | 0 | 0 | 8 | 21.2 | 0 | 0.22351 | 1.2865 | 0.39487 |  |  | 21 | -0.451 | 0.22351 | 1.2865 | 0.34279 |  |  | 21.2 | 0 | 0.13661 | 1.0292 | 0.24134 |  |  | 21 | -0.451 | 0.13661 | 1.0292 | 0.20039 |  |  | 21.2 | 0 | 0.22351 | 1.0775 | 0.39487 |  |  | 21 | -0.451 | 0.22351 | 1.0775 | 0.35065 |  |  | 21.2 | 0 | 0.13661 | 1.0298 | 0.24134 |  |  | 21 | -0.451 | 0.13661 | 1.0298 | 0.20036 |  |  | 21.2 | 0 | 0.14051 | 1.0282 | 0.24823 |  |  | 21 | -0.451 | 0.14051 | 1.0282 | 0.20725
INT. LIGHTING - FIXTURES | LED fixture: Any type of housing Fixture Type; Total Watts = 5 | each | 1 | x | x | x | 0 | 0 | 8 | 5.3 | 0 | 0.22351 | 1.2865 | 0.098717 |  |  | 5.24 | -0.113 | 0.22351 | 1.2865 | 0.085485 |  |  | 5.3 | 0 | 0.13661 | 1.0292 | 0.060336 |  |  | 5.24 | -0.113 | 0.13661 | 1.0292 | 0.049962 |  |  | 5.3 | 0 | 0.22351 | 1.0775 | 0.098717 |  |  | 5.24 | -0.113 | 0.22351 | 1.0775 | 0.087453 |  |  | 5.3 | 0 | 0.13661 | 1.0298 | 0.060336 |  |  | 5.24 | -0.113 | 0.13661 | 1.0298 | 0.049956 |  |  | 5.3 | 0 | 0.14051 | 1.0282 | 0.062058 |  |  | 5.24 | -0.113 | 0.14051 | 1.0282 | 0.051673
INT. LIGHTING - FIXTURES | LED fixture: Any type of housing Fixture Type; Total Watts = 15 | each | 1 | x | x | x | 0 | 0 | 8 | 15.9 | 0 | 0.22351 | 1.2865 | 0.29615 |  |  | 15.7 | -0.338 | 0.22351 | 1.2865 | 0.25619 |  |  | 15.9 | 0 | 0.13661 | 1.0292 | 0.18101 |  |  | 15.7 | -0.338 | 0.13661 | 1.0292 | 0.14974 |  |  | 15.9 | 0 | 0.22351 | 1.0775 | 0.29615 |  |  | 15.7 | -0.338 | 0.22351 | 1.0775 | 0.26208 |  |  | 15.9 | 0 | 0.13661 | 1.0298 | 0.18101 |  |  | 15.7 | -0.338 | 0.13661 | 1.0298 | 0.14973 |  |  | 15.9 | 0 | 0.14051 | 1.0282 | 0.18617 |  |  | 15.7 | -0.338 | 0.14051 | 1.0282 | 0.15487
INT. LIGHTING - FIXTURES | LED fixture: Any type of housing Fixture Type; Total Watts = 10 | each | 1 | x | x | x | 0 | 0 | 8 | 10.6 | 0 | 0.22351 | 1.2865 | 0.19743 |  |  | 10.5 | -0.225 | 0.22351 | 1.2865 | 0.17145 |  |  | 10.6 | 0 | 0.13661 | 1.0292 | 0.12067 |  |  | 10.5 | -0.225 | 0.13661 | 1.0292 | 0.10024 |  |  | 10.6 | 0 | 0.22351 | 1.0775 | 0.19743 |  |  | 10.5 | -0.225 | 0.22351 | 1.0775 | 0.17537 |  |  | 10.6 | 0 | 0.13661 | 1.0298 | 0.12067 |  |  | 10.5 | -0.225 | 0.13661 | 1.0298 | 0.10023 |  |  | 10.6 | 0 | 0.14051 | 1.0282 | 0.12412 |  |  | 10.5 | -0.225 | 0.14051 | 1.0282 | 0.10367
INT. LIGHTING - FIXTURES | LED fixture: Any type of housing Fixture Type; Total Watts = 25 | each | 1 | x | x | x | 0 | 0 | 16 | 26.2 | -0.5 | 0.22351 | 1.2865 | 0.4344 |  |  | 19 | -0.362 | 0.22351 | 1.2865 | 0.31508 |  |  | 26.2 | -0.5 | 0.13661 | 1.0292 | 0.25538 |  |  | 19 | -0.362 | 0.13661 | 1.0292 | 0.18525 |  |  | 26.2 | -0.5 | 0.22351 | 1.0775 | 0.4431 |  |  | 19 | -0.362 | 0.22351 | 1.0775 | 0.32139 |  |  | 26.2 | -0.5 | 0.13661 | 1.0298 | 0.25536 |  |  | 19 | -0.362 | 0.13661 | 1.0298 | 0.18523 |  |  | 26.2 | -0.5 | 0.14051 | 1.0282 | 0.26393 |  |  | 19 | -0.362 | 0.14051 | 1.0282 | 0.19145
MINI-SPLIT AC | Residencial SEER-rated split Air Conditioners, Size Range: 18 - 65 kBTU/h, SEER = 16 (EER = 12.5), EIR = 0.238, Fan W/CFM = 0.27, two-speed fan | tons | 1.9 | x | x |  | 882 | 1675.8 | 15 | 435.1 | -3.591 | 0.22351 | 1.2865 | 7.7191 | 9.31 | FALSE | 60.23 | -3.173 | 0.22351 | 1.2865 | 0.78167 | 9.31 | FALSE | 435.1 | -3.591 | 0.13661 | 1.0292 | 4.6453 | 9.31 | FALSE | 60.23 | -3.173 | 0.13661 | 1.0292 | 0.41354 | 9.31 | FALSE | 435.1 | -3.591 | 0.22351 | 1.0775 | 7.7817 | 9.31 | FALSE | 60.23 | -3.173 | 0.22351 | 1.0775 | 0.83694 | 9.31 | FALSE | 435.1 | -3.591 | 0.13661 | 1.0298 | 4.6451 | 9.31 | FALSE | 60.23 | -3.173 | 0.13661 | 1.0298 | 0.41337 | 9.31 | FALSE
MINI-SPLIT AC | Residential SEER-rated split Air Conditioners, Size Range: 18 - 45 kBTU/h, SEER = 17.4, one-speed fan, evaporative cooled condenser | tons | 1.9 | x | x |  | 882 | 1675.8 | 15 | 621.3 | -1.995 | 0.22351 | 1.2865 | 11.3584 | 9.31 | TRUE | 224.2 | -1.5371 | 0.22351 | 1.2865 | 4.0111 | 9.31 | FALSE | 621.3 | -1.995 | 0.13661 | 1.0292 | 6.9019 | 9.31 | FALSE | 224.2 | -1.5371 | 0.13661 | 1.0292 | 2.4205 | 9.31 | FALSE | 621.3 | -1.995 | 0.22351 | 1.0775 | 11.3931 | 9.31 | TRUE | 224.2 | -1.5371 | 0.22351 | 1.0775 | 4.0379 | 9.31 | FALSE | 621.3 | -1.995 | 0.13661 | 1.0298 | 6.9018 | 9.31 | FALSE | 224.2 | -1.5371 | 0.13661 | 1.0298 | 2.4204 | 9.31 | FALSE
OCCUPANCY SENSOR | Occupancy Sensor Pack-200 SF | Ctrl-kW | 89.8 |  | x | x | 0 | 0 | 8 | [28 empty] | 47145 | -451.694 | 0.22351 | 1.0775 | 837.5595 |  |  | 0 | 0 | 0.22351 | 1.0775 | 0 |  |  | 47145 | -451.694 | 0.13661 | 1.0298 | 497.9437 |  |  | 0 | 0 | 0.13661 | 1.0298 | 0 |  |  | 47145 | -451.694 | 0.14051 | 1.0282 | 513.3209 |  |  | 0 | 0 | 0.14051 | 1.0282 | 0
OCCUPANCY SENSOR | Occupancy sensor (300 sqft) assumed ceiling mount, passive infrared, indoor, 24v | 0 | 1 |  |  |  | 211.47 | 211.47 | 0
OCCUPANCY SENSOR | Occupancy sensor | each | 1 |  |  |  | 0 | 0 | 8
OCCUPANCY SENSOR | Install Wall-Switch Occupancy Sensor on Interior Lighting | household | 1 | x | x |  | 0 | 0 | 8 | 0 | 0 | 0.22351 | 1.2865 | 0 |  |  | 0 | 0 | 0.22351 | 1.2865 | 0 |  |  | 0 | 0 | 0.13661 | 1.0292 | 0 |  |  | 0 | 0 | 0.13661 | 1.0292 | 0 |  |  | 0 | 0 | 0.22351 | 1.0775 | 0 |  |  | 0 | 0 | 0.22351 | 1.0775 | 0 |  |  | 0 | 0 | 0.13661 | 1.0298 | 0 |  |  | 0 | 0 | 0.13661 | 1.0298 | 0
PACKAGED TERMINAL AC | Packaged terminal AC | 0 | 1 | x |  |  | 1099.75 | 1099.75 | 15 | 0 | 0 | 0.22351 | 1.2865 | 0 | 6.1097 | FALSE | 0 | 0 | 0.22351 | 1.2865 | 0 | 6.1097 | FALSE | 0 | 0 | 0.13661 | 1.0292 | 0 | 6.1097 | FALSE | 0 | 0 | 0.13661 | 1.0292 | 0 | 6.1097 | FALSE
PACKAGED TERMINAL AC | 11.29 EER (based on vintage) package terminal A/C | tons | 1 | x |  |  | 0 | 0 | 15 | 618 | 0 | 0.22351 | 1.2865 | 11.5108 |  |  | 245 | 0 | 0.22351 | 1.2865 | 4.5633 |  |  | 618 | 0 | 0.13661 | 1.0292 | 7.0354 |  |  | 245 | 0 | 0.13661 | 1.0292 | 2.7891
PACKAGED TERMINAL AC | 10.27 EER (based on vintage) package terminal A/C | tons | 1 | x |  |  | 0 | 0 | 15 | 505 | 0 | 0.22351 | 1.2865 | 9.4061 |  |  | 269 | 0 | 0.22351 | 1.2865 | 5.0104 |  |  | 505 | 0 | 0.13661 | 1.0292 | 5.749 |  |  | 269 | 0 | 0.13661 | 1.0292 | 3.0623
PACKAGED TERMINAL AC | 9.25 EER (based on vintage) package terminal A/C | tons | 1 | x |  |  | 0 | 0 | 15 | 358 | 0 | 0.22351 | 1.2865 | 6.6681 |  |  | 252 | 0 | 0.22351 | 1.2865 | 4.6937 |  |  | 358 | 0 | 0.13661 | 1.0292 | 4.0755 |  |  | 252 | 0 | 0.13661 | 1.0292 | 2.8688
PACKAGED TERMINAL HP | Packaged terminal HP | 0 | 1 | x |  |  | 1238.05 | 1238.05 | 15 | 0 | 0 | 0.22351 | 1.2865 | 0 | 6.8781 | FALSE | 0 | 0 | 0.22351 | 1.2865 | 0 | 6.8781 | FALSE | 0 | 0 | 0.13661 | 1.0292 | 0 | 6.8781 | FALSE | 0 | 0 | 0.13661 | 1.0292 | 0 | 6.8781 | FALSE
PACKAGED TERMINAL HP | 11.17 EER / 3.3 COP (based on vintage) package terminal HP | tons | 1 | x |  |  | 0 | 0 | 15 | 660 | 0 | 0.22351 | 1.2865 | 12.2931 |  |  | 275 | 0 | 0.22351 | 1.2865 | 5.1221 |  |  | 660 | 0 | 0.13661 | 1.0292 | 7.5136 |  |  | 275 | 0 | 0.13661 | 1.0292 | 3.1306
PACKAGED TERMINAL HP | 10.15 EER / 3.1 COP (based on vintage) package terminal HP | tons | 1 | x |  |  | 0 | 0 | 15 | 535 | 0 | 0.22351 | 1.2865 | 9.9648 |  |  | 292 | 0 | 0.22351 | 1.2865 | 5.4388 |  |  | 535 | 0 | 0.13661 | 1.0292 | 6.0905 |  |  | 292 | 0 | 0.13661 | 1.0292 | 3.3242
PACKAGED TERMINAL HP | 9.13 EER / 3.0 COP (based on vintage) package terminal HP | tons | 1 | x |  |  | 0 | 0 | 15 | 383 | 0 | 0.22351 | 1.2865 | 7.1337 |  |  | 271 | 0 | 0.22351 | 1.2865 | 5.0476 |  |  | 383 | 0 | 0.13661 | 1.0292 | 4.3601 |  |  | 271 | 0 | 0.13661 | 1.0292 | 3.0851
PARKING GARAGE CONTROLS | Residential Parking Garage 24-hour lighting: Linear Fluorescent Lamp & Ballast permanently delamped. Measure includes Code case. Impacts: HOU = 8760; CDF = 1 | each | 1 |  | x | x | 0 | 0 | 0 | [28 empty] | 245 | 0 | 0.22351 | 1.0775 | 4.5633 |  |  | 245 | 0 | 0.22351 | 1.0775 | 4.5633 |  |  | 245 | 0 | 0.13661 | 1.0298 | 2.7891 |  |  | 245 | 0 | 0.13661 | 1.0298 | 2.7891 |  |  | 245 | 0 | 0.14051 | 1.0282 | 2.8687 |  |  | 245 | 0 | 0.14051 | 1.0282 | 2.8687
PHOTOCELL | DayLtg Controls, Side Ltg, Cont. Ctrl | Ctrl-kW | 219 |  | x | x | 0 | 0 | 8 | [28 empty] | 193377 | -3372.6 | 0.22351 | 1.0775 | 3298.9935 |  |  | 193377 | -3372.6 | 0.22351 | 1.0775 | 3298.9935 |  |  | 193377 | -3372.6 | 0.13661 | 1.0298 | 1912.0107 |  |  | 193377 | -3372.6 | 0.13661 | 1.0298 | 1912.0107 |  |  | 193377 | -3372.6 | 0.14051 | 1.0282 | 1975.2814 |  |  | 193377 | -3372.6 | 0.14051 | 1.0282 | 1975.2814
PHOTOCELL | DayLtg Controls, Side Ltg, 2-step Ctrl | Ctrl-kW | 219 |  | x | x | 0 | 0 | 8 | [28 empty] | 212430 | -3679.2 | 0.22351 | 1.0775 | 3626.343 |  |  | 212430 | -3679.2 | 0.22351 | 1.0775 | 3626.343 |  |  | 212430 | -3679.2 | 0.13661 | 1.0298 | 2102.6018 |  |  | 212430 | -3679.2 | 0.13661 | 1.0298 | 2102.6018 |  |  | 212430 | -3679.2 | 0.14051 | 1.0282 | 2172.1031 |  |  | 212430 | -3679.2 | 0.14051 | 1.0282 | 2172.1031
PHOTOCELL | DayLtg Controls, Top Ltg, Cont. Ctrl | Ctrl-kW | 207 |  | x | x | 0 | 0 | 8 | [28 empty] | 186300 | -1469.7 | 0.22351 | 1.0775 | 3338.0365 |  |  | 186300 | -1469.7 | 0.22351 | 1.0775 | 3338.0365 |  |  | 186300 | -1469.7 | 0.13661 | 1.0298 | 1994.7455 |  |  | 186300 | -1469.7 | 0.13661 | 1.0298 | 1994.7455 |  |  | 186300 | -1469.7 | 0.14051 | 1.0282 | 2055.4697 |  |  | 186300 | -1469.7 | 0.14051 | 1.0282 | 2055.4697
PHOTOCELL | DayLtg Controls, Top Ltg, 1-step Ctrl | Ctrl-kW | 207 |  | x | x | 0 | 0 | 8 | [28 empty] | 132894 | -869.4 | 0.22351 | 1.0775 | 2397.2036 |  |  | 132894 | -869.4 | 0.22351 | 1.0775 | 2397.2036 |  |  | 132894 | -869.4 | 0.13661 | 1.0298 | 1438.2784 |  |  | 132894 | -869.4 | 0.13661 | 1.0298 | 1438.2784 |  |  | 132894 | -869.4 | 0.14051 | 1.0282 | 1481.5718 |  |  | 132894 | -869.4 | 0.14051 | 1.0282 | 1481.5718
PHOTOCELL | DayLtg Controls, Top Ltg, 2-step Ctrl | Ctrl-kW | 207 |  | x | x | 0 | 0 | 8 | [28 empty] | 163737 | -1188.18 | 0.22351 | 1.0775 | 2943.0584 |  |  | 163737 | -1188.18 | 0.22351 | 1.0775 | 2943.0584 |  |  | 163737 | -1188.18 | 0.13661 | 1.0298 | 1762.0437 |  |  | 163737 | -1188.18 | 0.13661 | 1.0298 | 1762.0437 |  |  | 163737 | -1188.18 | 0.14051 | 1.0282 | 1815.4 |  |  | 163737 | -1188.18 | 0.14051 | 1.0282 | 1815.4
PHOTOCELL | Photocells – single wired sensor, no controller | each | 1 |  | x | x | 269.47 | 269.47 | 0 | [28 empty] | 0 | 0 | 0.22351 | 1.0775 | 0 | 17.9647 | FALSE | 0 | 0 | 0.22351 | 1.0775 | 0 | 17.9647 | FALSE | 0 | 0 | 0.13661 | 1.0298 | 0 | 17.9647 | FALSE | 0 | 0 | 0.13661 | 1.0298 | 0 | 17.9647 | FALSE | 0 | 0 | 0.14051 | 1.0282 | 0 | 17.9647 | FALSE | 0 | 0 | 0.14051 | 1.0282 | 0 | 17.9647 | FALSE
PHOTOCELL | Photocells – multiple wireless sensors, dedicated controller | each | 1 |  | x | x | 399.43 | 399.43 | 0 | [28 empty] | 0 | 0 | 0.22351 | 1.0775 | 0 | 26.6287 | FALSE | 0 | 0 | 0.22351 | 1.0775 | 0 | 26.6287 | FALSE | 0 | 0 | 0.13661 | 1.0298 | 0 | 26.6287 | FALSE | 0 | 0 | 0.13661 | 1.0298 | 0 | 26.6287 | FALSE | 0 | 0 | 0.14051 | 1.0282 | 0 | 26.6287 | FALSE | 0 | 0 | 0.14051 | 1.0282 | 0 | 26.6287 | FALSE
PHOTOCELL | Install Photocell on Interior/Exterior Lighting | household | 1 |  | x | x | 37.8883 | 37.8883 | 8 | [28 empty] | 0 | 0 | 0.22351 | 1.0775 | 0 | 0.39467 | FALSE | 0 | 0 | 0.22351 | 1.0775 | 0 | 0.39467 | FALSE | 0 | 0 | 0.13661 | 1.0298 | 0 | 0.39467 | FALSE | 0 | 0 | 0.13661 | 1.0298 | 0 | 0.39467 | FALSE | 0 | 0 | 0.14051 | 1.0282 | 0 | 0.39467 | FALSE | 0 | 0 | 0.14051 | 1.0282 | 0 | 0.39467 | FALSE
POOL PUMP | Pool pump | each | 1 |  | x | x | 1706 | 1706 | 10 | [28 empty] | 1711 | 0 | 0.22351 | 1.0775 | 31.8689 | 14.2167 | TRUE | 674 | 0 | 0.22351 | 1.0775 | 12.5538 | 14.2167 | FALSE | 1711 | 0 | 0.13661 | 1.0298 | 19.4783 | 14.2167 | TRUE | 674 | 0 | 0.13661 | 1.0298 | 7.6729 | 14.2167 | FALSE | 1711 | 0 | 0.14051 | 1.0282 | 20.0343 | 14.2167 | TRUE | 674 | 0 | 0.14051 | 1.0282 | 7.8919 | 14.2167 | FALSE
POOL PUMP | 2 Speed Pool Pump | each | 1 |  | x | x | 0 | 0 | 10 | [28 empty] | 1810.0117 | 0 | 0.22351 | 1.0775 | 33.713 |  |  | 0 | 0 | 0.22351 | 1.0775 | 0 |  |  | 1810.0117 | 0 | 0.13661 | 1.0298 | 20.6055 |  |  | 0 | 0 | 0.13661 | 1.0298 | 0 |  |  | 1810.0117 | 0 | 0.14051 | 1.0282 | 21.1936 |  |  | 0 | 0 | 0.14051 | 1.0282 | 0
POOL PUMP | Pool Pump with Variable Speed Drive (VSD) | each | 1 |  | x | x | 0 | 0 | 10 | [28 empty] | 2061.0125 | 0 | 0.22351 | 1.0775 | 38.3881 |  |  | 0 | 0 | 0.22351 | 1.0775 | 0 |  |  | 2061.0125 | 0 | 0.13661 | 1.0298 | 23.4629 |  |  | 0 | 0 | 0.13661 | 1.0298 | 0 |  |  | 2061.0125 | 0 | 0.14051 | 1.0282 | 24.1326 |  |  | 0 | 0 | 0.14051 | 1.0282 | 0
REFRIGERATOR | Refrigerator with Bottom mount freezer, with Icemaker, Size range = Weighted Size, AV = 29, Energy Star qualified, Rated kWh = 595 | each | 1 | x | x |  | 1082.89 | 1082.89 | 14 | 0 | 0 | 0.22351 | 1.2865 | 0 | 6.4458 | FALSE | 48.1 | -1.04 | 0.22351 | 1.2865 | 0.78441 | 6.4458 | FALSE | 0 | 0 | 0.13661 | 1.0292 | 0 | 6.4458 | FALSE | 48.1 | -1.04 | 0.13661 | 1.0292 | 0.45838 | 6.4458 | FALSE | 0 | 0 | 0.22351 | 1.0775 | 0 | 6.4458 | FALSE | 48.1 | -1.04 | 0.22351 | 1.0775 | 0.80252 | 6.4458 | FALSE | 0 | 0 | 0.13661 | 1.0298 | 0 | 6.4458 | FALSE | 48.1 | -1.04 | 0.13661 | 1.0298 | 0.45833 | 6.4458 | FALSE
REFRIGERATOR | ENERGY STAR bottom-mounted, ice; 10% above federal standard | each | 1 | x | x |  | 0 | 0 | 14 | 61.48 | 0 | 0.22351 | 1.2865 | 1.1451 |  |  | 0 | 0 | 0.22351 | 1.2865 | 0 |  |  | 61.48 | 0 | 0.13661 | 1.0292 | 0.6999 |  |  | 0 | 0 | 0.13661 | 1.0292 | 0 |  |  | 61.48 | 0 | 0.22351 | 1.0775 | 1.1451 |  |  | 0 | 0 | 0.22351 | 1.0775 | 0 |  |  | 61.48 | 0 | 0.13661 | 1.0298 | 0.6999 |  |  | 0 | 0 | 0.13661 | 1.0298 | 0
REFRIGERATOR | Refrigerator with Bottom mount freezer, Size range = Weighted Size, AV = 25.9, Energy Star qualified, Rated kWh = 500 | each | 1 | x | x |  | 1601.5 | 1601.5 | 14 | 0 | 0 | 0.22351 | 1.2865 | 0 | 9.5327 | FALSE | 57.7 | -1.24 | 0.22351 | 1.2865 | 0.94178 | 9.5327 | FALSE | 0 | 0 | 0.13661 | 1.0292 | 0 | 9.5327 | FALSE | 57.7 | -1.24 | 0.13661 | 1.0292 | 0.55052 | 9.5327 | FALSE | 0 | 0 | 0.22351 | 1.0775 | 0 | 9.5327 | FALSE | 57.7 | -1.24 | 0.22351 | 1.0775 | 0.96337 | 9.5327 | FALSE | 0 | 0 | 0.13661 | 1.0298 | 0 | 9.5327 | FALSE | 57.7 | -1.24 | 0.13661 | 1.0298 | 0.55045 | 9.5327 | FALSE
REFRIGERATOR | ENERGY STAR bottom-mounted, no ice; 10% above federal standard | each | 1 | x | x |  | 1070.6 | 1070.6 | 14 | 48.76 | 0 | 0.22351 | 1.2865 | 0.9082 | 6.3726 | FALSE | 0 | 0 | 0.22351 | 1.2865 | 0 | 6.3726 | FALSE | 48.76 | 0 | 0.13661 | 1.0292 | 0.55509 | 6.3726 | FALSE | 0 | 0 | 0.13661 | 1.0292 | 0 | 6.3726 | FALSE | 48.76 | 0 | 0.22351 | 1.0775 | 0.9082 | 6.3726 | FALSE | 0 | 0 | 0.22351 | 1.0775 | 0 | 6.3726 | FALSE | 48.76 | 0 | 0.13661 | 1.0298 | 0.55509 | 6.3726 | FALSE | 0 | 0 | 0.13661 | 1.0298 | 0 | 6.3726 | FALSE
REFRIGERATOR | Refrigerator with Bottom mount freezer, with Icemaker, with thru-door ice service, Size range = Weighted Size, AV = 31.1, Energy Star qualified, Rated kWh = 687 | each | 1 | x | x |  | 1068.16 | 1068.16 | 14 | 0 | 0 | 0.22351 | 1.2865 | 0 | 6.3581 | FALSE | 66.4 | -1.43 | 0.22351 | 1.2865 | 1.0835 | 6.3581 | FALSE | 0 | 0 | 0.13661 | 1.0292 | 0 | 6.3581 | FALSE | 66.4 | -1.43 | 0.13661 | 1.0292 | 0.63327 | 6.3581 | FALSE | 0 | 0 | 0.22351 | 1.0775 | 0 | 6.3581 | FALSE | 66.4 | -1.43 | 0.22351 | 1.0775 | 1.1084 | 6.3581 | FALSE | 0 | 0 | 0.13661 | 1.0298 | 0 | 6.3581 | FALSE | 66.4 | -1.43 | 0.13661 | 1.0298 | 0.63319 | 6.3581 | FALSE
REFRIGERATOR | ENERGY STAR bottom-mounted, thru-door; 10% above federal standard | each | 1 | x | x |  | 0 | 0 | 14 | 76.32 | 0 | 0.22351 | 1.2865 | 1.4215 |  |  | 0 | 0 | 0.22351 | 1.2865 | 0 |  |  | 76.32 | 0 | 0.13661 | 1.0292 | 0.86884 |  |  | 0 | 0 | 0.13661 | 1.0292 | 0 |  |  | 76.32 | 0 | 0.22351 | 1.0775 | 1.4215 |  |  | 0 | 0 | 0.22351 | 1.0775 | 0 |  |  | 76.32 | 0 | 0.13661 | 1.0298 | 0.86884 |  |  | 0 | 0 | 0.13661 | 1.0298 | 0
REFRIGERATOR | Refrigerator with Side mount freezer, with Icemaker, Size range = Weighted Size, AV = 29.9, Energy Star qualified, Rated kWh = 572 | each | 1 | x | x |  | 554.95 | 554.95 | 14 | 0 | 0 | 0.22351 | 1.2865 | 0 | 3.3033 | FALSE | 46.2 | -1.03 | 0.22351 | 1.2865 | 0.75009 | 3.3033 | FALSE | 0 | 0 | 0.13661 | 1.0292 | 0 | 3.3033 | FALSE | 46.2 | -1.03 | 0.13661 | 1.0292 | 0.43761 | 3.3033 | FALSE | 0 | 0 | 0.22351 | 1.0775 | 0 | 3.3033 | FALSE | 46.2 | -1.03 | 0.22351 | 1.0775 | 0.76803 | 3.3033 | FALSE | 0 | 0 | 0.13661 | 1.0298 | 0 | 3.3033 | FALSE | 46.2 | -1.03 | 0.13661 | 1.0298 | 0.43756 | 3.3033 | FALSE
REFRIGERATOR | ENERGY STAR side-mounted, ice; 10% above federal standard | each | 1 | x | x |  | 634.6 | 634.6 | 14 | 63.6 | 0 | 0.22351 | 1.2865 | 1.1846 | 3.7774 | FALSE | 0 | 0 | 0.22351 | 1.2865 | 0 | 3.7774 | FALSE | 63.6 | 0 | 0.13661 | 1.0292 | 0.72403 | 3.7774 | FALSE | 0 | 0 | 0.13661 | 1.0292 | 0 | 3.7774 | FALSE | 63.6 | 0 | 0.22351 | 1.0775 | 1.1846 | 3.7774 | FALSE | 0 | 0 | 0.22351 | 1.0775 | 0 | 3.7774 | FALSE | 63.6 | 0 | 0.13661 | 1.0298 | 0.72403 | 3.7774 | FALSE | 0 | 0 | 0.13661 | 1.0298 | 0 | 3.7774 | FALSE
REFRIGERATOR | Refrigerator with Side mount freezer, Size range = Weighted Size, AV = 26.9, Energy Star qualified, Rated kWh = 482 | each | 1 | x | x |  | 1073.39 | 1073.39 | 14 | 0 | 0 | 0.22351 | 1.2865 | 0 | 6.3892 | FALSE | 56 | -1.21 | 0.22351 | 1.2865 | 0.91333 | 6.3892 | FALSE | 0 | 0 | 0.13661 | 1.0292 | 0 | 6.3892 | FALSE | 56 | -1.21 | 0.13661 | 1.0292 | 0.53374 | 6.3892 | FALSE | 0 | 0 | 0.22351 | 1.0775 | 0 | 6.3892 | FALSE | 56 | -1.21 | 0.22351 | 1.0775 | 0.9344 | 6.3892 | FALSE | 0 | 0 | 0.13661 | 1.0298 | 0 | 6.3892 | FALSE | 56 | -1.21 | 0.13661 | 1.0298 | 0.53368 | 6.3892 | FALSE
REFRIGERATOR | Refrigerator with Side mount freezer, with Icemaker, with thru-door ice service, Size range = Weighted Size, AV = 31.1, Energy Star qualified, Rated kWh = 629 | each | 1 | x | x |  | 542.62 | 542.62 | 14 | 0 | 0 | 0.22351 | 1.2865 | 0 | 3.2299 | FALSE | 61.2 | -1.32 | 0.22351 | 1.2865 | 0.99839 | 3.2299 | FALSE | 0 | 0 | 0.13661 | 1.0292 | 0 | 3.2299 | FALSE | 61.2 | -1.32 | 0.13661 | 1.0292 | 0.5835 | 3.2299 | FALSE | 0 | 0 | 0.22351 | 1.0775 | 0 | 3.2299 | FALSE | 61.2 | -1.32 | 0.22351 | 1.0775 | 1.0214 | 3.2299 | FALSE | 0 | 0 | 0.13661 | 1.0298 | 0 | 3.2299 | FALSE | 61.2 | -1.32 | 0.13661 | 1.0298 | 0.58343 | 3.2299 | FALSE
REFRIGERATOR | ENERGY STAR side-mounted, thru-door; 10% above federal standard | each | 1 | x | x |  | 1130.6 | 1130.6 | 14 | 86.92 | 0 | 0.22351 | 1.2865 | 1.619 | 6.7298 | FALSE | 0 | 0 | 0.22351 | 1.2865 | 0 | 6.7298 | FALSE | 86.92 | 0 | 0.13661 | 1.0292 | 0.98951 | 6.7298 | FALSE | 0 | 0 | 0.13661 | 1.0292 | 0 | 6.7298 | FALSE | 86.92 | 0 | 0.22351 | 1.0775 | 1.619 | 6.7298 | FALSE | 0 | 0 | 0.22351 | 1.0775 | 0 | 6.7298 | FALSE | 86.92 | 0 | 0.13661 | 1.0298 | 0.98951 | 6.7298 | FALSE | 0 | 0 | 0.13661 | 1.0298 | 0 | 6.7298 | FALSE
REFRIGERATOR | Refrigerator with Top mount freezer, with Icemaker, Size range = Weighted Size, AV = 24.7, Energy Star qualified, Rated kWh = 466 | each | 1 | x | x |  | 702.6 | 702.6 | 14 | 0 | 0 | 0.22351 | 1.2865 | 0 | 4.1821 | FALSE | 44.5 | -0.995 | 0.22351 | 1.2865 | 0.72218 | 4.1821 | FALSE | 0 | 0 | 0.13661 | 1.0292 | 0 | 4.1821 | FALSE | 44.5 | -0.995 | 0.13661 | 1.0292 | 0.42126 | 4.1821 | FALSE | 0 | 0 | 0.22351 | 1.0775 | 0 | 4.1821 | FALSE | 44.5 | -0.995 | 0.22351 | 1.0775 | 0.73951 | 4.1821 | FALSE | 0 | 0 | 0.13661 | 1.0298 | 0 | 4.1821 | FALSE | 44.5 | -0.995 | 0.13661 | 1.0298 | 0.42121 | 4.1821 | FALSE
REFRIGERATOR | ENERGY STAR top-mounted, no ice; 10% above federal standard | each | 1 | x | x |  | 737.6 | 737.6 | 14 | 39.22 | 0 | 0.22351 | 1.2865 | 0.73051 | 4.3905 | FALSE | 0 | 0 | 0.22351 | 1.2865 | 0 | 4.3905 | FALSE | 39.22 | 0 | 0.13661 | 1.0292 | 0.44649 | 4.3905 | FALSE | 0 | 0 | 0.13661 | 1.0292 | 0 | 4.3905 | FALSE | 39.22 | 0 | 0.22351 | 1.0775 | 0.73051 | 4.3905 | FALSE | 0 | 0 | 0.22351 | 1.0775 | 0 | 4.3905 | FALSE | 39.22 | 0 | 0.13661 | 1.0298 | 0.44649 | 4.3905 | FALSE | 0 | 0 | 0.13661 | 1.0298 | 0 | 4.3905 | FALSE
REFRIGERATOR | Refrigerator with Top mount freezer, Size range = Weighted Size, AV = 23.2, Energy Star qualified, Rated kWh = 379 | each | 1 | x | x |  | 712.65 | 712.65 | 14 | 0 | 0 | 0.22351 | 1.2865 | 0 | 4.242 | FALSE | 35.9 | -0.804 | 0.22351 | 1.2865 | 0.58248 | 4.242 | FALSE | 0 | 0 | 0.13661 | 1.0292 | 0 | 4.242 | FALSE | 35.9 | -0.804 | 0.13661 | 1.0292 | 0.33974 | 4.242 | FALSE | 0 | 0 | 0.22351 | 1.0775 | 0 | 4.242 | FALSE | 35.9 | -0.804 | 0.22351 | 1.0775 | 0.59648 | 4.242 | FALSE | 0 | 0 | 0.13661 | 1.0298 | 0 | 4.242 | FALSE | 35.9 | -0.804 | 0.13661 | 1.0298 | 0.33969 | 4.242 | FALSE
REFRIGERATOR | ENERGY STAR top-mounted, ice; 10% above federal standard | each | 1 | x | x |  | 0 | 0 | 14 | 48.76 | 0 | 0.22351 | 1.2865 | 0.9082 |  |  | 0 | 0 | 0.22351 | 1.2865 | 0 |  |  | 48.76 | 0 | 0.13661 | 1.0292 | 0.55509 |  |  | 0 | 0 | 0.13661 | 1.0292 | 0 |  |  | 48.76 | 0 | 0.22351 | 1.0775 | 0.9082 |  |  | 0 | 0 | 0.22351 | 1.0775 | 0 |  |  | 48.76 | 0 | 0.13661 | 1.0298 | 0.55509 |  |  | 0 | 0 | 0.13661 | 1.0298 | 0
REFRIGERATOR | ENERGY STAR Refrigerator | each | 1 | x | x |  | 843.9333 | 843.9333 | 12 | 98.446 | 0 | 0.22351 | 1.2865 | 1.8336 | 5.8606 | FALSE | 43.8275 | 0 | 0.22351 | 1.2865 | 0.81632 | 5.8606 | FALSE | 98.446 | 0 | 0.13661 | 1.0292 | 1.1207 | 5.8606 | FALSE | 43.8275 | 0 | 0.13661 | 1.0292 | 0.49894 | 5.8606 | FALSE | 98.446 | 0 | 0.22351 | 1.0775 | 1.8336 | 5.8606 | FALSE | 43.8275 | 0 | 0.22351 | 1.0775 | 0.81632 | 5.8606 | FALSE | 98.446 | 0 | 0.13661 | 1.0298 | 1.1207 | 5.8606 | FALSE | 43.8275 | 0 | 0.13661 | 1.0298 | 0.49894 | 5.8606 | FALSE
REFRIGERATOR | CEE Tier 2 Refrigerator | each | 1 | x | x |  | 863.5462 | 863.5462 | 12 | 130.3564 | 0 | 0.22351 | 1.2865 | 2.428 | 5.9968 | FALSE | 75.7379 | 0 | 0.22351 | 1.2865 | 1.4107 | 5.9968 | FALSE | 130.3564 | 0 | 0.13661 | 1.0292 | 1.484 | 5.9968 | FALSE | 75.7379 | 0 | 0.13661 | 1.0292 | 0.86221 | 5.9968 | FALSE | 130.3564 | 0 | 0.22351 | 1.0775 | 2.428 | 5.9968 | FALSE | 75.7379 | 0 | 0.22351 | 1.0775 | 1.4107 | 5.9968 | FALSE | 130.3564 | 0 | 0.13661 | 1.0298 | 1.484 | 5.9968 | FALSE | 75.7379 | 0 | 0.13661 | 1.0298 | 0.86221 | 5.9968 | FALSE
REFRIGERATOR | CEE Tier 3 Refrigerator | each | 1 | x | x |  | 909.0985 | 909.0985 | 12 | 176.8169 | 0 | 0.22351 | 1.2865 | 3.2934 | 6.3132 | FALSE | 122.1984 | 0 | 0.22351 | 1.2865 | 2.276 | 6.3132 | FALSE | 176.8169 | 0 | 0.13661 | 1.0292 | 2.0129 | 6.3132 | FALSE | 122.1984 | 0 | 0.13661 | 1.0292 | 1.3911 | 6.3132 | FALSE | 176.8169 | 0 | 0.22351 | 1.0775 | 3.2934 | 6.3132 | FALSE | 122.1984 | 0 | 0.22351 | 1.0775 | 2.276 | 6.3132 | FALSE | 176.8169 | 0 | 0.13661 | 1.0298 | 2.0129 | 6.3132 | FALSE | 122.1984 | 0 | 0.13661 | 1.0298 | 1.3911 | 6.3132 | FALSE
REFRIGERATOR | ENERGY STAR 2016 Most Efficient Refrigerator | each | 1 | x | x |  | 867.3682 | 867.3682 | 12 | 134.2545 | 0 | 0.22351 | 1.2865 | 2.5006 | 6.0234 | FALSE | 79.636 | 0 | 0.22351 | 1.2865 | 1.4833 | 6.0234 | FALSE | 134.2545 | 0 | 0.13661 | 1.0292 | 1.5284 | 6.0234 | FALSE | 79.636 | 0 | 0.13661 | 1.0292 | 0.90659 | 6.0234 | FALSE | 134.2545 | 0 | 0.22351 | 1.0775 | 2.5006 | 6.0234 | FALSE | 79.636 | 0 | 0.22351 | 1.0775 | 1.4833 | 6.0234 | FALSE | 134.2545 | 0 | 0.13661 | 1.0298 | 1.5284 | 6.0234 | FALSE | 79.636 | 0 | 0.13661 | 1.0298 | 0.90659 | 6.0234 | FALSE
ROOM AC | ENERGY STAR room air conditioner, 6,000 to 7,999 Btuh | each | 1 | x |  |  | 224.29 | 224.29 | 9 | 13 | 0 | 0.22351 | 1.2865 | 0.24214 | 2.0768 | FALSE | 0 | 0 | 0.22351 | 1.2865 | 0 | 2.0768 | FALSE | 13 | 0 | 0.13661 | 1.0292 | 0.14799 | 2.0768 | FALSE | 0 | 0 | 0.13661 | 1.0292 | 0 | 2.0768 | FALSE
ROOM AC | ENERGY STAR room air conditioner, 6,000 to 7,999 Btuh | each | 1 | x |  |  | 202.25 | 202.25 | 9 | 13 | 0 | 0.22351 | 1.2865 | 0.24214 | 1.8727 | FALSE | 0 | 0 | 0.22351 | 1.2865 | 0 | 1.8727 | FALSE | 13 | 0 | 0.13661 | 1.0292 | 0.14799 | 1.8727 | FALSE | 0 | 0 | 0.13661 | 1.0292 | 0 | 1.8727 | FALSE
ROOM AC | ENERGY STAR room air conditioner, 8,000 to 13,999 Btuh | each | 1 | x |  |  | 390.99 | 390.99 | 9 | 41 | 0 | 0.22351 | 1.2865 | 0.76366 | 3.6203 | FALSE | 0 | 0 | 0.22351 | 1.2865 | 0 | 3.6203 | FALSE | 41 | 0 | 0.13661 | 1.0292 | 0.46675 | 3.6203 | FALSE | 0 | 0 | 0.13661 | 1.0292 | 0 | 3.6203 | FALSE
ROOM AC | ENERGY STAR room air conditioner, 14,000 to 19,999 Btuh | each | 1 | x |  |  | 408.29 | 408.29 | 9 | 82 | 0 | 0.22351 | 1.2865 | 1.5273 | 3.7805 | FALSE | 0 | 0 | 0.22351 | 1.2865 | 0 | 3.7805 | FALSE | 82 | 0 | 0.13661 | 1.0292 | 0.9335 | 3.7805 | FALSE | 0 | 0 | 0.13661 | 1.0292 | 0 | 3.7805 | FALSE
ROOM AC | ENERGY STAR room air conditioner, 20,000 to 27,999 Btuh | each | 1 | x |  |  | 510.48 | 510.48 | 9 | 121 | 0 | 0.22351 | 1.2865 | 2.2537 | 4.7267 | FALSE | 0 | 0 | 0.22351 | 1.2865 | 0 | 4.7267 | FALSE | 121 | 0 | 0.13661 | 1.0292 | 1.3775 | 4.7267 | FALSE | 0 | 0 | 0.13661 | 1.0292 | 0 | 4.7267 | FALSE
ROOM AC | ENERGY STAR Room AC - SEER 12.0 (8,000-13,999 Btuh) | tons | 1 | x |  |  | 410.6267 | 410.6267 | 9 | 0 | 0 | 0.22351 | 1.2865 | 0 | 3.8021 | FALSE | 0 | 0 | 0.22351 | 1.2865 | 0 | 3.8021 | FALSE | 0 | 0 | 0.13661 | 1.0292 | 0 | 3.8021 | FALSE | 0 | 0 | 0.13661 | 1.0292 | 0 | 3.8021 | FALSE
THERMOSTAT | Programmable Thermostat | each | 1 | x | x |  | 116.3333 | 116.3333 | 11 | -187 | -11.6 | 0.22351 | 1.2865 | -4.7266 | 0.88131 | FALSE | 0 | 0 | 0.22351 | 1.2865 | 0 | 0.88131 | FALSE | -187 | -11.6 | 0.13661 | 1.0292 | -3.1237 | 0.88131 | FALSE | 0 | 0 | 0.13661 | 1.0292 | 0 | 0.88131 | FALSE | -187 | -11.6 | 0.22351 | 1.0775 | -4.5246 | 0.88131 | FALSE | 0 | 0 | 0.22351 | 1.0775 | 0 | 0.88131 | FALSE | -187 | -11.6 | 0.13661 | 1.0298 | -3.1243 | 0.88131 | FALSE | 0 | 0 | 0.13661 | 1.0298 | 0 | 0.88131 | FALSE
THERMOSTAT | Thermostat (AC) | each | 1 | x | x |  | 0 | 0 | 11 | 0.072 | 0.004 | 0.22351 | 1.2865 | 0.0017699 |  |  | 0 | 0 | 0.22351 | 1.2865 | 0 |  |  | 0.072 | 0.004 | 0.13661 | 1.0292 | 0.0011627 |  |  | 0 | 0 | 0.13661 | 1.0292 | 0 |  |  | 0.072 | 0.004 | 0.22351 | 1.0775 | 0.0017002 |  |  | 0 | 0 | 0.22351 | 1.0775 | 0 |  |  | 0.072 | 0.004 | 0.13661 | 1.0298 | 0.0011629 |  |  | 0 | 0 | 0.13661 | 1.0298 | 0
THERMOSTAT | Thermostat (HP) | each | 1 | x | x |  | 0 | 0 | 11 | 0.025 | 0 | 0.22351 | 1.2865 | 0.00046565 |  |  | 0 | 0 | 0.22351 | 1.2865 | 0 |  |  | 0.025 | 0 | 0.13661 | 1.0292 | 0.0002846 |  |  | 0 | 0 | 0.13661 | 1.0292 | 0 |  |  | 0.025 | 0 | 0.22351 | 1.0775 | 0.00046565 |  |  | 0 | 0 | 0.22351 | 1.0775 | 0 |  |  | 0.025 | 0 | 0.13661 | 1.0298 | 0.0002846 |  |  | 0 | 0 | 0.13661 | 1.0298 | 0
THERMOSTAT | Wi-Fi Thermostat (Learning Type with Seasonal Savings) | each | 1 | x | x |  | 298.35 | 298.35 | 10 | 0 | 0 | 0.22351 | 1.2865 | 0 | 2.4863 | FALSE | 0 | 0 | 0.22351 | 1.2865 | 0 | 2.4863 | FALSE | 0 | 0 | 0.13661 | 1.0292 | 0 | 2.4863 | FALSE | 0 | 0 | 0.13661 | 1.0292 | 0 | 2.4863 | FALSE | 0 | 0 | 0.22351 | 1.0775 | 0 | 2.4863 | FALSE | 0 | 0 | 0.22351 | 1.0775 | 0 | 2.4863 | FALSE | 0 | 0 | 0.13661 | 1.0298 | 0 | 2.4863 | FALSE | 0 | 0 | 0.13661 | 1.0298 | 0 | 2.4863 | FALSE
WALL INSULATION | Wall 2x6 R-21 Insulation-Batts | ft-sq | 800 |  | x |  | 0 | 0 | 20 | [28 empty] | 2280 | 1488 | 0.22351 | 1.0775 | 176.072 |  |  | 2280 | 1488 | 0.22351 | 1.0775 | 176.072 |  |  | 2280 | 1488 | 0.13661 | 1.0298 | 153.6511 |  |  | 2280 | 1488 | 0.13661 | 1.0298 | 153.6511
WALL INSULATION | Wall 2x4 R-13 Batts + R-5 Rigid | ft-sq | 800 |  | x |  | 0.94 | 752 | 20 | [28 empty] | 1120 | 642.4 | 0.22351 | 1.0775 | 78.541 | 4.1778 | TRUE | 1120 | 642.4 | 0.22351 | 1.0775 | 78.541 | 4.1778 | TRUE | 1120 | 642.4 | 0.13661 | 1.0298 | 67.8789 | 4.1778 | TRUE | 1120 | 642.4 | 0.13661 | 1.0298 | 67.8789 | 4.1778 | TRUE
WALL INSULATION | Wall 2x4 R-13 Batts + R-5 Rigid | ft-sq | 800 |  | x |  | 1.31 | 1048 | 20 | [28 empty] | 1120 | 642.4 | 0.22351 | 1.0775 | 78.541 | 5.8222 | TRUE | 1120 | 642.4 | 0.22351 | 1.0775 | 78.541 | 5.8222 | TRUE | 1120 | 642.4 | 0.13661 | 1.0298 | 67.8789 | 5.8222 | TRUE | 1120 | 642.4 | 0.13661 | 1.0298 | 67.8789 | 5.8222 | TRUE
WALL INSULATION | Wall 2x6 R-19 Batts + R-5 Rigid | ft-sq | 800 |  | x |  | 1.45 | 1160 | 20 | [28 empty] | 816 | 3232 | 0.22351 | 1.0775 | 305.3946 | 6.4444 | TRUE | 816 | 3232 | 0.22351 | 1.0775 | 305.3946 | 6.4444 | TRUE | 816 | 3232 | 0.13661 | 1.0298 | 286.6489 | 6.4444 | TRUE | 816 | 3232 | 0.13661 | 1.0298 | 286.6489 | 6.4444 | TRUE
WALL INSULATION | Wall 2x6 R-21 Batts + R-5 Rigid | ft-sq | 800 |  | x |  | 0 | 0 | 20 | [28 empty] | 8640 | 5424 | 0.22351 | 1.0775 | 647.9394 |  |  | 8640 | 5424 | 0.22351 | 1.0775 | 647.9394 |  |  | 8640 | 5424 | 0.13661 | 1.0298 | 563.8288 |  |  | 8640 | 5424 | 0.13661 | 1.0298 | 563.8288
WALL INSULATION | Wall Blow-In R-0 to R-13 Insulation | ft-sq | 462 |  | x |  | 0 | 0 | 20 | [28 empty] | 150.15 | 62.832 | 0.22351 | 1.0775 | 8.4383 |  |  | 0 | 0 | 0.22351 | 1.0775 | 0 |  |  | 150.15 | 62.832 | 0.13661 | 1.0298 | 7.1014 |  |  | 0 | 0 | 0.13661 | 1.0298 | 0
WALL INSULATION | Wall insulation - R-13 - Multi Family | ft-sq | 800 |  | x |  | 0.94 | 752 | 20 | [28 empty] | 251.2 | 84.8 | 0.22351 | 1.0775 | 12.2929 | 4.1778 | TRUE | 0 | 0 | 0.22351 | 1.0775 | 0 | 4.1778 | FALSE | 251.2 | 84.8 | 0.13661 | 1.0298 | 10.137 | 4.1778 | TRUE | 0 | 0 | 0.13661 | 1.0298 | 0 | 4.1778 | FALSE
WALL INSULATION | R-20 | ft-sq | 887.8 |  | x |  | 1.4967 | 1328.7407 | 25 | [28 empty] | 0 | 0 | 0.22351 | 1.0775 | 0 | 7.3819 | FALSE | 0 | 0 | 0.22351 | 1.0775 | 0 | 7.3819 | FALSE | 0 | 0 | 0.13661 | 1.0298 | 0 | 7.3819 | FALSE | 0 | 0 | 0.13661 | 1.0298 | 0 | 7.3819 | FALSE
WALL INSULATION | Wall insulation | household | 1 |  | x |  | 0 | 0 | 25 | [28 empty] | 120.5748 | 0 | 0.22351 | 1.0775 | 2.2458 |  |  | 0 | 0 | 0.22351 | 1.0775 | 0 |  |  | 120.5748 | 0 | 0.13661 | 1.0298 | 1.3726 |  |  | 0 | 0 | 0.13661 | 1.0298 | 0
WALL INSULATION | Wall insulation | household | 1 |  | x |  | 0 | 0 | 25 | [28 empty] | 40.7182 | 0 | 0.22351 | 1.0775 | 0.75841 |  |  | 0 | 0 | 0.22351 | 1.0775 | 0 |  |  | 40.7182 | 0 | 0.13661 | 1.0298 | 0.46354 |  |  | 0 | 0 | 0.13661 | 1.0298 | 0
WATER HEATER | ENERGY STAR HP water heater, 50 gal., space htg-gas | each | 1 | x | x |  | 0 | 0 | 10 | 1582 | -39.5 | 0.22351 | 1.2865 | 25.2315 |  |  | 0 | 0 | 0.22351 | 1.2865 | 0 |  |  | 1582 | -39.5 | 0.13661 | 1.0292 | 14.6221 |  |  | 0 | 0 | 0.13661 | 1.0292 | 0 |  |  | 1582 | -39.5 | 0.22351 | 1.0775 | 25.9195 |  |  | 0 | 0 | 0.22351 | 1.0775 | 0 |  |  | 1582 | -39.5 | 0.13661 | 1.0298 | 14.62 |  |  | 0 | 0 | 0.13661 | 1.0298 | 0
WATER HEATER | ENERGY STAR HP water heater, 50 gal., space htg-elec | each | 1 | x | x |  | 0 | 0 | 10 | 800 | 0 | 0.22351 | 1.2865 | 14.9007 |  |  | 0 | 0 | 0.22351 | 1.2865 | 0 |  |  | 800 | 0 | 0.13661 | 1.0292 | 9.1073 |  |  | 0 | 0 | 0.13661 | 1.0292 | 0 |  |  | 800 | 0 | 0.22351 | 1.0775 | 14.9007 |  |  | 0 | 0 | 0.22351 | 1.0775 | 0 |  |  | 800 | 0 | 0.13661 | 1.0298 | 9.1073 |  |  | 0 | 0 | 0.13661 | 1.0298 | 0
WATER HEATER | ENERGY STAR HP water heater, 80 gal., space htg-gas | each | 1 | x | x |  | 0 | 0 | 10 | 1707 | -48.8 | 0.22351 | 1.2865 | 26.5627 |  |  | 0 | 0 | 0.22351 | 1.2865 | 0 |  |  | 1707 | -48.8 | 0.13661 | 1.0292 | 15.2475 |  |  | 0 | 0 | 0.13661 | 1.0292 | 0 |  |  | 1707 | -48.8 | 0.22351 | 1.0775 | 27.4127 |  |  | 0 | 0 | 0.22351 | 1.0775 | 0 |  |  | 1707 | -48.8 | 0.13661 | 1.0298 | 15.2449 |  |  | 0 | 0 | 0.13661 | 1.0298 | 0
WATER HEATER | ENERGY STAR HP water heater, 80 gal., space htg-elec | each | 1 | x | x |  | 0 | 0 | 10 | 785 | 0 | 0.22351 | 1.2865 | 14.6213 |  |  | 0 | 0 | 0.22351 | 1.2865 | 0 |  |  | 785 | 0 | 0.13661 | 1.0292 | 8.9366 |  |  | 0 | 0 | 0.13661 | 1.0292 | 0 |  |  | 785 | 0 | 0.22351 | 1.0775 | 14.6213 |  |  | 0 | 0 | 0.22351 | 1.0775 | 0 |  |  | 785 | 0 | 0.13661 | 1.0298 | 8.9366 |  |  | 0 | 0 | 0.13661 | 1.0298 | 0
WATER HEATER | ENERGY STAR Heat Pump Water Heater > 55 GAL - EF 2.2 | each | 1 | x | x |  | 1514 | 1514 | 13 | 1961.168 | 0 | 0.22351 | 1.2865 | 36.5284 | 9.7051 | TRUE | 152.6459 | 0 | 0.22351 | 1.2865 | 2.8432 | 9.7051 | FALSE | 1961.168 | 0 | 0.13661 | 1.0292 | 22.3263 | 9.7051 | TRUE | 152.6459 | 0 | 0.13661 | 1.0292 | 1.7377 | 9.7051 | FALSE | 1961.168 | 0 | 0.22351 | 1.0775 | 36.5284 | 9.7051 | TRUE | 152.6459 | 0 | 0.22351 | 1.0775 | 2.8432 | 9.7051 | FALSE | 1961.168 | 0 | 0.13661 | 1.0298 | 22.3263 | 9.7051 | TRUE | 152.6459 | 0 | 0.13661 | 1.0298 | 1.7377 | 9.7051 | FALSE
WATER HEATER | Advanced Efficiency Heat Pump Water Heater > 55 GAL - EF 2.8 | each | 1 | x | x |  | 2487.7381 | 2487.7381 | 13 | 2241.3349 | 0 | 0.22351 | 1.2865 | 41.7468 | 15.947 | TRUE | 432.8128 | 0 | 0.22351 | 1.2865 | 8.0615 | 15.947 | FALSE | 2241.3349 | 0 | 0.13661 | 1.0292 | 25.5157 | 15.947 | TRUE | 432.8128 | 0 | 0.13661 | 1.0292 | 4.9272 | 15.947 | FALSE | 2241.3349 | 0 | 0.22351 | 1.0775 | 41.7468 | 15.947 | TRUE | 432.8128 | 0 | 0.22351 | 1.0775 | 8.0615 | 15.947 | FALSE | 2241.3349 | 0 | 0.13661 | 1.0298 | 25.5157 | 15.947 | TRUE | 432.8128 | 0 | 0.13661 | 1.0298 | 4.9272 | 15.947 | FALSE
WATER HEATER | Federal Standard 2015 Storage Water Heater ≤ 55 GAL - EF 0.95 | each | 1 | x | x |  | 651 | 651 | 13 | 240.8452 | 0 | 0.22351 | 1.2865 | 4.4859 | 4.1731 | TRUE | 0 | 0 | 0.22351 | 1.2865 | 0 | 4.1731 | FALSE | 240.8452 | 0 | 0.13661 | 1.0292 | 2.7418 | 4.1731 | FALSE | 0 | 0 | 0.13661 | 1.0292 | 0 | 4.1731 | FALSE | 240.8452 | 0 | 0.22351 | 1.0775 | 4.4859 | 4.1731 | TRUE | 0 | 0 | 0.22351 | 1.0775 | 0 | 4.1731 | FALSE | 240.8452 | 0 | 0.13661 | 1.0298 | 2.7418 | 4.1731 | FALSE | 0 | 0 | 0.13661 | 1.0298 | 0 | 4.1731 | FALSE
WINDOWS | double pane, u-factor = 0.32, and SHGC = 0.25 | ft-sq | 1 |  | x |  | 78.6 | 78.6 | 20 | [28 empty] | 4.6 | 0.113 | 0.22351 | 1.0775 | 0.095825 | 0.43667 | FALSE | 0 | 0 | 0.22351 | 1.0775 | 0 | 0.43667 | FALSE | 4.6 | 0.113 | 0.13661 | 1.0298 | 0.062064 | 0.43667 | FALSE | 0 | 0 | 0.13661 | 1.0298 | 0 | 0.43667 | FALSE
Note on C36: Alex Chamberlain: max wattage option; same savings for 1x4, 2x2, and 2x4 as well as for regular vs retrofit
Note on C37: Alex Chamberlain: 25W is replacement level for lowest-wattage incandescent equivalents
Note on C39: Alex Chamberlain: lowest-efficiency option
Note on C40: Alex Chamberlain: lowest-efficiency option
Note on C41: Alex Chamberlain: lowest-efficiency option
Note on C85: Alex Chamberlain: Why are CZ12 estimates so off here? Pulling down weighted savings estimates.
Note on C87: Alex Chamberlain: Why are CZ12 estimates so off here? Pulling down weighted savings estimates.

## Bill Neutrality - 4% 10 yr
LOAN/FINANCING SPECIFICATIONS
APR: | 4%
SCHEDULE: | Monthly | [8 empty] | RATES
TERM (YEARS): | 10 | Financing calculations assume EUL as maximum term length if term exceeds EUL. | [7 empty] | Residential (E-1) | [13 empty] | Residential (E-1 CARE) | [13 empty] | Master-metered (EM) | [13 empty] | Master-metered (EM CARE) | [13 empty] | Commercial (A-10)
[10 empty] | Above Pre-Existing | [6 empty] | Above Code/Standard | [6 empty] | Above Pre-Existing | [6 empty] | Above Code/Standard | [6 empty] | Above Pre-Existing | [6 empty] | Above Code/Standard | [6 empty] | Above Pre-Existing | [6 empty] | Above Code/Standard | [6 empty] | Above Pre-Existing | [6 empty] | Above Code/Standard
Measure Description |  | Units |  | Rate/Scale |  |  | Costs |  |  | Savings |  | Rates ($/unit) |  | Monthly |  |  | Savings |  | Rates ($/unit) |  | Monthly |  |  | Savings |  | Rates ($/unit) |  | Monthly |  |  | Savings |  | Rates ($/unit) |  | Monthly |  |  | Savings |  | Rates ($/unit) |  | Monthly |  |  | Savings |  | Rates ($/unit) |  | Monthly |  |  | Savings |  | Rates ($/unit) |  | Monthly |  |  | Savings |  | Rates ($/unit) |  | Monthly |  |  | Savings |  | Rates ($/unit) |  | Monthly |  |  | Savings |  | Rates ($/unit) |  | Monthly
Category | Name | Type | # | Res/U | MM/B | Comm/B | Per Unit | Project | EUL | kWh | therms | kWh | therms | Bill Savings | Loan Payment | Bill Neutral? | kWh | therms | kWh | therms | Bill Savings | Loan Payment | Bill Neutral? | kWh | therms | kWh | therms | Bill Savings | Loan Payment | Bill Neutral? | kWh | therms | kWh | therms | Bill Savings | Loan Payment | Bill Neutral? | kWh | therms | kWh | therms | Bill Savings | Loan Payment | Bill Neutral? | kWh | therms | kWh | therms | Bill Savings | Loan Payment | Bill Neutral? | kWh | therms | kWh | therms | Bill Savings | Loan Payment | Bill Neutral? | kWh | therms | kWh | therms | Bill Savings | Loan Payment | Bill Neutral? | kWh | therms | kWh | therms | Bill Savings | Loan Payment | Bill Neutral? | kWh | therms | kWh | therms | Bill Savings | Loan Payment | Bill Neutral?
CUSTOM MEASURE
BOILER PIPE INSULATION | R-8 Pipe Insulation | linear-ft | 6.5 |  | x | x | 7.19 | 46.735 | 15 | [28 empty] | 0 | 60.7948 | 0.22351 | 1.0775 | 5.4587 | 0.47317 | TRUE | 0 | 5.4776 | 0.22351 | 1.0775 | 0.49183 | 0.47317 | TRUE | 0 | 60.7948 | 0.13661 | 1.0298 | 5.2172 | 0.47317 | TRUE | 0 | 5.4776 | 0.13661 | 1.0298 | 0.47007 | 0.47317 | FALSE | 0 | 60.7948 | 0.14051 | 1.0282 | 5.2093 | 0.47317 | TRUE | 0 | 5.4776 | 0.14051 | 1.0282 | 0.46936 | 0.47317 | FALSE
CEILING/ATTIC INSULATION | Ceiling R-0 to R-30 Insulation-Batts | ft-sq | 549 |  | x |  | 1.34 | 735.66 | 20 | [28 empty] | 511.119 | 68.076 | 0.22351 | 1.0775 | 15.6325 | 7.4482 | TRUE | 0 | 0 | 0.22351 | 1.0775 | 0 | 7.4482 | FALSE | 511.119 | 68.076 | 0.13661 | 1.0298 | 11.6607 | 7.4482 | TRUE | 0 | 0 | 0.13661 | 1.0298 | 0 | 7.4482 | FALSE
CEILING/ATTIC INSULATION | Ceiling - Add R-11 batts on top of vintage-specific existing insulation | ft-sq | 556 |  | x |  | 1.03 | 572.68 | 20 | [28 empty] | 47.3712 | 6.8388 | 0.22351 | 1.0775 | 1.4964 | 5.7981 | FALSE | 0 | 0 | 0.22351 | 1.0775 | 0 | 5.7981 | FALSE | 47.3712 | 6.8388 | 0.13661 | 1.0298 | 1.1262 | 5.7981 | FALSE | 0 | 0 | 0.13661 | 1.0298 | 0 | 5.7981 | FALSE
CEILING/ATTIC INSULATION | Ceiling - Add batt insulation on top of vintage-specific existing insulation to R-38 | ft-sq | 559 |  | x |  | 1.47 | 821.73 | 20 | [28 empty] | 69.875 | 10.2856 | 0.22351 | 1.0775 | 2.225 | 8.3196 | FALSE | 0 | 0 | 0.22351 | 1.0775 | 0 | 8.3196 | FALSE | 69.875 | 10.2856 | 0.13661 | 1.0298 | 1.6781 | 8.3196 | FALSE | 0 | 0 | 0.13661 | 1.0298 | 0 | 8.3196 | FALSE
CEILING/ATTIC INSULATION | R-38 | ft-sq | 559 |  | x |  | 1.04 | 581.36 | 20 | [28 empty] | 69.875 | 10.2856 | 0.22351 | 1.0775 | 2.225 | 5.886 | FALSE | 0 | 0 | 0.22351 | 1.0775 | 0 | 5.886 | FALSE | 69.875 | 10.2856 | 0.13661 | 1.0298 | 1.6781 | 5.886 | FALSE | 0 | 0 | 0.13661 | 1.0298 | 0 | 5.886 | FALSE
CEILING/ATTIC INSULATION | R-49 | ft-sq | 432.4 |  | x |  | 1.3346 | 577.0859 | 20 | [28 empty] | 0 | 0 | 0.22351 | 1.0775 | 0 | 5.8427 | FALSE | 0 | 0 | 0.22351 | 1.0775 | 0 | 5.8427 | FALSE | 0 | 0 | 0.13661 | 1.0298 | 0 | 5.8427 | FALSE | 0 | 0 | 0.13661 | 1.0298 | 0 | 5.8427 | FALSE
CEILING/ATTIC INSULATION | R-60 | ft-sq | 432.4 |  | x |  | 1.6312 | 705.313 | 20 | [28 empty] | 0 | 0 | 0.22351 | 1.0775 | 0 | 7.141 | FALSE | 0 | 0 | 0.22351 | 1.0775 | 0 | 7.141 | FALSE | 0 | 0 | 0.13661 | 1.0298 | 0 | 7.141 | FALSE | 0 | 0 | 0.13661 | 1.0298 | 0 | 7.141 | FALSE
CENTRAL BOILER | Storage type hot water | each | 1 |  | x | x | 4282 | 4282 | 11 | [28 empty] | 0 | 127 | 0.22351 | 1.0775 | 11.4031 | 43.3532 | FALSE | 0 | 0 | 0.22351 | 1.0775 | 0 | 43.3532 | FALSE | 0 | 127 | 0.13661 | 1.0298 | 10.8987 | 43.3532 | FALSE | 0 | 0 | 0.13661 | 1.0298 | 0 | 43.3532 | FALSE | 0 | 127 | 0.14051 | 1.0282 | 10.8822 | 43.3532 | FALSE | 0 | 0 | 0.14051 | 1.0282 | 0 | 43.3532 | FALSE
CENTRAL BOILER | Boiler Reset Controls | household | 1 |  | x | x | 0 | 0 | 5 | [28 empty] | 0 | 0 | 0.22351 | 1.0775 | 0 |  |  | 0 | 0 | 0.22351 | 1.0775 | 0 |  |  | 0 | 0 | 0.13661 | 1.0298 | 0 |  |  | 0 | 0 | 0.13661 | 1.0298 | 0 |  |  | 0 | 0 | 0.14051 | 1.0282 | 0 |  |  | 0 | 0 | 0.14051 | 1.0282 | 0
CLOTHES DRYER | Heat pump dryer | each | 1 | x |  |  | 0 | 0 | 15 | 446 | 0 | 0.22351 | 1.2865 | 8.3071 |  |  | 0 | 0 | 0.22351 | 1.2865 | 0 |  |  | 446 | 0 | 0.13661 | 1.0292 | 5.0773 |  |  | 0 | 0 | 0.13661 | 1.0292 | 0
CLOTHES DRYER | ENERGY STAR Dryer - CEF 3.93 (Electric Dryer) | each | 1 | x |  |  | 538.0424 | 538.0424 | 12 | 444.9721 | 0 | 0.22351 | 1.2865 | 8.288 | 5.4474 | TRUE | 160.4368 | 0 | 0.22351 | 1.2865 | 2.9883 | 5.4474 | FALSE | 444.9721 | 0 | 0.13661 | 1.0292 | 5.0656 | 5.4474 | FALSE | 160.4368 | 0 | 0.13661 | 1.0292 | 1.8264 | 5.4474 | FALSE
CLOTHES DRYER | Premium Efficiency - Heat Pump Dryer | each | 1 | x |  |  | 953 | 953 | 12 | 760.6398 | 0 | 0.22351 | 1.2865 | 14.1676 | 9.6487 | TRUE | 476.1045 | 0 | 0.22351 | 1.2865 | 8.8679 | 9.6487 | FALSE | 760.6398 | 0 | 0.13661 | 1.0292 | 8.6593 | 9.6487 | FALSE | 476.1045 | 0 | 0.13661 | 1.0292 | 5.4201 | 9.6487 | FALSE
CLOTHES DRYER | ENERGY STAR Dryer - CEF 3.48 (Gas Dryer) | each | 1 | x |  |  | 664.7516 | 664.7516 | 12 | 0 | 28.507 | 0.22351 | 1.2865 | 3.0561 | 6.7303 | FALSE | 0 | 5.2806 | 0.22351 | 1.2865 | 0.5661 | 6.7303 | FALSE | 0 | 28.507 | 0.13661 | 1.0292 | 2.4449 | 6.7303 | FALSE | 0 | 5.2806 | 0.13661 | 1.0292 | 0.45288 | 6.7303 | FALSE
CLOTHES WASHER | IMEF =2.38-2.74, IWF <=3.7 | each | 1 | x | x | x | 753.92 | 753.92 | 11 | 166 | 6.08 | 0.22351 | 1.2865 | 3.7437 | 7.6331 | FALSE | 96 | 2.37 | 0.22351 | 1.2865 | 2.0422 | 7.6331 | FALSE | 166 | 6.08 | 0.13661 | 1.0292 | 2.4112 | 7.6331 | FALSE | 96 | 2.37 | 0.13661 | 1.0292 | 1.2961 | 7.6331 | FALSE | 166 | 6.08 | 0.22351 | 1.0775 | 3.6378 | 7.6331 | FALSE | 96 | 2.37 | 0.22351 | 1.0775 | 2.0009 | 7.6331 | FALSE | 166 | 6.08 | 0.13661 | 1.0298 | 2.4115 | 7.6331 | FALSE | 96 | 2.37 | 0.13661 | 1.0298 | 1.2963 | 7.6331 | FALSE | 166 | 6.08 | 0.14051 | 1.0282 | 2.4647 | 7.6331 | FALSE | 96 | 2.37 | 0.14051 | 1.0282 | 1.3272 | 7.6331 | FALSE
CLOTHES WASHER | IMEF =2.74-2.92, IWF <=3.2 | each | 1 | x | x | x | 753.92 | 753.92 | 11 | 192 | 6.19 | 0.22351 | 1.2865 | 4.2398 | 7.6331 | FALSE | 122 | 2.4 | 0.22351 | 1.2865 | 2.5296 | 7.6331 | FALSE | 192 | 6.19 | 0.13661 | 1.0292 | 2.7166 | 7.6331 | FALSE | 122 | 2.4 | 0.13661 | 1.0292 | 1.5947 | 7.6331 | FALSE | 192 | 6.19 | 0.22351 | 1.0775 | 4.132 | 7.6331 | FALSE | 122 | 2.4 | 0.22351 | 1.0775 | 2.4878 | 7.6331 | FALSE | 192 | 6.19 | 0.13661 | 1.0298 | 2.717 | 7.6331 | FALSE | 122 | 2.4 | 0.13661 | 1.0298 | 1.5948 | 7.6331 | FALSE | 192 | 6.19 | 0.14051 | 1.0282 | 2.7785 | 7.6331 | FALSE | 122 | 2.4 | 0.14051 | 1.0282 | 1.6342 | 7.6331 | FALSE
CLOTHES WASHER | IMEF >2.92, IWF <=3.2 | each | 1 | x | x | x | 753.92 | 753.92 | 11 | 186 | 7.44 | 0.22351 | 1.2865 | 4.262 | 7.6331 | FALSE | 116 | 3.73 | 0.22351 | 1.2865 | 2.5605 | 7.6331 | FALSE | 186 | 7.44 | 0.13661 | 1.0292 | 2.7555 | 7.6331 | FALSE | 116 | 3.73 | 0.13661 | 1.0292 | 1.6405 | 7.6331 | FALSE | 186 | 7.44 | 0.22351 | 1.0775 | 4.1324 | 7.6331 | FALSE | 116 | 3.73 | 0.22351 | 1.0775 | 2.4955 | 7.6331 | FALSE | 186 | 7.44 | 0.13661 | 1.0298 | 2.7559 | 7.6331 | FALSE | 116 | 3.73 | 0.13661 | 1.0298 | 1.6407 | 7.6331 | FALSE | 186 | 7.44 | 0.14051 | 1.0282 | 2.8154 | 7.6331 | FALSE | 116 | 3.73 | 0.14051 | 1.0282 | 1.6779 | 7.6331 | FALSE
CLOTHES WASHER | IMEF =2.06-2.2, IWF <=4.3 | each | 1 | x | x | x | 663.52 | 663.52 | 11 | 167 | 3.19 | 0.22351 | 1.2865 | 3.4525 | 6.7178 | FALSE | 167 | 3.19 | 0.22351 | 1.2865 | 3.4525 | 6.7178 | FALSE | 167 | 3.19 | 0.13661 | 1.0292 | 2.1747 | 6.7178 | FALSE | 167 | 3.19 | 0.13661 | 1.0292 | 2.1747 | 6.7178 | FALSE | 167 | 3.19 | 0.22351 | 1.0775 | 3.3969 | 6.7178 | FALSE | 167 | 3.19 | 0.22351 | 1.0775 | 3.3969 | 6.7178 | FALSE | 167 | 3.19 | 0.13661 | 1.0298 | 2.1749 | 6.7178 | FALSE | 167 | 3.19 | 0.13661 | 1.0298 | 2.1749 | 6.7178 | FALSE | 167 | 3.19 | 0.14051 | 1.0282 | 2.2288 | 6.7178 | FALSE | 167 | 3.19 | 0.14051 | 1.0282 | 2.2288 | 6.7178 | FALSE
CLOTHES WASHER | IMEF >2.2, IWF <=4 | each | 1 | x | x | x | 663.52 | 663.52 | 11 | 178 | 4.82 | 0.22351 | 1.2865 | 3.8321 | 6.7178 | FALSE | 178 | 4.82 | 0.22351 | 1.2865 | 3.8321 | 6.7178 | FALSE | 178 | 4.82 | 0.13661 | 1.0292 | 2.4398 | 6.7178 | FALSE | 178 | 4.82 | 0.13661 | 1.0292 | 2.4398 | 6.7178 | FALSE | 178 | 4.82 | 0.22351 | 1.0775 | 3.7482 | 6.7178 | FALSE | 178 | 4.82 | 0.22351 | 1.0775 | 3.7482 | 6.7178 | FALSE | 178 | 4.82 | 0.13661 | 1.0298 | 2.44 | 6.7178 | FALSE | 178 | 4.82 | 0.13661 | 1.0298 | 2.44 | 6.7178 | FALSE | 178 | 4.82 | 0.14051 | 1.0282 | 2.4972 | 6.7178 | FALSE | 178 | 4.82 | 0.14051 | 1.0282 | 2.4972 | 6.7178 | FALSE
CLOTHES WASHER | In-unit | each | 1 | x |  |  | 0 | 0 | 11 | 144 | 9.6 | 0.22351 | 1.2865 | 3.7113 |  |  | 0 | 0 | 0.22351 | 1.2865 | 0 |  |  | 144 | 9.6 | 0.13661 | 1.0292 | 2.4627 |  |  | 0 | 0 | 0.13661 | 1.0292 | 0
CLOTHES WASHER | Coin-operated | each | 1 |  | x | x | 0 | 0 | 11 | [28 empty] | 645 | 51.8 | 0.22351 | 1.0775 | 16.6647 |  |  | 0 | 0 | 0.22351 | 1.0775 | 0 |  |  | 645 | 51.8 | 0.13661 | 1.0298 | 11.7881 |  |  | 0 | 0 | 0.13661 | 1.0298 | 0 |  |  | 645 | 51.8 | 0.14051 | 1.0282 | 11.9909 |  |  | 0 | 0 | 0.14051 | 1.0282 | 0
CLOTHES WASHER | ENERGY STAR Clothes Washer (Front Loading) - IMEF 2.38 and IWF 3.7 (Electric DHW & Dryer) | each | 1 |  | x | x | 1042.5036 | 1042.5036 | 11 | [28 empty] | 252.3259 | 8.6118 | 0.22351 | 1.0775 | 5.473 | 10.5548 | FALSE | 150.5126 | 5.1369 | 0.22351 | 1.0775 | 3.2647 | 10.5548 | FALSE | 252.3259 | 8.6118 | 0.13661 | 1.0298 | 3.6116 | 10.5548 | FALSE | 150.5126 | 5.1369 | 0.13661 | 1.0298 | 2.1543 | 10.5548 | FALSE | 252.3259 | 8.6118 | 0.14051 | 1.0282 | 3.6924 | 10.5548 | FALSE | 150.5126 | 5.1369 | 0.14051 | 1.0282 | 2.2025 | 10.5548 | FALSE
CLOTHES WASHER | CEE Tier 2 Clothes Washer (Front Loading) - IMEF 2.74 and IWF 3.2 (Electric DHW & Dryer) | each | 1 |  | x | x | 1061.178 | 1061.178 | 11 | [28 empty] | 320.3307 | 10.9328 | 0.22351 | 1.0775 | 6.9481 | 10.7439 | FALSE | 218.5173 | 7.4579 | 0.22351 | 1.0775 | 4.7397 | 10.7439 | FALSE | 320.3307 | 10.9328 | 0.13661 | 1.0298 | 4.5849 | 10.7439 | FALSE | 218.5173 | 7.4579 | 0.13661 | 1.0298 | 3.1277 | 10.7439 | FALSE | 320.3307 | 10.9328 | 0.14051 | 1.0282 | 4.6876 | 10.7439 | FALSE | 218.5173 | 7.4579 | 0.14051 | 1.0282 | 3.1977 | 10.7439 | FALSE
CLOTHES WASHER | ENERGY STAR 2016 Most Efficient Clothes Washer (Front Loading) - IMEF 2.8 and IWF 3.2 (Electric DHW & Dryer) | each | 1 |  | x | x | 1064.2904 | 1064.2904 | 11 | [28 empty] | 329.9647 | 11.2616 | 0.22351 | 1.0775 | 7.157 | 10.7754 | FALSE | 228.1513 | 7.7867 | 0.22351 | 1.0775 | 4.9487 | 10.7754 | FALSE | 329.9647 | 11.2616 | 0.13661 | 1.0298 | 4.7228 | 10.7754 | FALSE | 228.1513 | 7.7867 | 0.13661 | 1.0298 | 3.2655 | 10.7754 | FALSE | 329.9647 | 11.2616 | 0.14051 | 1.0282 | 4.8286 | 10.7754 | FALSE | 228.1513 | 7.7867 | 0.14051 | 1.0282 | 3.3387 | 10.7754 | FALSE
CLOTHES WASHER | CEE Tier 3 Clothes Washer (Front Loading) - IMEF 2.92 and IWF 3.2 (Electric DHW & Dryer) | each | 1 |  | x | x | 1070.5151 | 1070.5151 | 11 | [28 empty] | 348.0449 | 11.8787 | 0.22351 | 1.0775 | 7.5492 | 10.8384 | FALSE | 246.2316 | 8.4038 | 0.22351 | 1.0775 | 5.3408 | 10.8384 | FALSE | 348.0449 | 11.8787 | 0.13661 | 1.0298 | 4.9816 | 10.8384 | FALSE | 246.2316 | 8.4038 | 0.13661 | 1.0298 | 3.5243 | 10.8384 | FALSE | 348.0449 | 11.8787 | 0.14051 | 1.0282 | 5.0931 | 10.8384 | FALSE | 246.2316 | 8.4038 | 0.14051 | 1.0282 | 3.6032 | 10.8384 | FALSE
CLOTHES WASHER | ENERGY STAR Clothes Washer (Top Loading) - IMEF 2.06 and IWF 4.3 (Electric DHW & Dryer) | each | 1 |  | x | x | 864.1422 | 864.1422 | 11 | [28 empty] | 482.1329 | 16.455 | 0.22351 | 1.0775 | 10.4576 | 8.749 | TRUE | 209.9645 | 7.166 | 0.22351 | 1.0775 | 4.5542 | 8.749 | FALSE | 482.1329 | 16.455 | 0.13661 | 1.0298 | 6.9008 | 8.749 | FALSE | 209.9645 | 7.166 | 0.13661 | 1.0298 | 3.0052 | 8.749 | FALSE | 482.1329 | 16.455 | 0.14051 | 1.0282 | 7.0553 | 8.749 | FALSE | 209.9645 | 7.166 | 0.14051 | 1.0282 | 3.0725 | 8.749 | FALSE
CLOTHES WASHER | CEE Tier 2 Clothes Washer (Top Loading) - IMEF 2.74 and IWF 3.2 (Electric DHW & Dryer) | each | 1 |  | x | x | 997.1033 | 997.1033 | 11 | [28 empty] | 649.0911 | 22.1533 | 0.22351 | 1.0775 | 14.079 | 10.0952 | TRUE | 376.9228 | 12.8643 | 0.22351 | 1.0775 | 8.1756 | 10.0952 | FALSE | 649.0911 | 22.1533 | 0.13661 | 1.0298 | 9.2905 | 10.0952 | FALSE | 376.9228 | 12.8643 | 0.13661 | 1.0298 | 5.3949 | 10.0952 | FALSE | 649.0911 | 22.1533 | 0.14051 | 1.0282 | 9.4985 | 10.0952 | FALSE | 376.9228 | 12.8643 | 0.14051 | 1.0282 | 5.5157 | 10.0952 | FALSE
CLOTHES WASHER | ENERGY STAR 2016 Most Efficient Clothes Washer (Top Loading) - IMEF 2.76 and IWF 3.2 (Electric DHW & Dryer) | each | 1 |  | x | x | 1001.0139 | 1001.0139 | 11 | [28 empty] | 652.7562 | 22.2784 | 0.22351 | 1.0775 | 14.1585 | 10.1348 | TRUE | 380.5879 | 12.9893 | 0.22351 | 1.0775 | 8.2551 | 10.1348 | FALSE | 652.7562 | 22.2784 | 0.13661 | 1.0298 | 9.3429 | 10.1348 | FALSE | 380.5879 | 12.9893 | 0.13661 | 1.0298 | 5.4474 | 10.1348 | FALSE | 652.7562 | 22.2784 | 0.14051 | 1.0282 | 9.5521 | 10.1348 | FALSE | 380.5879 | 12.9893 | 0.14051 | 1.0282 | 5.5694 | 10.1348 | FALSE
CLOTHES WASHER | CEE Tier 3 Clothes Washer (Top Loading) - IMEF 2.92 and IWF 3.2 (Electric DHW & Dryer) | each | 1 |  | x | x | 1032.2989 | 1032.2989 | 11 | [28 empty] | 680.2696 | 23.2174 | 0.22351 | 1.0775 | 14.7553 | 10.4515 | TRUE | 408.1013 | 13.9284 | 0.22351 | 1.0775 | 8.8518 | 10.4515 | FALSE | 680.2696 | 23.2174 | 0.13661 | 1.0298 | 9.7367 | 10.4515 | FALSE | 408.1013 | 13.9284 | 0.13661 | 1.0298 | 5.8412 | 10.4515 | FALSE | 680.2696 | 23.2174 | 0.14051 | 1.0282 | 9.9548 | 10.4515 | FALSE | 408.1013 | 13.9284 | 0.14051 | 1.0282 | 5.972 | 10.4515 | FALSE
COOKING OVEN/STOVE | Federal Standard 2012 Cooking Range | each | 1 | x |  |  | 568.56 | 568.56 | 19 | 109.26 | 20.2 | 0.22351 | 1.2865 | 4.2006 | 5.7564 | FALSE | 0 | 0 | 0.22351 | 1.2865 | 0 | 5.7564 | FALSE | 109.26 | 20.2 | 0.13661 | 1.0292 | 2.9763 | 5.7564 | FALSE | 0 | 0 | 0.13661 | 1.0292 | 0 | 5.7564 | FALSE
COOKING OVEN/STOVE | Federal Standard 2012 Cooking Oven | each | 1 | x |  |  | 714.9 | 714.9 | 19 | 128.2111 | 5.9288 | 0.22351 | 1.2865 | 3.0236 | 7.238 | FALSE | 0 | 0 | 0.22351 | 1.2865 | 0 | 7.238 | FALSE | 128.2111 | 5.9288 | 0.13661 | 1.0292 | 1.9681 | 7.238 | FALSE | 0 | 0 | 0.13661 | 1.0292 | 0 | 7.238 | FALSE
COOKING OVEN/STOVE | High Efficiency Convection Cooking Oven | each | 1 | x |  |  | 759.95 | 759.95 | 19 | 131.1444 | 10.2188 | 0.22351 | 1.2865 | 3.5382 | 7.6941 | FALSE | 2.9333 | 4.29 | 0.22351 | 1.2865 | 0.51455 | 7.6941 | FALSE | 131.1444 | 10.2188 | 0.13661 | 1.0292 | 2.3694 | 7.6941 | FALSE | 2.9333 | 4.29 | 0.13661 | 1.0292 | 0.40132 | 7.6941 | FALSE
COOL ROOF/RADIANT BARRIER | Cool roof/radiant barrier | ft-sq | 432.4 |  | x |  | 0 | 0 | 15 | [28 empty] | 53.1852 | 53.1852 | 0.22351 | 1.0775 | 5.766 |  |  | 0 | 0 | 0.22351 | 1.0775 | 0 |  |  | 53.1852 | 53.1852 | 0.13661 | 1.0298 | 5.1696 |  |  | 0 | 0 | 0.13661 | 1.0298 | 0
COOL ROOF/RADIANT BARRIER | Lighter Colored Shingles (White) | ft-sq | 432.4 |  | x |  | 1.765 | 763.186 | 20 | [28 empty] | 0 | 0 | 0.22351 | 1.0775 | 0 | 7.7269 | FALSE | 0 | 0 | 0.22351 | 1.0775 | 0 | 7.7269 | FALSE | 0 | 0 | 0.13661 | 1.0298 | 0 | 7.7269 | FALSE | 0 | 0 | 0.13661 | 1.0298 | 0 | 7.7269 | FALSE
DHW PIPE INSULATION | DHW pipe insulation | linear-ft | 1 |  |  | x | 0 | 0 | 11 | [56 empty] | 0 | 0.54 | 0.14051 | 1.0282 | 0.046271 |  |  | 0 | 0 | 0.14051 | 1.0282 | 0
DHW PIPE INSULATION | R-4 Pipe Wrap - GT 55 gal | linear-ft | 6.5 |  |  | x | 11.2138 | 72.89 | 15 | [56 empty] | 84.5379 | 0 | 0.14051 | 1.0282 | 0.98986 | 0.73798 | TRUE | 0 | 0 | 0.14051 | 1.0282 | 0 | 0.73798 | FALSE
DHW PIPE INSULATION | R-4 Pipe Wrap - LE 55 gal | linear-ft | 6.5 |  |  | x | 11.2138 | 72.89 | 15 | [56 empty] | 175.5382 | 0 | 0.14051 | 1.0282 | 2.0554 | 0.73798 | TRUE | 0 | 0 | 0.14051 | 1.0282 | 0 | 0.73798 | FALSE
DHW PIPE INSULATION | R-4 Pipe Wrap | linear-ft | 6.5 |  |  | x | 11.2138 | 72.89 | 12 | [56 empty] | 0 | 3.375 | 0.14051 | 1.0282 | 0.28919 | 0.73798 | FALSE | 0 | 0 | 0.14051 | 1.0282 | 0 | 0.73798 | FALSE
DHW PIPE INSULATION | Add R-10 Tank Wrap | household | 1 |  |  | x | 53.03 | 53.03 | 7 | [56 empty] | 119.4706 | 0 | 0.14051 | 1.0282 | 1.3989 | 0.72486 | TRUE | 0 | 0 | 0.14051 | 1.0282 | 0 | 0.72486 | FALSE
DHW PIPE INSULATION | Add R-10 Tank Wrap | household | 1 |  |  | x | 53.03 | 53.03 | 7 | [56 empty] | 0 | 4.0775 | 0.14051 | 1.0282 | 0.34939 | 0.72486 | FALSE | 0 | 0 | 0.14051 | 1.0282 | 0 | 0.72486 | FALSE
DHW PIPE INSULATION | Pipe wrap | household | 6.5 |  |  | x | 0 | 0 | 15 | [56 empty] | 633.945 | 0 | 0.14051 | 1.0282 | 7.4229 |  |  | 0 | 0 | 0.14051 | 1.0282 | 0
DHW PIPE INSULATION | Water heater blanket | household | 1 |  |  | x | 0 | 0 | 15 | [56 empty] | 98 | 0 | 0.14051 | 1.0282 | 1.1475 |  |  | 0 | 0 | 0.14051 | 1.0282 | 0
DISHWASHER | ENERGY STAR Dish Washer - Standard Size w/Gas Water Heater - EAEU = 180, EF = 1.26 | each | 1 | x |  |  | 0 | 0 | 11 | 4.92 | 4.88 | 0.22351 | 1.2865 | 0.6148 |  |  | 11.6 | 1.82 | 0.22351 | 1.2865 | 0.41117 |  |  | 4.92 | 4.88 | 0.13661 | 1.0292 | 0.47454 |  |  | 11.6 | 1.82 | 0.13661 | 1.0292 | 0.28815
DISHWASHER | ENERGY STAR Dish Washer, standard size, CEE Tier 1, nat. gas DHW | each | 1 | x |  |  | 0 | 0 | 10 | 16 | 0.9 | 0.22351 | 1.2865 | 0.3945 |  |  | 0 | 0 | 0.22351 | 1.2865 | 0 |  |  | 16 | 0.9 | 0.13661 | 1.0292 | 0.25933 |  |  | 0 | 0 | 0.13661 | 1.0292 | 0
DISHWASHER | ENERGY STAR Dish Washer - Standard Size w/Electric Water Heater - EAEU = 180, EF = 1.26 | each | 1 | x |  |  | 0 | 0 | 11 | 118 | -0.126 | 0.22351 | 1.2865 | 2.1843 |  |  | 59.1 | -0.272 | 0.22351 | 1.2865 | 1.0716 |  |  | 118 | -0.126 | 0.13661 | 1.0292 | 1.3325 |  |  | 59.1 | -0.272 | 0.13661 | 1.0292 | 0.64948
DISHWASHER | ENERGY STAR Dish Washer, standard size, CEE Tier 1, electric DHW | each | 1 | x |  |  | 0 | 0 | 10 | 37 | 0 | 0.22351 | 1.2865 | 0.68916 |  |  | 0 | 0 | 0.22351 | 1.2865 | 0 |  |  | 37 | 0 | 0.13661 | 1.0292 | 0.42121 |  |  | 0 | 0 | 0.13661 | 1.0292 | 0
DISHWASHER | ENERGY STAR Dish Washer - 270 kWh/yr and 3.55 gal/cycle | each | 1 | x | x |  | 526.523 | 526.523 | 10 | 85 | 3.4408 | 0.22351 | 1.2865 | 1.9521 | 5.3308 | FALSE | 37 | 1.4978 | 0.22351 | 1.2865 | 0.84973 | 5.3308 | FALSE | 85 | 3.4408 | 0.13661 | 1.0292 | 1.2628 | 5.3308 | FALSE | 37 | 1.4978 | 0.13661 | 1.0292 | 0.54967 | 5.3308 | FALSE | 85 | 3.4408 | 0.22351 | 1.0775 | 1.8921 | 5.3308 | FALSE | 37 | 1.4978 | 0.22351 | 1.0775 | 0.82364 | 5.3308 | FALSE | 85 | 3.4408 | 0.13661 | 1.0298 | 1.2629 | 5.3308 | FALSE | 37 | 1.4978 | 0.13661 | 1.0298 | 0.54975 | 5.3308 | FALSE
DISHWASHER | ENERGY STAR Most Efficient Dish Washer - 225 kWh/yr and 3.07 gal/cycle | each | 1 | x | x |  | 563.4725 | 563.4725 | 10 | 130 | 5.2624 | 0.22351 | 1.2865 | 2.9855 | 5.7049 | FALSE | 82 | 3.3194 | 0.22351 | 1.2865 | 1.8832 | 5.7049 | FALSE | 130 | 5.2624 | 0.13661 | 1.0292 | 1.9313 | 5.7049 | FALSE | 82 | 3.3194 | 0.13661 | 1.0292 | 1.2182 | 5.7049 | FALSE | 130 | 5.2624 | 0.22351 | 1.0775 | 2.8939 | 5.7049 | FALSE | 82 | 3.3194 | 0.22351 | 1.0775 | 1.8254 | 5.7049 | FALSE | 130 | 5.2624 | 0.13661 | 1.0298 | 1.9315 | 5.7049 | FALSE | 82 | 3.3194 | 0.13661 | 1.0298 | 1.2184 | 5.7049 | FALSE
DUCT INSULATION | Code Duct Sealing and Insulation - R-8 | household | 1 |  | x |  | 1162 | 1162 | 20 | [28 empty] | 0 | 0 | 0.22351 | 1.0775 | 0 | 11.7647 | FALSE | 0 | 0 | 0.22351 | 1.0775 | 0 | 11.7647 | FALSE | 0 | 0 | 0.13661 | 1.0298 | 0 | 11.7647 | FALSE | 0 | 0 | 0.13661 | 1.0298 | 0 | 11.7647 | FALSE
DUCT SEALING | 6% Supply/6% Return Leakage (single and multi-family), 15% Supply Leakage (mobile home) | tons | 1 |  | x | x | 252.69 | 252.69 | 18 | [28 empty] | 4.62 | 1.67 | 0.22351 | 1.0775 | 0.236 | 2.5584 | FALSE | 0 | 0 | 0.22351 | 1.0775 | 0 | 2.5584 | FALSE | 4.62 | 1.67 | 0.13661 | 1.0298 | 0.19591 | 2.5584 | FALSE | 0 | 0 | 0.13661 | 1.0298 | 0 | 2.5584 | FALSE | 4.62 | 1.67 | 0.14051 | 1.0282 | 0.19719 | 2.5584 | FALSE | 0 | 0 | 0.14051 | 1.0282 | 0 | 2.5584 | FALSE
DUCT SEALING | 6% Supply/6% Return Leakage (single and multi-family), 15% Supply Leakage (mobile home) | tons | 1 |  | x | x | 252.69 | 252.69 | 18 | [28 empty] | 1.94 | 0.701 | 0.22351 | 1.0775 | 0.099076 | 2.5584 | FALSE | 0 | 0 | 0.22351 | 1.0775 | 0 | 2.5584 | FALSE | 1.94 | 0.701 | 0.13661 | 1.0298 | 0.082243 | 2.5584 | FALSE | 0 | 0 | 0.13661 | 1.0298 | 0 | 2.5584 | FALSE | 1.94 | 0.701 | 0.14051 | 1.0282 | 0.082782 | 2.5584 | FALSE | 0 | 0 | 0.14051 | 1.0282 | 0 | 2.5584 | FALSE
DUCT SEALING | Duct wrap | household | 1 |  | x | x | 0 | 0 | 18 | [28 empty] | 7.25 | 0 | 0.22351 | 1.0775 | 0.13504 |  |  | 0 | 0 | 0.22351 | 1.0775 | 0 |  |  | 7.25 | 0 | 0.13661 | 1.0298 | 0.082535 |  |  | 0 | 0 | 0.13661 | 1.0298 | 0 |  |  | 7.25 | 0 | 0.14051 | 1.0282 | 0.084891 |  |  | 0 | 0 | 0.14051 | 1.0282 | 0
ECM | Electronically Commutated Motor (ECM) | each | 1 |  | x | x | 501 | 501 | 18 | [28 empty] | 206.8147 | 0 | 0.22351 | 1.0775 | 3.8521 | 5.0724 | FALSE | 206.8147 | 0 | 0.22351 | 1.0775 | 3.8521 | 5.0724 | FALSE | 206.8147 | 0 | 0.13661 | 1.0298 | 2.3544 | 5.0724 | FALSE | 206.8147 | 0 | 0.13661 | 1.0298 | 2.3544 | 5.0724 | FALSE | 206.8147 | 0 | 0.14051 | 1.0282 | 2.4216 | 5.0724 | FALSE | 206.8147 | 0 | 0.14051 | 1.0282 | 2.4216 | 5.0724 | FALSE
EXT. DOORS | R-5 Door | each | 21 | x |  |  | 15.5 | 325.5 | 20 | 41.75 | 0 | 0.22351 | 1.2865 | 0.77763 | 3.2955 | FALSE | 0 | 0 | 0.22351 | 1.2865 | 0 | 3.2955 | FALSE | 41.75 | 0 | 0.13661 | 1.0292 | 0.47529 | 3.2955 | FALSE | 0 | 0 | 0.13661 | 1.0292 | 0 | 3.2955 | FALSE
EXT. LIGHTING - FIXTURES | LED fixture: Any type of housing Fixture Type, 1960 min lm, Exterior Rated; Total Watts = 25 | each | 1 |  |  | x | 0 | 0 | 14.75 | [56 empty] | 166 | 0 | 0.14051 | 1.0282 | 1.9437 |  |  | 120 | 0 | 0.14051 | 1.0282 | 1.4051
EXT. LIGHTING - FIXTURES | LED fixture: Any type of housing Fixture Type, 1960 min lm, Exterior Rated; Total Watts = 25 | each | 1 | x |  | x | 0 | 0 | 16 | 45.8 | 0 | 0.22351 | 1.2865 | 0.85306 |  |  | 33.2 | 0 | 0.22351 | 1.2865 | 0.61838 |  |  | 45.8 | 0 | 0.13661 | 1.0292 | 0.52139 |  |  | 33.2 | 0 | 0.13661 | 1.0292 | 0.37795 | [30 empty] | 45.8 | 0 | 0.14051 | 1.0282 | 0.53628 |  |  | 33.2 | 0 | 0.14051 | 1.0282 | 0.38874
EXT. LIGHTING - FIXTURES | LED fixture: Wall Mount Fixture Type, Exterior Rated; Total Watts = 40 | each | 1 | x |  | x | 0 | 0 | 16 | 7.49 | 0 | 0.22351 | 1.2865 | 0.13951 |  |  | 7.49 | 0 | 0.22351 | 1.2865 | 0.13951 |  |  | 7.49 | 0 | 0.13661 | 1.0292 | 0.085267 |  |  | 7.49 | 0 | 0.13661 | 1.0292 | 0.085267 | [30 empty] | 7.49 | 0 | 0.14051 | 1.0282 | 0.087701 |  |  | 7.49 | 0 | 0.14051 | 1.0282 | 0.087701
EXT. LIGHTING - FIXTURES | LED fixture: Wall Mount Fixture Type, Exterior Rated; Total Watts = 40 | each | 1 | x |  | x | 0 | 0 | 16 | 7.49 | 0 | 0.22351 | 1.2865 | 0.13951 |  |  | 7.49 | 0 | 0.22351 | 1.2865 | 0.13951 |  |  | 7.49 | 0 | 0.13661 | 1.0292 | 0.085267 |  |  | 7.49 | 0 | 0.13661 | 1.0292 | 0.085267 | [30 empty] | 7.49 | 0 | 0.14051 | 1.0282 | 0.087701 |  |  | 7.49 | 0 | 0.14051 | 1.0282 | 0.087701
EXT. LIGHTING - FIXTURES | LED fixture: Any type of housing Fixture Type, Exterior Rated; Total Watts = 400 | each | 1 | x |  | x | 0 | 0 | 16 | 843 | 0 | 0.22351 | 1.2865 | 15.7016 |  |  | 132 | 0 | 0.22351 | 1.2865 | 2.4586 |  |  | 843 | 0 | 0.13661 | 1.0292 | 9.5969 |  |  | 132 | 0 | 0.13661 | 1.0292 | 1.5027 | [30 empty] | 843 | 0 | 0.14051 | 1.0282 | 9.8708 |  |  | 132 | 0 | 0.14051 | 1.0282 | 1.5456
EXT. LIGHTING - FIXTURES | LED fixture: Wall Mount Fixture Type, Exterior Rated; Total Watts = 80 | each | 1 | x |  | x | 0 | 0 | 16 | 269 | 0 | 0.22351 | 1.2865 | 5.0104 |  |  | 190 | 0 | 0.22351 | 1.2865 | 3.5389 |  |  | 269 | 0 | 0.13661 | 1.0292 | 3.0623 |  |  | 190 | 0 | 0.13661 | 1.0292 | 2.163 | [30 empty] | 269 | 0 | 0.14051 | 1.0282 | 3.1497 |  |  | 190 | 0 | 0.14051 | 1.0282 | 2.2247
FLOOR INSULATION | Floor R-0 to R-19 Insulation Batts | ft-sq | 1100 |  | x |  | 0 | 0 | 20 | [28 empty] | -234 | 38.9 | 0.22351 | 1.0775 | -0.86569 |  |  | 0 | 0 | 0.22351 | 1.0775 | 0 |  |  | -234 | 38.9 | 0.13661 | 1.0298 | 0.67437 |  |  | 0 | 0 | 0.13661 | 1.0298 | 0
FLOOR INSULATION | Floor R-0 to R-30 Insulation Batts | ft-sq | 1200 |  | x |  | 0.86 | 1032 | 20 | [28 empty] | -235 | 45.6 | 0.22351 | 1.0775 | -0.28273 | 10.4485 | FALSE | -24 | 6.47 | 0.22351 | 1.0775 | 0.13391 | 10.4485 | FALSE | -235 | 45.6 | 0.13661 | 1.0298 | 1.238 | 10.4485 | FALSE | -24 | 6.47 | 0.13661 | 1.0298 | 0.28201 | 10.4485 | FALSE
FLOOR INSULATION | Floor R-19 to R-30 Insulation-Batts | ft-sq | 1200 |  | x |  | 0.86 | 1032 | 20 | [28 empty] | -25.5 | 5.86 | 0.22351 | 1.0775 | 0.0512 | 10.4485 | FALSE | -25.5 | 5.86 | 0.22351 | 1.0775 | 0.0512 | 10.4485 | FALSE | -25.5 | 5.86 | 0.13661 | 1.0298 | 0.21259 | 10.4485 | FALSE | -25.5 | 5.86 | 0.13661 | 1.0298 | 0.21259 | 10.4485 | FALSE
FLOOR INSULATION | Floor insulation | household | 1 |  | x |  | 0 | 0 | 25 | [28 empty] | 120.0564 | 0 | 0.22351 | 1.0775 | 2.2362 |  |  | 0 | 0 | 0.22351 | 1.0775 | 0 |  |  | 120.0564 | 0 | 0.13661 | 1.0298 | 1.3667 |  |  | 0 | 0 | 0.13661 | 1.0298 | 0
FLOOR INSULATION | Floor insulation | household | 1 |  | x |  | 0 | 0 | 25 | [28 empty] | 40.5432 | 0 | 0.22351 | 1.0775 | 0.75515 |  |  | 0 | 0 | 0.22351 | 1.0775 | 0 |  |  | 40.5432 | 0 | 0.13661 | 1.0298 | 0.46155 |  |  | 0 | 0 | 0.13661 | 1.0298 | 0
FURNACE | Efficient Residential Gas Furnace - AFUE 96 | kBTUh | 1 |  | x | x | 1866.334 | 1866.334 | 20 | [28 empty] | 0 | 39.9504 | 0.22351 | 1.0775 | 3.5871 | 18.8957 | FALSE | 0 | 38.2284 | 0.22351 | 1.0775 | 3.4325 | 18.8957 | FALSE | 0 | 39.9504 | 0.13661 | 1.0298 | 3.4284 | 18.8957 | FALSE | 0 | 38.2284 | 0.13661 | 1.0298 | 3.2806 | 18.8957 | FALSE | 0 | 39.9504 | 0.14051 | 1.0282 | 3.4232 | 18.8957 | FALSE | 0 | 38.2284 | 0.14051 | 1.0282 | 3.2757 | 18.8957 | FALSE
FURNACE | AFUE 96 | kBTUh | 1 |  | x | x | 469.4222 | 469.4222 | 20 | [28 empty] | 0 | 15.5496 | 0.22351 | 1.0775 | 1.3962 | 4.7527 | FALSE | 0 | 16.244 | 0.22351 | 1.0775 | 1.4585 | 4.7527 | FALSE | 0 | 15.5496 | 0.13661 | 1.0298 | 1.3344 | 4.7527 | FALSE | 0 | 16.244 | 0.13661 | 1.0298 | 1.394 | 4.7527 | FALSE | 0 | 15.5496 | 0.14051 | 1.0282 | 1.3324 | 4.7527 | FALSE | 0 | 16.244 | 0.14051 | 1.0282 | 1.3919 | 4.7527 | FALSE
INT. LIGHTING - FIXTURES | LED fixture: Any type of housing Fixture Type; Total Watts = 25 | each | 1 | x | x | x | 0 | 0 | 8 | 297 | -5.68 | 0.22351 | 1.2865 | 4.923 |  |  | 215 | -4.12 | 0.22351 | 1.2865 | 3.5629 |  |  | 297 | -5.68 | 0.13661 | 1.0292 | 2.894 |  |  | 215 | -4.12 | 0.13661 | 1.0292 | 2.0942 |  |  | 297 | -5.68 | 0.22351 | 1.0775 | 5.0219 |  |  | 215 | -4.12 | 0.22351 | 1.0775 | 3.6346 |  |  | 297 | -5.68 | 0.13661 | 1.0298 | 2.8937 |  |  | 215 | -4.12 | 0.13661 | 1.0298 | 2.094 |  |  | 297 | -5.68 | 0.14051 | 1.0282 | 2.9909 |  |  | 215 | -4.12 | 0.14051 | 1.0282 | 2.1644
INT. LIGHTING - FIXTURES | LED fixture with 95 LPW 1'x4' | kLumen | 1 | x | x | x | 68.78 | 68.78 | 8 | 0 | 0 | 0.22351 | 1.2865 | 0 | 0.83838 | FALSE | 18.1 | -0.39 | 0.22351 | 1.2865 | 0.29532 | 0.83838 | FALSE | 0 | 0 | 0.13661 | 1.0292 | 0 | 0.83838 | FALSE | 18.1 | -0.39 | 0.13661 | 1.0292 | 0.17261 | 0.83838 | FALSE | 0 | 0 | 0.22351 | 1.0775 | 0 | 0.83838 | FALSE | 18.1 | -0.39 | 0.22351 | 1.0775 | 0.30211 | 0.83838 | FALSE | 0 | 0 | 0.13661 | 1.0298 | 0 | 0.83838 | FALSE | 18.1 | -0.39 | 0.13661 | 1.0298 | 0.17258 | 0.83838 | FALSE | 0 | 0 | 0.14051 | 1.0282 | 0 | 0.83838 | FALSE | 18.1 | -0.39 | 0.14051 | 1.0282 | 0.17852 | 0.83838 | FALSE
INT. LIGHTING - FIXTURES | LED fixture with 85 LPW 1'x4' | kLumen | 1 | x | x | x | 68.52 | 68.52 | 8 | 0 | 0 | 0.22351 | 1.2865 | 0 | 0.83521 | FALSE | 12.8 | -0.276 | 0.22351 | 1.2865 | 0.20882 | 0.83521 | FALSE | 0 | 0 | 0.13661 | 1.0292 | 0 | 0.83521 | FALSE | 12.8 | -0.276 | 0.13661 | 1.0292 | 0.12205 | 0.83521 | FALSE | 0 | 0 | 0.22351 | 1.0775 | 0 | 0.83521 | FALSE | 12.8 | -0.276 | 0.22351 | 1.0775 | 0.21363 | 0.83521 | FALSE | 0 | 0 | 0.13661 | 1.0298 | 0 | 0.83521 | FALSE | 12.8 | -0.276 | 0.13661 | 1.0298 | 0.12203 | 0.83521 | FALSE | 0 | 0 | 0.14051 | 1.0282 | 0 | 0.83521 | FALSE | 12.8 | -0.276 | 0.14051 | 1.0282 | 0.12623 | 0.83521 | FALSE
INT. LIGHTING - FIXTURES | LED fixture with 125 LPW 1'x4' | kLumen | 1 | x | x | x | 94.16 | 94.16 | 8 | 0 | 0 | 0.22351 | 1.2865 | 0 | 1.1477 | FALSE | 29 | -0.624 | 0.22351 | 1.2865 | 0.47325 | 1.1477 | FALSE | 0 | 0 | 0.13661 | 1.0292 | 0 | 1.1477 | FALSE | 29 | -0.624 | 0.13661 | 1.0292 | 0.27662 | 1.1477 | FALSE | 0 | 0 | 0.22351 | 1.0775 | 0 | 1.1477 | FALSE | 29 | -0.624 | 0.22351 | 1.0775 | 0.48412 | 1.1477 | FALSE | 0 | 0 | 0.13661 | 1.0298 | 0 | 1.1477 | FALSE | 29 | -0.624 | 0.13661 | 1.0298 | 0.27659 | 1.1477 | FALSE | 0 | 0 | 0.14051 | 1.0282 | 0 | 1.1477 | FALSE | 29 | -0.624 | 0.14051 | 1.0282 | 0.2861 | 1.1477 | FALSE
INT. LIGHTING - FIXTURES | LED fixture with 110 LPW 1'x4' | kLumen | 1 | x | x | x | 92.46 | 92.46 | 8 | 0 | 0 | 0.22351 | 1.2865 | 0 | 1.127 | FALSE | 24.3 | -0.523 | 0.22351 | 1.2865 | 0.39654 | 1.127 | FALSE | 0 | 0 | 0.13661 | 1.0292 | 0 | 1.127 | FALSE | 24.3 | -0.523 | 0.13661 | 1.0292 | 0.23178 | 1.127 | FALSE | 0 | 0 | 0.22351 | 1.0775 | 0 | 1.127 | FALSE | 24.3 | -0.523 | 0.22351 | 1.0775 | 0.40565 | 1.127 | FALSE | 0 | 0 | 0.13661 | 1.0298 | 0 | 1.127 | FALSE | 24.3 | -0.523 | 0.13661 | 1.0298 | 0.23175 | 1.127 | FALSE | 0 | 0 | 0.14051 | 1.0282 | 0 | 1.127 | FALSE | 24.3 | -0.523 | 0.14051 | 1.0282 | 0.23972 | 1.127 | FALSE
INT. LIGHTING - FIXTURES | LED fixture: Any type of housing Fixture Type; Total Watts = 20 | each | 1 | x | x | x | 0 | 0 | 8 | 21.2 | 0 | 0.22351 | 1.2865 | 0.39487 |  |  | 21 | -0.451 | 0.22351 | 1.2865 | 0.34279 |  |  | 21.2 | 0 | 0.13661 | 1.0292 | 0.24134 |  |  | 21 | -0.451 | 0.13661 | 1.0292 | 0.20039 |  |  | 21.2 | 0 | 0.22351 | 1.0775 | 0.39487 |  |  | 21 | -0.451 | 0.22351 | 1.0775 | 0.35065 |  |  | 21.2 | 0 | 0.13661 | 1.0298 | 0.24134 |  |  | 21 | -0.451 | 0.13661 | 1.0298 | 0.20036 |  |  | 21.2 | 0 | 0.14051 | 1.0282 | 0.24823 |  |  | 21 | -0.451 | 0.14051 | 1.0282 | 0.20725
INT. LIGHTING - FIXTURES | LED fixture: Any type of housing Fixture Type; Total Watts = 5 | each | 1 | x | x | x | 0 | 0 | 8 | 5.3 | 0 | 0.22351 | 1.2865 | 0.098717 |  |  | 5.24 | -0.113 | 0.22351 | 1.2865 | 0.085485 |  |  | 5.3 | 0 | 0.13661 | 1.0292 | 0.060336 |  |  | 5.24 | -0.113 | 0.13661 | 1.0292 | 0.049962 |  |  | 5.3 | 0 | 0.22351 | 1.0775 | 0.098717 |  |  | 5.24 | -0.113 | 0.22351 | 1.0775 | 0.087453 |  |  | 5.3 | 0 | 0.13661 | 1.0298 | 0.060336 |  |  | 5.24 | -0.113 | 0.13661 | 1.0298 | 0.049956 |  |  | 5.3 | 0 | 0.14051 | 1.0282 | 0.062058 |  |  | 5.24 | -0.113 | 0.14051 | 1.0282 | 0.051673
INT. LIGHTING - FIXTURES | LED fixture: Any type of housing Fixture Type; Total Watts = 15 | each | 1 | x | x | x | 0 | 0 | 8 | 15.9 | 0 | 0.22351 | 1.2865 | 0.29615 |  |  | 15.7 | -0.338 | 0.22351 | 1.2865 | 0.25619 |  |  | 15.9 | 0 | 0.13661 | 1.0292 | 0.18101 |  |  | 15.7 | -0.338 | 0.13661 | 1.0292 | 0.14974 |  |  | 15.9 | 0 | 0.22351 | 1.0775 | 0.29615 |  |  | 15.7 | -0.338 | 0.22351 | 1.0775 | 0.26208 |  |  | 15.9 | 0 | 0.13661 | 1.0298 | 0.18101 |  |  | 15.7 | -0.338 | 0.13661 | 1.0298 | 0.14973 |  |  | 15.9 | 0 | 0.14051 | 1.0282 | 0.18617 |  |  | 15.7 | -0.338 | 0.14051 | 1.0282 | 0.15487
INT. LIGHTING - FIXTURES | LED fixture: Any type of housing Fixture Type; Total Watts = 10 | each | 1 | x | x | x | 0 | 0 | 8 | 10.6 | 0 | 0.22351 | 1.2865 | 0.19743 |  |  | 10.5 | -0.225 | 0.22351 | 1.2865 | 0.17145 |  |  | 10.6 | 0 | 0.13661 | 1.0292 | 0.12067 |  |  | 10.5 | -0.225 | 0.13661 | 1.0292 | 0.10024 |  |  | 10.6 | 0 | 0.22351 | 1.0775 | 0.19743 |  |  | 10.5 | -0.225 | 0.22351 | 1.0775 | 0.17537 |  |  | 10.6 | 0 | 0.13661 | 1.0298 | 0.12067 |  |  | 10.5 | -0.225 | 0.13661 | 1.0298 | 0.10023 |  |  | 10.6 | 0 | 0.14051 | 1.0282 | 0.12412 |  |  | 10.5 | -0.225 | 0.14051 | 1.0282 | 0.10367
INT. LIGHTING - FIXTURES | LED fixture: Any type of housing Fixture Type; Total Watts = 25 | each | 1 | x | x | x | 0 | 0 | 16 | 26.2 | -0.5 | 0.22351 | 1.2865 | 0.4344 |  |  | 19 | -0.362 | 0.22351 | 1.2865 | 0.31508 |  |  | 26.2 | -0.5 | 0.13661 | 1.0292 | 0.25538 |  |  | 19 | -0.362 | 0.13661 | 1.0292 | 0.18525 |  |  | 26.2 | -0.5 | 0.22351 | 1.0775 | 0.4431 |  |  | 19 | -0.362 | 0.22351 | 1.0775 | 0.32139 |  |  | 26.2 | -0.5 | 0.13661 | 1.0298 | 0.25536 |  |  | 19 | -0.362 | 0.13661 | 1.0298 | 0.18523 |  |  | 26.2 | -0.5 | 0.14051 | 1.0282 | 0.26393 |  |  | 19 | -0.362 | 0.14051 | 1.0282 | 0.19145
MINI-SPLIT AC | Residencial SEER-rated split Air Conditioners, Size Range: 18 - 65 kBTU/h, SEER = 16 (EER = 12.5), EIR = 0.238, Fan W/CFM = 0.27, two-speed fan | tons | 1.9 | x | x |  | 882 | 1675.8 | 15 | 435.1 | -3.591 | 0.22351 | 1.2865 | 7.7191 | 16.9667 | FALSE | 60.23 | -3.173 | 0.22351 | 1.2865 | 0.78167 | 16.9667 | FALSE | 435.1 | -3.591 | 0.13661 | 1.0292 | 4.6453 | 16.9667 | FALSE | 60.23 | -3.173 | 0.13661 | 1.0292 | 0.41354 | 16.9667 | FALSE | 435.1 | -3.591 | 0.22351 | 1.0775 | 7.7817 | 16.9667 | FALSE | 60.23 | -3.173 | 0.22351 | 1.0775 | 0.83694 | 16.9667 | FALSE | 435.1 | -3.591 | 0.13661 | 1.0298 | 4.6451 | 16.9667 | FALSE | 60.23 | -3.173 | 0.13661 | 1.0298 | 0.41337 | 16.9667 | FALSE
MINI-SPLIT AC | Residential SEER-rated split Air Conditioners, Size Range: 18 - 45 kBTU/h, SEER = 17.4, one-speed fan, evaporative cooled condenser | tons | 1.9 | x | x |  | 882 | 1675.8 | 15 | 621.3 | -1.995 | 0.22351 | 1.2865 | 11.3584 | 16.9667 | FALSE | 224.2 | -1.5371 | 0.22351 | 1.2865 | 4.0111 | 16.9667 | FALSE | 621.3 | -1.995 | 0.13661 | 1.0292 | 6.9019 | 16.9667 | FALSE | 224.2 | -1.5371 | 0.13661 | 1.0292 | 2.4205 | 16.9667 | FALSE | 621.3 | -1.995 | 0.22351 | 1.0775 | 11.3931 | 16.9667 | FALSE | 224.2 | -1.5371 | 0.22351 | 1.0775 | 4.0379 | 16.9667 | FALSE | 621.3 | -1.995 | 0.13661 | 1.0298 | 6.9018 | 16.9667 | FALSE | 224.2 | -1.5371 | 0.13661 | 1.0298 | 2.4204 | 16.9667 | FALSE
OCCUPANCY SENSOR | Occupancy Sensor Pack-200 SF | Ctrl-kW | 89.8 |  | x | x | 0 | 0 | 8 | [28 empty] | 47145 | -451.694 | 0.22351 | 1.0775 | 837.5595 |  |  | 0 | 0 | 0.22351 | 1.0775 | 0 |  |  | 47145 | -451.694 | 0.13661 | 1.0298 | 497.9437 |  |  | 0 | 0 | 0.13661 | 1.0298 | 0 |  |  | 47145 | -451.694 | 0.14051 | 1.0282 | 513.3209 |  |  | 0 | 0 | 0.14051 | 1.0282 | 0
OCCUPANCY SENSOR | Occupancy sensor (300 sqft) assumed ceiling mount, passive infrared, indoor, 24v | 0 | 1 |  |  |  | 211.47 | 211.47 | 0
OCCUPANCY SENSOR | Occupancy sensor | each | 1 |  |  |  | 0 | 0 | 8
OCCUPANCY SENSOR | Install Wall-Switch Occupancy Sensor on Interior Lighting | household | 1 | x | x |  | 0 | 0 | 8 | 0 | 0 | 0.22351 | 1.2865 | 0 |  |  | 0 | 0 | 0.22351 | 1.2865 | 0 |  |  | 0 | 0 | 0.13661 | 1.0292 | 0 |  |  | 0 | 0 | 0.13661 | 1.0292 | 0 |  |  | 0 | 0 | 0.22351 | 1.0775 | 0 |  |  | 0 | 0 | 0.22351 | 1.0775 | 0 |  |  | 0 | 0 | 0.13661 | 1.0298 | 0 |  |  | 0 | 0 | 0.13661 | 1.0298 | 0
PACKAGED TERMINAL AC | Packaged terminal AC | 0 | 1 | x |  |  | 1099.75 | 1099.75 | 15 | 0 | 0 | 0.22351 | 1.2865 | 0 | 11.1344 | FALSE | 0 | 0 | 0.22351 | 1.2865 | 0 | 11.1344 | FALSE | 0 | 0 | 0.13661 | 1.0292 | 0 | 11.1344 | FALSE | 0 | 0 | 0.13661 | 1.0292 | 0 | 11.1344 | FALSE
PACKAGED TERMINAL AC | 11.29 EER (based on vintage) package terminal A/C | tons | 1 | x |  |  | 0 | 0 | 15 | 618 | 0 | 0.22351 | 1.2865 | 11.5108 |  |  | 245 | 0 | 0.22351 | 1.2865 | 4.5633 |  |  | 618 | 0 | 0.13661 | 1.0292 | 7.0354 |  |  | 245 | 0 | 0.13661 | 1.0292 | 2.7891
PACKAGED TERMINAL AC | 10.27 EER (based on vintage) package terminal A/C | tons | 1 | x |  |  | 0 | 0 | 15 | 505 | 0 | 0.22351 | 1.2865 | 9.4061 |  |  | 269 | 0 | 0.22351 | 1.2865 | 5.0104 |  |  | 505 | 0 | 0.13661 | 1.0292 | 5.749 |  |  | 269 | 0 | 0.13661 | 1.0292 | 3.0623
PACKAGED TERMINAL AC | 9.25 EER (based on vintage) package terminal A/C | tons | 1 | x |  |  | 0 | 0 | 15 | 358 | 0 | 0.22351 | 1.2865 | 6.6681 |  |  | 252 | 0 | 0.22351 | 1.2865 | 4.6937 |  |  | 358 | 0 | 0.13661 | 1.0292 | 4.0755 |  |  | 252 | 0 | 0.13661 | 1.0292 | 2.8688
PACKAGED TERMINAL HP | Packaged terminal HP | 0 | 1 | x |  |  | 1238.05 | 1238.05 | 15 | 0 | 0 | 0.22351 | 1.2865 | 0 | 12.5347 | FALSE | 0 | 0 | 0.22351 | 1.2865 | 0 | 12.5347 | FALSE | 0 | 0 | 0.13661 | 1.0292 | 0 | 12.5347 | FALSE | 0 | 0 | 0.13661 | 1.0292 | 0 | 12.5347 | FALSE
PACKAGED TERMINAL HP | 11.17 EER / 3.3 COP (based on vintage) package terminal HP | tons | 1 | x |  |  | 0 | 0 | 15 | 660 | 0 | 0.22351 | 1.2865 | 12.2931 |  |  | 275 | 0 | 0.22351 | 1.2865 | 5.1221 |  |  | 660 | 0 | 0.13661 | 1.0292 | 7.5136 |  |  | 275 | 0 | 0.13661 | 1.0292 | 3.1306
PACKAGED TERMINAL HP | 10.15 EER / 3.1 COP (based on vintage) package terminal HP | tons | 1 | x |  |  | 0 | 0 | 15 | 535 | 0 | 0.22351 | 1.2865 | 9.9648 |  |  | 292 | 0 | 0.22351 | 1.2865 | 5.4388 |  |  | 535 | 0 | 0.13661 | 1.0292 | 6.0905 |  |  | 292 | 0 | 0.13661 | 1.0292 | 3.3242
PACKAGED TERMINAL HP | 9.13 EER / 3.0 COP (based on vintage) package terminal HP | tons | 1 | x |  |  | 0 | 0 | 15 | 383 | 0 | 0.22351 | 1.2865 | 7.1337 |  |  | 271 | 0 | 0.22351 | 1.2865 | 5.0476 |  |  | 383 | 0 | 0.13661 | 1.0292 | 4.3601 |  |  | 271 | 0 | 0.13661 | 1.0292 | 3.0851
PARKING GARAGE CONTROLS | Residential Parking Garage 24-hour lighting: Linear Fluorescent Lamp & Ballast permanently delamped. Measure includes Code case. Impacts: HOU = 8760; CDF = 1 | each | 1 |  | x | x | 0 | 0 | 0 | [28 empty] | 245 | 0 | 0.22351 | 1.0775 | 4.5633 |  |  | 245 | 0 | 0.22351 | 1.0775 | 4.5633 |  |  | 245 | 0 | 0.13661 | 1.0298 | 2.7891 |  |  | 245 | 0 | 0.13661 | 1.0298 | 2.7891 |  |  | 245 | 0 | 0.14051 | 1.0282 | 2.8687 |  |  | 245 | 0 | 0.14051 | 1.0282 | 2.8687
PHOTOCELL | DayLtg Controls, Side Ltg, Cont. Ctrl | Ctrl-kW | 219 |  | x | x | 0 | 0 | 8 | [28 empty] | 193377 | -3372.6 | 0.22351 | 1.0775 | 3298.9935 |  |  | 193377 | -3372.6 | 0.22351 | 1.0775 | 3298.9935 |  |  | 193377 | -3372.6 | 0.13661 | 1.0298 | 1912.0107 |  |  | 193377 | -3372.6 | 0.13661 | 1.0298 | 1912.0107 |  |  | 193377 | -3372.6 | 0.14051 | 1.0282 | 1975.2814 |  |  | 193377 | -3372.6 | 0.14051 | 1.0282 | 1975.2814
PHOTOCELL | DayLtg Controls, Side Ltg, 2-step Ctrl | Ctrl-kW | 219 |  | x | x | 0 | 0 | 8 | [28 empty] | 212430 | -3679.2 | 0.22351 | 1.0775 | 3626.343 |  |  | 212430 | -3679.2 | 0.22351 | 1.0775 | 3626.343 |  |  | 212430 | -3679.2 | 0.13661 | 1.0298 | 2102.6018 |  |  | 212430 | -3679.2 | 0.13661 | 1.0298 | 2102.6018 |  |  | 212430 | -3679.2 | 0.14051 | 1.0282 | 2172.1031 |  |  | 212430 | -3679.2 | 0.14051 | 1.0282 | 2172.1031
PHOTOCELL | DayLtg Controls, Top Ltg, Cont. Ctrl | Ctrl-kW | 207 |  | x | x | 0 | 0 | 8 | [28 empty] | 186300 | -1469.7 | 0.22351 | 1.0775 | 3338.0365 |  |  | 186300 | -1469.7 | 0.22351 | 1.0775 | 3338.0365 |  |  | 186300 | -1469.7 | 0.13661 | 1.0298 | 1994.7455 |  |  | 186300 | -1469.7 | 0.13661 | 1.0298 | 1994.7455 |  |  | 186300 | -1469.7 | 0.14051 | 1.0282 | 2055.4697 |  |  | 186300 | -1469.7 | 0.14051 | 1.0282 | 2055.4697
PHOTOCELL | DayLtg Controls, Top Ltg, 1-step Ctrl | Ctrl-kW | 207 |  | x | x | 0 | 0 | 8 | [28 empty] | 132894 | -869.4 | 0.22351 | 1.0775 | 2397.2036 |  |  | 132894 | -869.4 | 0.22351 | 1.0775 | 2397.2036 |  |  | 132894 | -869.4 | 0.13661 | 1.0298 | 1438.2784 |  |  | 132894 | -869.4 | 0.13661 | 1.0298 | 1438.2784 |  |  | 132894 | -869.4 | 0.14051 | 1.0282 | 1481.5718 |  |  | 132894 | -869.4 | 0.14051 | 1.0282 | 1481.5718
PHOTOCELL | DayLtg Controls, Top Ltg, 2-step Ctrl | Ctrl-kW | 207 |  | x | x | 0 | 0 | 8 | [28 empty] | 163737 | -1188.18 | 0.22351 | 1.0775 | 2943.0584 |  |  | 163737 | -1188.18 | 0.22351 | 1.0775 | 2943.0584 |  |  | 163737 | -1188.18 | 0.13661 | 1.0298 | 1762.0437 |  |  | 163737 | -1188.18 | 0.13661 | 1.0298 | 1762.0437 |  |  | 163737 | -1188.18 | 0.14051 | 1.0282 | 1815.4 |  |  | 163737 | -1188.18 | 0.14051 | 1.0282 | 1815.4
PHOTOCELL | Photocells – single wired sensor, no controller | each | 1 |  | x | x | 269.47 | 269.47 | 0 | [28 empty] | 0 | 0 | 0.22351 | 1.0775 | 0 | 27.4435 | FALSE | 0 | 0 | 0.22351 | 1.0775 | 0 | 27.4435 | FALSE | 0 | 0 | 0.13661 | 1.0298 | 0 | 27.4435 | FALSE | 0 | 0 | 0.13661 | 1.0298 | 0 | 27.4435 | FALSE | 0 | 0 | 0.14051 | 1.0282 | 0 | 27.4435 | FALSE | 0 | 0 | 0.14051 | 1.0282 | 0 | 27.4435 | FALSE
PHOTOCELL | Photocells – multiple wireless sensors, dedicated controller | each | 1 |  | x | x | 399.43 | 399.43 | 0 | [28 empty] | 0 | 0 | 0.22351 | 1.0775 | 0 | 40.6789 | FALSE | 0 | 0 | 0.22351 | 1.0775 | 0 | 40.6789 | FALSE | 0 | 0 | 0.13661 | 1.0298 | 0 | 40.6789 | FALSE | 0 | 0 | 0.13661 | 1.0298 | 0 | 40.6789 | FALSE | 0 | 0 | 0.14051 | 1.0282 | 0 | 40.6789 | FALSE | 0 | 0 | 0.14051 | 1.0282 | 0 | 40.6789 | FALSE
PHOTOCELL | Install Photocell on Interior/Exterior Lighting | household | 1 |  | x | x | 37.8883 | 37.8883 | 8 | [28 empty] | 0 | 0 | 0.22351 | 1.0775 | 0 | 0.46183 | FALSE | 0 | 0 | 0.22351 | 1.0775 | 0 | 0.46183 | FALSE | 0 | 0 | 0.13661 | 1.0298 | 0 | 0.46183 | FALSE | 0 | 0 | 0.13661 | 1.0298 | 0 | 0.46183 | FALSE | 0 | 0 | 0.14051 | 1.0282 | 0 | 0.46183 | FALSE | 0 | 0 | 0.14051 | 1.0282 | 0 | 0.46183 | FALSE
POOL PUMP | Pool pump | each | 1 |  | x | x | 1706 | 1706 | 10 | [28 empty] | 1711 | 0 | 0.22351 | 1.0775 | 31.8689 | 17.2724 | TRUE | 674 | 0 | 0.22351 | 1.0775 | 12.5538 | 17.2724 | FALSE | 1711 | 0 | 0.13661 | 1.0298 | 19.4783 | 17.2724 | TRUE | 674 | 0 | 0.13661 | 1.0298 | 7.6729 | 17.2724 | FALSE | 1711 | 0 | 0.14051 | 1.0282 | 20.0343 | 17.2724 | TRUE | 674 | 0 | 0.14051 | 1.0282 | 7.8919 | 17.2724 | FALSE
POOL PUMP | 2 Speed Pool Pump | each | 1 |  | x | x | 0 | 0 | 10 | [28 empty] | 1810.0117 | 0 | 0.22351 | 1.0775 | 33.713 |  |  | 0 | 0 | 0.22351 | 1.0775 | 0 |  |  | 1810.0117 | 0 | 0.13661 | 1.0298 | 20.6055 |  |  | 0 | 0 | 0.13661 | 1.0298 | 0 |  |  | 1810.0117 | 0 | 0.14051 | 1.0282 | 21.1936 |  |  | 0 | 0 | 0.14051 | 1.0282 | 0
POOL PUMP | Pool Pump with Variable Speed Drive (VSD) | each | 1 |  | x | x | 0 | 0 | 10 | [28 empty] | 2061.0125 | 0 | 0.22351 | 1.0775 | 38.3881 |  |  | 0 | 0 | 0.22351 | 1.0775 | 0 |  |  | 2061.0125 | 0 | 0.13661 | 1.0298 | 23.4629 |  |  | 0 | 0 | 0.13661 | 1.0298 | 0 |  |  | 2061.0125 | 0 | 0.14051 | 1.0282 | 24.1326 |  |  | 0 | 0 | 0.14051 | 1.0282 | 0
REFRIGERATOR | Refrigerator with Bottom mount freezer, with Icemaker, Size range = Weighted Size, AV = 29, Energy Star qualified, Rated kWh = 595 | each | 1 | x | x |  | 1082.89 | 1082.89 | 14 | 0 | 0 | 0.22351 | 1.2865 | 0 | 10.9637 | FALSE | 48.1 | -1.04 | 0.22351 | 1.2865 | 0.78441 | 10.9637 | FALSE | 0 | 0 | 0.13661 | 1.0292 | 0 | 10.9637 | FALSE | 48.1 | -1.04 | 0.13661 | 1.0292 | 0.45838 | 10.9637 | FALSE | 0 | 0 | 0.22351 | 1.0775 | 0 | 10.9637 | FALSE | 48.1 | -1.04 | 0.22351 | 1.0775 | 0.80252 | 10.9637 | FALSE | 0 | 0 | 0.13661 | 1.0298 | 0 | 10.9637 | FALSE | 48.1 | -1.04 | 0.13661 | 1.0298 | 0.45833 | 10.9637 | FALSE
REFRIGERATOR | ENERGY STAR bottom-mounted, ice; 10% above federal standard | each | 1 | x | x |  | 0 | 0 | 14 | 61.48 | 0 | 0.22351 | 1.2865 | 1.1451 |  |  | 0 | 0 | 0.22351 | 1.2865 | 0 |  |  | 61.48 | 0 | 0.13661 | 1.0292 | 0.6999 |  |  | 0 | 0 | 0.13661 | 1.0292 | 0 |  |  | 61.48 | 0 | 0.22351 | 1.0775 | 1.1451 |  |  | 0 | 0 | 0.22351 | 1.0775 | 0 |  |  | 61.48 | 0 | 0.13661 | 1.0298 | 0.6999 |  |  | 0 | 0 | 0.13661 | 1.0298 | 0
REFRIGERATOR | Refrigerator with Bottom mount freezer, Size range = Weighted Size, AV = 25.9, Energy Star qualified, Rated kWh = 500 | each | 1 | x | x |  | 1601.5 | 1601.5 | 14 | 0 | 0 | 0.22351 | 1.2865 | 0 | 16.2144 | FALSE | 57.7 | -1.24 | 0.22351 | 1.2865 | 0.94178 | 16.2144 | FALSE | 0 | 0 | 0.13661 | 1.0292 | 0 | 16.2144 | FALSE | 57.7 | -1.24 | 0.13661 | 1.0292 | 0.55052 | 16.2144 | FALSE | 0 | 0 | 0.22351 | 1.0775 | 0 | 16.2144 | FALSE | 57.7 | -1.24 | 0.22351 | 1.0775 | 0.96337 | 16.2144 | FALSE | 0 | 0 | 0.13661 | 1.0298 | 0 | 16.2144 | FALSE | 57.7 | -1.24 | 0.13661 | 1.0298 | 0.55045 | 16.2144 | FALSE
REFRIGERATOR | ENERGY STAR bottom-mounted, no ice; 10% above federal standard | each | 1 | x | x |  | 1070.6 | 1070.6 | 14 | 48.76 | 0 | 0.22351 | 1.2865 | 0.9082 | 10.8393 | FALSE | 0 | 0 | 0.22351 | 1.2865 | 0 | 10.8393 | FALSE | 48.76 | 0 | 0.13661 | 1.0292 | 0.55509 | 10.8393 | FALSE | 0 | 0 | 0.13661 | 1.0292 | 0 | 10.8393 | FALSE | 48.76 | 0 | 0.22351 | 1.0775 | 0.9082 | 10.8393 | FALSE | 0 | 0 | 0.22351 | 1.0775 | 0 | 10.8393 | FALSE | 48.76 | 0 | 0.13661 | 1.0298 | 0.55509 | 10.8393 | FALSE | 0 | 0 | 0.13661 | 1.0298 | 0 | 10.8393 | FALSE
REFRIGERATOR | Refrigerator with Bottom mount freezer, with Icemaker, with thru-door ice service, Size range = Weighted Size, AV = 31.1, Energy Star qualified, Rated kWh = 687 | each | 1 | x | x |  | 1068.16 | 1068.16 | 14 | 0 | 0 | 0.22351 | 1.2865 | 0 | 10.8146 | FALSE | 66.4 | -1.43 | 0.22351 | 1.2865 | 1.0835 | 10.8146 | FALSE | 0 | 0 | 0.13661 | 1.0292 | 0 | 10.8146 | FALSE | 66.4 | -1.43 | 0.13661 | 1.0292 | 0.63327 | 10.8146 | FALSE | 0 | 0 | 0.22351 | 1.0775 | 0 | 10.8146 | FALSE | 66.4 | -1.43 | 0.22351 | 1.0775 | 1.1084 | 10.8146 | FALSE | 0 | 0 | 0.13661 | 1.0298 | 0 | 10.8146 | FALSE | 66.4 | -1.43 | 0.13661 | 1.0298 | 0.63319 | 10.8146 | FALSE
REFRIGERATOR | ENERGY STAR bottom-mounted, thru-door; 10% above federal standard | each | 1 | x | x |  | 0 | 0 | 14 | 76.32 | 0 | 0.22351 | 1.2865 | 1.4215 |  |  | 0 | 0 | 0.22351 | 1.2865 | 0 |  |  | 76.32 | 0 | 0.13661 | 1.0292 | 0.86884 |  |  | 0 | 0 | 0.13661 | 1.0292 | 0 |  |  | 76.32 | 0 | 0.22351 | 1.0775 | 1.4215 |  |  | 0 | 0 | 0.22351 | 1.0775 | 0 |  |  | 76.32 | 0 | 0.13661 | 1.0298 | 0.86884 |  |  | 0 | 0 | 0.13661 | 1.0298 | 0
REFRIGERATOR | Refrigerator with Side mount freezer, with Icemaker, Size range = Weighted Size, AV = 29.9, Energy Star qualified, Rated kWh = 572 | each | 1 | x | x |  | 554.95 | 554.95 | 14 | 0 | 0 | 0.22351 | 1.2865 | 0 | 5.6186 | FALSE | 46.2 | -1.03 | 0.22351 | 1.2865 | 0.75009 | 5.6186 | FALSE | 0 | 0 | 0.13661 | 1.0292 | 0 | 5.6186 | FALSE | 46.2 | -1.03 | 0.13661 | 1.0292 | 0.43761 | 5.6186 | FALSE | 0 | 0 | 0.22351 | 1.0775 | 0 | 5.6186 | FALSE | 46.2 | -1.03 | 0.22351 | 1.0775 | 0.76803 | 5.6186 | FALSE | 0 | 0 | 0.13661 | 1.0298 | 0 | 5.6186 | FALSE | 46.2 | -1.03 | 0.13661 | 1.0298 | 0.43756 | 5.6186 | FALSE
REFRIGERATOR | ENERGY STAR side-mounted, ice; 10% above federal standard | each | 1 | x | x |  | 634.6 | 634.6 | 14 | 63.6 | 0 | 0.22351 | 1.2865 | 1.1846 | 6.425 | FALSE | 0 | 0 | 0.22351 | 1.2865 | 0 | 6.425 | FALSE | 63.6 | 0 | 0.13661 | 1.0292 | 0.72403 | 6.425 | FALSE | 0 | 0 | 0.13661 | 1.0292 | 0 | 6.425 | FALSE | 63.6 | 0 | 0.22351 | 1.0775 | 1.1846 | 6.425 | FALSE | 0 | 0 | 0.22351 | 1.0775 | 0 | 6.425 | FALSE | 63.6 | 0 | 0.13661 | 1.0298 | 0.72403 | 6.425 | FALSE | 0 | 0 | 0.13661 | 1.0298 | 0 | 6.425 | FALSE
REFRIGERATOR | Refrigerator with Side mount freezer, Size range = Weighted Size, AV = 26.9, Energy Star qualified, Rated kWh = 482 | each | 1 | x | x |  | 1073.39 | 1073.39 | 14 | 0 | 0 | 0.22351 | 1.2865 | 0 | 10.8676 | FALSE | 56 | -1.21 | 0.22351 | 1.2865 | 0.91333 | 10.8676 | FALSE | 0 | 0 | 0.13661 | 1.0292 | 0 | 10.8676 | FALSE | 56 | -1.21 | 0.13661 | 1.0292 | 0.53374 | 10.8676 | FALSE | 0 | 0 | 0.22351 | 1.0775 | 0 | 10.8676 | FALSE | 56 | -1.21 | 0.22351 | 1.0775 | 0.9344 | 10.8676 | FALSE | 0 | 0 | 0.13661 | 1.0298 | 0 | 10.8676 | FALSE | 56 | -1.21 | 0.13661 | 1.0298 | 0.53368 | 10.8676 | FALSE
REFRIGERATOR | Refrigerator with Side mount freezer, with Icemaker, with thru-door ice service, Size range = Weighted Size, AV = 31.1, Energy Star qualified, Rated kWh = 629 | each | 1 | x | x |  | 542.62 | 542.62 | 14 | 0 | 0 | 0.22351 | 1.2865 | 0 | 5.4938 | FALSE | 61.2 | -1.32 | 0.22351 | 1.2865 | 0.99839 | 5.4938 | FALSE | 0 | 0 | 0.13661 | 1.0292 | 0 | 5.4938 | FALSE | 61.2 | -1.32 | 0.13661 | 1.0292 | 0.5835 | 5.4938 | FALSE | 0 | 0 | 0.22351 | 1.0775 | 0 | 5.4938 | FALSE | 61.2 | -1.32 | 0.22351 | 1.0775 | 1.0214 | 5.4938 | FALSE | 0 | 0 | 0.13661 | 1.0298 | 0 | 5.4938 | FALSE | 61.2 | -1.32 | 0.13661 | 1.0298 | 0.58343 | 5.4938 | FALSE
REFRIGERATOR | ENERGY STAR side-mounted, thru-door; 10% above federal standard | each | 1 | x | x |  | 1130.6 | 1130.6 | 14 | 86.92 | 0 | 0.22351 | 1.2865 | 1.619 | 11.4468 | FALSE | 0 | 0 | 0.22351 | 1.2865 | 0 | 11.4468 | FALSE | 86.92 | 0 | 0.13661 | 1.0292 | 0.98951 | 11.4468 | FALSE | 0 | 0 | 0.13661 | 1.0292 | 0 | 11.4468 | FALSE | 86.92 | 0 | 0.22351 | 1.0775 | 1.619 | 11.4468 | FALSE | 0 | 0 | 0.22351 | 1.0775 | 0 | 11.4468 | FALSE | 86.92 | 0 | 0.13661 | 1.0298 | 0.98951 | 11.4468 | FALSE | 0 | 0 | 0.13661 | 1.0298 | 0 | 11.4468 | FALSE
REFRIGERATOR | Refrigerator with Top mount freezer, with Icemaker, Size range = Weighted Size, AV = 24.7, Energy Star qualified, Rated kWh = 466 | each | 1 | x | x |  | 702.6 | 702.6 | 14 | 0 | 0 | 0.22351 | 1.2865 | 0 | 7.1135 | FALSE | 44.5 | -0.995 | 0.22351 | 1.2865 | 0.72218 | 7.1135 | FALSE | 0 | 0 | 0.13661 | 1.0292 | 0 | 7.1135 | FALSE | 44.5 | -0.995 | 0.13661 | 1.0292 | 0.42126 | 7.1135 | FALSE | 0 | 0 | 0.22351 | 1.0775 | 0 | 7.1135 | FALSE | 44.5 | -0.995 | 0.22351 | 1.0775 | 0.73951 | 7.1135 | FALSE | 0 | 0 | 0.13661 | 1.0298 | 0 | 7.1135 | FALSE | 44.5 | -0.995 | 0.13661 | 1.0298 | 0.42121 | 7.1135 | FALSE
REFRIGERATOR | ENERGY STAR top-mounted, no ice; 10% above federal standard | each | 1 | x | x |  | 737.6 | 737.6 | 14 | 39.22 | 0 | 0.22351 | 1.2865 | 0.73051 | 7.4678 | FALSE | 0 | 0 | 0.22351 | 1.2865 | 0 | 7.4678 | FALSE | 39.22 | 0 | 0.13661 | 1.0292 | 0.44649 | 7.4678 | FALSE | 0 | 0 | 0.13661 | 1.0292 | 0 | 7.4678 | FALSE | 39.22 | 0 | 0.22351 | 1.0775 | 0.73051 | 7.4678 | FALSE | 0 | 0 | 0.22351 | 1.0775 | 0 | 7.4678 | FALSE | 39.22 | 0 | 0.13661 | 1.0298 | 0.44649 | 7.4678 | FALSE | 0 | 0 | 0.13661 | 1.0298 | 0 | 7.4678 | FALSE
REFRIGERATOR | Refrigerator with Top mount freezer, Size range = Weighted Size, AV = 23.2, Energy Star qualified, Rated kWh = 379 | each | 1 | x | x |  | 712.65 | 712.65 | 14 | 0 | 0 | 0.22351 | 1.2865 | 0 | 7.2152 | FALSE | 35.9 | -0.804 | 0.22351 | 1.2865 | 0.58248 | 7.2152 | FALSE | 0 | 0 | 0.13661 | 1.0292 | 0 | 7.2152 | FALSE | 35.9 | -0.804 | 0.13661 | 1.0292 | 0.33974 | 7.2152 | FALSE | 0 | 0 | 0.22351 | 1.0775 | 0 | 7.2152 | FALSE | 35.9 | -0.804 | 0.22351 | 1.0775 | 0.59648 | 7.2152 | FALSE | 0 | 0 | 0.13661 | 1.0298 | 0 | 7.2152 | FALSE | 35.9 | -0.804 | 0.13661 | 1.0298 | 0.33969 | 7.2152 | FALSE
REFRIGERATOR | ENERGY STAR top-mounted, ice; 10% above federal standard | each | 1 | x | x |  | 0 | 0 | 14 | 48.76 | 0 | 0.22351 | 1.2865 | 0.9082 |  |  | 0 | 0 | 0.22351 | 1.2865 | 0 |  |  | 48.76 | 0 | 0.13661 | 1.0292 | 0.55509 |  |  | 0 | 0 | 0.13661 | 1.0292 | 0 |  |  | 48.76 | 0 | 0.22351 | 1.0775 | 0.9082 |  |  | 0 | 0 | 0.22351 | 1.0775 | 0 |  |  | 48.76 | 0 | 0.13661 | 1.0298 | 0.55509 |  |  | 0 | 0 | 0.13661 | 1.0298 | 0
REFRIGERATOR | ENERGY STAR Refrigerator | each | 1 | x | x |  | 843.9333 | 843.9333 | 12 | 98.446 | 0 | 0.22351 | 1.2865 | 1.8336 | 8.5444 | FALSE | 43.8275 | 0 | 0.22351 | 1.2865 | 0.81632 | 8.5444 | FALSE | 98.446 | 0 | 0.13661 | 1.0292 | 1.1207 | 8.5444 | FALSE | 43.8275 | 0 | 0.13661 | 1.0292 | 0.49894 | 8.5444 | FALSE | 98.446 | 0 | 0.22351 | 1.0775 | 1.8336 | 8.5444 | FALSE | 43.8275 | 0 | 0.22351 | 1.0775 | 0.81632 | 8.5444 | FALSE | 98.446 | 0 | 0.13661 | 1.0298 | 1.1207 | 8.5444 | FALSE | 43.8275 | 0 | 0.13661 | 1.0298 | 0.49894 | 8.5444 | FALSE
REFRIGERATOR | CEE Tier 2 Refrigerator | each | 1 | x | x |  | 863.5462 | 863.5462 | 12 | 130.3564 | 0 | 0.22351 | 1.2865 | 2.428 | 8.743 | FALSE | 75.7379 | 0 | 0.22351 | 1.2865 | 1.4107 | 8.743 | FALSE | 130.3564 | 0 | 0.13661 | 1.0292 | 1.484 | 8.743 | FALSE | 75.7379 | 0 | 0.13661 | 1.0292 | 0.86221 | 8.743 | FALSE | 130.3564 | 0 | 0.22351 | 1.0775 | 2.428 | 8.743 | FALSE | 75.7379 | 0 | 0.22351 | 1.0775 | 1.4107 | 8.743 | FALSE | 130.3564 | 0 | 0.13661 | 1.0298 | 1.484 | 8.743 | FALSE | 75.7379 | 0 | 0.13661 | 1.0298 | 0.86221 | 8.743 | FALSE
REFRIGERATOR | CEE Tier 3 Refrigerator | each | 1 | x | x |  | 909.0985 | 909.0985 | 12 | 176.8169 | 0 | 0.22351 | 1.2865 | 3.2934 | 9.2042 | FALSE | 122.1984 | 0 | 0.22351 | 1.2865 | 2.276 | 9.2042 | FALSE | 176.8169 | 0 | 0.13661 | 1.0292 | 2.0129 | 9.2042 | FALSE | 122.1984 | 0 | 0.13661 | 1.0292 | 1.3911 | 9.2042 | FALSE | 176.8169 | 0 | 0.22351 | 1.0775 | 3.2934 | 9.2042 | FALSE | 122.1984 | 0 | 0.22351 | 1.0775 | 2.276 | 9.2042 | FALSE | 176.8169 | 0 | 0.13661 | 1.0298 | 2.0129 | 9.2042 | FALSE | 122.1984 | 0 | 0.13661 | 1.0298 | 1.3911 | 9.2042 | FALSE
REFRIGERATOR | ENERGY STAR 2016 Most Efficient Refrigerator | each | 1 | x | x |  | 867.3682 | 867.3682 | 12 | 134.2545 | 0 | 0.22351 | 1.2865 | 2.5006 | 8.7817 | FALSE | 79.636 | 0 | 0.22351 | 1.2865 | 1.4833 | 8.7817 | FALSE | 134.2545 | 0 | 0.13661 | 1.0292 | 1.5284 | 8.7817 | FALSE | 79.636 | 0 | 0.13661 | 1.0292 | 0.90659 | 8.7817 | FALSE | 134.2545 | 0 | 0.22351 | 1.0775 | 2.5006 | 8.7817 | FALSE | 79.636 | 0 | 0.22351 | 1.0775 | 1.4833 | 8.7817 | FALSE | 134.2545 | 0 | 0.13661 | 1.0298 | 1.5284 | 8.7817 | FALSE | 79.636 | 0 | 0.13661 | 1.0298 | 0.90659 | 8.7817 | FALSE
ROOM AC | ENERGY STAR room air conditioner, 6,000 to 7,999 Btuh | each | 1 | x |  |  | 224.29 | 224.29 | 9 | 13 | 0 | 0.22351 | 1.2865 | 0.24214 | 2.4764 | FALSE | 0 | 0 | 0.22351 | 1.2865 | 0 | 2.4764 | FALSE | 13 | 0 | 0.13661 | 1.0292 | 0.14799 | 2.4764 | FALSE | 0 | 0 | 0.13661 | 1.0292 | 0 | 2.4764 | FALSE
ROOM AC | ENERGY STAR room air conditioner, 6,000 to 7,999 Btuh | each | 1 | x |  |  | 202.25 | 202.25 | 9 | 13 | 0 | 0.22351 | 1.2865 | 0.24214 | 2.233 | FALSE | 0 | 0 | 0.22351 | 1.2865 | 0 | 2.233 | FALSE | 13 | 0 | 0.13661 | 1.0292 | 0.14799 | 2.233 | FALSE | 0 | 0 | 0.13661 | 1.0292 | 0 | 2.233 | FALSE
ROOM AC | ENERGY STAR room air conditioner, 8,000 to 13,999 Btuh | each | 1 | x |  |  | 390.99 | 390.99 | 9 | 41 | 0 | 0.22351 | 1.2865 | 0.76366 | 4.3169 | FALSE | 0 | 0 | 0.22351 | 1.2865 | 0 | 4.3169 | FALSE | 41 | 0 | 0.13661 | 1.0292 | 0.46675 | 4.3169 | FALSE | 0 | 0 | 0.13661 | 1.0292 | 0 | 4.3169 | FALSE
ROOM AC | ENERGY STAR room air conditioner, 14,000 to 19,999 Btuh | each | 1 | x |  |  | 408.29 | 408.29 | 9 | 82 | 0 | 0.22351 | 1.2865 | 1.5273 | 4.5079 | FALSE | 0 | 0 | 0.22351 | 1.2865 | 0 | 4.5079 | FALSE | 82 | 0 | 0.13661 | 1.0292 | 0.9335 | 4.5079 | FALSE | 0 | 0 | 0.13661 | 1.0292 | 0 | 4.5079 | FALSE
ROOM AC | ENERGY STAR room air conditioner, 20,000 to 27,999 Btuh | each | 1 | x |  |  | 510.48 | 510.48 | 9 | 121 | 0 | 0.22351 | 1.2865 | 2.2537 | 5.6362 | FALSE | 0 | 0 | 0.22351 | 1.2865 | 0 | 5.6362 | FALSE | 121 | 0 | 0.13661 | 1.0292 | 1.3775 | 5.6362 | FALSE | 0 | 0 | 0.13661 | 1.0292 | 0 | 5.6362 | FALSE
ROOM AC | ENERGY STAR Room AC - SEER 12.0 (8,000-13,999 Btuh) | tons | 1 | x |  |  | 410.6267 | 410.6267 | 9 | 0 | 0 | 0.22351 | 1.2865 | 0 | 4.5337 | FALSE | 0 | 0 | 0.22351 | 1.2865 | 0 | 4.5337 | FALSE | 0 | 0 | 0.13661 | 1.0292 | 0 | 4.5337 | FALSE | 0 | 0 | 0.13661 | 1.0292 | 0 | 4.5337 | FALSE
THERMOSTAT | Programmable Thermostat | each | 1 | x | x |  | 116.3333 | 116.3333 | 11 | -187 | -11.6 | 0.22351 | 1.2865 | -4.7266 | 1.1778 | FALSE | 0 | 0 | 0.22351 | 1.2865 | 0 | 1.1778 | FALSE | -187 | -11.6 | 0.13661 | 1.0292 | -3.1237 | 1.1778 | FALSE | 0 | 0 | 0.13661 | 1.0292 | 0 | 1.1778 | FALSE | -187 | -11.6 | 0.22351 | 1.0775 | -4.5246 | 1.1778 | FALSE | 0 | 0 | 0.22351 | 1.0775 | 0 | 1.1778 | FALSE | -187 | -11.6 | 0.13661 | 1.0298 | -3.1243 | 1.1778 | FALSE | 0 | 0 | 0.13661 | 1.0298 | 0 | 1.1778 | FALSE
THERMOSTAT | Thermostat (AC) | each | 1 | x | x |  | 0 | 0 | 11 | 0.072 | 0.004 | 0.22351 | 1.2865 | 0.0017699 |  |  | 0 | 0 | 0.22351 | 1.2865 | 0 |  |  | 0.072 | 0.004 | 0.13661 | 1.0292 | 0.0011627 |  |  | 0 | 0 | 0.13661 | 1.0292 | 0 |  |  | 0.072 | 0.004 | 0.22351 | 1.0775 | 0.0017002 |  |  | 0 | 0 | 0.22351 | 1.0775 | 0 |  |  | 0.072 | 0.004 | 0.13661 | 1.0298 | 0.0011629 |  |  | 0 | 0 | 0.13661 | 1.0298 | 0
THERMOSTAT | Thermostat (HP) | each | 1 | x | x |  | 0 | 0 | 11 | 0.025 | 0 | 0.22351 | 1.2865 | 0.00046565 |  |  | 0 | 0 | 0.22351 | 1.2865 | 0 |  |  | 0.025 | 0 | 0.13661 | 1.0292 | 0.0002846 |  |  | 0 | 0 | 0.13661 | 1.0292 | 0 |  |  | 0.025 | 0 | 0.22351 | 1.0775 | 0.00046565 |  |  | 0 | 0 | 0.22351 | 1.0775 | 0 |  |  | 0.025 | 0 | 0.13661 | 1.0298 | 0.0002846 |  |  | 0 | 0 | 0.13661 | 1.0298 | 0
THERMOSTAT | Wi-Fi Thermostat (Learning Type with Seasonal Savings) | each | 1 | x | x |  | 298.35 | 298.35 | 10 | 0 | 0 | 0.22351 | 1.2865 | 0 | 3.0206 | FALSE | 0 | 0 | 0.22351 | 1.2865 | 0 | 3.0206 | FALSE | 0 | 0 | 0.13661 | 1.0292 | 0 | 3.0206 | FALSE | 0 | 0 | 0.13661 | 1.0292 | 0 | 3.0206 | FALSE | 0 | 0 | 0.22351 | 1.0775 | 0 | 3.0206 | FALSE | 0 | 0 | 0.22351 | 1.0775 | 0 | 3.0206 | FALSE | 0 | 0 | 0.13661 | 1.0298 | 0 | 3.0206 | FALSE | 0 | 0 | 0.13661 | 1.0298 | 0 | 3.0206 | FALSE
WALL INSULATION | Wall 2x6 R-21 Insulation-Batts | ft-sq | 800 |  | x |  | 0 | 0 | 20 | [28 empty] | 2280 | 1488 | 0.22351 | 1.0775 | 176.072 |  |  | 2280 | 1488 | 0.22351 | 1.0775 | 176.072 |  |  | 2280 | 1488 | 0.13661 | 1.0298 | 153.6511 |  |  | 2280 | 1488 | 0.13661 | 1.0298 | 153.6511
WALL INSULATION | Wall 2x4 R-13 Batts + R-5 Rigid | ft-sq | 800 |  | x |  | 0.94 | 752 | 20 | [28 empty] | 1120 | 642.4 | 0.22351 | 1.0775 | 78.541 | 7.6136 | TRUE | 1120 | 642.4 | 0.22351 | 1.0775 | 78.541 | 7.6136 | TRUE | 1120 | 642.4 | 0.13661 | 1.0298 | 67.8789 | 7.6136 | TRUE | 1120 | 642.4 | 0.13661 | 1.0298 | 67.8789 | 7.6136 | TRUE
WALL INSULATION | Wall 2x4 R-13 Batts + R-5 Rigid | ft-sq | 800 |  | x |  | 1.31 | 1048 | 20 | [28 empty] | 1120 | 642.4 | 0.22351 | 1.0775 | 78.541 | 10.6105 | TRUE | 1120 | 642.4 | 0.22351 | 1.0775 | 78.541 | 10.6105 | TRUE | 1120 | 642.4 | 0.13661 | 1.0298 | 67.8789 | 10.6105 | TRUE | 1120 | 642.4 | 0.13661 | 1.0298 | 67.8789 | 10.6105 | TRUE
WALL INSULATION | Wall 2x6 R-19 Batts + R-5 Rigid | ft-sq | 800 |  | x |  | 1.45 | 1160 | 20 | [28 empty] | 816 | 3232 | 0.22351 | 1.0775 | 305.3946 | 11.7444 | TRUE | 816 | 3232 | 0.22351 | 1.0775 | 305.3946 | 11.7444 | TRUE | 816 | 3232 | 0.13661 | 1.0298 | 286.6489 | 11.7444 | TRUE | 816 | 3232 | 0.13661 | 1.0298 | 286.6489 | 11.7444 | TRUE
WALL INSULATION | Wall 2x6 R-21 Batts + R-5 Rigid | ft-sq | 800 |  | x |  | 0 | 0 | 20 | [28 empty] | 8640 | 5424 | 0.22351 | 1.0775 | 647.9394 |  |  | 8640 | 5424 | 0.22351 | 1.0775 | 647.9394 |  |  | 8640 | 5424 | 0.13661 | 1.0298 | 563.8288 |  |  | 8640 | 5424 | 0.13661 | 1.0298 | 563.8288
WALL INSULATION | Wall Blow-In R-0 to R-13 Insulation | ft-sq | 462 |  | x |  | 0 | 0 | 20 | [28 empty] | 150.15 | 62.832 | 0.22351 | 1.0775 | 8.4383 |  |  | 0 | 0 | 0.22351 | 1.0775 | 0 |  |  | 150.15 | 62.832 | 0.13661 | 1.0298 | 7.1014 |  |  | 0 | 0 | 0.13661 | 1.0298 | 0
WALL INSULATION | Wall insulation - R-13 - Multi Family | ft-sq | 800 |  | x |  | 0.94 | 752 | 20 | [28 empty] | 251.2 | 84.8 | 0.22351 | 1.0775 | 12.2929 | 7.6136 | TRUE | 0 | 0 | 0.22351 | 1.0775 | 0 | 7.6136 | FALSE | 251.2 | 84.8 | 0.13661 | 1.0298 | 10.137 | 7.6136 | TRUE | 0 | 0 | 0.13661 | 1.0298 | 0 | 7.6136 | FALSE
WALL INSULATION | R-20 | ft-sq | 887.8 |  | x |  | 1.4967 | 1328.7407 | 25 | [28 empty] | 0 | 0 | 0.22351 | 1.0775 | 0 | 13.4529 | FALSE | 0 | 0 | 0.22351 | 1.0775 | 0 | 13.4529 | FALSE | 0 | 0 | 0.13661 | 1.0298 | 0 | 13.4529 | FALSE | 0 | 0 | 0.13661 | 1.0298 | 0 | 13.4529 | FALSE
WALL INSULATION | Wall insulation | household | 1 |  | x |  | 0 | 0 | 25 | [28 empty] | 120.5748 | 0 | 0.22351 | 1.0775 | 2.2458 |  |  | 0 | 0 | 0.22351 | 1.0775 | 0 |  |  | 120.5748 | 0 | 0.13661 | 1.0298 | 1.3726 |  |  | 0 | 0 | 0.13661 | 1.0298 | 0
WALL INSULATION | Wall insulation | household | 1 |  | x |  | 0 | 0 | 25 | [28 empty] | 40.7182 | 0 | 0.22351 | 1.0775 | 0.75841 |  |  | 0 | 0 | 0.22351 | 1.0775 | 0 |  |  | 40.7182 | 0 | 0.13661 | 1.0298 | 0.46354 |  |  | 0 | 0 | 0.13661 | 1.0298 | 0
WATER HEATER | ENERGY STAR HP water heater, 50 gal., space htg-gas | each | 1 | x | x |  | 0 | 0 | 10 | 1582 | -39.5 | 0.22351 | 1.2865 | 25.2315 |  |  | 0 | 0 | 0.22351 | 1.2865 | 0 |  |  | 1582 | -39.5 | 0.13661 | 1.0292 | 14.6221 |  |  | 0 | 0 | 0.13661 | 1.0292 | 0 |  |  | 1582 | -39.5 | 0.22351 | 1.0775 | 25.9195 |  |  | 0 | 0 | 0.22351 | 1.0775 | 0 |  |  | 1582 | -39.5 | 0.13661 | 1.0298 | 14.62 |  |  | 0 | 0 | 0.13661 | 1.0298 | 0
WATER HEATER | ENERGY STAR HP water heater, 50 gal., space htg-elec | each | 1 | x | x |  | 0 | 0 | 10 | 800 | 0 | 0.22351 | 1.2865 | 14.9007 |  |  | 0 | 0 | 0.22351 | 1.2865 | 0 |  |  | 800 | 0 | 0.13661 | 1.0292 | 9.1073 |  |  | 0 | 0 | 0.13661 | 1.0292 | 0 |  |  | 800 | 0 | 0.22351 | 1.0775 | 14.9007 |  |  | 0 | 0 | 0.22351 | 1.0775 | 0 |  |  | 800 | 0 | 0.13661 | 1.0298 | 9.1073 |  |  | 0 | 0 | 0.13661 | 1.0298 | 0
WATER HEATER | ENERGY STAR HP water heater, 80 gal., space htg-gas | each | 1 | x | x |  | 0 | 0 | 10 | 1707 | -48.8 | 0.22351 | 1.2865 | 26.5627 |  |  | 0 | 0 | 0.22351 | 1.2865 | 0 |  |  | 1707 | -48.8 | 0.13661 | 1.0292 | 15.2475 |  |  | 0 | 0 | 0.13661 | 1.0292 | 0 |  |  | 1707 | -48.8 | 0.22351 | 1.0775 | 27.4127 |  |  | 0 | 0 | 0.22351 | 1.0775 | 0 |  |  | 1707 | -48.8 | 0.13661 | 1.0298 | 15.2449 |  |  | 0 | 0 | 0.13661 | 1.0298 | 0
WATER HEATER | ENERGY STAR HP water heater, 80 gal., space htg-elec | each | 1 | x | x |  | 0 | 0 | 10 | 785 | 0 | 0.22351 | 1.2865 | 14.6213 |  |  | 0 | 0 | 0.22351 | 1.2865 | 0 |  |  | 785 | 0 | 0.13661 | 1.0292 | 8.9366 |  |  | 0 | 0 | 0.13661 | 1.0292 | 0 |  |  | 785 | 0 | 0.22351 | 1.0775 | 14.6213 |  |  | 0 | 0 | 0.22351 | 1.0775 | 0 |  |  | 785 | 0 | 0.13661 | 1.0298 | 8.9366 |  |  | 0 | 0 | 0.13661 | 1.0298 | 0
WATER HEATER | ENERGY STAR Heat Pump Water Heater > 55 GAL - EF 2.2 | each | 1 | x | x |  | 1514 | 1514 | 13 | 1961.168 | 0 | 0.22351 | 1.2865 | 36.5284 | 15.3285 | TRUE | 152.6459 | 0 | 0.22351 | 1.2865 | 2.8432 | 15.3285 | FALSE | 1961.168 | 0 | 0.13661 | 1.0292 | 22.3263 | 15.3285 | TRUE | 152.6459 | 0 | 0.13661 | 1.0292 | 1.7377 | 15.3285 | FALSE | 1961.168 | 0 | 0.22351 | 1.0775 | 36.5284 | 15.3285 | TRUE | 152.6459 | 0 | 0.22351 | 1.0775 | 2.8432 | 15.3285 | FALSE | 1961.168 | 0 | 0.13661 | 1.0298 | 22.3263 | 15.3285 | TRUE | 152.6459 | 0 | 0.13661 | 1.0298 | 1.7377 | 15.3285 | FALSE
WATER HEATER | Advanced Efficiency Heat Pump Water Heater > 55 GAL - EF 2.8 | each | 1 | x | x |  | 2487.7381 | 2487.7381 | 13 | 2241.3349 | 0 | 0.22351 | 1.2865 | 41.7468 | 25.1871 | TRUE | 432.8128 | 0 | 0.22351 | 1.2865 | 8.0615 | 25.1871 | FALSE | 2241.3349 | 0 | 0.13661 | 1.0292 | 25.5157 | 25.1871 | TRUE | 432.8128 | 0 | 0.13661 | 1.0292 | 4.9272 | 25.1871 | FALSE | 2241.3349 | 0 | 0.22351 | 1.0775 | 41.7468 | 25.1871 | TRUE | 432.8128 | 0 | 0.22351 | 1.0775 | 8.0615 | 25.1871 | FALSE | 2241.3349 | 0 | 0.13661 | 1.0298 | 25.5157 | 25.1871 | TRUE | 432.8128 | 0 | 0.13661 | 1.0298 | 4.9272 | 25.1871 | FALSE
WATER HEATER | Federal Standard 2015 Storage Water Heater ≤ 55 GAL - EF 0.95 | each | 1 | x | x |  | 651 | 651 | 13 | 240.8452 | 0 | 0.22351 | 1.2865 | 4.4859 | 6.5911 | FALSE | 0 | 0 | 0.22351 | 1.2865 | 0 | 6.5911 | FALSE | 240.8452 | 0 | 0.13661 | 1.0292 | 2.7418 | 6.5911 | FALSE | 0 | 0 | 0.13661 | 1.0292 | 0 | 6.5911 | FALSE | 240.8452 | 0 | 0.22351 | 1.0775 | 4.4859 | 6.5911 | FALSE | 0 | 0 | 0.22351 | 1.0775 | 0 | 6.5911 | FALSE | 240.8452 | 0 | 0.13661 | 1.0298 | 2.7418 | 6.5911 | FALSE | 0 | 0 | 0.13661 | 1.0298 | 0 | 6.5911 | FALSE
WINDOWS | double pane, u-factor = 0.32, and SHGC = 0.25 | ft-sq | 1 |  | x |  | 78.6 | 78.6 | 20 | [28 empty] | 4.6 | 0.113 | 0.22351 | 1.0775 | 0.095825 | 0.79579 | FALSE | 0 | 0 | 0.22351 | 1.0775 | 0 | 0.79579 | FALSE | 4.6 | 0.113 | 0.13661 | 1.0298 | 0.062064 | 0.79579 | FALSE | 0 | 0 | 0.13661 | 1.0298 | 0 | 0.79579 | FALSE
Note on C36: Alex Chamberlain: max wattage option; same savings for 1x4, 2x2, and 2x4 as well as for regular vs retrofit
Note on C37: Alex Chamberlain: 25W is replacement level for lowest-wattage incandescent equivalents
Note on C39: Alex Chamberlain: lowest-efficiency option
Note on C40: Alex Chamberlain: lowest-efficiency option
Note on C41: Alex Chamberlain: lowest-efficiency option
Note on C85: Alex Chamberlain: Why are CZ12 estimates so off here? Pulling down weighted savings estimates.
Note on C87: Alex Chamberlain: Why are CZ12 estimates so off here? Pulling down weighted savings estimates.

## Measure List
Sources |  |  | Measure | [8 empty] | Per-Unit Savings | [8 empty] | Costs | [6 empty] | Rate |  |  | Scale
|  |  | Description |  |  |  | Specifications | [5 empty] | Pre-Existing |  |  |  | Code/Standard |  |  |  |  | Equipment |  | Labor / O&M |  | Total
Savings | Costs | Year | ID | Name | Area | Type | CA Util | Fuel | Housing | CZ | EUL | Unit | Baseline | kWh | kW | therms | Baseline | kWh | kW | therms | Unit* | Base | Measure | Base | Measure | Incremental | Measure | Res | MM | Comm | # Units | Notes
WI FOE | WI FOE |  | BOILER PIPE INSULATION | R-8 Pipe Insulation | B | HVAC |  | gas | MF |  | 15 | linear-ft | Average Existing Pipe Insulation |  |  | 8.5103 | [5 empty] | 1.79 | 4.21 | 2.76 | 2.98 | 2.64 | 7.19 |  | x | x | 6.5
DEER | Itron | 2017 | CEILING/ATTIC INSULATION | Ceiling R-0 to R-30 Insulation-Batts | B | Envelope | PG&E | wtd | MF | 13 | 20 | ft-sq | R-0 Ceiling Insulation | 0.931 | 0.000863 | 0.124 | [5 empty] | 0 | 0.53 | 0 | 0.81 | 1.34 | 1.34 |  | x |  | 549
DEER | Itron | 2017 | CEILING/ATTIC INSULATION | Ceiling - Add R-11 batts on top of vintage-specific existing insulation | B | Envelope | PG&E | wtd | MF | 13 | 20 | ft-sq | Per prototype description | 0.0852 | 7.31e-05 | 0.0123 | [5 empty] | 0 | 0.22 | 0 | 0.81 | 1.03 | 1.03 |  | x |  | 556
DEER | Itron | 2017 | CEILING/ATTIC INSULATION | Ceiling - Add batt insulation on top of vintage-specific existing insulation to R-38 | B | Envelope | PG&E | wtd | MF | 13 | 20 | ft-sq | Per prototype description | 0.125 | 0.000109 | 0.0184 | [5 empty] | 0 | 0.66 | 0 | 0.81 | 1.47 | 1.47 |  | x |  | 559
DEER | WI FOE | 2017 | CEILING/ATTIC INSULATION | R-38 | B | Envelope | PG&E | wtd | MF | 13 | 20 | ft-sq | Per prototype description | 0.125 | 0.000109 | 0.0184 | [5 empty] | 0 | 0.72 | 0 | 0.32 | 1.04 | 1.04 |  | x |  | 559
| WI FOE |  | CEILING/ATTIC INSULATION | R-49 | B | Envelope |  | elec | MF |  | 20 | ft-sq | Average Existing Insulation | [8 empty] | 0 | 0.9628 | 0 | 0.37181 | 1.3346 | 1.3346 |  | x |  | 432.4
| WI FOE |  | CEILING/ATTIC INSULATION | R-60 | B | Envelope |  | elec | MF |  | 20 | ft-sq | Average Existing Insulation | [8 empty] | 0 | 1.1748 | 0 | 0.45637 | 1.6312 | 1.6312 |  | x |  | 432.4
DEER | DEER | 2014 | CENTRAL BOILER | Storage type hot water | B | HVAC | PG&E | gas | MF |  | 11 | each | CA Title 20 Regulations: 80% Thermal Efficiency |  |  | 127 | [5 empty] | 4073 | 4282 |  |  | 209 | 4282 |  | x | x | 1
| WI FOE |  | CENTRAL BOILER | Boiler Reset Controls | B | HVAC |  | gas | MF |  | 5 | household | No Boiler Control | [8 empty] | 0 | 612 | [5 empty] | x | x | 1
CMUA TRM | CMUA TRM | 2016 | CLOTHES DRYER | Heat pump dryer | U | Appliance | all IOU | elec | res | wtd | 15 | each | Conventional dryer | 446 | 5.01 | 0 | [9 empty] | 263 |  | x |  |  | 1
WI FOE | WI FOE |  | CLOTHES DRYER | ENERGY STAR Dryer - CEF 3.93 (Electric Dryer) | U | Appliance |  | elec | MF |  | 12 | each | Below Standard Dryer - CEF/EF 2.27/2.72 (Electric Dryer) | 444.9721 |  |  | Federal Standard 2015 Dryer - CEF/EF 3.11/3.73 (Electric Dryer) | 160.4368 |  |  |  | 396.6194 | 440.5754 | 95.2898 | 97.467 | 46.1332 | 538.0424 | x |  |  | 1
WI FOE | WI FOE |  | CLOTHES DRYER | Premium Efficiency - Heat Pump Dryer | U | Appliance |  | elec | MF |  | 12 | each | Below Standard Dryer - CEF/EF 2.27/2.72 (Electric Dryer) | 760.6398 |  |  | Federal Standard 2015 Dryer - CEF/EF 3.11/3.73 (Electric Dryer) | 476.1045 |  |  |  | 396.6194 | 953 | 95.2898 | 0 | 461.0908 | 953 | x |  |  | 1
WI FOE | WI FOE |  | CLOTHES DRYER | ENERGY STAR Dryer - CEF 3.48 (Gas Dryer) | U | Appliance |  | gas | MF |  | 12 | each | Below Standard Dryer - CEF/EF 1.57/1.82 (Gas Dryer) |  |  | 28.507 | Federal Standard 2015 Dryer - CEF/EF 2.84/3.30 (Gas Dryer) |  |  | 5.2806 |  | 451.111 | 516.7516 | 148 | 148 | 65.6406 | 664.7516 | x |  |  | 1
DEER | DEER | 2016 | CLOTHES WASHER | IMEF =2.38-2.74, IWF <=3.7 | U/B | Appliance | PG&E | wtd | MF | wtd | 11 | each | IMEF =2.38-2.74, IWF <=3.7 | 166 | 0.0243 | 6.08 | IMEF =1.84, IWF =4.7 | 96 | 0.014 | 2.37 |  | 682.14 | 705.32 | 48.6 | 48.6 | 23.17 | 753.92 | x | x | x | 1
DEER | DEER | 2016 | CLOTHES WASHER | IMEF =2.74-2.92, IWF <=3.2 | U/B | Appliance | PG&E | wtd | MF | wtd | 11 | each | IMEF =2.38-2.74, IWF <=3.7 | 192 | 0.0285 | 6.19 | IMEF =1.84, IWF =4.7 | 122 | 0.0181 | 2.4 |  | 682.14 | 705.32 | 48.6 | 48.6 | 23.17 | 753.92 | x | x | x | 1
DEER | DEER | 2016 | CLOTHES WASHER | IMEF >2.92, IWF <=3.2 | U/B | Appliance | PG&E | wtd | MF | wtd | 11 | each | IMEF =2.38-2.74, IWF <=3.7 | 186 | 0.0269 | 7.44 | IMEF =1.84, IWF =4.7 | 116 | 0.0165 | 3.73 |  | 682.14 | 705.32 | 48.6 | 48.6 | 23.17 | 753.92 | x | x | x | 1
DEER | DEER | 2016 | CLOTHES WASHER | IMEF =2.06-2.2, IWF <=4.3 | U/B | Appliance | PG&E | wtd | MF | wtd | 11 | each | IMEF =1.29, IWF =8.4 | 167 | 0.0252 | 3.19 | IMEF =1.29, IWF =8.4 | 167 | 0.0252 | 3.19 |  | 584.9 | 614.92 | 48.6 | 48.6 | 30.02 | 663.52 | x | x | x | 1
DEER | DEER | 2016 | CLOTHES WASHER | IMEF >2.2, IWF <=4 | U/B | Appliance | PG&E | wtd | MF | wtd | 11 | each | IMEF =1.29, IWF =8.4 | 178 | 0.027 | 4.82 | IMEF =1.29, IWF =8.4 | 178 | 0.027 | 4.82 |  | 584.9 | 614.92 | 48.6 | 48.6 | 30.02 | 663.52 | x | x | x | 1
CMUA TRM | CMUA TRM | 2016 | CLOTHES WASHER | In-unit | U | Appliance | PG&E |  | MF | wtd | 11 | each |  | 144 | 0.082 | 9.6 | [9 empty] | 284 |  | x |  |  | 1
CMUA TRM | CMUA TRM | 2016 | CLOTHES WASHER | Coin-operated | B | Appliance | PG&E |  | MF | wtd | 11 | each |  | 645 | 0.076 | 51.8 | [9 empty] | 284 |  |  | x | x | 1
WI FOE | WI FOE |  | CLOTHES WASHER | ENERGY STAR Clothes Washer (Front Loading) - IMEF 2.38 and IWF 3.7 (Electric DHW & Dryer) | B | Appliance |  | elec | MF |  | 11 | each | Below Clothes Washer (Front Loading) - (Electric DHW & Dryer) | 252.3259 | 0.029869 | 8.6118 | Federal Standard 2018 Clothes Washer (Front Loading) - IMEF 1.84 and IWF 4.7 (Electric DHW & Dryer) | 150.5126 | 0.017817 | 5.1369 |  | 965.892 | 993.9036 | 48.6 | 48.6 | 28.0116 | 1042.5036 |  | x | x | 1
WI FOE | WI FOE |  | CLOTHES WASHER | CEE Tier 2 Clothes Washer (Front Loading) - IMEF 2.74 and IWF 3.2 (Electric DHW & Dryer) | B | Appliance |  | elec | MF |  | 11 | each | Below Clothes Washer (Front Loading) - (Electric DHW & Dryer) | 320.3307 | 0.037919 | 10.9328 | Federal Standard 2018 Clothes Washer (Front Loading) - IMEF 1.84 and IWF 4.7 (Electric DHW & Dryer) | 218.5173 | 0.025867 | 7.4579 |  | 965.892 | 1012.578 | 48.6 | 48.6 | 46.686 | 1061.178 |  | x | x | 1
WI FOE | WI FOE |  | CLOTHES WASHER | ENERGY STAR 2016 Most Efficient Clothes Washer (Front Loading) - IMEF 2.8 and IWF 3.2 (Electric DHW & Dryer) | B | Appliance |  | elec | MF |  | 11 | each | Below Clothes Washer (Front Loading) - (Electric DHW & Dryer) | 329.9647 | 0.03906 | 11.2616 | Federal Standard 2018 Clothes Washer (Front Loading) - IMEF 1.84 and IWF 4.7 (Electric DHW & Dryer) | 228.1513 | 0.027008 | 7.7867 |  | 965.892 | 1015.6904 | 48.6 | 48.6 | 49.7984 | 1064.2904 |  | x | x | 1
WI FOE | WI FOE |  | CLOTHES WASHER | CEE Tier 3 Clothes Washer (Front Loading) - IMEF 2.92 and IWF 3.2 (Electric DHW & Dryer) | B | Appliance |  | elec | MF |  | 11 | each | Below Clothes Washer (Front Loading) - (Electric DHW & Dryer) | 348.0449 | 0.0412 | 11.8787 | Federal Standard 2018 Clothes Washer (Front Loading) - IMEF 1.84 and IWF 4.7 (Electric DHW & Dryer) | 246.2316 | 0.029148 | 8.4038 |  | 965.892 | 1021.9151 | 48.6 | 48.6 | 56.0231 | 1070.5151 |  | x | x | 1
WI FOE | WI FOE |  | CLOTHES WASHER | ENERGY STAR Clothes Washer (Top Loading) - IMEF 2.06 and IWF 4.3 (Electric DHW & Dryer) | B | Appliance |  | elec | MF |  | 11 | each | Below Standard Clothes Washer (Top Loading) - (Electric DHW & Dryer) | 482.1329 | 0.057073 | 16.455 | Federal Standard 2018 Clothes Washer (Top Loading) - IMEF 1.57 and IWF 6.5 (Electric DHW & Dryer) | 209.9645 | 0.024855 | 7.166 |  | 719.732 | 815.5422 | 48.6 | 48.6 | 95.8102 | 864.1422 |  | x | x | 1
WI FOE | WI FOE |  | CLOTHES WASHER | CEE Tier 2 Clothes Washer (Top Loading) - IMEF 2.74 and IWF 3.2 (Electric DHW & Dryer) | B | Appliance |  | elec | MF |  | 11 | each | Below Standard Clothes Washer (Top Loading) - (Electric DHW & Dryer) | 649.0911 | 0.076837 | 22.1533 | Federal Standard 2018 Clothes Washer (Top Loading) - IMEF 1.57 and IWF 6.5 (Electric DHW & Dryer) | 376.9228 | 0.044618 | 12.8643 |  | 719.732 | 948.5033 | 48.6 | 48.6 | 228.7713 | 997.1033 |  | x | x | 1
WI FOE | WI FOE |  | CLOTHES WASHER | ENERGY STAR 2016 Most Efficient Clothes Washer (Top Loading) - IMEF 2.76 and IWF 3.2 (Electric DHW & Dryer) | B | Appliance |  | elec | MF |  | 11 | each | Below Standard Clothes Washer (Top Loading) - (Electric DHW & Dryer) | 652.7562 | 0.07727 | 22.2784 | Federal Standard 2018 Clothes Washer (Top Loading) - IMEF 1.57 and IWF 6.5 (Electric DHW & Dryer) | 380.5879 | 0.045052 | 12.9893 |  | 719.732 | 952.4139 | 48.6 | 48.6 | 232.6819 | 1001.0139 |  | x | x | 1
WI FOE | WI FOE |  | CLOTHES WASHER | CEE Tier 3 Clothes Washer (Top Loading) - IMEF 2.92 and IWF 3.2 (Electric DHW & Dryer) | B | Appliance |  | elec | MF |  | 11 | each | Below Standard Clothes Washer (Top Loading) - (Electric DHW & Dryer) | 680.2696 | 0.080527 | 23.2174 | Federal Standard 2018 Clothes Washer (Top Loading) - IMEF 1.57 and IWF 6.5 (Electric DHW & Dryer) | 408.1013 | 0.048309 | 13.9284 |  | 719.732 | 983.6989 | 48.6 | 48.6 | 263.9669 | 1032.2989 |  | x | x | 1
WI FOE | WI FOE |  | COOKING OVEN/STOVE | Federal Standard 2012 Cooking Range | U | Appliance |  | elec | MF |  | 19 | each | Below Standard Cooking Range | 109.26 |  | 20.2 | Federal Standard 2012 Cooking Range | 0 |  | 0 |  |  | 390.56 | 126 | 178 |  | 568.56 | x |  |  | 1
WI FOE | WI FOE |  | COOKING OVEN/STOVE | Federal Standard 2012 Cooking Oven | U | Appliance |  | elec | MF |  | 19 | each | Below Standard Cooking Oven | 128.2111 |  | 5.9288 | Federal Standard 2012 Cooking Oven | 0 |  | 0 |  |  | 606.77 |  | 108.13 |  | 714.9 | x |  |  | 1
WI FOE | WI FOE |  | COOKING OVEN/STOVE | High Efficiency Convection Cooking Oven | U | Appliance |  | elec | MF |  | 19 | each | Below Standard Cooking Oven | 131.1444 |  | 10.2188 | Federal Standard 2012 Cooking Oven | 2.9333 |  | 4.29 |  | 606.77 | 651.82 | 108.13 | 108.13 | 45.05 | 759.95 | x |  |  | 1
CMUA TRM |  | 2016 | COOL ROOF/RADIANT BARRIER | Cool roof/radiant barrier | B | Envelope | all IOU |  | res | 2 | 15 | ft-sq |  | 0.123 | 0.0003 | 0.123 | [12 empty] | x |  | 432.4
WI FOE | WI FOE |  | COOL ROOF/RADIANT BARRIER | Lighter Colored Shingles (White) | B | Envelope |  | elec | MF |  | 20 | ft-sq | Standard Roof Shingles | [8 empty] | 1.25 | 1.35 | 0.415 | 0.415 | 0.1 | 1.765 |  | x |  | 432.4
CMUA TRM | CMUA TRM | 2014 | DHW PIPE INSULATION | DHW pipe insulation | B | DHW | PG&E | gas | MF | wtd | 11 | linear-ft |  | 0 | 0 | 0.54 | [6 empty] | 1 | [6 empty] | x | 1
WI FOE | WI FOE |  | DHW PIPE INSULATION | R-4 Pipe Wrap - GT 55 gal | B | DHW |  | elec | MF |  | 15 | linear-ft | No Pipe Insulation | 13.0058 | [7 empty] | 0 | 3.96 | 0 | 7.2538 | 11.2138 | 11.2138 |  |  | x | 6.5
WI FOE | WI FOE |  | DHW PIPE INSULATION | R-4 Pipe Wrap - LE 55 gal | B | DHW |  | elec | MF |  | 15 | linear-ft | No Pipe Insulation | 27.0059 | [7 empty] | 0 | 3.96 | 0 | 7.2538 | 11.2138 | 11.2138 |  |  | x | 6.5
WI FOE | WI FOE |  | DHW PIPE INSULATION | R-4 Pipe Wrap | B | DHW |  | gas | MF |  | 12 | linear-ft | No Pipe Insulation |  |  | 0.51923 | [5 empty] | 0 | 3.96 | 0 | 7.2538 | 11.2138 | 11.2138 |  |  | x | 6.5
WI FOE | WI FOE |  | DHW PIPE INSULATION | Add R-10 Tank Wrap | B | DHW |  | elec | MF |  | 7 | household | No Tank Wrap | 119.4706 | [7 empty] | 0 | 14.27 | 0 | 38.76 | 53.03 | 53.03 |  |  | x | 1
WI FOE | WI FOE |  | DHW PIPE INSULATION | Add R-10 Tank Wrap | B | DHW |  | gas | MF |  | 7 | household | No Tank Wrap |  |  | 4.0775 | [5 empty] | 0 | 14.27 | 0 | 38.76 | 53.03 | 53.03 |  |  | x | 1
Cadmus |  | 2015 | DHW PIPE INSULATION | Pipe wrap | B | DHW | PC | elec | MF |  | 15 | household |  | 97.53 | [15 empty] | x | 6.5
Cadmus |  | 2015 | DHW PIPE INSULATION | Water heater blanket | B | DHW | PC | elec | MF |  | 15 | household |  | 98 | [15 empty] | x | 1
DEER |  | 2014 | DISHWASHER | ENERGY STAR Dish Washer - Standard Size w/Gas Water Heater - EAEU = 180, EF = 1.26 | U | Appliance | PG&E | gas | MF | wtd | 11 | each | Energy Star(R) Dish Washer - Standard Size w/Gas Water Heater - EAEU = 355, EF = 0.62, or Code Level for New Vintage | 4.92 | 0.000457 | 4.88 | Energy Star(R) Dish Washer - Standard Size w/Gas Water Heater - EAEU = 307, EF = 0.72 | 11.6 | 0.00126 | 1.82 | [7 empty] | x |  |  | 1
CMUA TRM |  | 2016 | DISHWASHER | ENERGY STAR Dish Washer, standard size, CEE Tier 1, nat. gas DHW | U | Appliance | all IOU | gas | res | wtd | 10 | each | Conventional dishwasher | 16 | 0 | 0.9 | [11 empty] | x |  |  | 1
DEER |  | 2014 | DISHWASHER | ENERGY STAR Dish Washer - Standard Size w/Electric Water Heater - EAEU = 180, EF = 1.26 | U | Appliance | PG&E | elec | MF | wtd | 11 | each | Energy Star(R) Dish Washer - Standard Size w/Electric Water Heater - EAEU = 355, EF = 0.62, or Code Level for New Vintage | 118 | 0.0113 | -0.126 | Energy Star(R) Dish Washer - Standard Size w/Electric Water Heater - EAEU = 307, EF = 0.72 | 59.1 | 0.00582 | -0.272 | [7 empty] | x |  |  | 1
CMUA TRM |  | 2016 | DISHWASHER | ENERGY STAR Dish Washer, standard size, CEE Tier 1, electric DHW | U | Appliance | all IOU | elec | res | wtd | 10 | each | Conventional dishwasher | 37 | 0 | 0 | [11 empty] | x |  |  | 1
WI FOE | WI FOE |  | DISHWASHER | ENERGY STAR Dish Washer - 270 kWh/yr and 3.55 gal/cycle | B | Appliance |  | elec | MF |  | 10 | each | Below Standard Dishwasher - 355 kWh/yr and 6.5 gal/cycle | 85 |  | 3.4408 | Federal Standard 2014 Dishwasher - 307 kWh/yr and 5.0 gal/cycle | 37 |  | 1.4978 |  | 333 | 376.523 | 150 | 150 | 43.523 | 526.523 | x | x |  | 1
WI FOE | WI FOE |  | DISHWASHER | ENERGY STAR Most Efficient Dish Washer - 225 kWh/yr and 3.07 gal/cycle | B | Appliance |  | elec | MF |  | 10 | each | Below Standard Dishwasher - 355 kWh/yr and 6.5 gal/cycle | 130 |  | 5.2624 | Federal Standard 2014 Dishwasher - 307 kWh/yr and 5.0 gal/cycle | 82 |  | 3.3194 |  | 333 | 413.4725 | 150 | 150 | 80.4725 | 563.4725 | x | x |  | 1
| WI FOE |  | DUCT INSULATION | Code Duct Sealing and Insulation - R-8 | B | HVAC |  |  |  |  | 20 | household | Existing Duct Sealing and Insulation | [8 empty] | 0 | 697.2 | 0 | 464.8 | 1162 | 1162 |  | x |  | 1
DEER | DEER | 2017 | DUCT SEALING | 6% Supply/6% Return Leakage (single and multi-family), 15% Supply Leakage (mobile home) | B | HVAC | PG&E | wtd | MF | 2 | 18 | tons | 20% Supply/20% Return Leakage (single and multi-family), 35% Supply Leakage (mobile home) | 4.62 | 0.00494 | 1.67 |  |  |  |  | household | 0 | 71.45 | 0 | 181.24 | 252.69 | 252.69 |  | x | x | 1
DEER | DEER | 2017 | DUCT SEALING | 6% Supply/6% Return Leakage (single and multi-family), 15% Supply Leakage (mobile home) | B | HVAC | PG&E | wtd | MF | 2 | 18 | tons | 12% Supply/12% Return Leakage (single and multi-family), 25% Supply Leakage (mobile home) | 1.94 | 0.002 | 0.701 |  |  |  |  | household | 0 | 71.45 | 0 | 181.24 | 252.69 | 252.69 |  | x | x | 1
Cadmus |  | 2015 | DUCT SEALING | Duct wrap | B | HVAC | PC | elec | MF |  | 18 | household |  | 7.25 | [14 empty] | x | x | 1
WI FOE | WI FOE |  | ECM | Electronically Commutated Motor (ECM) | B | HVAC/DHW |  | elec | MF |  | 18 | each | Below Standard Furnace Motor (Low Income) | 206.8147 |  |  | Federal Standard 2014 Furnace Fan | 206.8147 |  |  |  | 306 | 452 | 41 | 49 | 154 | 501 |  | x | x | 1
Cadmus | WI FOE | 2015 | EXT. DOORS | R-5 Door | U | Envelope |  | elec | MF |  | 20 | each |  | 1.9881 |  |  | R-2.9 Door (WI UDC Code) |  |  |  | ft-sq | 8.12 | 14 | 1.5 | 1.5 | 5.88 | 15.5 | x |  |  | 21
DEER | DEER | 2017 | EXT. LIGHTING - FIXTURES | LED fixture: Any type of housing Fixture Type, 1960 min lm, Exterior Rated; Total Watts = 25 | B | Lighting | all IOU | any | res | any | 14.75 | each | LED A19 Basecase, Total Watts = 2.96 x Msr Watts | 166 | 0.00441 | 0 | LED Fixture Basecase, Total Watts = 2.42 x Msr Watts | 120 | 0.0032 | 0 |  |  |  |  | 67.88 |  |  |  |  | x | 1
DEER | DEER | 2017 | EXT. LIGHTING - FIXTURES | LED fixture: Any type of housing Fixture Type, 1960 min lm, Exterior Rated; Total Watts = 25 | U | Lighting | all IOU | any | res | any | 16 | each | LED A19 Basecase, Total Watts = 2.96 x Msr Watts | 45.8 | 0.00103 | 0 | LED Fixture Basecase, Total Watts = 2.42 x Msr Watts | 33.2 | 0.000745 | 0 |  |  |  |  | 67.88 |  |  | x |  | x | 1
DEER | DEER | 2014 | EXT. LIGHTING - FIXTURES | LED fixture: Wall Mount Fixture Type, Exterior Rated; Total Watts = 40 | U | Lighting | all IOU | any | res | any | 16 | each | CFL fixture based on: CFLpin(46w); Total Watts = 46 | 7.49 | 0 | 0 | CFL fixture based on: CFLpin(46w); Total Watts = 46 | 7.49 | 0 | 0 |  |  |  |  | 67.88 |  |  | x |  | x | 1
DEER | DEER | 2014 | EXT. LIGHTING - FIXTURES | LED fixture: Wall Mount Fixture Type, Exterior Rated; Total Watts = 40 | U | Lighting | all IOU | any | res | any | 16 | each | HID Fixture based on Lamp/Blst: HPS-46w-Ext(46w); Any type of housing; Any direction of light; Total Watts = 46 | 7.49 | 0 | 0 | HID Fixture based on Lamp/Blst: HPS-46w-Ext(46w); Any type of housing; Any direction of light; Total Watts = 46 | 7.49 | 0 | 0 |  |  |  |  | 67.88 |  |  | x |  | x | 1
DEER | DEER | 2014 | EXT. LIGHTING - FIXTURES | LED fixture: Any type of housing Fixture Type, Exterior Rated; Total Watts = 400 | U | Lighting | all IOU | any | res | any | 16 | each | HID Fixture based on Lamp/Blst: MV-1000w-Ext(1075w); Any type of housing; Any direction of light; Total Watts = 1075 | 843 | 0 | 0 | HID Fixture based on Lamp/Blst: PSMH-450w-Ext(506w); Any type of housing; Any direction of light; Total Watts = 506 | 132 | 0 | 0 |  |  |  |  | 67.88 |  |  | x |  | x | 1
DEER | DEER | 2014 | EXT. LIGHTING - FIXTURES | LED fixture: Wall Mount Fixture Type, Exterior Rated; Total Watts = 80 | U | Lighting | all IOU | any | res | any | 16 | each | HID Fixture based on Lamp/Blst: MH-250w-Ext(295w); Any type of housing; Any direction of light; Total Watts = 295 | 269 | 0 | 0 | HID Fixture based on Lamp/Blst: PSMH-200w-Ext(232w); Any type of housing; Any direction of light; Total Watts = 232 | 190 | 0 | 0 |  |  |  |  | 67.88 |  |  | x |  | x | 1
DEER |  | 2012 | FLOOR INSULATION | Floor R-0 to R-19 Insulation Batts | B | Envelope | PG&E | any | res | wtd | 20 | ft-sq | R-0 Floor Insulation | -0.21273 | 0.00018636 | 0.035364 | [12 empty] | x |  | 1100
DEER | WI FOE | 2012 | FLOOR INSULATION | Floor R-0 to R-30 Insulation Batts | B | Envelope | PG&E | any | res | wtd | 20 | ft-sq | R-0 Floor Insulation | -0.19583 | 0.0001925 | 0.038 | [5 empty] | 0 | 0.67 | 0 | 0.19 | 0.86 | 0.86 |  | x |  | 1200
DEER |  | 2012 | FLOOR INSULATION | Floor R-19 to R-30 Insulation-Batts | B | Envelope | PG&E | any | res | wtd | 20 | ft-sq | R-19 Floor Insulation | -0.02125 | 2.025e-05 | 0.0048833 | [6 empty] | 0.67 |  | 0.19 |  | 0.86 |  | x |  | 1200
Cadmus |  | 2015 | FLOOR INSULATION | Floor insulation | B | Envelope | PC | elec | MF | 16 | 25 | household |  | 120.0564 | [14 empty] | x |  | 1
Cadmus |  | 2015 | FLOOR INSULATION | Floor insulation | B | Envelope | PC | elec | MF | 1 | 25 | household |  | 40.5432 | [14 empty] | x |  | 1
DEER | Itron | 2017 | FURNACE | Efficient Residential Gas Furnace - AFUE 96 | U | HVAC | PG&E | wtd | res | wtd | 20 | kBTUh | Furnace AFUE 78 | 0 | 0 | 39.9504 | Furnace AFUE 80 | 0 | 0 | 38.2284 |  | 757.67 | 1668.55 |  | 197.784 |  | 1866.334 |  | x | x | 1 | 78 AFUE (1.242 HIR) Furnace assumed 100 kBtuh capacity without variable speed blower | (pre-existing for cost baseline)
CMUA TRM | CMUA TRM | 2016 | FURNACE | AFUE 96 | U | HVAC | PG&E | wtd | MF |  | 20 | kBTUh |  | 0 | 0 | 15.5496 |  | 0 | 0 | 16.244 | [5 empty] | 214.6844 | 469.4222 |  | x | x | 1
DEER | DEER | 2017 | INT. LIGHTING - FIXTURES | LED fixture: Any type of housing Fixture Type; Total Watts = 25 | B | Lighting | PG&E | wtd | MF | wtd | 8 | each | LED A19 Basecase, Total Watts = 2.96 x Msr Watts | 297 | 0.0463 | -5.68 | LED Fixture Basecase, Total Watts = 2.42 x Msr Watts | 215 | 0.0335 | -4.12 |  |  |  |  | 67.88 |  |  | x | x | x | 1
DEER | DEER | 2017 | INT. LIGHTING - FIXTURES | LED fixture with 95 LPW 1'x4' | B | Lighting | PG&E | wtd | MF | wtd | 8 | kLumen |  |  |  |  | Standard 1'x4' linear fluorescent fixture with average lumen output equal to the measure case | 18.1 | 0.00218 | -0.39 |  |  | 41.72 |  | 27.06 |  | 68.78 | x | x | x | 1
DEER | DEER | 2017 | INT. LIGHTING - FIXTURES | LED fixture with 85 LPW 1'x4' | B | Lighting | PG&E | wtd | MF | wtd | 8 | kLumen |  |  |  |  | Standard 1'x4' linear fluorescent fixture with average lumen output equal to the measure case | 12.8 | 0.00154 | -0.276 |  |  | 41.46 |  | 27.06 |  | 68.52 | x | x | x | 1
DEER | DEER | 2017 | INT. LIGHTING - FIXTURES | LED fixture with 125 LPW 1'x4' | B | Lighting | PG&E | wtd | MF | wtd | 8 | kLumen |  |  |  |  | Standard 1'x4' linear fluorescent fixture with average lumen output equal to the measure case | 29 | 0.00348 | -0.624 |  |  | 67.1 |  | 27.06 |  | 94.16 | x | x | x | 1
DEER | DEER | 2017 | INT. LIGHTING - FIXTURES | LED fixture with 110 LPW 1'x4' | B | Lighting | PG&E | wtd | MF | wtd | 8 | kLumen |  |  |  |  | Standard 1'x4' linear fluorescent fixture with average lumen output equal to the measure case | 24.3 | 0.00292 | -0.523 |  |  | 65.4 |  | 27.06 |  | 92.46 | x | x | x | 1
DEER | DEER | 2017 | INT. LIGHTING - FIXTURES | LED fixture: Any type of housing Fixture Type; Total Watts = 20 | U | Lighting | PG&E | wtd | MF | wtd | 8 | each | LED A19 Basecase, Total Watts = 2.96 x Msr Watts | 21.2 | 0.00172 | 0 | LED A19 Basecase, Total Watts = 2.96 x Msr Watts | 21 | 0.0021 | -0.451 | [7 empty] | x | x | x | 1
DEER | DEER | 2017 | INT. LIGHTING - FIXTURES | LED fixture: Any type of housing Fixture Type; Total Watts = 5 | U | Lighting | PG&E | wtd | MF | wtd | 8 | each | LED A19 Basecase, Total Watts = 2.96 x Msr Watts | 5.3 | 0.000431 | 0 | LED A19 Basecase, Total Watts = 2.96 x Msr Watts | 5.24 | 0.000525 | -0.113 | [7 empty] | x | x | x | 1
DEER | DEER | 2017 | INT. LIGHTING - FIXTURES | LED fixture: Any type of housing Fixture Type; Total Watts = 15 | U | Lighting | PG&E | wtd | MF | wtd | 8 | each | LED A19 Basecase, Total Watts = 2.96 x Msr Watts | 15.9 | 0.00129 | 0 | LED A19 Basecase, Total Watts = 2.96 x Msr Watts | 15.7 | 0.00158 | -0.338 | [7 empty] | x | x | x | 1
DEER | DEER | 2017 | INT. LIGHTING - FIXTURES | LED fixture: Any type of housing Fixture Type; Total Watts = 10 | U | Lighting | PG&E | wtd | MF | wtd | 8 | each | LED A19 Basecase, Total Watts = 2.96 x Msr Watts | 10.6 | 0.000862 | 0 | LED A19 Basecase, Total Watts = 2.96 x Msr Watts | 10.5 | 0.00105 | -0.225 | [7 empty] | x | x | x | 1
DEER | DEER | 2017 | INT. LIGHTING - FIXTURES | LED fixture: Any type of housing Fixture Type; Total Watts = 25 | U | Lighting | PG&E | wtd | MF | wtd | 16 | each | LED A19 Basecase, Total Watts = 2.96 x Msr Watts | 26.2 | 0.00291 | -0.5 | LED Fixture Basecase, Total Watts = 2.42 x Msr Watts | 19 | 0.00211 | -0.362 |  |  |  |  | 67.88 |  |  | x | x | x | 1
DEER | DEER | 2017 | MINI-SPLIT AC | Residencial SEER-rated split Air Conditioners, Size Range: 18 - 65 kBTU/h, SEER = 16 (EER = 12.5), EIR = 0.238, Fan W/CFM = 0.27, two-speed fan | U | HVAC | PG&E | gas | MF | 13 | 15 | tons | Residential SEER-rated split Air Conditioners, 18-65 kBTU/h; pre-2001: SEER = 10 (EER = 8.52), one-speed fan; post-2001: SEER = 13 (EER = 11.08), one-speed fan; 2014: SEER = 14 (EER = 11.82), one-speed fan | 229 | 0.129 | -1.89 | Residencial SEER-rated split Air Conditioners, Size Range: 45 - 65 kBTU/h, SEER = 14 (EER = 11.8), EIR = 0.247, Fan W/CFM = 0.29, one-speed fan | 31.7 | 0.00827 | -1.67 |  |  | 331 |  | 551 |  | 882 | x | x |  | 1.9
DEER | DEER | 2017 | MINI-SPLIT AC | Residential SEER-rated split Air Conditioners, Size Range: 18 - 45 kBTU/h, SEER = 17.4, one-speed fan, evaporative cooled condenser | U | HVAC | PG&E | gas | MF | 13 | 15 | tons | Residential SEER-rated split Air Conditioners, 18-65 kBTU/h; pre-2001: SEER = 10 (EER = 8.52), one-speed fan; post-2001: SEER = 13 (EER = 11.08), one-speed fan; 2014: SEER = 14 (EER = 12.17), one-speed fan | 327 | 0.225 | -1.05 | Residencial SEER-rated split Air Conditioners, Size Range: 18 - 45 kBTU/h, SEER = 14 (EER = 12.2), EIR = 0.239, Fan W/CFM = 0.29, one-speed fan | 118 | 0.0992 | -0.809 |  |  | 331 |  | 551 |  | 882 | x | x |  | 1.9
DEER |  | 2014 | OCCUPANCY SENSOR | Occupancy Sensor Pack-200 SF | B | Lighting | PG&E | any | comm | wtd | 8 | Ctrl-kW | existing lighting levels, by activity area, reviewed/modified | 525 | 0.0918 | -5.03 | [12 empty] | x | x | 89.8
| Itron |  | OCCUPANCY SENSOR | Occupancy sensor (300 sqft) assumed ceiling mount, passive infrared, indoor, 24v | B | Lighting | [6 empty] | Absence of occupancy sensor, manually controlled switch | [7 empty] | each | 0 | 87.36 | 0 | 124.11 | 211.47 | 211.47 |  |  |  | 1
Cadmus |  | 2015 | OCCUPANCY SENSOR | Occupancy sensor | B | Lighting | PC | elec | MF |  | 8 | each |  | 26.09 | [16 empty] | 1
| WI FOE |  | OCCUPANCY SENSOR | Install Wall-Switch Occupancy Sensor on Interior Lighting | B | Lighting |  | elec | MF |  | 8 | household | Manual Control on Interior Lighting | [9 empty] | 56.046 |  |  |  |  | x | x |  | 1
| DEER |  | PACKAGED TERMINAL AC | Packaged terminal AC | U | HVAC | PG&E |  |  |  | 15 | [10 empty] | 1048.8 | 1099.75 |  |  | 50.92 | 1099.75 | x |  |  | 1
DEER | Itron | 2012 | PACKAGED TERMINAL AC | 11.29 EER (based on vintage) package terminal A/C | U | HVAC | PG&E | any | comm | wtd | 15 | tons | 8.88 EER (based on vintage) package terminal A/C | 618 | 0.329 | 0 | T24 minimum: 9.41 EER (based on vintage) package terminal A/C | 245 | 0.131 | 0 |  |  |  |  | 898.87 |  |  | x |  |  | 1
DEER | Itron | 2012 | PACKAGED TERMINAL AC | 10.27 EER (based on vintage) package terminal A/C | U | HVAC | PG&E | any | comm | wtd | 15 | tons | 8.50 EER (based on vintage) package terminal A/C | 505 | 0.269 | 0 | T24 minimum: 8.56 EER (based on vintage) package terminal A/C | 269 | 0.144 | 0 |  |  |  |  | 898.87 |  |  | x |  |  | 1
DEER | Itron | 2012 | PACKAGED TERMINAL AC | 9.25 EER (based on vintage) package terminal A/C | U | HVAC | PG&E | any | comm | wtd | 15 | tons | 8.50 EER (based on vintage) package terminal A/C | 358 | 0.19 | 0 | T24 minimum: 7.71 EER (based on vintage) package terminal A/C | 252 | 0.134 | 0 |  |  |  |  | 898.87 |  |  | x |  |  | 1
| DEER |  | PACKAGED TERMINAL HP | Packaged terminal HP | U | HVAC | PG&E |  |  |  | 15 | [10 empty] | 1092.7 | 1238.05 |  |  | 145.35 | 1238.05 | x |  |  | 1
DEER | Itron | 2012 | PACKAGED TERMINAL HP | 11.17 EER / 3.3 COP (based on vintage) package terminal HP | U | HVAC | PG&E | any | comm | wtd | 15 | tons | 8.90 EER / 2.7 COP (based on vintage) package terminal HP | 660 | 0.319 | 0 | T24 minimum: 9.31 EER / 2.7 COP (based on vintage) package terminal HP | 275 | 0.131 | 0 |  |  |  |  | 997.94 |  |  | x |  |  | 1
DEER | Itron | 2012 | PACKAGED TERMINAL HP | 10.15 EER / 3.1 COP (based on vintage) package terminal HP | U | HVAC | PG&E | any | comm | wtd | 15 | tons | 8.90 EER / 2.7 COP (based on vintage) package terminal HP | 535 | 0.255 | 0 | T24 minimum: 8.46 EER / 2.6 COP (based on vintage) package terminal HP | 292 | 0.14 | 0 |  |  |  |  | 997.94 |  |  | x |  |  | 1
DEER | Itron | 2012 | PACKAGED TERMINAL HP | 9.13 EER / 3.0 COP (based on vintage) package terminal HP | U | HVAC | PG&E | any | comm | wtd | 15 | tons | 8.90 EER / 2.7 COP (based on vintage) package terminal HP | 383 | 0.177 | 0 | T24 minimum: 7.61 EER / 2.5 COP (based on vintage) package terminal HP | 271 | 0.127 | 0 |  |  |  |  | 997.94 |  |  | x |  |  | 1
DEER |  | 2014 | PARKING GARAGE CONTROLS | Residential Parking Garage 24-hour lighting: Linear Fluorescent Lamp & Ballast permanently delamped. Measure includes Code case. Impacts: HOU = 8760; CDF = 1 | B | Lighting | all IOU | any | res | any |  | each | LF lamp and ballast: LF lamp: T8, 48 inch, 32W, 2710 lm, CRI = 75, rated life = 15000 hours (2): LF Ballast: Electronic, Rapid Start, Normal LO (1); Total Watts = 60 | 245 | 0 | 0 | LF lamp and ballast: LF lamp: T8, 48 inch, 32W, 2710 lm, CRI = 75, rated life = 15000 hours (2): LF Ballast: Electronic, Rapid Start, Normal LO (1); Total Watts = 60 | 245 | 0 | 0 | [8 empty] | x | x | 1
DEER |  | 2012 | PHOTOCELL | DayLtg Controls, Side Ltg, Cont. Ctrl | B | Lighting | PG&E | any | comm | wtd | 8 | Ctrl-kW | Standard glass type, window-wall fraction | 883 | 0.352 | -15.4 | T24 glazing performance matches prototype level, no controls installed | 883 | 0.352 | -15.4 | [8 empty] | x | x | 219
DEER |  | 2012 | PHOTOCELL | DayLtg Controls, Side Ltg, 2-step Ctrl | B | Lighting | PG&E | any | comm | wtd | 8 | Ctrl-kW | Standard glass type, window-wall fraction | 970 | 0.41 | -16.8 | T24 glazing performance matches prototype level, no controls installed | 970 | 0.41 | -16.8 | [8 empty] | x | x | 219
DEER |  | 2012 | PHOTOCELL | DayLtg Controls, Top Ltg, Cont. Ctrl | B | Lighting | PG&E | any | comm | wtd | 8 | Ctrl-kW | skylights included, fraction of roof area based on bldg type | 900 | 0.358 | -7.1 | T24 glazing performance matches prototype level, no controls installed | 900 | 0.358 | -7.1 | [8 empty] | x | x | 207
DEER |  | 2012 | PHOTOCELL | DayLtg Controls, Top Ltg, 1-step Ctrl | B | Lighting | PG&E | any | comm | wtd | 8 | Ctrl-kW | skylights included, fraction of roof area based on bldg type | 642 | 0.282 | -4.2 | T24 glazing performance matches prototype level, no controls installed | 642 | 0.282 | -4.2 | [8 empty] | x | x | 207
DEER |  | 2012 | PHOTOCELL | DayLtg Controls, Top Ltg, 2-step Ctrl | B | Lighting | PG&E | any | comm | wtd | 8 | Ctrl-kW | skylights included, fraction of roof area based on bldg type | 791 | 0.336 | -5.74 | T24 glazing performance matches prototype level, no controls installed | 791 | 0.336 | -5.74 | [8 empty] | x | x | 207
| Itron |  | PHOTOCELL | Photocells – single wired sensor, no controller | B | Lighting | [5 empty] | each | No Photocell | [8 empty] | 0 | 108.57 | 0 | 160.9 | 269.47 | 269.47 |  | x | x | 1
| Itron |  | PHOTOCELL | Photocells – multiple wireless sensors, dedicated controller | B | Lighting | [5 empty] | each | No Photocell | [8 empty] | 0 | 108.57 | 0 | 290.86 | 399.43 | 399.43 |  | x | x | 1
| WI FOE |  | PHOTOCELL | Install Photocell on Interior/Exterior Lighting | B | Lighting |  | elec | MF |  | 8 | household | Manual Control on Interior/Exterior Lighting | [9 empty] | 19.5633 |  | 18.325 |  | 37.8883 |  | x | x | 1
CMUA TRM | CMUA TRM | 2014 | POOL PUMP | Pool pump | B | Other | SCE | elec | SF | wtd | 10 | each | Single speed pump | 1711 | 0.386 | 0 | Two speed pump, per Title 20, Appliance Stds - applies to all 1 HP or greater pool pumps | 674 | 0.034 | 0 | [5 empty] | 455 | 1706 |  | x | x | 1
WI FOE | WI FOE |  | POOL PUMP | 2 Speed Pool Pump | B | Other |  | elec | SF |  | 10 | each | Standard 1 Speed Pool Pump | 1810.0117 | [8 empty] | 235 | [5 empty] | x | x | 1
WI FOE | WI FOE |  | POOL PUMP | Pool Pump with Variable Speed Drive (VSD) | B | Other |  | elec | SF |  | 10 | each | Standard 1 Speed Pool Pump | 2061.0125 | [8 empty] | 549 | [5 empty] | x | x | 1
DEER | DEER | 2017 | REFRIGERATOR | Refrigerator with Bottom mount freezer, with Icemaker, Size range = Weighted Size, AV = 29, Energy Star qualified, Rated kWh = 595 | U | Appliance | PG&E | wtd | MF | wtd | 14 | each |  |  |  |  | Refrigerator with Bottom mount freezer, with Icemaker, Size range = Weighted Size, AV = 29, Minimum code compiant, Rated kWh = 661 | 48.1 | 0.00892 | -1.04 |  |  | 1034.29 |  | 48.6 |  | 1082.89 | x | x |  | 1
CMUA TRM |  | 2016 | REFRIGERATOR | ENERGY STAR bottom-mounted, ice; 10% above federal standard | U | Appliance | PG&E | wtd | res | wtd | 14 | each | Natural replacement | 61.48 | [13 empty] | x | x |  | 1
DEER | DEER | 2017 | REFRIGERATOR | Refrigerator with Bottom mount freezer, Size range = Weighted Size, AV = 25.9, Energy Star qualified, Rated kWh = 500 | U | Appliance | PG&E | wtd | MF | wtd | 14 | each |  |  |  |  | Refrigerator with Bottom mount freezer, Size range = Weighted Size, AV = 25.9, Minimum code compiant, Rated kWh = 555 | 57.7 | 0.0107 | -1.24 |  |  | 1552.9 |  | 48.6 |  | 1601.5 | x | x |  | 1
CMUA TRM | Itron | 2016 | REFRIGERATOR | ENERGY STAR bottom-mounted, no ice; 10% above federal standard | U | Appliance | PG&E | wtd | res | wtd | 14 | each | Natural replacement | 48.76 | [7 empty] | 993 | 1022 | 48.6 | 48.6 | 29 | 1070.6 | x | x |  | 1
DEER | DEER | 2017 | REFRIGERATOR | Refrigerator with Bottom mount freezer, with Icemaker, with thru-door ice service, Size range = Weighted Size, AV = 31.1, Energy Star qualified, Rated kWh = 687 | U | Appliance | PG&E | wtd | MF | wtd | 14 | each |  |  |  |  | Refrigerator with Bottom mount freezer, with Icemaker, with thru-door ice service, Size range = Weighted Size, AV = 31.1, Minimum code compiant, Rated kWh = 763 | 66.4 | 0.0123 | -1.43 |  |  | 1019.56 |  | 48.6 |  | 1068.16 | x | x |  | 1
CMUA TRM |  | 2016 | REFRIGERATOR | ENERGY STAR bottom-mounted, thru-door; 10% above federal standard | U | Appliance | PG&E | wtd | res | wtd | 14 | each | Natural replacement | 76.32 | [13 empty] | x | x |  | 1
DEER | DEER | 2017 | REFRIGERATOR | Refrigerator with Side mount freezer, with Icemaker, Size range = Weighted Size, AV = 29.9, Energy Star qualified, Rated kWh = 572 | U | Appliance | PG&E | wtd | MF | wtd | 14 | each |  |  |  |  | Refrigerator with Side mount freezer, with Icemaker, Size range = Weighted Size, AV = 29.9, Minimum code compiant, Rated kWh = 636 | 46.2 | 0.00865 | -1.03 |  |  | 506.35 |  | 48.6 |  | 554.95 | x | x |  | 1
CMUA TRM | Itron | 2016 | REFRIGERATOR | ENERGY STAR side-mounted, ice; 10% above federal standard | U | Appliance | PG&E | wtd | res | wtd | 14 | each | Natural replacement | 63.6 | [7 empty] | 551 | 586 | 48.6 | 48.6 | 35 | 634.6 | x | x |  | 1
DEER | DEER | 2017 | REFRIGERATOR | Refrigerator with Side mount freezer, Size range = Weighted Size, AV = 26.9, Energy Star qualified, Rated kWh = 482 | U | Appliance | PG&E | wtd | MF | wtd | 14 | each |  |  |  |  | Refrigerator with Side mount freezer, Size range = Weighted Size, AV = 26.9, Minimum code compiant, Rated kWh = 536 | 56 | 0.0104 | -1.21 |  |  | 1024.79 |  | 48.6 |  | 1073.39 | x | x |  | 1
DEER | DEER | 2017 | REFRIGERATOR | Refrigerator with Side mount freezer, with Icemaker, with thru-door ice service, Size range = Weighted Size, AV = 31.1, Energy Star qualified, Rated kWh = 629 | U | Appliance | PG&E | wtd | MF | wtd | 14 | each |  |  |  |  | Refrigerator with Side mount freezer, with Icemaker, with thru-door ice service, Size range = Weighted Size, AV = 31.1, Minimum code compiant, Rated kWh = 699 | 61.2 | 0.0113 | -1.32 |  |  | 494.02 |  | 48.6 |  | 542.62 | x | x |  | 1
CMUA TRM | Itron | 2016 | REFRIGERATOR | ENERGY STAR side-mounted, thru-door; 10% above federal standard | U | Appliance | PG&E | wtd | res | wtd | 14 | each | Natural replacement | 86.92 | [7 empty] | 1041 | 1082 | 48.6 | 48.6 | 41 | 1130.6 | x | x |  | 1
DEER | DEER | 2017 | REFRIGERATOR | Refrigerator with Top mount freezer, with Icemaker, Size range = Weighted Size, AV = 24.7, Energy Star qualified, Rated kWh = 466 | U | Appliance | PG&E | wtd | MF | wtd | 14 | each |  |  |  |  | Refrigerator with Top mount freezer, with Icemaker, Size range = Weighted Size, AV = 24.7, Minimum code compiant, Rated kWh = 518 | 44.5 | 0.00833 | -0.995 |  |  | 654 |  | 48.6 |  | 702.6 | x | x |  | 1
CMUA TRM | Itron | 2016 | REFRIGERATOR | ENERGY STAR top-mounted, no ice; 10% above federal standard | U | Appliance | PG&E | wtd | res | wtd | 14 | each | Natural replacement | 39.22 | [7 empty] | 663 | 689 | 48.6 | 48.6 | 26 | 737.6 | x | x |  | 1
DEER | DEER | 2017 | REFRIGERATOR | Refrigerator with Top mount freezer, Size range = Weighted Size, AV = 23.2, Energy Star qualified, Rated kWh = 379 | U | Appliance | PG&E | wtd | MF | wtd | 14 | each |  |  |  |  | Refrigerator with Top mount freezer, Size range = Weighted Size, AV = 23.2, Minimum code compiant, Rated kWh = 421 | 35.9 | 0.00673 | -0.804 |  |  | 664.05 |  | 48.6 |  | 712.65 | x | x |  | 1
CMUA TRM |  | 2016 | REFRIGERATOR | ENERGY STAR top-mounted, ice; 10% above federal standard | U | Appliance | PG&E | wtd | res | wtd | 14 | each | Natural replacement | 48.76 | [13 empty] | x | x |  | 1
WI FOE | WI FOE |  | REFRIGERATOR | ENERGY STAR Refrigerator | U | Appliance |  | elec | MF |  | 12 | each | Below Standard Refrigerator | 98.446 |  |  | Federal Standard 2015 Refrigerator | 43.8275 |  |  |  | 787.625 | 795.3333 | 48.6 | 48.6 | 7.7083 | 843.9333 | x | x |  | 1
WI FOE | WI FOE |  | REFRIGERATOR | CEE Tier 2 Refrigerator | U | Appliance |  | elec | MF |  | 12 | each | Below Standard Refrigerator | 130.3564 |  |  | Federal Standard 2015 Refrigerator | 75.7379 |  |  |  | 787.625 | 814.9462 | 48.6 | 48.6 | 27.3212 | 863.5462 | x | x |  | 1
WI FOE | WI FOE |  | REFRIGERATOR | CEE Tier 3 Refrigerator | U | Appliance |  | elec | MF |  | 12 | each | Below Standard Refrigerator | 176.8169 |  |  | Federal Standard 2015 Refrigerator | 122.1984 |  |  |  | 787.625 | 860.4985 | 48.6 | 48.6 | 72.8735 | 909.0985 | x | x |  | 1
WI FOE | WI FOE |  | REFRIGERATOR | ENERGY STAR 2016 Most Efficient Refrigerator | U | Appliance |  | elec | MF |  | 12 | each | Below Standard Refrigerator | 134.2545 |  |  | Federal Standard 2015 Refrigerator | 79.636 |  |  |  | 787.625 | 818.7682 | 48.6 | 48.6 | 31.1432 | 867.3682 | x | x |  | 1
CMUA TRM | Itron | 2014 | ROOM AC | ENERGY STAR room air conditioner, 6,000 to 7,999 Btuh | U | HVAC | all IOU | elec | SF | 11-14 | 9 | each | Conventional unit (10.9 SEER) | 13 | 0.011 | [5 empty] | Energy Star with louvered sides 6,000 btuh 10.7 EER | 147.03 | 164.33 | 59.96 | 59.96 | 17.3 | 224.29 | x |  |  | 1
CMUA TRM | Itron | 2014 | ROOM AC | ENERGY STAR room air conditioner, 6,000 to 7,999 Btuh | U | HVAC | all IOU | elec | SF | 11-14 | 9 | each | Conventional unit (10.9 SEER) | 13 | 0.011 | [5 empty] | Energy Star without louvered sides 6,000 btuh 9.9 EER | 127.75 | 142.29 | 59.96 | 59.96 | 14.54 | 202.25 | x |  |  | 1
CMUA TRM | Itron | 2014 | ROOM AC | ENERGY STAR room air conditioner, 8,000 to 13,999 Btuh | U | HVAC | all IOU | elec | SF | 11-15 | 9 | each | Conventional unit (10.9 SEER) | 41 | 0.036 | [5 empty] | Energy Star with louvered sides 8,000 btuh 10.8 EER | 213.08 | 331.03 | 59.96 | 59.96 | 117.95 | 390.99 | x |  |  | 1
CMUA TRM | Itron | 2014 | ROOM AC | ENERGY STAR room air conditioner, 14,000 to 19,999 Btuh | U | HVAC | all IOU | elec | SF | 11-15 | 9 | each | Conventional unit (10.9 SEER) | 82 | 0.071 | [5 empty] | Energy Star with louvered sides 14,000 btuh 10.7 EER | 331.03 | 348.33 | 59.96 | 59.96 | 17.3 | 408.29 | x |  |  | 1
CMUA TRM | Itron | 2014 | ROOM AC | ENERGY STAR room air conditioner, 20,000 to 27,999 Btuh | U | HVAC | all IOU | elec | SF | 11-15 | 9 | each | Conventional unit (10.9 SEER) | 121 | 0.104 | [5 empty] | Energy Star with louvered sides 20,000 btuh 9.4 EER | 435.98 | 450.52 | 59.96 | 59.96 | 14.54 | 510.48 | x |  |  | 1
| WI FOE |  | ROOM AC | ENERGY STAR Room AC - SEER 12.0 (8,000-13,999 Btuh) | U | HVAC |  | elec | MF |  | 9 | tons | Below Standard Room AC - CEER 9.7 (8,000-13,999 Btuh) |  |  |  | Federal Standard 2015 Room AC - CEER 10.9 (8,000-13,999 Btuh) |  |  |  |  | 279.3333 | 350.6667 | 59.96 | 59.96 | 71.3333 | 410.6267 | x |  |  | 1
DEER | WI FOE | 2012 | THERMOSTAT | Programmable Thermostat | U | HVAC | PG&E | any | MF | 13 | 11 | each | No night setback/setup | -187 | 0 | -11.6 | Title 24 minimum, programmable thermostat | 0 | 0 | 0 |  | 0 | 67.9833 | 0 | 48.35 | 116.3333 | 116.3333 | x | x |  | 1
CMUA TRM | DEER | 2016 | THERMOSTAT | Thermostat (AC) | U | HVAC | all IOU |  | MF | 13 | 11 | each |  | 0.072 | 0 | 0.004 | [7 empty] | 48.35 | 48.35 |  |  | x | x |  | 1
CMUA TRM | DEER | 2016 | THERMOSTAT | Thermostat (HP) | U | HVAC | all IOU |  | MF | 13 | 11 | each |  | 0.025 | 0 | 0 | [7 empty] | 48.35 | 48.35 |  |  | x | x |  | 1
| WI FOE |  | THERMOSTAT | Wi-Fi Thermostat (Learning Type with Seasonal Savings) | U | HVAC |  | elec | MF |  | 10 | each | Programmable Thermostat | [8 empty] | 67.9833 | 250 | 48.35 | 48.35 | 182.0167 | 298.35 | x | x |  | 1
DEER |  | 2012 | WALL INSULATION | Wall 2x6 R-21 Insulation-Batts | B | Envelope | PG&E | any | MF | 13 | 20 | ft-sq | Per 2005 Vintage Description | 2.85 | 0.00267 | 1.86 | [12 empty] | x |  | 800
DEER | WI FOE | 2012 | WALL INSULATION | Wall 2x4 R-13 Batts + R-5 Rigid | B | Envelope | PG&E | any | MF | 13 | 20 | ft-sq | Per 2005 Vintage Description | 1.4 | 0.00115 | 0.803 | [5 empty] | 0 | 0.34 | 0 | 0.62 | 0.94 | 0.94 |  | x |  | 800
DEER | WI FOE | 2012 | WALL INSULATION | Wall 2x4 R-13 Batts + R-5 Rigid | B | Envelope | PG&E | any | MF | 13 | 20 | ft-sq | Per 2005 Vintage Description | 1.4 | 0.00115 | 0.803 | [5 empty] | 0 | 0.28 | 0 | 1.03 | 1.31 | 1.31 |  | x |  | 800
DEER | WI FOE | 2012 | WALL INSULATION | Wall 2x6 R-19 Batts + R-5 Rigid | B | Envelope | PG&E | any | MF | 13 | 20 | ft-sq | Per 2005 Vintage Description | 1.02 | 0.0595 | 4.04 | [5 empty] | 0 | 0.38 | 0 | 1.07 | 1.45 | 1.45 |  | x |  | 800
DEER |  | 2012 | WALL INSULATION | Wall 2x6 R-21 Batts + R-5 Rigid | B | Envelope | PG&E | any | MF | 13 | 20 | ft-sq | Per 2005 Vintage Description | 10.8 | 0.0102 | 6.78 | [12 empty] | x |  | 800
DEER |  | 2017 | WALL INSULATION | Wall Blow-In R-0 to R-13 Insulation | B | Envelope | PG&E | wtd | MF | 13 | 20 | ft-sq | 2x4 Wall w/R-0 Insulation | 0.325 | 0.000215 | 0.136 | [12 empty] | x |  | 462
CMUA TRM | CMUA TRM | 2014 | WALL INSULATION | Wall insulation - R-13 - Multi Family | B | Envelope | PG&E | wtd | MF | 1 | 20 | ft-sq |  | 0.314 | 3.69e-06 | 0.106 | [5 empty] | 0 | 0.34 | 0 | 0.62 | 0.94 | 0.94 |  | x |  | 800
| WI FOE |  | WALL INSULATION | R-20 | B | Envelope |  | elec | MF |  | 25 | ft-sq | Average Existing Insulation (WI UDC - Zone 2) | [8 empty] | 0 | 0.41333 | 0 | 1.0833 | 1.4967 | 1.4967 |  | x |  | 887.8
Cadmus |  | 2015 | WALL INSULATION | Wall insulation | B | Envelope | PC | elec | MF | 16 | 25 | household |  | 120.5748 | [14 empty] | x |  | 1
Cadmus |  | 2015 | WALL INSULATION | Wall insulation | B | Envelope | PC | elec | MF | 1 | 25 | household |  | 40.7182 | [14 empty] | x |  | 1
CMUA TRM | CMUA TRM | 2014 | WATER HEATER | ENERGY STAR HP water heater, 50 gal., space htg-gas | U/B | DHW | all IOU | gas | res | 8-15 | 10 | each | Standard electric heater | 1582 |  | -39.5 | [5 empty] | 408 | 1313 |  |  | 905 |  | x | x |  | 1
CMUA TRM | CMUA TRM | 2014 | WATER HEATER | ENERGY STAR HP water heater, 50 gal., space htg-elec | U/B | DHW | all IOU | elec | res | 8-15 | 10 | each | Standard electric heater | 800 | [7 empty] | 408 | 1313 |  |  | 905 |  | x | x |  | 1
CMUA TRM | CMUA TRM | 2014 | WATER HEATER | ENERGY STAR HP water heater, 80 gal., space htg-gas | U/B | DHW | all IOU | gas | res | 8-15 | 10 | each | Standard electric heater | 1707 |  | -48.8 | [5 empty] | 745 | 2024 |  |  | 1279 |  | x | x |  | 1
CMUA TRM | CMUA TRM | 2014 | WATER HEATER | ENERGY STAR HP water heater, 80 gal., space htg-elec | U/B | DHW | all IOU | elec | res | 8-15 | 10 | each | Standard electric heater | 785 | [7 empty] | 745 | 2024 |  |  | 1279 |  | x | x |  | 1
WI FOE | WI FOE |  | WATER HEATER | ENERGY STAR Heat Pump Water Heater > 55 GAL - EF 2.2 | U/B | DHW |  | elec | MF |  | 13 | each | Below Standard Water Heater > 55 GAL - EF 0.88 | 1961.168 |  |  | Federal Standard 2015 Heat Pump Water Heater > 55 GAL - EF 1.97 | 152.6459 |  |  |  | 989 | 1068 | 282 | 446 | 243 | 1514 | x | x |  | 1
WI FOE | WI FOE |  | WATER HEATER | Advanced Efficiency Heat Pump Water Heater > 55 GAL - EF 2.8 | U/B | DHW |  | elec | MF |  | 13 | each | Below Standard Water Heater > 55 GAL - EF 0.88 | 2241.3349 |  |  | Federal Standard 2015 Heat Pump Water Heater > 55 GAL - EF 1.97 | 432.8128 |  |  |  | 989 | 1941.6826 | 282 | 546.0555 | 1216.7381 | 2487.7381 | x | x |  | 1
WI FOE | WI FOE |  | WATER HEATER | Federal Standard 2015 Storage Water Heater ≤ 55 GAL - EF 0.95 | U/B | DHW |  | elec | MF |  | 13 | each | Below Standard Water Heater ≤ 55 GAL - EF 0.88 | 240.8452 |  |  | Federal Standard 2015 Storage Water Heater ≤ 55 GAL - EF 0.95 | 0 |  |  |  |  | 369 |  | 282 |  | 651 | x | x |  | 1
CMUA TRM | WI FOE | 2016 | WINDOWS | double pane, u-factor = 0.32, and SHGC = 0.25 | U/B | Envelope | all IOU | elec | res | 12 | 20 | ft-sq | single pane, u-factor = 1.19, and SHGC = 0.83 | 4.6 | 0.005 | 0.113 | [5 empty] | 0 | 35 | 0 | 43.6 | 78.6 | 78.6 |  | x |  | 1
Note on C3: Alex Chamberlain: version or last modified, whatever is more recent
Note on F3: Alex Chamberlain: U = in unit B = whole building
Note on G3: Alex Chamberlain: envelope cooling: CZ13 heating: CZ2
Note on J3: Alex Chamberlain: Res = all residential MF = multifamily
Note on K3: Alex Chamberlain: cooling: CZ13 (or 12) heating: CZ2 (or 1) IOU = all CZs any = CZ non-specific
Note on R3: NOTE: Per CPUC Resolution E-4818, building shell measures in existing buildings default to existing conditions baseline (see: http://docs.cpuc.ca.gov/PublishedDocs/Published/G000/M179/K264/179264220.PDF)”
Note on V3: Alex Chamberlain: if different from savings unit
Note on W3: Alex Chamberlain: for FOE, based on code/standard; pre-existing assumed to be $0
Note on AA3: Alex Chamberlain: total incremental cost = (AA+Y) - (Z+X)
Note on AB3: Alex Chamberlain: total measure cost = AA+Y
Note on AC3: Alex Chamberlain: in unit
Note on AD3: Alex Chamberlain: whole building
Note on AE3: Alex Chamberlain: common area

## Rates
Electricity Rates |  | Electricity Rate ($/kWh)
Service Type | Electricity Schedule | Baseline Usage | 101% - 400% of Baseline | Average | Source | Notes
Residential | E-1 | 0.19979 | 0.27612 | 0.22351 | https://www.pge.com/tariffs/tm2/pdf/ELEC_SCHEDS_E-1.pdf | Using weighted average of monthly rates.
Residential (CARE) | EL-1 | 0.13486 | 0.18638 | 0.13661 | https://www.pge.com/tariffs/ResElecCurrent.xls | Average rate provided by PG&E, based on on forecast usage as of 3/17/17
Master-metered | EM | 0.19979 | 0.27612 | 0.22351 | https://www.pge.com/tariffs/tm2/pdf/ELEC_SCHEDS_EM.pdf | Using weighted average of monthly rates.
Master-metered (CARE) | EML | 0.12643 | 0.17261 | 0.13661 | https://www.pge.com/tariffs/ResElecCurrent.xls
Small Commercial | A-10 |  |  | 0.14051 | https://www.pge.com/tariffs/tm2/pdf/ELEC_SCHEDS_A-10.pdf | Using weighted average of winter and summer rates based on number of days in each season. Assuming all consumption is charged at primary voltage rate.
Gas Rates
Service Type | Gas Schedule | Gas Rate ($/therm) | Source | Notes
Residential | G-1 | 1.2865 | https://www.pge.com/tariffs/assets/pdf/tariffbook/GAS_SCHEDS_G-1.pdf | Assuming all gas consumption is charged at baseline rate.
Residential (CARE) | G-1 | 1.0292 | http://www.cpuc.ca.gov/General.aspx?id=976 | Assuming all gas consumption is charged at baseline rate.
Master-metered | GS | 1.0775 | https://www.pge.com/tariffs/assets/pdf/tariffbook/GAS_SCHEDS_GS.pdf | Assuming all gas consumption is charged at baseline rate.
Master-metered (CARE) | GSL | 1.0298 | https://pge.com/nots/rates/tariffs/tm2/pdf/GAS_SCHEDS_GSL.pdf | Assuming all gas consumption is charged at baseline rate.
Small Commercial | G-NR1 | 1.0282 | https://www.pge.com/tariffs/assets/pdf/tariffbook/GAS_SCHEDS_G-NR1.pdf | Using weighted average of winter and summer rates based on number of days in each season. Assuming all gas consumption is charged at baseline rate.
Baseline Consumption Factor by Territory |  | Source: | https://www.pge.com/en_US/residential/save-energy-money/help-paying-your-bill/longer-term-assistance/medical-condition-related/medical-baseline-allowance/understanding-baseline-quantities.page
| Electric |  | Gas
Territory | Summer | Winter | Summer | Winter
P | 13.8 | 12.3 | 0.46 | 2.15
Q | 7 | 12.3 | 0.69 | 1.98
R | 15.6 | 11 | 0.46 | 1.79
S | 13.8 | 11.2 | 0.46 | 1.92
T | 7 | 8.5 | 0.69 | 1.79
V | 8.7 | 10.6 | 0.69 | 1.79
W | 16.8 | 10.1 | 0.46 | 1.69
X | 10.1 | 10.9 | 0.59 | 1.98
Y | 10.6 | 12.6 | 0.85 | 2.55
Z | 6.2 | 9
Average | 10.96 | 10.85 | 0.59444 | 1.96
E1 and EM Electricity Payments
|  | Electric |  |  |  |  | Gas
Month | Billing Days | Average Usage (kWh) | Season | Baseline (kWh) | Avg Payment ($) | Avg Rate ($/kWh) | Season
January | 31 | 537 | W | 336.35 | 122.6028 | 0.22831 | W
February | 28 | 458 | W | 303.8 | 103.2739 | 0.22549 | W
March | 31 | 413 | W | 336.35 | 88.364 | 0.21396 | W
April | 30 | 407 | W | 325.5 | 87.5354 | 0.21507 | S
May | 31 | 439 | S | 339.76 | 95.2828 | 0.21705 | S
June | 30 | 532 | S | 328.8 | 121.7985 | 0.22894 | S
July | 31 | 598 | S | 339.76 | 139.1859 | 0.23275 | S
August | 31 | 574 | S | 339.76 | 132.559 | 0.23094 | S
September | 30 | 484 | S | 328.8 | 108.5448 | 0.22427 | S
October | 31 | 417 | S | 339.76 | 89.2082 | 0.21393 | S
November | 30 | 461 | W | 325.5 | 102.4459 | 0.22223 | W
December | 31 | 548 | W | 336.35 | 125.6402 | 0.22927 | W
Note on E36: Jeff Abromowitz: Source: https://www.pge.com/en_US/residential/save-energy-money/help-paying-your-bill/longer-term-assistance/medical-condition-related/medical-baseline-allowance/understanding-baseline-quantities.page
Note on F36: Jeff Abromowitz: Calculation of baseline kWh consumption is assuming an average of all PG&E territories

## Mkt Res - RECS
RECS 2009 Analysis: Reportable Domain 26, California
General Characteristics
Data Code | Description and Results
TYPEHUQ | Type of housing unit
California MF
| Apartment in Building with 2 - 4 Units | 26.48%
| Apartment in Building with 5+ Units | 73.52%
| Total | 100%
AIA_Zone | AIA Climate Zone, based on average temperatures from 1981 - 2010
|  | 2-4 Units | 5+ Units | Total
| Less than 2,000 CDD and greater than 7,000 HDD | 0% | 0% | 0%
| Less than 2,000 CDD and 5,500 - 7,000 HDD | 0% | 0% | 0%
| Less than 2,000 CDD and 4,000 - 5,499 HDD | 0% | 0% | 0%
| Less than 2,000 CDD and less than 4,000 HDD | 93.08% | 98.15% | 96.81%
| 2,000 CDD or more and less than 4,000 HDD | 6.92% | 1.846% | 3.19%
| Total | 100% | 100% | 100%
Climate_Region_Pub | Building America Climate Region (collapsed for public file)
|  | 2-4 Units | 5+ Units | Total
| Hot-Dry/Mixed-Dry | 81.25% | 70.46% | 73.32%
| Marine | 18.75% | 29.54% | 26.68%
| Total | 100% | 100% | 100%
KOWNRENT | Housing unit is owned, rented, or occupied without payment of rent
|  | 2-4 Units | 5+ Units | Total
| Owned by someone in the household | 14.41% | 9.937% | 11.12%
| Rented | 84.11% | 89.15% | 87.81%
| Occupied without payment of rent | 1.475% | 0.9173% | 1.065%
| Total | 100% | 100% | 100%
YEARMADERANGE | Year range when housing unit was built
|  | 2-4 Units | 5+ Units | Total
| Before 1950 | 17.72% | 10.04% | 12.07%
| 1950 to 1959 | 14.33% | 11.9% | 12.54%
| 1960 to 1969 | 18.57% | 17.65% | 17.9%
| 1970 to 1979 | 25.12% | 25.53% | 25.42%
| 1980 to 1989 | 13.92% | 18.58% | 17.34%
| 1990 to 1999 | 6.316% | 10.16% | 9.144%
| 2000 to 2004 | 2.812% | 3.02% | 2.965%
| 2005 to 2009 | 1.214% | 3.119% | 2.615%
| Total | 100% | 100% | 100%
NUMAPTS | Number of apartment units in a 5+ unit apartment building
| NUMAPTS | YEARMADERANGE
|  | Before 1950 | 1950 to 1959 | 1960 to 1969 | 1970 to 1979 | 1980 to 1989 | 1990 to 1999 | 2000 to 2004 | 2005 to 2009 | Total
| 5 | 2.817% | 10.11% | 4.951% | 2.329% | 3.261% | 5.138% | 0% | 0% | 4.082%
| 6 | 14.57% | 7.525% | 6.262% | 7.465% | 17.66% | 5.364% | 9.49% | 0% | 9.483%
| 7 | 0% | 2.618% | 6.458% | 7.022% | 2.922% | 3.293% | 0% | 0% | 4.122%
| 8 | 14.25% | 11.67% | 14.75% | 17.26% | 16.5% | 30.46% | 18.45% | 10.77% | 16.88%
| 9 | 4.365% | 0% | 1.734% | 1.184% | 0% | 2.936% | 0% | 9.534% | 1.642%
| 10 | 6.456% | 5.364% | 3.693% | 3.446% | 6.056% | 0% | 0% | 0% | 3.943%
| 11 | 0% | 5.138% | 0% | 1.387% | 0% | 0% | 0% | 0% | 0.9654%
| 12 | 0% | 5.258% | 7.228% | 8.169% | 7.52% | 8.917% | 19.21% | 10.42% | 7.196%
| 13 | 0% | 2.852% | 0% | 3.932% | 0% | 0% | 0% | 0% | 1.343%
| 14 | 0% | 4.996% | 5.073% | 0% | 0% | 0% | 0% | 0% | 1.49%
| 15 | 0% | 2.761% | 0% | 1.108% | 2.992% | 3.011% | 0% | 8.179% | 1.728%
| 16 | 3.048% | 0% | 3.336% | 3.655% | 3.127% | 5.132% | 0% | 0% | 2.931%
| 18 | 0% | 0% | 1.843% | 0% | 0% | 0% | 0% | 0% | 0.3253%
| 19 | 0% | 2.618% | 0% | 0% | 0% | 0% | 0% | 0% | 0.3115%
| 20 | 2.541% | 10.23% | 6.193% | 7.918% | 3.572% | 0% | 8.359% | 8.599% | 5.771%
| 21 | 0% | 0% | 1.774% | 0% | 0% | 0% | 8.882% | 0% | 0.5815%
| 22 | 0% | 0% | 2.07% | 0% | 0% | 0% | 8.447% | 0% | 0.6205%
| 23 | 0% | 0% | 1.861% | 0% | 1.797% | 3.338% | 0% | 0% | 1.002%
| 24 | 5.92% | 2.244% | 1.445% | 1.419% | 0% | 0% | 0% | 0% | 1.479%
| 25 | 0% | 0% | 1.445% | 2.228% | 0% | 0% | 0% | 0% | 0.8238%
| 27 | 0% | 0% | 1.889% | 0% | 0% | 0% | 0% | 0% | 0.3335%
| 28 | 0% | 0% | 3.196% | 0.9993% | 0% | 0% | 0% | 8.973% | 1.099%
| 30 | 0% | 7.483% | 0% | 4.684% | 5.036% | 0% | 0% | 0% | 3.022%
| 32 | 0% | 0% | 0% | 1.286% | 0% | 0% | 0% | 0% | 0.3284%
| 33 | 0% | 0% | 0% | 0% | 1.448% | 0% | 0% | 0% | 0.2691%
| 34 | 0% | 0% | 1.525% | 0.9993% | 0% | 0% | 0% | 0% | 0.5242%
| 35 | 0% | 0% | 0% | 0% | 1.522% | 0% | 0% | 0% | 0.2829%
| 36 | 0% | 0% | 1.922% | 0% | 0% | 2.51% | 0% | 0% | 0.5944%
| 37 | 0% | 0% | 0% | 0.9412% | 0% | 0% | 0% | 0% | 0.2403%
| 40 | 4.365% | 2.976% | 1.361% | 2.45% | 0% | 0% | 0% | 0% | 1.658%
| 42 | 0% | 0% | 2.013% | 1.431% | 3.238% | 2.627% | 0% | 0% | 1.589%
| 48 | 3.91% | 0% | 1.7% | 3.304% | 0% | 0% | 0% | 0% | 1.536%
| 50 | 2.948% | 9.157% | 1.678% | 3.153% | 4.862% | 0% | 0% | 0% | 3.39%
| 55 | 0% | 0% | 0% | 0% | 1.593% | 0% | 0% | 0% | 0.296%
| 56 | 0% | 0% | 0% | 0% | 1.7% | 0% | 0% | 0% | 0.3159%
| 58 | 0% | 0% | 0% | 0% | 1.373% | 0% | 0% | 0% | 0.2551%
| 60 | 2.541% | 0% | 1.861% | 2.217% | 1.593% | 0% | 0% | 14.05% | 1.884%
| 64 | 0% | 0% | 0% | 0% | 1.593% | 0% | 0% | 0% | 0.296%
| 65 | 0% | 0% | 1.678% | 0% | 0% | 0% | 7.297% | 0% | 0.5166%
| 66 | 0% | 0% | 0% | 0% | 0% | 3.232% | 0% | 0% | 0.3284%
| 70 | 0% | 0% | 0% | 0% | 2.058% | 2.915% | 0% | 0% | 0.6786%
| 75 | 7.001% | 0% | 1.602% | 0% | 1.399% | 0% | 0% | 0% | 1.246%
| 76 | 0% | 0% | 0% | 0% | 0% | 3.232% | 0% | 0% | 0.3284%
| 80 | 0% | 0% | 2.07% | 1.108% | 0% | 0% | 0% | 0% | 0.6482%
| 81 | 0% | 0% | 0% | 1.108% | 0% | 3.051% | 0% | 0% | 0.5929%
| 90 | 7.437% | 0% | 0% | 1.882% | 0% | 3.082% | 0% | 11.35% | 1.895%
| 100 | 0% | 0% | 1.767% | 0% | 3.551% | 3.232% | 11.42% | 0% | 1.645%
| 108 | 0% | 0% | 0% | 0% | 0% | 3.132% | 0% | 0% | 0.3183%
| 110 | 0% | 0% | 0% | 1.311% | 0% | 0% | 0% | 0% | 0.3347%
| 120 | 4.016% | 0% | 2.07% | 1.16% | 1.85% | 0% | 0% | 0% | 1.409%
| 133 | 0% | 0% | 0% | 1.108% | 0% | 0% | 0% | 0% | 0.2829%
| 145 | 0% | 0% | 0% | 1.046% | 0% | 0% | 0% | 0% | 0.267%
| 150 | 3.622% | 0% | 1.602% | 0% | 0% | 0% | 0% | 0% | 0.6465%
| 160 | 0% | 0% | 0% | 0% | 0% | 0% | 0% | 8.627% | 0.2691%
| 175 | 0% | 0% | 0% | 0% | 0% | 2.697% | 0% | 0% | 0.2741%
| 178 | 3.17% | 0% | 0% | 0% | 0% | 0% | 0% | 0% | 0.3183%
| 200 | 0% | 2.244% | 1.947% | 0% | 1.774% | 2.697% | 0% | 0% | 1.214%
| 365 | 7.016% | 4.755% | 0% | 1.294% | 0% | 0% | 8.447% | 9.497% | 2.152%
| Total | 100% | 100% | 100% | 100% | 100% | 100% | 100% | 100% | 100%
| NUMAPTS (Collapsed) | YEARMADERANGE
|  | Before 1950 | 1950 to 1959 | 1960 to 1969 | 1970 to 1979 | 1980 to 1989 | 1990 to 1999 | 2000 to 2004 | 2005 to 2009 | Total
| Five to 10 | 42.46% | 37.29% | 37.85% | 38.7% | 46.4% | 47.19% | 27.94% | 20.31% | 40.16%
| 11 to 20 | 5.589% | 33.85% | 23.67% | 26.17% | 17.21% | 17.06% | 27.57% | 27.2% | 22.06%
| 21 - 40 | 10.28% | 12.7% | 18.49% | 15.01% | 9.804% | 5.849% | 17.33% | 8.973% | 12.86%
| 41 - 80 | 16.4% | 9.157% | 12.6% | 11.21% | 19.41% | 12.01% | 7.297% | 14.05% | 13.31%
| 81 - 120 | 11.45% | 0% | 3.837% | 5.462% | 5.401% | 12.5% | 11.42% | 11.35% | 6.194%
| 120 - 180 | 10.81% | 0% | 3.672% | 3.314% | 1.85% | 2.697% | 0% | 8.627% | 3.466%
| 180+ | 7.016% | 6.999% | 1.947% | 1.294% | 1.774% | 2.697% | 8.447% | 9.497% | 3.366%
Building Shell
ADQINSUL | Level of insulation (respondent reported)
|  | 2-4 Units | 5+ Units | Total
| Well Insulated | 19.41% | 23.74% | 22.59%
| Adequately Insulated | 38.37% | 48.99% | 46.18%
| Poorly Insulated | 37.03% | 25.32% | 28.42%
| No Insulation | 5.195% | 1.946% | 2.806%
| Total | 100% | 100% | 100%
INSTLINS | Insulation added by this household
|  | 2-4 Units | 5+ Units | Total
| No | 94.76% | 98.04% | 97.17%
| Yes | 5.237% | 1.959% | 2.827%
| Total | 100% | 100% | 100%
INSTLWS | Caulking or weather stripping by this household
|  | 2-4 Units | 5+ Units | Total
| No | 80.93% | 89.09% | 86.93%
| Yes | 19.07% | 10.91% | 13.07%
| Total | 100% | 100% | 100%
NEWGLASS | Windows replaced by this household
|  | 2-4 Units | 5+ Units | Total
| Not applicable | 0% | 1.304% | 0.9586%
| All of the windows | 11.91% | 5.63% | 7.292%
| Some of the windows | 8.65% | 5.193% | 6.108%
| None of the windows | 79.44% | 87.87% | 85.64%
| Total | 100% | 100% | 100%
Space Heating
FUELHEAT | Main space heating fuel
|  | 2-4 Units | 5+ Units | Total
| No Space Heating Equipiment | 15.72% | 27.07% | 24.06%
| Kerosene | 0% | 0.3104% | 0.2282%
| Other Fuel | 0% | 0.3335% | 0.2452%
| Propane/LPG | 2.103% | 0% | 0.5569%
| Electricity | 33.53% | 32.59% | 32.84%
| Natural Gas | 48.65% | 39.7% | 42.07%
| Total | 100% | 100% | 100%
EQUIPM | Type of main space heating equpiment used
|  | 2-4 Units | 5+ Units | Total
| [No space heating equipment] | 15.72% | 27.07% | 24.06%
| Fireplace | 0.6958% | 0% | 0.1843%
| Portable Kerosene Heaters | 0% | 0.3104% | 0.2282%
| Cooking Stove | 0% | 0.3284% | 0.2415%
| Heat Pump | 0% | 2.347% | 1.725%
| Steam or Hot Water System | 0.8521% | 3.158% | 2.548%
| Portable Electric Heaters | 13.19% | 6.828% | 8.513%
| Built-In Electric Units | 8.521% | 7.743% | 7.949%
| Floor or Wall Pipeless Furnace | 11.53% | 8.945% | 9.63%
| Built-In Room Heater | 17.21% | 10.39% | 12.2%
| Central Warm-Air Furnace | 32.28% | 32.88% | 32.72%
| Total | 100% | 100% | 100%
EQUIPAGE | Age of main space heating equipment
|  | 2-4 Units | 5+ Units | Total
| Not applicable | 3.485% | 3.682% | 3.63%
| Less than 2 yrs | 14.01% | 11.17% | 11.92%
| 2 to 4 yrs | 7.146% | 9.544% | 8.909%
| 5 to 9 yrs | 20.22% | 16.19% | 17.25%
| 10 to 14 yrs | 10.47% | 10.79% | 10.7%
| 15 to 19 yrs | 7.7% | 5.236% | 5.888%
| 20 yrs + | 36.97% | 43.4% | 41.7%
| Total | 100% | 100% | 100%
PROTHERM | Programmable main thermostat
|  | 2-4 Units | 5+ Units | Total
| Not applicable | 44.07% | 43.59% | 43.72%
| No | 40.13% | 30.66% | 33.16%
| Yes | 15.8% | 25.76% | 23.12%
| Total | 100% | 100% | 100%
ELECAUX | Electricity used for secondary space heating
|  | 2-4 Units | 5+ Units | Total
| No | 81.48% | 87.6% | 85.98%
| Yes | 18.52% | 12.4% | 14.02%
| Total | 100% | 100% | 100%
Cooling
COOLTYPE | Type of air conditioning equipment used
|  | 2-4 Units | 5+ Units | Total
| N/A | 57.14% | 50.49% | 52.25%
| Central system | 23.23% | 27.83% | 26.61%
| Window/wall units | 19.63% | 21.68% | 21.13%
| Both central and window/wall units | 0% | 0% | 0%
| Total | 100% | 100% | 100%
CENACHP | Central air conditioner is a heat pump
|  | 2-4 Units | 5+ Units | Total
| Not applicable | 76.77% | 72.17% | 73.39%
| No | 23.23% | 23.39% | 23.35%
| Yes | 0% | 4.443% | 3.266%
| Total | 100% | 100% | 100%
ELCOOL | Electricity used for air conditioning
|  | 2-4 Units | 5+ Units | Total
| No | 57.14% | 50.49% | 52.25%
| Yes | 42.86% | 49.51% | 47.75%
| Total | 100% | 100% | 100%
PROTHERMAC | Programmable thermostat for central air conditioner
|  | 2-4 Units | 5+ Units | Total
| Not applicable | 78% | 73.27% | 74.52%
| No | 12.28% | 8.007% | 9.14%
| Yes | 9.713% | 18.72% | 16.34%
| Total | 100% | 100% | 100%
Domestic Hot Water
FUELH2O | Fuel used by main water heater
|  | 2-4 Units | 5+ Units | Total
| Not applicable | 0.6227% | 2.179% | 1.767%
| Natural Gas | 86.28% | 77.44% | 79.78%
| Propane/LPG | 2.694% | 4.364% | 3.922%
| Electricity | 10.4% | 16.01% | 14.53%
| Total | 100% | 100% | 100%
H2OTYPE1 | Type of main water heater
|  | 2-4 Units | 5+ Units | Total
| Not applicable | 0.6227% | 2.179% | 1.767%
| Storage water heater | 98.78% | 97.24% | 97.65%
| Tankless water heater | 0.595% | 0.5812% | 0.5849%
| Total | 100% | 100% | 100%
WHEATOTH | Main water heater is used by more than one housing unit
|  | 2-4 Units | 5+ Units | Total
| Not applicable | 0.6227% | 2.179% | 1.767%
| Not Shared | 71.49% | 39.9% | 48.27%
| Shared | 27.89% | 57.92% | 49.97%
| Total | 100% | 100% | 100%
WHEATAGE | Main water heater age by Whether water heater used by multiple households (multifamily buildings only)
WHEATOTH
|  | Not applicable | Not Shared | Shared | Total
| Not applicable | 100% | 0% | 0% | 1.767%
| Less than 2 yrs | 0% | 13.93% | 18.05% | 15.75%
| 2 to 4 yrs | 0% | 18.78% | 11.93% | 15.02%
| 5 to 9 yrs | 0% | 33.62% | 23.77% | 28.1%
| 10 to 14 yrs | 0% | 16.59% | 18.62% | 17.31%
| 15 to 19 yrs | 0% | 3.491% | 3.091% | 3.23%
| 20 yrs + | 0% | 13.59% | 24.53% | 18.82%
| Total | 100% | 100% | 100% | 100%
Appliances
NUMFRIG | Number of refrigerators used
|  | 2-4 Units | 5+ Units | Total
| 0 | 0% | 0.8092% | 0.5949%
| 1 | 93.06% | 93.39% | 93.3%
| 2 | 5.608% | 5.545% | 5.562%
| 3 | 1.336% | 0.2551% | 0.5414%
| Total | 100% | 100% | 100%
AGERFRI1 | Age of most-used refrigerator
|  | 2-4 Units | 5+ Units | Total
| Not applicable | 0% | 0.8092% | 0.5949%
| Less than 2 yrs | 13.8% | 14.49% | 14.31%
| 2 to 4 yrs | 25.69% | 26.52% | 26.3%
| 5 to 9 yrs | 31.21% | 34.71% | 33.78%
| 10 to 14 yrs | 22.31% | 16.06% | 17.71%
| 15 to 19 yrs | 4.192% | 4.801% | 4.64%
| 20 yrs + | 2.798% | 2.614% | 2.663%
| Total | 100% | 100% | 100%
DISHWASH | Dishwasher used
|  | 2-4 Units | 5+ Units | Total
| No | 72.98% | 59.99% | 63.43%
| Yes | 27.02% | 40.01% | 36.57%
| Total | 100% | 100% | 100%
MICRO | Microwave oven used
|  | 2-4 Units | 5+ Units | Total
| No | 6.384% | 8.973% | 8.288%
| Yes | 93.62% | 91.03% | 91.71%
| Total | 100% | 100% | 100%
CWASHER | Clothes washer used in home
|  | 2-4 Units | 5+ Units | Total
| No | 55.73% | 75.36% | 70.16%
| Yes | 44.27% | 24.64% | 29.84%
| Total | 100% | 100% | 100%
DRYER | Clothes dryer used in home
|  | 2-4 Units | 5+ Units | Total
| No | 59.13% | 76.77% | 72.1%
| Yes | 40.87% | 23.23% | 27.9%
| Total | 100% | 100% | 100%
DRYRFUEL | Fuel used by clothes dryer
|  | 2-4 Units | 5+ Units | Total
| Not applicable | 59.13% | 76.77% | 72.1%
| Natural Gas | 14.44% | 6.878% | 8.88%
| Electricity | 26.43% | 16.35% | 19.02%
| Total | 100% | 100% | 100%

## Mkt Res - ACS
ACS Selected Housing Characteristics Analysis: 9 Climate Zones; 33 PG&E Counties
By Climate Zone
Number of Occupied Housing Units
Climate Zone
|  |  | SF/Townhouse | 2-4 Units | 5-19 Units | 20 or more | Other | Total Housing Units | Total MF Housing Units | % MF Housing Units
|  | 1 | 51899 | 6487 | 2899 | 1360 | 0 | 62645 | 10746 | 17.15%
|  | 2 | 282378 | 22868 | 17637 | 17048 | 263 | 340194 | 57553 | 16.92%
|  | 3 | 1154675 | 210493 | 229531 | 302238 | 947 | 1897884 | 742262 | 39.11%
|  | 4 | 638461 | 68922 | 93709 | 125134 | 557 | 926783 | 287765 | 31.05%
|  | 5 | 107597 | 16241 | 20265 | 11671 | 188 | 155962 | 48177 | 30.89%
|  | 11 | 195784 | 17311 | 15116 | 11114 | 71 | 239396 | 43541 | 18.19%
|  | 12 | 1012975 | 83062 | 120008 | 88730 | 902 | 1305677 | 291800 | 22.35%
|  | 13 | 680219 | 92000 | 59362 | 33723 | 1253 | 866557 | 185085 | 21.36%
|  | 16 | 259876 | 15992 | 15347 | 12656 | 557 | 304428 | 43995 | 14.45%
|  | Total | 4383864 | 533376 | 573874 | 603674 | 4738 | 6099526 | 1710924 | 28.05%
Percentage of Occupied Housing Units by Building Size
Climate Zone
|  |  | SF/Townhouse | 2-4 Units | 5-19 Units | 20 or more | Other
|  | 1 | 1.184% | 1.216% | 0.5052% | 0.2253% | 0%
|  | 2 | 6.441% | 4.287% | 3.073% | 2.824% | 5.551%
|  | 3 | 26.34% | 39.46% | 40% | 50.07% | 19.99%
|  | 4 | 14.56% | 12.92% | 16.33% | 20.73% | 11.76%
|  | 5 | 2.454% | 3.045% | 3.531% | 1.933% | 3.968%
|  | 11 | 4.466% | 3.246% | 2.634% | 1.841% | 1.499%
|  | 12 | 23.11% | 15.57% | 20.91% | 14.7% | 19.04%
|  | 13 | 15.52% | 17.25% | 10.34% | 5.586% | 26.45%
|  | 16 | 5.928% | 2.998% | 2.674% | 2.096% | 11.76%
|  |  | 100% | 100% | 100% | 100% | 100%
Overview of Rental Market
Climate Zone
|  |  | Rentals (% of occupied housing that is rented) | Rental vacancy rate | Median gross rent
|  | 1 | 41.6% | 2% | 913
|  | 2 | 39.67% | 3.45% | 1236.75
|  | 3 | 44.35% | 2.633% | 1787.8333
|  | 4 | 43.93% | 2.967% | 1564
|  | 5 | 49% | 2.7% | 1542
|  | 11 | 42.48% | 3.1% | 946.5
|  | 12 | 45.42% | 3.133% | 1132.5
|  | 13 | 44.88% | 4.6% | 927
|  | 16 | 26.4% | 4.833% | 1281.3333
|  | Average | 42.22% | 3.391% | 1269.1212
Percent of Housing Unit by Year Built
Climate Zone
|  |  | Built 2000 or later | Built 1980 to 1999 | Built 1979 or earlier
|  | 1 | 11.45% | 25.69% | 62.86% | 1
|  | 2 | 13.1% | 30.38% | 56.52% | 1
|  | 3 | 10.16% | 20.39% | 69.45% | 1
|  | 4 | 13.87% | 25.34% | 60.79% | 1
|  | 5 | 10.96% | 23.36% | 65.69% | 1
|  | 11 | 16.49% | 32.58% | 50.92% | 1
|  | 12 | 18.6% | 30.59% | 50.81% | 1
|  | 13 | 20.39% | 30.84% | 48.77% | 1
|  | 16 | 25.45% | 37% | 37.55% | 1
|  | Average | 15.19% | 26.81% | 58%
By County
Number of Occupied Housing Units | [10 empty] | Rentals as a Percentage of Occupied Housing
| County | Climate Zone | SF/Townhouse | 2-4 Units | 5-19 Units | 20 or more | Other | Total Housing Units | Total MF Housing Units | % MF Housing Units | Rentals (% of occupied housing that is rented)
| Alameda | 3 | 373903 | 61447 | 62000 | 102313 | 117 | 599780 | 225760 | 37.64% | 47.7% | 286095.06
| Butte | 11 | 77422 | 8008 | 7012 | 5997 | 0 | 98439 | 21017 | 21.35% | 40.9% | 40261.551
| Contra Costa | 3 | 312827 | 30077 | 30094 | 37450 | 366 | 410814 | 97621 | 23.76% | 36% | 147893.04
| El Dorado | 16 | 77584 | 4386 | 3950 | 3290 | 258 | 89468 | 11626 | 12.99% | 25% | 22367
| Fresno | 13 | 238741 | 40924 | 31329 | 16231 | 587 | 327812 | 88484 | 26.99% | 47.1% | 154399.452
| Humboldt | 1 | 51899 | 6487 | 2899 | 1360 | 0 | 62645 | 10746 | 17.15% | 41.6% | 26060.32
| Kern | 13 | 235890 | 31950 | 18075 | 8885 | 440 | 295240 | 58910 | 19.95% | 43% | 126953.2
| Kings | 13 | 36494 | 3914 | 4062 | 1211 | 82 | 45763 | 9187 | 20.08% | 51.3% | 23476.419
| Lake | 2 | 32340 | 2279 | 591 | 454 | 0 | 35664 | 3324 | 9.32% | 40.2% | 14336.928
| Madera | 13 | 43933 | 3446 | 1136 | 1583 | 107 | 50205 | 6165 | 12.28% | 40.2% | 20182.41
| Marin | 3 | 81568 | 8333 | 12647 | 10064 | 273 | 112885 | 31044 | 27.5% | 37.6% | 42444.76
| Mendocino | 2 | 35134 | 2353 | 2221 | 1124 | 10 | 40842 | 5698 | 13.95% | 43.3% | 17684.586
| Merced | 12 | 71953 | 5742 | 4935 | 1734 | 68 | 84432 | 12411 | 14.7% | 47.8% | 40358.496
| Monterey | 4 | 102110 | 13037 | 19221 | 6389 | 62 | 140819 | 38647 | 27.44% | 50.8% | 71536.052
| Napa | 2 | 44366 | 4603 | 2124 | 4430 | 12 | 55535 | 11157 | 20.09% | 36.3% | 20159.205
| Nevada | 16 | 47264 | 2896 | 854 | 2225 | 299 | 53538 | 5975 | 11.16% | 25.4% | 13598.652
| Placer | 16 | 135028 | 8710 | 10543 | 7141 | 0 | 161422 | 26394 | 16.35% | 28.8% | 46489.536
| Sacramento | 12 | 416648 | 37883 | 63117 | 47979 | 186 | 565813 | 148979 | 26.33% | 44.8% | 253484.224
| San Francisco | 3 | 123615 | 84040 | 78625 | 106472 | 71 | 392823 | 269137 | 68.51% | 62.1% | 243943.083
| San Joaquin | 12 | 196970 | 13092 | 17065 | 13383 | 108 | 240618 | 43540 | 18.1% | 45.9% | 110443.662
| San Luis Obispo | 4 | 98519 | 11443 | 6697 | 4158 | 49 | 120866 | 22298 | 18.45% | 37.4% | 45203.884
| San Mateo | 3 | 181263 | 18414 | 36920 | 39267 | 83 | 275947 | 94601 | 34.28% | 41.1% | 113414.217
| Santa Barbara | 5 | 107597 | 16241 | 20265 | 11671 | 188 | 155962 | 48177 | 30.89% | 49% | 76421.38
| Santa Clara | 4 | 437832 | 44442 | 67791 | 114587 | 446 | 665098 | 226820 | 34.1% | 43.6% | 289982.728
| Santa Cruz | 3 | 81499 | 8182 | 9245 | 6672 | 37 | 105635 | 24099 | 22.81% | 41.6% | 43944.16
| Shasta | 11 | 67596 | 5016 | 3813 | 1878 | 0 | 78303 | 10707 | 13.67% | 34.6% | 27092.838
| Solano | 12 | 121412 | 9437 | 16417 | 9513 | 47 | 156826 | 35367 | 22.55% | 40.7% | 63828.182
| Sonoma | 2 | 170538 | 13633 | 12701 | 11040 | 241 | 208153 | 37374 | 17.96% | 38.9% | 80971.517
| Stanislaus | 12 | 152771 | 10534 | 8969 | 8099 | 449 | 180822 | 27602 | 15.26% | 43.3% | 78295.926
| Sutter | 11 | 27064 | 3039 | 2505 | 1638 | 48 | 34294 | 7182 | 20.94% | 47.7% | 16358.238
| Tulare | 13 | 125161 | 11766 | 4760 | 5813 | 37 | 147537 | 22339 | 15.14% | 42.8% | 63145.836
| Yolo | 12 | 53221 | 6374 | 9505 | 8022 | 44 | 77166 | 23901 | 30.97% | 50% | 38583
| Yuba | 11 | 23702 | 1248 | 1786 | 1601 | 23 | 28360 | 4635 | 16.34% | 46.7% | 13244.12
| Total |  | 4383864 | 533376 | 573874 | 603674 | 4738 | 6099526 | 1710924 | 28.05%
[11 empty] | Across all counties: | 43.82%
Percentage of Occupied Housing Units by Building Size
| County | Climate Zone | SF/Townhouse | 2-4 Units | 5-19 Units | 20 or more | Other
| Alameda | 3 | 8.529% | 11.52% | 10.8% | 16.95% | 2.469%
| Butte | 11 | 1.766% | 1.501% | 1.222% | 0.9934% | 0%
| Contra Costa | 3 | 7.136% | 5.639% | 5.244% | 6.204% | 7.725%
| El Dorado | 16 | 1.77% | 0.8223% | 0.6883% | 0.545% | 5.445%
| Fresno | 13 | 5.446% | 7.673% | 5.459% | 2.689% | 12.39%
| Humboldt | 1 | 1.184% | 1.216% | 0.5052% | 0.2253% | 0%
| Kern | 13 | 5.381% | 5.99% | 3.15% | 1.472% | 9.287%
| Kings | 13 | 0.8325% | 0.7338% | 0.7078% | 0.2006% | 1.731%
| Lake | 2 | 0.7377% | 0.4273% | 0.103% | 0.07521% | 0%
| Madera | 13 | 1.002% | 0.6461% | 0.198% | 0.2622% | 2.258%
| Marin | 3 | 1.861% | 1.562% | 2.204% | 1.667% | 5.762%
| Mendocino | 2 | 0.8014% | 0.4412% | 0.387% | 0.1862% | 0.2111%
| Merced | 12 | 1.641% | 1.077% | 0.8599% | 0.2872% | 1.435%
| Monterey | 4 | 2.329% | 2.444% | 3.349% | 1.058% | 1.309%
| Napa | 2 | 1.012% | 0.863% | 0.3701% | 0.7338% | 0.2533%
| Nevada | 16 | 1.078% | 0.543% | 0.1488% | 0.3686% | 6.311%
| Placer | 16 | 3.08% | 1.633% | 1.837% | 1.183% | 0%
| Sacramento | 12 | 9.504% | 7.102% | 11% | 7.948% | 3.926%
| San Francisco | 3 | 2.82% | 15.76% | 13.7% | 17.64% | 1.499%
| San Joaquin | 12 | 4.493% | 2.455% | 2.974% | 2.217% | 2.279%
| San Luis Obispo | 4 | 2.247% | 2.145% | 1.167% | 0.6888% | 1.034%
| San Mateo | 3 | 4.135% | 3.452% | 6.433% | 6.505% | 1.752%
| Santa Barbara | 5 | 2.454% | 3.045% | 3.531% | 1.933% | 3.968%
| Santa Clara | 4 | 9.987% | 8.332% | 11.81% | 18.98% | 9.413%
| Santa Cruz | 3 | 1.859% | 1.534% | 1.611% | 1.105% | 0.7809%
| Shasta | 11 | 1.542% | 0.9404% | 0.6644% | 0.3111% | 0%
| Solano | 12 | 2.77% | 1.769% | 2.861% | 1.576% | 0.992%
| Sonoma | 2 | 3.89% | 2.556% | 2.213% | 1.829% | 5.087%
| Stanislaus | 12 | 3.485% | 1.975% | 1.563% | 1.342% | 9.477%
| Sutter | 11 | 0.6174% | 0.5698% | 0.4365% | 0.2713% | 1.013%
| Tulare | 13 | 2.855% | 2.206% | 0.8295% | 0.9629% | 0.7809%
| Yolo | 12 | 1.214% | 1.195% | 1.656% | 1.329% | 0.9287%
| Yuba | 11 | 0.5407% | 0.234% | 0.3112% | 0.2652% | 0.4854%
|  |  | 100% | 100% | 100% | 100% | 100%
Overview of Rental Market
| County | Climate Zone | Rentals (% of occupied housing that is rented) | Rental Vacancy Rate% | Median Rent ($)
| Alameda County | 3 | 47.7% | 2.1% | 1622
| Butte County | 11 | 40.9% | 7.8% | 987
| Contra Costa County | 3 | 36% | 1.8% | 1692
| El Dorado County | 16 | 25% | 5.3% | 1221
| Fresno County | 13 | 47.1% | 3.4% | 930
| Humboldt County | 1 | 41.6% | 2% | 913
| Kern County | 13 | 43% | 5% | 927
| Kings County | 13 | 51.3% | 3.9% | 955
| Lake County | 2 | 40.2% | 5.2% | 870
| Madera County | 13 | 40.2% | 7.5% | 954
| Marin County | 3 | 37.6% | 3.3% | 1921
| Mendocino County | 2 | 43.3% | 1.3% | 1071
| Merced County | 12 | 47.8% | 5.8% | 899
| Monterey County | 4 | 50.8% | 3.2% | 1314
| Napa County | 2 | 36.3% | 4.6% | 1480
| Nevada County | 16 | 25.4% | 3.3% | 1220
| Placer County | 16 | 28.8% | 5.9% | 1403
| Sacramento County | 12 | 44.8% | 3.5% | 1118
| San Francisco County | 3 | 62.1% | 3% | 1784
| San Joaquin County | 12 | 45.9% | 3.2% | 1105
| San Luis Obispo County | 4 | 37.4% | 2.6% | 1313
| San Mateo County | 3 | 41.1% | 4% | 2114
| Santa Barbara County | 5 | 49% | 2.7% | 1542
| Santa Clara County | 4 | 43.6% | 3.1% | 2065
| Santa Cruz County | 3 | 41.6% | 1.6% | 1594
| Shasta County | 11 | 34.6% | 2.3% | 975
| Solano County | 12 | 40.7% | 2.8% | 1427
| Sonoma County | 2 | 38.9% | 2.7% | 1526
| Stanislaus County | 12 | 43.3% | 1.9% | 1036
| Sutter County | 11 | 47.7% | 0.2% | 922
| Tulare County | 13 | 42.8% | 3.2% | 869
| Yolo County | 12 | 50% | 1.6% | 1210
| Yuba County | 11 | 46.7% | 2.1% | 902
Percent of All Housing Units by Year Built
| County | Climate Zone | Built 2000 or later | Built 1980 to 1999 | Built 1979 or earlier
| San Francisco County | 3 | 8.604% | 9.09% | 82.31%
| San Mateo County | 3 | 7.867% | 16.37% | 75.76%
| Marin County | 3 | 6.298% | 18.13% | 75.58%
| Alameda County | 3 | 9.973% | 22.46% | 67.56%
| Santa Cruz County | 3 | 10.14% | 22.7% | 67.16%
| Santa Barbara County | 5 | 10.96% | 23.36% | 65.69%
| Santa Clara County | 4 | 13.77% | 22.71% | 63.52%
| Humboldt County | 1 | 11.45% | 25.69% | 62.86%
| Monterey County | 4 | 10.68% | 28.19% | 61.13%
| Mendocino County | 2 | 9.613% | 29.32% | 61.07%
| Napa County | 2 | 14.75% | 25.46% | 59.79%
| Sonoma County | 2 | 12.66% | 31.47% | 55.87%
| Contra Costa County | 3 | 14.51% | 30.91% | 54.58%
| Sutter County | 11 | 18.85% | 27.7% | 53.45%
| Butte County | 11 | 15.46% | 31.32% | 53.22%
| Sacramento County | 12 | 17.48% | 29.79% | 52.73%
| Tulare County | 13 | 20.97% | 27.69% | 51.34%
| Fresno County | 13 | 18.68% | 30.06% | 51.26%
| Stanislaus County | 12 | 17.71% | 31.22% | 51.06%
| Kings County | 13 | 19.34% | 29.72% | 50.94%
| San Joaquin County | 12 | 21.14% | 28.75% | 50.1%
| Lake County | 2 | 17.1% | 32.9% | 50%
| Yuba County | 11 | 30.45% | 20.13% | 49.42%
| Solano County | 12 | 14.72% | 36.5% | 48.78%
| Shasta County | 11 | 11.71% | 40.82% | 47.47%
| Yolo County | 12 | 20.77% | 31.81% | 47.42%
| El Dorado County | 16 | 17.71% | 34.94% | 47.35%
| Merced County | 12 | 25.91% | 27.73% | 46.36%
| Kern County | 13 | 21.32% | 32.81% | 45.87%
| San Luis Obispo County | 4 | 18.16% | 36.47% | 45.37%
| Nevada County | 16 | 15.78% | 43.79% | 40.43%
| Madera County | 13 | 25.28% | 34.65% | 40.07%
| Placer County | 16 | 32.95% | 35.89% | 31.16%