Program Specific1-in-10Size: Over 200kWAll2024July Monthly Peak | Program Specific | 1-in-10 | Size: Over 200kW | All | 2024 | July Monthly Peak | 7 | 145.4666 | 141.1777 | 136.9876 | 136.9672 | 146.1271 | 170.2368 | 196.5047 | 218.1856 | 232.6614 | 241.9273 | 250.1559 | 250.1395 | 245.7864 | 246.6675 | 241.0216 | 230.7827 | 217.1275 | 202.8167 | 194.2631 | 188.555 | 185.2898 | 176.5514 | 164.0026 | 156.0155 | -1.6242 | -2.1882 | -1.4746 | -1.9688 | -2.783 | -2.7078 | -3.4598 | -2.9626 | -3.1084 | -3.6672 | -3.2422 | -3.7274 | -2.5177 | 0.04361 | 9.5798 | 10.5644 | 10.3089 | 9.6591 | 3.9069 | 1.3707 | 0.51171 | 1.3692 | 1.1825 | 1.0648 | 76.1256 | 74.7253 | 73.5392 | 72.3891 | 71.6241 | 70.9324 | 70.4993 | 70.9833 | 73.8012 | 78.4203 | 83.2946 | 87.1938 | 89.0807 | 90.0132 | 91.2439 | 91.6287 | 91.3348 | 90.7799 | 89.4099 | 87.0756 | 83.4642 | 80.0316 | 77.8441 | 76.4121 | 3.8935 | 3.7687 | 3.9301 | 3.6954 | 3.6528 | 3.5864 | 3.9752 | 3.8537 | 4.5367 | 4.5599 | 4.0878 | 3.7999 | 3.5782 | 3.6252 | 3.2227 | 2.7669 | 2.4274 | 2.4099 | 2.4288 | 3.5253 | 3.8452 | 3.9509 | 3.408 | 3.6231
Program Specific1-in-10Size: Over 200kWAll2024August Monthly Peak | Program Specific | 1-in-10 | Size: Over 200kW | All | 2024 | August Monthly Peak | 8 | 146.8715 | 142.6742 | 138.3703 | 138.1514 | 147.8601 | 173.5593 | 203.0757 | 227.1495 | 245.4217 | 256.8029 | 267.191 | 268.3404 | 264.3842 | 265.9384 | 259.5344 | 245.2179 | 227.7108 | 210.7436 | 200.1845 | 195.6769 | 190.6299 | 179.7679 | 166.9179 | 158.4966 | -2.0396 | -2.6516 | -1.8007 | -2.0292 | -2.8765 | -2.9513 | -4.0777 | -3.1949 | -3.3155 | -3.9088 | -3.8662 | -4.5884 | -3.3046 | -0.72688 | 9.6524 | 10.8434 | 10.2593 | 9.6987 | 4.1362 | 1.2126 | 0.1881 | 1.1498 | 0.97878 | 0.91801 | 76.0358 | 75.1862 | 74.3301 | 73.5306 | 72.8718 | 72.4734 | 72.3027 | 72.6389 | 75.2264 | 80.0411 | 84.5703 | 88.8867 | 92.1141 | 94.1423 | 95.1353 | 96.1598 | 96.566 | 95.9844 | 95.2022 | 92.4161 | 88.0759 | 84.703 | 82.4337 | 80.299 | 4.0083 | 3.88 | 4.0373 | 3.7888 | 3.7541 | 3.7121 | 4.1606 | 4.0722 | 4.858 | 4.9172 | 4.4313 | 4.1501 | 3.9236 | 3.9895 | 3.5436 | 2.9991 | 2.5956 | 2.5537 | 2.5503 | 3.723 | 4.021 | 4.0818 | 3.5186 | 3.7268
Program Specific1-in-10Size: Over 200kWAll2024September Monthly Peak | Program Specific | 1-in-10 | Size: Over 200kW | All | 2024 | September Monthly Peak | 9 | 147.5684 | 143.4383 | 138.5875 | 139.243 | 149.466 | 176.4973 | 209.5022 | 235.1937 | 257.7048 | 270.6239 | 280.9376 | 281.8716 | 277.9031 | 279.7474 | 272.382 | 255.5056 | 236.0935 | 217.7084 | 207.5482 | 204.2532 | 195.0268 | 183.0503 | 169.2468 | 159.9624 | -2.0448 | -2.7314 | -1.8395 | -1.9569 | -2.8187 | -2.9804 | -4.3768 | -3.2683 | -3.399 | -4.1186 | -4.3012 | -5.1639 | -3.781 | -1.2274 | 9.6372 | 10.9735 | 10.2725 | 9.7069 | 4.2732 | 1.1324 | -0.014086 | 1.067 | 0.91205 | 0.88366 | 78.4013 | 77.3759 | 76.3684 | 75.755 | 74.9931 | 74.5553 | 74.1606 | 73.9905 | 75.9689 | 80.2155 | 84.7854 | 89.2547 | 92.5622 | 94.6746 | 95.4187 | 95.6467 | 95.2814 | 93.9174 | 92.1739 | 88.988 | 85.0084 | 81.8522 | 79.4641 | 77.628 | 4.071 | 3.9452 | 4.1005 | 3.8822 | 3.859 | 3.8229 | 4.347 | 4.2739 | 5.1848 | 5.269 | 4.7479 | 4.443 | 4.2036 | 4.2726 | 3.785 | 3.1764 | 2.7269 | 2.6736 | 2.6742 | 3.9489 | 4.1853 | 4.2303 | 3.6292 | 3.8228
Program Specific1-in-10Size: Over 200kWAll2024October Monthly Peak | Program Specific | 1-in-10 | Size: Over 200kW | All | 2024 | October Monthly Peak | 10 | 126.0952 | 123.1199 | 118.8054 | 118.8646 | 127.3188 | 150.5731 | 180.8399 | 200.8617 | 215.1279 | 224.3996 | 233.23 | 236.949 | 237.0833 | 239.2346 | 232.887 | 218.4232 | 202.9338 | 194.1111 | 183.9624 | 175.5412 | 167.1169 | 157.4309 | 145.5555 | 138.3725 | -1.1435 | -1.6111 | -1.0641 | -1.7874 | -2.4634 | -2.2951 | -2.6691 | -2.6938 | -2.7682 | -3.3933 | -2.5264 | -2.8053 | -1.6489 | 0.92969 | 9.8778 | 10.2957 | 10.2647 | 9.5834 | 3.6914 | 1.6073 | 0.84757 | 1.4641 | 1.2166 | 1.0233 | 73.3887 | 72.0261 | 71.0357 | 69.9524 | 68.9626 | 68.205 | 67.8601 | 67.5917 | 68.5819 | 72.5851 | 77.9797 | 83.5565 | 88.1653 | 91.0095 | 91.9625 | 92.3775 | 92.0436 | 90.6691 | 87.6345 | 83.0997 | 79.022 | 76.3968 | 74.5536 | 72.909 | 3.363 | 3.2864 | 3.4091 | 3.2083 | 3.1851 | 3.165 | 3.6635 | 3.542 | 4.1744 | 4.2094 | 3.7942 | 3.5896 | 3.4532 | 3.5191 | 3.116 | 2.616 | 2.2623 | 2.3015 | 2.2857 | 3.2901 | 3.4718 | 3.5321 | 3.0239 | 3.2203
Program Specific1-in-10Size: Over 200kWAll2024November Monthly Peak | Program Specific | 1-in-10 | Size: Over 200kW | All | 2024 | November Monthly Peak | 11 | 129.9925 | 126.7856 | 122.4159 | 121.8078 | 130.333 | 153.2593 | 180.2794 | 200.6595 | 215.5153 | 224.4231 | 232.9656 | 236.3411 | 235.8503 | 237.7623 | 231.2042 | 216.1027 | 201.7911 | 193.9136 | 183.5782 | 175.3498 | 167.7036 | 158.729 | 146.1891 | 138.7683 | -0.52436 | -0.96312 | -0.59158 | -1.7851 | -2.4253 | -2.0258 | -1.7977 | -2.5142 | -2.6138 | -3.3617 | -1.8304 | -1.7836 | -0.54485 | 2.2289 | 10.7927 | 10.7136 | 11.1455 | 10.1142 | 3.5587 | 2.0093 | 1.3902 | 1.8482 | 1.5442 | 1.2201 | 69.1611 | 67.5344 | 66.8568 | 65.5738 | 64.7331 | 63.7992 | 63.4786 | 63.6894 | 66.0262 | 70.8989 | 77.0108 | 81.9991 | 85.1149 | 86.7285 | 87.6439 | 87.3397 | 85.7107 | 83.0001 | 79.8554 | 76.7132 | 74.2695 | 72.3604 | 70.5266 | 69.3401 | 3.4893 | 3.4054 | 3.5423 | 3.3215 | 3.2969 | 3.2566 | 3.6888 | 3.5795 | 4.2491 | 4.2636 | 3.8409 | 3.6289 | 3.4781 | 3.5373 | 3.1294 | 2.6126 | 2.2691 | 2.317 | 2.2959 | 3.3173 | 3.5154 | 3.5941 | 3.0676 | 3.262
Program Specific1-in-10Size: Over 200kWAll2024December Monthly Peak | Program Specific | 1-in-10 | Size: Over 200kW | All | 2024 | December Monthly Peak | 12 | 123.2651 | 120.1128 | 116.764 | 117.256 | 125.7942 | 147.4337 | 175.1915 | 190.3357 | 198.7516 | 199.3897 | 199.6537 | 196.422 | 191.5092 | 189.6637 | 182.79 | 172.9544 | 165.9836 | 164.3137 | 159.2053 | 155.0663 | 150.0426 | 143.5444 | 134.694 | 129.2089 | 0.046706 | -0.23667 | -0.089705 | -1.8949 | -2.4493 | -1.7277 | -0.60722 | -2.305 | -2.3253 | -2.9502 | -0.59272 | -0.083556 | 0.9609 | 3.532 | 10.0438 | 9.4377 | 10.5347 | 9.5277 | 3.065 | 2.3931 | 2.0678 | 2.1458 | 1.7963 | 1.3119 | 45.5922 | 44.9005 | 44.6052 | 44.6069 | 44.6564 | 44.4187 | 44.8213 | 44.8789 | 45.4452 | 46.925 | 48.5371 | 50.3045 | 51.656 | 52.02 | 52.1014 | 52.0208 | 51.5431 | 50.4466 | 49.183 | 47.9153 | 46.6501 | 46.1086 | 45.7969 | 45.0756 | 3.4964 | 3.4036 | 3.557 | 3.3605 | 3.3471 | 3.3111 | 3.7767 | 3.5757 | 4.1057 | 3.9765 | 3.4586 | 3.1709 | 2.9726 | 2.9737 | 2.6042 | 2.2132 | 1.9824 | 2.0864 | 2.1167 | 3.1165 | 3.3333 | 3.4235 | 2.9844 | 3.2074
Program Specific1-in-10Size: Over 200kWAll2024Typical Event Day | Program Specific | 1-in-10 | Size: Over 200kW | All | 2024 | Typical Event Day | 8 | 145.4573 | 141.3345 | 137.0929 | 136.8877 | 146.5045 | 171.7241 | 200.539 | 223.4545 | 240.5851 | 251.3275 | 261.2773 | 262.4075 | 258.3921 | 260.0474 | 253.8436 | 240.0872 | 223.1626 | 206.7833 | 196.6 | 192.3234 | 187.7747 | 177.4801 | 164.924 | 156.7742 | -1.7026 | -2.2856 | -1.54 | -1.9854 | -2.8038 | -2.768 | -3.6172 | -3.0538 | -3.1874 | -3.806 | -3.4486 | -4.0056 | -2.7273 | -0.091762 | 9.9411 | 10.8997 | 10.5065 | 9.7694 | 3.9888 | 1.3732 | 0.45175 | 1.3196 | 1.1319 | 1.0151 | 75.3479 | 74.235 | 73.2444 | 72.38 | 71.5353 | 70.9017 | 70.5309 | 70.9794 | 73.704 | 78.33 | 83.0847 | 87.3733 | 90.2393 | 91.9997 | 93.0763 | 93.6005 | 93.6225 | 92.7249 | 91.4686 | 88.6888 | 84.7167 | 81.2705 | 78.9473 | 77.1515 | 3.9093 | 3.787 | 3.9449 | 3.7053 | 3.6712 | 3.6228 | 4.0566 | 3.9527 | 4.7036 | 4.7525 | 4.2793 | 4.0063 | 3.7835 | 3.8486 | 3.4185 | 2.8954 | 2.5071 | 2.4693 | 2.4671 | 3.6123 | 3.9121 | 3.9794 | 3.434 | 3.6419
Program Specific1-in-10Size: Over 200kWAll2025January Monthly Peak | Program Specific | 1-in-10 | Size: Over 200kW | All | 2025 | January Monthly Peak | 1 | 127.3478 | 123.6602 | 120.0981 | 120.7221 | 129.8474 | 154.2465 | 186.8621 | 205.4385 | 214.2947 | 214.5163 | 215.1289 | 212.2979 | 208.0893 | 207.0084 | 199.3535 | 187.7185 | 177.672 | 174.9339 | 170.3147 | 166.1546 | 160.2792 | 152.7503 | 143.1519 | 136.6359 | 0.028521 | -0.26634 | -0.1044 | -1.9666 | -2.541 | -1.8118 | -0.65129 | -2.498 | -2.5068 | -3.1774 | -0.63416 | -0.087301 | 1.0483 | 3.8495 | 10.9322 | 10.2243 | 11.273 | 10.132 | 3.2789 | 2.5621 | 2.2088 | 2.2861 | 1.9127 | 1.3909 | 45.497 | 44.715 | 43.8911 | 43.3384 | 42.9671 | 42.6195 | 42.336 | 42.129 | 42.6095 | 44.9781 | 47.6633 | 49.7615 | 51.6261 | 52.4197 | 52.7694 | 52.5989 | 51.5538 | 50.1502 | 48.1247 | 46.5234 | 45.3807 | 44.6693 | 44.0802 | 43.3869 | 3.621 | 3.5161 | 3.6731 | 3.4839 | 3.4706 | 3.4706 | 4.0426 | 3.8734 | 4.4403 | 4.2898 | 3.7381 | 3.4342 | 3.2361 | 3.2535 | 2.8478 | 2.4073 | 2.1226 | 2.2222 | 2.2651 | 3.3381 | 3.561 | 3.6455 | 3.1776 | 3.4005
Program Specific1-in-10Size: Over 200kWAll2025February Monthly Peak | Program Specific | 1-in-10 | Size: Over 200kW | All | 2025 | February Monthly Peak | 2 | 123.2065 | 119.95 | 116.2771 | 116.6703 | 125.3274 | 148.1202 | 178.0482 | 194.0162 | 201.8263 | 203.5467 | 206.0025 | 205.5096 | 202.6874 | 202.9949 | 196.3688 | 185.1489 | 174.6735 | 171.2514 | 165.6874 | 160.6153 | 155.1909 | 148.4009 | 138.796 | 132.7841 | 0.017103 | -0.26411 | -0.10588 | -1.896 | -2.4476 | -1.7355 | -0.62381 | -2.3522 | -2.3617 | -3.0099 | -0.61747 | -0.093374 | 1.006 | 3.7741 | 10.786 | 10.1118 | 11.0943 | 9.9297 | 3.1721 | 2.4567 | 2.1279 | 2.2154 | 1.8475 | 1.3475 | 52.0159 | 51.5875 | 50.9073 | 50.3815 | 50.289 | 49.5677 | 48.3016 | 49.0121 | 50.3146 | 52.5017 | 54.7675 | 56.0359 | 57.438 | 58.8703 | 59.897 | 60.1785 | 59.3805 | 58.7227 | 57.0363 | 55.2961 | 53.8746 | 52.5271 | 51.8764 | 50.9872 | 3.4988 | 3.4064 | 3.5501 | 3.3522 | 3.337 | 3.32 | 3.8411 | 3.6449 | 4.1644 | 4.0482 | 3.5586 | 3.305 | 3.1319 | 3.1691 | 2.7895 | 2.3605 | 2.0771 | 2.1661 | 2.196 | 3.2085 | 3.434 | 3.5356 | 3.072 | 3.2982
Program Specific1-in-10Size: Over 200kWAll2025March Monthly Peak | Program Specific | 1-in-10 | Size: Over 200kW | All | 2025 | March Monthly Peak | 3 | 126.7758 | 123.0214 | 119.0836 | 118.0091 | 125.6131 | 146.9044 | 172.7825 | 190.301 | 200.8439 | 205.7373 | 212.3074 | 214.8617 | 213.996 | 217.0507 | 211.8733 | 200.6611 | 187.7997 | 175.8848 | 168.1831 | 166.6059 | 162.9182 | 155.6135 | 144.0412 | 136.4909 | 0.0051709 | -0.2766 | -0.11756 | -1.9134 | -2.4562 | -1.7121 | -0.61791 | -2.3068 | -2.3776 | -3.0456 | -0.65449 | -0.11044 | 1.0415 | 4.037 | 11.6559 | 10.9916 | 11.9277 | 10.2098 | 3.1958 | 2.5189 | 2.2194 | 2.309 | 1.9049 | 1.3765 | 60.5447 | 58.9963 | 57.9703 | 57.2227 | 56.4436 | 55.7404 | 55.2534 | 55.1402 | 56.3637 | 60.1926 | 64.8153 | 69.3758 | 73.0444 | 74.9382 | 75.9793 | 76.5579 | 76.3942 | 75.1903 | 73.4447 | 70.8736 | 67.5703 | 64.8758 | 62.6014 | 60.5735 | 3.5866 | 3.4787 | 3.6293 | 3.3704 | 3.3321 | 3.2672 | 3.7033 | 3.5485 | 4.1204 | 4.0596 | 3.6408 | 3.4357 | 3.285 | 3.361 | 2.9901 | 2.5383 | 2.2171 | 2.2073 | 2.2187 | 3.3026 | 3.5868 | 3.6931 | 3.1765 | 3.3758
Program Specific1-in-10Size: Over 200kWAll2025April Monthly Peak | Program Specific | 1-in-10 | Size: Over 200kW | All | 2025 | April Monthly Peak | 4 | 130.2028 | 126.4225 | 122.1428 | 120.9659 | 128.6391 | 150.8555 | 178.0632 | 199.0624 | 213.8899 | 222.6828 | 232.2652 | 236.3527 | 236.6789 | 240.2666 | 234.8291 | 221.5225 | 205.8354 | 191.0113 | 180.9408 | 177.7388 | 172.0773 | 162.7848 | 149.8389 | 141.3731 | -0.7577 | -1.2125 | -0.77222 | -1.7808 | -2.4171 | -2.0821 | -2.0773 | -2.5393 | -2.6393 | -3.3347 | -2.0828 | -2.151 | -0.94432 | 1.8007 | 10.6544 | 10.8323 | 11.0473 | 9.7857 | 3.5327 | 1.8647 | 1.2105 | 1.7363 | 1.4493 | 1.1597 | 70.4727 | 69.0205 | 67.4366 | 66.1694 | 65.17 | 64.2448 | 63.626 | 63.7104 | 66.8209 | 72.4277 | 78.1483 | 83.4896 | 86.95 | 88.9221 | 89.6605 | 90.0621 | 89.8593 | 88.9679 | 87.1355 | 83.4111 | 78.6816 | 74.8632 | 72.2774 | 70.325 | 3.4608 | 3.361 | 3.5012 | 3.2533 | 3.2124 | 3.1545 | 3.5898 | 3.4922 | 4.1365 | 4.1546 | 3.7645 | 3.5722 | 3.4361 | 3.5186 | 3.131 | 2.6426 | 2.2859 | 2.2541 | 2.2424 | 3.3205 | 3.5691 | 3.641 | 3.1094 | 3.2855
Program Specific1-in-10Size: Over 200kWAll2025May Monthly Peak | Program Specific | 1-in-10 | Size: Over 200kW | All | 2025 | May Monthly Peak | 5 | 135.2225 | 131.6853 | 126.871 | 126.2438 | 134.8609 | 158.0276 | 185.1627 | 211.2398 | 230.6247 | 241.9956 | 252.4724 | 255.9129 | 254.8835 | 257.2468 | 251.1019 | 235.3289 | 218.0671 | 201.5038 | 190.0997 | 184.292 | 179.3669 | 169.5688 | 156.778 | 148.2102 | -1.208 | -1.7449 | -1.1475 | -1.8128 | -2.5278 | -2.3693 | -2.8497 | -2.7855 | -2.9436 | -3.6549 | -2.9222 | -3.2995 | -2.0342 | 0.65698 | 10.3285 | 10.9056 | 10.7523 | 9.7539 | 3.7714 | 1.5549 | 0.7368 | 1.476 | 1.2513 | 1.0671 | 73.7517 | 72.0455 | 70.6337 | 69.8272 | 69.03 | 68.1187 | 67.7494 | 68.105 | 71.6004 | 77.1751 | 82.169 | 85.7368 | 88.493 | 90.4114 | 91.591 | 91.9076 | 91.3542 | 90.0596 | 88.7006 | 86.0724 | 82.0596 | 77.9295 | 75.4143 | 73.1175 | 3.5898 | 3.4959 | 3.6306 | 3.3982 | 3.3651 | 3.3043 | 3.7218 | 3.7077 | 4.478 | 4.5391 | 4.1189 | 3.8898 | 3.7223 | 3.7939 | 3.3687 | 2.8212 | 2.4306 | 2.3853 | 2.359 | 3.4457 | 3.7058 | 3.7831 | 3.2473 | 3.4325
Program Specific1-in-10Size: Over 200kWAll2025June Monthly Peak | Program Specific | 1-in-10 | Size: Over 200kW | All | 2025 | June Monthly Peak | 6 | 140.7575 | 137.071 | 132.4217 | 131.7808 | 140.2861 | 162.8628 | 188.6285 | 211.2693 | 227.2488 | 237.1713 | 246.6856 | 247.4581 | 243.1576 | 244.518 | 239.0645 | 227.4534 | 212.5648 | 197.7229 | 188.8571 | 182.9445 | 179.9576 | 171.8971 | 159.7654 | 151.9556 | -1.1225 | -1.5964 | -1.0539 | -1.9676 | -2.6997 | -2.401 | -2.5698 | -2.7962 | -2.9777 | -3.5962 | -2.4953 | -2.6711 | -1.4537 | 1.3044 | 10.4858 | 10.961 | 11.0321 | 9.9949 | 3.7279 | 1.7402 | 1.0686 | 1.6914 | 1.4365 | 1.191 | 70.829 | 69.6524 | 68.7399 | 67.8453 | 66.6521 | 65.6458 | 65.1609 | 66.3048 | 69.8196 | 74.6432 | 79.6886 | 84.1581 | 87.2002 | 89.1687 | 90.5073 | 90.9666 | 91.3078 | 90.2178 | 89.0884 | 86.2755 | 82.3185 | 78.4951 | 76.0474 | 74.2669 | 3.7128 | 3.6128 | 3.7574 | 3.5108 | 3.4624 | 3.3788 | 3.7675 | 3.6934 | 4.3966 | 4.4391 | 4.0129 | 3.7361 | 3.5134 | 3.5685 | 3.1733 | 2.7025 | 2.3511 | 2.3223 | 2.3309 | 3.3806 | 3.6903 | 3.8008 | 3.2799 | 3.4883
Program Specific1-in-10Size: Over 200kWAll2025July Monthly Peak | Program Specific | 1-in-10 | Size: Over 200kW | All | 2025 | July Monthly Peak | 7 | 145.4666 | 141.1777 | 136.9876 | 136.9672 | 146.1271 | 170.2368 | 196.5047 | 218.1855 | 232.6614 | 241.9273 | 250.1559 | 250.1395 | 245.7864 | 246.6675 | 241.0216 | 230.7827 | 217.1275 | 202.8167 | 194.2631 | 188.555 | 185.2898 | 176.5514 | 164.0026 | 156.0155 | -1.6242 | -2.1882 | -1.4746 | -1.9688 | -2.783 | -2.7078 | -3.4598 | -2.9626 | -3.1084 | -3.6672 | -3.2422 | -3.7274 | -2.5177 | 0.04361 | 9.5798 | 10.5644 | 10.3089 | 9.6591 | 3.9069 | 1.3707 | 0.51171 | 1.3692 | 1.1825 | 1.0648 | 76.1256 | 74.7253 | 73.5392 | 72.3891 | 71.6241 | 70.9324 | 70.4993 | 70.9833 | 73.8012 | 78.4203 | 83.2946 | 87.1938 | 89.0807 | 90.0132 | 91.2439 | 91.6287 | 91.3348 | 90.7798 | 89.4099 | 87.0756 | 83.4642 | 80.0316 | 77.8441 | 76.4121 | 3.8935 | 3.7687 | 3.9301 | 3.6954 | 3.6528 | 3.5864 | 3.9752 | 3.8537 | 4.5367 | 4.5599 | 4.0878 | 3.7999 | 3.5782 | 3.6252 | 3.2227 | 2.7669 | 2.4274 | 2.4099 | 2.4288 | 3.5253 | 3.8452 | 3.9509 | 3.408 | 3.6231
Program Specific1-in-10Size: Over 200kWAll2025August Monthly Peak | Program Specific | 1-in-10 | Size: Over 200kW | All | 2025 | August Monthly Peak | 8 | 146.8715 | 142.6742 | 138.3703 | 138.1514 | 147.8601 | 173.5593 | 203.0757 | 227.1495 | 245.4217 | 256.8029 | 267.1911 | 268.3404 | 264.3842 | 265.9384 | 259.5344 | 245.2179 | 227.7108 | 210.7436 | 200.1845 | 195.6769 | 190.6299 | 179.7679 | 166.9179 | 158.4966 | -2.0396 | -2.6516 | -1.8007 | -2.0292 | -2.8765 | -2.9513 | -4.0777 | -3.1949 | -3.3155 | -3.9088 | -3.8662 | -4.5884 | -3.3046 | -0.72688 | 9.6524 | 10.8434 | 10.2593 | 9.6987 | 4.1362 | 1.2126 | 0.1881 | 1.1498 | 0.97878 | 0.91801 | 76.0358 | 75.1862 | 74.3301 | 73.5306 | 72.8718 | 72.4734 | 72.3027 | 72.6389 | 75.2264 | 80.0411 | 84.5703 | 88.8867 | 92.1141 | 94.1424 | 95.1353 | 96.1598 | 96.566 | 95.9844 | 95.2022 | 92.4161 | 88.0759 | 84.703 | 82.4337 | 80.299 | 4.0083 | 3.88 | 4.0373 | 3.7888 | 3.7541 | 3.7121 | 4.1606 | 4.0722 | 4.858 | 4.9172 | 4.4313 | 4.1501 | 3.9236 | 3.9895 | 3.5436 | 2.9991 | 2.5956 | 2.5537 | 2.5503 | 3.723 | 4.021 | 4.0818 | 3.5186 | 3.7268
Program Specific1-in-10Size: Over 200kWAll2025September Monthly Peak | Program Specific | 1-in-10 | Size: Over 200kW | All | 2025 | September Monthly Peak | 9 | 147.5684 | 143.4383 | 138.5875 | 139.243 | 149.466 | 176.4973 | 209.5022 | 235.1937 | 257.7048 | 270.6239 | 280.9376 | 281.8716 | 277.9031 | 279.7474 | 272.382 | 255.5056 | 236.0935 | 217.7084 | 207.5482 | 204.2531 | 195.0268 | 183.0503 | 169.2468 | 159.9624 | -2.0448 | -2.7314 | -1.8395 | -1.9569 | -2.8187 | -2.9804 | -4.3768 | -3.2683 | -3.399 | -4.1186 | -4.3012 | -5.1639 | -3.781 | -1.2274 | 9.6372 | 10.9735 | 10.2725 | 9.7069 | 4.2732 | 1.1324 | -0.014086 | 1.067 | 0.91205 | 0.88366 | 78.4013 | 77.3759 | 76.3684 | 75.755 | 74.9931 | 74.5553 | 74.1606 | 73.9905 | 75.9689 | 80.2155 | 84.7854 | 89.2547 | 92.5622 | 94.6746 | 95.4187 | 95.6467 | 95.2814 | 93.9174 | 92.1739 | 88.988 | 85.0084 | 81.8522 | 79.4641 | 77.628 | 4.071 | 3.9452 | 4.1005 | 3.8822 | 3.859 | 3.8229 | 4.347 | 4.2739 | 5.1848 | 5.269 | 4.7479 | 4.443 | 4.2036 | 4.2726 | 3.785 | 3.1764 | 2.7269 | 2.6736 | 2.6742 | 3.9489 | 4.1853 | 4.2303 | 3.6292 | 3.8228
Program Specific1-in-10Size: Over 200kWAll2025October Monthly Peak | Program Specific | 1-in-10 | Size: Over 200kW | All | 2025 | October Monthly Peak | 10 | 126.0952 | 123.1199 | 118.8054 | 118.8646 | 127.3188 | 150.5731 | 180.8399 | 200.8617 | 215.1279 | 224.3996 | 233.23 | 236.949 | 237.0833 | 239.2346 | 232.887 | 218.4232 | 202.9338 | 194.1111 | 183.9624 | 175.5413 | 167.1169 | 157.4309 | 145.5555 | 138.3725 | -1.1435 | -1.6111 | -1.0641 | -1.7874 | -2.4634 | -2.2951 | -2.6691 | -2.6938 | -2.7682 | -3.3933 | -2.5264 | -2.8053 | -1.6489 | 0.92969 | 9.8778 | 10.2957 | 10.2647 | 9.5834 | 3.6914 | 1.6073 | 0.84757 | 1.4641 | 1.2166 | 1.0233 | 73.3888 | 72.0261 | 71.0357 | 69.9524 | 68.9626 | 68.205 | 67.8601 | 67.5917 | 68.5819 | 72.5851 | 77.9797 | 83.5565 | 88.1653 | 91.0095 | 91.9625 | 92.3775 | 92.0437 | 90.6691 | 87.6345 | 83.0997 | 79.022 | 76.3968 | 74.5536 | 72.909 | 3.363 | 3.2864 | 3.4091 | 3.2083 | 3.1851 | 3.165 | 3.6635 | 3.542 | 4.1744 | 4.2094 | 3.7942 | 3.5896 | 3.4532 | 3.5191 | 3.116 | 2.616 | 2.2623 | 2.3015 | 2.2857 | 3.2901 | 3.4718 | 3.5321 | 3.0239 | 3.2203
Program Specific1-in-10Size: Over 200kWAll2025November Monthly Peak | Program Specific | 1-in-10 | Size: Over 200kW | All | 2025 | November Monthly Peak | 11 | 129.9925 | 126.7856 | 122.4159 | 121.8078 | 130.333 | 153.2593 | 180.2794 | 200.6595 | 215.5153 | 224.4232 | 232.9656 | 236.3411 | 235.8503 | 237.7623 | 231.2042 | 216.1027 | 201.7911 | 193.9136 | 183.5782 | 175.3498 | 167.7036 | 158.729 | 146.1891 | 138.7683 | -0.52436 | -0.96312 | -0.59158 | -1.7851 | -2.4253 | -2.0258 | -1.7977 | -2.5142 | -2.6138 | -3.3617 | -1.8304 | -1.7836 | -0.54485 | 2.2289 | 10.7927 | 10.7136 | 11.1455 | 10.1142 | 3.5587 | 2.0093 | 1.3902 | 1.8482 | 1.5442 | 1.2201 | 69.1611 | 67.5344 | 66.8567 | 65.5738 | 64.7331 | 63.7992 | 63.4786 | 63.6894 | 66.0262 | 70.8989 | 77.0108 | 81.9991 | 85.1149 | 86.7285 | 87.6439 | 87.3397 | 85.7107 | 83.0001 | 79.8554 | 76.7132 | 74.2695 | 72.3604 | 70.5266 | 69.3401 | 3.4893 | 3.4054 | 3.5423 | 3.3215 | 3.2969 | 3.2566 | 3.6888 | 3.5795 | 4.2491 | 4.2636 | 3.8409 | 3.6289 | 3.4781 | 3.5373 | 3.1294 | 2.6126 | 2.2691 | 2.317 | 2.2959 | 3.3173 | 3.5154 | 3.5941 | 3.0676 | 3.262
Program Specific1-in-10Size: Over 200kWAll2025December Monthly Peak | Program Specific | 1-in-10 | Size: Over 200kW | All | 2025 | December Monthly Peak | 12 | 123.2651 | 120.1128 | 116.764 | 117.256 | 125.7942 | 147.4337 | 175.1915 | 190.3358 | 198.7515 | 199.3897 | 199.6537 | 196.422 | 191.5092 | 189.6637 | 182.79 | 172.9544 | 165.9836 | 164.3137 | 159.2053 | 155.0663 | 150.0426 | 143.5444 | 134.694 | 129.2089 | 0.046706 | -0.23667 | -0.089705 | -1.8949 | -2.4493 | -1.7277 | -0.60722 | -2.305 | -2.3253 | -2.9502 | -0.59272 | -0.083556 | 0.9609 | 3.532 | 10.0438 | 9.4377 | 10.5347 | 9.5277 | 3.065 | 2.3931 | 2.0678 | 2.1458 | 1.7963 | 1.3119 | 45.5922 | 44.9005 | 44.6052 | 44.6069 | 44.6564 | 44.4187 | 44.8213 | 44.8789 | 45.4452 | 46.9249 | 48.5371 | 50.3045 | 51.656 | 52.02 | 52.1014 | 52.0208 | 51.5431 | 50.4466 | 49.183 | 47.9153 | 46.6501 | 46.1086 | 45.7969 | 45.0756 | 3.4964 | 3.4036 | 3.557 | 3.3605 | 3.3471 | 3.3111 | 3.7767 | 3.5757 | 4.1057 | 3.9765 | 3.4586 | 3.1709 | 2.9726 | 2.9737 | 2.6042 | 2.2132 | 1.9824 | 2.0864 | 2.1167 | 3.1165 | 3.3333 | 3.4235 | 2.9844 | 3.2074
Program Specific1-in-10Size: Over 200kWAll2025Typical Event Day | Program Specific | 1-in-10 | Size: Over 200kW | All | 2025 | Typical Event Day | 8 | 145.4573 | 141.3345 | 137.0929 | 136.8877 | 146.5045 | 171.7241 | 200.539 | 223.4545 | 240.5851 | 251.3275 | 261.2773 | 262.4075 | 258.3921 | 260.0474 | 253.8436 | 240.0872 | 223.1626 | 206.7833 | 196.6 | 192.3234 | 187.7747 | 177.4801 | 164.924 | 156.7742 | -1.7026 | -2.2856 | -1.54 | -1.9854 | -2.8038 | -2.768 | -3.6172 | -3.0538 | -3.1874 | -3.806 | -3.4486 | -4.0056 | -2.7273 | -0.091762 | 9.9411 | 10.8997 | 10.5065 | 9.7694 | 3.9888 | 1.3732 | 0.45175 | 1.3196 | 1.1319 | 1.0151 | 75.3479 | 74.235 | 73.2444 | 72.38 | 71.5353 | 70.9017 | 70.5309 | 70.9794 | 73.704 | 78.33 | 83.0847 | 87.3733 | 90.2393 | 91.9997 | 93.0763 | 93.6005 | 93.6225 | 92.7249 | 91.4686 | 88.6888 | 84.7167 | 81.2705 | 78.9473 | 77.1515 | 3.9093 | 3.787 | 3.9449 | 3.7053 | 3.6712 | 3.6228 | 4.0566 | 3.9527 | 4.7036 | 4.7525 | 4.2793 | 4.0063 | 3.7835 | 3.8486 | 3.4185 | 2.8954 | 2.5071 | 2.4693 | 2.4671 | 3.6123 | 3.9121 | 3.9794 | 3.434 | 3.6419
Program Specific1-in-2Size: Over 200kWAll2015January Monthly Peak | Program Specific | 1-in-2 | Size: Over 200kW | All | 2015 | January Monthly Peak | 1 | 123.501 | 120.211 | 116.553 | 116.9794 | 125.6633 | 148.5872 | 178.6664 | 194.7812 | 202.6386 | 204.2626 | 206.6169 | 205.9819 | 203.0769 | 203.3002 | 196.5957 | 185.3648 | 174.9015 | 171.525 | 166.0258 | 160.9872 | 155.5266 | 148.6835 | 139.124 | 133.0705 | 0.017202 | -0.2649 | -0.10614 | -1.9022 | -2.4555 | -1.7427 | -0.62554 | -2.3635 | -2.3706 | -3.0216 | -0.61862 | -0.093745 | 1.0062 | 3.7773 | 10.7949 | 10.1194 | 11.1032 | 9.942 | 3.1786 | 2.4647 | 2.1342 | 2.2209 | 1.8524 | 1.351 | 51.9046 | 51.4189 | 51.071 | 50.6133 | 50.4088 | 49.9877 | 50.0909 | 49.9838 | 50.3451 | 51.7244 | 53.5645 | 55.1191 | 56.2892 | 57.2662 | 57.9192 | 57.8584 | 57.687 | 56.9922 | 55.594 | 54.2851 | 53.6181 | 53.2942 | 52.7804 | 51.9808 | 3.5084 | 3.4151 | 3.5604 | 3.3637 | 3.3486 | 3.333 | 3.8587 | 3.6639 | 4.1869 | 4.0668 | 3.5715 | 3.3133 | 3.1378 | 3.1732 | 2.7917 | 2.3626 | 2.0796 | 2.1697 | 2.2008 | 3.2181 | 3.4436 | 3.5439 | 3.0806 | 3.3066
Program Specific1-in-2Size: Over 200kWAll2015February Monthly Peak | Program Specific | 1-in-2 | Size: Over 200kW | All | 2015 | February Monthly Peak | 2 | 122.3346 | 119.1962 | 115.4864 | 115.8387 | 124.3848 | 146.8054 | 176.1497 | 191.686 | 199.4194 | 201.6628 | 204.6721 | 204.7839 | 202.3395 | 203.0056 | 196.6072 | 185.4182 | 174.756 | 171.0573 | 165.1565 | 159.808 | 154.389 | 147.66 | 137.979 | 132.052 | 0.0091324 | -0.26798 | -0.10955 | -1.8846 | -2.432 | -1.7244 | -0.62221 | -2.3296 | -2.3408 | -2.9856 | -0.61481 | -0.093926 | 1.0029 | 3.7755 | 10.8045 | 10.1353 | 11.1061 | 9.9221 | 3.1594 | 2.442 | 2.1166 | 2.2049 | 1.8359 | 1.34 | 51.564 | 51.1081 | 50.8695 | 50.5509 | 50.1045 | 49.9318 | 49.5473 | 49.8647 | 51.1883 | 54.5888 | 58.3348 | 61.4098 | 62.98 | 63.6493 | 64.1433 | 63.9086 | 63.5452 | 62.6694 | 60.684 | 58.6218 | 57.3872 | 56.438 | 55.4898 | 54.1999 | 3.4741 | 3.3856 | 3.5272 | 3.3286 | 3.3126 | 3.2912 | 3.8032 | 3.6023 | 4.1175 | 4.0122 | 3.5356 | 3.2924 | 3.1249 | 3.1668 | 2.791 | 2.3619 | 2.0766 | 2.1622 | 2.188 | 3.1907 | 3.4161 | 3.5198 | 3.0552 | 3.2816
Program Specific1-in-2Size: Over 200kWAll2015March Monthly Peak | Program Specific | 1-in-2 | Size: Over 200kW | All | 2015 | March Monthly Peak | 3 | 127.8645 | 123.8735 | 120.1113 | 119.19 | 127.0294 | 148.8798 | 175.7922 | 193.5298 | 203.1653 | 205.873 | 210.3631 | 211.0876 | 209.0385 | 211.1387 | 205.4888 | 194.773 | 183.1287 | 172.6132 | 166.2526 | 165.7505 | 162.5092 | 155.5126 | 144.4057 | 136.8963 | 0.012219 | -0.27503 | -0.11599 | -1.9344 | -2.4856 | -1.737 | -0.62556 | -2.3472 | -2.4012 | -3.0462 | -0.64424 | -0.105 | 1.024 | 3.9297 | 11.3026 | 10.6596 | 11.6245 | 10.015 | 3.1679 | 2.5154 | 2.219 | 2.3093 | 1.9136 | 1.3834 | 52.8352 | 51.9335 | 51.3316 | 51.0447 | 50.5296 | 50.163 | 49.8637 | 50.0601 | 51.8544 | 54.063 | 56.8927 | 59.7305 | 62.123 | 64.0462 | 65.1425 | 65.6853 | 65.4225 | 64.469 | 61.9536 | 58.8514 | 57.104 | 55.7326 | 54.5631 | 53.1785 | 3.6195 | 3.5043 | 3.6631 | 3.411 | 3.3753 | 3.3179 | 3.7726 | 3.6144 | 4.1734 | 4.0672 | 3.6137 | 3.3812 | 3.2147 | 3.2761 | 2.9048 | 2.4693 | 2.1665 | 2.1706 | 2.1969 | 3.2945 | 3.5846 | 3.6921 | 3.1893 | 3.3911
Program Specific1-in-2Size: Over 200kWAll2015April Monthly Peak | Program Specific | 1-in-2 | Size: Over 200kW | All | 2015 | April Monthly Peak | 4 | 127.1934 | 123.4862 | 119.4544 | 118.3263 | 125.9031 | 147.257 | 173.1818 | 191.2856 | 202.7549 | 208.7296 | 216.207 | 219.3644 | 218.9213 | 222.237 | 217.1008 | 205.405 | 191.8205 | 179.1262 | 170.7877 | 168.7433 | 164.6326 | 156.9103 | 145.0093 | 137.2906 | 0.0059127 | -0.27649 | -0.11665 | -1.9174 | -2.4605 | -1.7143 | -0.61852 | -2.3173 | -2.3981 | -3.0896 | -0.66337 | -0.10973 | 1.0721 | 4.1375 | 11.9458 | 11.2557 | 12.196 | 10.4061 | 3.2495 | 2.5535 | 2.2431 | 2.3299 | 1.9182 | 1.3844 | 62.4529 | 61.4301 | 60.59 | 59.8779 | 58.9733 | 58.3101 | 57.7586 | 57.7174 | 59.8638 | 63.8863 | 68.6985 | 73.4083 | 77.3327 | 79.7481 | 80.9584 | 81.4041 | 80.8513 | 80.0769 | 78.3203 | 75.7437 | 71.6352 | 69.0694 | 67.0272 | 65.1968 | 3.5988 | 3.4922 | 3.6402 | 3.3784 | 3.3387 | 3.2738 | 3.7108 | 3.5667 | 4.1612 | 4.1232 | 3.7116 | 3.5121 | 3.3659 | 3.4468 | 3.0685 | 2.6011 | 2.2661 | 2.2492 | 2.254 | 3.3457 | 3.6248 | 3.7255 | 3.1972 | 3.3938
Program Specific1-in-2Size: Over 200kWAll2015May Monthly Peak | Program Specific | 1-in-2 | Size: Over 200kW | All | 2015 | May Monthly Peak | 5 | 130.7628 | 127.3831 | 122.8612 | 122.2703 | 130.6857 | 152.4931 | 177.5849 | 199.6058 | 214.6016 | 222.6979 | 230.816 | 233.4602 | 231.6958 | 233.9543 | 228.3489 | 214.6806 | 199.9828 | 186.0019 | 176.5966 | 172.086 | 169.1719 | 161.4815 | 149.9892 | 142.4323 | -0.18553 | -0.50104 | -0.28162 | -1.9457 | -2.5424 | -1.8634 | -0.98188 | -2.4613 | -2.6278 | -3.3241 | -1.0306 | -0.59155 | 0.62054 | 3.7262 | 12.0268 | 11.4547 | 12.2117 | 10.513 | 3.3614 | 2.4049 | 2.0449 | 2.2396 | 1.8696 | 1.3854 | 64.9154 | 63.8328 | 62.7817 | 61.9074 | 61.1703 | 60.2537 | 59.7779 | 60.3476 | 63.179 | 66.8659 | 70.9834 | 75.051 | 78.7218 | 81.2075 | 82.7252 | 83.3724 | 83.4801 | 82.6837 | 80.7763 | 78.207 | 74.1362 | 70.934 | 69.1767 | 67.5754 | 3.5989 | 3.5035 | 3.6399 | 3.4013 | 3.3715 | 3.3006 | 3.6942 | 3.6263 | 4.3078 | 4.3084 | 3.8872 | 3.663 | 3.4906 | 3.5595 | 3.1641 | 2.6622 | 2.3114 | 2.2836 | 2.2746 | 3.3247 | 3.6129 | 3.7243 | 3.215 | 3.4182
Program Specific1-in-2Size: Over 200kWAll2015June Monthly Peak | Program Specific | 1-in-2 | Size: Over 200kW | All | 2015 | June Monthly Peak | 6 | 138.3594 | 134.7528 | 130.2515 | 129.6399 | 138.0287 | 159.8498 | 184.5383 | 205.0585 | 218.756 | 227.0253 | 235.3254 | 235.7026 | 231.0438 | 232.3826 | 227.2201 | 216.7383 | 203.1844 | 189.6972 | 181.801 | 176.538 | 174.5807 | 167.6393 | 156.1456 | 148.8629 | -0.43754 | -0.81912 | -0.50578 | -1.9724 | -2.6316 | -2.056 | -1.5179 | -2.5699 | -2.7446 | -3.4087 | -1.5167 | -1.2859 | -0.089174 | 2.8417 | 11.2907 | 11.2045 | 11.7724 | 10.3289 | 3.4718 | 2.1704 | 1.7356 | 2.0993 | 1.7788 | 1.3752 | 67.6 | 66.4199 | 65.3427 | 64.4947 | 63.6893 | 63.0829 | 62.5346 | 63.2049 | 66.1654 | 70.3636 | 74.2204 | 77.7963 | 80.3337 | 82.5214 | 83.8192 | 84.634 | 85.1543 | 84.8287 | 83.545 | 80.9603 | 77.5541 | 73.8106 | 71.3856 | 69.8135 | 3.7078 | 3.6077 | 3.7533 | 3.5046 | 3.4578 | 3.3679 | 3.7431 | 3.6402 | 4.2965 | 4.3097 | 3.8847 | 3.6101 | 3.3841 | 3.4377 | 3.0589 | 2.6137 | 2.2835 | 2.2642 | 2.2808 | 3.3096 | 3.6339 | 3.7615 | 3.2556 | 3.4726
Program Specific1-in-2Size: Over 200kWAll2015July Monthly Peak | Program Specific | 1-in-2 | Size: Over 200kW | All | 2015 | July Monthly Peak | 7 | 142.4288 | 138.2677 | 134.2339 | 134.2209 | 143.2111 | 166.3452 | 191.1743 | 210.2647 | 222.1131 | 229.6649 | 236.7229 | 236.4821 | 231.8524 | 232.8294 | 227.6026 | 218.6586 | 206.4581 | 193.5818 | 186.0208 | 180.9514 | 178.8711 | 171.4309 | 159.5964 | 152.2475 | -0.99185 | -1.4553 | -0.95791 | -2.0158 | -2.7481 | -2.3873 | -2.3888 | -2.7436 | -2.8565 | -3.4521 | -2.2157 | -2.2784 | -1.0986 | 1.6287 | 10.3754 | 10.7825 | 11.0551 | 9.9991 | 3.6562 | 1.8153 | 1.1917 | 1.7598 | 1.4951 | 1.2149 | 69.7904 | 69.0251 | 68.3691 | 67.7092 | 67.0604 | 66.5862 | 66.3393 | 66.733 | 69.1272 | 73.0892 | 77.9949 | 81.6933 | 84.6614 | 87.0403 | 88.7999 | 89.3323 | 89.5298 | 88.6786 | 87.2233 | 84.9671 | 81.3394 | 77.4562 | 74.9669 | 73.4559 | 3.7516 | 3.6323 | 3.7899 | 3.5616 | 3.5219 | 3.4482 | 3.8058 | 3.652 | 4.2562 | 4.248 | 3.7971 | 3.5247 | 3.3084 | 3.3537 | 2.9849 | 2.5743 | 2.27 | 2.2629 | 2.289 | 3.3224 | 3.6493 | 3.7723 | 3.2642 | 3.4825
Program Specific1-in-2Size: Over 200kWAll2015August Monthly Peak | Program Specific | 1-in-2 | Size: Over 200kW | All | 2015 | August Monthly Peak | 8 | 144.9808 | 140.8738 | 136.6504 | 136.4524 | 146.0379 | 171.0873 | 199.6998 | 222.26 | 239.038 | 249.5822 | 259.385 | 260.4984 | 256.4618 | 258.1535 | 252.0162 | 238.465 | 221.7461 | 205.5686 | 195.4619 | 191.2537 | 186.852 | 176.747 | 164.2554 | 156.1967 | -1.5617 | -2.1525 | -1.4413 | -1.9675 | -2.7636 | -2.6879 | -3.4362 | -2.9934 | -3.0939 | -3.7661 | -3.2982 | -3.7879 | -2.4876 | 0.15272 | 10.0512 | 10.9205 | 10.6373 | 9.8018 | 3.9479 | 1.4329 | 0.52369 | 1.3603 | 1.1632 | 1.0223 | 74.6438 | 73.6611 | 72.759 | 71.64 | 71.0509 | 70.3344 | 69.891 | 70.0256 | 72.5838 | 77.5521 | 82.5706 | 86.7346 | 89.7372 | 91.8471 | 93.1491 | 93.3043 | 93.468 | 92.3135 | 90.3179 | 87.5609 | 83.4112 | 80.3041 | 78.42 | 76.7365 | 3.8752 | 3.7552 | 3.9135 | 3.6774 | 3.6436 | 3.5924 | 4.0214 | 3.9116 | 4.6506 | 4.6962 | 4.2276 | 3.957 | 3.7348 | 3.7998 | 3.3753 | 2.8601 | 2.4773 | 2.4412 | 2.4388 | 3.5742 | 3.8752 | 3.9447 | 3.4056 | 3.6134
Program Specific1-in-2Size: Over 200kWAll2015September Monthly Peak | Program Specific | 1-in-2 | Size: Over 200kW | All | 2015 | September Monthly Peak | 9 | 142.3841 | 138.5013 | 133.9081 | 134.5518 | 144.4742 | 169.861 | 200.2917 | 221.5182 | 239.6091 | 249.7559 | 258.274 | 258.9998 | 254.655 | 256.7207 | 250.1021 | 235.3333 | 218.2599 | 202.1638 | 193.6834 | 191.3957 | 184.1792 | 174.3627 | 161.8172 | 153.6109 | -1.2007 | -1.6837 | -1.1141 | -2.1024 | -2.8482 | -2.5463 | -2.6781 | -2.9696 | -3.0811 | -3.7757 | -2.5144 | -2.6321 | -1.337 | 1.5757 | 11.1392 | 11.4252 | 11.5357 | 10.3444 | 3.8995 | 1.8942 | 1.1329 | 1.6993 | 1.407 | 1.1219 | 69.6318 | 68.5558 | 67.7987 | 67.0508 | 66.5138 | 65.9381 | 65.9003 | 65.753 | 67.5229 | 72.5309 | 78.7349 | 84.0031 | 88.3704 | 90.9519 | 92.0684 | 92.2836 | 91.8346 | 90.5782 | 88.079 | 84.5071 | 80.9623 | 78.6191 | 77.0745 | 75.7822 | 3.7591 | 3.6438 | 3.7887 | 3.5812 | 3.5624 | 3.5161 | 3.9727 | 3.8462 | 4.6012 | 4.6298 | 4.156 | 3.8863 | 3.6634 | 3.7285 | 3.3085 | 2.7885 | 2.408 | 2.3723 | 2.3869 | 3.5277 | 3.7723 | 3.8484 | 3.3162 | 3.5132
Program Specific1-in-2Size: Over 200kWAll2015October Monthly Peak | Program Specific | 1-in-2 | Size: Over 200kW | All | 2015 | October Monthly Peak | 10 | 124.5029 | 121.589 | 117.3603 | 117.4408 | 125.8055 | 148.539 | 178.0683 | 196.7323 | 209.5867 | 217.9277 | 226.0813 | 229.6353 | 229.6047 | 231.7984 | 225.6558 | 211.9004 | 197.2004 | 189.1828 | 179.5671 | 171.4993 | 163.7 | 154.7176 | 143.2181 | 136.3641 | -0.75503 | -1.1855 | -0.75782 | -1.7625 | -2.3938 | -2.0788 | -2.0639 | -2.5335 | -2.5929 | -3.2695 | -1.9867 | -2.0349 | -0.86424 | 1.7936 | 10.2884 | 10.3861 | 10.6418 | 9.7333 | 3.5308 | 1.8361 | 1.187 | 1.6702 | 1.3915 | 1.1166 | 69.5874 | 68.7403 | 67.8104 | 67.0295 | 66.3118 | 65.4811 | 65.4785 | 66.0117 | 66.7584 | 71.0639 | 76.6951 | 81.9858 | 85.685 | 87.8714 | 89.341 | 89.5393 | 88.7396 | 87.2398 | 84.7564 | 81.0689 | 77.6057 | 74.9645 | 72.9243 | 71.3067 | 3.3197 | 3.2451 | 3.3681 | 3.1698 | 3.1475 | 3.123 | 3.6097 | 3.4703 | 4.0692 | 4.0882 | 3.6788 | 3.4786 | 3.3426 | 3.4076 | 3.0177 | 2.5367 | 2.1976 | 2.2423 | 2.2302 | 3.2148 | 3.4028 | 3.4725 | 2.9776 | 3.1774
Program Specific1-in-2Size: Over 200kWAll2015November Monthly Peak | Program Specific | 1-in-2 | Size: Over 200kW | All | 2015 | November Monthly Peak | 11 | 127.4644 | 124.3003 | 120.1842 | 119.6358 | 128.113 | 150.3737 | 176.3803 | 194.2156 | 205.944 | 211.9946 | 218.4047 | 220.7067 | 219.3557 | 220.8771 | 214.526 | 200.9322 | 188.6965 | 182.8842 | 174.303 | 167.2595 | 161.0594 | 153.4788 | 141.9673 | 135.2366 | 0.02223 | -0.25911 | -0.10413 | -1.9507 | -2.5151 | -1.7803 | -0.62802 | -2.3763 | -2.4404 | -3.1496 | -0.65188 | -0.096163 | 1.0958 | 4.1128 | 11.7777 | 10.9897 | 12.0077 | 10.6335 | 3.3413 | 2.5595 | 2.2081 | 2.3005 | 1.8936 | 1.3752 | 58.9122 | 58.0931 | 57.3454 | 56.6419 | 55.9334 | 55.6486 | 55.2004 | 55.1316 | 58.798 | 63.7952 | 69.9327 | 75.1222 | 78.7331 | 80.2706 | 80.7864 | 80.2789 | 78.0918 | 73.9198 | 69.5271 | 66.9039 | 64.8839 | 63.2076 | 61.9877 | 60.8597 | 3.624 | 3.5339 | 3.6798 | 3.4492 | 3.4271 | 3.3819 | 3.8187 | 3.6644 | 4.2857 | 4.2386 | 3.7886 | 3.5649 | 3.4017 | 3.4556 | 3.0564 | 2.5614 | 2.2435 | 2.3117 | 2.3087 | 3.3381 | 3.5624 | 3.6689 | 3.1488 | 3.3642
Program Specific1-in-2Size: Over 200kWAll2015December Monthly Peak | Program Specific | 1-in-2 | Size: Over 200kW | All | 2015 | December Monthly Peak | 12 | 122.7381 | 119.649 | 116.2954 | 116.7889 | 125.2652 | 146.6925 | 174.1085 | 188.9495 | 197.2016 | 198.012 | 198.4792 | 195.5114 | 190.7641 | 189.0945 | 182.3324 | 172.5831 | 165.5906 | 163.8637 | 158.6402 | 154.3914 | 149.4088 | 142.9826 | 134.1441 | 128.7187 | 0.039185 | -0.24144 | -0.093708 | -1.8907 | -2.4433 | -1.7251 | -0.60805 | -2.2962 | -2.3145 | -2.9353 | -0.58901 | -0.083194 | 0.9557 | 3.519 | 10.0144 | 9.4153 | 10.507 | 9.4991 | 3.0535 | 2.3846 | 2.0617 | 2.1398 | 1.7894 | 1.3077 | 47.708 | 47.0275 | 46.0069 | 45.1319 | 44.4969 | 43.8226 | 43.6313 | 43.4063 | 43.8503 | 46.6292 | 49.188 | 51.273 | 52.8566 | 53.7855 | 54.3799 | 54.4344 | 53.8514 | 52.7432 | 51.2358 | 50.0365 | 49.127 | 48.2384 | 47.4374 | 46.5253 | 3.4827 | 3.3922 | 3.5459 | 3.3504 | 3.3367 | 3.298 | 3.7602 | 3.5554 | 4.0826 | 3.9563 | 3.4431 | 3.1591 | 2.9626 | 2.9654 | 2.598 | 2.2082 | 1.9776 | 2.0808 | 2.1094 | 3.1057 | 3.3231 | 3.4144 | 2.976 | 3.1994
Program Specific1-in-2Size: Over 200kWAll2015Typical Event Day | Program Specific | 1-in-2 | Size: Over 200kW | All | 2015 | Typical Event Day | 8 | 142.2936 | 138.3097 | 134.2291 | 134.0348 | 143.4711 | 167.6708 | 194.969 | 215.188 | 229.5933 | 238.5875 | 247.3452 | 248.2663 | 243.9817 | 245.7515 | 239.9851 | 227.5634 | 212.1263 | 197.2206 | 188.0615 | 184.4342 | 181.1112 | 172.1606 | 160.349 | 152.8568 | -1.0329 | -1.5141 | -0.9956 | -2.0165 | -2.7527 | -2.4222 | -2.4954 | -2.8109 | -2.9226 | -3.5802 | -2.3628 | -2.4672 | -1.2165 | 1.6081 | 10.8114 | 11.1421 | 11.282 | 10.1151 | 3.7205 | 1.8327 | 1.1568 | 1.7283 | 1.4654 | 1.1854 | 70.4165 | 69.4154 | 68.5674 | 67.7237 | 67.0786 | 66.4854 | 66.1663 | 66.4291 | 68.8498 | 73.3839 | 78.3802 | 82.5568 | 85.7757 | 88.0902 | 89.4591 | 89.8885 | 89.9967 | 89.0998 | 87.2913 | 84.4989 | 80.8168 | 77.5475 | 75.4618 | 73.947 | 3.7551 | 3.6392 | 3.7937 | 3.5619 | 3.5304 | 3.4739 | 3.8747 | 3.737 | 4.406 | 4.4228 | 3.9719 | 3.7151 | 3.4983 | 3.5614 | 3.1664 | 2.6908 | 2.3391 | 2.3121 | 2.3174 | 3.3977 | 3.7046 | 3.7901 | 3.2807 | 3.4919
Program Specific1-in-2Size: Over 200kWAll2016January Monthly Peak | Program Specific | 1-in-2 | Size: Over 200kW | All | 2016 | January Monthly Peak | 1 | 123.501 | 120.211 | 116.553 | 116.9794 | 125.6633 | 148.5872 | 178.6664 | 194.7812 | 202.6386 | 204.2627 | 206.6169 | 205.9819 | 203.0769 | 203.3002 | 196.5957 | 185.3648 | 174.9015 | 171.525 | 166.0258 | 160.9872 | 155.5266 | 148.6835 | 139.124 | 133.0705 | 0.017202 | -0.2649 | -0.10614 | -1.9022 | -2.4555 | -1.7427 | -0.62554 | -2.3635 | -2.3706 | -3.0216 | -0.61862 | -0.093745 | 1.0062 | 3.7773 | 10.7949 | 10.1194 | 11.1032 | 9.942 | 3.1786 | 2.4647 | 2.1342 | 2.2209 | 1.8524 | 1.351 | 51.9046 | 51.4189 | 51.071 | 50.6133 | 50.4088 | 49.9877 | 50.0909 | 49.9838 | 50.3451 | 51.7244 | 53.5645 | 55.1191 | 56.2892 | 57.2662 | 57.9192 | 57.8584 | 57.687 | 56.9922 | 55.594 | 54.2851 | 53.6181 | 53.2942 | 52.7804 | 51.9808 | 3.5084 | 3.4151 | 3.5604 | 3.3637 | 3.3486 | 3.333 | 3.8587 | 3.6639 | 4.1869 | 4.0668 | 3.5715 | 3.3133 | 3.1378 | 3.1732 | 2.7917 | 2.3626 | 2.0796 | 2.1697 | 2.2008 | 3.2181 | 3.4436 | 3.5439 | 3.0806 | 3.3066
Program Specific1-in-2Size: Over 200kWAll2016February Monthly Peak | Program Specific | 1-in-2 | Size: Over 200kW | All | 2016 | February Monthly Peak | 2 | 122.3346 | 119.1962 | 115.4864 | 115.8387 | 124.3848 | 146.8054 | 176.1496 | 191.686 | 199.4194 | 201.6628 | 204.6721 | 204.7839 | 202.3395 | 203.0056 | 196.6072 | 185.4182 | 174.756 | 171.0573 | 165.1565 | 159.808 | 154.389 | 147.66 | 137.979 | 132.052 | 0.0091325 | -0.26798 | -0.10955 | -1.8846 | -2.432 | -1.7244 | -0.62221 | -2.3296 | -2.3408 | -2.9856 | -0.61481 | -0.093926 | 1.0029 | 3.7755 | 10.8045 | 10.1353 | 11.1061 | 9.9221 | 3.1594 | 2.442 | 2.1166 | 2.2049 | 1.8359 | 1.34 | 51.564 | 51.1081 | 50.8695 | 50.5509 | 50.1045 | 49.9318 | 49.5473 | 49.8647 | 51.1883 | 54.5888 | 58.3348 | 61.4098 | 62.98 | 63.6493 | 64.1433 | 63.9086 | 63.5452 | 62.6694 | 60.684 | 58.6218 | 57.3872 | 56.438 | 55.4898 | 54.1999 | 3.4741 | 3.3856 | 3.5272 | 3.3286 | 3.3126 | 3.2912 | 3.8032 | 3.6023 | 4.1175 | 4.0122 | 3.5356 | 3.2924 | 3.1249 | 3.1669 | 2.791 | 2.3619 | 2.0766 | 2.1622 | 2.188 | 3.1907 | 3.4161 | 3.5198 | 3.0552 | 3.2816
Program Specific1-in-2Size: Over 200kWAll2016March Monthly Peak | Program Specific | 1-in-2 | Size: Over 200kW | All | 2016 | March Monthly Peak | 3 | 127.8645 | 123.8735 | 120.1113 | 119.19 | 127.0294 | 148.8798 | 175.7922 | 193.5298 | 203.1653 | 205.873 | 210.3631 | 211.0876 | 209.0385 | 211.1387 | 205.4888 | 194.773 | 183.1287 | 172.6132 | 166.2526 | 165.7505 | 162.5092 | 155.5126 | 144.4057 | 136.8963 | 0.012219 | -0.27503 | -0.11599 | -1.9344 | -2.4856 | -1.737 | -0.62556 | -2.3472 | -2.4012 | -3.0462 | -0.64424 | -0.105 | 1.024 | 3.9297 | 11.3026 | 10.6596 | 11.6245 | 10.015 | 3.1679 | 2.5154 | 2.219 | 2.3093 | 1.9136 | 1.3834 | 52.8352 | 51.9335 | 51.3316 | 51.0447 | 50.5296 | 50.163 | 49.8638 | 50.0601 | 51.8544 | 54.063 | 56.8927 | 59.7305 | 62.123 | 64.0462 | 65.1425 | 65.6853 | 65.4225 | 64.469 | 61.9536 | 58.8514 | 57.104 | 55.7326 | 54.5631 | 53.1785 | 3.6195 | 3.5043 | 3.6631 | 3.411 | 3.3753 | 3.3179 | 3.7726 | 3.6144 | 4.1734 | 4.0672 | 3.6137 | 3.3812 | 3.2147 | 3.2761 | 2.9048 | 2.4693 | 2.1665 | 2.1706 | 2.1969 | 3.2945 | 3.5846 | 3.6921 | 3.1893 | 3.3911
Program Specific1-in-2Size: Over 200kWAll2016April Monthly Peak | Program Specific | 1-in-2 | Size: Over 200kW | All | 2016 | April Monthly Peak | 4 | 127.1934 | 123.4862 | 119.4544 | 118.3263 | 125.9031 | 147.257 | 173.1818 | 191.2856 | 202.7549 | 208.7296 | 216.207 | 219.3644 | 218.9213 | 222.237 | 217.1008 | 205.405 | 191.8205 | 179.1262 | 170.7877 | 168.7433 | 164.6326 | 156.9103 | 145.0093 | 137.2906 | 0.0059128 | -0.27649 | -0.11665 | -1.9174 | -2.4605 | -1.7143 | -0.61852 | -2.3173 | -2.3981 | -3.0896 | -0.66337 | -0.10973 | 1.0721 | 4.1375 | 11.9458 | 11.2557 | 12.196 | 10.4061 | 3.2495 | 2.5535 | 2.2431 | 2.3299 | 1.9182 | 1.3844 | 62.4529 | 61.4301 | 60.59 | 59.8779 | 58.9733 | 58.3101 | 57.7586 | 57.7174 | 59.8638 | 63.8863 | 68.6985 | 73.4083 | 77.3327 | 79.7481 | 80.9584 | 81.4041 | 80.8513 | 80.0769 | 78.3203 | 75.7437 | 71.6352 | 69.0694 | 67.0272 | 65.1969 | 3.5988 | 3.4922 | 3.6402 | 3.3784 | 3.3387 | 3.2738 | 3.7108 | 3.5667 | 4.1612 | 4.1232 | 3.7116 | 3.5121 | 3.3659 | 3.4468 | 3.0685 | 2.6011 | 2.2661 | 2.2492 | 2.254 | 3.3457 | 3.6248 | 3.7255 | 3.1972 | 3.3938
Program Specific1-in-2Size: Over 200kWAll2016May Monthly Peak | Program Specific | 1-in-2 | Size: Over 200kW | All | 2016 | May Monthly Peak | 5 | 130.7628 | 127.3831 | 122.8612 | 122.2703 | 130.6857 | 152.4931 | 177.5849 | 199.6058 | 214.6016 | 222.6979 | 230.816 | 233.4602 | 231.6958 | 233.9543 | 228.3489 | 214.6806 | 199.9828 | 186.0019 | 176.5966 | 172.086 | 169.1719 | 161.4815 | 149.9893 | 142.4323 | -0.18553 | -0.50104 | -0.28162 | -1.9457 | -2.5424 | -1.8634 | -0.98188 | -2.4613 | -2.6278 | -3.3241 | -1.0306 | -0.59155 | 0.62054 | 3.7262 | 12.0268 | 11.4547 | 12.2117 | 10.513 | 3.3614 | 2.4049 | 2.0449 | 2.2396 | 1.8696 | 1.3854 | 64.9154 | 63.8328 | 62.7817 | 61.9074 | 61.1703 | 60.2537 | 59.7779 | 60.3476 | 63.179 | 66.8659 | 70.9834 | 75.051 | 78.7218 | 81.2075 | 82.7252 | 83.3724 | 83.4801 | 82.6837 | 80.7763 | 78.207 | 74.1362 | 70.934 | 69.1767 | 67.5754 | 3.5989 | 3.5035 | 3.6399 | 3.4013 | 3.3715 | 3.3006 | 3.6942 | 3.6263 | 4.3078 | 4.3084 | 3.8872 | 3.663 | 3.4906 | 3.5595 | 3.1641 | 2.6622 | 2.3114 | 2.2836 | 2.2746 | 3.3247 | 3.6129 | 3.7243 | 3.215 | 3.4182
Program Specific1-in-2Size: Over 200kWAll2016June Monthly Peak | Program Specific | 1-in-2 | Size: Over 200kW | All | 2016 | June Monthly Peak | 6 | 138.3594 | 134.7528 | 130.2515 | 129.6399 | 138.0287 | 159.8498 | 184.5383 | 205.0585 | 218.756 | 227.0253 | 235.3254 | 235.7026 | 231.0438 | 232.3826 | 227.2201 | 216.7384 | 203.1844 | 189.6972 | 181.801 | 176.538 | 174.5807 | 167.6393 | 156.1456 | 148.8629 | -0.43754 | -0.81912 | -0.50578 | -1.9724 | -2.6316 | -2.056 | -1.5179 | -2.5699 | -2.7446 | -3.4087 | -1.5167 | -1.2859 | -0.089174 | 2.8417 | 11.2907 | 11.2045 | 11.7724 | 10.3289 | 3.4718 | 2.1704 | 1.7356 | 2.0993 | 1.7788 | 1.3752 | 67.6 | 66.4199 | 65.3427 | 64.4947 | 63.6893 | 63.0829 | 62.5346 | 63.2049 | 66.1654 | 70.3636 | 74.2204 | 77.7963 | 80.3337 | 82.5214 | 83.8192 | 84.634 | 85.1543 | 84.8287 | 83.545 | 80.9603 | 77.5541 | 73.8106 | 71.3856 | 69.8135 | 3.7078 | 3.6077 | 3.7533 | 3.5046 | 3.4578 | 3.3679 | 3.7431 | 3.6402 | 4.2965 | 4.3097 | 3.8847 | 3.6101 | 3.3841 | 3.4377 | 3.0589 | 2.6137 | 2.2835 | 2.2642 | 2.2808 | 3.3096 | 3.6339 | 3.7615 | 3.2556 | 3.4726
Program Specific1-in-2Size: Over 200kWAll2016July Monthly Peak | Program Specific | 1-in-2 | Size: Over 200kW | All | 2016 | July Monthly Peak | 7 | 142.4288 | 138.2677 | 134.2339 | 134.2209 | 143.2111 | 166.3452 | 191.1743 | 210.2647 | 222.1131 | 229.6649 | 236.7229 | 236.4821 | 231.8524 | 232.8294 | 227.6026 | 218.6586 | 206.4581 | 193.5818 | 186.0208 | 180.9514 | 178.8711 | 171.4309 | 159.5964 | 152.2475 | -0.99185 | -1.4553 | -0.95791 | -2.0158 | -2.7481 | -2.3873 | -2.3888 | -2.7436 | -2.8565 | -3.4521 | -2.2157 | -2.2784 | -1.0986 | 1.6287 | 10.3754 | 10.7825 | 11.0551 | 9.9991 | 3.6562 | 1.8153 | 1.1917 | 1.7598 | 1.4951 | 1.2149 | 69.7904 | 69.0251 | 68.3691 | 67.7092 | 67.0604 | 66.5862 | 66.3393 | 66.733 | 69.1272 | 73.0892 | 77.9949 | 81.6933 | 84.6614 | 87.0403 | 88.7999 | 89.3323 | 89.5298 | 88.6786 | 87.2233 | 84.9671 | 81.3394 | 77.4562 | 74.9669 | 73.4559 | 3.7516 | 3.6323 | 3.7899 | 3.5616 | 3.5219 | 3.4482 | 3.8058 | 3.652 | 4.2562 | 4.248 | 3.7971 | 3.5247 | 3.3084 | 3.3537 | 2.9849 | 2.5743 | 2.27 | 2.2629 | 2.289 | 3.3224 | 3.6493 | 3.7723 | 3.2642 | 3.4825
Program Specific1-in-2Size: Over 200kWAll2016August Monthly Peak | Program Specific | 1-in-2 | Size: Over 200kW | All | 2016 | August Monthly Peak | 8 | 144.9808 | 140.8738 | 136.6504 | 136.4524 | 146.0379 | 171.0873 | 199.6998 | 222.26 | 239.038 | 249.5822 | 259.385 | 260.4984 | 256.4618 | 258.1535 | 252.0162 | 238.465 | 221.7461 | 205.5686 | 195.4619 | 191.2537 | 186.852 | 176.747 | 164.2554 | 156.1967 | -1.5617 | -2.1525 | -1.4413 | -1.9675 | -2.7636 | -2.6879 | -3.4362 | -2.9934 | -3.0939 | -3.7661 | -3.2982 | -3.7879 | -2.4876 | 0.15272 | 10.0512 | 10.9205 | 10.6373 | 9.8018 | 3.9479 | 1.4329 | 0.52369 | 1.3603 | 1.1632 | 1.0223 | 74.6438 | 73.6611 | 72.759 | 71.64 | 71.0509 | 70.3344 | 69.891 | 70.0256 | 72.5838 | 77.5521 | 82.5706 | 86.7346 | 89.7372 | 91.8471 | 93.1491 | 93.3043 | 93.468 | 92.3135 | 90.3179 | 87.5609 | 83.4112 | 80.3041 | 78.42 | 76.7365 | 3.8752 | 3.7552 | 3.9135 | 3.6774 | 3.6436 | 3.5924 | 4.0214 | 3.9116 | 4.6506 | 4.6962 | 4.2276 | 3.957 | 3.7348 | 3.7998 | 3.3753 | 2.8601 | 2.4773 | 2.4412 | 2.4388 | 3.5742 | 3.8752 | 3.9447 | 3.4056 | 3.6134
Program Specific1-in-2Size: Over 200kWAll2016September Monthly Peak | Program Specific | 1-in-2 | Size: Over 200kW | All | 2016 | September Monthly Peak | 9 | 142.3841 | 138.5013 | 133.9081 | 134.5518 | 144.4742 | 169.861 | 200.2917 | 221.5182 | 239.6091 | 249.7559 | 258.274 | 258.9999 | 254.655 | 256.7207 | 250.1021 | 235.3333 | 218.2599 | 202.1638 | 193.6834 | 191.3957 | 184.1792 | 174.3627 | 161.8172 | 153.6109 | -1.2007 | -1.6837 | -1.1141 | -2.1024 | -2.8482 | -2.5463 | -2.6781 | -2.9696 | -3.0811 | -3.7757 | -2.5144 | -2.6321 | -1.337 | 1.5757 | 11.1392 | 11.4252 | 11.5357 | 10.3444 | 3.8995 | 1.8942 | 1.1329 | 1.6993 | 1.407 | 1.1219 | 69.6318 | 68.5558 | 67.7987 | 67.0508 | 66.5138 | 65.9381 | 65.9003 | 65.753 | 67.5229 | 72.5309 | 78.7349 | 84.0031 | 88.3704 | 90.9518 | 92.0684 | 92.2836 | 91.8346 | 90.5782 | 88.079 | 84.5071 | 80.9623 | 78.6191 | 77.0745 | 75.7822 | 3.7591 | 3.6438 | 3.7887 | 3.5812 | 3.5624 | 3.5161 | 3.9727 | 3.8462 | 4.6012 | 4.6298 | 4.156 | 3.8863 | 3.6634 | 3.7285 | 3.3085 | 2.7885 | 2.408 | 2.3723 | 2.3869 | 3.5277 | 3.7723 | 3.8484 | 3.3162 | 3.5132
Program Specific1-in-2Size: Over 200kWAll2016October Monthly Peak | Program Specific | 1-in-2 | Size: Over 200kW | All | 2016 | October Monthly Peak | 10 | 124.5029 | 121.589 | 117.3603 | 117.4408 | 125.8055 | 148.539 | 178.0683 | 196.7323 | 209.5867 | 217.9277 | 226.0813 | 229.6353 | 229.6047 | 231.7984 | 225.6558 | 211.9005 | 197.2004 | 189.1828 | 179.5671 | 171.4993 | 163.7 | 154.7176 | 143.2181 | 136.3641 | -0.75503 | -1.1855 | -0.75782 | -1.7625 | -2.3938 | -2.0788 | -2.0639 | -2.5335 | -2.5929 | -3.2695 | -1.9867 | -2.0349 | -0.86424 | 1.7936 | 10.2884 | 10.3861 | 10.6418 | 9.7333 | 3.5308 | 1.8361 | 1.187 | 1.6702 | 1.3915 | 1.1166 | 69.5874 | 68.7403 | 67.8105 | 67.0295 | 66.3118 | 65.4811 | 65.4785 | 66.0117 | 66.7584 | 71.0639 | 76.6951 | 81.9858 | 85.685 | 87.8714 | 89.341 | 89.5393 | 88.7396 | 87.2398 | 84.7564 | 81.0689 | 77.6057 | 74.9645 | 72.9243 | 71.3067 | 3.3197 | 3.2451 | 3.3681 | 3.1698 | 3.1475 | 3.123 | 3.6097 | 3.4703 | 4.0692 | 4.0882 | 3.6788 | 3.4786 | 3.3426 | 3.4076 | 3.0177 | 2.5367 | 2.1976 | 2.2423 | 2.2302 | 3.2148 | 3.4028 | 3.4725 | 2.9776 | 3.1774
Program Specific1-in-2Size: Over 200kWAll2016November Monthly Peak | Program Specific | 1-in-2 | Size: Over 200kW | All | 2016 | November Monthly Peak | 11 | 127.4644 | 124.3003 | 120.1842 | 119.6358 | 128.113 | 150.3737 | 176.3803 | 194.2156 | 205.944 | 211.9947 | 218.4046 | 220.7067 | 219.3557 | 220.8771 | 214.526 | 200.9322 | 188.6965 | 182.8842 | 174.303 | 167.2595 | 161.0594 | 153.4788 | 141.9673 | 135.2366 | 0.02223 | -0.25911 | -0.10413 | -1.9507 | -2.5151 | -1.7803 | -0.62802 | -2.3763 | -2.4404 | -3.1496 | -0.65188 | -0.096163 | 1.0958 | 4.1128 | 11.7777 | 10.9897 | 12.0077 | 10.6335 | 3.3413 | 2.5595 | 2.2081 | 2.3005 | 1.8936 | 1.3752 | 58.9122 | 58.0931 | 57.3454 | 56.6419 | 55.9334 | 55.6486 | 55.2004 | 55.1316 | 58.798 | 63.7952 | 69.9327 | 75.1222 | 78.7331 | 80.2706 | 80.7864 | 80.2789 | 78.0918 | 73.9198 | 69.5271 | 66.9039 | 64.8839 | 63.2076 | 61.9877 | 60.8597 | 3.624 | 3.5339 | 3.6798 | 3.4492 | 3.4271 | 3.3819 | 3.8187 | 3.6644 | 4.2857 | 4.2386 | 3.7886 | 3.5649 | 3.4017 | 3.4556 | 3.0564 | 2.5614 | 2.2435 | 2.3117 | 2.3087 | 3.3381 | 3.5624 | 3.6689 | 3.1488 | 3.3642
Program Specific1-in-2Size: Over 200kWAll2016December Monthly Peak | Program Specific | 1-in-2 | Size: Over 200kW | All | 2016 | December Monthly Peak | 12 | 122.7381 | 119.649 | 116.2955 | 116.7889 | 125.2652 | 146.6925 | 174.1086 | 188.9495 | 197.2016 | 198.012 | 198.4792 | 195.5114 | 190.7641 | 189.0945 | 182.3324 | 172.5831 | 165.5906 | 163.8637 | 158.6402 | 154.3914 | 149.4088 | 142.9826 | 134.1441 | 128.7187 | 0.039185 | -0.24144 | -0.093708 | -1.8907 | -2.4433 | -1.7251 | -0.60805 | -2.2962 | -2.3145 | -2.9353 | -0.58901 | -0.083194 | 0.9557 | 3.519 | 10.0144 | 9.4153 | 10.507 | 9.4991 | 3.0535 | 2.3846 | 2.0617 | 2.1398 | 1.7894 | 1.3077 | 47.708 | 47.0274 | 46.0069 | 45.1319 | 44.4969 | 43.8226 | 43.6313 | 43.4063 | 43.8503 | 46.6292 | 49.188 | 51.273 | 52.8566 | 53.7855 | 54.3799 | 54.4344 | 53.8514 | 52.7432 | 51.2358 | 50.0365 | 49.1269 | 48.2384 | 47.4374 | 46.5253 | 3.4827 | 3.3922 | 3.5459 | 3.3504 | 3.3367 | 3.298 | 3.7602 | 3.5554 | 4.0826 | 3.9563 | 3.4431 | 3.1591 | 2.9626 | 2.9654 | 2.598 | 2.2082 | 1.9776 | 2.0808 | 2.1094 | 3.1057 | 3.3231 | 3.4144 | 2.976 | 3.1994
Program Specific1-in-2Size: Over 200kWAll2016Typical Event Day | Program Specific | 1-in-2 | Size: Over 200kW | All | 2016 | Typical Event Day | 8 | 142.2936 | 138.3097 | 134.2291 | 134.0348 | 143.4711 | 167.6708 | 194.969 | 215.188 | 229.5933 | 238.5875 | 247.3452 | 248.2663 | 243.9817 | 245.7515 | 239.9851 | 227.5634 | 212.1263 | 197.2206 | 188.0615 | 184.4342 | 181.1112 | 172.1606 | 160.349 | 152.8568 | -1.0329 | -1.5141 | -0.9956 | -2.0165 | -2.7527 | -2.4222 | -2.4954 | -2.8109 | -2.9226 | -3.5802 | -2.3628 | -2.4672 | -1.2165 | 1.6081 | 10.8114 | 11.1421 | 11.282 | 10.1151 | 3.7205 | 1.8327 | 1.1568 | 1.7283 | 1.4654 | 1.1854 | 70.4165 | 69.4154 | 68.5674 | 67.7237 | 67.0786 | 66.4854 | 66.1663 | 66.4291 | 68.8498 | 73.3839 | 78.3802 | 82.5569 | 85.7757 | 88.0902 | 89.4591 | 89.8886 | 89.9967 | 89.0998 | 87.2913 | 84.4989 | 80.8168 | 77.5475 | 75.4618 | 73.947 | 3.7551 | 3.6392 | 3.7937 | 3.5619 | 3.5304 | 3.4739 | 3.8747 | 3.737 | 4.406 | 4.4228 | 3.9719 | 3.7151 | 3.4983 | 3.5614 | 3.1664 | 2.6908 | 2.3391 | 2.3121 | 2.3174 | 3.3977 | 3.7046 | 3.7901 | 3.2807 | 3.4919
Program Specific1-in-2Size: Over 200kWAll2017January Monthly Peak | Program Specific | 1-in-2 | Size: Over 200kW | All | 2017 | January Monthly Peak | 1 | 123.501 | 120.211 | 116.553 | 116.9794 | 125.6633 | 148.5872 | 178.6664 | 194.7812 | 202.6386 | 204.2627 | 206.6169 | 205.9819 | 203.0769 | 203.3002 | 196.5957 | 185.3648 | 174.9015 | 171.525 | 166.0258 | 160.9872 | 155.5266 | 148.6835 | 139.124 | 133.0705 | 0.017202 | -0.2649 | -0.10614 | -1.9022 | -2.4555 | -1.7427 | -0.62554 | -2.3635 | -2.3706 | -3.0216 | -0.61862 | -0.093745 | 1.0062 | 3.7773 | 10.7949 | 10.1194 | 11.1032 | 9.942 | 3.1786 | 2.4647 | 2.1342 | 2.2209 | 1.8524 | 1.351 | 51.9046 | 51.4189 | 51.071 | 50.6133 | 50.4088 | 49.9877 | 50.091 | 49.9838 | 50.3451 | 51.7244 | 53.5645 | 55.1191 | 56.2892 | 57.2662 | 57.9192 | 57.8584 | 57.687 | 56.9922 | 55.594 | 54.2851 | 53.6181 | 53.2942 | 52.7804 | 51.9808 | 3.5084 | 3.4151 | 3.5604 | 3.3637 | 3.3486 | 3.333 | 3.8587 | 3.6639 | 4.1869 | 4.0668 | 3.5715 | 3.3133 | 3.1378 | 3.1732 | 2.7917 | 2.3626 | 2.0796 | 2.1697 | 2.2008 | 3.2181 | 3.4436 | 3.5439 | 3.0806 | 3.3066
Program Specific1-in-2Size: Over 200kWAll2017February Monthly Peak | Program Specific | 1-in-2 | Size: Over 200kW | All | 2017 | February Monthly Peak | 2 | 122.3346 | 119.1962 | 115.4864 | 115.8387 | 124.3848 | 146.8054 | 176.1497 | 191.686 | 199.4194 | 201.6628 | 204.6721 | 204.7839 | 202.3395 | 203.0056 | 196.6072 | 185.4182 | 174.756 | 171.0573 | 165.1565 | 159.808 | 154.389 | 147.66 | 137.979 | 132.052 | 0.0091325 | -0.26798 | -0.10955 | -1.8846 | -2.432 | -1.7244 | -0.62221 | -2.3296 | -2.3408 | -2.9856 | -0.61481 | -0.093926 | 1.0029 | 3.7755 | 10.8045 | 10.1353 | 11.1061 | 9.9221 | 3.1594 | 2.442 | 2.1166 | 2.2049 | 1.8359 | 1.34 | 51.564 | 51.1081 | 50.8695 | 50.5509 | 50.1045 | 49.9318 | 49.5473 | 49.8647 | 51.1883 | 54.5888 | 58.3348 | 61.4098 | 62.98 | 63.6493 | 64.1433 | 63.9086 | 63.5452 | 62.6694 | 60.684 | 58.6218 | 57.3872 | 56.438 | 55.4898 | 54.1999 | 3.4741 | 3.3856 | 3.5272 | 3.3286 | 3.3126 | 3.2912 | 3.8032 | 3.6023 | 4.1175 | 4.0122 | 3.5356 | 3.2924 | 3.1249 | 3.1668 | 2.791 | 2.3619 | 2.0766 | 2.1622 | 2.188 | 3.1907 | 3.4161 | 3.5198 | 3.0552 | 3.2816
Program Specific1-in-2Size: Over 200kWAll2017March Monthly Peak | Program Specific | 1-in-2 | Size: Over 200kW | All | 2017 | March Monthly Peak | 3 | 127.8645 | 123.8735 | 120.1113 | 119.19 | 127.0294 | 148.8798 | 175.7922 | 193.5298 | 203.1653 | 205.873 | 210.3631 | 211.0876 | 209.0385 | 211.1387 | 205.4888 | 194.773 | 183.1287 | 172.6132 | 166.2526 | 165.7505 | 162.5092 | 155.5126 | 144.4057 | 136.8963 | 0.012219 | -0.27503 | -0.11599 | -1.9344 | -2.4856 | -1.737 | -0.62556 | -2.3472 | -2.4012 | -3.0462 | -0.64424 | -0.105 | 1.024 | 3.9297 | 11.3026 | 10.6596 | 11.6245 | 10.015 | 3.1679 | 2.5154 | 2.219 | 2.3093 | 1.9136 | 1.3834 | 52.8352 | 51.9335 | 51.3316 | 51.0447 | 50.5296 | 50.163 | 49.8637 | 50.0601 | 51.8544 | 54.063 | 56.8927 | 59.7305 | 62.123 | 64.0462 | 65.1425 | 65.6853 | 65.4225 | 64.469 | 61.9536 | 58.8514 | 57.104 | 55.7326 | 54.5631 | 53.1785 | 3.6195 | 3.5043 | 3.6631 | 3.411 | 3.3753 | 3.3179 | 3.7726 | 3.6144 | 4.1734 | 4.0672 | 3.6137 | 3.3812 | 3.2147 | 3.2761 | 2.9048 | 2.4693 | 2.1665 | 2.1706 | 2.1969 | 3.2945 | 3.5846 | 3.6921 | 3.1893 | 3.3911
Program Specific1-in-2Size: Over 200kWAll2017April Monthly Peak | Program Specific | 1-in-2 | Size: Over 200kW | All | 2017 | April Monthly Peak | 4 | 127.1934 | 123.4862 | 119.4544 | 118.3263 | 125.9031 | 147.257 | 173.1818 | 191.2856 | 202.7549 | 208.7296 | 216.207 | 219.3644 | 218.9213 | 222.237 | 217.1008 | 205.405 | 191.8205 | 179.1262 | 170.7877 | 168.7433 | 164.6326 | 156.9103 | 145.0093 | 137.2906 | 0.0059129 | -0.27649 | -0.11665 | -1.9174 | -2.4605 | -1.7143 | -0.61852 | -2.3173 | -2.3981 | -3.0896 | -0.66337 | -0.10973 | 1.0721 | 4.1375 | 11.9458 | 11.2557 | 12.196 | 10.4061 | 3.2495 | 2.5535 | 2.2431 | 2.3299 | 1.9182 | 1.3844 | 62.4529 | 61.4301 | 60.59 | 59.8779 | 58.9733 | 58.3101 | 57.7586 | 57.7174 | 59.8638 | 63.8863 | 68.6985 | 73.4083 | 77.3327 | 79.7481 | 80.9584 | 81.4041 | 80.8513 | 80.0769 | 78.3203 | 75.7437 | 71.6352 | 69.0694 | 67.0272 | 65.1969 | 3.5988 | 3.4922 | 3.6402 | 3.3784 | 3.3387 | 3.2738 | 3.7108 | 3.5667 | 4.1612 | 4.1232 | 3.7116 | 3.5121 | 3.3659 | 3.4468 | 3.0685 | 2.6011 | 2.2661 | 2.2492 | 2.254 | 3.3457 | 3.6248 | 3.7255 | 3.1972 | 3.3938
Program Specific1-in-2Size: Over 200kWAll2017May Monthly Peak | Program Specific | 1-in-2 | Size: Over 200kW | All | 2017 | May Monthly Peak | 5 | 130.7628 | 127.3831 | 122.8612 | 122.2703 | 130.6857 | 152.4931 | 177.5849 | 199.6058 | 214.6016 | 222.6979 | 230.816 | 233.4602 | 231.6958 | 233.9543 | 228.3489 | 214.6806 | 199.9828 | 186.0019 | 176.5966 | 172.086 | 169.1719 | 161.4815 | 149.9893 | 142.4323 | -0.18553 | -0.50104 | -0.28162 | -1.9457 | -2.5424 | -1.8634 | -0.98187 | -2.4613 | -2.6278 | -3.3241 | -1.0306 | -0.59155 | 0.62054 | 3.7262 | 12.0268 | 11.4547 | 12.2117 | 10.513 | 3.3614 | 2.4049 | 2.0449 | 2.2396 | 1.8696 | 1.3854 | 64.9154 | 63.8328 | 62.7817 | 61.9074 | 61.1703 | 60.2537 | 59.7779 | 60.3476 | 63.179 | 66.8659 | 70.9834 | 75.051 | 78.7218 | 81.2075 | 82.7252 | 83.3724 | 83.4801 | 82.6837 | 80.7763 | 78.207 | 74.1362 | 70.934 | 69.1767 | 67.5754 | 3.5989 | 3.5035 | 3.6399 | 3.4013 | 3.3715 | 3.3006 | 3.6942 | 3.6263 | 4.3078 | 4.3084 | 3.8872 | 3.663 | 3.4906 | 3.5595 | 3.1641 | 2.6622 | 2.3114 | 2.2836 | 2.2746 | 3.3247 | 3.6129 | 3.7243 | 3.215 | 3.4182
Program Specific1-in-2Size: Over 200kWAll2017June Monthly Peak | Program Specific | 1-in-2 | Size: Over 200kW | All | 2017 | June Monthly Peak | 6 | 138.3594 | 134.7528 | 130.2515 | 129.6399 | 138.0287 | 159.8498 | 184.5383 | 205.0585 | 218.756 | 227.0253 | 235.3254 | 235.7026 | 231.0438 | 232.3826 | 227.2201 | 216.7383 | 203.1844 | 189.6972 | 181.801 | 176.538 | 174.5807 | 167.6393 | 156.1455 | 148.8629 | -0.43754 | -0.81912 | -0.50578 | -1.9724 | -2.6316 | -2.056 | -1.5179 | -2.5699 | -2.7446 | -3.4087 | -1.5167 | -1.2859 | -0.089174 | 2.8417 | 11.2907 | 11.2045 | 11.7724 | 10.3289 | 3.4718 | 2.1704 | 1.7356 | 2.0993 | 1.7788 | 1.3752 | 67.6 | 66.4199 | 65.3427 | 64.4947 | 63.6893 | 63.0829 | 62.5346 | 63.2049 | 66.1654 | 70.3636 | 74.2204 | 77.7963 | 80.3337 | 82.5214 | 83.8192 | 84.634 | 85.1543 | 84.8287 | 83.545 | 80.9603 | 77.5541 | 73.8106 | 71.3856 | 69.8135 | 3.7078 | 3.6077 | 3.7533 | 3.5046 | 3.4578 | 3.3679 | 3.7431 | 3.6402 | 4.2965 | 4.3097 | 3.8847 | 3.6101 | 3.3841 | 3.4377 | 3.0589 | 2.6137 | 2.2835 | 2.2642 | 2.2808 | 3.3096 | 3.6339 | 3.7615 | 3.2556 | 3.4726
Program Specific1-in-2Size: Over 200kWAll2017July Monthly Peak | Program Specific | 1-in-2 | Size: Over 200kW | All | 2017 | July Monthly Peak | 7 | 142.4288 | 138.2677 | 134.2339 | 134.2209 | 143.2111 | 166.3452 | 191.1743 | 210.2647 | 222.1131 | 229.6649 | 236.7229 | 236.4821 | 231.8524 | 232.8294 | 227.6026 | 218.6586 | 206.4581 | 193.5818 | 186.0208 | 180.9514 | 178.8711 | 171.4309 | 159.5964 | 152.2475 | -0.99185 | -1.4553 | -0.95791 | -2.0158 | -2.7481 | -2.3873 | -2.3888 | -2.7436 | -2.8565 | -3.4521 | -2.2157 | -2.2784 | -1.0986 | 1.6287 | 10.3754 | 10.7825 | 11.0551 | 9.9991 | 3.6562 | 1.8153 | 1.1917 | 1.7598 | 1.4951 | 1.2149 | 69.7904 | 69.0251 | 68.3691 | 67.7092 | 67.0604 | 66.5862 | 66.3393 | 66.733 | 69.1272 | 73.0892 | 77.9949 | 81.6933 | 84.6614 | 87.0403 | 88.7999 | 89.3323 | 89.5298 | 88.6786 | 87.2233 | 84.9671 | 81.3394 | 77.4562 | 74.9669 | 73.4559 | 3.7516 | 3.6323 | 3.7899 | 3.5616 | 3.5219 | 3.4482 | 3.8058 | 3.652 | 4.2562 | 4.248 | 3.7971 | 3.5247 | 3.3084 | 3.3537 | 2.9849 | 2.5743 | 2.27 | 2.2629 | 2.289 | 3.3224 | 3.6493 | 3.7723 | 3.2642 | 3.4825
Program Specific1-in-2Size: Over 200kWAll2017August Monthly Peak | Program Specific | 1-in-2 | Size: Over 200kW | All | 2017 | August Monthly Peak | 8 | 144.9808 | 140.8738 | 136.6504 | 136.4524 | 146.0379 | 171.0873 | 199.6998 | 222.26 | 239.038 | 249.5822 | 259.385 | 260.4984 | 256.4618 | 258.1535 | 252.0162 | 238.465 | 221.7461 | 205.5686 | 195.4619 | 191.2537 | 186.852 | 176.747 | 164.2554 | 156.1967 | -1.5617 | -2.1525 | -1.4413 | -1.9675 | -2.7636 | -2.6879 | -3.4362 | -2.9934 | -3.0939 | -3.7661 | -3.2982 | -3.7879 | -2.4876 | 0.15272 | 10.0512 | 10.9205 | 10.6373 | 9.8018 | 3.9479 | 1.4329 | 0.52369 | 1.3603 | 1.1632 | 1.0223 | 74.6438 | 73.6611 | 72.759 | 71.64 | 71.0509 | 70.3344 | 69.891 | 70.0256 | 72.5838 | 77.5521 | 82.5706 | 86.7346 | 89.7372 | 91.8471 | 93.1491 | 93.3043 | 93.468 | 92.3135 | 90.3179 | 87.5609 | 83.4112 | 80.3041 | 78.42 | 76.7365 | 3.8752 | 3.7552 | 3.9135 | 3.6774 | 3.6436 | 3.5924 | 4.0214 | 3.9116 | 4.6506 | 4.6962 | 4.2276 | 3.957 | 3.7348 | 3.7998 | 3.3753 | 2.8601 | 2.4773 | 2.4412 | 2.4388 | 3.5742 | 3.8752 | 3.9447 | 3.4056 | 3.6134
Program Specific1-in-2Size: Over 200kWAll2017September Monthly Peak | Program Specific | 1-in-2 | Size: Over 200kW | All | 2017 | September Monthly Peak | 9 | 142.3841 | 138.5013 | 133.9081 | 134.5518 | 144.4742 | 169.861 | 200.2917 | 221.5182 | 239.6091 | 249.7559 | 258.274 | 258.9999 | 254.655 | 256.7207 | 250.1021 | 235.3333 | 218.2599 | 202.1638 | 193.6834 | 191.3957 | 184.1792 | 174.3627 | 161.8172 | 153.6109 | -1.2007 | -1.6837 | -1.1141 | -2.1024 | -2.8482 | -2.5463 | -2.6781 | -2.9696 | -3.0811 | -3.7757 | -2.5144 | -2.6321 | -1.337 | 1.5757 | 11.1392 | 11.4252 | 11.5357 | 10.3444 | 3.8995 | 1.8942 | 1.1329 | 1.6993 | 1.407 | 1.1219 | 69.6318 | 68.5558 | 67.7987 | 67.0508 | 66.5138 | 65.9381 | 65.9003 | 65.753 | 67.5229 | 72.5309 | 78.7349 | 84.0031 | 88.3704 | 90.9518 | 92.0684 | 92.2836 | 91.8346 | 90.5782 | 88.079 | 84.5071 | 80.9623 | 78.6191 | 77.0745 | 75.7822 | 3.7591 | 3.6438 | 3.7887 | 3.5812 | 3.5624 | 3.5161 | 3.9727 | 3.8462 | 4.6012 | 4.6298 | 4.156 | 3.8863 | 3.6634 | 3.7285 | 3.3085 | 2.7885 | 2.408 | 2.3723 | 2.3869 | 3.5277 | 3.7723 | 3.8484 | 3.3162 | 3.5132
Program Specific1-in-2Size: Over 200kWAll2017October Monthly Peak | Program Specific | 1-in-2 | Size: Over 200kW | All | 2017 | October Monthly Peak | 10 | 124.5029 | 121.589 | 117.3603 | 117.4408 | 125.8055 | 148.539 | 178.0683 | 196.7323 | 209.5867 | 217.9277 | 226.0813 | 229.6353 | 229.6047 | 231.7984 | 225.6558 | 211.9004 | 197.2004 | 189.1828 | 179.5671 | 171.4993 | 163.7 | 154.7176 | 143.2181 | 136.3642 | -0.75503 | -1.1855 | -0.75782 | -1.7625 | -2.3938 | -2.0788 | -2.0639 | -2.5335 | -2.5929 | -3.2695 | -1.9867 | -2.0349 | -0.86424 | 1.7936 | 10.2884 | 10.3861 | 10.6418 | 9.7333 | 3.5308 | 1.8361 | 1.187 | 1.6702 | 1.3915 | 1.1166 | 69.5874 | 68.7403 | 67.8105 | 67.0295 | 66.3118 | 65.4811 | 65.4785 | 66.0117 | 66.7584 | 71.0639 | 76.6951 | 81.9858 | 85.685 | 87.8714 | 89.341 | 89.5393 | 88.7396 | 87.2398 | 84.7564 | 81.0689 | 77.6057 | 74.9645 | 72.9243 | 71.3067 | 3.3197 | 3.2451 | 3.3681 | 3.1698 | 3.1475 | 3.123 | 3.6097 | 3.4703 | 4.0692 | 4.0882 | 3.6788 | 3.4786 | 3.3426 | 3.4076 | 3.0177 | 2.5367 | 2.1976 | 2.2423 | 2.2302 | 3.2148 | 3.4028 | 3.4725 | 2.9776 | 3.1774
Program Specific1-in-2Size: Over 200kWAll2017November Monthly Peak | Program Specific | 1-in-2 | Size: Over 200kW | All | 2017 | November Monthly Peak | 11 | 127.4644 | 124.3003 | 120.1841 | 119.6358 | 128.113 | 150.3737 | 176.3803 | 194.2156 | 205.9439 | 211.9947 | 218.4047 | 220.7067 | 219.3557 | 220.8771 | 214.526 | 200.9322 | 188.6965 | 182.8842 | 174.303 | 167.2595 | 161.0594 | 153.4788 | 141.9673 | 135.2366 | 0.02223 | -0.25911 | -0.10413 | -1.9507 | -2.5151 | -1.7803 | -0.62802 | -2.3763 | -2.4404 | -3.1496 | -0.65188 | -0.096163 | 1.0958 | 4.1128 | 11.7777 | 10.9897 | 12.0077 | 10.6335 | 3.3413 | 2.5595 | 2.2081 | 2.3005 | 1.8936 | 1.3752 | 58.9122 | 58.0931 | 57.3454 | 56.6419 | 55.9334 | 55.6486 | 55.2004 | 55.1316 | 58.798 | 63.7952 | 69.9327 | 75.1222 | 78.7331 | 80.2706 | 80.7864 | 80.2789 | 78.0918 | 73.9198 | 69.5271 | 66.9039 | 64.8839 | 63.2076 | 61.9877 | 60.8597 | 3.624 | 3.5339 | 3.6798 | 3.4492 | 3.4271 | 3.3819 | 3.8187 | 3.6644 | 4.2857 | 4.2386 | 3.7886 | 3.5649 | 3.4017 | 3.4556 | 3.0564 | 2.5614 | 2.2435 | 2.3117 | 2.3087 | 3.3381 | 3.5624 | 3.6689 | 3.1488 | 3.3642
Program Specific1-in-2Size: Over 200kWAll2017December Monthly Peak | Program Specific | 1-in-2 | Size: Over 200kW | All | 2017 | December Monthly Peak | 12 | 122.7381 | 119.649 | 116.2955 | 116.7889 | 125.2652 | 146.6925 | 174.1086 | 188.9495 | 197.2016 | 198.012 | 198.4792 | 195.5114 | 190.7641 | 189.0945 | 182.3324 | 172.5831 | 165.5906 | 163.8637 | 158.6402 | 154.3914 | 149.4088 | 142.9826 | 134.1441 | 128.7187 | 0.039185 | -0.24144 | -0.093708 | -1.8907 | -2.4433 | -1.7251 | -0.60805 | -2.2962 | -2.3145 | -2.9353 | -0.58901 | -0.083194 | 0.9557 | 3.519 | 10.0144 | 9.4153 | 10.507 | 9.4991 | 3.0535 | 2.3846 | 2.0617 | 2.1398 | 1.7894 | 1.3077 | 47.708 | 47.0274 | 46.0069 | 45.1319 | 44.4969 | 43.8226 | 43.6313 | 43.4063 | 43.8503 | 46.6292 | 49.188 | 51.273 | 52.8566 | 53.7855 | 54.3799 | 54.4344 | 53.8514 | 52.7432 | 51.2358 | 50.0365 | 49.127 | 48.2384 | 47.4374 | 46.5253 | 3.4827 | 3.3922 | 3.5458 | 3.3504 | 3.3367 | 3.298 | 3.7602 | 3.5554 | 4.0826 | 3.9563 | 3.4431 | 3.1591 | 2.9626 | 2.9654 | 2.598 | 2.2082 | 1.9776 | 2.0808 | 2.1094 | 3.1057 | 3.3231 | 3.4144 | 2.976 | 3.1994
Program Specific1-in-2Size: Over 200kWAll2017Typical Event Day | Program Specific | 1-in-2 | Size: Over 200kW | All | 2017 | Typical Event Day | 8 | 142.2936 | 138.3097 | 134.2291 | 134.0348 | 143.4711 | 167.6708 | 194.969 | 215.188 | 229.5933 | 238.5875 | 247.3452 | 248.2663 | 243.9817 | 245.7515 | 239.9852 | 227.5634 | 212.1263 | 197.2206 | 188.0615 | 184.4342 | 181.1112 | 172.1606 | 160.349 | 152.8568 | -1.0329 | -1.5141 | -0.9956 | -2.0165 | -2.7527 | -2.4222 | -2.4954 | -2.8109 | -2.9226 | -3.5802 | -2.3628 | -2.4672 | -1.2165 | 1.6081 | 10.8114 | 11.1421 | 11.282 | 10.1151 | 3.7205 | 1.8327 | 1.1568 | 1.7283 | 1.4654 | 1.1854 | 70.4165 | 69.4154 | 68.5674 | 67.7237 | 67.0786 | 66.4854 | 66.1663 | 66.4291 | 68.8498 | 73.3839 | 78.3802 | 82.5568 | 85.7757 | 88.0902 | 89.4591 | 89.8886 | 89.9967 | 89.0998 | 87.2913 | 84.4989 | 80.8168 | 77.5475 | 75.4618 | 73.947 | 3.7551 | 3.6392 | 3.7937 | 3.5619 | 3.5304 | 3.4739 | 3.8747 | 3.737 | 4.406 | 4.4228 | 3.9719 | 3.7151 | 3.4983 | 3.5614 | 3.1664 | 2.6908 | 2.3391 | 2.3121 | 2.3174 | 3.3977 | 3.7046 | 3.7901 | 3.2807 | 3.4919
Program Specific1-in-2Size: Over 200kWAll2018January Monthly Peak | Program Specific | 1-in-2 | Size: Over 200kW | All | 2018 | January Monthly Peak | 1 | 123.501 | 120.211 | 116.553 | 116.9794 | 125.6633 | 148.5872 | 178.6664 | 194.7812 | 202.6386 | 204.2627 | 206.6169 | 205.9819 | 203.0769 | 203.3002 | 196.5957 | 185.3648 | 174.9015 | 171.525 | 166.0258 | 160.9872 | 155.5266 | 148.6835 | 139.124 | 133.0705 | 0.017202 | -0.2649 | -0.10614 | -1.9022 | -2.4555 | -1.7427 | -0.62554 | -2.3635 | -2.3706 | -3.0216 | -0.61862 | -0.093745 | 1.0062 | 3.7773 | 10.7949 | 10.1194 | 11.1032 | 9.942 | 3.1786 | 2.4647 | 2.1342 | 2.2209 | 1.8524 | 1.351 | 51.9046 | 51.4189 | 51.071 | 50.6133 | 50.4088 | 49.9877 | 50.0909 | 49.9838 | 50.3451 | 51.7244 | 53.5645 | 55.1191 | 56.2892 | 57.2662 | 57.9192 | 57.8584 | 57.687 | 56.9922 | 55.594 | 54.2851 | 53.6181 | 53.2942 | 52.7804 | 51.9808 | 3.5084 | 3.4151 | 3.5604 | 3.3637 | 3.3486 | 3.333 | 3.8587 | 3.6639 | 4.1869 | 4.0668 | 3.5715 | 3.3133 | 3.1378 | 3.1732 | 2.7917 | 2.3626 | 2.0796 | 2.1697 | 2.2008 | 3.2181 | 3.4436 | 3.5439 | 3.0806 | 3.3066
Program Specific1-in-2Size: Over 200kWAll2018February Monthly Peak | Program Specific | 1-in-2 | Size: Over 200kW | All | 2018 | February Monthly Peak | 2 | 122.3346 | 119.1962 | 115.4864 | 115.8387 | 124.3848 | 146.8054 | 176.1496 | 191.686 | 199.4194 | 201.6628 | 204.6721 | 204.7839 | 202.3395 | 203.0056 | 196.6071 | 185.4182 | 174.756 | 171.0573 | 165.1565 | 159.808 | 154.389 | 147.66 | 137.979 | 132.052 | 0.0091324 | -0.26798 | -0.10955 | -1.8846 | -2.432 | -1.7244 | -0.62221 | -2.3296 | -2.3408 | -2.9856 | -0.61481 | -0.093926 | 1.0029 | 3.7755 | 10.8045 | 10.1353 | 11.1061 | 9.9221 | 3.1594 | 2.442 | 2.1166 | 2.2049 | 1.8359 | 1.34 | 51.564 | 51.1081 | 50.8695 | 50.5509 | 50.1045 | 49.9318 | 49.5473 | 49.8647 | 51.1883 | 54.5888 | 58.3348 | 61.4098 | 62.98 | 63.6493 | 64.1433 | 63.9086 | 63.5452 | 62.6694 | 60.684 | 58.6218 | 57.3872 | 56.438 | 55.4898 | 54.1999 | 3.4741 | 3.3856 | 3.5272 | 3.3286 | 3.3126 | 3.2912 | 3.8032 | 3.6023 | 4.1175 | 4.0122 | 3.5356 | 3.2924 | 3.1249 | 3.1668 | 2.791 | 2.3619 | 2.0766 | 2.1622 | 2.188 | 3.1907 | 3.4161 | 3.5198 | 3.0552 | 3.2816
Program Specific1-in-2Size: Over 200kWAll2018March Monthly Peak | Program Specific | 1-in-2 | Size: Over 200kW | All | 2018 | March Monthly Peak | 3 | 127.8645 | 123.8735 | 120.1113 | 119.19 | 127.0294 | 148.8798 | 175.7923 | 193.5298 | 203.1653 | 205.873 | 210.3631 | 211.0876 | 209.0384 | 211.1387 | 205.4888 | 194.773 | 183.1287 | 172.6132 | 166.2526 | 165.7505 | 162.5092 | 155.5126 | 144.4057 | 136.8963 | 0.012219 | -0.27503 | -0.11599 | -1.9344 | -2.4856 | -1.737 | -0.62556 | -2.3472 | -2.4012 | -3.0462 | -0.64424 | -0.105 | 1.024 | 3.9297 | 11.3026 | 10.6596 | 11.6245 | 10.015 | 3.1679 | 2.5154 | 2.219 | 2.3093 | 1.9136 | 1.3834 | 52.8352 | 51.9335 | 51.3316 | 51.0447 | 50.5296 | 50.163 | 49.8638 | 50.0601 | 51.8544 | 54.063 | 56.8927 | 59.7305 | 62.123 | 64.0462 | 65.1425 | 65.6853 | 65.4225 | 64.469 | 61.9536 | 58.8514 | 57.104 | 55.7326 | 54.5631 | 53.1785 | 3.6195 | 3.5043 | 3.6631 | 3.411 | 3.3753 | 3.3179 | 3.7726 | 3.6144 | 4.1734 | 4.0672 | 3.6137 | 3.3812 | 3.2147 | 3.2761 | 2.9048 | 2.4693 | 2.1665 | 2.1706 | 2.1969 | 3.2945 | 3.5846 | 3.6921 | 3.1893 | 3.3911
Program Specific1-in-2Size: Over 200kWAll2018April Monthly Peak | Program Specific | 1-in-2 | Size: Over 200kW | All | 2018 | April Monthly Peak | 4 | 127.1934 | 123.4862 | 119.4544 | 118.3263 | 125.9031 | 147.257 | 173.1818 | 191.2856 | 202.7549 | 208.7296 | 216.207 | 219.3644 | 218.9213 | 222.237 | 217.1008 | 205.405 | 191.8205 | 179.1262 | 170.7877 | 168.7433 | 164.6327 | 156.9103 | 145.0093 | 137.2906 | 0.0059128 | -0.27649 | -0.11665 | -1.9174 | -2.4605 | -1.7143 | -0.61852 | -2.3173 | -2.3981 | -3.0896 | -0.66337 | -0.10973 | 1.0721 | 4.1375 | 11.9458 | 11.2557 | 12.196 | 10.4061 | 3.2495 | 2.5535 | 2.2431 | 2.3299 | 1.9182 | 1.3844 | 62.4529 | 61.4301 | 60.59 | 59.8779 | 58.9733 | 58.3101 | 57.7586 | 57.7174 | 59.8638 | 63.8863 | 68.6985 | 73.4083 | 77.3327 | 79.7481 | 80.9584 | 81.4041 | 80.8513 | 80.0769 | 78.3203 | 75.7437 | 71.6352 | 69.0694 | 67.0272 | 65.1969 | 3.5988 | 3.4922 | 3.6402 | 3.3784 | 3.3387 | 3.2738 | 3.7108 | 3.5667 | 4.1612 | 4.1232 | 3.7116 | 3.5121 | 3.3659 | 3.4468 | 3.0685 | 2.6011 | 2.2661 | 2.2492 | 2.254 | 3.3457 | 3.6248 | 3.7255 | 3.1972 | 3.3938
Program Specific1-in-2Size: Over 200kWAll2018May Monthly Peak | Program Specific | 1-in-2 | Size: Over 200kW | All | 2018 | May Monthly Peak | 5 | 130.7628 | 127.3831 | 122.8612 | 122.2703 | 130.6857 | 152.4931 | 177.5849 | 199.6058 | 214.6016 | 222.6979 | 230.816 | 233.4602 | 231.6958 | 233.9543 | 228.3489 | 214.6806 | 199.9828 | 186.0019 | 176.5965 | 172.086 | 169.1719 | 161.4815 | 149.9893 | 142.4324 | -0.18553 | -0.50104 | -0.28162 | -1.9457 | -2.5424 | -1.8634 | -0.98187 | -2.4613 | -2.6278 | -3.3241 | -1.0306 | -0.59155 | 0.62054 | 3.7262 | 12.0268 | 11.4547 | 12.2117 | 10.513 | 3.3614 | 2.4049 | 2.0449 | 2.2396 | 1.8696 | 1.3854 | 64.9154 | 63.8328 | 62.7817 | 61.9074 | 61.1703 | 60.2537 | 59.7779 | 60.3476 | 63.179 | 66.8659 | 70.9834 | 75.051 | 78.7218 | 81.2075 | 82.7252 | 83.3724 | 83.4801 | 82.6837 | 80.7763 | 78.207 | 74.1362 | 70.934 | 69.1767 | 67.5754 | 3.5989 | 3.5035 | 3.6399 | 3.4013 | 3.3715 | 3.3006 | 3.6942 | 3.6263 | 4.3078 | 4.3084 | 3.8872 | 3.663 | 3.4906 | 3.5595 | 3.1641 | 2.6622 | 2.3114 | 2.2836 | 2.2746 | 3.3247 | 3.6129 | 3.7243 | 3.215 | 3.4182
Program Specific1-in-2Size: Over 200kWAll2018June Monthly Peak | Program Specific | 1-in-2 | Size: Over 200kW | All | 2018 | June Monthly Peak | 6 | 138.3594 | 134.7528 | 130.2515 | 129.6399 | 138.0287 | 159.8498 | 184.5383 | 205.0585 | 218.756 | 227.0253 | 235.3254 | 235.7026 | 231.0438 | 232.3826 | 227.2201 | 216.7384 | 203.1844 | 189.6972 | 181.801 | 176.538 | 174.5807 | 167.6393 | 156.1456 | 148.8629 | -0.43754 | -0.81912 | -0.50578 | -1.9724 | -2.6316 | -2.056 | -1.5179 | -2.5699 | -2.7446 | -3.4087 | -1.5167 | -1.2859 | -0.089174 | 2.8417 | 11.2907 | 11.2045 | 11.7724 | 10.3289 | 3.4718 | 2.1704 | 1.7356 | 2.0993 | 1.7788 | 1.3752 | 67.6 | 66.4199 | 65.3427 | 64.4947 | 63.6893 | 63.0829 | 62.5346 | 63.2049 | 66.1654 | 70.3636 | 74.2204 | 77.7963 | 80.3337 | 82.5214 | 83.8192 | 84.634 | 85.1543 | 84.8287 | 83.545 | 80.9603 | 77.5541 | 73.8106 | 71.3856 | 69.8135 | 3.7078 | 3.6077 | 3.7533 | 3.5046 | 3.4578 | 3.3679 | 3.7431 | 3.6402 | 4.2965 | 4.3097 | 3.8847 | 3.6101 | 3.3841 | 3.4377 | 3.0589 | 2.6137 | 2.2835 | 2.2642 | 2.2808 | 3.3096 | 3.6339 | 3.7615 | 3.2556 | 3.4726
Program Specific1-in-2Size: Over 200kWAll2018July Monthly Peak | Program Specific | 1-in-2 | Size: Over 200kW | All | 2018 | July Monthly Peak | 7 | 142.4288 | 138.2677 | 134.2339 | 134.2209 | 143.2111 | 166.3452 | 191.1743 | 210.2647 | 222.1131 | 229.6649 | 236.7229 | 236.4821 | 231.8524 | 232.8294 | 227.6026 | 218.6586 | 206.4581 | 193.5818 | 186.0208 | 180.9514 | 178.8711 | 171.4309 | 159.5964 | 152.2475 | -0.99185 | -1.4553 | -0.95791 | -2.0158 | -2.7481 | -2.3873 | -2.3888 | -2.7436 | -2.8565 | -3.4521 | -2.2157 | -2.2784 | -1.0986 | 1.6287 | 10.3754 | 10.7825 | 11.0551 | 9.9991 | 3.6562 | 1.8153 | 1.1917 | 1.7598 | 1.4951 | 1.2149 | 69.7904 | 69.0251 | 68.3691 | 67.7092 | 67.0604 | 66.5862 | 66.3393 | 66.733 | 69.1272 | 73.0892 | 77.9949 | 81.6933 | 84.6614 | 87.0403 | 88.7999 | 89.3323 | 89.5298 | 88.6786 | 87.2233 | 84.9671 | 81.3394 | 77.4562 | 74.9669 | 73.4559 | 3.7516 | 3.6323 | 3.7899 | 3.5616 | 3.5219 | 3.4482 | 3.8058 | 3.652 | 4.2562 | 4.248 | 3.7971 | 3.5247 | 3.3084 | 3.3537 | 2.9849 | 2.5743 | 2.27 | 2.2629 | 2.289 | 3.3224 | 3.6493 | 3.7723 | 3.2642 | 3.4825
Program Specific1-in-2Size: Over 200kWAll2018August Monthly Peak | Program Specific | 1-in-2 | Size: Over 200kW | All | 2018 | August Monthly Peak | 8 | 144.9808 | 140.8738 | 136.6504 | 136.4524 | 146.0379 | 171.0873 | 199.6998 | 222.26 | 239.038 | 249.5822 | 259.385 | 260.4984 | 256.4618 | 258.1535 | 252.0162 | 238.465 | 221.7461 | 205.5686 | 195.4619 | 191.2537 | 186.852 | 176.747 | 164.2554 | 156.1967 | -1.5617 | -2.1525 | -1.4413 | -1.9675 | -2.7636 | -2.6879 | -3.4362 | -2.9934 | -3.0939 | -3.7661 | -3.2982 | -3.7879 | -2.4876 | 0.15272 | 10.0512 | 10.9205 | 10.6373 | 9.8018 | 3.9479 | 1.4329 | 0.52369 | 1.3603 | 1.1632 | 1.0223 | 74.6438 | 73.6611 | 72.759 | 71.64 | 71.0509 | 70.3344 | 69.891 | 70.0256 | 72.5838 | 77.5521 | 82.5706 | 86.7346 | 89.7372 | 91.8471 | 93.1491 | 93.3043 | 93.468 | 92.3135 | 90.3179 | 87.5609 | 83.4112 | 80.3041 | 78.42 | 76.7365 | 3.8752 | 3.7552 | 3.9135 | 3.6774 | 3.6436 | 3.5924 | 4.0214 | 3.9116 | 4.6506 | 4.6962 | 4.2276 | 3.957 | 3.7348 | 3.7998 | 3.3753 | 2.8601 | 2.4773 | 2.4412 | 2.4388 | 3.5742 | 3.8752 | 3.9447 | 3.4056 | 3.6134
Program Specific1-in-2Size: Over 200kWAll2018September Monthly Peak | Program Specific | 1-in-2 | Size: Over 200kW | All | 2018 | September Monthly Peak | 9 | 142.3841 | 138.5013 | 133.9081 | 134.5518 | 144.4742 | 169.861 | 200.2917 | 221.5182 | 239.6091 | 249.7559 | 258.274 | 258.9999 | 254.655 | 256.7207 | 250.1021 | 235.3333 | 218.2599 | 202.1638 | 193.6834 | 191.3957 | 184.1792 | 174.3627 | 161.8172 | 153.6109 | -1.2007 | -1.6837 | -1.1141 | -2.1024 | -2.8482 | -2.5463 | -2.6781 | -2.9696 | -3.0811 | -3.7757 | -2.5144 | -2.6321 | -1.337 | 1.5757 | 11.1392 | 11.4252 | 11.5357 | 10.3444 | 3.8995 | 1.8942 | 1.1329 | 1.6993 | 1.407 | 1.1219 | 69.6318 | 68.5558 | 67.7987 | 67.0508 | 66.5138 | 65.9381 | 65.9003 | 65.753 | 67.5229 | 72.5309 | 78.7349 | 84.0031 | 88.3704 | 90.9519 | 92.0684 | 92.2836 | 91.8346 | 90.5782 | 88.079 | 84.5071 | 80.9623 | 78.6191 | 77.0745 | 75.7822 | 3.7591 | 3.6438 | 3.7887 | 3.5812 | 3.5624 | 3.5161 | 3.9727 | 3.8462 | 4.6012 | 4.6298 | 4.156 | 3.8863 | 3.6634 | 3.7285 | 3.3085 | 2.7885 | 2.408 | 2.3723 | 2.3869 | 3.5277 | 3.7723 | 3.8484 | 3.3162 | 3.5132
Program Specific1-in-2Size: Over 200kWAll2018October Monthly Peak | Program Specific | 1-in-2 | Size: Over 200kW | All | 2018 | October Monthly Peak | 10 | 124.5029 | 121.589 | 117.3603 | 117.4408 | 125.8055 | 148.539 | 178.0683 | 196.7323 | 209.5867 | 217.9277 | 226.0813 | 229.6353 | 229.6047 | 231.7984 | 225.6558 | 211.9005 | 197.2004 | 189.1828 | 179.5671 | 171.4993 | 163.7 | 154.7176 | 143.2181 | 136.3641 | -0.75503 | -1.1855 | -0.75782 | -1.7625 | -2.3938 | -2.0788 | -2.0639 | -2.5335 | -2.5929 | -3.2695 | -1.9867 | -2.0349 | -0.86424 | 1.7936 | 10.2884 | 10.3861 | 10.6418 | 9.7333 | 3.5308 | 1.8361 | 1.187 | 1.6702 | 1.3915 | 1.1166 | 69.5874 | 68.7403 | 67.8105 | 67.0295 | 66.3118 | 65.4811 | 65.4785 | 66.0117 | 66.7584 | 71.0639 | 76.6951 | 81.9858 | 85.685 | 87.8714 | 89.341 | 89.5393 | 88.7396 | 87.2398 | 84.7564 | 81.0689 | 77.6057 | 74.9645 | 72.9243 | 71.3067 | 3.3197 | 3.2451 | 3.3681 | 3.1698 | 3.1475 | 3.123 | 3.6097 | 3.4703 | 4.0692 | 4.0882 | 3.6788 | 3.4786 | 3.3426 | 3.4076 | 3.0177 | 2.5367 | 2.1976 | 2.2423 | 2.2302 | 3.2148 | 3.4028 | 3.4725 | 2.9776 | 3.1774
Program Specific1-in-2Size: Over 200kWAll2018November Monthly Peak | Program Specific | 1-in-2 | Size: Over 200kW | All | 2018 | November Monthly Peak | 11 | 127.4644 | 124.3003 | 120.1841 | 119.6358 | 128.113 | 150.3737 | 176.3803 | 194.2156 | 205.944 | 211.9947 | 218.4047 | 220.7067 | 219.3557 | 220.8771 | 214.526 | 200.9322 | 188.6965 | 182.8842 | 174.303 | 167.2595 | 161.0594 | 153.4788 | 141.9673 | 135.2366 | 0.02223 | -0.25911 | -0.10413 | -1.9507 | -2.5151 | -1.7803 | -0.62802 | -2.3763 | -2.4404 | -3.1496 | -0.65188 | -0.096163 | 1.0958 | 4.1128 | 11.7777 | 10.9897 | 12.0077 | 10.6335 | 3.3413 | 2.5595 | 2.2081 | 2.3005 | 1.8936 | 1.3752 | 58.9122 | 58.0931 | 57.3454 | 56.6419 | 55.9334 | 55.6486 | 55.2004 | 55.1316 | 58.798 | 63.7952 | 69.9327 | 75.1222 | 78.7331 | 80.2706 | 80.7864 | 80.2789 | 78.0918 | 73.9198 | 69.5271 | 66.9039 | 64.8839 | 63.2076 | 61.9877 | 60.8597 | 3.624 | 3.5339 | 3.6798 | 3.4492 | 3.4271 | 3.3819 | 3.8187 | 3.6644 | 4.2857 | 4.2386 | 3.7886 | 3.5649 | 3.4017 | 3.4556 | 3.0564 | 2.5614 | 2.2435 | 2.3117 | 2.3087 | 3.3381 | 3.5624 | 3.6689 | 3.1488 | 3.3642
Program Specific1-in-2Size: Over 200kWAll2018December Monthly Peak | Program Specific | 1-in-2 | Size: Over 200kW | All | 2018 | December Monthly Peak | 12 | 122.7381 | 119.649 | 116.2955 | 116.7889 | 125.2652 | 146.6925 | 174.1086 | 188.9495 | 197.2016 | 198.012 | 198.4792 | 195.5114 | 190.7641 | 189.0945 | 182.3324 | 172.5831 | 165.5906 | 163.8637 | 158.6402 | 154.3914 | 149.4088 | 142.9826 | 134.1441 | 128.7187 | 0.039185 | -0.24144 | -0.093708 | -1.8907 | -2.4433 | -1.7251 | -0.60805 | -2.2962 | -2.3145 | -2.9353 | -0.58901 | -0.083194 | 0.9557 | 3.519 | 10.0144 | 9.4153 | 10.507 | 9.4991 | 3.0535 | 2.3846 | 2.0617 | 2.1398 | 1.7894 | 1.3077 | 47.708 | 47.0275 | 46.0069 | 45.1319 | 44.4969 | 43.8226 | 43.6313 | 43.4063 | 43.8503 | 46.6292 | 49.188 | 51.273 | 52.8566 | 53.7855 | 54.3799 | 54.4344 | 53.8514 | 52.7432 | 51.2358 | 50.0365 | 49.127 | 48.2384 | 47.4374 | 46.5253 | 3.4827 | 3.3922 | 3.5458 | 3.3504 | 3.3367 | 3.298 | 3.7602 | 3.5554 | 4.0826 | 3.9563 | 3.4431 | 3.1591 | 2.9626 | 2.9654 | 2.598 | 2.2082 | 1.9776 | 2.0808 | 2.1094 | 3.1057 | 3.3231 | 3.4144 | 2.976 | 3.1994
Program Specific1-in-2Size: Over 200kWAll2018Typical Event Day | Program Specific | 1-in-2 | Size: Over 200kW | All | 2018 | Typical Event Day | 8 | 142.2936 | 138.3097 | 134.2291 | 134.0348 | 143.4711 | 167.6708 | 194.969 | 215.188 | 229.5933 | 238.5875 | 247.3452 | 248.2664 | 243.9817 | 245.7515 | 239.9851 | 227.5634 | 212.1263 | 197.2206 | 188.0615 | 184.4342 | 181.1111 | 172.1606 | 160.349 | 152.8568 | -1.0329 | -1.5141 | -0.9956 | -2.0165 | -2.7527 | -2.4222 | -2.4954 | -2.8109 | -2.9226 | -3.5802 | -2.3628 | -2.4672 | -1.2165 | 1.6081 | 10.8114 | 11.1421 | 11.282 | 10.1151 | 3.7205 | 1.8327 | 1.1568 | 1.7283 | 1.4654 | 1.1854 | 70.4165 | 69.4154 | 68.5674 | 67.7237 | 67.0786 | 66.4854 | 66.1663 | 66.4291 | 68.8498 | 73.3839 | 78.3802 | 82.5568 | 85.7757 | 88.0902 | 89.4591 | 89.8886 | 89.9967 | 89.0998 | 87.2913 | 84.4989 | 80.8168 | 77.5475 | 75.4618 | 73.947 | 3.7551 | 3.6392 | 3.7937 | 3.5619 | 3.5304 | 3.4739 | 3.8747 | 3.737 | 4.406 | 4.4228 | 3.9719 | 3.7151 | 3.4983 | 3.5614 | 3.1664 | 2.6908 | 2.3391 | 2.3121 | 2.3174 | 3.3977 | 3.7046 | 3.7901 | 3.2807 | 3.4919
Program Specific1-in-2Size: Over 200kWAll2019January Monthly Peak | Program Specific | 1-in-2 | Size: Over 200kW | All | 2019 | January Monthly Peak | 1 | 123.501 | 120.211 | 116.553 | 116.9794 | 125.6633 | 148.5872 | 178.6664 | 194.7813 | 202.6386 | 204.2627 | 206.6169 | 205.9819 | 203.0769 | 203.3002 | 196.5957 | 185.3648 | 174.9015 | 171.525 | 166.0258 | 160.9872 | 155.5266 | 148.6835 | 139.124 | 133.0705 | 0.017202 | -0.2649 | -0.10614 | -1.9022 | -2.4555 | -1.7427 | -0.62554 | -2.3635 | -2.3706 | -3.0216 | -0.61862 | -0.093745 | 1.0062 | 3.7773 | 10.7949 | 10.1194 | 11.1032 | 9.942 | 3.1786 | 2.4647 | 2.1342 | 2.2209 | 1.8524 | 1.351 | 51.9046 | 51.4189 | 51.071 | 50.6133 | 50.4088 | 49.9877 | 50.091 | 49.9838 | 50.3451 | 51.7244 | 53.5645 | 55.1191 | 56.2892 | 57.2662 | 57.9192 | 57.8584 | 57.687 | 56.9922 | 55.594 | 54.2851 | 53.6181 | 53.2942 | 52.7804 | 51.9808 | 3.5084 | 3.4151 | 3.5604 | 3.3637 | 3.3486 | 3.333 | 3.8587 | 3.6639 | 4.1869 | 4.0668 | 3.5715 | 3.3133 | 3.1378 | 3.1732 | 2.7917 | 2.3626 | 2.0796 | 2.1697 | 2.2008 | 3.2181 | 3.4436 | 3.5439 | 3.0806 | 3.3066
Program Specific1-in-2Size: Over 200kWAll2019February Monthly Peak | Program Specific | 1-in-2 | Size: Over 200kW | All | 2019 | February Monthly Peak | 2 | 122.3346 | 119.1962 | 115.4864 | 115.8387 | 124.3848 | 146.8054 | 176.1496 | 191.686 | 199.4194 | 201.6628 | 204.6721 | 204.7839 | 202.3395 | 203.0056 | 196.6072 | 185.4182 | 174.756 | 171.0573 | 165.1565 | 159.808 | 154.389 | 147.66 | 137.979 | 132.052 | 0.0091324 | -0.26798 | -0.10955 | -1.8846 | -2.432 | -1.7244 | -0.62221 | -2.3296 | -2.3408 | -2.9856 | -0.61481 | -0.093926 | 1.0029 | 3.7755 | 10.8045 | 10.1353 | 11.1061 | 9.9221 | 3.1594 | 2.442 | 2.1166 | 2.2049 | 1.8359 | 1.34 | 51.564 | 51.1081 | 50.8695 | 50.5509 | 50.1045 | 49.9318 | 49.5473 | 49.8647 | 51.1883 | 54.5888 | 58.3348 | 61.4098 | 62.98 | 63.6493 | 64.1433 | 63.9086 | 63.5452 | 62.6694 | 60.684 | 58.6218 | 57.3872 | 56.438 | 55.4898 | 54.1999 | 3.4741 | 3.3856 | 3.5272 | 3.3286 | 3.3126 | 3.2912 | 3.8032 | 3.6023 | 4.1175 | 4.0122 | 3.5356 | 3.2924 | 3.1249 | 3.1668 | 2.791 | 2.3619 | 2.0766 | 2.1622 | 2.188 | 3.1907 | 3.4161 | 3.5198 | 3.0552 | 3.2816
Program Specific1-in-2Size: Over 200kWAll2019March Monthly Peak | Program Specific | 1-in-2 | Size: Over 200kW | All | 2019 | March Monthly Peak | 3 | 127.8645 | 123.8735 | 120.1113 | 119.19 | 127.0294 | 148.8798 | 175.7922 | 193.5298 | 203.1653 | 205.873 | 210.3631 | 211.0876 | 209.0385 | 211.1387 | 205.4888 | 194.773 | 183.1287 | 172.6132 | 166.2526 | 165.7505 | 162.5092 | 155.5126 | 144.4057 | 136.8963 | 0.012219 | -0.27503 | -0.11599 | -1.9344 | -2.4856 | -1.737 | -0.62556 | -2.3472 | -2.4012 | -3.0462 | -0.64424 | -0.105 | 1.024 | 3.9297 | 11.3026 | 10.6596 | 11.6245 | 10.015 | 3.1679 | 2.5154 | 2.219 | 2.3093 | 1.9136 | 1.3834 | 52.8352 | 51.9335 | 51.3316 | 51.0447 | 50.5296 | 50.163 | 49.8637 | 50.0601 | 51.8544 | 54.063 | 56.8927 | 59.7305 | 62.123 | 64.0462 | 65.1425 | 65.6853 | 65.4225 | 64.469 | 61.9536 | 58.8514 | 57.104 | 55.7326 | 54.5631 | 53.1785 | 3.6195 | 3.5043 | 3.6631 | 3.411 | 3.3753 | 3.3179 | 3.7726 | 3.6144 | 4.1734 | 4.0672 | 3.6137 | 3.3812 | 3.2147 | 3.2761 | 2.9048 | 2.4693 | 2.1665 | 2.1706 | 2.1969 | 3.2945 | 3.5846 | 3.6921 | 3.1893 | 3.3911
Program Specific1-in-2Size: Over 200kWAll2019April Monthly Peak | Program Specific | 1-in-2 | Size: Over 200kW | All | 2019 | April Monthly Peak | 4 | 127.1934 | 123.4862 | 119.4544 | 118.3263 | 125.9031 | 147.257 | 173.1818 | 191.2856 | 202.7549 | 208.7296 | 216.207 | 219.3644 | 218.9213 | 222.237 | 217.1008 | 205.405 | 191.8205 | 179.1262 | 170.7877 | 168.7433 | 164.6326 | 156.9103 | 145.0093 | 137.2906 | 0.0059128 | -0.27649 | -0.11665 | -1.9174 | -2.4605 | -1.7143 | -0.61852 | -2.3173 | -2.3981 | -3.0896 | -0.66337 | -0.10973 | 1.0721 | 4.1375 | 11.9458 | 11.2557 | 12.196 | 10.4061 | 3.2495 | 2.5535 | 2.2431 | 2.3299 | 1.9182 | 1.3844 | 62.4529 | 61.4301 | 60.59 | 59.8779 | 58.9733 | 58.3101 | 57.7586 | 57.7174 | 59.8638 | 63.8863 | 68.6985 | 73.4083 | 77.3327 | 79.7481 | 80.9584 | 81.4041 | 80.8513 | 80.0769 | 78.3203 | 75.7437 | 71.6352 | 69.0694 | 67.0272 | 65.1968 | 3.5988 | 3.4922 | 3.6402 | 3.3784 | 3.3387 | 3.2738 | 3.7108 | 3.5667 | 4.1612 | 4.1232 | 3.7116 | 3.5121 | 3.3659 | 3.4468 | 3.0685 | 2.6011 | 2.2661 | 2.2492 | 2.254 | 3.3457 | 3.6248 | 3.7255 | 3.1972 | 3.3938
Program Specific1-in-2Size: Over 200kWAll2019May Monthly Peak | Program Specific | 1-in-2 | Size: Over 200kW | All | 2019 | May Monthly Peak | 5 | 130.7628 | 127.3831 | 122.8612 | 122.2703 | 130.6857 | 152.4931 | 177.5849 | 199.6058 | 214.6016 | 222.6979 | 230.816 | 233.4602 | 231.6958 | 233.9543 | 228.3489 | 214.6806 | 199.9828 | 186.0019 | 176.5965 | 172.086 | 169.1719 | 161.4815 | 149.9892 | 142.4324 | -0.18553 | -0.50104 | -0.28162 | -1.9457 | -2.5424 | -1.8634 | -0.98187 | -2.4613 | -2.6278 | -3.3241 | -1.0306 | -0.59155 | 0.62054 | 3.7262 | 12.0268 | 11.4547 | 12.2117 | 10.513 | 3.3614 | 2.4049 | 2.0449 | 2.2396 | 1.8696 | 1.3854 | 64.9154 | 63.8328 | 62.7817 | 61.9074 | 61.1703 | 60.2537 | 59.7779 | 60.3476 | 63.179 | 66.8659 | 70.9834 | 75.051 | 78.7218 | 81.2075 | 82.7252 | 83.3724 | 83.4801 | 82.6837 | 80.7763 | 78.207 | 74.1362 | 70.934 | 69.1767 | 67.5754 | 3.5989 | 3.5035 | 3.6399 | 3.4013 | 3.3715 | 3.3006 | 3.6942 | 3.6263 | 4.3078 | 4.3084 | 3.8872 | 3.663 | 3.4906 | 3.5595 | 3.1641 | 2.6622 | 2.3114 | 2.2836 | 2.2746 | 3.3247 | 3.6129 | 3.7243 | 3.215 | 3.4182
Program Specific1-in-2Size: Over 200kWAll2019June Monthly Peak | Program Specific | 1-in-2 | Size: Over 200kW | All | 2019 | June Monthly Peak | 6 | 138.3594 | 134.7528 | 130.2515 | 129.6399 | 138.0287 | 159.8498 | 184.5383 | 205.0585 | 218.756 | 227.0253 | 235.3254 | 235.7026 | 231.0438 | 232.3826 | 227.2201 | 216.7384 | 203.1844 | 189.6972 | 181.801 | 176.538 | 174.5807 | 167.6393 | 156.1455 | 148.8629 | -0.43754 | -0.81912 | -0.50578 | -1.9724 | -2.6316 | -2.056 | -1.5179 | -2.5699 | -2.7446 | -3.4087 | -1.5167 | -1.2859 | -0.089174 | 2.8417 | 11.2907 | 11.2045 | 11.7724 | 10.3289 | 3.4718 | 2.1704 | 1.7356 | 2.0993 | 1.7788 | 1.3752 | 67.6 | 66.4199 | 65.3427 | 64.4947 | 63.6893 | 63.0829 | 62.5346 | 63.2049 | 66.1654 | 70.3636 | 74.2204 | 77.7963 | 80.3337 | 82.5214 | 83.8192 | 84.634 | 85.1543 | 84.8287 | 83.545 | 80.9603 | 77.5541 | 73.8106 | 71.3856 | 69.8135 | 3.7078 | 3.6077 | 3.7533 | 3.5046 | 3.4578 | 3.3679 | 3.7431 | 3.6402 | 4.2965 | 4.3097 | 3.8847 | 3.6101 | 3.3841 | 3.4377 | 3.0589 | 2.6137 | 2.2835 | 2.2642 | 2.2808 | 3.3096 | 3.6339 | 3.7615 | 3.2556 | 3.4726
Program Specific1-in-2Size: Over 200kWAll2019July Monthly Peak | Program Specific | 1-in-2 | Size: Over 200kW | All | 2019 | July Monthly Peak | 7 | 142.4288 | 138.2677 | 134.2339 | 134.2209 | 143.2111 | 166.3452 | 191.1743 | 210.2647 | 222.1131 | 229.6649 | 236.7229 | 236.4821 | 231.8524 | 232.8294 | 227.6026 | 218.6586 | 206.4581 | 193.5818 | 186.0208 | 180.9514 | 178.8711 | 171.4309 | 159.5964 | 152.2475 | -0.99185 | -1.4553 | -0.95791 | -2.0158 | -2.7481 | -2.3873 | -2.3888 | -2.7436 | -2.8565 | -3.4521 | -2.2157 | -2.2784 | -1.0986 | 1.6287 | 10.3754 | 10.7825 | 11.0551 | 9.9991 | 3.6562 | 1.8153 | 1.1917 | 1.7598 | 1.4951 | 1.2149 | 69.7904 | 69.0251 | 68.3691 | 67.7092 | 67.0604 | 66.5862 | 66.3393 | 66.733 | 69.1272 | 73.0892 | 77.9949 | 81.6933 | 84.6614 | 87.0403 | 88.7999 | 89.3323 | 89.5298 | 88.6786 | 87.2233 | 84.9671 | 81.3394 | 77.4562 | 74.9669 | 73.4559 | 3.7516 | 3.6323 | 3.7899 | 3.5616 | 3.5219 | 3.4482 | 3.8058 | 3.652 | 4.2562 | 4.248 | 3.7971 | 3.5247 | 3.3084 | 3.3537 | 2.9849 | 2.5743 | 2.27 | 2.2629 | 2.289 | 3.3224 | 3.6493 | 3.7723 | 3.2642 | 3.4825
Program Specific1-in-2Size: Over 200kWAll2019August Monthly Peak | Program Specific | 1-in-2 | Size: Over 200kW | All | 2019 | August Monthly Peak | 8 | 144.9808 | 140.8738 | 136.6504 | 136.4524 | 146.0379 | 171.0873 | 199.6998 | 222.26 | 239.038 | 249.5822 | 259.385 | 260.4984 | 256.4618 | 258.1535 | 252.0162 | 238.465 | 221.7461 | 205.5686 | 195.4619 | 191.2537 | 186.852 | 176.747 | 164.2553 | 156.1967 | -1.5617 | -2.1525 | -1.4413 | -1.9675 | -2.7636 | -2.6879 | -3.4362 | -2.9934 | -3.0939 | -3.7661 | -3.2982 | -3.7879 | -2.4876 | 0.15272 | 10.0512 | 10.9205 | 10.6373 | 9.8018 | 3.9479 | 1.4329 | 0.52369 | 1.3603 | 1.1632 | 1.0223 | 74.6438 | 73.6611 | 72.759 | 71.64 | 71.0509 | 70.3344 | 69.891 | 70.0256 | 72.5838 | 77.5521 | 82.5706 | 86.7346 | 89.7372 | 91.8471 | 93.1491 | 93.3043 | 93.468 | 92.3135 | 90.3179 | 87.5609 | 83.4112 | 80.3041 | 78.42 | 76.7365 | 3.8752 | 3.7552 | 3.9135 | 3.6774 | 3.6436 | 3.5924 | 4.0214 | 3.9116 | 4.6506 | 4.6962 | 4.2276 | 3.957 | 3.7348 | 3.7998 | 3.3753 | 2.8601 | 2.4773 | 2.4412 | 2.4388 | 3.5742 | 3.8752 | 3.9447 | 3.4056 | 3.6134
Program Specific1-in-2Size: Over 200kWAll2019September Monthly Peak | Program Specific | 1-in-2 | Size: Over 200kW | All | 2019 | September Monthly Peak | 9 | 142.3841 | 138.5013 | 133.9081 | 134.5518 | 144.4742 | 169.861 | 200.2917 | 221.5182 | 239.6091 | 249.7559 | 258.274 | 258.9998 | 254.655 | 256.7207 | 250.1021 | 235.3333 | 218.2599 | 202.1638 | 193.6834 | 191.3957 | 184.1792 | 174.3627 | 161.8172 | 153.6109 | -1.2007 | -1.6837 | -1.1141 | -2.1024 | -2.8482 | -2.5463 | -2.6781 | -2.9696 | -3.0811 | -3.7757 | -2.5144 | -2.6321 | -1.337 | 1.5757 | 11.1392 | 11.4252 | 11.5357 | 10.3444 | 3.8995 | 1.8942 | 1.1329 | 1.6993 | 1.407 | 1.1219 | 69.6318 | 68.5558 | 67.7987 | 67.0508 | 66.5138 | 65.9381 | 65.9003 | 65.753 | 67.5229 | 72.5309 | 78.7349 | 84.0031 | 88.3704 | 90.9519 | 92.0684 | 92.2836 | 91.8346 | 90.5783 | 88.079 | 84.5071 | 80.9623 | 78.6191 | 77.0745 | 75.7822 | 3.7591 | 3.6438 | 3.7887 | 3.5812 | 3.5624 | 3.5161 | 3.9727 | 3.8462 | 4.6012 | 4.6298 | 4.156 | 3.8863 | 3.6634 | 3.7285 | 3.3085 | 2.7885 | 2.408 | 2.3723 | 2.3869 | 3.5277 | 3.7723 | 3.8484 | 3.3162 | 3.5132
Program Specific1-in-2Size: Over 200kWAll2019October Monthly Peak | Program Specific | 1-in-2 | Size: Over 200kW | All | 2019 | October Monthly Peak | 10 | 124.5029 | 121.589 | 117.3603 | 117.4408 | 125.8055 | 148.539 | 178.0683 | 196.7323 | 209.5867 | 217.9277 | 226.0813 | 229.6353 | 229.6047 | 231.7984 | 225.6558 | 211.9005 | 197.2004 | 189.1828 | 179.5671 | 171.4993 | 163.7 | 154.7176 | 143.2181 | 136.3641 | -0.75503 | -1.1855 | -0.75782 | -1.7625 | -2.3938 | -2.0788 | -2.0639 | -2.5335 | -2.5929 | -3.2695 | -1.9867 | -2.0349 | -0.86424 | 1.7936 | 10.2884 | 10.3861 | 10.6418 | 9.7333 | 3.5308 | 1.8361 | 1.187 | 1.6702 | 1.3915 | 1.1166 | 69.5874 | 68.7403 | 67.8105 | 67.0295 | 66.3118 | 65.4811 | 65.4785 | 66.0117 | 66.7584 | 71.0639 | 76.6951 | 81.9858 | 85.685 | 87.8714 | 89.341 | 89.5393 | 88.7396 | 87.2398 | 84.7564 | 81.0689 | 77.6057 | 74.9645 | 72.9243 | 71.3067 | 3.3197 | 3.2451 | 3.3681 | 3.1698 | 3.1475 | 3.123 | 3.6097 | 3.4703 | 4.0692 | 4.0882 | 3.6788 | 3.4786 | 3.3426 | 3.4076 | 3.0177 | 2.5367 | 2.1976 | 2.2423 | 2.2302 | 3.2148 | 3.4028 | 3.4725 | 2.9776 | 3.1774
Program Specific1-in-2Size: Over 200kWAll2019November Monthly Peak | Program Specific | 1-in-2 | Size: Over 200kW | All | 2019 | November Monthly Peak | 11 | 127.4644 | 124.3003 | 120.1842 | 119.6358 | 128.113 | 150.3737 | 176.3803 | 194.2156 | 205.944 | 211.9947 | 218.4047 | 220.7067 | 219.3557 | 220.8771 | 214.526 | 200.9322 | 188.6965 | 182.8842 | 174.303 | 167.2595 | 161.0594 | 153.4788 | 141.9673 | 135.2366 | 0.02223 | -0.25911 | -0.10413 | -1.9507 | -2.5151 | -1.7803 | -0.62802 | -2.3763 | -2.4404 | -3.1496 | -0.65188 | -0.096163 | 1.0958 | 4.1128 | 11.7777 | 10.9897 | 12.0077 | 10.6335 | 3.3413 | 2.5595 | 2.2081 | 2.3005 | 1.8936 | 1.3752 | 58.9122 | 58.0931 | 57.3454 | 56.6419 | 55.9334 | 55.6486 | 55.2004 | 55.1316 | 58.798 | 63.7952 | 69.9327 | 75.1222 | 78.7331 | 80.2706 | 80.7864 | 80.2789 | 78.0918 | 73.9198 | 69.5271 | 66.9039 | 64.8839 | 63.2076 | 61.9877 | 60.8597 | 3.624 | 3.5339 | 3.6798 | 3.4492 | 3.4271 | 3.3819 | 3.8187 | 3.6644 | 4.2857 | 4.2386 | 3.7886 | 3.5649 | 3.4017 | 3.4556 | 3.0564 | 2.5614 | 2.2435 | 2.3117 | 2.3087 | 3.3381 | 3.5624 | 3.6689 | 3.1488 | 3.3642
Program Specific1-in-2Size: Over 200kWAll2019December Monthly Peak | Program Specific | 1-in-2 | Size: Over 200kW | All | 2019 | December Monthly Peak | 12 | 122.7381 | 119.649 | 116.2955 | 116.7889 | 125.2652 | 146.6925 | 174.1085 | 188.9495 | 197.2016 | 198.012 | 198.4792 | 195.5114 | 190.7641 | 189.0945 | 182.3324 | 172.5831 | 165.5906 | 163.8637 | 158.6402 | 154.3914 | 149.4088 | 142.9826 | 134.1441 | 128.7187 | 0.039185 | -0.24144 | -0.093708 | -1.8907 | -2.4433 | -1.7251 | -0.60805 | -2.2962 | -2.3145 | -2.9353 | -0.58901 | -0.083194 | 0.9557 | 3.519 | 10.0144 | 9.4153 | 10.507 | 9.4991 | 3.0535 | 2.3846 | 2.0617 | 2.1398 | 1.7894 | 1.3077 | 47.708 | 47.0275 | 46.0069 | 45.1319 | 44.4969 | 43.8226 | 43.6313 | 43.4063 | 43.8503 | 46.6292 | 49.188 | 51.273 | 52.8566 | 53.7855 | 54.3799 | 54.4344 | 53.8514 | 52.7432 | 51.2358 | 50.0365 | 49.127 | 48.2384 | 47.4374 | 46.5253 | 3.4827 | 3.3922 | 3.5459 | 3.3504 | 3.3367 | 3.298 | 3.7602 | 3.5554 | 4.0826 | 3.9563 | 3.4431 | 3.1591 | 2.9626 | 2.9654 | 2.598 | 2.2082 | 1.9776 | 2.0808 | 2.1094 | 3.1057 | 3.3231 | 3.4144 | 2.976 | 3.1994
Program Specific1-in-2Size: Over 200kWAll2019Typical Event Day | Program Specific | 1-in-2 | Size: Over 200kW | All | 2019 | Typical Event Day | 8 | 142.2936 | 138.3097 | 134.2291 | 134.0348 | 143.4711 | 167.6707 | 194.969 | 215.188 | 229.5933 | 238.5875 | 247.3452 | 248.2664 | 243.9817 | 245.7515 | 239.9851 | 227.5634 | 212.1263 | 197.2205 | 188.0615 | 184.4342 | 181.1111 | 172.1606 | 160.349 | 152.8568 | -1.0329 | -1.5141 | -0.9956 | -2.0165 | -2.7527 | -2.4222 | -2.4954 | -2.8109 | -2.9226 | -3.5802 | -2.3628 | -2.4672 | -1.2165 | 1.6081 | 10.8114 | 11.1421 | 11.282 | 10.1151 | 3.7205 | 1.8327 | 1.1568 | 1.7283 | 1.4654 | 1.1854 | 70.4165 | 69.4154 | 68.5674 | 67.7237 | 67.0786 | 66.4854 | 66.1663 | 66.4291 | 68.8498 | 73.3839 | 78.3802 | 82.5568 | 85.7757 | 88.0902 | 89.4591 | 89.8886 | 89.9967 | 89.0998 | 87.2913 | 84.4989 | 80.8168 | 77.5475 | 75.4618 | 73.947 | 3.7551 | 3.6392 | 3.7937 | 3.5619 | 3.5304 | 3.4739 | 3.8747 | 3.737 | 4.406 | 4.4228 | 3.9719 | 3.7151 | 3.4983 | 3.5614 | 3.1664 | 2.6908 | 2.3391 | 2.3121 | 2.3174 | 3.3977 | 3.7046 | 3.7901 | 3.2807 | 3.4919
Program Specific1-in-2Size: Over 200kWAll2020January Monthly Peak | Program Specific | 1-in-2 | Size: Over 200kW | All | 2020 | January Monthly Peak | 1 | 123.501 | 120.211 | 116.553 | 116.9794 | 125.6633 | 148.5872 | 178.6664 | 194.7812 | 202.6386 | 204.2627 | 206.6169 | 205.9819 | 203.0769 | 203.3002 | 196.5957 | 185.3648 | 174.9015 | 171.525 | 166.0259 | 160.9872 | 155.5266 | 148.6835 | 139.124 | 133.0705 | 0.017202 | -0.2649 | -0.10614 | -1.9022 | -2.4555 | -1.7427 | -0.62554 | -2.3635 | -2.3706 | -3.0216 | -0.61862 | -0.093745 | 1.0062 | 3.7773 | 10.7949 | 10.1194 | 11.1032 | 9.942 | 3.1786 | 2.4647 | 2.1342 | 2.2209 | 1.8524 | 1.351 | 51.9046 | 51.4189 | 51.071 | 50.6133 | 50.4088 | 49.9877 | 50.091 | 49.9838 | 50.3451 | 51.7244 | 53.5645 | 55.1191 | 56.2892 | 57.2662 | 57.9192 | 57.8584 | 57.687 | 56.9922 | 55.594 | 54.2851 | 53.6181 | 53.2942 | 52.7804 | 51.9808 | 3.5084 | 3.4151 | 3.5604 | 3.3637 | 3.3486 | 3.333 | 3.8587 | 3.6639 | 4.1869 | 4.0668 | 3.5715 | 3.3133 | 3.1378 | 3.1732 | 2.7917 | 2.3626 | 2.0796 | 2.1697 | 2.2008 | 3.2181 | 3.4436 | 3.5439 | 3.0806 | 3.3066
Program Specific1-in-2Size: Over 200kWAll2020February Monthly Peak | Program Specific | 1-in-2 | Size: Over 200kW | All | 2020 | February Monthly Peak | 2 | 122.3346 | 119.1962 | 115.4864 | 115.8387 | 124.3848 | 146.8054 | 176.1496 | 191.686 | 199.4194 | 201.6628 | 204.6721 | 204.7839 | 202.3395 | 203.0056 | 196.6071 | 185.4182 | 174.756 | 171.0573 | 165.1565 | 159.808 | 154.389 | 147.66 | 137.979 | 132.052 | 0.0091324 | -0.26798 | -0.10955 | -1.8846 | -2.432 | -1.7244 | -0.62221 | -2.3296 | -2.3408 | -2.9856 | -0.61481 | -0.093926 | 1.0029 | 3.7755 | 10.8045 | 10.1353 | 11.1061 | 9.9221 | 3.1594 | 2.442 | 2.1166 | 2.2049 | 1.8359 | 1.34 | 51.564 | 51.1081 | 50.8695 | 50.5509 | 50.1045 | 49.9318 | 49.5473 | 49.8647 | 51.1883 | 54.5888 | 58.3348 | 61.4098 | 62.98 | 63.6493 | 64.1433 | 63.9086 | 63.5452 | 62.6694 | 60.684 | 58.6218 | 57.3872 | 56.438 | 55.4898 | 54.1999 | 3.4741 | 3.3856 | 3.5272 | 3.3286 | 3.3126 | 3.2912 | 3.8032 | 3.6023 | 4.1175 | 4.0122 | 3.5356 | 3.2924 | 3.1249 | 3.1669 | 2.791 | 2.3619 | 2.0766 | 2.1622 | 2.188 | 3.1907 | 3.4161 | 3.5198 | 3.0552 | 3.2816
Program Specific1-in-2Size: Over 200kWAll2020March Monthly Peak | Program Specific | 1-in-2 | Size: Over 200kW | All | 2020 | March Monthly Peak | 3 | 127.8645 | 123.8735 | 120.1113 | 119.19 | 127.0294 | 148.8798 | 175.7922 | 193.5298 | 203.1653 | 205.873 | 210.3631 | 211.0876 | 209.0385 | 211.1387 | 205.4888 | 194.773 | 183.1287 | 172.6132 | 166.2526 | 165.7505 | 162.5092 | 155.5126 | 144.4057 | 136.8963 | 0.012219 | -0.27503 | -0.11599 | -1.9344 | -2.4856 | -1.737 | -0.62556 | -2.3472 | -2.4012 | -3.0462 | -0.64424 | -0.105 | 1.024 | 3.9297 | 11.3026 | 10.6596 | 11.6245 | 10.015 | 3.1679 | 2.5154 | 2.219 | 2.3093 | 1.9136 | 1.3834 | 52.8352 | 51.9335 | 51.3316 | 51.0447 | 50.5296 | 50.163 | 49.8637 | 50.0601 | 51.8544 | 54.063 | 56.8927 | 59.7305 | 62.123 | 64.0462 | 65.1425 | 65.6853 | 65.4225 | 64.469 | 61.9536 | 58.8514 | 57.104 | 55.7326 | 54.5631 | 53.1785 | 3.6195 | 3.5043 | 3.6631 | 3.411 | 3.3753 | 3.3179 | 3.7726 | 3.6144 | 4.1734 | 4.0672 | 3.6137 | 3.3812 | 3.2147 | 3.2761 | 2.9048 | 2.4693 | 2.1665 | 2.1706 | 2.1969 | 3.2945 | 3.5846 | 3.6921 | 3.1893 | 3.3911
Program Specific1-in-2Size: Over 200kWAll2020April Monthly Peak | Program Specific | 1-in-2 | Size: Over 200kW | All | 2020 | April Monthly Peak | 4 | 127.1934 | 123.4862 | 119.4544 | 118.3263 | 125.9031 | 147.257 | 173.1818 | 191.2856 | 202.7549 | 208.7296 | 216.207 | 219.3644 | 218.9213 | 222.237 | 217.1008 | 205.405 | 191.8205 | 179.1262 | 170.7877 | 168.7433 | 164.6327 | 156.9103 | 145.0093 | 137.2906 | 0.0059128 | -0.27649 | -0.11665 | -1.9174 | -2.4605 | -1.7143 | -0.61852 | -2.3173 | -2.3981 | -3.0896 | -0.66337 | -0.10973 | 1.0721 | 4.1375 | 11.9458 | 11.2557 | 12.196 | 10.4061 | 3.2495 | 2.5535 | 2.2431 | 2.3299 | 1.9182 | 1.3844 | 62.4529 | 61.4301 | 60.59 | 59.8779 | 58.9733 | 58.3101 | 57.7586 | 57.7174 | 59.8638 | 63.8863 | 68.6985 | 73.4083 | 77.3327 | 79.7481 | 80.9584 | 81.4041 | 80.8513 | 80.0769 | 78.3203 | 75.7437 | 71.6352 | 69.0694 | 67.0272 | 65.1969 | 3.5988 | 3.4922 | 3.6402 | 3.3784 | 3.3387 | 3.2738 | 3.7108 | 3.5667 | 4.1612 | 4.1232 | 3.7116 | 3.5121 | 3.3659 | 3.4468 | 3.0685 | 2.6011 | 2.2661 | 2.2492 | 2.254 | 3.3457 | 3.6248 | 3.7255 | 3.1972 | 3.3938
Program Specific1-in-2Size: Over 200kWAll2020May Monthly Peak | Program Specific | 1-in-2 | Size: Over 200kW | All | 2020 | May Monthly Peak | 5 | 130.7628 | 127.3831 | 122.8612 | 122.2703 | 130.6857 | 152.4931 | 177.5849 | 199.6058 | 214.6016 | 222.6979 | 230.816 | 233.4602 | 231.6958 | 233.9543 | 228.3489 | 214.6806 | 199.9828 | 186.0019 | 176.5966 | 172.086 | 169.1719 | 161.4815 | 149.9893 | 142.4324 | -0.18553 | -0.50104 | -0.28162 | -1.9457 | -2.5424 | -1.8634 | -0.98187 | -2.4613 | -2.6278 | -3.3241 | -1.0306 | -0.59155 | 0.62054 | 3.7262 | 12.0268 | 11.4547 | 12.2117 | 10.513 | 3.3614 | 2.4049 | 2.0449 | 2.2396 | 1.8696 | 1.3854 | 64.9154 | 63.8328 | 62.7817 | 61.9074 | 61.1703 | 60.2537 | 59.7779 | 60.3476 | 63.179 | 66.8659 | 70.9834 | 75.051 | 78.7218 | 81.2075 | 82.7252 | 83.3724 | 83.4801 | 82.6837 | 80.7763 | 78.207 | 74.1362 | 70.934 | 69.1767 | 67.5754 | 3.5989 | 3.5035 | 3.6399 | 3.4013 | 3.3715 | 3.3006 | 3.6942 | 3.6263 | 4.3078 | 4.3084 | 3.8872 | 3.663 | 3.4906 | 3.5595 | 3.1641 | 2.6622 | 2.3114 | 2.2836 | 2.2746 | 3.3247 | 3.6129 | 3.7243 | 3.215 | 3.4182
Program Specific1-in-2Size: Over 200kWAll2020June Monthly Peak | Program Specific | 1-in-2 | Size: Over 200kW | All | 2020 | June Monthly Peak | 6 | 138.3594 | 134.7528 | 130.2515 | 129.6399 | 138.0287 | 159.8498 | 184.5383 | 205.0585 | 218.756 | 227.0253 | 235.3254 | 235.7026 | 231.0438 | 232.3826 | 227.2201 | 216.7383 | 203.1844 | 189.6972 | 181.801 | 176.538 | 174.5807 | 167.6393 | 156.1456 | 148.8629 | -0.43754 | -0.81912 | -0.50578 | -1.9724 | -2.6316 | -2.056 | -1.5179 | -2.5699 | -2.7446 | -3.4087 | -1.5167 | -1.2859 | -0.089174 | 2.8417 | 11.2907 | 11.2045 | 11.7724 | 10.3289 | 3.4718 | 2.1704 | 1.7356 | 2.0993 | 1.7788 | 1.3752 | 67.6 | 66.4199 | 65.3427 | 64.4947 | 63.6893 | 63.0829 | 62.5346 | 63.2049 | 66.1654 | 70.3636 | 74.2204 | 77.7963 | 80.3337 | 82.5214 | 83.8192 | 84.634 | 85.1543 | 84.8287 | 83.545 | 80.9603 | 77.5541 | 73.8106 | 71.3856 | 69.8135 | 3.7078 | 3.6077 | 3.7533 | 3.5046 | 3.4578 | 3.3679 | 3.7431 | 3.6402 | 4.2965 | 4.3097 | 3.8847 | 3.6101 | 3.3841 | 3.4377 | 3.0589 | 2.6137 | 2.2835 | 2.2642 | 2.2808 | 3.3096 | 3.6339 | 3.7615 | 3.2556 | 3.4726
Program Specific1-in-2Size: Over 200kWAll2020July Monthly Peak | Program Specific | 1-in-2 | Size: Over 200kW | All | 2020 | July Monthly Peak | 7 | 142.4288 | 138.2677 | 134.2339 | 134.2209 | 143.2111 | 166.3452 | 191.1743 | 210.2647 | 222.1131 | 229.6649 | 236.7229 | 236.4821 | 231.8524 | 232.8294 | 227.6026 | 218.6586 | 206.4581 | 193.5818 | 186.0208 | 180.9514 | 178.8711 | 171.4309 | 159.5964 | 152.2475 | -0.99185 | -1.4553 | -0.95791 | -2.0158 | -2.7481 | -2.3873 | -2.3888 | -2.7436 | -2.8565 | -3.4521 | -2.2157 | -2.2784 | -1.0986 | 1.6287 | 10.3754 | 10.7825 | 11.0551 | 9.9991 | 3.6562 | 1.8153 | 1.1917 | 1.7598 | 1.4951 | 1.2149 | 69.7904 | 69.0251 | 68.3691 | 67.7092 | 67.0604 | 66.5862 | 66.3393 | 66.733 | 69.1272 | 73.0892 | 77.9949 | 81.6933 | 84.6614 | 87.0403 | 88.7999 | 89.3323 | 89.5298 | 88.6786 | 87.2233 | 84.9671 | 81.3394 | 77.4562 | 74.9669 | 73.4559 | 3.7516 | 3.6323 | 3.7899 | 3.5616 | 3.5219 | 3.4482 | 3.8058 | 3.652 | 4.2562 | 4.248 | 3.7971 | 3.5247 | 3.3084 | 3.3537 | 2.9849 | 2.5743 | 2.27 | 2.2629 | 2.289 | 3.3224 | 3.6493 | 3.7723 | 3.2642 | 3.4825
Program Specific1-in-2Size: Over 200kWAll2020August Monthly Peak | Program Specific | 1-in-2 | Size: Over 200kW | All | 2020 | August Monthly Peak | 8 | 144.9808 | 140.8738 | 136.6504 | 136.4524 | 146.0379 | 171.0873 | 199.6998 | 222.26 | 239.038 | 249.5822 | 259.385 | 260.4984 | 256.4618 | 258.1535 | 252.0162 | 238.465 | 221.7461 | 205.5686 | 195.4619 | 191.2537 | 186.852 | 176.747 | 164.2554 | 156.1967 | -1.5617 | -2.1525 | -1.4413 | -1.9675 | -2.7636 | -2.6879 | -3.4362 | -2.9934 | -3.0939 | -3.7661 | -3.2982 | -3.7879 | -2.4876 | 0.15272 | 10.0512 | 10.9205 | 10.6373 | 9.8018 | 3.9479 | 1.4329 | 0.52369 | 1.3603 | 1.1632 | 1.0223 | 74.6438 | 73.6611 | 72.759 | 71.64 | 71.0509 | 70.3344 | 69.891 | 70.0256 | 72.5838 | 77.5521 | 82.5706 | 86.7346 | 89.7372 | 91.8471 | 93.1491 | 93.3043 | 93.468 | 92.3135 | 90.3179 | 87.5609 | 83.4112 | 80.3041 | 78.42 | 76.7365 | 3.8752 | 3.7552 | 3.9135 | 3.6774 | 3.6436 | 3.5924 | 4.0214 | 3.9116 | 4.6506 | 4.6962 | 4.2276 | 3.957 | 3.7348 | 3.7998 | 3.3753 | 2.8601 | 2.4773 | 2.4412 | 2.4388 | 3.5742 | 3.8752 | 3.9447 | 3.4056 | 3.6134
Program Specific1-in-2Size: Over 200kWAll2020September Monthly Peak | Program Specific | 1-in-2 | Size: Over 200kW | All | 2020 | September Monthly Peak | 9 | 142.3841 | 138.5013 | 133.9081 | 134.5518 | 144.4742 | 169.861 | 200.2917 | 221.5182 | 239.6091 | 249.7559 | 258.274 | 258.9999 | 254.655 | 256.7207 | 250.1021 | 235.3333 | 218.2599 | 202.1638 | 193.6834 | 191.3957 | 184.1792 | 174.3627 | 161.8172 | 153.6109 | -1.2007 | -1.6837 | -1.1141 | -2.1024 | -2.8482 | -2.5463 | -2.6781 | -2.9696 | -3.0811 | -3.7757 | -2.5144 | -2.6321 | -1.337 | 1.5757 | 11.1392 | 11.4252 | 11.5357 | 10.3444 | 3.8995 | 1.8942 | 1.1329 | 1.6993 | 1.407 | 1.1219 | 69.6318 | 68.5558 | 67.7987 | 67.0508 | 66.5138 | 65.9381 | 65.9003 | 65.753 | 67.5229 | 72.5309 | 78.7349 | 84.0031 | 88.3704 | 90.9518 | 92.0684 | 92.2836 | 91.8346 | 90.5782 | 88.079 | 84.5071 | 80.9623 | 78.6191 | 77.0745 | 75.7822 | 3.7591 | 3.6438 | 3.7887 | 3.5812 | 3.5624 | 3.5161 | 3.9727 | 3.8462 | 4.6012 | 4.6298 | 4.156 | 3.8863 | 3.6634 | 3.7285 | 3.3085 | 2.7885 | 2.408 | 2.3723 | 2.3869 | 3.5277 | 3.7723 | 3.8484 | 3.3162 | 3.5132
Program Specific1-in-2Size: Over 200kWAll2020October Monthly Peak | Program Specific | 1-in-2 | Size: Over 200kW | All | 2020 | October Monthly Peak | 10 | 124.5029 | 121.589 | 117.3603 | 117.4408 | 125.8055 | 148.539 | 178.0683 | 196.7323 | 209.5867 | 217.9277 | 226.0813 | 229.6353 | 229.6047 | 231.7984 | 225.6558 | 211.9005 | 197.2004 | 189.1828 | 179.5671 | 171.4993 | 163.7 | 154.7176 | 143.2181 | 136.3641 | -0.75503 | -1.1855 | -0.75782 | -1.7625 | -2.3938 | -2.0788 | -2.0639 | -2.5335 | -2.5929 | -3.2695 | -1.9867 | -2.0349 | -0.86424 | 1.7936 | 10.2884 | 10.3861 | 10.6418 | 9.7333 | 3.5308 | 1.8361 | 1.187 | 1.6702 | 1.3915 | 1.1166 | 69.5874 | 68.7403 | 67.8105 | 67.0295 | 66.3118 | 65.4811 | 65.4785 | 66.0117 | 66.7584 | 71.0639 | 76.6951 | 81.9858 | 85.685 | 87.8714 | 89.341 | 89.5393 | 88.7396 | 87.2398 | 84.7564 | 81.0689 | 77.6057 | 74.9645 | 72.9243 | 71.3067 | 3.3197 | 3.2451 | 3.3681 | 3.1698 | 3.1475 | 3.123 | 3.6097 | 3.4703 | 4.0692 | 4.0882 | 3.6788 | 3.4786 | 3.3426 | 3.4076 | 3.0177 | 2.5367 | 2.1976 | 2.2423 | 2.2302 | 3.2148 | 3.4028 | 3.4725 | 2.9776 | 3.1774
Program Specific1-in-2Size: Over 200kWAll2020November Monthly Peak | Program Specific | 1-in-2 | Size: Over 200kW | All | 2020 | November Monthly Peak | 11 | 127.4644 | 124.3003 | 120.1842 | 119.6358 | 128.113 | 150.3737 | 176.3803 | 194.2156 | 205.944 | 211.9947 | 218.4047 | 220.7067 | 219.3557 | 220.8771 | 214.526 | 200.9322 | 188.6965 | 182.8842 | 174.303 | 167.2595 | 161.0594 | 153.4788 | 141.9673 | 135.2366 | 0.02223 | -0.25911 | -0.10413 | -1.9507 | -2.5151 | -1.7803 | -0.62802 | -2.3763 | -2.4404 | -3.1496 | -0.65188 | -0.096163 | 1.0958 | 4.1128 | 11.7777 | 10.9897 | 12.0077 | 10.6335 | 3.3413 | 2.5595 | 2.2081 | 2.3005 | 1.8936 | 1.3752 | 58.9122 | 58.0931 | 57.3454 | 56.6419 | 55.9334 | 55.6486 | 55.2004 | 55.1316 | 58.798 | 63.7952 | 69.9327 | 75.1222 | 78.7331 | 80.2706 | 80.7864 | 80.2789 | 78.0918 | 73.9198 | 69.5271 | 66.9039 | 64.8839 | 63.2076 | 61.9877 | 60.8597 | 3.624 | 3.5339 | 3.6798 | 3.4492 | 3.4271 | 3.3819 | 3.8187 | 3.6644 | 4.2857 | 4.2386 | 3.7886 | 3.5649 | 3.4017 | 3.4556 | 3.0564 | 2.5614 | 2.2435 | 2.3117 | 2.3087 | 3.3381 | 3.5624 | 3.6689 | 3.1488 | 3.3642
Program Specific1-in-2Size: Over 200kWAll2020December Monthly Peak | Program Specific | 1-in-2 | Size: Over 200kW | All | 2020 | December Monthly Peak | 12 | 122.7381 | 119.649 | 116.2954 | 116.7889 | 125.2652 | 146.6925 | 174.1086 | 188.9495 | 197.2016 | 198.012 | 198.4792 | 195.5114 | 190.7641 | 189.0945 | 182.3324 | 172.5831 | 165.5906 | 163.8637 | 158.6402 | 154.3914 | 149.4088 | 142.9826 | 134.1441 | 128.7187 | 0.039185 | -0.24144 | -0.093708 | -1.8907 | -2.4433 | -1.7251 | -0.60805 | -2.2962 | -2.3145 | -2.9353 | -0.58901 | -0.083194 | 0.9557 | 3.519 | 10.0144 | 9.4153 | 10.507 | 9.4991 | 3.0535 | 2.3846 | 2.0617 | 2.1398 | 1.7894 | 1.3077 | 47.708 | 47.0275 | 46.0069 | 45.1319 | 44.4969 | 43.8226 | 43.6313 | 43.4063 | 43.8503 | 46.6292 | 49.188 | 51.273 | 52.8566 | 53.7855 | 54.3799 | 54.4344 | 53.8514 | 52.7432 | 51.2358 | 50.0365 | 49.127 | 48.2384 | 47.4374 | 46.5253 | 3.4827 | 3.3922 | 3.5459 | 3.3504 | 3.3367 | 3.298 | 3.7602 | 3.5554 | 4.0826 | 3.9563 | 3.4431 | 3.1591 | 2.9626 | 2.9654 | 2.598 | 2.2082 | 1.9776 | 2.0808 | 2.1094 | 3.1057 | 3.3231 | 3.4144 | 2.976 | 3.1994
Program Specific1-in-2Size: Over 200kWAll2020Typical Event Day | Program Specific | 1-in-2 | Size: Over 200kW | All | 2020 | Typical Event Day | 8 | 142.2936 | 138.3097 | 134.2291 | 134.0348 | 143.4711 | 167.6708 | 194.969 | 215.188 | 229.5933 | 238.5875 | 247.3452 | 248.2663 | 243.9817 | 245.7515 | 239.9851 | 227.5634 | 212.1263 | 197.2205 | 188.0615 | 184.4342 | 181.1112 | 172.1606 | 160.349 | 152.8568 | -1.0329 | -1.5141 | -0.9956 | -2.0165 | -2.7527 | -2.4222 | -2.4954 | -2.8109 | -2.9226 | -3.5802 | -2.3628 | -2.4672 | -1.2165 | 1.6081 | 10.8114 | 11.1421 | 11.282 | 10.1151 | 3.7205 | 1.8327 | 1.1568 | 1.7283 | 1.4654 | 1.1854 | 70.4165 | 69.4154 | 68.5674 | 67.7237 | 67.0786 | 66.4854 | 66.1663 | 66.4291 | 68.8498 | 73.3839 | 78.3802 | 82.5568 | 85.7757 | 88.0902 | 89.4591 | 89.8886 | 89.9967 | 89.0998 | 87.2913 | 84.4989 | 80.8168 | 77.5475 | 75.4618 | 73.947 | 3.7551 | 3.6392 | 3.7937 | 3.5619 | 3.5304 | 3.4739 | 3.8747 | 3.737 | 4.406 | 4.4228 | 3.9719 | 3.7151 | 3.4983 | 3.5614 | 3.1664 | 2.6908 | 2.3391 | 2.3121 | 2.3174 | 3.3977 | 3.7046 | 3.7901 | 3.2807 | 3.4919
Program Specific1-in-2Size: Over 200kWAll2021January Monthly Peak | Program Specific | 1-in-2 | Size: Over 200kW | All | 2021 | January Monthly Peak | 1 | 123.501 | 120.211 | 116.553 | 116.9794 | 125.6633 | 148.5872 | 178.6664 | 194.7812 | 202.6386 | 204.2626 | 206.6169 | 205.9819 | 203.0769 | 203.3002 | 196.5957 | 185.3648 | 174.9015 | 171.525 | 166.0258 | 160.9872 | 155.5266 | 148.6835 | 139.124 | 133.0705 | 0.017202 | -0.2649 | -0.10614 | -1.9022 | -2.4555 | -1.7427 | -0.62554 | -2.3635 | -2.3706 | -3.0216 | -0.61862 | -0.093745 | 1.0062 | 3.7773 | 10.7949 | 10.1194 | 11.1032 | 9.942 | 3.1786 | 2.4647 | 2.1342 | 2.2209 | 1.8524 | 1.351 | 51.9046 | 51.4189 | 51.071 | 50.6133 | 50.4088 | 49.9877 | 50.0909 | 49.9838 | 50.3451 | 51.7244 | 53.5645 | 55.1191 | 56.2892 | 57.2662 | 57.9192 | 57.8584 | 57.687 | 56.9922 | 55.594 | 54.2851 | 53.6181 | 53.2942 | 52.7804 | 51.9808 | 3.5084 | 3.4151 | 3.5604 | 3.3637 | 3.3486 | 3.333 | 3.8587 | 3.6639 | 4.1869 | 4.0668 | 3.5715 | 3.3133 | 3.1378 | 3.1732 | 2.7917 | 2.3626 | 2.0796 | 2.1697 | 2.2008 | 3.2181 | 3.4436 | 3.5439 | 3.0806 | 3.3066
Program Specific1-in-2Size: Over 200kWAll2021February Monthly Peak | Program Specific | 1-in-2 | Size: Over 200kW | All | 2021 | February Monthly Peak | 2 | 122.3346 | 119.1962 | 115.4864 | 115.8387 | 124.3848 | 146.8054 | 176.1496 | 191.686 | 199.4194 | 201.6628 | 204.6721 | 204.7839 | 202.3395 | 203.0056 | 196.6072 | 185.4182 | 174.756 | 171.0573 | 165.1565 | 159.808 | 154.389 | 147.66 | 137.979 | 132.052 | 0.0091326 | -0.26798 | -0.10955 | -1.8846 | -2.432 | -1.7244 | -0.62221 | -2.3296 | -2.3408 | -2.9856 | -0.61481 | -0.093926 | 1.0029 | 3.7755 | 10.8045 | 10.1353 | 11.1061 | 9.9221 | 3.1594 | 2.442 | 2.1166 | 2.2049 | 1.8359 | 1.34 | 51.564 | 51.1081 | 50.8695 | 50.5509 | 50.1045 | 49.9318 | 49.5473 | 49.8647 | 51.1883 | 54.5888 | 58.3348 | 61.4098 | 62.98 | 63.6493 | 64.1433 | 63.9086 | 63.5452 | 62.6694 | 60.684 | 58.6218 | 57.3872 | 56.438 | 55.4898 | 54.1999 | 3.4741 | 3.3856 | 3.5272 | 3.3286 | 3.3126 | 3.2912 | 3.8032 | 3.6023 | 4.1175 | 4.0122 | 3.5356 | 3.2924 | 3.1249 | 3.1668 | 2.791 | 2.3619 | 2.0766 | 2.1622 | 2.188 | 3.1907 | 3.4161 | 3.5198 | 3.0552 | 3.2816
Program Specific1-in-2Size: Over 200kWAll2021March Monthly Peak | Program Specific | 1-in-2 | Size: Over 200kW | All | 2021 | March Monthly Peak | 3 | 127.8645 | 123.8735 | 120.1113 | 119.19 | 127.0294 | 148.8798 | 175.7922 | 193.5298 | 203.1653 | 205.873 | 210.3631 | 211.0876 | 209.0384 | 211.1387 | 205.4888 | 194.773 | 183.1287 | 172.6132 | 166.2526 | 165.7505 | 162.5092 | 155.5126 | 144.4057 | 136.8963 | 0.012219 | -0.27503 | -0.11599 | -1.9344 | -2.4856 | -1.737 | -0.62556 | -2.3472 | -2.4012 | -3.0462 | -0.64424 | -0.105 | 1.024 | 3.9297 | 11.3026 | 10.6596 | 11.6245 | 10.015 | 3.1679 | 2.5154 | 2.219 | 2.3093 | 1.9136 | 1.3834 | 52.8352 | 51.9335 | 51.3316 | 51.0447 | 50.5296 | 50.163 | 49.8637 | 50.0601 | 51.8544 | 54.063 | 56.8927 | 59.7305 | 62.123 | 64.0462 | 65.1425 | 65.6853 | 65.4225 | 64.469 | 61.9536 | 58.8514 | 57.104 | 55.7326 | 54.5631 | 53.1785 | 3.6195 | 3.5043 | 3.6631 | 3.411 | 3.3753 | 3.3179 | 3.7726 | 3.6144 | 4.1734 | 4.0672 | 3.6137 | 3.3812 | 3.2147 | 3.2761 | 2.9048 | 2.4693 | 2.1665 | 2.1706 | 2.1969 | 3.2945 | 3.5846 | 3.6921 | 3.1893 | 3.3911
Program Specific1-in-2Size: Over 200kWAll2021April Monthly Peak | Program Specific | 1-in-2 | Size: Over 200kW | All | 2021 | April Monthly Peak | 4 | 127.1934 | 123.4862 | 119.4544 | 118.3263 | 125.9031 | 147.257 | 173.1818 | 191.2856 | 202.7549 | 208.7296 | 216.207 | 219.3644 | 218.9213 | 222.237 | 217.1008 | 205.405 | 191.8205 | 179.1262 | 170.7877 | 168.7433 | 164.6327 | 156.9103 | 145.0093 | 137.2906 | 0.0059129 | -0.27649 | -0.11665 | -1.9174 | -2.4605 | -1.7143 | -0.61852 | -2.3173 | -2.3981 | -3.0896 | -0.66337 | -0.10973 | 1.0721 | 4.1375 | 11.9458 | 11.2557 | 12.196 | 10.4061 | 3.2495 | 2.5535 | 2.2431 | 2.3299 | 1.9182 | 1.3844 | 62.4529 | 61.4301 | 60.59 | 59.8779 | 58.9733 | 58.3101 | 57.7586 | 57.7174 | 59.8638 | 63.8863 | 68.6985 | 73.4083 | 77.3327 | 79.7481 | 80.9584 | 81.4041 | 80.8513 | 80.0769 | 78.3203 | 75.7437 | 71.6352 | 69.0694 | 67.0272 | 65.1969 | 3.5988 | 3.4922 | 3.6402 | 3.3784 | 3.3387 | 3.2738 | 3.7108 | 3.5667 | 4.1612 | 4.1232 | 3.7116 | 3.5121 | 3.3659 | 3.4468 | 3.0685 | 2.6011 | 2.2661 | 2.2492 | 2.254 | 3.3457 | 3.6248 | 3.7255 | 3.1972 | 3.3938
Program Specific1-in-2Size: Over 200kWAll2021May Monthly Peak | Program Specific | 1-in-2 | Size: Over 200kW | All | 2021 | May Monthly Peak | 5 | 130.7628 | 127.3831 | 122.8612 | 122.2703 | 130.6857 | 152.4931 | 177.5849 | 199.6058 | 214.6016 | 222.6979 | 230.816 | 233.4602 | 231.6958 | 233.9543 | 228.3489 | 214.6806 | 199.9828 | 186.0019 | 176.5966 | 172.086 | 169.1719 | 161.4815 | 149.9892 | 142.4323 | -0.18553 | -0.50104 | -0.28162 | -1.9457 | -2.5424 | -1.8634 | -0.98187 | -2.4613 | -2.6278 | -3.3241 | -1.0306 | -0.59155 | 0.62054 | 3.7262 | 12.0268 | 11.4547 | 12.2117 | 10.513 | 3.3614 | 2.4049 | 2.0449 | 2.2396 | 1.8696 | 1.3854 | 64.9154 | 63.8328 | 62.7817 | 61.9074 | 61.1703 | 60.2537 | 59.7779 | 60.3476 | 63.179 | 66.8659 | 70.9834 | 75.051 | 78.7218 | 81.2075 | 82.7252 | 83.3724 | 83.4801 | 82.6837 | 80.7763 | 78.207 | 74.1362 | 70.934 | 69.1767 | 67.5754 | 3.5989 | 3.5035 | 3.6399 | 3.4013 | 3.3715 | 3.3006 | 3.6942 | 3.6263 | 4.3078 | 4.3084 | 3.8872 | 3.663 | 3.4906 | 3.5595 | 3.1641 | 2.6622 | 2.3114 | 2.2836 | 2.2746 | 3.3247 | 3.6129 | 3.7243 | 3.215 | 3.4182
Program Specific1-in-2Size: Over 200kWAll2021June Monthly Peak | Program Specific | 1-in-2 | Size: Over 200kW | All | 2021 | June Monthly Peak | 6 | 138.3594 | 134.7528 | 130.2515 | 129.6399 | 138.0287 | 159.8498 | 184.5383 | 205.0585 | 218.756 | 227.0253 | 235.3254 | 235.7026 | 231.0438 | 232.3826 | 227.2201 | 216.7384 | 203.1844 | 189.6972 | 181.801 | 176.538 | 174.5807 | 167.6393 | 156.1455 | 148.8629 | -0.43754 | -0.81912 | -0.50578 | -1.9724 | -2.6316 | -2.056 | -1.5179 | -2.5699 | -2.7446 | -3.4087 | -1.5167 | -1.2859 | -0.089174 | 2.8417 | 11.2907 | 11.2045 | 11.7724 | 10.3289 | 3.4718 | 2.1704 | 1.7356 | 2.0993 | 1.7788 | 1.3752 | 67.6 | 66.4199 | 65.3427 | 64.4947 | 63.6893 | 63.0829 | 62.5346 | 63.2049 | 66.1654 | 70.3636 | 74.2204 | 77.7963 | 80.3337 | 82.5214 | 83.8192 | 84.634 | 85.1543 | 84.8287 | 83.545 | 80.9603 | 77.5541 | 73.8106 | 71.3856 | 69.8135 | 3.7078 | 3.6077 | 3.7533 | 3.5046 | 3.4578 | 3.3679 | 3.7431 | 3.6402 | 4.2965 | 4.3097 | 3.8847 | 3.6101 | 3.3841 | 3.4377 | 3.0589 | 2.6137 | 2.2835 | 2.2642 | 2.2808 | 3.3096 | 3.6339 | 3.7615 | 3.2556 | 3.4726
Program Specific1-in-2Size: Over 200kWAll2021July Monthly Peak | Program Specific | 1-in-2 | Size: Over 200kW | All | 2021 | July Monthly Peak | 7 | 142.4288 | 138.2677 | 134.2339 | 134.2209 | 143.2111 | 166.3452 | 191.1743 | 210.2647 | 222.1131 | 229.6649 | 236.7229 | 236.4821 | 231.8524 | 232.8294 | 227.6026 | 218.6586 | 206.4581 | 193.5818 | 186.0208 | 180.9514 | 178.8711 | 171.4309 | 159.5964 | 152.2475 | -0.99185 | -1.4553 | -0.95791 | -2.0158 | -2.7481 | -2.3873 | -2.3888 | -2.7436 | -2.8565 | -3.4521 | -2.2157 | -2.2784 | -1.0986 | 1.6287 | 10.3754 | 10.7825 | 11.0551 | 9.9991 | 3.6562 | 1.8153 | 1.1917 | 1.7598 | 1.4951 | 1.2149 | 69.7904 | 69.0251 | 68.3691 | 67.7092 | 67.0604 | 66.5862 | 66.3393 | 66.733 | 69.1272 | 73.0892 | 77.9949 | 81.6933 | 84.6614 | 87.0403 | 88.7999 | 89.3323 | 89.5298 | 88.6786 | 87.2233 | 84.9671 | 81.3394 | 77.4562 | 74.9669 | 73.4559 | 3.7516 | 3.6323 | 3.7899 | 3.5616 | 3.5219 | 3.4482 | 3.8058 | 3.652 | 4.2562 | 4.248 | 3.7971 | 3.5247 | 3.3084 | 3.3537 | 2.9849 | 2.5743 | 2.27 | 2.2629 | 2.289 | 3.3224 | 3.6493 | 3.7723 | 3.2642 | 3.4825
Program Specific1-in-2Size: Over 200kWAll2021August Monthly Peak | Program Specific | 1-in-2 | Size: Over 200kW | All | 2021 | August Monthly Peak | 8 | 144.9808 | 140.8738 | 136.6504 | 136.4524 | 146.0379 | 171.0873 | 199.6998 | 222.26 | 239.038 | 249.5822 | 259.385 | 260.4984 | 256.4618 | 258.1535 | 252.0162 | 238.465 | 221.7461 | 205.5686 | 195.4619 | 191.2537 | 186.852 | 176.747 | 164.2553 | 156.1967 | -1.5617 | -2.1525 | -1.4413 | -1.9675 | -2.7636 | -2.6879 | -3.4362 | -2.9934 | -3.0939 | -3.7661 | -3.2982 | -3.7879 | -2.4876 | 0.15272 | 10.0512 | 10.9205 | 10.6373 | 9.8018 | 3.9479 | 1.4329 | 0.52369 | 1.3603 | 1.1632 | 1.0223 | 74.6438 | 73.6611 | 72.759 | 71.64 | 71.0509 | 70.3344 | 69.891 | 70.0256 | 72.5838 | 77.5521 | 82.5706 | 86.7346 | 89.7372 | 91.8471 | 93.1491 | 93.3043 | 93.468 | 92.3135 | 90.3179 | 87.5609 | 83.4112 | 80.3041 | 78.42 | 76.7365 | 3.8752 | 3.7552 | 3.9135 | 3.6774 | 3.6436 | 3.5924 | 4.0214 | 3.9116 | 4.6506 | 4.6962 | 4.2276 | 3.957 | 3.7348 | 3.7998 | 3.3753 | 2.8601 | 2.4773 | 2.4412 | 2.4388 | 3.5742 | 3.8752 | 3.9447 | 3.4056 | 3.6134
Program Specific1-in-2Size: Over 200kWAll2021September Monthly Peak | Program Specific | 1-in-2 | Size: Over 200kW | All | 2021 | September Monthly Peak | 9 | 142.3841 | 138.5013 | 133.9081 | 134.5518 | 144.4742 | 169.861 | 200.2917 | 221.5182 | 239.6091 | 249.7559 | 258.274 | 258.9999 | 254.655 | 256.7207 | 250.1021 | 235.3333 | 218.2599 | 202.1638 | 193.6834 | 191.3957 | 184.1792 | 174.3627 | 161.8172 | 153.6109 | -1.2007 | -1.6837 | -1.1141 | -2.1024 | -2.8482 | -2.5463 | -2.6781 | -2.9696 | -3.0811 | -3.7757 | -2.5144 | -2.6321 | -1.337 | 1.5757 | 11.1392 | 11.4252 | 11.5357 | 10.3444 | 3.8995 | 1.8942 | 1.1329 | 1.6993 | 1.407 | 1.1219 | 69.6318 | 68.5558 | 67.7987 | 67.0508 | 66.5138 | 65.9381 | 65.9003 | 65.753 | 67.5229 | 72.5309 | 78.7349 | 84.0031 | 88.3704 | 90.9518 | 92.0684 | 92.2836 | 91.8346 | 90.5782 | 88.079 | 84.5071 | 80.9623 | 78.6191 | 77.0745 | 75.7822 | 3.7591 | 3.6438 | 3.7887 | 3.5812 | 3.5624 | 3.5161 | 3.9727 | 3.8462 | 4.6012 | 4.6298 | 4.156 | 3.8863 | 3.6634 | 3.7285 | 3.3085 | 2.7885 | 2.408 | 2.3723 | 2.3869 | 3.5277 | 3.7723 | 3.8484 | 3.3162 | 3.5132
Program Specific1-in-2Size: Over 200kWAll2021October Monthly Peak | Program Specific | 1-in-2 | Size: Over 200kW | All | 2021 | October Monthly Peak | 10 | 124.5029 | 121.589 | 117.3603 | 117.4408 | 125.8055 | 148.539 | 178.0683 | 196.7323 | 209.5867 | 217.9277 | 226.0813 | 229.6353 | 229.6047 | 231.7984 | 225.6558 | 211.9004 | 197.2004 | 189.1828 | 179.5671 | 171.4993 | 163.7 | 154.7176 | 143.2181 | 136.3642 | -0.75503 | -1.1855 | -0.75782 | -1.7625 | -2.3938 | -2.0788 | -2.0639 | -2.5335 | -2.5929 | -3.2695 | -1.9867 | -2.0349 | -0.86424 | 1.7936 | 10.2884 | 10.3861 | 10.6418 | 9.7333 | 3.5308 | 1.8361 | 1.187 | 1.6702 | 1.3915 | 1.1166 | 69.5874 | 68.7403 | 67.8105 | 67.0295 | 66.3118 | 65.4811 | 65.4785 | 66.0117 | 66.7584 | 71.0639 | 76.6951 | 81.9858 | 85.685 | 87.8714 | 89.341 | 89.5393 | 88.7396 | 87.2398 | 84.7564 | 81.0689 | 77.6057 | 74.9645 | 72.9243 | 71.3067 | 3.3197 | 3.2451 | 3.3681 | 3.1698 | 3.1475 | 3.123 | 3.6097 | 3.4703 | 4.0692 | 4.0882 | 3.6788 | 3.4786 | 3.3426 | 3.4076 | 3.0177 | 2.5367 | 2.1976 | 2.2423 | 2.2302 | 3.2148 | 3.4028 | 3.4725 | 2.9776 | 3.1774
Program Specific1-in-2Size: Over 200kWAll2021November Monthly Peak | Program Specific | 1-in-2 | Size: Over 200kW | All | 2021 | November Monthly Peak | 11 | 127.4644 | 124.3003 | 120.1842 | 119.6358 | 128.113 | 150.3737 | 176.3803 | 194.2156 | 205.944 | 211.9947 | 218.4047 | 220.7067 | 219.3557 | 220.8771 | 214.526 | 200.9322 | 188.6965 | 182.8842 | 174.303 | 167.2595 | 161.0594 | 153.4788 | 141.9673 | 135.2366 | 0.02223 | -0.25911 | -0.10413 | -1.9507 | -2.5151 | -1.7803 | -0.62802 | -2.3763 | -2.4404 | -3.1496 | -0.65188 | -0.096163 | 1.0958 | 4.1128 | 11.7777 | 10.9897 | 12.0077 | 10.6335 | 3.3413 | 2.5595 | 2.2081 | 2.3005 | 1.8936 | 1.3752 | 58.9122 | 58.0931 | 57.3454 | 56.6419 | 55.9334 | 55.6486 | 55.2004 | 55.1316 | 58.798 | 63.7952 | 69.9327 | 75.1222 | 78.7331 | 80.2706 | 80.7864 | 80.2789 | 78.0918 | 73.9198 | 69.5271 | 66.9039 | 64.8839 | 63.2076 | 61.9877 | 60.8597 | 3.624 | 3.5339 | 3.6798 | 3.4492 | 3.4271 | 3.3819 | 3.8187 | 3.6644 | 4.2857 | 4.2386 | 3.7886 | 3.5649 | 3.4017 | 3.4556 | 3.0564 | 2.5614 | 2.2435 | 2.3117 | 2.3087 | 3.3381 | 3.5624 | 3.6689 | 3.1488 | 3.3642
Program Specific1-in-2Size: Over 200kWAll2021December Monthly Peak | Program Specific | 1-in-2 | Size: Over 200kW | All | 2021 | December Monthly Peak | 12 | 122.7381 | 119.649 | 116.2955 | 116.7889 | 125.2652 | 146.6925 | 174.1085 | 188.9495 | 197.2016 | 198.012 | 198.4792 | 195.5114 | 190.7641 | 189.0945 | 182.3324 | 172.5831 | 165.5906 | 163.8637 | 158.6402 | 154.3914 | 149.4088 | 142.9826 | 134.1441 | 128.7187 | 0.039185 | -0.24144 | -0.093708 | -1.8907 | -2.4433 | -1.7251 | -0.60805 | -2.2962 | -2.3145 | -2.9353 | -0.58901 | -0.083194 | 0.9557 | 3.519 | 10.0144 | 9.4153 | 10.507 | 9.4991 | 3.0535 | 2.3846 | 2.0617 | 2.1398 | 1.7894 | 1.3077 | 47.708 | 47.0275 | 46.0069 | 45.1319 | 44.4969 | 43.8226 | 43.6313 | 43.4063 | 43.8503 | 46.6292 | 49.188 | 51.273 | 52.8566 | 53.7855 | 54.3799 | 54.4344 | 53.8514 | 52.7432 | 51.2358 | 50.0365 | 49.127 | 48.2384 | 47.4374 | 46.5253 | 3.4827 | 3.3922 | 3.5459 | 3.3504 | 3.3367 | 3.298 | 3.7602 | 3.5554 | 4.0826 | 3.9563 | 3.4431 | 3.1591 | 2.9626 | 2.9654 | 2.598 | 2.2082 | 1.9776 | 2.0808 | 2.1094 | 3.1057 | 3.3231 | 3.4144 | 2.976 | 3.1994
Program Specific1-in-2Size: Over 200kWAll2021Typical Event Day | Program Specific | 1-in-2 | Size: Over 200kW | All | 2021 | Typical Event Day | 8 | 142.2936 | 138.3097 | 134.2291 | 134.0348 | 143.4711 | 167.6708 | 194.969 | 215.188 | 229.5933 | 238.5875 | 247.3452 | 248.2663 | 243.9817 | 245.7515 | 239.9851 | 227.5634 | 212.1263 | 197.2205 | 188.0615 | 184.4342 | 181.1112 | 172.1606 | 160.349 | 152.8568 | -1.0329 | -1.5141 | -0.9956 | -2.0165 | -2.7527 | -2.4222 | -2.4954 | -2.8109 | -2.9226 | -3.5802 | -2.3628 | -2.4672 | -1.2165 | 1.6081 | 10.8114 | 11.1421 | 11.282 | 10.1151 | 3.7205 | 1.8327 | 1.1568 | 1.7283 | 1.4654 | 1.1854 | 70.4165 | 69.4154 | 68.5674 | 67.7237 | 67.0786 | 66.4854 | 66.1663 | 66.4291 | 68.8498 | 73.3839 | 78.3802 | 82.5568 | 85.7757 | 88.0902 | 89.4591 | 89.8885 | 89.9967 | 89.0998 | 87.2913 | 84.4989 | 80.8168 | 77.5475 | 75.4618 | 73.947 | 3.7551 | 3.6392 | 3.7937 | 3.5619 | 3.5304 | 3.4739 | 3.8747 | 3.737 | 4.406 | 4.4228 | 3.9719 | 3.7151 | 3.4983 | 3.5614 | 3.1664 | 2.6908 | 2.3391 | 2.3121 | 2.3174 | 3.3977 | 3.7046 | 3.7901 | 3.2807 | 3.4919
Program Specific1-in-2Size: Over 200kWAll2022January Monthly Peak | Program Specific | 1-in-2 | Size: Over 200kW | All | 2022 | January Monthly Peak | 1 | 123.501 | 120.211 | 116.553 | 116.9794 | 125.6633 | 148.5872 | 178.6664 | 194.7812 | 202.6386 | 204.2627 | 206.6169 | 205.9819 | 203.0769 | 203.3002 | 196.5957 | 185.3648 | 174.9015 | 171.525 | 166.0258 | 160.9872 | 155.5266 | 148.6835 | 139.124 | 133.0705 | 0.017202 | -0.2649 | -0.10614 | -1.9022 | -2.4555 | -1.7427 | -0.62554 | -2.3635 | -2.3706 | -3.0216 | -0.61862 | -0.093745 | 1.0062 | 3.7773 | 10.7949 | 10.1194 | 11.1032 | 9.942 | 3.1786 | 2.4647 | 2.1342 | 2.2209 | 1.8524 | 1.351 | 51.9046 | 51.4189 | 51.071 | 50.6133 | 50.4088 | 49.9877 | 50.0909 | 49.9838 | 50.3451 | 51.7244 | 53.5645 | 55.1191 | 56.2892 | 57.2662 | 57.9192 | 57.8584 | 57.687 | 56.9922 | 55.594 | 54.2851 | 53.6181 | 53.2942 | 52.7804 | 51.9808 | 3.5084 | 3.4151 | 3.5604 | 3.3637 | 3.3486 | 3.333 | 3.8587 | 3.6639 | 4.1869 | 4.0668 | 3.5715 | 3.3133 | 3.1378 | 3.1732 | 2.7917 | 2.3626 | 2.0796 | 2.1697 | 2.2008 | 3.2181 | 3.4436 | 3.5439 | 3.0806 | 3.3066
Program Specific1-in-2Size: Over 200kWAll2022February Monthly Peak | Program Specific | 1-in-2 | Size: Over 200kW | All | 2022 | February Monthly Peak | 2 | 122.3346 | 119.1962 | 115.4864 | 115.8387 | 124.3848 | 146.8054 | 176.1497 | 191.686 | 199.4194 | 201.6628 | 204.6721 | 204.7839 | 202.3395 | 203.0056 | 196.6072 | 185.4182 | 174.756 | 171.0573 | 165.1565 | 159.808 | 154.389 | 147.66 | 137.979 | 132.052 | 0.0091324 | -0.26798 | -0.10955 | -1.8846 | -2.432 | -1.7244 | -0.62221 | -2.3296 | -2.3408 | -2.9856 | -0.61481 | -0.093926 | 1.0029 | 3.7755 | 10.8045 | 10.1353 | 11.1061 | 9.9221 | 3.1594 | 2.442 | 2.1166 | 2.2049 | 1.8359 | 1.34 | 51.564 | 51.1081 | 50.8695 | 50.5509 | 50.1045 | 49.9318 | 49.5473 | 49.8647 | 51.1883 | 54.5888 | 58.3348 | 61.4098 | 62.98 | 63.6493 | 64.1433 | 63.9086 | 63.5452 | 62.6694 | 60.684 | 58.6218 | 57.3872 | 56.438 | 55.4898 | 54.1999 | 3.4741 | 3.3856 | 3.5272 | 3.3286 | 3.3126 | 3.2912 | 3.8032 | 3.6023 | 4.1175 | 4.0122 | 3.5356 | 3.2924 | 3.1249 | 3.1668 | 2.791 | 2.3619 | 2.0766 | 2.1622 | 2.188 | 3.1907 | 3.4161 | 3.5198 | 3.0552 | 3.2816
Program Specific1-in-2Size: Over 200kWAll2022March Monthly Peak | Program Specific | 1-in-2 | Size: Over 200kW | All | 2022 | March Monthly Peak | 3 | 127.8645 | 123.8735 | 120.1113 | 119.19 | 127.0294 | 148.8798 | 175.7922 | 193.5298 | 203.1653 | 205.873 | 210.3631 | 211.0876 | 209.0385 | 211.1387 | 205.4888 | 194.773 | 183.1287 | 172.6132 | 166.2526 | 165.7505 | 162.5092 | 155.5126 | 144.4056 | 136.8963 | 0.012219 | -0.27503 | -0.11599 | -1.9344 | -2.4856 | -1.737 | -0.62556 | -2.3472 | -2.4012 | -3.0462 | -0.64424 | -0.105 | 1.024 | 3.9297 | 11.3026 | 10.6596 | 11.6245 | 10.015 | 3.1679 | 2.5154 | 2.219 | 2.3093 | 1.9136 | 1.3834 | 52.8352 | 51.9335 | 51.3316 | 51.0447 | 50.5296 | 50.163 | 49.8638 | 50.0601 | 51.8544 | 54.063 | 56.8927 | 59.7305 | 62.123 | 64.0462 | 65.1425 | 65.6853 | 65.4225 | 64.469 | 61.9536 | 58.8514 | 57.104 | 55.7326 | 54.5631 | 53.1785 | 3.6195 | 3.5043 | 3.6631 | 3.411 | 3.3753 | 3.3179 | 3.7726 | 3.6144 | 4.1734 | 4.0672 | 3.6137 | 3.3812 | 3.2147 | 3.2761 | 2.9048 | 2.4693 | 2.1665 | 2.1706 | 2.1969 | 3.2945 | 3.5846 | 3.6921 | 3.1893 | 3.3911
Program Specific1-in-2Size: Over 200kWAll2022April Monthly Peak | Program Specific | 1-in-2 | Size: Over 200kW | All | 2022 | April Monthly Peak | 4 | 127.1934 | 123.4862 | 119.4544 | 118.3263 | 125.9031 | 147.257 | 173.1818 | 191.2856 | 202.7549 | 208.7296 | 216.207 | 219.3644 | 218.9213 | 222.237 | 217.1008 | 205.405 | 191.8205 | 179.1262 | 170.7877 | 168.7433 | 164.6326 | 156.9103 | 145.0093 | 137.2906 | 0.0059127 | -0.27649 | -0.11665 | -1.9174 | -2.4605 | -1.7143 | -0.61852 | -2.3173 | -2.3981 | -3.0896 | -0.66337 | -0.10973 | 1.0721 | 4.1375 | 11.9458 | 11.2557 | 12.196 | 10.4061 | 3.2495 | 2.5535 | 2.2431 | 2.3299 | 1.9182 | 1.3844 | 62.4529 | 61.4301 | 60.59 | 59.8779 | 58.9733 | 58.3101 | 57.7586 | 57.7174 | 59.8638 | 63.8863 | 68.6985 | 73.4083 | 77.3327 | 79.7481 | 80.9584 | 81.4041 | 80.8513 | 80.0769 | 78.3203 | 75.7437 | 71.6352 | 69.0694 | 67.0272 | 65.1969 | 3.5988 | 3.4922 | 3.6402 | 3.3784 | 3.3387 | 3.2738 | 3.7108 | 3.5667 | 4.1612 | 4.1232 | 3.7116 | 3.5121 | 3.3659 | 3.4468 | 3.0685 | 2.6011 | 2.2661 | 2.2492 | 2.254 | 3.3457 | 3.6248 | 3.7255 | 3.1972 | 3.3938
Program Specific1-in-2Size: Over 200kWAll2022May Monthly Peak | Program Specific | 1-in-2 | Size: Over 200kW | All | 2022 | May Monthly Peak | 5 | 130.7628 | 127.3831 | 122.8612 | 122.2703 | 130.6857 | 152.4931 | 177.5849 | 199.6058 | 214.6016 | 222.6979 | 230.816 | 233.4602 | 231.6958 | 233.9543 | 228.3489 | 214.6806 | 199.9828 | 186.0019 | 176.5966 | 172.086 | 169.1719 | 161.4815 | 149.9893 | 142.4324 | -0.18553 | -0.50104 | -0.28162 | -1.9457 | -2.5424 | -1.8634 | -0.98188 | -2.4613 | -2.6278 | -3.3241 | -1.0306 | -0.59155 | 0.62054 | 3.7262 | 12.0268 | 11.4547 | 12.2117 | 10.513 | 3.3614 | 2.4049 | 2.0449 | 2.2396 | 1.8696 | 1.3854 | 64.9154 | 63.8328 | 62.7817 | 61.9074 | 61.1703 | 60.2537 | 59.7779 | 60.3476 | 63.179 | 66.8659 | 70.9834 | 75.051 | 78.7218 | 81.2075 | 82.7252 | 83.3724 | 83.4801 | 82.6837 | 80.7763 | 78.207 | 74.1362 | 70.934 | 69.1767 | 67.5754 | 3.5989 | 3.5035 | 3.6399 | 3.4013 | 3.3715 | 3.3006 | 3.6942 | 3.6263 | 4.3078 | 4.3084 | 3.8872 | 3.663 | 3.4906 | 3.5595 | 3.1641 | 2.6622 | 2.3114 | 2.2836 | 2.2746 | 3.3247 | 3.6129 | 3.7243 | 3.215 | 3.4182
Program Specific1-in-2Size: Over 200kWAll2022June Monthly Peak | Program Specific | 1-in-2 | Size: Over 200kW | All | 2022 | June Monthly Peak | 6 | 138.3594 | 134.7528 | 130.2515 | 129.6399 | 138.0287 | 159.8498 | 184.5383 | 205.0585 | 218.756 | 227.0253 | 235.3254 | 235.7026 | 231.0438 | 232.3826 | 227.2201 | 216.7383 | 203.1844 | 189.6972 | 181.801 | 176.538 | 174.5807 | 167.6393 | 156.1455 | 148.8629 | -0.43754 | -0.81912 | -0.50578 | -1.9724 | -2.6316 | -2.056 | -1.5179 | -2.5699 | -2.7446 | -3.4087 | -1.5167 | -1.2859 | -0.089174 | 2.8417 | 11.2907 | 11.2045 | 11.7724 | 10.3289 | 3.4718 | 2.1704 | 1.7356 | 2.0993 | 1.7788 | 1.3752 | 67.6 | 66.4199 | 65.3427 | 64.4947 | 63.6893 | 63.0829 | 62.5346 | 63.2049 | 66.1654 | 70.3636 | 74.2204 | 77.7963 | 80.3337 | 82.5214 | 83.8192 | 84.634 | 85.1543 | 84.8287 | 83.545 | 80.9603 | 77.5541 | 73.8106 | 71.3856 | 69.8135 | 3.7078 | 3.6077 | 3.7533 | 3.5046 | 3.4578 | 3.3679 | 3.7431 | 3.6402 | 4.2965 | 4.3097 | 3.8847 | 3.6101 | 3.3841 | 3.4377 | 3.0589 | 2.6137 | 2.2835 | 2.2642 | 2.2808 | 3.3096 | 3.6339 | 3.7615 | 3.2556 | 3.4726
Program Specific1-in-2Size: Over 200kWAll2022July Monthly Peak | Program Specific | 1-in-2 | Size: Over 200kW | All | 2022 | July Monthly Peak | 7 | 142.4288 | 138.2677 | 134.2339 | 134.2209 | 143.2111 | 166.3452 | 191.1743 | 210.2647 | 222.1131 | 229.6649 | 236.7229 | 236.4821 | 231.8524 | 232.8294 | 227.6026 | 218.6586 | 206.4581 | 193.5818 | 186.0208 | 180.9514 | 178.8711 | 171.4309 | 159.5964 | 152.2475 | -0.99185 | -1.4553 | -0.95791 | -2.0158 | -2.7481 | -2.3873 | -2.3888 | -2.7436 | -2.8565 | -3.4521 | -2.2157 | -2.2784 | -1.0986 | 1.6287 | 10.3754 | 10.7825 | 11.0551 | 9.9991 | 3.6562 | 1.8153 | 1.1917 | 1.7598 | 1.4951 | 1.2149 | 69.7904 | 69.0251 | 68.3691 | 67.7092 | 67.0604 | 66.5862 | 66.3393 | 66.733 | 69.1272 | 73.0892 | 77.9949 | 81.6933 | 84.6614 | 87.0403 | 88.7999 | 89.3323 | 89.5298 | 88.6786 | 87.2233 | 84.9671 | 81.3394 | 77.4562 | 74.9669 | 73.4559 | 3.7516 | 3.6323 | 3.7899 | 3.5616 | 3.5219 | 3.4482 | 3.8058 | 3.652 | 4.2562 | 4.248 | 3.7971 | 3.5247 | 3.3084 | 3.3537 | 2.9849 | 2.5743 | 2.27 | 2.2629 | 2.289 | 3.3224 | 3.6493 | 3.7723 | 3.2642 | 3.4825
Program Specific1-in-2Size: Over 200kWAll2022August Monthly Peak | Program Specific | 1-in-2 | Size: Over 200kW | All | 2022 | August Monthly Peak | 8 | 144.9808 | 140.8738 | 136.6504 | 136.4524 | 146.0379 | 171.0873 | 199.6998 | 222.26 | 239.038 | 249.5822 | 259.385 | 260.4984 | 256.4618 | 258.1535 | 252.0162 | 238.465 | 221.7461 | 205.5686 | 195.4619 | 191.2537 | 186.852 | 176.747 | 164.2554 | 156.1967 | -1.5617 | -2.1525 | -1.4413 | -1.9675 | -2.7636 | -2.6879 | -3.4362 | -2.9934 | -3.0939 | -3.7661 | -3.2982 | -3.7879 | -2.4876 | 0.15272 | 10.0512 | 10.9205 | 10.6373 | 9.8018 | 3.9479 | 1.4329 | 0.52369 | 1.3603 | 1.1632 | 1.0223 | 74.6438 | 73.6611 | 72.759 | 71.64 | 71.0509 | 70.3344 | 69.891 | 70.0256 | 72.5838 | 77.5521 | 82.5706 | 86.7346 | 89.7372 | 91.8471 | 93.1491 | 93.3043 | 93.468 | 92.3135 | 90.3179 | 87.5609 | 83.4112 | 80.3041 | 78.42 | 76.7365 | 3.8752 | 3.7552 | 3.9135 | 3.6774 | 3.6436 | 3.5924 | 4.0214 | 3.9116 | 4.6506 | 4.6962 | 4.2276 | 3.957 | 3.7348 | 3.7998 | 3.3753 | 2.8601 | 2.4773 | 2.4412 | 2.4388 | 3.5742 | 3.8752 | 3.9447 | 3.4056 | 3.6134
Program Specific1-in-2Size: Over 200kWAll2022September Monthly Peak | Program Specific | 1-in-2 | Size: Over 200kW | All | 2022 | September Monthly Peak | 9 | 142.3841 | 138.5013 | 133.9081 | 134.5518 | 144.4742 | 169.861 | 200.2917 | 221.5182 | 239.6091 | 249.7559 | 258.274 | 258.9999 | 254.655 | 256.7207 | 250.1021 | 235.3333 | 218.2599 | 202.1638 | 193.6834 | 191.3957 | 184.1792 | 174.3627 | 161.8172 | 153.6109 | -1.2007 | -1.6837 | -1.1141 | -2.1024 | -2.8482 | -2.5463 | -2.6781 | -2.9696 | -3.0811 | -3.7757 | -2.5144 | -2.6321 | -1.337 | 1.5757 | 11.1392 | 11.4252 | 11.5357 | 10.3444 | 3.8995 | 1.8942 | 1.1329 | 1.6993 | 1.407 | 1.1219 | 69.6318 | 68.5558 | 67.7987 | 67.0508 | 66.5138 | 65.9381 | 65.9003 | 65.753 | 67.5229 | 72.5309 | 78.7349 | 84.0031 | 88.3704 | 90.9519 | 92.0684 | 92.2836 | 91.8346 | 90.5782 | 88.079 | 84.5071 | 80.9623 | 78.6191 | 77.0745 | 75.7822 | 3.7591 | 3.6438 | 3.7887 | 3.5812 | 3.5624 | 3.5161 | 3.9727 | 3.8462 | 4.6012 | 4.6298 | 4.156 | 3.8863 | 3.6634 | 3.7285 | 3.3085 | 2.7885 | 2.408 | 2.3723 | 2.3869 | 3.5277 | 3.7723 | 3.8484 | 3.3162 | 3.5132
Program Specific1-in-2Size: Over 200kWAll2022October Monthly Peak | Program Specific | 1-in-2 | Size: Over 200kW | All | 2022 | October Monthly Peak | 10 | 124.5029 | 121.589 | 117.3603 | 117.4408 | 125.8055 | 148.539 | 178.0683 | 196.7323 | 209.5867 | 217.9277 | 226.0813 | 229.6353 | 229.6047 | 231.7984 | 225.6558 | 211.9005 | 197.2004 | 189.1828 | 179.5671 | 171.4993 | 163.7 | 154.7176 | 143.2181 | 136.3642 | -0.75503 | -1.1855 | -0.75782 | -1.7625 | -2.3938 | -2.0788 | -2.0639 | -2.5335 | -2.5929 | -3.2695 | -1.9867 | -2.0349 | -0.86424 | 1.7936 | 10.2884 | 10.3861 | 10.6418 | 9.7333 | 3.5308 | 1.8361 | 1.187 | 1.6702 | 1.3915 | 1.1166 | 69.5874 | 68.7403 | 67.8105 | 67.0295 | 66.3118 | 65.4811 | 65.4785 | 66.0117 | 66.7584 | 71.0639 | 76.6951 | 81.9858 | 85.685 | 87.8714 | 89.341 | 89.5393 | 88.7396 | 87.2398 | 84.7564 | 81.0689 | 77.6057 | 74.9645 | 72.9243 | 71.3067 | 3.3197 | 3.2451 | 3.3681 | 3.1698 | 3.1475 | 3.123 | 3.6097 | 3.4703 | 4.0692 | 4.0882 | 3.6788 | 3.4786 | 3.3426 | 3.4076 | 3.0177 | 2.5367 | 2.1976 | 2.2423 | 2.2302 | 3.2148 | 3.4028 | 3.4725 | 2.9776 | 3.1774
Program Specific1-in-2Size: Over 200kWAll2022November Monthly Peak | Program Specific | 1-in-2 | Size: Over 200kW | All | 2022 | November Monthly Peak | 11 | 127.4644 | 124.3003 | 120.1841 | 119.6358 | 128.113 | 150.3737 | 176.3803 | 194.2156 | 205.9439 | 211.9947 | 218.4047 | 220.7067 | 219.3557 | 220.8771 | 214.526 | 200.9322 | 188.6965 | 182.8842 | 174.303 | 167.2595 | 161.0594 | 153.4788 | 141.9673 | 135.2366 | 0.02223 | -0.25911 | -0.10413 | -1.9507 | -2.5151 | -1.7803 | -0.62802 | -2.3763 | -2.4404 | -3.1496 | -0.65188 | -0.096163 | 1.0958 | 4.1128 | 11.7777 | 10.9897 | 12.0077 | 10.6335 | 3.3413 | 2.5595 | 2.2081 | 2.3005 | 1.8936 | 1.3752 | 58.9122 | 58.0931 | 57.3454 | 56.6419 | 55.9334 | 55.6486 | 55.2004 | 55.1316 | 58.798 | 63.7952 | 69.9327 | 75.1222 | 78.7331 | 80.2706 | 80.7864 | 80.2789 | 78.0918 | 73.9198 | 69.5271 | 66.9039 | 64.8839 | 63.2076 | 61.9877 | 60.8597 | 3.624 | 3.5339 | 3.6798 | 3.4492 | 3.4271 | 3.3819 | 3.8187 | 3.6644 | 4.2857 | 4.2386 | 3.7886 | 3.5649 | 3.4017 | 3.4556 | 3.0564 | 2.5614 | 2.2435 | 2.3117 | 2.3087 | 3.3381 | 3.5624 | 3.6689 | 3.1488 | 3.3642
Program Specific1-in-2Size: Over 200kWAll2022December Monthly Peak | Program Specific | 1-in-2 | Size: Over 200kW | All | 2022 | December Monthly Peak | 12 | 122.7381 | 119.649 | 116.2955 | 116.7889 | 125.2652 | 146.6925 | 174.1086 | 188.9495 | 197.2016 | 198.012 | 198.4792 | 195.5114 | 190.7641 | 189.0945 | 182.3324 | 172.5831 | 165.5906 | 163.8637 | 158.6402 | 154.3914 | 149.4088 | 142.9826 | 134.1441 | 128.7187 | 0.039185 | -0.24144 | -0.093708 | -1.8907 | -2.4433 | -1.7251 | -0.60805 | -2.2962 | -2.3145 | -2.9353 | -0.58901 | -0.083194 | 0.9557 | 3.519 | 10.0144 | 9.4153 | 10.507 | 9.4991 | 3.0535 | 2.3846 | 2.0617 | 2.1398 | 1.7894 | 1.3077 | 47.708 | 47.0275 | 46.0069 | 45.1319 | 44.4969 | 43.8226 | 43.6313 | 43.4063 | 43.8503 | 46.6292 | 49.188 | 51.273 | 52.8566 | 53.7855 | 54.3799 | 54.4344 | 53.8514 | 52.7432 | 51.2358 | 50.0365 | 49.127 | 48.2384 | 47.4374 | 46.5253 | 3.4827 | 3.3922 | 3.5459 | 3.3504 | 3.3367 | 3.298 | 3.7602 | 3.5554 | 4.0826 | 3.9563 | 3.4431 | 3.1591 | 2.9626 | 2.9654 | 2.598 | 2.2082 | 1.9776 | 2.0808 | 2.1094 | 3.1057 | 3.3231 | 3.4144 | 2.976 | 3.1994
Program Specific1-in-2Size: Over 200kWAll2022Typical Event Day | Program Specific | 1-in-2 | Size: Over 200kW | All | 2022 | Typical Event Day | 8 | 142.2936 | 138.3097 | 134.2291 | 134.0348 | 143.4711 | 167.6708 | 194.969 | 215.188 | 229.5933 | 238.5875 | 247.3452 | 248.2663 | 243.9817 | 245.7515 | 239.9851 | 227.5634 | 212.1263 | 197.2205 | 188.0615 | 184.4342 | 181.1112 | 172.1606 | 160.349 | 152.8568 | -1.0329 | -1.5141 | -0.9956 | -2.0165 | -2.7527 | -2.4222 | -2.4954 | -2.8109 | -2.9226 | -3.5802 | -2.3628 | -2.4672 | -1.2165 | 1.6081 | 10.8114 | 11.1421 | 11.282 | 10.1151 | 3.7205 | 1.8327 | 1.1568 | 1.7283 | 1.4654 | 1.1854 | 70.4165 | 69.4154 | 68.5674 | 67.7237 | 67.0786 | 66.4854 | 66.1663 | 66.4291 | 68.8498 | 73.3839 | 78.3802 | 82.5568 | 85.7757 | 88.0902 | 89.4591 | 89.8886 | 89.9967 | 89.0998 | 87.2913 | 84.4989 | 80.8168 | 77.5475 | 75.4618 | 73.947 | 3.7551 | 3.6392 | 3.7937 | 3.5619 | 3.5304 | 3.4739 | 3.8747 | 3.737 | 4.406 | 4.4228 | 3.9719 | 3.7151 | 3.4983 | 3.5614 | 3.1664 | 2.6908 | 2.3391 | 2.3121 | 2.3174 | 3.3977 | 3.7046 | 3.7901 | 3.2807 | 3.4919
Program Specific1-in-2Size: Over 200kWAll2023January Monthly Peak | Program Specific | 1-in-2 | Size: Over 200kW | All | 2023 | January Monthly Peak | 1 | 123.501 | 120.211 | 116.553 | 116.9794 | 125.6633 | 148.5872 | 178.6664 | 194.7812 | 202.6386 | 204.2627 | 206.6169 | 205.9819 | 203.0769 | 203.3002 | 196.5957 | 185.3648 | 174.9015 | 171.525 | 166.0258 | 160.9872 | 155.5266 | 148.6835 | 139.124 | 133.0705 | 0.017202 | -0.2649 | -0.10614 | -1.9022 | -2.4555 | -1.7427 | -0.62554 | -2.3635 | -2.3706 | -3.0216 | -0.61862 | -0.093745 | 1.0062 | 3.7773 | 10.7949 | 10.1194 | 11.1032 | 9.942 | 3.1786 | 2.4647 | 2.1342 | 2.2209 | 1.8524 | 1.351 | 51.9046 | 51.4189 | 51.071 | 50.6133 | 50.4088 | 49.9877 | 50.0909 | 49.9838 | 50.3451 | 51.7244 | 53.5645 | 55.1191 | 56.2892 | 57.2662 | 57.9192 | 57.8584 | 57.687 | 56.9922 | 55.594 | 54.2851 | 53.6181 | 53.2942 | 52.7804 | 51.9808 | 3.5084 | 3.4151 | 3.5604 | 3.3637 | 3.3486 | 3.333 | 3.8587 | 3.6639 | 4.1869 | 4.0668 | 3.5715 | 3.3133 | 3.1378 | 3.1732 | 2.7917 | 2.3626 | 2.0796 | 2.1697 | 2.2008 | 3.2181 | 3.4436 | 3.5439 | 3.0806 | 3.3066
Program Specific1-in-2Size: Over 200kWAll2023February Monthly Peak | Program Specific | 1-in-2 | Size: Over 200kW | All | 2023 | February Monthly Peak | 2 | 122.3346 | 119.1962 | 115.4864 | 115.8387 | 124.3848 | 146.8054 | 176.1497 | 191.686 | 199.4194 | 201.6628 | 204.6721 | 204.7839 | 202.3395 | 203.0056 | 196.6072 | 185.4182 | 174.756 | 171.0573 | 165.1565 | 159.808 | 154.389 | 147.66 | 137.979 | 132.052 | 0.0091325 | -0.26798 | -0.10955 | -1.8846 | -2.432 | -1.7244 | -0.62221 | -2.3296 | -2.3408 | -2.9856 | -0.61481 | -0.093926 | 1.0029 | 3.7755 | 10.8045 | 10.1353 | 11.1061 | 9.9221 | 3.1594 | 2.442 | 2.1166 | 2.2049 | 1.8359 | 1.34 | 51.564 | 51.1081 | 50.8695 | 50.5509 | 50.1045 | 49.9318 | 49.5473 | 49.8647 | 51.1883 | 54.5888 | 58.3348 | 61.4098 | 62.98 | 63.6493 | 64.1433 | 63.9086 | 63.5452 | 62.6694 | 60.684 | 58.6218 | 57.3872 | 56.438 | 55.4898 | 54.1999 | 3.4741 | 3.3856 | 3.5272 | 3.3286 | 3.3126 | 3.2912 | 3.8032 | 3.6023 | 4.1175 | 4.0122 | 3.5356 | 3.2924 | 3.1249 | 3.1668 | 2.791 | 2.3619 | 2.0766 | 2.1622 | 2.188 | 3.1907 | 3.4161 | 3.5198 | 3.0552 | 3.2816
Program Specific1-in-2Size: Over 200kWAll2023March Monthly Peak | Program Specific | 1-in-2 | Size: Over 200kW | All | 2023 | March Monthly Peak | 3 | 127.8645 | 123.8735 | 120.1113 | 119.19 | 127.0294 | 148.8798 | 175.7922 | 193.5298 | 203.1653 | 205.873 | 210.3631 | 211.0876 | 209.0385 | 211.1387 | 205.4888 | 194.773 | 183.1287 | 172.6132 | 166.2526 | 165.7505 | 162.5092 | 155.5126 | 144.4057 | 136.8963 | 0.012219 | -0.27503 | -0.11599 | -1.9344 | -2.4856 | -1.737 | -0.62556 | -2.3472 | -2.4012 | -3.0462 | -0.64424 | -0.105 | 1.024 | 3.9297 | 11.3026 | 10.6596 | 11.6245 | 10.015 | 3.1679 | 2.5154 | 2.219 | 2.3093 | 1.9136 | 1.3834 | 52.8352 | 51.9335 | 51.3316 | 51.0447 | 50.5296 | 50.163 | 49.8637 | 50.0601 | 51.8544 | 54.063 | 56.8927 | 59.7305 | 62.123 | 64.0462 | 65.1425 | 65.6853 | 65.4225 | 64.469 | 61.9536 | 58.8514 | 57.104 | 55.7326 | 54.5631 | 53.1785 | 3.6195 | 3.5043 | 3.6631 | 3.411 | 3.3753 | 3.3179 | 3.7726 | 3.6144 | 4.1734 | 4.0672 | 3.6137 | 3.3812 | 3.2147 | 3.2761 | 2.9048 | 2.4693 | 2.1665 | 2.1706 | 2.1969 | 3.2945 | 3.5846 | 3.6921 | 3.1893 | 3.3911
Program Specific1-in-2Size: Over 200kWAll2023April Monthly Peak | Program Specific | 1-in-2 | Size: Over 200kW | All | 2023 | April Monthly Peak | 4 | 127.1934 | 123.4862 | 119.4544 | 118.3263 | 125.9031 | 147.257 | 173.1818 | 191.2856 | 202.7549 | 208.7296 | 216.207 | 219.3644 | 218.9213 | 222.237 | 217.1008 | 205.405 | 191.8205 | 179.1262 | 170.7877 | 168.7433 | 164.6326 | 156.9103 | 145.0093 | 137.2906 | 0.0059128 | -0.27649 | -0.11665 | -1.9174 | -2.4605 | -1.7143 | -0.61852 | -2.3173 | -2.3981 | -3.0896 | -0.66337 | -0.10973 | 1.0721 | 4.1375 | 11.9458 | 11.2557 | 12.196 | 10.4061 | 3.2495 | 2.5535 | 2.2431 | 2.3299 | 1.9182 | 1.3844 | 62.4529 | 61.4301 | 60.59 | 59.8779 | 58.9733 | 58.3101 | 57.7586 | 57.7174 | 59.8638 | 63.8863 | 68.6985 | 73.4083 | 77.3327 | 79.7481 | 80.9584 | 81.4041 | 80.8513 | 80.0769 | 78.3203 | 75.7437 | 71.6352 | 69.0694 | 67.0272 | 65.1969 | 3.5988 | 3.4922 | 3.6402 | 3.3784 | 3.3387 | 3.2738 | 3.7108 | 3.5667 | 4.1612 | 4.1232 | 3.7116 | 3.5121 | 3.3659 | 3.4468 | 3.0685 | 2.6011 | 2.2661 | 2.2492 | 2.254 | 3.3457 | 3.6248 | 3.7255 | 3.1972 | 3.3938
Program Specific1-in-2Size: Over 200kWAll2023May Monthly Peak | Program Specific | 1-in-2 | Size: Over 200kW | All | 2023 | May Monthly Peak | 5 | 130.7628 | 127.3831 | 122.8612 | 122.2703 | 130.6857 | 152.4931 | 177.5849 | 199.6058 | 214.6016 | 222.6979 | 230.816 | 233.4602 | 231.6958 | 233.9543 | 228.3489 | 214.6806 | 199.9828 | 186.0019 | 176.5966 | 172.086 | 169.1719 | 161.4815 | 149.9893 | 142.4323 | -0.18553 | -0.50104 | -0.28162 | -1.9457 | -2.5424 | -1.8634 | -0.98188 | -2.4613 | -2.6278 | -3.3241 | -1.0306 | -0.59155 | 0.62054 | 3.7262 | 12.0268 | 11.4547 | 12.2117 | 10.513 | 3.3614 | 2.4049 | 2.0449 | 2.2396 | 1.8696 | 1.3854 | 64.9154 | 63.8328 | 62.7817 | 61.9074 | 61.1703 | 60.2537 | 59.7779 | 60.3476 | 63.179 | 66.8659 | 70.9834 | 75.051 | 78.7218 | 81.2075 | 82.7252 | 83.3724 | 83.4801 | 82.6837 | 80.7763 | 78.207 | 74.1362 | 70.934 | 69.1767 | 67.5754 | 3.5989 | 3.5035 | 3.6399 | 3.4013 | 3.3715 | 3.3006 | 3.6942 | 3.6263 | 4.3078 | 4.3084 | 3.8872 | 3.663 | 3.4906 | 3.5595 | 3.1641 | 2.6622 | 2.3114 | 2.2836 | 2.2746 | 3.3247 | 3.6129 | 3.7243 | 3.215 | 3.4182
Program Specific1-in-2Size: Over 200kWAll2023June Monthly Peak | Program Specific | 1-in-2 | Size: Over 200kW | All | 2023 | June Monthly Peak | 6 | 138.3594 | 134.7528 | 130.2515 | 129.6399 | 138.0287 | 159.8498 | 184.5383 | 205.0585 | 218.756 | 227.0253 | 235.3254 | 235.7026 | 231.0438 | 232.3826 | 227.2201 | 216.7383 | 203.1844 | 189.6972 | 181.801 | 176.538 | 174.5807 | 167.6393 | 156.1456 | 148.8629 | -0.43754 | -0.81912 | -0.50578 | -1.9724 | -2.6316 | -2.056 | -1.5179 | -2.5699 | -2.7446 | -3.4087 | -1.5167 | -1.2859 | -0.089174 | 2.8417 | 11.2907 | 11.2045 | 11.7724 | 10.3289 | 3.4718 | 2.1704 | 1.7356 | 2.0993 | 1.7788 | 1.3752 | 67.6 | 66.4199 | 65.3427 | 64.4947 | 63.6893 | 63.0829 | 62.5346 | 63.2049 | 66.1654 | 70.3636 | 74.2204 | 77.7963 | 80.3337 | 82.5214 | 83.8192 | 84.634 | 85.1543 | 84.8287 | 83.545 | 80.9603 | 77.5541 | 73.8106 | 71.3856 | 69.8135 | 3.7078 | 3.6077 | 3.7533 | 3.5046 | 3.4578 | 3.3679 | 3.7431 | 3.6402 | 4.2965 | 4.3097 | 3.8847 | 3.6101 | 3.3841 | 3.4377 | 3.0589 | 2.6137 | 2.2835 | 2.2642 | 2.2808 | 3.3096 | 3.6339 | 3.7615 | 3.2556 | 3.4726
Program Specific1-in-2Size: Over 200kWAll2023July Monthly Peak | Program Specific | 1-in-2 | Size: Over 200kW | All | 2023 | July Monthly Peak | 7 | 142.4288 | 138.2677 | 134.2339 | 134.2209 | 143.2111 | 166.3452 | 191.1743 | 210.2647 | 222.1131 | 229.6649 | 236.7229 | 236.4821 | 231.8524 | 232.8294 | 227.6026 | 218.6586 | 206.4581 | 193.5818 | 186.0208 | 180.9514 | 178.8711 | 171.4309 | 159.5964 | 152.2475 | -0.99185 | -1.4553 | -0.95791 | -2.0158 | -2.7481 | -2.3873 | -2.3888 | -2.7436 | -2.8565 | -3.4521 | -2.2157 | -2.2784 | -1.0986 | 1.6287 | 10.3754 | 10.7825 | 11.0551 | 9.9991 | 3.6562 | 1.8153 | 1.1917 | 1.7598 | 1.4951 | 1.2149 | 69.7904 | 69.0251 | 68.3691 | 67.7092 | 67.0604 | 66.5862 | 66.3393 | 66.733 | 69.1272 | 73.0892 | 77.9949 | 81.6933 | 84.6614 | 87.0403 | 88.7999 | 89.3323 | 89.5298 | 88.6786 | 87.2233 | 84.9671 | 81.3394 | 77.4562 | 74.9669 | 73.4559 | 3.7516 | 3.6323 | 3.7899 | 3.5616 | 3.5219 | 3.4482 | 3.8058 | 3.652 | 4.2562 | 4.248 | 3.7971 | 3.5247 | 3.3084 | 3.3537 | 2.9849 | 2.5743 | 2.27 | 2.2629 | 2.289 | 3.3224 | 3.6493 | 3.7723 | 3.2642 | 3.4825
Program Specific1-in-2Size: Over 200kWAll2023August Monthly Peak | Program Specific | 1-in-2 | Size: Over 200kW | All | 2023 | August Monthly Peak | 8 | 144.9808 | 140.8738 | 136.6504 | 136.4524 | 146.0379 | 171.0873 | 199.6998 | 222.26 | 239.038 | 249.5822 | 259.385 | 260.4984 | 256.4618 | 258.1535 | 252.0162 | 238.465 | 221.7461 | 205.5686 | 195.4619 | 191.2537 | 186.852 | 176.747 | 164.2554 | 156.1967 | -1.5617 | -2.1525 | -1.4413 | -1.9675 | -2.7636 | -2.6879 | -3.4362 | -2.9934 | -3.0939 | -3.7661 | -3.2982 | -3.7879 | -2.4876 | 0.15272 | 10.0512 | 10.9205 | 10.6373 | 9.8018 | 3.9479 | 1.4329 | 0.52369 | 1.3603 | 1.1632 | 1.0223 | 74.6438 | 73.6611 | 72.759 | 71.64 | 71.0509 | 70.3344 | 69.891 | 70.0256 | 72.5838 | 77.5521 | 82.5706 | 86.7346 | 89.7372 | 91.8471 | 93.1491 | 93.3043 | 93.468 | 92.3135 | 90.3179 | 87.5609 | 83.4112 | 80.3041 | 78.42 | 76.7365 | 3.8752 | 3.7552 | 3.9135 | 3.6774 | 3.6436 | 3.5924 | 4.0214 | 3.9116 | 4.6506 | 4.6962 | 4.2276 | 3.957 | 3.7348 | 3.7998 | 3.3753 | 2.8601 | 2.4773 | 2.4412 | 2.4388 | 3.5742 | 3.8752 | 3.9447 | 3.4056 | 3.6134
Program Specific1-in-2Size: Over 200kWAll2023September Monthly Peak | Program Specific | 1-in-2 | Size: Over 200kW | All | 2023 | September Monthly Peak | 9 | 142.3841 | 138.5013 | 133.9081 | 134.5518 | 144.4742 | 169.861 | 200.2917 | 221.5182 | 239.6091 | 249.7559 | 258.274 | 258.9999 | 254.655 | 256.7207 | 250.1021 | 235.3333 | 218.2599 | 202.1638 | 193.6834 | 191.3957 | 184.1792 | 174.3627 | 161.8172 | 153.6109 | -1.2007 | -1.6837 | -1.1141 | -2.1024 | -2.8482 | -2.5463 | -2.6781 | -2.9696 | -3.0811 | -3.7757 | -2.5144 | -2.6321 | -1.337 | 1.5757 | 11.1392 | 11.4252 | 11.5357 | 10.3444 | 3.8995 | 1.8942 | 1.1329 | 1.6993 | 1.407 | 1.1219 | 69.6318 | 68.5558 | 67.7987 | 67.0508 | 66.5138 | 65.9381 | 65.9003 | 65.753 | 67.5229 | 72.5309 | 78.7349 | 84.0031 | 88.3704 | 90.9518 | 92.0684 | 92.2836 | 91.8346 | 90.5782 | 88.079 | 84.5071 | 80.9623 | 78.6191 | 77.0745 | 75.7822 | 3.7591 | 3.6438 | 3.7887 | 3.5812 | 3.5624 | 3.5161 | 3.9727 | 3.8462 | 4.6012 | 4.6298 | 4.156 | 3.8863 | 3.6634 | 3.7285 | 3.3085 | 2.7885 | 2.408 | 2.3723 | 2.3869 | 3.5277 | 3.7723 | 3.8484 | 3.3162 | 3.5132
Program Specific1-in-2Size: Over 200kWAll2023October Monthly Peak | Program Specific | 1-in-2 | Size: Over 200kW | All | 2023 | October Monthly Peak | 10 | 124.5029 | 121.589 | 117.3603 | 117.4408 | 125.8055 | 148.539 | 178.0683 | 196.7323 | 209.5867 | 217.9277 | 226.0813 | 229.6353 | 229.6047 | 231.7984 | 225.6558 | 211.9005 | 197.2004 | 189.1828 | 179.5671 | 171.4993 | 163.7 | 154.7176 | 143.2181 | 136.3641 | -0.75503 | -1.1855 | -0.75782 | -1.7625 | -2.3938 | -2.0788 | -2.0639 | -2.5335 | -2.5929 | -3.2695 | -1.9867 | -2.0349 | -0.86424 | 1.7936 | 10.2884 | 10.3861 | 10.6418 | 9.7333 | 3.5308 | 1.8361 | 1.187 | 1.6702 | 1.3915 | 1.1166 | 69.5874 | 68.7403 | 67.8104 | 67.0295 | 66.3118 | 65.4811 | 65.4785 | 66.0117 | 66.7584 | 71.0639 | 76.6951 | 81.9858 | 85.685 | 87.8714 | 89.341 | 89.5393 | 88.7396 | 87.2398 | 84.7564 | 81.0689 | 77.6057 | 74.9645 | 72.9243 | 71.3067 | 3.3197 | 3.2451 | 3.3681 | 3.1698 | 3.1475 | 3.123 | 3.6097 | 3.4703 | 4.0692 | 4.0882 | 3.6788 | 3.4786 | 3.3426 | 3.4076 | 3.0177 | 2.5367 | 2.1976 | 2.2423 | 2.2302 | 3.2148 | 3.4028 | 3.4725 | 2.9776 | 3.1774
Program Specific1-in-2Size: Over 200kWAll2023November Monthly Peak | Program Specific | 1-in-2 | Size: Over 200kW | All | 2023 | November Monthly Peak | 11 | 127.4644 | 124.3003 | 120.1841 | 119.6358 | 128.113 | 150.3737 | 176.3803 | 194.2156 | 205.9439 | 211.9947 | 218.4047 | 220.7067 | 219.3557 | 220.8771 | 214.526 | 200.9322 | 188.6965 | 182.8842 | 174.303 | 167.2595 | 161.0594 | 153.4788 | 141.9673 | 135.2366 | 0.02223 | -0.25911 | -0.10413 | -1.9507 | -2.5151 | -1.7803 | -0.62802 | -2.3763 | -2.4404 | -3.1496 | -0.65188 | -0.096163 | 1.0958 | 4.1128 | 11.7777 | 10.9897 | 12.0077 | 10.6335 | 3.3413 | 2.5595 | 2.2081 | 2.3005 | 1.8936 | 1.3752 | 58.9122 | 58.0931 | 57.3454 | 56.6419 | 55.9334 | 55.6486 | 55.2004 | 55.1316 | 58.798 | 63.7952 | 69.9327 | 75.1222 | 78.7331 | 80.2706 | 80.7864 | 80.2789 | 78.0918 | 73.9198 | 69.5271 | 66.9039 | 64.8839 | 63.2076 | 61.9877 | 60.8597 | 3.624 | 3.5339 | 3.6798 | 3.4492 | 3.4271 | 3.3819 | 3.8187 | 3.6644 | 4.2857 | 4.2386 | 3.7886 | 3.5649 | 3.4017 | 3.4556 | 3.0564 | 2.5614 | 2.2435 | 2.3117 | 2.3087 | 3.3381 | 3.5624 | 3.6689 | 3.1488 | 3.3642
Program Specific1-in-2Size: Over 200kWAll2023December Monthly Peak | Program Specific | 1-in-2 | Size: Over 200kW | All | 2023 | December Monthly Peak | 12 | 122.7381 | 119.649 | 116.2954 | 116.7889 | 125.2652 | 146.6925 | 174.1086 | 188.9495 | 197.2016 | 198.012 | 198.4792 | 195.5114 | 190.7641 | 189.0945 | 182.3324 | 172.5831 | 165.5906 | 163.8637 | 158.6402 | 154.3914 | 149.4088 | 142.9826 | 134.1441 | 128.7187 | 0.039185 | -0.24144 | -0.093708 | -1.8907 | -2.4433 | -1.7251 | -0.60805 | -2.2962 | -2.3145 | -2.9353 | -0.58901 | -0.083194 | 0.9557 | 3.519 | 10.0144 | 9.4153 | 10.507 | 9.4991 | 3.0535 | 2.3846 | 2.0617 | 2.1398 | 1.7894 | 1.3077 | 47.708 | 47.0274 | 46.0069 | 45.1319 | 44.4969 | 43.8226 | 43.6313 | 43.4063 | 43.8503 | 46.6292 | 49.188 | 51.273 | 52.8566 | 53.7855 | 54.3799 | 54.4344 | 53.8514 | 52.7432 | 51.2358 | 50.0365 | 49.127 | 48.2384 | 47.4374 | 46.5253 | 3.4827 | 3.3922 | 3.5459 | 3.3504 | 3.3367 | 3.298 | 3.7602 | 3.5554 | 4.0826 | 3.9563 | 3.4431 | 3.1591 | 2.9626 | 2.9654 | 2.598 | 2.2082 | 1.9776 | 2.0808 | 2.1094 | 3.1057 | 3.3231 | 3.4144 | 2.976 | 3.1994
Program Specific1-in-2Size: Over 200kWAll2023Typical Event Day | Program Specific | 1-in-2 | Size: Over 200kW | All | 2023 | Typical Event Day | 8 | 142.2936 | 138.3097 | 134.2291 | 134.0348 | 143.4711 | 167.6708 | 194.969 | 215.188 | 229.5933 | 238.5875 | 247.3452 | 248.2663 | 243.9817 | 245.7515 | 239.9851 | 227.5634 | 212.1263 | 197.2205 | 188.0615 | 184.4342 | 181.1112 | 172.1606 | 160.349 | 152.8568 | -1.0329 | -1.5141 | -0.9956 | -2.0165 | -2.7527 | -2.4222 | -2.4954 | -2.8109 | -2.9226 | -3.5802 | -2.3628 | -2.4672 | -1.2165 | 1.6081 | 10.8114 | 11.1421 | 11.282 | 10.1151 | 3.7205 | 1.8327 | 1.1568 | 1.7283 | 1.4654 | 1.1854 | 70.4165 | 69.4154 | 68.5674 | 67.7237 | 67.0786 | 66.4854 | 66.1663 | 66.4291 | 68.8498 | 73.3839 | 78.3802 | 82.5568 | 85.7757 | 88.0902 | 89.4591 | 89.8886 | 89.9967 | 89.0998 | 87.2913 | 84.4989 | 80.8168 | 77.5475 | 75.4618 | 73.947 | 3.7551 | 3.6392 | 3.7937 | 3.5619 | 3.5304 | 3.4739 | 3.8747 | 3.737 | 4.406 | 4.4228 | 3.9719 | 3.7151 | 3.4983 | 3.5614 | 3.1664 | 2.6908 | 2.3391 | 2.3121 | 2.3174 | 3.3977 | 3.7046 | 3.7901 | 3.2807 | 3.4919
Program Specific1-in-2Size: Over 200kWAll2024January Monthly Peak | Program Specific | 1-in-2 | Size: Over 200kW | All | 2024 | January Monthly Peak | 1 | 123.501 | 120.211 | 116.553 | 116.9794 | 125.6633 | 148.5872 | 178.6664 | 194.7812 | 202.6386 | 204.2627 | 206.6169 | 205.9819 | 203.0769 | 203.3002 | 196.5957 | 185.3648 | 174.9015 | 171.525 | 166.0258 | 160.9872 | 155.5266 | 148.6835 | 139.124 | 133.0705 | 0.017202 | -0.2649 | -0.10614 | -1.9022 | -2.4555 | -1.7427 | -0.62554 | -2.3635 | -2.3706 | -3.0216 | -0.61862 | -0.093745 | 1.0062 | 3.7773 | 10.7949 | 10.1194 | 11.1032 | 9.942 | 3.1786 | 2.4647 | 2.1342 | 2.2209 | 1.8524 | 1.351 | 51.9046 | 51.4189 | 51.071 | 50.6133 | 50.4088 | 49.9877 | 50.0909 | 49.9838 | 50.3451 | 51.7244 | 53.5645 | 55.1191 | 56.2892 | 57.2662 | 57.9192 | 57.8584 | 57.687 | 56.9922 | 55.594 | 54.2851 | 53.6181 | 53.2942 | 52.7804 | 51.9808 | 3.5084 | 3.4151 | 3.5604 | 3.3637 | 3.3486 | 3.333 | 3.8587 | 3.6639 | 4.1869 | 4.0668 | 3.5715 | 3.3133 | 3.1378 | 3.1732 | 2.7917 | 2.3626 | 2.0796 | 2.1697 | 2.2008 | 3.2181 | 3.4436 | 3.5439 | 3.0806 | 3.3066
Program Specific1-in-2Size: Over 200kWAll2024February Monthly Peak | Program Specific | 1-in-2 | Size: Over 200kW | All | 2024 | February Monthly Peak | 2 | 122.3346 | 119.1962 | 115.4864 | 115.8387 | 124.3848 | 146.8054 | 176.1497 | 191.686 | 199.4194 | 201.6628 | 204.6721 | 204.7839 | 202.3395 | 203.0056 | 196.6072 | 185.4182 | 174.756 | 171.0573 | 165.1565 | 159.808 | 154.389 | 147.66 | 137.979 | 132.052 | 0.0091325 | -0.26798 | -0.10955 | -1.8846 | -2.432 | -1.7244 | -0.62221 | -2.3296 | -2.3408 | -2.9856 | -0.61481 | -0.093926 | 1.0029 | 3.7755 | 10.8045 | 10.1353 | 11.1061 | 9.9221 | 3.1594 | 2.442 | 2.1166 | 2.2049 | 1.8359 | 1.34 | 51.564 | 51.1081 | 50.8695 | 50.5509 | 50.1045 | 49.9318 | 49.5473 | 49.8647 | 51.1883 | 54.5888 | 58.3348 | 61.4098 | 62.98 | 63.6493 | 64.1433 | 63.9086 | 63.5452 | 62.6694 | 60.684 | 58.6218 | 57.3872 | 56.438 | 55.4898 | 54.1999 | 3.4741 | 3.3856 | 3.5272 | 3.3286 | 3.3126 | 3.2912 | 3.8032 | 3.6023 | 4.1175 | 4.0122 | 3.5356 | 3.2924 | 3.1249 | 3.1668 | 2.791 | 2.3619 | 2.0766 | 2.1622 | 2.188 | 3.1907 | 3.4161 | 3.5198 | 3.0552 | 3.2816
Program Specific1-in-2Size: Over 200kWAll2024March Monthly Peak | Program Specific | 1-in-2 | Size: Over 200kW | All | 2024 | March Monthly Peak | 3 | 127.8645 | 123.8735 | 120.1113 | 119.19 | 127.0294 | 148.8798 | 175.7922 | 193.5298 | 203.1653 | 205.873 | 210.3631 | 211.0876 | 209.0384 | 211.1387 | 205.4888 | 194.773 | 183.1287 | 172.6132 | 166.2526 | 165.7505 | 162.5092 | 155.5126 | 144.4057 | 136.8963 | 0.012219 | -0.27503 | -0.11599 | -1.9344 | -2.4856 | -1.737 | -0.62556 | -2.3472 | -2.4012 | -3.0462 | -0.64424 | -0.105 | 1.024 | 3.9297 | 11.3026 | 10.6596 | 11.6245 | 10.015 | 3.1679 | 2.5154 | 2.219 | 2.3093 | 1.9136 | 1.3834 | 52.8352 | 51.9335 | 51.3316 | 51.0447 | 50.5296 | 50.163 | 49.8637 | 50.0601 | 51.8544 | 54.063 | 56.8927 | 59.7305 | 62.123 | 64.0462 | 65.1425 | 65.6853 | 65.4225 | 64.469 | 61.9536 | 58.8514 | 57.104 | 55.7326 | 54.5631 | 53.1785 | 3.6195 | 3.5043 | 3.6631 | 3.411 | 3.3753 | 3.3179 | 3.7726 | 3.6144 | 4.1734 | 4.0672 | 3.6137 | 3.3812 | 3.2147 | 3.2761 | 2.9048 | 2.4693 | 2.1665 | 2.1706 | 2.1969 | 3.2945 | 3.5846 | 3.6921 | 3.1893 | 3.3911
Program Specific1-in-2Size: Over 200kWAll2024April Monthly Peak | Program Specific | 1-in-2 | Size: Over 200kW | All | 2024 | April Monthly Peak | 4 | 127.1934 | 123.4862 | 119.4544 | 118.3263 | 125.9031 | 147.257 | 173.1818 | 191.2856 | 202.7549 | 208.7296 | 216.207 | 219.3644 | 218.9213 | 222.237 | 217.1008 | 205.405 | 191.8205 | 179.1262 | 170.7877 | 168.7433 | 164.6326 | 156.9103 | 145.0093 | 137.2906 | 0.0059128 | -0.27649 | -0.11665 | -1.9174 | -2.4605 | -1.7143 | -0.61852 | -2.3173 | -2.3981 | -3.0896 | -0.66337 | -0.10973 | 1.0721 | 4.1375 | 11.9458 | 11.2557 | 12.196 | 10.4061 | 3.2495 | 2.5535 | 2.2431 | 2.3299 | 1.9182 | 1.3844 | 62.4529 | 61.4301 | 60.59 | 59.8779 | 58.9733 | 58.3101 | 57.7586 | 57.7174 | 59.8638 | 63.8863 | 68.6985 | 73.4083 | 77.3327 | 79.7481 | 80.9584 | 81.4041 | 80.8513 | 80.0769 | 78.3203 | 75.7437 | 71.6352 | 69.0694 | 67.0272 | 65.1968 | 3.5988 | 3.4922 | 3.6402 | 3.3784 | 3.3387 | 3.2738 | 3.7108 | 3.5667 | 4.1612 | 4.1232 | 3.7116 | 3.5121 | 3.3659 | 3.4468 | 3.0685 | 2.6011 | 2.2661 | 2.2492 | 2.254 | 3.3457 | 3.6248 | 3.7255 | 3.1972 | 3.3938
Program Specific1-in-2Size: Over 200kWAll2024May Monthly Peak | Program Specific | 1-in-2 | Size: Over 200kW | All | 2024 | May Monthly Peak | 5 | 130.7628 | 127.3831 | 122.8612 | 122.2703 | 130.6857 | 152.4931 | 177.5849 | 199.6058 | 214.6016 | 222.6979 | 230.816 | 233.4602 | 231.6958 | 233.9543 | 228.3489 | 214.6806 | 199.9828 | 186.0019 | 176.5966 | 172.086 | 169.1719 | 161.4815 | 149.9893 | 142.4324 | -0.18553 | -0.50104 | -0.28162 | -1.9457 | -2.5424 | -1.8634 | -0.98187 | -2.4613 | -2.6278 | -3.3241 | -1.0306 | -0.59155 | 0.62054 | 3.7262 | 12.0268 | 11.4547 | 12.2117 | 10.513 | 3.3614 | 2.4049 | 2.0449 | 2.2396 | 1.8696 | 1.3854 | 64.9154 | 63.8328 | 62.7817 | 61.9074 | 61.1703 | 60.2537 | 59.7779 | 60.3476 | 63.179 | 66.8659 | 70.9834 | 75.051 | 78.7218 | 81.2075 | 82.7252 | 83.3724 | 83.4801 | 82.6837 | 80.7763 | 78.207 | 74.1362 | 70.934 | 69.1767 | 67.5754 | 3.5989 | 3.5035 | 3.6399 | 3.4013 | 3.3715 | 3.3006 | 3.6942 | 3.6263 | 4.3078 | 4.3084 | 3.8872 | 3.663 | 3.4906 | 3.5595 | 3.1641 | 2.6622 | 2.3114 | 2.2836 | 2.2746 | 3.3247 | 3.6129 | 3.7243 | 3.215 | 3.4182
Program Specific1-in-2Size: Over 200kWAll2024June Monthly Peak | Program Specific | 1-in-2 | Size: Over 200kW | All | 2024 | June Monthly Peak | 6 | 138.3594 | 134.7528 | 130.2515 | 129.6399 | 138.0287 | 159.8498 | 184.5383 | 205.0585 | 218.756 | 227.0253 | 235.3254 | 235.7026 | 231.0438 | 232.3826 | 227.2201 | 216.7383 | 203.1844 | 189.6972 | 181.801 | 176.538 | 174.5807 | 167.6393 | 156.1456 | 148.8629 | -0.43754 | -0.81912 | -0.50578 | -1.9724 | -2.6316 | -2.056 | -1.5179 | -2.5699 | -2.7446 | -3.4087 | -1.5167 | -1.2859 | -0.089174 | 2.8417 | 11.2907 | 11.2045 | 11.7724 | 10.3289 | 3.4718 | 2.1704 | 1.7356 | 2.0993 | 1.7788 | 1.3752 | 67.6 | 66.4199 | 65.3427 | 64.4947 | 63.6893 | 63.0829 | 62.5346 | 63.2049 | 66.1654 | 70.3636 | 74.2204 | 77.7963 | 80.3337 | 82.5214 | 83.8192 | 84.634 | 85.1543 | 84.8287 | 83.545 | 80.9603 | 77.5541 | 73.8106 | 71.3856 | 69.8135 | 3.7078 | 3.6077 | 3.7533 | 3.5046 | 3.4578 | 3.3679 | 3.7431 | 3.6402 | 4.2965 | 4.3097 | 3.8847 | 3.6101 | 3.3841 | 3.4377 | 3.0589 | 2.6137 | 2.2835 | 2.2642 | 2.2808 | 3.3096 | 3.6339 | 3.7615 | 3.2556 | 3.4726
Program Specific1-in-2Size: Over 200kWAll2024July Monthly Peak | Program Specific | 1-in-2 | Size: Over 200kW | All | 2024 | July Monthly Peak | 7 | 142.4288 | 138.2677 | 134.2339 | 134.2209 | 143.2111 | 166.3452 | 191.1743 | 210.2647 | 222.1131 | 229.6649 | 236.7229 | 236.4821 | 231.8524 | 232.8294 | 227.6026 | 218.6586 | 206.4581 | 193.5818 | 186.0208 | 180.9514 | 178.8711 | 171.4309 | 159.5964 | 152.2475 | -0.99185 | -1.4553 | -0.95791 | -2.0158 | -2.7481 | -2.3873 | -2.3888 | -2.7436 | -2.8565 | -3.4521 | -2.2157 | -2.2784 | -1.0986 | 1.6287 | 10.3754 | 10.7825 | 11.0551 | 9.9991 | 3.6562 | 1.8153 | 1.1917 | 1.7598 | 1.4951 | 1.2149 | 69.7904 | 69.0251 | 68.3691 | 67.7092 | 67.0604 | 66.5862 | 66.3393 | 66.733 | 69.1272 | 73.0892 | 77.9949 | 81.6933 | 84.6614 | 87.0403 | 88.7999 | 89.3323 | 89.5298 | 88.6786 | 87.2233 | 84.9671 | 81.3394 | 77.4562 | 74.9669 | 73.4559 | 3.7516 | 3.6323 | 3.7899 | 3.5616 | 3.5219 | 3.4482 | 3.8058 | 3.652 | 4.2562 | 4.248 | 3.7971 | 3.5247 | 3.3084 | 3.3537 | 2.9849 | 2.5743 | 2.27 | 2.2629 | 2.289 | 3.3224 | 3.6493 | 3.7723 | 3.2642 | 3.4825
Program Specific1-in-2Size: Over 200kWAll2024August Monthly Peak | Program Specific | 1-in-2 | Size: Over 200kW | All | 2024 | August Monthly Peak | 8 | 144.9808 | 140.8738 | 136.6504 | 136.4524 | 146.0379 | 171.0873 | 199.6998 | 222.26 | 239.038 | 249.5822 | 259.385 | 260.4984 | 256.4618 | 258.1535 | 252.0162 | 238.465 | 221.7461 | 205.5686 | 195.4619 | 191.2537 | 186.852 | 176.747 | 164.2554 | 156.1967 | -1.5617 | -2.1525 | -1.4413 | -1.9675 | -2.7636 | -2.6879 | -3.4362 | -2.9934 | -3.0939 | -3.7661 | -3.2982 | -3.7879 | -2.4876 | 0.15272 | 10.0512 | 10.9205 | 10.6373 | 9.8018 | 3.9479 | 1.4329 | 0.52369 | 1.3603 | 1.1632 | 1.0223 | 74.6438 | 73.6611 | 72.759 | 71.64 | 71.0509 | 70.3344 | 69.891 | 70.0256 | 72.5838 | 77.5521 | 82.5706 | 86.7346 | 89.7372 | 91.8471 | 93.1491 | 93.3043 | 93.468 | 92.3135 | 90.3179 | 87.5609 | 83.4112 | 80.3041 | 78.42 | 76.7365 | 3.8752 | 3.7552 | 3.9135 | 3.6774 | 3.6436 | 3.5924 | 4.0214 | 3.9116 | 4.6506 | 4.6962 | 4.2276 | 3.957 | 3.7348 | 3.7998 | 3.3753 | 2.8601 | 2.4773 | 2.4412 | 2.4388 | 3.5742 | 3.8752 | 3.9447 | 3.4056 | 3.6134
Program Specific1-in-2Size: Over 200kWAll2024September Monthly Peak | Program Specific | 1-in-2 | Size: Over 200kW | All | 2024 | September Monthly Peak | 9 | 142.3841 | 138.5013 | 133.9081 | 134.5518 | 144.4742 | 169.861 | 200.2917 | 221.5182 | 239.6092 | 249.7559 | 258.274 | 258.9999 | 254.655 | 256.7207 | 250.1021 | 235.3333 | 218.2599 | 202.1638 | 193.6834 | 191.3957 | 184.1792 | 174.3627 | 161.8172 | 153.6109 | -1.2007 | -1.6837 | -1.1141 | -2.1024 | -2.8482 | -2.5463 | -2.6781 | -2.9696 | -3.0811 | -3.7757 | -2.5144 | -2.6321 | -1.337 | 1.5757 | 11.1392 | 11.4252 | 11.5357 | 10.3444 | 3.8995 | 1.8942 | 1.1329 | 1.6993 | 1.407 | 1.1219 | 69.6318 | 68.5558 | 67.7987 | 67.0508 | 66.5138 | 65.9381 | 65.9003 | 65.753 | 67.5229 | 72.5309 | 78.7349 | 84.0031 | 88.3704 | 90.9518 | 92.0684 | 92.2836 | 91.8346 | 90.5782 | 88.079 | 84.5071 | 80.9623 | 78.6191 | 77.0745 | 75.7822 | 3.7591 | 3.6438 | 3.7887 | 3.5812 | 3.5624 | 3.5161 | 3.9727 | 3.8462 | 4.6012 | 4.6298 | 4.156 | 3.8863 | 3.6634 | 3.7285 | 3.3085 | 2.7885 | 2.408 | 2.3723 | 2.3869 | 3.5277 | 3.7723 | 3.8484 | 3.3162 | 3.5132
Program Specific1-in-2Size: Over 200kWAll2024October Monthly Peak | Program Specific | 1-in-2 | Size: Over 200kW | All | 2024 | October Monthly Peak | 10 | 124.5029 | 121.589 | 117.3603 | 117.4408 | 125.8055 | 148.539 | 178.0683 | 196.7323 | 209.5867 | 217.9277 | 226.0813 | 229.6353 | 229.6047 | 231.7984 | 225.6558 | 211.9005 | 197.2004 | 189.1828 | 179.5671 | 171.4993 | 163.7 | 154.7176 | 143.2181 | 136.3641 | -0.75503 | -1.1855 | -0.75782 | -1.7625 | -2.3938 | -2.0788 | -2.0639 | -2.5335 | -2.5929 | -3.2695 | -1.9867 | -2.0349 | -0.86424 | 1.7936 | 10.2884 | 10.3861 | 10.6418 | 9.7333 | 3.5308 | 1.8361 | 1.187 | 1.6702 | 1.3915 | 1.1166 | 69.5874 | 68.7403 | 67.8104 | 67.0295 | 66.3118 | 65.4811 | 65.4785 | 66.0117 | 66.7584 | 71.0639 | 76.6951 | 81.9858 | 85.685 | 87.8714 | 89.341 | 89.5393 | 88.7396 | 87.2398 | 84.7564 | 81.0689 | 77.6057 | 74.9645 | 72.9243 | 71.3067 | 3.3197 | 3.2451 | 3.3681 | 3.1698 | 3.1475 | 3.123 | 3.6097 | 3.4703 | 4.0692 | 4.0882 | 3.6788 | 3.4786 | 3.3426 | 3.4076 | 3.0177 | 2.5367 | 2.1976 | 2.2423 | 2.2302 | 3.2148 | 3.4028 | 3.4725 | 2.9776 | 3.1774
Program Specific1-in-2Size: Over 200kWAll2024November Monthly Peak | Program Specific | 1-in-2 | Size: Over 200kW | All | 2024 | November Monthly Peak | 11 | 127.4644 | 124.3003 | 120.1842 | 119.6358 | 128.113 | 150.3737 | 176.3803 | 194.2156 | 205.944 | 211.9947 | 218.4047 | 220.7067 | 219.3557 | 220.8771 | 214.526 | 200.9322 | 188.6965 | 182.8842 | 174.303 | 167.2595 | 161.0594 | 153.4788 | 141.9673 | 135.2366 | 0.02223 | -0.25911 | -0.10413 | -1.9507 | -2.5151 | -1.7803 | -0.62802 | -2.3763 | -2.4404 | -3.1496 | -0.65188 | -0.096163 | 1.0958 | 4.1128 | 11.7777 | 10.9897 | 12.0077 | 10.6335 | 3.3413 | 2.5595 | 2.2081 | 2.3005 | 1.8936 | 1.3752 | 58.9122 | 58.0931 | 57.3454 | 56.6419 | 55.9334 | 55.6486 | 55.2004 | 55.1316 | 58.798 | 63.7952 | 69.9327 | 75.1222 | 78.7331 | 80.2706 | 80.7864 | 80.2789 | 78.0918 | 73.9198 | 69.5271 | 66.9039 | 64.8839 | 63.2076 | 61.9877 | 60.8597 | 3.624 | 3.5339 | 3.6798 | 3.4492 | 3.4271 | 3.3819 | 3.8187 | 3.6644 | 4.2857 | 4.2386 | 3.7886 | 3.5649 | 3.4017 | 3.4556 | 3.0564 | 2.5614 | 2.2435 | 2.3117 | 2.3087 | 3.3381 | 3.5624 | 3.6689 | 3.1488 | 3.3642
Program Specific1-in-2Size: Over 200kWAll2024December Monthly Peak | Program Specific | 1-in-2 | Size: Over 200kW | All | 2024 | December Monthly Peak | 12 | 122.7381 | 119.649 | 116.2955 | 116.7889 | 125.2652 | 146.6925 | 174.1086 | 188.9495 | 197.2016 | 198.012 | 198.4792 | 195.5114 | 190.7641 | 189.0945 | 182.3324 | 172.5831 | 165.5906 | 163.8637 | 158.6402 | 154.3914 | 149.4088 | 142.9826 | 134.1441 | 128.7187 | 0.039185 | -0.24144 | -0.093708 | -1.8907 | -2.4433 | -1.7251 | -0.60805 | -2.2962 | -2.3145 | -2.9353 | -0.58901 | -0.083194 | 0.9557 | 3.519 | 10.0144 | 9.4153 | 10.507 | 9.4991 | 3.0535 | 2.3846 | 2.0617 | 2.1398 | 1.7894 | 1.3077 | 47.708 | 47.0275 | 46.0069 | 45.1319 | 44.4969 | 43.8226 | 43.6313 | 43.4063 | 43.8503 | 46.6292 | 49.188 | 51.273 | 52.8566 | 53.7855 | 54.3799 | 54.4344 | 53.8514 | 52.7432 | 51.2358 | 50.0365 | 49.127 | 48.2384 | 47.4374 | 46.5253 | 3.4827 | 3.3922 | 3.5459 | 3.3504 | 3.3367 | 3.298 | 3.7602 | 3.5554 | 4.0826 | 3.9563 | 3.4431 | 3.1591 | 2.9626 | 2.9654 | 2.598 | 2.2082 | 1.9776 | 2.0808 | 2.1094 | 3.1057 | 3.3231 | 3.4144 | 2.976 | 3.1994
Program Specific1-in-2Size: Over 200kWAll2024Typical Event Day | Program Specific | 1-in-2 | Size: Over 200kW | All | 2024 | Typical Event Day | 8 | 142.2936 | 138.3097 | 134.2291 | 134.0348 | 143.4711 | 167.6708 | 194.969 | 215.188 | 229.5933 | 238.5875 | 247.3452 | 248.2663 | 243.9817 | 245.7515 | 239.9851 | 227.5634 | 212.1263 | 197.2206 | 188.0615 | 184.4342 | 181.1112 | 172.1606 | 160.349 | 152.8568 | -1.0329 | -1.5141 | -0.9956 | -2.0165 | -2.7527 | -2.4222 | -2.4954 | -2.8109 | -2.9226 | -3.5802 | -2.3628 | -2.4672 | -1.2165 | 1.6081 | 10.8114 | 11.1421 | 11.282 | 10.1151 | 3.7205 | 1.8327 | 1.1568 | 1.7283 | 1.4654 | 1.1854 | 70.4165 | 69.4154 | 68.5674 | 67.7237 | 67.0786 | 66.4854 | 66.1663 | 66.4291 | 68.8498 | 73.3839 | 78.3802 | 82.5568 | 85.7757 | 88.0902 | 89.4591 | 89.8886 | 89.9967 | 89.0998 | 87.2913 | 84.4989 | 80.8168 | 77.5475 | 75.4618 | 73.947 | 3.7551 | 3.6392 | 3.7937 | 3.5619 | 3.5304 | 3.4739 | 3.8747 | 3.737 | 4.406 | 4.4228 | 3.9719 | 3.7151 | 3.4983 | 3.5614 | 3.1664 | 2.6908 | 2.3391 | 2.3121 | 2.3174 | 3.3977 | 3.7046 | 3.7901 | 3.2807 | 3.4919
Program Specific1-in-2Size: Over 200kWAll2025January Monthly Peak | Program Specific | 1-in-2 | Size: Over 200kW | All | 2025 | January Monthly Peak | 1 | 123.501 | 120.211 | 116.553 | 116.9794 | 125.6633 | 148.5872 | 178.6664 | 194.7813 | 202.6386 | 204.2627 | 206.6169 | 205.9819 | 203.0769 | 203.3002 | 196.5957 | 185.3648 | 174.9015 | 171.525 | 166.0258 | 160.9872 | 155.5266 | 148.6835 | 139.124 | 133.0705 | 0.017202 | -0.2649 | -0.10614 | -1.9022 | -2.4555 | -1.7427 | -0.62554 | -2.3635 | -2.3706 | -3.0216 | -0.61862 | -0.093745 | 1.0062 | 3.7773 | 10.7949 | 10.1194 | 11.1032 | 9.942 | 3.1786 | 2.4647 | 2.1342 | 2.2209 | 1.8524 | 1.351 | 51.9046 | 51.4189 | 51.071 | 50.6133 | 50.4088 | 49.9877 | 50.0909 | 49.9838 | 50.3451 | 51.7244 | 53.5645 | 55.1191 | 56.2892 | 57.2662 | 57.9192 | 57.8584 | 57.687 | 56.9922 | 55.594 | 54.2851 | 53.6181 | 53.2942 | 52.7804 | 51.9808 | 3.5084 | 3.4151 | 3.5604 | 3.3637 | 3.3486 | 3.333 | 3.8587 | 3.6639 | 4.1869 | 4.0668 | 3.5715 | 3.3133 | 3.1378 | 3.1732 | 2.7917 | 2.3626 | 2.0796 | 2.1697 | 2.2008 | 3.2181 | 3.4436 | 3.5439 | 3.0806 | 3.3066
Program Specific1-in-2Size: Over 200kWAll2025February Monthly Peak | Program Specific | 1-in-2 | Size: Over 200kW | All | 2025 | February Monthly Peak | 2 | 122.3346 | 119.1962 | 115.4864 | 115.8387 | 124.3848 | 146.8054 | 176.1496 | 191.686 | 199.4194 | 201.6628 | 204.6721 | 204.7839 | 202.3395 | 203.0056 | 196.6072 | 185.4182 | 174.756 | 171.0573 | 165.1565 | 159.808 | 154.389 | 147.66 | 137.979 | 132.052 | 0.0091326 | -0.26798 | -0.10955 | -1.8846 | -2.432 | -1.7244 | -0.62221 | -2.3296 | -2.3408 | -2.9856 | -0.61481 | -0.093926 | 1.0029 | 3.7755 | 10.8045 | 10.1353 | 11.1061 | 9.9221 | 3.1594 | 2.442 | 2.1166 | 2.2049 | 1.8359 | 1.34 | 51.564 | 51.1081 | 50.8695 | 50.5509 | 50.1045 | 49.9318 | 49.5473 | 49.8647 | 51.1883 | 54.5888 | 58.3348 | 61.4098 | 62.98 | 63.6493 | 64.1433 | 63.9086 | 63.5452 | 62.6694 | 60.684 | 58.6218 | 57.3872 | 56.438 | 55.4898 | 54.1999 | 3.4741 | 3.3856 | 3.5272 | 3.3286 | 3.3126 | 3.2912 | 3.8032 | 3.6023 | 4.1175 | 4.0122 | 3.5356 | 3.2924 | 3.1249 | 3.1669 | 2.791 | 2.3619 | 2.0766 | 2.1622 | 2.188 | 3.1907 | 3.4161 | 3.5198 | 3.0552 | 3.2816
Program Specific1-in-2Size: Over 200kWAll2025March Monthly Peak | Program Specific | 1-in-2 | Size: Over 200kW | All | 2025 | March Monthly Peak | 3 | 127.8645 | 123.8735 | 120.1113 | 119.19 | 127.0294 | 148.8798 | 175.7922 | 193.5298 | 203.1653 | 205.873 | 210.3631 | 211.0876 | 209.0385 | 211.1387 | 205.4888 | 194.773 | 183.1287 | 172.6132 | 166.2526 | 165.7505 | 162.5092 | 155.5126 | 144.4057 | 136.8963 | 0.012219 | -0.27503 | -0.11599 | -1.9344 | -2.4856 | -1.737 | -0.62556 | -2.3472 | -2.4012 | -3.0462 | -0.64424 | -0.105 | 1.024 | 3.9297 | 11.3026 | 10.6596 | 11.6245 | 10.015 | 3.1679 | 2.5154 | 2.219 | 2.3093 | 1.9136 | 1.3834 | 52.8352 | 51.9335 | 51.3316 | 51.0447 | 50.5296 | 50.163 | 49.8638 | 50.0601 | 51.8544 | 54.063 | 56.8927 | 59.7305 | 62.123 | 64.0462 | 65.1425 | 65.6853 | 65.4225 | 64.469 | 61.9536 | 58.8514 | 57.104 | 55.7326 | 54.5631 | 53.1785 | 3.6195 | 3.5043 | 3.6631 | 3.411 | 3.3753 | 3.3179 | 3.7726 | 3.6144 | 4.1734 | 4.0672 | 3.6137 | 3.3812 | 3.2147 | 3.2761 | 2.9048 | 2.4693 | 2.1665 | 2.1706 | 2.1969 | 3.2945 | 3.5846 | 3.6921 | 3.1893 | 3.3911
Program Specific1-in-2Size: Over 200kWAll2025April Monthly Peak | Program Specific | 1-in-2 | Size: Over 200kW | All | 2025 | April Monthly Peak | 4 | 127.1934 | 123.4862 | 119.4544 | 118.3263 | 125.9031 | 147.257 | 173.1818 | 191.2856 | 202.7549 | 208.7296 | 216.207 | 219.3644 | 218.9213 | 222.237 | 217.1008 | 205.405 | 191.8205 | 179.1262 | 170.7877 | 168.7433 | 164.6326 | 156.9103 | 145.0093 | 137.2906 | 0.0059128 | -0.27649 | -0.11665 | -1.9174 | -2.4605 | -1.7143 | -0.61852 | -2.3173 | -2.3981 | -3.0896 | -0.66337 | -0.10973 | 1.0721 | 4.1375 | 11.9458 | 11.2557 | 12.196 | 10.4061 | 3.2495 | 2.5535 | 2.2431 | 2.3299 | 1.9182 | 1.3844 | 62.4529 | 61.4301 | 60.59 | 59.8779 | 58.9733 | 58.3101 | 57.7586 | 57.7174 | 59.8638 | 63.8863 | 68.6985 | 73.4083 | 77.3327 | 79.7481 | 80.9584 | 81.4042 | 80.8513 | 80.0769 | 78.3203 | 75.7437 | 71.6352 | 69.0694 | 67.0272 | 65.1969 | 3.5988 | 3.4922 | 3.6402 | 3.3784 | 3.3387 | 3.2738 | 3.7108 | 3.5667 | 4.1612 | 4.1232 | 3.7116 | 3.5121 | 3.3659 | 3.4468 | 3.0685 | 2.6011 | 2.2661 | 2.2492 | 2.254 | 3.3457 | 3.6248 | 3.7255 | 3.1972 | 3.3938
Program Specific1-in-2Size: Over 200kWAll2025May Monthly Peak | Program Specific | 1-in-2 | Size: Over 200kW | All | 2025 | May Monthly Peak | 5 | 130.7628 | 127.3831 | 122.8612 | 122.2703 | 130.6857 | 152.4931 | 177.5849 | 199.6058 | 214.6016 | 222.6979 | 230.816 | 233.4602 | 231.6958 | 233.9543 | 228.3489 | 214.6806 | 199.9828 | 186.0019 | 176.5966 | 172.086 | 169.1719 | 161.4815 | 149.9893 | 142.4324 | -0.18553 | -0.50104 | -0.28162 | -1.9457 | -2.5424 | -1.8634 | -0.98187 | -2.4613 | -2.6278 | -3.3241 | -1.0306 | -0.59155 | 0.62054 | 3.7262 | 12.0268 | 11.4547 | 12.2117 | 10.513 | 3.3614 | 2.4049 | 2.0449 | 2.2396 | 1.8696 | 1.3854 | 64.9154 | 63.8328 | 62.7817 | 61.9074 | 61.1703 | 60.2537 | 59.7779 | 60.3476 | 63.179 | 66.8659 | 70.9834 | 75.051 | 78.7218 | 81.2075 | 82.7252 | 83.3724 | 83.4801 | 82.6837 | 80.7763 | 78.207 | 74.1362 | 70.934 | 69.1767 | 67.5754 | 3.5989 | 3.5035 | 3.6399 | 3.4013 | 3.3715 | 3.3006 | 3.6942 | 3.6263 | 4.3078 | 4.3084 | 3.8872 | 3.663 | 3.4906 | 3.5595 | 3.1641 | 2.6622 | 2.3114 | 2.2836 | 2.2746 | 3.3247 | 3.6129 | 3.7243 | 3.215 | 3.4182
Program Specific1-in-2Size: Over 200kWAll2025June Monthly Peak | Program Specific | 1-in-2 | Size: Over 200kW | All | 2025 | June Monthly Peak | 6 | 138.3594 | 134.7528 | 130.2515 | 129.6399 | 138.0287 | 159.8498 | 184.5383 | 205.0585 | 218.756 | 227.0253 | 235.3254 | 235.7026 | 231.0438 | 232.3826 | 227.2201 | 216.7384 | 203.1844 | 189.6972 | 181.801 | 176.538 | 174.5807 | 167.6393 | 156.1456 | 148.8629 | -0.43754 | -0.81912 | -0.50578 | -1.9724 | -2.6316 | -2.056 | -1.5179 | -2.5699 | -2.7446 | -3.4087 | -1.5167 | -1.2859 | -0.089174 | 2.8417 | 11.2907 | 11.2045 | 11.7724 | 10.3289 | 3.4718 | 2.1704 | 1.7356 | 2.0993 | 1.7788 | 1.3752 | 67.6 | 66.4199 | 65.3427 | 64.4947 | 63.6893 | 63.0829 | 62.5346 | 63.2049 | 66.1654 | 70.3636 | 74.2204 | 77.7963 | 80.3337 | 82.5214 | 83.8192 | 84.634 | 85.1543 | 84.8287 | 83.545 | 80.9603 | 77.5541 | 73.8106 | 71.3856 | 69.8135 | 3.7078 | 3.6077 | 3.7533 | 3.5046 | 3.4578 | 3.3679 | 3.7431 | 3.6402 | 4.2965 | 4.3097 | 3.8847 | 3.6101 | 3.3841 | 3.4377 | 3.0589 | 2.6137 | 2.2835 | 2.2642 | 2.2808 | 3.3096 | 3.6339 | 3.7615 | 3.2556 | 3.4726
Program Specific1-in-2Size: Over 200kWAll2025July Monthly Peak | Program Specific | 1-in-2 | Size: Over 200kW | All | 2025 | July Monthly Peak | 7 | 142.4288 | 138.2677 | 134.2339 | 134.2209 | 143.2111 | 166.3452 | 191.1743 | 210.2647 | 222.1131 | 229.6649 | 236.7229 | 236.4821 | 231.8524 | 232.8294 | 227.6026 | 218.6586 | 206.4581 | 193.5818 | 186.0208 | 180.9514 | 178.8711 | 171.4309 | 159.5964 | 152.2475 | -0.99185 | -1.4553 | -0.95791 | -2.0158 | -2.7481 | -2.3873 | -2.3888 | -2.7436 | -2.8565 | -3.4521 | -2.2157 | -2.2784 | -1.0986 | 1.6287 | 10.3754 | 10.7825 | 11.0551 | 9.9991 | 3.6562 | 1.8153 | 1.1917 | 1.7598 | 1.4951 | 1.2149 | 69.7904 | 69.0251 | 68.3691 | 67.7092 | 67.0604 | 66.5862 | 66.3393 | 66.733 | 69.1272 | 73.0892 | 77.9949 | 81.6933 | 84.6614 | 87.0403 | 88.7999 | 89.3323 | 89.5298 | 88.6786 | 87.2233 | 84.9671 | 81.3394 | 77.4562 | 74.9669 | 73.4559 | 3.7516 | 3.6323 | 3.7899 | 3.5616 | 3.5219 | 3.4482 | 3.8058 | 3.652 | 4.2562 | 4.248 | 3.7971 | 3.5247 | 3.3084 | 3.3537 | 2.9849 | 2.5743 | 2.27 | 2.2629 | 2.289 | 3.3224 | 3.6493 | 3.7723 | 3.2642 | 3.4825
Program Specific1-in-2Size: Over 200kWAll2025August Monthly Peak | Program Specific | 1-in-2 | Size: Over 200kW | All | 2025 | August Monthly Peak | 8 | 144.9808 | 140.8738 | 136.6504 | 136.4524 | 146.0379 | 171.0873 | 199.6998 | 222.26 | 239.038 | 249.5822 | 259.385 | 260.4984 | 256.4618 | 258.1535 | 252.0162 | 238.465 | 221.7461 | 205.5686 | 195.4619 | 191.2537 | 186.852 | 176.747 | 164.2554 | 156.1967 | -1.5617 | -2.1525 | -1.4413 | -1.9675 | -2.7636 | -2.6879 | -3.4362 | -2.9934 | -3.0939 | -3.7661 | -3.2982 | -3.7879 | -2.4876 | 0.15272 | 10.0512 | 10.9205 | 10.6373 | 9.8018 | 3.9479 | 1.4329 | 0.52369 | 1.3603 | 1.1632 | 1.0223 | 74.6438 | 73.6611 | 72.759 | 71.6401 | 71.0509 | 70.3344 | 69.891 | 70.0256 | 72.5838 | 77.5521 | 82.5706 | 86.7346 | 89.7372 | 91.8471 | 93.1491 | 93.3043 | 93.468 | 92.3135 | 90.3179 | 87.5609 | 83.4112 | 80.3041 | 78.42 | 76.7365 | 3.8752 | 3.7552 | 3.9135 | 3.6774 | 3.6436 | 3.5924 | 4.0214 | 3.9116 | 4.6506 | 4.6962 | 4.2276 | 3.957 | 3.7348 | 3.7998 | 3.3753 | 2.8601 | 2.4773 | 2.4412 | 2.4388 | 3.5742 | 3.8752 | 3.9447 | 3.4056 | 3.6134
Program Specific1-in-2Size: Over 200kWAll2025September Monthly Peak | Program Specific | 1-in-2 | Size: Over 200kW | All | 2025 | September Monthly Peak | 9 | 142.3841 | 138.5013 | 133.9081 | 134.5518 | 144.4742 | 169.861 | 200.2917 | 221.5182 | 239.6091 | 249.7559 | 258.274 | 258.9999 | 254.655 | 256.7207 | 250.1021 | 235.3333 | 218.2599 | 202.1638 | 193.6834 | 191.3957 | 184.1792 | 174.3627 | 161.8172 | 153.6109 | -1.2007 | -1.6837 | -1.1141 | -2.1024 | -2.8482 | -2.5463 | -2.6781 | -2.9696 | -3.0811 | -3.7757 | -2.5144 | -2.6321 | -1.337 | 1.5757 | 11.1392 | 11.4252 | 11.5357 | 10.3444 | 3.8995 | 1.8942 | 1.1329 | 1.6993 | 1.407 | 1.1219 | 69.6318 | 68.5558 | 67.7987 | 67.0508 | 66.5138 | 65.9381 | 65.9003 | 65.753 | 67.5229 | 72.5309 | 78.7349 | 84.0031 | 88.3704 | 90.9518 | 92.0684 | 92.2836 | 91.8346 | 90.5782 | 88.079 | 84.5071 | 80.9623 | 78.6191 | 77.0745 | 75.7822 | 3.7591 | 3.6438 | 3.7887 | 3.5812 | 3.5624 | 3.5161 | 3.9727 | 3.8462 | 4.6012 | 4.6298 | 4.156 | 3.8863 | 3.6634 | 3.7285 | 3.3085 | 2.7885 | 2.408 | 2.3723 | 2.3869 | 3.5277 | 3.7723 | 3.8484 | 3.3162 | 3.5132
Program Specific1-in-2Size: Over 200kWAll2025October Monthly Peak | Program Specific | 1-in-2 | Size: Over 200kW | All | 2025 | October Monthly Peak | 10 | 124.5029 | 121.589 | 117.3603 | 117.4408 | 125.8055 | 148.539 | 178.0683 | 196.7323 | 209.5867 | 217.9277 | 226.0813 | 229.6353 | 229.6047 | 231.7984 | 225.6558 | 211.9004 | 197.2004 | 189.1828 | 179.5671 | 171.4993 | 163.7 | 154.7176 | 143.2181 | 136.3642 | -0.75503 | -1.1855 | -0.75782 | -1.7625 | -2.3938 | -2.0788 | -2.0639 | -2.5335 | -2.5929 | -3.2695 | -1.9867 | -2.0349 | -0.86424 | 1.7936 | 10.2884 | 10.3861 | 10.6418 | 9.7333 | 3.5308 | 1.8361 | 1.187 | 1.6702 | 1.3915 | 1.1166 | 69.5874 | 68.7403 | 67.8104 | 67.0295 | 66.3118 | 65.4811 | 65.4785 | 66.0117 | 66.7584 | 71.0639 | 76.6951 | 81.9858 | 85.685 | 87.8714 | 89.341 | 89.5393 | 88.7396 | 87.2398 | 84.7564 | 81.0689 | 77.6057 | 74.9645 | 72.9243 | 71.3067 | 3.3197 | 3.2451 | 3.3681 | 3.1698 | 3.1475 | 3.123 | 3.6097 | 3.4703 | 4.0692 | 4.0882 | 3.6788 | 3.4786 | 3.3426 | 3.4076 | 3.0177 | 2.5367 | 2.1976 | 2.2423 | 2.2302 | 3.2148 | 3.4028 | 3.4725 | 2.9776 | 3.1774
Program Specific1-in-2Size: Over 200kWAll2025November Monthly Peak | Program Specific | 1-in-2 | Size: Over 200kW | All | 2025 | November Monthly Peak | 11 | 127.4644 | 124.3003 | 120.1841 | 119.6358 | 128.113 | 150.3737 | 176.3803 | 194.2156 | 205.944 | 211.9947 | 218.4047 | 220.7067 | 219.3557 | 220.8771 | 214.526 | 200.9322 | 188.6965 | 182.8842 | 174.303 | 167.2595 | 161.0594 | 153.4788 | 141.9673 | 135.2366 | 0.02223 | -0.25911 | -0.10413 | -1.9507 | -2.5151 | -1.7803 | -0.62802 | -2.3763 | -2.4404 | -3.1496 | -0.65188 | -0.096163 | 1.0958 | 4.1128 | 11.7777 | 10.9897 | 12.0077 | 10.6335 | 3.3413 | 2.5595 | 2.2081 | 2.3005 | 1.8936 | 1.3752 | 58.9122 | 58.0931 | 57.3454 | 56.6419 | 55.9334 | 55.6486 | 55.2004 | 55.1316 | 58.798 | 63.7952 | 69.9327 | 75.1222 | 78.7331 | 80.2706 | 80.7864 | 80.2789 | 78.0918 | 73.9198 | 69.5271 | 66.9039 | 64.8839 | 63.2076 | 61.9877 | 60.8597 | 3.624 | 3.5339 | 3.6798 | 3.4492 | 3.4271 | 3.3819 | 3.8187 | 3.6644 | 4.2857 | 4.2386 | 3.7886 | 3.5649 | 3.4017 | 3.4556 | 3.0564 | 2.5614 | 2.2435 | 2.3117 | 2.3087 | 3.3381 | 3.5624 | 3.6689 | 3.1488 | 3.3642
Program Specific1-in-2Size: Over 200kWAll2025December Monthly Peak | Program Specific | 1-in-2 | Size: Over 200kW | All | 2025 | December Monthly Peak | 12 | 122.7381 | 119.649 | 116.2955 | 116.7889 | 125.2652 | 146.6925 | 174.1086 | 188.9495 | 197.2016 | 198.012 | 198.4792 | 195.5114 | 190.7641 | 189.0945 | 182.3324 | 172.5831 | 165.5906 | 163.8637 | 158.6402 | 154.3914 | 149.4088 | 142.9826 | 134.1441 | 128.7187 | 0.039185 | -0.24144 | -0.093708 | -1.8907 | -2.4433 | -1.7251 | -0.60805 | -2.2962 | -2.3145 | -2.9353 | -0.58901 | -0.083194 | 0.9557 | 3.519 | 10.0144 | 9.4153 | 10.507 | 9.4991 | 3.0535 | 2.3846 | 2.0617 | 2.1398 | 1.7894 | 1.3077 | 47.708 | 47.0275 | 46.0069 | 45.1319 | 44.4969 | 43.8226 | 43.6313 | 43.4063 | 43.8503 | 46.6292 | 49.188 | 51.273 | 52.8566 | 53.7855 | 54.3799 | 54.4344 | 53.8514 | 52.7432 | 51.2358 | 50.0365 | 49.127 | 48.2384 | 47.4374 | 46.5253 | 3.4827 | 3.3922 | 3.5459 | 3.3504 | 3.3367 | 3.298 | 3.7602 | 3.5554 | 4.0826 | 3.9563 | 3.4431 | 3.1591 | 2.9626 | 2.9654 | 2.598 | 2.2082 | 1.9776 | 2.0808 | 2.1094 | 3.1057 | 3.3231 | 3.4144 | 2.976 | 3.1994
Program Specific1-in-2Size: Over 200kWAll2025Typical Event Day | Program Specific | 1-in-2 | Size: Over 200kW | All | 2025 | Typical Event Day | 8 | 142.2936 | 138.3097 | 134.2291 | 134.0348 | 143.4711 | 167.6708 | 194.969 | 215.188 | 229.5933 | 238.5875 | 247.3452 | 248.2663 | 243.9817 | 245.7515 | 239.9851 | 227.5634 | 212.1263 | 197.2205 | 188.0615 | 184.4342 | 181.1111 | 172.1606 | 160.349 | 152.8568 | -1.0329 | -1.5141 | -0.9956 | -2.0165 | -2.7527 | -2.4222 | -2.4954 | -2.8109 | -2.9226 | -3.5802 | -2.3628 | -2.4672 | -1.2165 | 1.6081 | 10.8114 | 11.1421 | 11.282 | 10.1151 | 3.7205 | 1.8327 | 1.1568 | 1.7283 | 1.4654 | 1.1854 | 70.4165 | 69.4154 | 68.5674 | 67.7237 | 67.0786 | 66.4854 | 66.1663 | 66.4291 | 68.8498 | 73.3839 | 78.3802 | 82.5569 | 85.7757 | 88.0902 | 89.4591 | 89.8886 | 89.9967 | 89.0998 | 87.2913 | 84.4989 | 80.8168 | 77.5475 | 75.4618 | 73.947 | 3.7551 | 3.6392 | 3.7937 | 3.5619 | 3.5304 | 3.4739 | 3.8747 | 3.737 | 4.406 | 4.4228 | 3.9719 | 3.7151 | 3.4983 | 3.5614 | 3.1664 | 2.6908 | 2.3391 | 2.3121 | 2.3174 | 3.3977 | 3.7046 | 3.7901 | 3.2807 | 3.4919
Program Specific1-in-10Size: Over 200kWOrange County2015January Monthly Peak | Program Specific | 1-in-10 | Size: Over 200kW | Orange County | 2015 | January Monthly Peak | 1 | 121.9076 | 116.8069 | 114.2396 | 115.7265 | 127.946 | 158.855 | 194.2628 | 212.7203 | 224.5817 | 222.9682 | 222.499 | 220.097 | 215.9226 | 211.2284 | 202.7208 | 188.3753 | 176.4092 | 172.2757 | 165.7797 | 163.4704 | 158.1028 | 150.5662 | 140.8619 | 132.4168 | 3.5952 | 2.9531 | 2.3072 | 0.5359 | 0.37079 | 1.4066 | 1.2423 | 0.62038 | 0.074018 | -0.9031 | -1.0254 | -0.40802 | 1.4597 | 6.4017 | 17.9877 | 17.084 | 16.7412 | 14.3486 | 2.8421 | 0.54875 | 0.073361 | 0.60745 | 1.3621 | 0.67859 | 45.9493 | 45.1684 | 44.1825 | 43.4532 | 43.1512 | 42.5868 | 42.1217 | 42.0422 | 42.5521 | 44.8717 | 47.469 | 49.2796 | 51.0765 | 52.0723 | 52.7224 | 52.6851 | 51.5266 | 49.8794 | 47.4458 | 46.0597 | 45.2341 | 44.7816 | 44.2107 | 43.4604 | 5.3369 | 4.7071 | 4.0279 | 2.3818 | 2.6532 | 3.7825 | 3.5809 | 4.3153 | 4.0603 | 3.5844 | 3.2363 | 3.2337 | 3.2542 | 3.2521 | 3.1276 | 2.8526 | 2.8627 | 3.0222 | 3.3217 | 2.7714 | 2.4362 | 2.5842 | 2.1527 | 2.2372
Program Specific1-in-10Size: Over 200kWOrange County2015February Monthly Peak | Program Specific | 1-in-10 | Size: Over 200kW | Orange County | 2015 | February Monthly Peak | 2 | 117.319 | 112.9195 | 110.3582 | 112.1584 | 123.7842 | 152.6864 | 185.0855 | 201.5117 | 212.091 | 212.3874 | 213.886 | 213.7936 | 211.1973 | 208.2113 | 200.533 | 187.0976 | 174.9865 | 170.2458 | 162.382 | 158.9278 | 153.5075 | 146.1133 | 136.4115 | 128.3933 | 3.4599 | 2.8548 | 2.2288 | 0.51937 | 0.35873 | 1.352 | 1.1836 | 0.58769 | 0.069901 | -0.86025 | -0.98568 | -0.39634 | 1.4277 | 6.3103 | 17.7935 | 16.9681 | 16.6062 | 14.1795 | 2.7838 | 0.5335 | 0.071228 | 0.58949 | 1.3191 | 0.65797 | 51.5378 | 51.8117 | 51.3798 | 50.8617 | 50.7707 | 50.0416 | 48.9309 | 49.3826 | 50.4015 | 52.6623 | 54.8496 | 55.87 | 56.7089 | 57.9668 | 59.0811 | 59.3532 | 58.5489 | 58.1463 | 56.586 | 55.1309 | 53.9097 | 52.4167 | 51.6908 | 50.8989 | 5.136 | 4.5504 | 3.8911 | 2.3084 | 2.5669 | 3.6357 | 3.4117 | 4.0879 | 3.8345 | 3.4143 | 3.111 | 3.1411 | 3.183 | 3.2056 | 3.0939 | 2.8332 | 2.8396 | 2.9866 | 3.2536 | 2.6944 | 2.3654 | 2.5078 | 2.0847 | 2.1692
Program Specific1-in-10Size: Over 200kWOrange County2015March Monthly Peak | Program Specific | 1-in-10 | Size: Over 200kW | Orange County | 2015 | March Monthly Peak | 3 | 120.0969 | 115.5043 | 112.4464 | 113.6737 | 123.5145 | 151.7756 | 178.885 | 196.7526 | 208.8846 | 213.9124 | 220.0254 | 222.8027 | 223.2864 | 224.3317 | 217.2016 | 204.2307 | 189.8366 | 177.3104 | 166.7002 | 165.7138 | 161.1045 | 152.5619 | 140.6879 | 131.5957 | 3.5418 | 2.9202 | 2.2709 | 0.52639 | 0.35795 | 1.3439 | 1.144 | 0.57381 | 0.068845 | -0.86642 | -1.014 | -0.41304 | 1.5095 | 6.7988 | 19.2726 | 18.522 | 18.0154 | 14.7679 | 2.8579 | 0.55628 | 0.074753 | 0.61551 | 1.3605 | 0.67438 | 62.2169 | 60.4255 | 58.6945 | 57.9104 | 57.4423 | 57.0706 | 57.0319 | 57.2675 | 58.2788 | 61.9432 | 66.1721 | 70.6922 | 74.4012 | 76.4374 | 77.4258 | 78.0834 | 78.2033 | 77.5636 | 76.0095 | 73.2897 | 69.845 | 66.8212 | 64.4179 | 61.8008 | 5.2577 | 4.6546 | 3.9647 | 2.3395 | 2.5613 | 3.614 | 3.2974 | 3.9914 | 3.7765 | 3.4388 | 3.2003 | 3.2735 | 3.3652 | 3.4538 | 3.351 | 3.0927 | 3.0806 | 3.1105 | 3.3401 | 2.8094 | 2.4824 | 2.6184 | 2.1501 | 2.2233
Program Specific1-in-10Size: Over 200kWOrange County2015April Monthly Peak | Program Specific | 1-in-10 | Size: Over 200kW | Orange County | 2015 | April Monthly Peak | 4 | 123.258 | 118.6918 | 115.4208 | 116.4203 | 126.4102 | 155.8971 | 184.123 | 205.0459 | 220.8966 | 228.7378 | 237.8636 | 242.0702 | 243.4182 | 244.6707 | 237.3826 | 222.5899 | 206.1065 | 190.7072 | 178.3187 | 175.9688 | 169.7053 | 158.9286 | 146.2408 | 136.5866 | 0.53085 | 0.087421 | 0.18175 | -0.84862 | -1.053 | -0.39026 | -0.98246 | -0.79966 | -0.83108 | -1.3391 | -1.9227 | -1.5592 | 0.20316 | 5.6926 | 19.6666 | 19.2845 | 18.4229 | 15.8695 | 4.1408 | 0.3842 | -0.55487 | -0.2419 | 0.28652 | -0.31591 | 72.2566 | 70.2738 | 68.5389 | 66.7299 | 65.7959 | 65.0804 | 64.404 | 64.5662 | 67.7345 | 73.4304 | 79.8164 | 85.7013 | 89.5654 | 91.5443 | 92.2852 | 92.8744 | 92.8398 | 92.0063 | 90.4213 | 86.83 | 81.7749 | 77.6989 | 74.9034 | 72.6485 | 5.0367 | 4.4645 | 3.7986 | 2.2365 | 2.4468 | 3.4649 | 3.168 | 3.8826 | 3.7277 | 3.4323 | 3.2294 | 3.3197 | 3.4243 | 3.5161 | 3.4185 | 3.1462 | 3.1219 | 3.1227 | 3.335 | 2.7846 | 2.4408 | 2.5461 | 2.0861 | 2.154
Program Specific1-in-10Size: Over 200kWOrange County2015May Monthly Peak | Program Specific | 1-in-10 | Size: Over 200kW | Orange County | 2015 | May Monthly Peak | 5 | 129.7201 | 124.9643 | 120.8524 | 121.7975 | 133.3281 | 164.1308 | 193.5261 | 218.0307 | 237.2682 | 247.1909 | 256.579 | 260.9706 | 261.1828 | 260.3494 | 252.6255 | 235.591 | 218.2217 | 201.6748 | 189.1769 | 184.3099 | 179.8035 | 167.8995 | 154.7102 | 145.0699 | -1.0929 | -1.4586 | -0.94736 | -1.6218 | -1.8674 | -1.3533 | -2.1803 | -1.6016 | -1.3835 | -1.6726 | -2.5247 | -2.2861 | -0.56442 | 5.1307 | 20.1781 | 19.928 | 18.8975 | 16.7745 | 4.9741 | 0.29306 | -0.92727 | -0.7272 | -0.29997 | -0.88099 | 75.6445 | 73.8394 | 72.2507 | 71.6009 | 70.8403 | 69.8401 | 69.3117 | 69.6638 | 73.3142 | 79.2497 | 84.4319 | 88.2985 | 90.9584 | 93.1288 | 94.5235 | 94.9138 | 94.7976 | 93.7549 | 92.1475 | 89.4637 | 85.3952 | 80.8811 | 78.2165 | 75.9677 | 5.2898 | 4.6908 | 3.9691 | 2.335 | 2.5753 | 3.6404 | 3.3229 | 4.12 | 3.9958 | 3.7015 | 3.4763 | 3.5716 | 3.6666 | 3.7337 | 3.6305 | 3.3231 | 3.2986 | 3.2955 | 3.5308 | 2.9106 | 2.5807 | 2.6842 | 2.2024 | 2.283
Program Specific1-in-10Size: Over 200kWOrange County2015June Monthly Peak | Program Specific | 1-in-10 | Size: Over 200kW | Orange County | 2015 | June Monthly Peak | 6 | 137.2903 | 132.5067 | 127.935 | 129.0961 | 140.573 | 170.0444 | 197.8677 | 218.4445 | 234.4947 | 243.0478 | 252.2649 | 255.5857 | 254.5329 | 252.5447 | 245.9179 | 233.2168 | 218.6579 | 203.4906 | 192.6591 | 186.7464 | 182.0933 | 172.3085 | 159.0389 | 150.1428 | -0.61272 | -1.035 | -0.62811 | -1.4769 | -1.7206 | -1.0982 | -1.8641 | -1.3704 | -1.2164 | -1.5756 | -2.3444 | -2.0545 | -0.31277 | 5.2566 | 19.8699 | 19.8759 | 19.1249 | 16.9279 | 4.8815 | 0.33141 | -0.83212 | -0.59567 | -0.11544 | -0.73613 | 73.5048 | 72.0936 | 70.7965 | 69.8053 | 68.5049 | 67.6475 | 67.2648 | 68.1119 | 71.6265 | 76.8764 | 82.3236 | 87.0356 | 90.6764 | 93.26 | 95.1018 | 95.9857 | 96.335 | 95.169 | 93.5488 | 90.4033 | 86.1424 | 82.1353 | 79.3865 | 77.2478 | 5.5878 | 4.9644 | 4.1937 | 2.4702 | 2.7101 | 3.7644 | 3.391 | 4.1199 | 3.9415 | 3.6325 | 3.4113 | 3.4912 | 3.5665 | 3.6149 | 3.5274 | 3.2833 | 3.2989 | 3.3188 | 3.5889 | 2.9435 | 2.6086 | 2.7495 | 2.2597 | 2.3584
Program Specific1-in-10Size: Over 200kWOrange County2015July Monthly Peak | Program Specific | 1-in-10 | Size: Over 200kW | Orange County | 2015 | July Monthly Peak | 7 | 144.0879 | 138.7871 | 134.5197 | 135.3572 | 147.5343 | 178.4248 | 207.0891 | 228.1095 | 243.9489 | 252.5311 | 260.9701 | 262.8305 | 261.1452 | 259.2607 | 252.6834 | 240.0668 | 226.5848 | 211.3636 | 200.5761 | 194.7074 | 189.14 | 178.5646 | 164.8338 | 155.8139 | -2.4888 | -2.8168 | -1.9346 | -2.3692 | -2.6484 | -2.1832 | -3.1866 | -2.2219 | -1.7731 | -1.8688 | -2.8865 | -2.726 | -1.108 | 4.4679 | 19.6604 | 19.9646 | 19.1827 | 17.5748 | 5.7021 | 0.22931 | -1.2235 | -1.122 | -0.76615 | -1.3534 | 79.0173 | 77.6188 | 76.2958 | 74.8931 | 73.9919 | 73.1506 | 72.3373 | 72.7641 | 75.9111 | 80.8671 | 86.2063 | 90.8475 | 93.7095 | 95.1572 | 96.0793 | 95.9179 | 95.7448 | 95.3588 | 93.834 | 91.233 | 87.3193 | 83.3836 | 80.8109 | 79.1092 | 5.9492 | 5.2748 | 4.4732 | 2.6274 | 2.8854 | 4.0069 | 3.6002 | 4.3643 | 4.1596 | 3.8288 | 3.58 | 3.642 | 3.712 | 3.7646 | 3.6767 | 3.4286 | 3.4678 | 3.497 | 3.7903 | 3.1132 | 2.7487 | 2.8904 | 2.3758 | 2.4828
Program Specific1-in-10Size: Over 200kWOrange County2015August Monthly Peak | Program Specific | 1-in-10 | Size: Over 200kW | Orange County | 2015 | August Monthly Peak | 8 | 146.9167 | 141.3995 | 137.0469 | 137.1832 | 150.4608 | 184.0629 | 216.944 | 241.1765 | 261.241 | 270.9726 | 282.0699 | 283.614 | 281.8915 | 279.3841 | 271.7639 | 255.1312 | 237.296 | 218.2928 | 205.8642 | 202.1084 | 195.5088 | 183.1532 | 169.5315 | 160.4724 | -3.9096 | -4.1567 | -2.9171 | -3.0074 | -3.3273 | -3.0273 | -4.2819 | -2.9587 | -2.2952 | -2.1865 | -3.4833 | -3.424 | -1.8154 | 4.0854 | 20.5521 | 20.8338 | 19.6044 | 18.1449 | 6.3163 | 0.15009 | -1.5354 | -1.5282 | -1.2727 | -1.8364 | 79.2576 | 78.3776 | 77.5154 | 76.537 | 75.8788 | 75.3398 | 75.3646 | 75.9682 | 78.6152 | 83.4956 | 88.4391 | 93.119 | 97.0899 | 99.3763 | 100.2775 | 101.0554 | 101.1341 | 100.2095 | 99.4057 | 96.6763 | 92.4508 | 88.6822 | 86.053 | 83.9449 | 6.2164 | 5.5073 | 4.6703 | 2.7289 | 3.0156 | 4.236 | 3.8651 | 4.7288 | 4.565 | 4.2103 | 3.9654 | 4.0274 | 4.1062 | 4.1574 | 4.0525 | 3.7341 | 3.7218 | 3.7012 | 3.9867 | 3.3117 | 2.9117 | 3.0382 | 2.5041 | 2.6204
Program Specific1-in-10Size: Over 200kWOrange County2015September Monthly Peak | Program Specific | 1-in-10 | Size: Over 200kW | Orange County | 2015 | September Monthly Peak | 9 | 145.1753 | 140.2864 | 135.3605 | 136.6533 | 150.0757 | 185.4953 | 221.6347 | 245.1688 | 267.9871 | 278.736 | 288.4093 | 289.4356 | 287.3599 | 285.7991 | 277.3604 | 258.945 | 240.2684 | 220.5156 | 210.0516 | 207.7556 | 196.9662 | 183.7162 | 169.6719 | 160.0584 | -3.964 | -4.2189 | -2.9507 | -3.0407 | -3.3652 | -3.1089 | -4.4461 | -3.0538 | -2.3847 | -2.263 | -3.5893 | -3.5308 | -1.8975 | 4.1237 | 20.9304 | 21.1163 | 19.8134 | 18.3292 | 6.48 | 0.14756 | -1.5671 | -1.561 | -1.3098 | -1.8645 | 81.2614 | 80.3116 | 79.4059 | 78.9993 | 78.2611 | 77.9324 | 77.3091 | 76.8117 | 78.8182 | 82.8724 | 87.4341 | 92.0243 | 95.3242 | 97.2847 | 98.2635 | 98.9112 | 99.0603 | 97.8539 | 95.9786 | 92.6478 | 88.6056 | 85.1991 | 82.5697 | 80.4443 | 6.1566 | 5.4763 | 4.6232 | 2.7245 | 3.0146 | 4.2786 | 3.9576 | 4.8179 | 4.6934 | 4.3406 | 4.0636 | 4.1194 | 4.1953 | 4.2624 | 4.1452 | 3.7984 | 3.7769 | 3.7473 | 4.077 | 3.4119 | 2.94 | 3.0544 | 2.5118 | 2.6195
Program Specific1-in-10Size: Over 200kWOrange County2015October Monthly Peak | Program Specific | 1-in-10 | Size: Over 200kW | Orange County | 2015 | October Monthly Peak | 10 | 119.8772 | 116.0539 | 113.0928 | 114.6954 | 126.1589 | 155.8825 | 188.1437 | 208.8459 | 225.523 | 232.5933 | 241.2877 | 245.6414 | 245.8701 | 244.5588 | 237.2029 | 220.9919 | 204.8056 | 194.1551 | 181.8892 | 174.9876 | 166.3875 | 154.859 | 143.6141 | 134.8493 | -0.99338 | -1.339 | -0.87498 | -1.5197 | -1.7592 | -1.2756 | -2.1076 | -1.5263 | -1.3099 | -1.5715 | -2.3697 | -2.1457 | -0.52333 | 4.829 | 18.9539 | 18.698 | 17.7419 | 16.1491 | 4.7764 | 0.27936 | -0.85467 | -0.666 | -0.27238 | -0.81342 | 76.0626 | 74.3324 | 73.004 | 71.7832 | 70.8328 | 70.1602 | 69.6223 | 69.5506 | 71.0785 | 75.4245 | 81.2516 | 86.919 | 91.6799 | 94.8559 | 96.0534 | 96.7207 | 96.5912 | 95.0362 | 91.9498 | 87.3133 | 82.7377 | 79.7097 | 77.6436 | 75.8095 | 4.8879 | 4.3558 | 3.7139 | 2.1986 | 2.4366 | 3.4571 | 3.2301 | 3.946 | 3.7976 | 3.4826 | 3.2687 | 3.3614 | 3.4513 | 3.5069 | 3.4085 | 3.1169 | 3.0955 | 3.1723 | 3.3944 | 2.7631 | 2.3879 | 2.4755 | 2.0442 | 2.122
Program Specific1-in-10Size: Over 200kWOrange County2015November Monthly Peak | Program Specific | 1-in-10 | Size: Over 200kW | Orange County | 2015 | November Monthly Peak | 11 | 123.4111 | 119.818 | 115.9409 | 115.9892 | 127.0916 | 155.6101 | 184.5404 | 203.6103 | 218.2821 | 226.5854 | 234.1704 | 238.0044 | 238.26 | 237.4707 | 229.3447 | 213.4755 | 198.608 | 190.7063 | 179.275 | 172.3121 | 164.9804 | 154.1904 | 142.3949 | 133.5399 | 1.3459 | 0.85886 | 0.74826 | -0.48321 | -0.68477 | 0.073564 | -0.41746 | -0.43041 | -0.58721 | -1.2194 | -1.6797 | -1.2469 | 0.56879 | 5.9632 | 19.3543 | 18.7216 | 18.0396 | 15.8731 | 3.8775 | 0.4292 | -0.37802 | -0.0102 | 0.56668 | -0.048623 | 70.291 | 68.2344 | 67.6459 | 66.2804 | 65.1646 | 64.0411 | 64.2996 | 64.6571 | 66.9973 | 71.5591 | 77.789 | 83.1397 | 86.4278 | 88.1734 | 89.1728 | 89.0352 | 87.7873 | 85.1783 | 81.7366 | 78.7651 | 76.1218 | 73.915 | 72.0375 | 71.046 | 5.0951 | 4.5535 | 3.8551 | 2.2513 | 2.4854 | 3.4943 | 3.208 | 3.8953 | 3.7217 | 3.4351 | 3.2121 | 3.2977 | 3.3864 | 3.4479 | 3.3369 | 3.0486 | 3.0394 | 3.155 | 3.3875 | 2.755 | 2.3974 | 2.4957 | 2.0522 | 2.1277
Program Specific1-in-10Size: Over 200kWOrange County2015December Monthly Peak | Program Specific | 1-in-10 | Size: Over 200kW | Orange County | 2015 | December Monthly Peak | 12 | 119.3755 | 115.1092 | 112.2912 | 113.8017 | 124.9885 | 152.1269 | 183.0969 | 198.0756 | 208.7323 | 207.7752 | 207.1989 | 203.94 | 199.014 | 194.514 | 186.9988 | 174.4822 | 165.0153 | 162.5602 | 155.4553 | 152.6677 | 148.2724 | 141.3072 | 132.6255 | 125.4803 | 3.5205 | 2.9102 | 2.2678 | 0.52698 | 0.36222 | 1.347 | 1.1709 | 0.57767 | 0.068794 | -0.84157 | -0.95487 | -0.37807 | 1.3454 | 5.8952 | 16.5926 | 15.824 | 15.6599 | 13.5394 | 2.6651 | 0.51249 | 0.068799 | 0.5701 | 1.2825 | 0.64304 | 45.0709 | 44.4609 | 44.2837 | 44.5676 | 44.8006 | 44.7062 | 44.9005 | 44.8336 | 45.4304 | 46.5799 | 47.6592 | 49.1651 | 50.2951 | 50.862 | 51.1567 | 51.1098 | 50.6093 | 49.7077 | 48.4811 | 47.2729 | 46.2418 | 45.7052 | 45.3185 | 44.4472 | 5.2261 | 4.6387 | 3.9592 | 2.3422 | 2.5918 | 3.6223 | 3.3751 | 4.0182 | 3.7738 | 3.3402 | 3.0137 | 2.9964 | 2.9994 | 2.9948 | 2.8851 | 2.6422 | 2.6778 | 2.8517 | 3.1148 | 2.5883 | 2.2847 | 2.4253 | 2.0269 | 2.12
Program Specific1-in-10Size: Over 200kWOrange County2015Typical Event Day | Program Specific | 1-in-10 | Size: Over 200kW | Orange County | 2015 | Typical Event Day | 8 | 144.9144 | 139.5374 | 135.2554 | 135.5323 | 148.6354 | 181.4129 | 213.2923 | 236.0994 | 254.6815 | 263.9024 | 274.4364 | 276.0052 | 274.3361 | 272.1236 | 264.7307 | 248.884 | 231.6982 | 213.5014 | 201.3616 | 197.8068 | 191.7345 | 180.1362 | 166.7799 | 157.9944 | -2.7407 | -3.055 | -2.1091 | -2.4774 | -2.7768 | -2.3539 | -3.445 | -2.4045 | -1.919 | -1.9839 | -3.0976 | -2.9451 | -1.2698 | 4.5648 | 20.4963 | 20.6321 | 19.5324 | 17.7515 | 5.8041 | 0.21785 | -1.2869 | -1.197 | -0.85894 | -1.4489 | 78.2603 | 77.1004 | 76.0034 | 75.0587 | 74.1592 | 73.5176 | 73.0689 | 73.414 | 76.2428 | 81.0279 | 86.1008 | 90.7566 | 94.2 | 96.2696 | 97.4305 | 97.9675 | 98.0686 | 97.1478 | 95.6918 | 92.7401 | 88.6295 | 84.8501 | 82.205 | 80.1865 | 6.0043 | 5.3218 | 4.5134 | 2.64 | 2.9171 | 4.0883 | 3.7211 | 4.533 | 4.3578 | 4.0152 | 3.7779 | 3.8379 | 3.9131 | 3.9652 | 3.8655 | 3.5669 | 3.5585 | 3.5447 | 3.8185 | 3.1739 | 2.7961 | 2.9261 | 2.4123 | 2.5263
Program Specific1-in-10Size: Over 200kWOrange County2016January Monthly Peak | Program Specific | 1-in-10 | Size: Over 200kW | Orange County | 2016 | January Monthly Peak | 1 | 121.9076 | 116.8069 | 114.2396 | 115.7265 | 127.946 | 158.855 | 194.2629 | 212.7203 | 224.5817 | 222.9682 | 222.499 | 220.0971 | 215.9226 | 211.2284 | 202.7208 | 188.3753 | 176.4092 | 172.2757 | 165.7797 | 163.4704 | 158.1027 | 150.5662 | 140.8619 | 132.4168 | 3.5952 | 2.9531 | 2.3072 | 0.5359 | 0.37079 | 1.4066 | 1.2423 | 0.62038 | 0.074018 | -0.9031 | -1.0254 | -0.40802 | 1.4597 | 6.4017 | 17.9877 | 17.084 | 16.7412 | 14.3486 | 2.8421 | 0.54875 | 0.073361 | 0.60745 | 1.3621 | 0.67859 | 45.9493 | 45.1684 | 44.1825 | 43.4532 | 43.1512 | 42.5868 | 42.1217 | 42.0422 | 42.5521 | 44.8717 | 47.469 | 49.2796 | 51.0765 | 52.0723 | 52.7224 | 52.6851 | 51.5266 | 49.8794 | 47.4458 | 46.0597 | 45.2341 | 44.7816 | 44.2107 | 43.4604 | 5.3369 | 4.7071 | 4.0279 | 2.3818 | 2.6532 | 3.7825 | 3.5809 | 4.3153 | 4.0603 | 3.5844 | 3.2363 | 3.2337 | 3.2542 | 3.2521 | 3.1276 | 2.8526 | 2.8627 | 3.0222 | 3.3217 | 2.7714 | 2.4362 | 2.5842 | 2.1527 | 2.2372
Program Specific1-in-10Size: Over 200kWOrange County2016February Monthly Peak | Program Specific | 1-in-10 | Size: Over 200kW | Orange County | 2016 | February Monthly Peak | 2 | 117.319 | 112.9195 | 110.3582 | 112.1584 | 123.7841 | 152.6865 | 185.0855 | 201.5117 | 212.091 | 212.3874 | 213.886 | 213.7936 | 211.1973 | 208.2113 | 200.533 | 187.0976 | 174.9865 | 170.2458 | 162.382 | 158.9278 | 153.5075 | 146.1133 | 136.4115 | 128.3933 | 3.4599 | 2.8548 | 2.2288 | 0.51937 | 0.35873 | 1.352 | 1.1836 | 0.58769 | 0.069901 | -0.86025 | -0.98568 | -0.39634 | 1.4277 | 6.3103 | 17.7935 | 16.9681 | 16.6062 | 14.1795 | 2.7838 | 0.5335 | 0.071228 | 0.58949 | 1.3191 | 0.65797 | 51.5378 | 51.8117 | 51.3798 | 50.8617 | 50.7707 | 50.0416 | 48.9309 | 49.3826 | 50.4015 | 52.6623 | 54.8496 | 55.87 | 56.7089 | 57.9668 | 59.0811 | 59.3532 | 58.5489 | 58.1463 | 56.586 | 55.1309 | 53.9097 | 52.4167 | 51.6908 | 50.8989 | 5.136 | 4.5504 | 3.8911 | 2.3084 | 2.5669 | 3.6357 | 3.4117 | 4.0879 | 3.8345 | 3.4143 | 3.111 | 3.1411 | 3.183 | 3.2056 | 3.0939 | 2.8332 | 2.8396 | 2.9866 | 3.2536 | 2.6944 | 2.3654 | 2.5078 | 2.0847 | 2.1692
Program Specific1-in-10Size: Over 200kWOrange County2016March Monthly Peak | Program Specific | 1-in-10 | Size: Over 200kW | Orange County | 2016 | March Monthly Peak | 3 | 120.0969 | 115.5043 | 112.4464 | 113.6737 | 123.5145 | 151.7756 | 178.885 | 196.7526 | 208.8846 | 213.9124 | 220.0254 | 222.8027 | 223.2864 | 224.3317 | 217.2016 | 204.2307 | 189.8366 | 177.3104 | 166.7002 | 165.7138 | 161.1045 | 152.5619 | 140.6879 | 131.5957 | 3.5418 | 2.9202 | 2.2709 | 0.52639 | 0.35795 | 1.3439 | 1.144 | 0.57381 | 0.068845 | -0.86642 | -1.014 | -0.41304 | 1.5095 | 6.7988 | 19.2726 | 18.522 | 18.0154 | 14.7679 | 2.8579 | 0.55628 | 0.074753 | 0.61551 | 1.3605 | 0.67438 | 62.2169 | 60.4255 | 58.6945 | 57.9104 | 57.4423 | 57.0706 | 57.0319 | 57.2675 | 58.2788 | 61.9432 | 66.1721 | 70.6922 | 74.4012 | 76.4374 | 77.4258 | 78.0834 | 78.2033 | 77.5636 | 76.0095 | 73.2897 | 69.845 | 66.8212 | 64.4179 | 61.8008 | 5.2577 | 4.6546 | 3.9647 | 2.3395 | 2.5613 | 3.614 | 3.2974 | 3.9914 | 3.7765 | 3.4388 | 3.2003 | 3.2735 | 3.3652 | 3.4538 | 3.351 | 3.0927 | 3.0806 | 3.1105 | 3.3401 | 2.8094 | 2.4824 | 2.6184 | 2.1501 | 2.2233
Program Specific1-in-10Size: Over 200kWOrange County2016April Monthly Peak | Program Specific | 1-in-10 | Size: Over 200kW | Orange County | 2016 | April Monthly Peak | 4 | 123.258 | 118.6918 | 115.4208 | 116.4203 | 126.4102 | 155.8971 | 184.123 | 205.0459 | 220.8966 | 228.7378 | 237.8636 | 242.0702 | 243.4182 | 244.6707 | 237.3826 | 222.5899 | 206.1065 | 190.7072 | 178.3187 | 175.9688 | 169.7053 | 158.9286 | 146.2408 | 136.5866 | 0.53085 | 0.087421 | 0.18175 | -0.84862 | -1.053 | -0.39026 | -0.98246 | -0.79966 | -0.83108 | -1.3391 | -1.9227 | -1.5592 | 0.20316 | 5.6926 | 19.6666 | 19.2845 | 18.4229 | 15.8694 | 4.1408 | 0.3842 | -0.55487 | -0.2419 | 0.28652 | -0.31591 | 72.2566 | 70.2738 | 68.5389 | 66.7299 | 65.7959 | 65.0804 | 64.404 | 64.5662 | 67.7345 | 73.4304 | 79.8164 | 85.7013 | 89.5654 | 91.5443 | 92.2852 | 92.8744 | 92.8398 | 92.0063 | 90.4214 | 86.83 | 81.7749 | 77.6989 | 74.9034 | 72.6485 | 5.0367 | 4.4645 | 3.7986 | 2.2365 | 2.4468 | 3.4649 | 3.168 | 3.8826 | 3.7277 | 3.4323 | 3.2294 | 3.3197 | 3.4243 | 3.5161 | 3.4185 | 3.1462 | 3.1219 | 3.1227 | 3.335 | 2.7846 | 2.4408 | 2.5461 | 2.0861 | 2.154
Program Specific1-in-10Size: Over 200kWOrange County2016May Monthly Peak | Program Specific | 1-in-10 | Size: Over 200kW | Orange County | 2016 | May Monthly Peak | 5 | 129.7201 | 124.9643 | 120.8524 | 121.7975 | 133.3281 | 164.1308 | 193.5261 | 218.0307 | 237.2682 | 247.1909 | 256.579 | 260.9706 | 261.1828 | 260.3494 | 252.6255 | 235.591 | 218.2217 | 201.6748 | 189.1769 | 184.3099 | 179.8035 | 167.8995 | 154.7102 | 145.0699 | -1.0929 | -1.4586 | -0.94736 | -1.6218 | -1.8674 | -1.3533 | -2.1803 | -1.6016 | -1.3835 | -1.6726 | -2.5247 | -2.2861 | -0.56442 | 5.1307 | 20.1781 | 19.928 | 18.8975 | 16.7745 | 4.9741 | 0.29306 | -0.92727 | -0.7272 | -0.29997 | -0.88099 | 75.6445 | 73.8394 | 72.2507 | 71.6009 | 70.8403 | 69.8401 | 69.3117 | 69.6638 | 73.3142 | 79.2497 | 84.4319 | 88.2984 | 90.9584 | 93.1288 | 94.5235 | 94.9138 | 94.7976 | 93.7549 | 92.1475 | 89.4637 | 85.3952 | 80.8811 | 78.2165 | 75.9677 | 5.2898 | 4.6908 | 3.9691 | 2.335 | 2.5753 | 3.6404 | 3.3229 | 4.12 | 3.9958 | 3.7015 | 3.4763 | 3.5716 | 3.6666 | 3.7337 | 3.6305 | 3.3231 | 3.2986 | 3.2955 | 3.5308 | 2.9106 | 2.5807 | 2.6842 | 2.2024 | 2.283
Program Specific1-in-10Size: Over 200kWOrange County2016June Monthly Peak | Program Specific | 1-in-10 | Size: Over 200kW | Orange County | 2016 | June Monthly Peak | 6 | 137.2903 | 132.5067 | 127.935 | 129.0961 | 140.573 | 170.0444 | 197.8678 | 218.4445 | 234.4947 | 243.0478 | 252.265 | 255.5857 | 254.5329 | 252.5447 | 245.9179 | 233.2168 | 218.6579 | 203.4906 | 192.6591 | 186.7464 | 182.0933 | 172.3085 | 159.0389 | 150.1428 | -0.61272 | -1.035 | -0.62811 | -1.4769 | -1.7206 | -1.0982 | -1.8641 | -1.3704 | -1.2164 | -1.5756 | -2.3444 | -2.0545 | -0.31277 | 5.2566 | 19.8699 | 19.8759 | 19.1249 | 16.9279 | 4.8815 | 0.33141 | -0.83212 | -0.59567 | -0.11544 | -0.73613 | 73.5048 | 72.0936 | 70.7965 | 69.8053 | 68.5049 | 67.6475 | 67.2648 | 68.1119 | 71.6265 | 76.8764 | 82.3236 | 87.0356 | 90.6764 | 93.26 | 95.1018 | 95.9857 | 96.335 | 95.169 | 93.5488 | 90.4033 | 86.1424 | 82.1353 | 79.3865 | 77.2478 | 5.5878 | 4.9644 | 4.1937 | 2.4702 | 2.7101 | 3.7644 | 3.391 | 4.1199 | 3.9415 | 3.6325 | 3.4113 | 3.4912 | 3.5665 | 3.6149 | 3.5274 | 3.2833 | 3.2989 | 3.3188 | 3.5889 | 2.9435 | 2.6086 | 2.7495 | 2.2597 | 2.3584
Program Specific1-in-10Size: Over 200kWOrange County2016July Monthly Peak | Program Specific | 1-in-10 | Size: Over 200kW | Orange County | 2016 | July Monthly Peak | 7 | 144.0879 | 138.7871 | 134.5197 | 135.3572 | 147.5343 | 178.4248 | 207.0891 | 228.1095 | 243.9489 | 252.5311 | 260.9701 | 262.8305 | 261.1452 | 259.2607 | 252.6834 | 240.0668 | 226.5848 | 211.3636 | 200.5761 | 194.7074 | 189.14 | 178.5646 | 164.8338 | 155.8139 | -2.4888 | -2.8168 | -1.9346 | -2.3692 | -2.6484 | -2.1832 | -3.1866 | -2.2219 | -1.7731 | -1.8688 | -2.8865 | -2.726 | -1.108 | 4.4679 | 19.6604 | 19.9646 | 19.1827 | 17.5748 | 5.7021 | 0.22931 | -1.2235 | -1.122 | -0.76615 | -1.3534 | 79.0173 | 77.6188 | 76.2958 | 74.8931 | 73.9919 | 73.1506 | 72.3373 | 72.7641 | 75.9111 | 80.8671 | 86.2063 | 90.8475 | 93.7095 | 95.1572 | 96.0793 | 95.9179 | 95.7448 | 95.3588 | 93.834 | 91.233 | 87.3193 | 83.3836 | 80.8109 | 79.1092 | 5.9492 | 5.2748 | 4.4732 | 2.6274 | 2.8854 | 4.0069 | 3.6002 | 4.3643 | 4.1596 | 3.8288 | 3.58 | 3.642 | 3.712 | 3.7646 | 3.6767 | 3.4286 | 3.4678 | 3.497 | 3.7903 | 3.1132 | 2.7487 | 2.8904 | 2.3758 | 2.4828
Program Specific1-in-10Size: Over 200kWOrange County2016August Monthly Peak | Program Specific | 1-in-10 | Size: Over 200kW | Orange County | 2016 | August Monthly Peak | 8 | 146.9167 | 141.3995 | 137.0469 | 137.1832 | 150.4608 | 184.0629 | 216.944 | 241.1765 | 261.241 | 270.9726 | 282.0699 | 283.614 | 281.8915 | 279.3841 | 271.7639 | 255.1311 | 237.296 | 218.2928 | 205.8642 | 202.1084 | 195.5088 | 183.1532 | 169.5315 | 160.4724 | -3.9096 | -4.1567 | -2.9171 | -3.0074 | -3.3273 | -3.0273 | -4.2819 | -2.9587 | -2.2952 | -2.1865 | -3.4833 | -3.424 | -1.8154 | 4.0854 | 20.5521 | 20.8338 | 19.6044 | 18.1449 | 6.3163 | 0.15009 | -1.5354 | -1.5282 | -1.2727 | -1.8364 | 79.2576 | 78.3776 | 77.5154 | 76.537 | 75.8788 | 75.3398 | 75.3646 | 75.9682 | 78.6152 | 83.4956 | 88.4391 | 93.119 | 97.0899 | 99.3763 | 100.2775 | 101.0554 | 101.1341 | 100.2095 | 99.4057 | 96.6763 | 92.4508 | 88.6822 | 86.053 | 83.9449 | 6.2164 | 5.5073 | 4.6703 | 2.7289 | 3.0156 | 4.236 | 3.8651 | 4.7288 | 4.565 | 4.2103 | 3.9654 | 4.0274 | 4.1062 | 4.1574 | 4.0525 | 3.7341 | 3.7218 | 3.7012 | 3.9867 | 3.3117 | 2.9117 | 3.0382 | 2.5041 | 2.6204
Program Specific1-in-10Size: Over 200kWOrange County2016September Monthly Peak | Program Specific | 1-in-10 | Size: Over 200kW | Orange County | 2016 | September Monthly Peak | 9 | 145.1752 | 140.2864 | 135.3605 | 136.6533 | 150.0757 | 185.4953 | 221.6347 | 245.1688 | 267.9871 | 278.736 | 288.4093 | 289.4356 | 287.3599 | 285.7991 | 277.3604 | 258.945 | 240.2684 | 220.5156 | 210.0516 | 207.7556 | 196.9662 | 183.7162 | 169.6719 | 160.0584 | -3.964 | -4.2189 | -2.9507 | -3.0407 | -3.3652 | -3.1089 | -4.4461 | -3.0538 | -2.3847 | -2.263 | -3.5893 | -3.5308 | -1.8975 | 4.1237 | 20.9304 | 21.1163 | 19.8134 | 18.3292 | 6.48 | 0.14756 | -1.5671 | -1.561 | -1.3098 | -1.8645 | 81.2614 | 80.3116 | 79.4059 | 78.9993 | 78.2611 | 77.9324 | 77.3091 | 76.8117 | 78.8182 | 82.8724 | 87.4341 | 92.0243 | 95.3242 | 97.2847 | 98.2635 | 98.9112 | 99.0603 | 97.8539 | 95.9786 | 92.6478 | 88.6056 | 85.1991 | 82.5697 | 80.4443 | 6.1566 | 5.4763 | 4.6232 | 2.7245 | 3.0146 | 4.2786 | 3.9576 | 4.8179 | 4.6934 | 4.3406 | 4.0636 | 4.1194 | 4.1953 | 4.2624 | 4.1452 | 3.7984 | 3.7769 | 3.7473 | 4.077 | 3.4119 | 2.94 | 3.0544 | 2.5118 | 2.6195
Program Specific1-in-10Size: Over 200kWOrange County2016October Monthly Peak | Program Specific | 1-in-10 | Size: Over 200kW | Orange County | 2016 | October Monthly Peak | 10 | 119.8772 | 116.0539 | 113.0928 | 114.6954 | 126.1589 | 155.8825 | 188.1438 | 208.8459 | 225.523 | 232.5933 | 241.2877 | 245.6414 | 245.8701 | 244.5588 | 237.2029 | 220.9919 | 204.8056 | 194.1551 | 181.8892 | 174.9876 | 166.3875 | 154.859 | 143.6141 | 134.8493 | -0.99338 | -1.339 | -0.87498 | -1.5197 | -1.7592 | -1.2756 | -2.1076 | -1.5263 | -1.3099 | -1.5715 | -2.3697 | -2.1457 | -0.52333 | 4.829 | 18.9539 | 18.698 | 17.7419 | 16.1491 | 4.7764 | 0.27936 | -0.85467 | -0.666 | -0.27238 | -0.81342 | 76.0626 | 74.3324 | 73.004 | 71.7832 | 70.8328 | 70.1602 | 69.6223 | 69.5506 | 71.0785 | 75.4245 | 81.2516 | 86.919 | 91.6799 | 94.8559 | 96.0534 | 96.7207 | 96.5912 | 95.0362 | 91.9498 | 87.3133 | 82.7377 | 79.7097 | 77.6436 | 75.8095 | 4.8879 | 4.3558 | 3.7139 | 2.1986 | 2.4366 | 3.4571 | 3.2301 | 3.946 | 3.7976 | 3.4826 | 3.2687 | 3.3614 | 3.4513 | 3.5069 | 3.4085 | 3.1169 | 3.0955 | 3.1723 | 3.3944 | 2.7631 | 2.3879 | 2.4755 | 2.0442 | 2.122
Program Specific1-in-10Size: Over 200kWOrange County2016November Monthly Peak | Program Specific | 1-in-10 | Size: Over 200kW | Orange County | 2016 | November Monthly Peak | 11 | 123.4111 | 119.818 | 115.9409 | 115.9892 | 127.0916 | 155.6101 | 184.5404 | 203.6103 | 218.2821 | 226.5854 | 234.1704 | 238.0044 | 238.2599 | 237.4707 | 229.3447 | 213.4755 | 198.608 | 190.7063 | 179.275 | 172.3121 | 164.9804 | 154.1904 | 142.3949 | 133.5399 | 1.3459 | 0.85886 | 0.74826 | -0.48321 | -0.68477 | 0.073564 | -0.41746 | -0.43041 | -0.58721 | -1.2194 | -1.6797 | -1.2469 | 0.56879 | 5.9632 | 19.3543 | 18.7216 | 18.0396 | 15.8731 | 3.8775 | 0.4292 | -0.37802 | -0.0102 | 0.56668 | -0.048623 | 70.291 | 68.2344 | 67.6459 | 66.2804 | 65.1646 | 64.0411 | 64.2996 | 64.6571 | 66.9973 | 71.559 | 77.789 | 83.1397 | 86.4278 | 88.1734 | 89.1728 | 89.0352 | 87.7873 | 85.1783 | 81.7366 | 78.7651 | 76.1218 | 73.915 | 72.0375 | 71.046 | 5.0951 | 4.5535 | 3.8551 | 2.2513 | 2.4854 | 3.4943 | 3.208 | 3.8953 | 3.7217 | 3.4351 | 3.2121 | 3.2977 | 3.3864 | 3.4479 | 3.3369 | 3.0486 | 3.0394 | 3.155 | 3.3875 | 2.755 | 2.3974 | 2.4957 | 2.0522 | 2.1277
Program Specific1-in-10Size: Over 200kWOrange County2016December Monthly Peak | Program Specific | 1-in-10 | Size: Over 200kW | Orange County | 2016 | December Monthly Peak | 12 | 119.3755 | 115.1092 | 112.2912 | 113.8017 | 124.9885 | 152.1269 | 183.0969 | 198.0756 | 208.7323 | 207.7752 | 207.1989 | 203.94 | 199.0139 | 194.514 | 186.9988 | 174.4822 | 165.0153 | 162.5603 | 155.4554 | 152.6678 | 148.2724 | 141.3072 | 132.6255 | 125.4803 | 3.5205 | 2.9102 | 2.2678 | 0.52698 | 0.36222 | 1.347 | 1.1709 | 0.57767 | 0.068794 | -0.84157 | -0.95487 | -0.37807 | 1.3454 | 5.8952 | 16.5926 | 15.824 | 15.6599 | 13.5394 | 2.6651 | 0.51249 | 0.068799 | 0.5701 | 1.2825 | 0.64304 | 45.0709 | 44.4609 | 44.2837 | 44.5676 | 44.8006 | 44.7062 | 44.9005 | 44.8336 | 45.4304 | 46.5799 | 47.6592 | 49.1651 | 50.2951 | 50.862 | 51.1567 | 51.1098 | 50.6093 | 49.7077 | 48.4811 | 47.2729 | 46.2418 | 45.7052 | 45.3185 | 44.4472 | 5.2261 | 4.6387 | 3.9592 | 2.3422 | 2.5918 | 3.6223 | 3.3751 | 4.0182 | 3.7738 | 3.3402 | 3.0137 | 2.9964 | 2.9994 | 2.9948 | 2.8851 | 2.6422 | 2.6778 | 2.8517 | 3.1148 | 2.5883 | 2.2847 | 2.4253 | 2.0269 | 2.12
Program Specific1-in-10Size: Over 200kWOrange County2016Typical Event Day | Program Specific | 1-in-10 | Size: Over 200kW | Orange County | 2016 | Typical Event Day | 8 | 144.9144 | 139.5374 | 135.2554 | 135.5323 | 148.6354 | 181.4129 | 213.2923 | 236.0994 | 254.6815 | 263.9024 | 274.4364 | 276.0052 | 274.3361 | 272.1236 | 264.7307 | 248.884 | 231.6982 | 213.5014 | 201.3616 | 197.8067 | 191.7345 | 180.1362 | 166.7799 | 157.9944 | -2.7407 | -3.055 | -2.1091 | -2.4774 | -2.7768 | -2.3539 | -3.445 | -2.4045 | -1.919 | -1.9839 | -3.0976 | -2.9451 | -1.2698 | 4.5648 | 20.4963 | 20.6321 | 19.5324 | 17.7515 | 5.8041 | 0.21785 | -1.2869 | -1.197 | -0.85894 | -1.4489 | 78.2603 | 77.1004 | 76.0034 | 75.0587 | 74.1592 | 73.5176 | 73.0689 | 73.414 | 76.2428 | 81.0279 | 86.1008 | 90.7566 | 94.2 | 96.2696 | 97.4305 | 97.9675 | 98.0686 | 97.1478 | 95.6918 | 92.7401 | 88.6295 | 84.8501 | 82.205 | 80.1865 | 6.0043 | 5.3218 | 4.5134 | 2.64 | 2.9171 | 4.0883 | 3.7211 | 4.533 | 4.3578 | 4.0152 | 3.7779 | 3.8379 | 3.9131 | 3.9652 | 3.8655 | 3.5669 | 3.5585 | 3.5447 | 3.8185 | 3.1739 | 2.7961 | 2.9261 | 2.4123 | 2.5263
Program Specific1-in-10Size: Over 200kWOrange County2017January Monthly Peak | Program Specific | 1-in-10 | Size: Over 200kW | Orange County | 2017 | January Monthly Peak | 1 | 121.9076 | 116.8069 | 114.2396 | 115.7265 | 127.946 | 158.855 | 194.2629 | 212.7203 | 224.5817 | 222.9683 | 222.499 | 220.0971 | 215.9226 | 211.2284 | 202.7208 | 188.3753 | 176.4092 | 172.2757 | 165.7797 | 163.4704 | 158.1028 | 150.5662 | 140.8619 | 132.4168 | 3.5952 | 2.9531 | 2.3072 | 0.5359 | 0.37079 | 1.4066 | 1.2423 | 0.62038 | 0.074018 | -0.9031 | -1.0254 | -0.40802 | 1.4597 | 6.4017 | 17.9877 | 17.084 | 16.7412 | 14.3486 | 2.8421 | 0.54875 | 0.073361 | 0.60745 | 1.3621 | 0.67859 | 45.9493 | 45.1684 | 44.1825 | 43.4532 | 43.1512 | 42.5868 | 42.1217 | 42.0422 | 42.5521 | 44.8717 | 47.469 | 49.2796 | 51.0765 | 52.0723 | 52.7224 | 52.6851 | 51.5266 | 49.8794 | 47.4458 | 46.0596 | 45.2341 | 44.7816 | 44.2107 | 43.4604 | 5.3369 | 4.7071 | 4.0279 | 2.3818 | 2.6532 | 3.7825 | 3.5809 | 4.3153 | 4.0603 | 3.5844 | 3.2363 | 3.2337 | 3.2542 | 3.2521 | 3.1276 | 2.8526 | 2.8627 | 3.0222 | 3.3217 | 2.7714 | 2.4362 | 2.5842 | 2.1527 | 2.2372
Program Specific1-in-10Size: Over 200kWOrange County2017February Monthly Peak | Program Specific | 1-in-10 | Size: Over 200kW | Orange County | 2017 | February Monthly Peak | 2 | 117.319 | 112.9195 | 110.3582 | 112.1584 | 123.7842 | 152.6865 | 185.0855 | 201.5117 | 212.091 | 212.3874 | 213.886 | 213.7936 | 211.1973 | 208.2113 | 200.533 | 187.0976 | 174.9865 | 170.2458 | 162.382 | 158.9278 | 153.5075 | 146.1133 | 136.4115 | 128.3933 | 3.4599 | 2.8548 | 2.2288 | 0.51937 | 0.35873 | 1.352 | 1.1836 | 0.58769 | 0.069901 | -0.86025 | -0.98568 | -0.39634 | 1.4277 | 6.3103 | 17.7935 | 16.9681 | 16.6062 | 14.1795 | 2.7838 | 0.5335 | 0.071228 | 0.58949 | 1.3191 | 0.65797 | 51.5378 | 51.8117 | 51.3798 | 50.8617 | 50.7707 | 50.0416 | 48.9309 | 49.3826 | 50.4015 | 52.6623 | 54.8496 | 55.87 | 56.7089 | 57.9668 | 59.0811 | 59.3532 | 58.5489 | 58.1463 | 56.586 | 55.1309 | 53.9097 | 52.4167 | 51.6908 | 50.8989 | 5.136 | 4.5504 | 3.8911 | 2.3084 | 2.5669 | 3.6357 | 3.4117 | 4.0879 | 3.8345 | 3.4143 | 3.111 | 3.1411 | 3.183 | 3.2056 | 3.0939 | 2.8332 | 2.8396 | 2.9866 | 3.2536 | 2.6944 | 2.3654 | 2.5078 | 2.0847 | 2.1692
Program Specific1-in-10Size: Over 200kWOrange County2017March Monthly Peak | Program Specific | 1-in-10 | Size: Over 200kW | Orange County | 2017 | March Monthly Peak | 3 | 120.0969 | 115.5043 | 112.4464 | 113.6737 | 123.5145 | 151.7756 | 178.885 | 196.7526 | 208.8846 | 213.9124 | 220.0254 | 222.8027 | 223.2864 | 224.3317 | 217.2016 | 204.2307 | 189.8367 | 177.3104 | 166.7002 | 165.7138 | 161.1045 | 152.5619 | 140.6879 | 131.5957 | 3.5418 | 2.9202 | 2.2709 | 0.52639 | 0.35795 | 1.3439 | 1.144 | 0.57381 | 0.068845 | -0.86642 | -1.014 | -0.41304 | 1.5095 | 6.7988 | 19.2726 | 18.522 | 18.0154 | 14.7679 | 2.8579 | 0.55628 | 0.074753 | 0.61551 | 1.3605 | 0.67438 | 62.2169 | 60.4255 | 58.6945 | 57.9104 | 57.4423 | 57.0706 | 57.0319 | 57.2675 | 58.2788 | 61.9432 | 66.1721 | 70.6922 | 74.4012 | 76.4374 | 77.4258 | 78.0834 | 78.2033 | 77.5636 | 76.0095 | 73.2897 | 69.845 | 66.8212 | 64.4179 | 61.8008 | 5.2577 | 4.6546 | 3.9647 | 2.3395 | 2.5613 | 3.614 | 3.2974 | 3.9914 | 3.7765 | 3.4388 | 3.2003 | 3.2735 | 3.3652 | 3.4538 | 3.351 | 3.0927 | 3.0806 | 3.1105 | 3.3401 | 2.8094 | 2.4824 | 2.6184 | 2.1501 | 2.2233
Program Specific1-in-10Size: Over 200kWOrange County2017April Monthly Peak | Program Specific | 1-in-10 | Size: Over 200kW | Orange County | 2017 | April Monthly Peak | 4 | 123.258 | 118.6918 | 115.4208 | 116.4203 | 126.4102 | 155.8971 | 184.123 | 205.0459 | 220.8966 | 228.7378 | 237.8636 | 242.0702 | 243.4182 | 244.6707 | 237.3825 | 222.5899 | 206.1065 | 190.7072 | 178.3187 | 175.9688 | 169.7053 | 158.9286 | 146.2408 | 136.5866 | 0.53085 | 0.087421 | 0.18175 | -0.84862 | -1.053 | -0.39026 | -0.98246 | -0.79966 | -0.83108 | -1.3391 | -1.9227 | -1.5592 | 0.20316 | 5.6926 | 19.6666 | 19.2845 | 18.4229 | 15.8695 | 4.1408 | 0.3842 | -0.55487 | -0.2419 | 0.28652 | -0.31591 | 72.2566 | 70.2738 | 68.5389 | 66.7299 | 65.7959 | 65.0804 | 64.404 | 64.5662 | 67.7345 | 73.4304 | 79.8164 | 85.7013 | 89.5654 | 91.5443 | 92.2852 | 92.8744 | 92.8398 | 92.0063 | 90.4214 | 86.83 | 81.7749 | 77.6989 | 74.9034 | 72.6485 | 5.0367 | 4.4645 | 3.7986 | 2.2365 | 2.4468 | 3.4649 | 3.168 | 3.8826 | 3.7277 | 3.4323 | 3.2294 | 3.3197 | 3.4243 | 3.5161 | 3.4185 | 3.1462 | 3.1219 | 3.1227 | 3.335 | 2.7846 | 2.4408 | 2.5461 | 2.0861 | 2.154
Program Specific1-in-10Size: Over 200kWOrange County2017May Monthly Peak | Program Specific | 1-in-10 | Size: Over 200kW | Orange County | 2017 | May Monthly Peak | 5 | 129.7201 | 124.9643 | 120.8524 | 121.7975 | 133.3281 | 164.1308 | 193.5261 | 218.0307 | 237.2682 | 247.1909 | 256.579 | 260.9706 | 261.1828 | 260.3494 | 252.6255 | 235.591 | 218.2217 | 201.6748 | 189.1769 | 184.3099 | 179.8035 | 167.8995 | 154.7102 | 145.0699 | -1.0929 | -1.4586 | -0.94736 | -1.6218 | -1.8674 | -1.3533 | -2.1803 | -1.6016 | -1.3835 | -1.6726 | -2.5247 | -2.2861 | -0.56442 | 5.1307 | 20.1781 | 19.928 | 18.8975 | 16.7745 | 4.9741 | 0.29306 | -0.92727 | -0.7272 | -0.29997 | -0.88099 | 75.6445 | 73.8394 | 72.2507 | 71.6009 | 70.8403 | 69.8401 | 69.3117 | 69.6638 | 73.3142 | 79.2497 | 84.4319 | 88.2985 | 90.9584 | 93.1288 | 94.5235 | 94.9138 | 94.7976 | 93.7549 | 92.1475 | 89.4637 | 85.3952 | 80.8811 | 78.2165 | 75.9677 | 5.2898 | 4.6908 | 3.9691 | 2.335 | 2.5753 | 3.6404 | 3.3229 | 4.12 | 3.9958 | 3.7015 | 3.4763 | 3.5716 | 3.6666 | 3.7337 | 3.6305 | 3.3231 | 3.2986 | 3.2955 | 3.5308 | 2.9106 | 2.5807 | 2.6842 | 2.2024 | 2.283
Program Specific1-in-10Size: Over 200kWOrange County2017June Monthly Peak | Program Specific | 1-in-10 | Size: Over 200kW | Orange County | 2017 | June Monthly Peak | 6 | 137.2903 | 132.5067 | 127.935 | 129.0961 | 140.573 | 170.0444 | 197.8677 | 218.4445 | 234.4947 | 243.0478 | 252.265 | 255.5857 | 254.5329 | 252.5447 | 245.9179 | 233.2168 | 218.6579 | 203.4907 | 192.6591 | 186.7464 | 182.0933 | 172.3085 | 159.0389 | 150.1428 | -0.61272 | -1.035 | -0.62811 | -1.4769 | -1.7206 | -1.0982 | -1.8641 | -1.3704 | -1.2164 | -1.5756 | -2.3444 | -2.0545 | -0.31277 | 5.2566 | 19.8699 | 19.8759 | 19.1249 | 16.9279 | 4.8815 | 0.33141 | -0.83212 | -0.59567 | -0.11544 | -0.73613 | 73.5048 | 72.0936 | 70.7965 | 69.8053 | 68.5049 | 67.6475 | 67.2648 | 68.1119 | 71.6265 | 76.8764 | 82.3236 | 87.0356 | 90.6764 | 93.26 | 95.1018 | 95.9857 | 96.335 | 95.169 | 93.5488 | 90.4033 | 86.1424 | 82.1353 | 79.3865 | 77.2478 | 5.5878 | 4.9644 | 4.1937 | 2.4702 | 2.7101 | 3.7644 | 3.391 | 4.1199 | 3.9415 | 3.6325 | 3.4113 | 3.4912 | 3.5665 | 3.6149 | 3.5274 | 3.2833 | 3.2989 | 3.3188 | 3.5889 | 2.9435 | 2.6086 | 2.7495 | 2.2597 | 2.3584
Program Specific1-in-10Size: Over 200kWOrange County2017July Monthly Peak | Program Specific | 1-in-10 | Size: Over 200kW | Orange County | 2017 | July Monthly Peak | 7 | 144.0879 | 138.7871 | 134.5197 | 135.3572 | 147.5343 | 178.4248 | 207.0891 | 228.1095 | 243.9489 | 252.5311 | 260.9701 | 262.8305 | 261.1452 | 259.2607 | 252.6834 | 240.0668 | 226.5848 | 211.3637 | 200.5761 | 194.7074 | 189.14 | 178.5646 | 164.8338 | 155.8139 | -2.4888 | -2.8168 | -1.9346 | -2.3692 | -2.6484 | -2.1832 | -3.1866 | -2.2219 | -1.7731 | -1.8688 | -2.8865 | -2.726 | -1.108 | 4.4679 | 19.6604 | 19.9646 | 19.1827 | 17.5748 | 5.7021 | 0.22931 | -1.2235 | -1.122 | -0.76615 | -1.3534 | 79.0173 | 77.6188 | 76.2958 | 74.8931 | 73.9919 | 73.1506 | 72.3373 | 72.7641 | 75.9111 | 80.8671 | 86.2063 | 90.8475 | 93.7095 | 95.1572 | 96.0793 | 95.9179 | 95.7448 | 95.3588 | 93.834 | 91.233 | 87.3193 | 83.3836 | 80.8109 | 79.1092 | 5.9492 | 5.2748 | 4.4732 | 2.6274 | 2.8854 | 4.0069 | 3.6002 | 4.3643 | 4.1596 | 3.8288 | 3.58 | 3.642 | 3.712 | 3.7646 | 3.6767 | 3.4286 | 3.4678 | 3.497 | 3.7903 | 3.1132 | 2.7487 | 2.8904 | 2.3758 | 2.4828
Program Specific1-in-10Size: Over 200kWOrange County2017August Monthly Peak | Program Specific | 1-in-10 | Size: Over 200kW | Orange County | 2017 | August Monthly Peak | 8 | 146.9167 | 141.3995 | 137.0469 | 137.1832 | 150.4608 | 184.0629 | 216.944 | 241.1765 | 261.241 | 270.9726 | 282.0699 | 283.614 | 281.8915 | 279.3841 | 271.7639 | 255.1312 | 237.296 | 218.2928 | 205.8642 | 202.1084 | 195.5088 | 183.1532 | 169.5315 | 160.4724 | -3.9096 | -4.1567 | -2.9171 | -3.0074 | -3.3273 | -3.0273 | -4.2819 | -2.9587 | -2.2952 | -2.1865 | -3.4833 | -3.424 | -1.8154 | 4.0854 | 20.5521 | 20.8338 | 19.6044 | 18.1449 | 6.3163 | 0.15009 | -1.5354 | -1.5282 | -1.2727 | -1.8364 | 79.2576 | 78.3776 | 77.5154 | 76.537 | 75.8788 | 75.3398 | 75.3646 | 75.9682 | 78.6152 | 83.4956 | 88.4391 | 93.119 | 97.0899 | 99.3763 | 100.2775 | 101.0554 | 101.1341 | 100.2095 | 99.4058 | 96.6763 | 92.4508 | 88.6822 | 86.053 | 83.9449 | 6.2164 | 5.5073 | 4.6703 | 2.7289 | 3.0156 | 4.236 | 3.8651 | 4.7288 | 4.565 | 4.2103 | 3.9654 | 4.0274 | 4.1062 | 4.1574 | 4.0525 | 3.7341 | 3.7218 | 3.7012 | 3.9867 | 3.3117 | 2.9117 | 3.0382 | 2.5041 | 2.6204
Program Specific1-in-10Size: Over 200kWOrange County2017September Monthly Peak | Program Specific | 1-in-10 | Size: Over 200kW | Orange County | 2017 | September Monthly Peak | 9 | 145.1752 | 140.2864 | 135.3605 | 136.6533 | 150.0757 | 185.4953 | 221.6347 | 245.1688 | 267.9871 | 278.736 | 288.4093 | 289.4356 | 287.3599 | 285.7991 | 277.3604 | 258.945 | 240.2684 | 220.5156 | 210.0516 | 207.7556 | 196.9662 | 183.7162 | 169.6719 | 160.0584 | -3.964 | -4.2189 | -2.9507 | -3.0407 | -3.3652 | -3.1089 | -4.4461 | -3.0538 | -2.3847 | -2.263 | -3.5893 | -3.5308 | -1.8975 | 4.1237 | 20.9304 | 21.1163 | 19.8134 | 18.3292 | 6.48 | 0.14756 | -1.5671 | -1.561 | -1.3098 | -1.8645 | 81.2614 | 80.3116 | 79.4059 | 78.9993 | 78.2611 | 77.9324 | 77.3091 | 76.8117 | 78.8182 | 82.8724 | 87.4341 | 92.0243 | 95.3242 | 97.2847 | 98.2635 | 98.9112 | 99.0603 | 97.8539 | 95.9786 | 92.6478 | 88.6056 | 85.1991 | 82.5697 | 80.4443 | 6.1566 | 5.4763 | 4.6232 | 2.7245 | 3.0146 | 4.2786 | 3.9576 | 4.8179 | 4.6934 | 4.3406 | 4.0636 | 4.1194 | 4.1953 | 4.2624 | 4.1452 | 3.7984 | 3.7769 | 3.7473 | 4.077 | 3.4119 | 2.94 | 3.0544 | 2.5118 | 2.6195
Program Specific1-in-10Size: Over 200kWOrange County2017October Monthly Peak | Program Specific | 1-in-10 | Size: Over 200kW | Orange County | 2017 | October Monthly Peak | 10 | 119.8772 | 116.0539 | 113.0928 | 114.6954 | 126.1589 | 155.8825 | 188.1438 | 208.8459 | 225.523 | 232.5933 | 241.2877 | 245.6414 | 245.8701 | 244.5588 | 237.2029 | 220.9919 | 204.8056 | 194.1551 | 181.8892 | 174.9876 | 166.3875 | 154.859 | 143.6141 | 134.8493 | -0.99338 | -1.339 | -0.87498 | -1.5197 | -1.7592 | -1.2756 | -2.1076 | -1.5263 | -1.3099 | -1.5715 | -2.3697 | -2.1457 | -0.52333 | 4.829 | 18.9539 | 18.698 | 17.7419 | 16.1491 | 4.7764 | 0.27936 | -0.85467 | -0.666 | -0.27238 | -0.81342 | 76.0626 | 74.3324 | 73.004 | 71.7832 | 70.8328 | 70.1602 | 69.6223 | 69.5506 | 71.0785 | 75.4245 | 81.2516 | 86.919 | 91.6799 | 94.8559 | 96.0534 | 96.7207 | 96.5912 | 95.0362 | 91.9498 | 87.3133 | 82.7377 | 79.7097 | 77.6436 | 75.8095 | 4.8879 | 4.3558 | 3.7139 | 2.1986 | 2.4366 | 3.4571 | 3.2301 | 3.946 | 3.7976 | 3.4826 | 3.2687 | 3.3614 | 3.4513 | 3.5069 | 3.4085 | 3.1169 | 3.0955 | 3.1723 | 3.3944 | 2.7631 | 2.3879 | 2.4755 | 2.0442 | 2.122
Program Specific1-in-10Size: Over 200kWOrange County2017November Monthly Peak | Program Specific | 1-in-10 | Size: Over 200kW | Orange County | 2017 | November Monthly Peak | 11 | 123.4111 | 119.818 | 115.9409 | 115.9892 | 127.0916 | 155.6101 | 184.5404 | 203.6103 | 218.2821 | 226.5854 | 234.1704 | 238.0044 | 238.2599 | 237.4707 | 229.3447 | 213.4755 | 198.608 | 190.7063 | 179.275 | 172.3121 | 164.9804 | 154.1903 | 142.3949 | 133.5399 | 1.3459 | 0.85886 | 0.74826 | -0.48321 | -0.68477 | 0.073564 | -0.41746 | -0.43041 | -0.58721 | -1.2194 | -1.6797 | -1.2469 | 0.56879 | 5.9632 | 19.3543 | 18.7216 | 18.0396 | 15.8731 | 3.8775 | 0.4292 | -0.37802 | -0.0102 | 0.56668 | -0.048623 | 70.291 | 68.2344 | 67.6459 | 66.2804 | 65.1646 | 64.0411 | 64.2996 | 64.6571 | 66.9973 | 71.559 | 77.789 | 83.1397 | 86.4278 | 88.1734 | 89.1728 | 89.0352 | 87.7873 | 85.1783 | 81.7366 | 78.7651 | 76.1218 | 73.915 | 72.0375 | 71.0461 | 5.0951 | 4.5535 | 3.8551 | 2.2513 | 2.4854 | 3.4943 | 3.208 | 3.8953 | 3.7217 | 3.4351 | 3.2121 | 3.2977 | 3.3864 | 3.4479 | 3.3369 | 3.0486 | 3.0394 | 3.155 | 3.3875 | 2.755 | 2.3974 | 2.4957 | 2.0522 | 2.1277
Program Specific1-in-10Size: Over 200kWOrange County2017December Monthly Peak | Program Specific | 1-in-10 | Size: Over 200kW | Orange County | 2017 | December Monthly Peak | 12 | 119.3755 | 115.1092 | 112.2912 | 113.8017 | 124.9885 | 152.1269 | 183.0969 | 198.0756 | 208.7323 | 207.7752 | 207.1989 | 203.94 | 199.014 | 194.514 | 186.9988 | 174.4822 | 165.0153 | 162.5602 | 155.4554 | 152.6678 | 148.2724 | 141.3072 | 132.6255 | 125.4803 | 3.5205 | 2.9102 | 2.2678 | 0.52698 | 0.36222 | 1.347 | 1.1709 | 0.57767 | 0.068794 | -0.84157 | -0.95487 | -0.37807 | 1.3454 | 5.8952 | 16.5926 | 15.824 | 15.6599 | 13.5394 | 2.6651 | 0.51249 | 0.068799 | 0.5701 | 1.2825 | 0.64304 | 45.0709 | 44.4609 | 44.2837 | 44.5676 | 44.8006 | 44.7062 | 44.9005 | 44.8336 | 45.4304 | 46.5799 | 47.6592 | 49.1651 | 50.2951 | 50.862 | 51.1567 | 51.1098 | 50.6093 | 49.7077 | 48.4811 | 47.2729 | 46.2418 | 45.7053 | 45.3185 | 44.4472 | 5.2261 | 4.6387 | 3.9592 | 2.3422 | 2.5918 | 3.6223 | 3.3751 | 4.0182 | 3.7738 | 3.3402 | 3.0137 | 2.9964 | 2.9994 | 2.9948 | 2.8851 | 2.6422 | 2.6778 | 2.8517 | 3.1148 | 2.5883 | 2.2847 | 2.4253 | 2.0269 | 2.12
Program Specific1-in-10Size: Over 200kWOrange County2017Typical Event Day | Program Specific | 1-in-10 | Size: Over 200kW | Orange County | 2017 | Typical Event Day | 8 | 144.9145 | 139.5374 | 135.2554 | 135.5323 | 148.6354 | 181.4129 | 213.2923 | 236.0994 | 254.6815 | 263.9024 | 274.4364 | 276.0052 | 274.3361 | 272.1236 | 264.7307 | 248.884 | 231.6982 | 213.5014 | 201.3616 | 197.8067 | 191.7345 | 180.1363 | 166.7799 | 157.9944 | -2.7407 | -3.055 | -2.1091 | -2.4774 | -2.7768 | -2.3539 | -3.445 | -2.4045 | -1.919 | -1.9839 | -3.0976 | -2.9451 | -1.2698 | 4.5648 | 20.4963 | 20.6321 | 19.5324 | 17.7515 | 5.8041 | 0.21785 | -1.2869 | -1.197 | -0.85894 | -1.4489 | 78.2603 | 77.1004 | 76.0034 | 75.0587 | 74.1592 | 73.5176 | 73.0689 | 73.414 | 76.2428 | 81.0279 | 86.1008 | 90.7566 | 94.2 | 96.2696 | 97.4305 | 97.9675 | 98.0686 | 97.1478 | 95.6918 | 92.7401 | 88.6295 | 84.8501 | 82.205 | 80.1865 | 6.0043 | 5.3218 | 4.5134 | 2.64 | 2.9171 | 4.0883 | 3.7211 | 4.533 | 4.3578 | 4.0152 | 3.7779 | 3.8379 | 3.9131 | 3.9652 | 3.8655 | 3.5669 | 3.5585 | 3.5447 | 3.8185 | 3.1739 | 2.7961 | 2.9261 | 2.4123 | 2.5263
Program Specific1-in-10Size: Over 200kWOrange County2018January Monthly Peak | Program Specific | 1-in-10 | Size: Over 200kW | Orange County | 2018 | January Monthly Peak | 1 | 121.9076 | 116.8069 | 114.2396 | 115.7265 | 127.946 | 158.855 | 194.2629 | 212.7203 | 224.5817 | 222.9682 | 222.499 | 220.097 | 215.9226 | 211.2284 | 202.7208 | 188.3753 | 176.4092 | 172.2757 | 165.7797 | 163.4704 | 158.1027 | 150.5662 | 140.8619 | 132.4168 | 3.5952 | 2.9531 | 2.3072 | 0.5359 | 0.37079 | 1.4066 | 1.2423 | 0.62038 | 0.074018 | -0.9031 | -1.0254 | -0.40802 | 1.4597 | 6.4017 | 17.9877 | 17.084 | 16.7412 | 14.3486 | 2.8421 | 0.54875 | 0.073361 | 0.60745 | 1.3621 | 0.67859 | 45.9493 | 45.1684 | 44.1825 | 43.4532 | 43.1512 | 42.5868 | 42.1217 | 42.0422 | 42.5521 | 44.8717 | 47.469 | 49.2796 | 51.0765 | 52.0723 | 52.7224 | 52.6851 | 51.5266 | 49.8794 | 47.4458 | 46.0597 | 45.2341 | 44.7816 | 44.2107 | 43.4604 | 5.3369 | 4.7071 | 4.0279 | 2.3818 | 2.6532 | 3.7825 | 3.5809 | 4.3153 | 4.0603 | 3.5844 | 3.2363 | 3.2337 | 3.2542 | 3.2521 | 3.1276 | 2.8526 | 2.8627 | 3.0222 | 3.3217 | 2.7714 | 2.4362 | 2.5842 | 2.1527 | 2.2372
Program Specific1-in-10Size: Over 200kWOrange County2018February Monthly Peak | Program Specific | 1-in-10 | Size: Over 200kW | Orange County | 2018 | February Monthly Peak | 2 | 117.319 | 112.9195 | 110.3582 | 112.1584 | 123.7841 | 152.6864 | 185.0855 | 201.5117 | 212.091 | 212.3874 | 213.886 | 213.7936 | 211.1973 | 208.2113 | 200.533 | 187.0976 | 174.9865 | 170.2458 | 162.382 | 158.9278 | 153.5075 | 146.1133 | 136.4115 | 128.3933 | 3.4599 | 2.8548 | 2.2288 | 0.51937 | 0.35873 | 1.352 | 1.1836 | 0.58769 | 0.069901 | -0.86025 | -0.98568 | -0.39634 | 1.4277 | 6.3103 | 17.7935 | 16.9681 | 16.6062 | 14.1795 | 2.7838 | 0.5335 | 0.071228 | 0.58949 | 1.3191 | 0.65797 | 51.5378 | 51.8117 | 51.3798 | 50.8617 | 50.7707 | 50.0416 | 48.9309 | 49.3826 | 50.4015 | 52.6622 | 54.8496 | 55.87 | 56.7089 | 57.9668 | 59.0811 | 59.3532 | 58.5489 | 58.1463 | 56.586 | 55.1309 | 53.9097 | 52.4167 | 51.6908 | 50.8989 | 5.136 | 4.5504 | 3.8911 | 2.3084 | 2.5669 | 3.6357 | 3.4117 | 4.0879 | 3.8345 | 3.4143 | 3.111 | 3.1411 | 3.183 | 3.2056 | 3.0939 | 2.8332 | 2.8396 | 2.9866 | 3.2536 | 2.6944 | 2.3654 | 2.5078 | 2.0847 | 2.1692
Program Specific1-in-10Size: Over 200kWOrange County2018March Monthly Peak | Program Specific | 1-in-10 | Size: Over 200kW | Orange County | 2018 | March Monthly Peak | 3 | 120.0969 | 115.5043 | 112.4464 | 113.6737 | 123.5145 | 151.7756 | 178.885 | 196.7526 | 208.8846 | 213.9124 | 220.0254 | 222.8027 | 223.2864 | 224.3317 | 217.2016 | 204.2307 | 189.8366 | 177.3104 | 166.7002 | 165.7138 | 161.1045 | 152.5619 | 140.6879 | 131.5957 | 3.5418 | 2.9202 | 2.2709 | 0.52639 | 0.35795 | 1.3439 | 1.144 | 0.57381 | 0.068845 | -0.86642 | -1.014 | -0.41304 | 1.5095 | 6.7988 | 19.2726 | 18.522 | 18.0154 | 14.7679 | 2.8579 | 0.55628 | 0.074753 | 0.61551 | 1.3605 | 0.67438 | 62.2169 | 60.4255 | 58.6945 | 57.9104 | 57.4423 | 57.0706 | 57.0319 | 57.2675 | 58.2788 | 61.9432 | 66.1721 | 70.6922 | 74.4012 | 76.4374 | 77.4258 | 78.0834 | 78.2033 | 77.5636 | 76.0095 | 73.2897 | 69.845 | 66.8212 | 64.4179 | 61.8008 | 5.2577 | 4.6546 | 3.9647 | 2.3395 | 2.5613 | 3.614 | 3.2974 | 3.9914 | 3.7765 | 3.4388 | 3.2003 | 3.2735 | 3.3652 | 3.4538 | 3.351 | 3.0927 | 3.0806 | 3.1105 | 3.3401 | 2.8094 | 2.4824 | 2.6184 | 2.1501 | 2.2233
Program Specific1-in-10Size: Over 200kWOrange County2018April Monthly Peak | Program Specific | 1-in-10 | Size: Over 200kW | Orange County | 2018 | April Monthly Peak | 4 | 123.258 | 118.6918 | 115.4208 | 116.4203 | 126.4102 | 155.8971 | 184.123 | 205.0459 | 220.8966 | 228.7378 | 237.8636 | 242.0702 | 243.4182 | 244.6707 | 237.3826 | 222.5899 | 206.1065 | 190.7072 | 178.3187 | 175.9688 | 169.7053 | 158.9286 | 146.2408 | 136.5866 | 0.53085 | 0.087421 | 0.18175 | -0.84862 | -1.053 | -0.39026 | -0.98246 | -0.79966 | -0.83108 | -1.3391 | -1.9227 | -1.5592 | 0.20316 | 5.6926 | 19.6666 | 19.2845 | 18.4229 | 15.8694 | 4.1408 | 0.3842 | -0.55487 | -0.2419 | 0.28652 | -0.31591 | 72.2566 | 70.2738 | 68.5389 | 66.7299 | 65.7959 | 65.0804 | 64.404 | 64.5662 | 67.7345 | 73.4304 | 79.8164 | 85.7013 | 89.5654 | 91.5443 | 92.2852 | 92.8744 | 92.8398 | 92.0063 | 90.4213 | 86.83 | 81.7749 | 77.6989 | 74.9034 | 72.6485 | 5.0367 | 4.4645 | 3.7986 | 2.2365 | 2.4468 | 3.4649 | 3.168 | 3.8826 | 3.7277 | 3.4323 | 3.2294 | 3.3197 | 3.4243 | 3.5161 | 3.4185 | 3.1462 | 3.1219 | 3.1227 | 3.335 | 2.7846 | 2.4408 | 2.5461 | 2.0861 | 2.154
Program Specific1-in-10Size: Over 200kWOrange County2018May Monthly Peak | Program Specific | 1-in-10 | Size: Over 200kW | Orange County | 2018 | May Monthly Peak | 5 | 129.7201 | 124.9643 | 120.8524 | 121.7975 | 133.3281 | 164.1308 | 193.5261 | 218.0307 | 237.2682 | 247.1909 | 256.579 | 260.9706 | 261.1828 | 260.3494 | 252.6255 | 235.591 | 218.2217 | 201.6748 | 189.1769 | 184.3099 | 179.8035 | 167.8995 | 154.7102 | 145.0699 | -1.0929 | -1.4586 | -0.94736 | -1.6218 | -1.8674 | -1.3533 | -2.1803 | -1.6016 | -1.3835 | -1.6726 | -2.5247 | -2.2861 | -0.56442 | 5.1307 | 20.1781 | 19.928 | 18.8975 | 16.7745 | 4.9741 | 0.29306 | -0.92727 | -0.7272 | -0.29997 | -0.88099 | 75.6445 | 73.8394 | 72.2507 | 71.6009 | 70.8403 | 69.8401 | 69.3117 | 69.6638 | 73.3142 | 79.2497 | 84.4319 | 88.2984 | 90.9584 | 93.1288 | 94.5235 | 94.9138 | 94.7976 | 93.7549 | 92.1475 | 89.4637 | 85.3952 | 80.8811 | 78.2165 | 75.9677 | 5.2898 | 4.6908 | 3.9691 | 2.335 | 2.5753 | 3.6404 | 3.3229 | 4.12 | 3.9958 | 3.7015 | 3.4763 | 3.5716 | 3.6666 | 3.7337 | 3.6305 | 3.3231 | 3.2986 | 3.2955 | 3.5308 | 2.9106 | 2.5807 | 2.6842 | 2.2024 | 2.283
Program Specific1-in-10Size: Over 200kWOrange County2018June Monthly Peak | Program Specific | 1-in-10 | Size: Over 200kW | Orange County | 2018 | June Monthly Peak | 6 | 137.2903 | 132.5067 | 127.935 | 129.0961 | 140.573 | 170.0444 | 197.8678 | 218.4445 | 234.4947 | 243.0478 | 252.2649 | 255.5857 | 254.5329 | 252.5447 | 245.9179 | 233.2168 | 218.6579 | 203.4907 | 192.6591 | 186.7464 | 182.0933 | 172.3085 | 159.0389 | 150.1428 | -0.61272 | -1.035 | -0.62811 | -1.4769 | -1.7206 | -1.0982 | -1.8641 | -1.3704 | -1.2164 | -1.5756 | -2.3444 | -2.0545 | -0.31277 | 5.2566 | 19.8699 | 19.8759 | 19.1249 | 16.9279 | 4.8815 | 0.33141 | -0.83212 | -0.59567 | -0.11544 | -0.73613 | 73.5048 | 72.0936 | 70.7965 | 69.8053 | 68.5049 | 67.6475 | 67.2648 | 68.1119 | 71.6265 | 76.8764 | 82.3236 | 87.0356 | 90.6764 | 93.26 | 95.1018 | 95.9857 | 96.335 | 95.169 | 93.5488 | 90.4033 | 86.1424 | 82.1353 | 79.3865 | 77.2478 | 5.5878 | 4.9644 | 4.1937 | 2.4702 | 2.7101 | 3.7644 | 3.391 | 4.1199 | 3.9415 | 3.6325 | 3.4113 | 3.4912 | 3.5665 | 3.6149 | 3.5274 | 3.2833 | 3.2989 | 3.3188 | 3.5889 | 2.9435 | 2.6086 | 2.7495 | 2.2597 | 2.3584
Program Specific1-in-10Size: Over 200kWOrange County2018July Monthly Peak | Program Specific | 1-in-10 | Size: Over 200kW | Orange County | 2018 | July Monthly Peak | 7 | 144.0879 | 138.7871 | 134.5197 | 135.3572 | 147.5343 | 178.4249 | 207.0891 | 228.1095 | 243.9489 | 252.5311 | 260.9701 | 262.8305 | 261.1452 | 259.2607 | 252.6834 | 240.0668 | 226.5848 | 211.3637 | 200.5761 | 194.7074 | 189.14 | 178.5646 | 164.8338 | 155.8139 | -2.4888 | -2.8168 | -1.9346 | -2.3692 | -2.6484 | -2.1832 | -3.1866 | -2.2219 | -1.7731 | -1.8688 | -2.8865 | -2.726 | -1.108 | 4.4679 | 19.6604 | 19.9646 | 19.1827 | 17.5748 | 5.7021 | 0.22931 | -1.2235 | -1.122 | -0.76615 | -1.3534 | 79.0173 | 77.6188 | 76.2958 | 74.8931 | 73.9919 | 73.1506 | 72.3373 | 72.7641 | 75.9111 | 80.8671 | 86.2063 | 90.8475 | 93.7095 | 95.1572 | 96.0793 | 95.9179 | 95.7448 | 95.3588 | 93.834 | 91.233 | 87.3193 | 83.3836 | 80.8109 | 79.1092 | 5.9492 | 5.2748 | 4.4732 | 2.6274 | 2.8854 | 4.0069 | 3.6002 | 4.3643 | 4.1596 | 3.8288 | 3.58 | 3.642 | 3.712 | 3.7646 | 3.6767 | 3.4286 | 3.4678 | 3.497 | 3.7903 | 3.1132 | 2.7487 | 2.8904 | 2.3758 | 2.4828
Program Specific1-in-10Size: Over 200kWOrange County2018August Monthly Peak | Program Specific | 1-in-10 | Size: Over 200kW | Orange County | 2018 | August Monthly Peak | 8 | 146.9167 | 141.3995 | 137.0469 | 137.1832 | 150.4608 | 184.0629 | 216.944 | 241.1765 | 261.241 | 270.9726 | 282.0699 | 283.614 | 281.8916 | 279.3841 | 271.7638 | 255.1312 | 237.296 | 218.2928 | 205.8642 | 202.1084 | 195.5088 | 183.1532 | 169.5315 | 160.4724 | -3.9096 | -4.1567 | -2.9171 | -3.0074 | -3.3273 | -3.0273 | -4.2819 | -2.9587 | -2.2952 | -2.1865 | -3.4833 | -3.424 | -1.8154 | 4.0854 | 20.5521 | 20.8338 | 19.6044 | 18.1449 | 6.3163 | 0.15009 | -1.5354 | -1.5282 | -1.2727 | -1.8364 | 79.2576 | 78.3776 | 77.5154 | 76.537 | 75.8788 | 75.3398 | 75.3646 | 75.9682 | 78.6152 | 83.4956 | 88.4391 | 93.119 | 97.0899 | 99.3763 | 100.2775 | 101.0554 | 101.1341 | 100.2095 | 99.4058 | 96.6763 | 92.4508 | 88.6822 | 86.053 | 83.9449 | 6.2164 | 5.5073 | 4.6703 | 2.7289 | 3.0156 | 4.236 | 3.8651 | 4.7288 | 4.565 | 4.2103 | 3.9654 | 4.0274 | 4.1062 | 4.1574 | 4.0525 | 3.7341 | 3.7218 | 3.7012 | 3.9867 | 3.3117 | 2.9117 | 3.0382 | 2.5041 | 2.6204
Program Specific1-in-10Size: Over 200kWOrange County2018September Monthly Peak | Program Specific | 1-in-10 | Size: Over 200kW | Orange County | 2018 | September Monthly Peak | 9 | 145.1752 | 140.2864 | 135.3605 | 136.6533 | 150.0757 | 185.4953 | 221.6347 | 245.1688 | 267.9871 | 278.736 | 288.4093 | 289.4356 | 287.3599 | 285.7991 | 277.3604 | 258.945 | 240.2684 | 220.5156 | 210.0516 | 207.7556 | 196.9662 | 183.7162 | 169.6719 | 160.0584 | -3.964 | -4.2189 | -2.9507 | -3.0407 | -3.3652 | -3.1089 | -4.4461 | -3.0538 | -2.3847 | -2.263 | -3.5893 | -3.5308 | -1.8975 | 4.1237 | 20.9304 | 21.1163 | 19.8134 | 18.3292 | 6.48 | 0.14756 | -1.5671 | -1.561 | -1.3098 | -1.8645 | 81.2614 | 80.3116 | 79.4059 | 78.9993 | 78.2611 | 77.9324 | 77.3091 | 76.8117 | 78.8182 | 82.8724 | 87.4341 | 92.0243 | 95.3242 | 97.2847 | 98.2635 | 98.9112 | 99.0603 | 97.8539 | 95.9786 | 92.6478 | 88.6056 | 85.1991 | 82.5697 | 80.4443 | 6.1566 | 5.4763 | 4.6232 | 2.7245 | 3.0146 | 4.2786 | 3.9576 | 4.8179 | 4.6934 | 4.3406 | 4.0636 | 4.1194 | 4.1953 | 4.2624 | 4.1452 | 3.7984 | 3.7769 | 3.7473 | 4.077 | 3.4119 | 2.94 | 3.0544 | 2.5118 | 2.6195
Program Specific1-in-10Size: Over 200kWOrange County2018October Monthly Peak | Program Specific | 1-in-10 | Size: Over 200kW | Orange County | 2018 | October Monthly Peak | 10 | 119.8772 | 116.0539 | 113.0928 | 114.6954 | 126.1589 | 155.8825 | 188.1438 | 208.8459 | 225.523 | 232.5933 | 241.2877 | 245.6414 | 245.8701 | 244.5588 | 237.2029 | 220.9919 | 204.8056 | 194.1551 | 181.8892 | 174.9876 | 166.3875 | 154.859 | 143.6141 | 134.8493 | -0.99338 | -1.339 | -0.87498 | -1.5197 | -1.7592 | -1.2756 | -2.1076 | -1.5263 | -1.3099 | -1.5715 | -2.3697 | -2.1457 | -0.52333 | 4.829 | 18.9539 | 18.698 | 17.7419 | 16.1491 | 4.7764 | 0.27936 | -0.85467 | -0.666 | -0.27238 | -0.81342 | 76.0625 | 74.3324 | 73.004 | 71.7832 | 70.8328 | 70.1602 | 69.6223 | 69.5506 | 71.0785 | 75.4245 | 81.2516 | 86.919 | 91.6799 | 94.8559 | 96.0534 | 96.7207 | 96.5912 | 95.0362 | 91.9498 | 87.3133 | 82.7377 | 79.7097 | 77.6436 | 75.8095 | 4.8879 | 4.3558 | 3.7139 | 2.1986 | 2.4366 | 3.4571 | 3.2301 | 3.946 | 3.7976 | 3.4826 | 3.2687 | 3.3614 | 3.4513 | 3.5069 | 3.4085 | 3.1169 | 3.0955 | 3.1723 | 3.3944 | 2.7631 | 2.3879 | 2.4755 | 2.0442 | 2.122
Program Specific1-in-10Size: Over 200kWOrange County2018November Monthly Peak | Program Specific | 1-in-10 | Size: Over 200kW | Orange County | 2018 | November Monthly Peak | 11 | 123.4111 | 119.818 | 115.9409 | 115.9892 | 127.0916 | 155.6101 | 184.5404 | 203.6103 | 218.2821 | 226.5854 | 234.1704 | 238.0044 | 238.2599 | 237.4707 | 229.3447 | 213.4755 | 198.608 | 190.7063 | 179.275 | 172.3121 | 164.9804 | 154.1903 | 142.3949 | 133.5399 | 1.3459 | 0.85886 | 0.74826 | -0.48321 | -0.68477 | 0.073564 | -0.41746 | -0.43041 | -0.58721 | -1.2194 | -1.6797 | -1.2469 | 0.56879 | 5.9632 | 19.3543 | 18.7216 | 18.0396 | 15.8731 | 3.8775 | 0.4292 | -0.37802 | -0.0102 | 0.56668 | -0.048623 | 70.291 | 68.2344 | 67.6459 | 66.2804 | 65.1646 | 64.0411 | 64.2996 | 64.6571 | 66.9973 | 71.5591 | 77.789 | 83.1397 | 86.4278 | 88.1734 | 89.1728 | 89.0352 | 87.7873 | 85.1783 | 81.7366 | 78.7651 | 76.1218 | 73.915 | 72.0375 | 71.0461 | 5.0951 | 4.5535 | 3.8551 | 2.2513 | 2.4854 | 3.4943 | 3.208 | 3.8953 | 3.7217 | 3.4351 | 3.2121 | 3.2977 | 3.3864 | 3.4479 | 3.3369 | 3.0486 | 3.0394 | 3.155 | 3.3875 | 2.755 | 2.3974 | 2.4957 | 2.0522 | 2.1277
Program Specific1-in-10Size: Over 200kWOrange County2018December Monthly Peak | Program Specific | 1-in-10 | Size: Over 200kW | Orange County | 2018 | December Monthly Peak | 12 | 119.3755 | 115.1092 | 112.2912 | 113.8017 | 124.9885 | 152.1269 | 183.0969 | 198.0756 | 208.7323 | 207.7752 | 207.1989 | 203.94 | 199.0139 | 194.514 | 186.9988 | 174.4822 | 165.0153 | 162.5602 | 155.4554 | 152.6677 | 148.2724 | 141.3072 | 132.6255 | 125.4803 | 3.5205 | 2.9102 | 2.2678 | 0.52698 | 0.36222 | 1.347 | 1.1709 | 0.57767 | 0.068794 | -0.84157 | -0.95487 | -0.37807 | 1.3454 | 5.8952 | 16.5926 | 15.824 | 15.6599 | 13.5394 | 2.6651 | 0.51249 | 0.068799 | 0.5701 | 1.2825 | 0.64304 | 45.0709 | 44.4609 | 44.2837 | 44.5676 | 44.8006 | 44.7062 | 44.9005 | 44.8336 | 45.4304 | 46.5799 | 47.6592 | 49.1651 | 50.2951 | 50.862 | 51.1567 | 51.1098 | 50.6093 | 49.7077 | 48.4811 | 47.2729 | 46.2418 | 45.7053 | 45.3185 | 44.4472 | 5.2261 | 4.6387 | 3.9592 | 2.3422 | 2.5918 | 3.6223 | 3.3751 | 4.0182 | 3.7738 | 3.3402 | 3.0137 | 2.9964 | 2.9994 | 2.9948 | 2.8851 | 2.6422 | 2.6778 | 2.8517 | 3.1148 | 2.5883 | 2.2847 | 2.4253 | 2.0269 | 2.12
Program Specific1-in-10Size: Over 200kWOrange County2018Typical Event Day | Program Specific | 1-in-10 | Size: Over 200kW | Orange County | 2018 | Typical Event Day | 8 | 144.9145 | 139.5374 | 135.2554 | 135.5323 | 148.6354 | 181.4129 | 213.2923 | 236.0994 | 254.6815 | 263.9024 | 274.4364 | 276.0052 | 274.3361 | 272.1236 | 264.7307 | 248.884 | 231.6982 | 213.5014 | 201.3616 | 197.8068 | 191.7344 | 180.1362 | 166.7799 | 157.9944 | -2.7407 | -3.055 | -2.1091 | -2.4774 | -2.7768 | -2.3539 | -3.445 | -2.4045 | -1.919 | -1.9839 | -3.0976 | -2.9451 | -1.2698 | 4.5648 | 20.4963 | 20.6321 | 19.5324 | 17.7515 | 5.8041 | 0.21785 | -1.2869 | -1.197 | -0.85894 | -1.4489 | 78.2603 | 77.1004 | 76.0034 | 75.0587 | 74.1592 | 73.5176 | 73.0689 | 73.414 | 76.2428 | 81.0279 | 86.1008 | 90.7566 | 94.2 | 96.2696 | 97.4305 | 97.9675 | 98.0686 | 97.1478 | 95.6918 | 92.7401 | 88.6295 | 84.8501 | 82.205 | 80.1865 | 6.0043 | 5.3218 | 4.5134 | 2.64 | 2.9171 | 4.0883 | 3.7211 | 4.533 | 4.3578 | 4.0152 | 3.7779 | 3.8379 | 3.9131 | 3.9652 | 3.8655 | 3.5669 | 3.5585 | 3.5447 | 3.8185 | 3.1739 | 2.7961 | 2.9261 | 2.4123 | 2.5263
Program Specific1-in-10Size: Over 200kWOrange County2019January Monthly Peak | Program Specific | 1-in-10 | Size: Over 200kW | Orange County | 2019 | January Monthly Peak | 1 | 121.9076 | 116.8069 | 114.2396 | 115.7265 | 127.946 | 158.855 | 194.2628 | 212.7203 | 224.5817 | 222.9682 | 222.499 | 220.097 | 215.9226 | 211.2284 | 202.7208 | 188.3753 | 176.4092 | 172.2757 | 165.7797 | 163.4704 | 158.1028 | 150.5662 | 140.8619 | 132.4168 | 3.5952 | 2.9531 | 2.3072 | 0.5359 | 0.37079 | 1.4066 | 1.2423 | 0.62038 | 0.074018 | -0.9031 | -1.0254 | -0.40802 | 1.4597 | 6.4017 | 17.9877 | 17.084 | 16.7412 | 14.3486 | 2.8421 | 0.54875 | 0.073361 | 0.60745 | 1.3621 | 0.67859 | 45.9493 | 45.1684 | 44.1825 | 43.4532 | 43.1512 | 42.5868 | 42.1217 | 42.0422 | 42.5521 | 44.8717 | 47.469 | 49.2796 | 51.0765 | 52.0723 | 52.7224 | 52.6851 | 51.5266 | 49.8794 | 47.4458 | 46.0596 | 45.2341 | 44.7816 | 44.2107 | 43.4604 | 5.3369 | 4.7071 | 4.0279 | 2.3818 | 2.6532 | 3.7825 | 3.5809 | 4.3153 | 4.0603 | 3.5844 | 3.2363 | 3.2337 | 3.2542 | 3.2521 | 3.1276 | 2.8526 | 2.8627 | 3.0222 | 3.3217 | 2.7714 | 2.4362 | 2.5842 | 2.1527 | 2.2372
Program Specific1-in-10Size: Over 200kWOrange County2019February Monthly Peak | Program Specific | 1-in-10 | Size: Over 200kW | Orange County | 2019 | February Monthly Peak | 2 | 117.319 | 112.9195 | 110.3582 | 112.1584 | 123.7841 | 152.6864 | 185.0855 | 201.5117 | 212.091 | 212.3874 | 213.886 | 213.7936 | 211.1973 | 208.2113 | 200.533 | 187.0976 | 174.9865 | 170.2458 | 162.382 | 158.9278 | 153.5075 | 146.1133 | 136.4115 | 128.3933 | 3.4599 | 2.8548 | 2.2288 | 0.51937 | 0.35873 | 1.352 | 1.1836 | 0.58769 | 0.069901 | -0.86025 | -0.98568 | -0.39634 | 1.4277 | 6.3103 | 17.7935 | 16.9681 | 16.6062 | 14.1795 | 2.7838 | 0.5335 | 0.071228 | 0.58949 | 1.3191 | 0.65797 | 51.5378 | 51.8117 | 51.3798 | 50.8617 | 50.7707 | 50.0416 | 48.9309 | 49.3826 | 50.4015 | 52.6622 | 54.8496 | 55.87 | 56.7089 | 57.9668 | 59.0811 | 59.3532 | 58.5489 | 58.1463 | 56.586 | 55.1309 | 53.9097 | 52.4167 | 51.6908 | 50.8989 | 5.136 | 4.5504 | 3.8911 | 2.3084 | 2.5669 | 3.6357 | 3.4117 | 4.0879 | 3.8345 | 3.4143 | 3.111 | 3.1411 | 3.183 | 3.2056 | 3.0939 | 2.8332 | 2.8396 | 2.9866 | 3.2536 | 2.6944 | 2.3654 | 2.5078 | 2.0847 | 2.1692
Program Specific1-in-10Size: Over 200kWOrange County2019March Monthly Peak | Program Specific | 1-in-10 | Size: Over 200kW | Orange County | 2019 | March Monthly Peak | 3 | 120.0969 | 115.5043 | 112.4464 | 113.6737 | 123.5145 | 151.7756 | 178.885 | 196.7526 | 208.8846 | 213.9124 | 220.0254 | 222.8027 | 223.2864 | 224.3317 | 217.2016 | 204.2307 | 189.8366 | 177.3104 | 166.7002 | 165.7138 | 161.1045 | 152.5619 | 140.6879 | 131.5957 | 3.5418 | 2.9202 | 2.2709 | 0.52639 | 0.35795 | 1.3439 | 1.144 | 0.57381 | 0.068845 | -0.86642 | -1.014 | -0.41304 | 1.5095 | 6.7988 | 19.2726 | 18.522 | 18.0154 | 14.7679 | 2.8579 | 0.55628 | 0.074753 | 0.61551 | 1.3605 | 0.67438 | 62.2169 | 60.4255 | 58.6945 | 57.9104 | 57.4423 | 57.0706 | 57.0319 | 57.2675 | 58.2788 | 61.9432 | 66.1721 | 70.6922 | 74.4012 | 76.4374 | 77.4258 | 78.0834 | 78.2033 | 77.5636 | 76.0095 | 73.2897 | 69.845 | 66.8212 | 64.4179 | 61.8008 | 5.2577 | 4.6546 | 3.9647 | 2.3395 | 2.5613 | 3.614 | 3.2974 | 3.9914 | 3.7765 | 3.4388 | 3.2003 | 3.2735 | 3.3652 | 3.4538 | 3.351 | 3.0927 | 3.0806 | 3.1105 | 3.3401 | 2.8094 | 2.4824 | 2.6184 | 2.1501 | 2.2233
Program Specific1-in-10Size: Over 200kWOrange County2019April Monthly Peak | Program Specific | 1-in-10 | Size: Over 200kW | Orange County | 2019 | April Monthly Peak | 4 | 123.258 | 118.6918 | 115.4208 | 116.4203 | 126.4102 | 155.8971 | 184.123 | 205.0459 | 220.8966 | 228.7378 | 237.8636 | 242.0702 | 243.4182 | 244.6707 | 237.3826 | 222.5899 | 206.1065 | 190.7072 | 178.3187 | 175.9688 | 169.7053 | 158.9286 | 146.2408 | 136.5866 | 0.53085 | 0.087421 | 0.18175 | -0.84862 | -1.053 | -0.39026 | -0.98246 | -0.79966 | -0.83108 | -1.3391 | -1.9227 | -1.5592 | 0.20316 | 5.6926 | 19.6666 | 19.2845 | 18.4229 | 15.8694 | 4.1408 | 0.3842 | -0.55487 | -0.2419 | 0.28652 | -0.31591 | 72.2566 | 70.2738 | 68.5389 | 66.7299 | 65.7959 | 65.0804 | 64.404 | 64.5662 | 67.7345 | 73.4304 | 79.8164 | 85.7013 | 89.5654 | 91.5443 | 92.2852 | 92.8744 | 92.8398 | 92.0063 | 90.4214 | 86.83 | 81.7749 | 77.6989 | 74.9034 | 72.6485 | 5.0367 | 4.4645 | 3.7986 | 2.2365 | 2.4468 | 3.4649 | 3.168 | 3.8826 | 3.7277 | 3.4323 | 3.2294 | 3.3197 | 3.4243 | 3.5161 | 3.4185 | 3.1462 | 3.1219 | 3.1227 | 3.335 | 2.7846 | 2.4408 | 2.5461 | 2.0861 | 2.154
Program Specific1-in-10Size: Over 200kWOrange County2019May Monthly Peak | Program Specific | 1-in-10 | Size: Over 200kW | Orange County | 2019 | May Monthly Peak | 5 | 129.7201 | 124.9643 | 120.8524 | 121.7975 | 133.3281 | 164.1308 | 193.5261 | 218.0307 | 237.2682 | 247.1909 | 256.579 | 260.9706 | 261.1828 | 260.3494 | 252.6255 | 235.591 | 218.2217 | 201.6748 | 189.1769 | 184.3099 | 179.8035 | 167.8995 | 154.7102 | 145.0699 | -1.0929 | -1.4586 | -0.94736 | -1.6218 | -1.8674 | -1.3533 | -2.1803 | -1.6016 | -1.3835 | -1.6726 | -2.5247 | -2.2861 | -0.56442 | 5.1307 | 20.1781 | 19.928 | 18.8975 | 16.7745 | 4.9741 | 0.29306 | -0.92727 | -0.7272 | -0.29997 | -0.88099 | 75.6445 | 73.8394 | 72.2507 | 71.6009 | 70.8403 | 69.8401 | 69.3117 | 69.6638 | 73.3142 | 79.2497 | 84.4319 | 88.2985 | 90.9584 | 93.1288 | 94.5234 | 94.9138 | 94.7976 | 93.7549 | 92.1475 | 89.4637 | 85.3952 | 80.8811 | 78.2165 | 75.9677 | 5.2898 | 4.6908 | 3.9691 | 2.335 | 2.5753 | 3.6404 | 3.3229 | 4.12 | 3.9958 | 3.7015 | 3.4763 | 3.5716 | 3.6666 | 3.7337 | 3.6305 | 3.3231 | 3.2986 | 3.2955 | 3.5308 | 2.9106 | 2.5807 | 2.6842 | 2.2024 | 2.283
Program Specific1-in-10Size: Over 200kWOrange County2019June Monthly Peak | Program Specific | 1-in-10 | Size: Over 200kW | Orange County | 2019 | June Monthly Peak | 6 | 137.2903 | 132.5067 | 127.935 | 129.0961 | 140.573 | 170.0444 | 197.8678 | 218.4445 | 234.4947 | 243.0478 | 252.265 | 255.5857 | 254.5328 | 252.5447 | 245.9179 | 233.2168 | 218.6579 | 203.4906 | 192.6591 | 186.7464 | 182.0933 | 172.3085 | 159.0389 | 150.1428 | -0.61272 | -1.035 | -0.62811 | -1.4769 | -1.7206 | -1.0982 | -1.8641 | -1.3704 | -1.2164 | -1.5756 | -2.3444 | -2.0545 | -0.31277 | 5.2566 | 19.8699 | 19.8759 | 19.1249 | 16.9279 | 4.8815 | 0.33141 | -0.83212 | -0.59567 | -0.11544 | -0.73613 | 73.5048 | 72.0936 | 70.7965 | 69.8053 | 68.5049 | 67.6475 | 67.2648 | 68.1119 | 71.6265 | 76.8764 | 82.3236 | 87.0356 | 90.6764 | 93.26 | 95.1018 | 95.9857 | 96.335 | 95.169 | 93.5488 | 90.4033 | 86.1424 | 82.1353 | 79.3865 | 77.2478 | 5.5878 | 4.9644 | 4.1937 | 2.4702 | 2.7101 | 3.7644 | 3.391 | 4.1199 | 3.9415 | 3.6325 | 3.4113 | 3.4912 | 3.5665 | 3.6149 | 3.5274 | 3.2833 | 3.2989 | 3.3188 | 3.5889 | 2.9435 | 2.6086 | 2.7495 | 2.2597 | 2.3584
Program Specific1-in-10Size: Over 200kWOrange County2019July Monthly Peak | Program Specific | 1-in-10 | Size: Over 200kW | Orange County | 2019 | July Monthly Peak | 7 | 144.0879 | 138.7871 | 134.5197 | 135.3572 | 147.5343 | 178.4248 | 207.0891 | 228.1095 | 243.9489 | 252.5311 | 260.9701 | 262.8305 | 261.1452 | 259.2607 | 252.6834 | 240.0668 | 226.5848 | 211.3637 | 200.5761 | 194.7074 | 189.14 | 178.5646 | 164.8338 | 155.8139 | -2.4888 | -2.8168 | -1.9346 | -2.3692 | -2.6484 | -2.1832 | -3.1866 | -2.2219 | -1.7731 | -1.8688 | -2.8865 | -2.726 | -1.108 | 4.4679 | 19.6604 | 19.9646 | 19.1827 | 17.5748 | 5.7021 | 0.22931 | -1.2235 | -1.122 | -0.76615 | -1.3534 | 79.0173 | 77.6188 | 76.2958 | 74.8931 | 73.9919 | 73.1506 | 72.3373 | 72.7641 | 75.9111 | 80.8671 | 86.2063 | 90.8475 | 93.7095 | 95.1572 | 96.0793 | 95.9179 | 95.7448 | 95.3589 | 93.834 | 91.233 | 87.3193 | 83.3836 | 80.8109 | 79.1092 | 5.9492 | 5.2748 | 4.4732 | 2.6274 | 2.8854 | 4.0069 | 3.6002 | 4.3643 | 4.1596 | 3.8288 | 3.58 | 3.642 | 3.712 | 3.7646 | 3.6767 | 3.4286 | 3.4678 | 3.497 | 3.7903 | 3.1132 | 2.7487 | 2.8904 | 2.3758 | 2.4828
Program Specific1-in-10Size: Over 200kWOrange County2019August Monthly Peak | Program Specific | 1-in-10 | Size: Over 200kW | Orange County | 2019 | August Monthly Peak | 8 | 146.9167 | 141.3995 | 137.0469 | 137.1832 | 150.4608 | 184.0629 | 216.944 | 241.1765 | 261.241 | 270.9726 | 282.0699 | 283.614 | 281.8916 | 279.3841 | 271.7639 | 255.1312 | 237.296 | 218.2928 | 205.8642 | 202.1084 | 195.5088 | 183.1532 | 169.5315 | 160.4724 | -3.9096 | -4.1567 | -2.9171 | -3.0074 | -3.3273 | -3.0273 | -4.2819 | -2.9587 | -2.2952 | -2.1865 | -3.4833 | -3.424 | -1.8154 | 4.0854 | 20.5521 | 20.8338 | 19.6044 | 18.1449 | 6.3163 | 0.15009 | -1.5354 | -1.5282 | -1.2727 | -1.8364 | 79.2576 | 78.3776 | 77.5154 | 76.537 | 75.8788 | 75.3398 | 75.3646 | 75.9682 | 78.6152 | 83.4956 | 88.4391 | 93.119 | 97.0899 | 99.3763 | 100.2775 | 101.0554 | 101.1341 | 100.2095 | 99.4058 | 96.6763 | 92.4508 | 88.6822 | 86.053 | 83.9449 | 6.2164 | 5.5073 | 4.6703 | 2.7289 | 3.0156 | 4.236 | 3.8651 | 4.7288 | 4.565 | 4.2103 | 3.9654 | 4.0274 | 4.1062 | 4.1574 | 4.0525 | 3.7341 | 3.7218 | 3.7012 | 3.9867 | 3.3117 | 2.9117 | 3.0382 | 2.5041 | 2.6204
Program Specific1-in-10Size: Over 200kWOrange County2019September Monthly Peak | Program Specific | 1-in-10 | Size: Over 200kW | Orange County | 2019 | September Monthly Peak | 9 | 145.1752 | 140.2864 | 135.3605 | 136.6533 | 150.0757 | 185.4953 | 221.6347 | 245.1688 | 267.9871 | 278.736 | 288.4093 | 289.4356 | 287.3599 | 285.7991 | 277.3604 | 258.945 | 240.2684 | 220.5156 | 210.0516 | 207.7556 | 196.9662 | 183.7162 | 169.6719 | 160.0584 | -3.964 | -4.2189 | -2.9507 | -3.0407 | -3.3652 | -3.1089 | -4.4461 | -3.0538 | -2.3847 | -2.263 | -3.5893 | -3.5308 | -1.8975 | 4.1237 | 20.9304 | 21.1163 | 19.8134 | 18.3292 | 6.48 | 0.14756 | -1.5671 | -1.561 | -1.3098 | -1.8645 | 81.2614 | 80.3116 | 79.4059 | 78.9993 | 78.2611 | 77.9324 | 77.3091 | 76.8117 | 78.8182 | 82.8724 | 87.4341 | 92.0243 | 95.3242 | 97.2847 | 98.2635 | 98.9112 | 99.0603 | 97.8539 | 95.9786 | 92.6478 | 88.6056 | 85.1991 | 82.5697 | 80.4443 | 6.1566 | 5.4763 | 4.6232 | 2.7245 | 3.0146 | 4.2786 | 3.9576 | 4.8179 | 4.6934 | 4.3406 | 4.0636 | 4.1194 | 4.1953 | 4.2624 | 4.1452 | 3.7984 | 3.7769 | 3.7473 | 4.077 | 3.4119 | 2.94 | 3.0544 | 2.5118 | 2.6195
Program Specific1-in-10Size: Over 200kWOrange County2019October Monthly Peak | Program Specific | 1-in-10 | Size: Over 200kW | Orange County | 2019 | October Monthly Peak | 10 | 119.8772 | 116.0539 | 113.0928 | 114.6954 | 126.1589 | 155.8825 | 188.1438 | 208.8459 | 225.523 | 232.5933 | 241.2877 | 245.6414 | 245.8701 | 244.5588 | 237.2029 | 220.9919 | 204.8056 | 194.1551 | 181.8892 | 174.9876 | 166.3875 | 154.859 | 143.6141 | 134.8493 | -0.99338 | -1.339 | -0.87498 | -1.5197 | -1.7592 | -1.2756 | -2.1076 | -1.5263 | -1.3099 | -1.5715 | -2.3697 | -2.1457 | -0.52333 | 4.829 | 18.9539 | 18.698 | 17.7419 | 16.1491 | 4.7764 | 0.27936 | -0.85467 | -0.666 | -0.27238 | -0.81342 | 76.0625 | 74.3324 | 73.004 | 71.7832 | 70.8328 | 70.1602 | 69.6223 | 69.5506 | 71.0785 | 75.4245 | 81.2516 | 86.919 | 91.6799 | 94.8559 | 96.0534 | 96.7207 | 96.5912 | 95.0362 | 91.9498 | 87.3133 | 82.7377 | 79.7097 | 77.6436 | 75.8095 | 4.8879 | 4.3558 | 3.7139 | 2.1986 | 2.4366 | 3.4571 | 3.2301 | 3.946 | 3.7976 | 3.4826 | 3.2687 | 3.3614 | 3.4513 | 3.5069 | 3.4085 | 3.1169 | 3.0955 | 3.1723 | 3.3944 | 2.7631 | 2.3879 | 2.4755 | 2.0442 | 2.122
Program Specific1-in-10Size: Over 200kWOrange County2019November Monthly Peak | Program Specific | 1-in-10 | Size: Over 200kW | Orange County | 2019 | November Monthly Peak | 11 | 123.4111 | 119.818 | 115.9409 | 115.9892 | 127.0916 | 155.6101 | 184.5404 | 203.6103 | 218.2821 | 226.5854 | 234.1704 | 238.0044 | 238.2599 | 237.4707 | 229.3447 | 213.4755 | 198.608 | 190.7063 | 179.275 | 172.3121 | 164.9804 | 154.1904 | 142.3949 | 133.5399 | 1.3459 | 0.85886 | 0.74826 | -0.48321 | -0.68477 | 0.073564 | -0.41746 | -0.43041 | -0.58721 | -1.2194 | -1.6797 | -1.2469 | 0.56879 | 5.9632 | 19.3543 | 18.7216 | 18.0396 | 15.8731 | 3.8775 | 0.4292 | -0.37802 | -0.0102 | 0.56668 | -0.048623 | 70.291 | 68.2344 | 67.6459 | 66.2804 | 65.1646 | 64.0411 | 64.2996 | 64.6571 | 66.9973 | 71.5591 | 77.789 | 83.1397 | 86.4278 | 88.1734 | 89.1728 | 89.0352 | 87.7873 | 85.1783 | 81.7366 | 78.7651 | 76.1218 | 73.915 | 72.0375 | 71.0461 | 5.0951 | 4.5535 | 3.8551 | 2.2513 | 2.4854 | 3.4943 | 3.208 | 3.8953 | 3.7217 | 3.4351 | 3.2121 | 3.2977 | 3.3864 | 3.4479 | 3.3369 | 3.0486 | 3.0394 | 3.155 | 3.3875 | 2.755 | 2.3974 | 2.4957 | 2.0522 | 2.1277
Program Specific1-in-10Size: Over 200kWOrange County2019December Monthly Peak | Program Specific | 1-in-10 | Size: Over 200kW | Orange County | 2019 | December Monthly Peak | 12 | 119.3755 | 115.1092 | 112.2912 | 113.8017 | 124.9885 | 152.1269 | 183.0969 | 198.0756 | 208.7323 | 207.7752 | 207.1989 | 203.94 | 199.014 | 194.514 | 186.9988 | 174.4822 | 165.0153 | 162.5602 | 155.4554 | 152.6678 | 148.2724 | 141.3072 | 132.6255 | 125.4803 | 3.5205 | 2.9102 | 2.2678 | 0.52698 | 0.36222 | 1.347 | 1.1709 | 0.57767 | 0.068794 | -0.84157 | -0.95487 | -0.37807 | 1.3454 | 5.8952 | 16.5926 | 15.824 | 15.6599 | 13.5394 | 2.6651 | 0.51249 | 0.068799 | 0.5701 | 1.2825 | 0.64304 | 45.0709 | 44.4609 | 44.2837 | 44.5676 | 44.8006 | 44.7062 | 44.9005 | 44.8336 | 45.4304 | 46.5799 | 47.6592 | 49.1651 | 50.2951 | 50.862 | 51.1567 | 51.1098 | 50.6093 | 49.7077 | 48.4811 | 47.2729 | 46.2418 | 45.7052 | 45.3185 | 44.4472 | 5.2261 | 4.6387 | 3.9592 | 2.3422 | 2.5918 | 3.6223 | 3.3751 | 4.0182 | 3.7738 | 3.3402 | 3.0137 | 2.9964 | 2.9994 | 2.9948 | 2.8851 | 2.6422 | 2.6778 | 2.8517 | 3.1148 | 2.5883 | 2.2847 | 2.4253 | 2.0269 | 2.12
Program Specific1-in-10Size: Over 200kWOrange County2019Typical Event Day | Program Specific | 1-in-10 | Size: Over 200kW | Orange County | 2019 | Typical Event Day | 8 | 144.9144 | 139.5374 | 135.2554 | 135.5323 | 148.6354 | 181.4129 | 213.2923 | 236.0994 | 254.6815 | 263.9024 | 274.4364 | 276.0052 | 274.3361 | 272.1236 | 264.7307 | 248.884 | 231.6982 | 213.5014 | 201.3616 | 197.8067 | 191.7345 | 180.1363 | 166.7799 | 157.9944 | -2.7407 | -3.055 | -2.1091 | -2.4774 | -2.7768 | -2.3539 | -3.445 | -2.4045 | -1.919 | -1.9839 | -3.0976 | -2.9451 | -1.2698 | 4.5648 | 20.4963 | 20.6321 | 19.5324 | 17.7515 | 5.8041 | 0.21785 | -1.2869 | -1.197 | -0.85894 | -1.4489 | 78.2603 | 77.1004 | 76.0034 | 75.0587 | 74.1592 | 73.5176 | 73.0689 | 73.414 | 76.2428 | 81.0279 | 86.1008 | 90.7566 | 94.2 | 96.2696 | 97.4305 | 97.9675 | 98.0686 | 97.1478 | 95.6918 | 92.7401 | 88.6295 | 84.8501 | 82.205 | 80.1865 | 6.0043 | 5.3218 | 4.5134 | 2.64 | 2.9171 | 4.0883 | 3.7211 | 4.533 | 4.3578 | 4.0152 | 3.7779 | 3.8379 | 3.9131 | 3.9652 | 3.8655 | 3.5669 | 3.5585 | 3.5447 | 3.8185 | 3.1739 | 2.7961 | 2.9261 | 2.4123 | 2.5263
Program Specific1-in-10Size: Over 200kWOrange County2020January Monthly Peak | Program Specific | 1-in-10 | Size: Over 200kW | Orange County | 2020 | January Monthly Peak | 1 | 121.9076 | 116.8069 | 114.2396 | 115.7265 | 127.946 | 158.855 | 194.2628 | 212.7203 | 224.5817 | 222.9682 | 222.499 | 220.0971 | 215.9226 | 211.2284 | 202.7208 | 188.3753 | 176.4092 | 172.2757 | 165.7797 | 163.4704 | 158.1028 | 150.5662 | 140.8619 | 132.4168 | 3.5952 | 2.9531 | 2.3072 | 0.5359 | 0.37079 | 1.4066 | 1.2423 | 0.62038 | 0.074018 | -0.9031 | -1.0254 | -0.40802 | 1.4597 | 6.4017 | 17.9877 | 17.084 | 16.7412 | 14.3486 | 2.8421 | 0.54875 | 0.073361 | 0.60745 | 1.3621 | 0.67859 | 45.9493 | 45.1684 | 44.1825 | 43.4532 | 43.1512 | 42.5868 | 42.1217 | 42.0422 | 42.5521 | 44.8717 | 47.469 | 49.2796 | 51.0765 | 52.0723 | 52.7224 | 52.6851 | 51.5266 | 49.8794 | 47.4458 | 46.0597 | 45.2341 | 44.7816 | 44.2107 | 43.4604 | 5.3369 | 4.7071 | 4.0279 | 2.3818 | 2.6532 | 3.7825 | 3.5809 | 4.3153 | 4.0603 | 3.5844 | 3.2363 | 3.2337 | 3.2542 | 3.2521 | 3.1276 | 2.8526 | 2.8627 | 3.0222 | 3.3217 | 2.7714 | 2.4362 | 2.5842 | 2.1527 | 2.2372
Program Specific1-in-10Size: Over 200kWOrange County2020February Monthly Peak | Program Specific | 1-in-10 | Size: Over 200kW | Orange County | 2020 | February Monthly Peak | 2 | 117.319 | 112.9195 | 110.3582 | 112.1584 | 123.7842 | 152.6864 | 185.0855 | 201.5117 | 212.091 | 212.3874 | 213.886 | 213.7936 | 211.1973 | 208.2113 | 200.533 | 187.0976 | 174.9865 | 170.2458 | 162.382 | 158.9278 | 153.5075 | 146.1133 | 136.4115 | 128.3933 | 3.4599 | 2.8548 | 2.2288 | 0.51937 | 0.35873 | 1.352 | 1.1836 | 0.58769 | 0.069901 | -0.86025 | -0.98568 | -0.39634 | 1.4277 | 6.3103 | 17.7935 | 16.9681 | 16.6062 | 14.1795 | 2.7838 | 0.5335 | 0.071228 | 0.58949 | 1.3191 | 0.65797 | 51.5378 | 51.8117 | 51.3798 | 50.8617 | 50.7707 | 50.0416 | 48.9309 | 49.3826 | 50.4015 | 52.6623 | 54.8496 | 55.87 | 56.7089 | 57.9668 | 59.0811 | 59.3532 | 58.5489 | 58.1463 | 56.586 | 55.1309 | 53.9097 | 52.4167 | 51.6908 | 50.8989 | 5.136 | 4.5504 | 3.8911 | 2.3084 | 2.5669 | 3.6357 | 3.4117 | 4.0879 | 3.8345 | 3.4143 | 3.111 | 3.1411 | 3.183 | 3.2056 | 3.0939 | 2.8332 | 2.8396 | 2.9866 | 3.2536 | 2.6944 | 2.3654 | 2.5078 | 2.0847 | 2.1692
Program Specific1-in-10Size: Over 200kWOrange County2020March Monthly Peak | Program Specific | 1-in-10 | Size: Over 200kW | Orange County | 2020 | March Monthly Peak | 3 | 120.0969 | 115.5043 | 112.4464 | 113.6737 | 123.5145 | 151.7756 | 178.885 | 196.7526 | 208.8846 | 213.9124 | 220.0254 | 222.8027 | 223.2864 | 224.3317 | 217.2016 | 204.2307 | 189.8367 | 177.3104 | 166.7002 | 165.7138 | 161.1045 | 152.5619 | 140.6879 | 131.5957 | 3.5418 | 2.9202 | 2.2709 | 0.52639 | 0.35795 | 1.3439 | 1.144 | 0.57381 | 0.068845 | -0.86642 | -1.014 | -0.41304 | 1.5095 | 6.7988 | 19.2726 | 18.522 | 18.0154 | 14.7679 | 2.8579 | 0.55628 | 0.074753 | 0.61551 | 1.3605 | 0.67438 | 62.2169 | 60.4255 | 58.6945 | 57.9104 | 57.4423 | 57.0706 | 57.0319 | 57.2675 | 58.2788 | 61.9432 | 66.1721 | 70.6922 | 74.4012 | 76.4374 | 77.4258 | 78.0834 | 78.2033 | 77.5636 | 76.0095 | 73.2897 | 69.845 | 66.8212 | 64.4179 | 61.8008 | 5.2577 | 4.6546 | 3.9647 | 2.3395 | 2.5613 | 3.614 | 3.2974 | 3.9914 | 3.7765 | 3.4388 | 3.2003 | 3.2735 | 3.3652 | 3.4538 | 3.351 | 3.0927 | 3.0806 | 3.1105 | 3.3401 | 2.8094 | 2.4824 | 2.6184 | 2.1501 | 2.2233
Program Specific1-in-10Size: Over 200kWOrange County2020April Monthly Peak | Program Specific | 1-in-10 | Size: Over 200kW | Orange County | 2020 | April Monthly Peak | 4 | 123.258 | 118.6918 | 115.4208 | 116.4203 | 126.4102 | 155.8971 | 184.123 | 205.0459 | 220.8966 | 228.7378 | 237.8636 | 242.0702 | 243.4182 | 244.6707 | 237.3825 | 222.5899 | 206.1065 | 190.7072 | 178.3187 | 175.9688 | 169.7053 | 158.9286 | 146.2408 | 136.5866 | 0.53085 | 0.087421 | 0.18175 | -0.84862 | -1.053 | -0.39026 | -0.98246 | -0.79966 | -0.83108 | -1.3391 | -1.9227 | -1.5592 | 0.20316 | 5.6926 | 19.6666 | 19.2845 | 18.4229 | 15.8694 | 4.1408 | 0.3842 | -0.55487 | -0.2419 | 0.28652 | -0.31591 | 72.2566 | 70.2738 | 68.5389 | 66.7299 | 65.7959 | 65.0804 | 64.404 | 64.5662 | 67.7345 | 73.4304 | 79.8164 | 85.7013 | 89.5654 | 91.5443 | 92.2852 | 92.8744 | 92.8398 | 92.0063 | 90.4214 | 86.83 | 81.7749 | 77.6989 | 74.9034 | 72.6485 | 5.0367 | 4.4645 | 3.7986 | 2.2365 | 2.4468 | 3.4649 | 3.168 | 3.8826 | 3.7277 | 3.4323 | 3.2294 | 3.3197 | 3.4243 | 3.5161 | 3.4185 | 3.1462 | 3.1219 | 3.1227 | 3.335 | 2.7846 | 2.4408 | 2.5461 | 2.0861 | 2.154
Program Specific1-in-10Size: Over 200kWOrange County2020May Monthly Peak | Program Specific | 1-in-10 | Size: Over 200kW | Orange County | 2020 | May Monthly Peak | 5 | 129.7201 | 124.9643 | 120.8524 | 121.7975 | 133.3281 | 164.1308 | 193.5261 | 218.0307 | 237.2682 | 247.1909 | 256.579 | 260.9706 | 261.1828 | 260.3494 | 252.6255 | 235.591 | 218.2217 | 201.6748 | 189.1769 | 184.3099 | 179.8035 | 167.8995 | 154.7102 | 145.0699 | -1.0929 | -1.4586 | -0.94736 | -1.6218 | -1.8674 | -1.3533 | -2.1803 | -1.6016 | -1.3835 | -1.6726 | -2.5247 | -2.2861 | -0.56442 | 5.1307 | 20.1781 | 19.928 | 18.8975 | 16.7745 | 4.9741 | 0.29306 | -0.92727 | -0.7272 | -0.29997 | -0.88099 | 75.6445 | 73.8394 | 72.2507 | 71.6009 | 70.8403 | 69.8401 | 69.3117 | 69.6638 | 73.3142 | 79.2497 | 84.4319 | 88.2984 | 90.9584 | 93.1288 | 94.5235 | 94.9138 | 94.7976 | 93.7549 | 92.1475 | 89.4637 | 85.3952 | 80.8811 | 78.2165 | 75.9677 | 5.2898 | 4.6908 | 3.9691 | 2.335 | 2.5753 | 3.6404 | 3.3229 | 4.12 | 3.9958 | 3.7015 | 3.4763 | 3.5716 | 3.6666 | 3.7337 | 3.6305 | 3.3231 | 3.2986 | 3.2955 | 3.5308 | 2.9106 | 2.5807 | 2.6842 | 2.2024 | 2.283
Program Specific1-in-10Size: Over 200kWOrange County2020June Monthly Peak | Program Specific | 1-in-10 | Size: Over 200kW | Orange County | 2020 | June Monthly Peak | 6 | 137.2903 | 132.5067 | 127.935 | 129.0961 | 140.573 | 170.0444 | 197.8678 | 218.4445 | 234.4947 | 243.0478 | 252.265 | 255.5857 | 254.5329 | 252.5447 | 245.9179 | 233.2168 | 218.6579 | 203.4907 | 192.6591 | 186.7464 | 182.0933 | 172.3085 | 159.0389 | 150.1428 | -0.61272 | -1.035 | -0.62811 | -1.4769 | -1.7206 | -1.0982 | -1.8641 | -1.3704 | -1.2164 | -1.5756 | -2.3444 | -2.0545 | -0.31277 | 5.2566 | 19.8699 | 19.8759 | 19.1249 | 16.9279 | 4.8815 | 0.33141 | -0.83212 | -0.59567 | -0.11544 | -0.73613 | 73.5048 | 72.0936 | 70.7965 | 69.8053 | 68.5049 | 67.6475 | 67.2648 | 68.1119 | 71.6265 | 76.8764 | 82.3236 | 87.0356 | 90.6764 | 93.26 | 95.1018 | 95.9857 | 96.335 | 95.169 | 93.5488 | 90.4033 | 86.1424 | 82.1353 | 79.3865 | 77.2478 | 5.5878 | 4.9644 | 4.1937 | 2.4702 | 2.7101 | 3.7644 | 3.391 | 4.1199 | 3.9415 | 3.6325 | 3.4113 | 3.4912 | 3.5665 | 3.6149 | 3.5274 | 3.2833 | 3.2989 | 3.3188 | 3.5889 | 2.9435 | 2.6086 | 2.7495 | 2.2597 | 2.3584
Program Specific1-in-10Size: Over 200kWOrange County2020July Monthly Peak | Program Specific | 1-in-10 | Size: Over 200kW | Orange County | 2020 | July Monthly Peak | 7 | 144.0879 | 138.7871 | 134.5197 | 135.3572 | 147.5343 | 178.4249 | 207.0891 | 228.1095 | 243.9489 | 252.5311 | 260.9701 | 262.8305 | 261.1452 | 259.2607 | 252.6834 | 240.0668 | 226.5848 | 211.3636 | 200.5761 | 194.7074 | 189.14 | 178.5646 | 164.8338 | 155.8139 | -2.4888 | -2.8168 | -1.9346 | -2.3692 | -2.6484 | -2.1832 | -3.1866 | -2.2219 | -1.7731 | -1.8688 | -2.8865 | -2.726 | -1.108 | 4.4679 | 19.6604 | 19.9646 | 19.1827 | 17.5748 | 5.7021 | 0.22931 | -1.2235 | -1.122 | -0.76615 | -1.3534 | 79.0173 | 77.6188 | 76.2958 | 74.8931 | 73.9919 | 73.1506 | 72.3373 | 72.7641 | 75.9111 | 80.8671 | 86.2063 | 90.8475 | 93.7095 | 95.1572 | 96.0793 | 95.9179 | 95.7448 | 95.3588 | 93.834 | 91.233 | 87.3193 | 83.3836 | 80.8109 | 79.1092 | 5.9492 | 5.2748 | 4.4732 | 2.6274 | 2.8854 | 4.0069 | 3.6002 | 4.3643 | 4.1596 | 3.8288 | 3.58 | 3.642 | 3.712 | 3.7646 | 3.6767 | 3.4286 | 3.4678 | 3.497 | 3.7903 | 3.1132 | 2.7487 | 2.8904 | 2.3758 | 2.4828
Program Specific1-in-10Size: Over 200kWOrange County2020August Monthly Peak | Program Specific | 1-in-10 | Size: Over 200kW | Orange County | 2020 | August Monthly Peak | 8 | 146.9167 | 141.3995 | 137.0469 | 137.1832 | 150.4608 | 184.0629 | 216.944 | 241.1765 | 261.241 | 270.9726 | 282.0699 | 283.6141 | 281.8916 | 279.3841 | 271.7638 | 255.1312 | 237.296 | 218.2928 | 205.8642 | 202.1084 | 195.5088 | 183.1532 | 169.5315 | 160.4724 | -3.9096 | -4.1567 | -2.9171 | -3.0074 | -3.3273 | -3.0273 | -4.2819 | -2.9587 | -2.2952 | -2.1865 | -3.4833 | -3.424 | -1.8154 | 4.0854 | 20.5521 | 20.8338 | 19.6044 | 18.1449 | 6.3163 | 0.15009 | -1.5354 | -1.5282 | -1.2727 | -1.8364 | 79.2576 | 78.3776 | 77.5154 | 76.537 | 75.8788 | 75.3398 | 75.3646 | 75.9682 | 78.6152 | 83.4956 | 88.4391 | 93.119 | 97.0899 | 99.3763 | 100.2775 | 101.0554 | 101.1341 | 100.2095 | 99.4058 | 96.6763 | 92.4508 | 88.6822 | 86.053 | 83.9449 | 6.2164 | 5.5073 | 4.6703 | 2.7289 | 3.0156 | 4.236 | 3.8651 | 4.7288 | 4.565 | 4.2103 | 3.9654 | 4.0274 | 4.1062 | 4.1574 | 4.0525 | 3.7341 | 3.7218 | 3.7012 | 3.9867 | 3.3117 | 2.9117 | 3.0382 | 2.5041 | 2.6204
Program Specific1-in-10Size: Over 200kWOrange County2020September Monthly Peak | Program Specific | 1-in-10 | Size: Over 200kW | Orange County | 2020 | September Monthly Peak | 9 | 145.1752 | 140.2864 | 135.3605 | 136.6533 | 150.0757 | 185.4953 | 221.6347 | 245.1688 | 267.9871 | 278.736 | 288.4093 | 289.4356 | 287.3599 | 285.7991 | 277.3604 | 258.945 | 240.2684 | 220.5156 | 210.0516 | 207.7556 | 196.9662 | 183.7162 | 169.6719 | 160.0584 | -3.964 | -4.2189 | -2.9507 | -3.0407 | -3.3652 | -3.1089 | -4.4461 | -3.0538 | -2.3847 | -2.263 | -3.5893 | -3.5308 | -1.8975 | 4.1237 | 20.9304 | 21.1163 | 19.8134 | 18.3292 | 6.48 | 0.14756 | -1.5671 | -1.561 | -1.3098 | -1.8645 | 81.2614 | 80.3116 | 79.4059 | 78.9993 | 78.2611 | 77.9324 | 77.3091 | 76.8117 | 78.8182 | 82.8724 | 87.4341 | 92.0243 | 95.3242 | 97.2847 | 98.2635 | 98.9112 | 99.0603 | 97.8539 | 95.9786 | 92.6478 | 88.6056 | 85.1991 | 82.5697 | 80.4443 | 6.1566 | 5.4763 | 4.6232 | 2.7245 | 3.0146 | 4.2786 | 3.9576 | 4.8179 | 4.6934 | 4.3406 | 4.0636 | 4.1194 | 4.1953 | 4.2624 | 4.1452 | 3.7984 | 3.7769 | 3.7473 | 4.077 | 3.4119 | 2.94 | 3.0544 | 2.5118 | 2.6195
Program Specific1-in-10Size: Over 200kWOrange County2020October Monthly Peak | Program Specific | 1-in-10 | Size: Over 200kW | Orange County | 2020 | October Monthly Peak | 10 | 119.8772 | 116.0539 | 113.0928 | 114.6954 | 126.1589 | 155.8825 | 188.1438 | 208.8459 | 225.523 | 232.5933 | 241.2877 | 245.6414 | 245.8701 | 244.5588 | 237.2028 | 220.9919 | 204.8056 | 194.1551 | 181.8892 | 174.9876 | 166.3875 | 154.859 | 143.6141 | 134.8493 | -0.99338 | -1.339 | -0.87498 | -1.5197 | -1.7592 | -1.2756 | -2.1076 | -1.5263 | -1.3099 | -1.5715 | -2.3697 | -2.1457 | -0.52333 | 4.829 | 18.9539 | 18.698 | 17.7419 | 16.1491 | 4.7764 | 0.27936 | -0.85467 | -0.666 | -0.27238 | -0.81342 | 76.0626 | 74.3324 | 73.004 | 71.7832 | 70.8328 | 70.1602 | 69.6223 | 69.5506 | 71.0785 | 75.4245 | 81.2516 | 86.919 | 91.6799 | 94.8559 | 96.0534 | 96.7207 | 96.5912 | 95.0362 | 91.9498 | 87.3133 | 82.7377 | 79.7097 | 77.6436 | 75.8095 | 4.8879 | 4.3558 | 3.7139 | 2.1986 | 2.4366 | 3.4571 | 3.2301 | 3.946 | 3.7976 | 3.4826 | 3.2687 | 3.3614 | 3.4513 | 3.5069 | 3.4085 | 3.1169 | 3.0955 | 3.1723 | 3.3944 | 2.7631 | 2.3879 | 2.4755 | 2.0442 | 2.122
Program Specific1-in-10Size: Over 200kWOrange County2020November Monthly Peak | Program Specific | 1-in-10 | Size: Over 200kW | Orange County | 2020 | November Monthly Peak | 11 | 123.4111 | 119.818 | 115.9409 | 115.9892 | 127.0916 | 155.6101 | 184.5404 | 203.6103 | 218.2821 | 226.5854 | 234.1704 | 238.0044 | 238.2599 | 237.4707 | 229.3447 | 213.4755 | 198.608 | 190.7063 | 179.275 | 172.3121 | 164.9804 | 154.1904 | 142.3949 | 133.5399 | 1.3459 | 0.85886 | 0.74826 | -0.48321 | -0.68477 | 0.073564 | -0.41746 | -0.43041 | -0.58721 | -1.2194 | -1.6797 | -1.2469 | 0.56879 | 5.9632 | 19.3543 | 18.7216 | 18.0396 | 15.8731 | 3.8775 | 0.4292 | -0.37802 | -0.0102 | 0.56668 | -0.048623 | 70.291 | 68.2344 | 67.6459 | 66.2804 | 65.1646 | 64.0411 | 64.2996 | 64.6571 | 66.9973 | 71.559 | 77.789 | 83.1397 | 86.4278 | 88.1734 | 89.1728 | 89.0352 | 87.7873 | 85.1783 | 81.7366 | 78.7651 | 76.1218 | 73.915 | 72.0375 | 71.0461 | 5.0951 | 4.5535 | 3.8551 | 2.2513 | 2.4854 | 3.4943 | 3.208 | 3.8953 | 3.7217 | 3.4351 | 3.2121 | 3.2977 | 3.3864 | 3.4479 | 3.3369 | 3.0486 | 3.0394 | 3.155 | 3.3875 | 2.755 | 2.3974 | 2.4957 | 2.0522 | 2.1277
Program Specific1-in-10Size: Over 200kWOrange County2020December Monthly Peak | Program Specific | 1-in-10 | Size: Over 200kW | Orange County | 2020 | December Monthly Peak | 12 | 119.3755 | 115.1092 | 112.2912 | 113.8017 | 124.9885 | 152.1269 | 183.0969 | 198.0756 | 208.7323 | 207.7752 | 207.1989 | 203.94 | 199.0139 | 194.514 | 186.9988 | 174.4822 | 165.0153 | 162.5602 | 155.4554 | 152.6678 | 148.2724 | 141.3072 | 132.6255 | 125.4803 | 3.5205 | 2.9102 | 2.2678 | 0.52698 | 0.36222 | 1.347 | 1.1709 | 0.57767 | 0.068794 | -0.84157 | -0.95487 | -0.37807 | 1.3454 | 5.8952 | 16.5926 | 15.824 | 15.6599 | 13.5394 | 2.6651 | 0.51249 | 0.068799 | 0.5701 | 1.2825 | 0.64304 | 45.0709 | 44.4609 | 44.2837 | 44.5676 | 44.8006 | 44.7062 | 44.9005 | 44.8336 | 45.4304 | 46.5799 | 47.6592 | 49.1651 | 50.2951 | 50.862 | 51.1567 | 51.1098 | 50.6093 | 49.7077 | 48.4811 | 47.2729 | 46.2418 | 45.7053 | 45.3185 | 44.4472 | 5.2261 | 4.6387 | 3.9592 | 2.3422 | 2.5918 | 3.6223 | 3.3751 | 4.0182 | 3.7738 | 3.3402 | 3.0137 | 2.9964 | 2.9994 | 2.9948 | 2.8851 | 2.6422 | 2.6778 | 2.8517 | 3.1148 | 2.5883 | 2.2847 | 2.4253 | 2.0269 | 2.12
Program Specific1-in-10Size: Over 200kWOrange County2020Typical Event Day | Program Specific | 1-in-10 | Size: Over 200kW | Orange County | 2020 | Typical Event Day | 8 | 144.9144 | 139.5374 | 135.2554 | 135.5323 | 148.6354 | 181.4129 | 213.2923 | 236.0994 | 254.6815 | 263.9024 | 274.4364 | 276.0052 | 274.3361 | 272.1236 | 264.7307 | 248.884 | 231.6982 | 213.5014 | 201.3616 | 197.8068 | 191.7345 | 180.1362 | 166.7799 | 157.9944 | -2.7407 | -3.055 | -2.1091 | -2.4774 | -2.7768 | -2.3539 | -3.445 | -2.4045 | -1.919 | -1.9839 | -3.0976 | -2.9451 | -1.2698 | 4.5648 | 20.4963 | 20.6321 | 19.5324 | 17.7515 | 5.8041 | 0.21785 | -1.2869 | -1.197 | -0.85894 | -1.4489 | 78.2603 | 77.1004 | 76.0034 | 75.0587 | 74.1592 | 73.5176 | 73.0689 | 73.414 | 76.2428 | 81.0279 | 86.1008 | 90.7566 | 94.2 | 96.2696 | 97.4305 | 97.9675 | 98.0686 | 97.1478 | 95.6918 | 92.7401 | 88.6295 | 84.8501 | 82.205 | 80.1865 | 6.0043 | 5.3218 | 4.5134 | 2.64 | 2.9171 | 4.0883 | 3.7211 | 4.533 | 4.3578 | 4.0152 | 3.7779 | 3.8379 | 3.9131 | 3.9652 | 3.8655 | 3.5669 | 3.5585 | 3.5447 | 3.8185 | 3.1739 | 2.7961 | 2.9261 | 2.4123 | 2.5263
Program Specific1-in-10Size: Over 200kWOrange County2021January Monthly Peak | Program Specific | 1-in-10 | Size: Over 200kW | Orange County | 2021 | January Monthly Peak | 1 | 121.9076 | 116.8069 | 114.2396 | 115.7265 | 127.946 | 158.855 | 194.2629 | 212.7203 | 224.5817 | 222.9682 | 222.499 | 220.097 | 215.9226 | 211.2284 | 202.7208 | 188.3753 | 176.4092 | 172.2757 | 165.7797 | 163.4704 | 158.1028 | 150.5662 | 140.8619 | 132.4168 | 3.5952 | 2.9531 | 2.3072 | 0.5359 | 0.37079 | 1.4066 | 1.2423 | 0.62038 | 0.074018 | -0.9031 | -1.0254 | -0.40802 | 1.4597 | 6.4017 | 17.9877 | 17.084 | 16.7412 | 14.3486 | 2.8421 | 0.54875 | 0.073361 | 0.60745 | 1.3621 | 0.67859 | 45.9493 | 45.1684 | 44.1825 | 43.4532 | 43.1512 | 42.5868 | 42.1217 | 42.0422 | 42.5521 | 44.8717 | 47.469 | 49.2796 | 51.0765 | 52.0723 | 52.7224 | 52.6851 | 51.5266 | 49.8794 | 47.4458 | 46.0597 | 45.2341 | 44.7816 | 44.2107 | 43.4604 | 5.3369 | 4.7071 | 4.0279 | 2.3818 | 2.6532 | 3.7825 | 3.5809 | 4.3153 | 4.0603 | 3.5844 | 3.2363 | 3.2337 | 3.2542 | 3.2521 | 3.1276 | 2.8526 | 2.8627 | 3.0222 | 3.3217 | 2.7714 | 2.4362 | 2.5842 | 2.1527 | 2.2372
Program Specific1-in-10Size: Over 200kWOrange County2021February Monthly Peak | Program Specific | 1-in-10 | Size: Over 200kW | Orange County | 2021 | February Monthly Peak | 2 | 117.319 | 112.9195 | 110.3582 | 112.1584 | 123.7841 | 152.6864 | 185.0855 | 201.5117 | 212.091 | 212.3874 | 213.886 | 213.7936 | 211.1973 | 208.2113 | 200.533 | 187.0976 | 174.9865 | 170.2458 | 162.382 | 158.9278 | 153.5075 | 146.1133 | 136.4115 | 128.3933 | 3.4599 | 2.8548 | 2.2288 | 0.51937 | 0.35873 | 1.352 | 1.1836 | 0.58769 | 0.069901 | -0.86025 | -0.98568 | -0.39634 | 1.4277 | 6.3103 | 17.7935 | 16.9681 | 16.6062 | 14.1795 | 2.7838 | 0.5335 | 0.071228 | 0.58949 | 1.3191 | 0.65797 | 51.5378 | 51.8117 | 51.3798 | 50.8617 | 50.7707 | 50.0416 | 48.9309 | 49.3826 | 50.4015 | 52.6623 | 54.8496 | 55.87 | 56.7089 | 57.9668 | 59.0811 | 59.3532 | 58.5489 | 58.1463 | 56.586 | 55.1309 | 53.9097 | 52.4167 | 51.6908 | 50.8989 | 5.136 | 4.5504 | 3.8911 | 2.3084 | 2.5669 | 3.6357 | 3.4117 | 4.0879 | 3.8345 | 3.4143 | 3.111 | 3.1411 | 3.183 | 3.2056 | 3.0939 | 2.8332 | 2.8396 | 2.9866 | 3.2536 | 2.6944 | 2.3654 | 2.5078 | 2.0847 | 2.1692
Program Specific1-in-10Size: Over 200kWOrange County2021March Monthly Peak | Program Specific | 1-in-10 | Size: Over 200kW | Orange County | 2021 | March Monthly Peak | 3 | 120.0969 | 115.5043 | 112.4464 | 113.6737 | 123.5145 | 151.7756 | 178.885 | 196.7526 | 208.8846 | 213.9124 | 220.0254 | 222.8027 | 223.2864 | 224.3317 | 217.2016 | 204.2307 | 189.8367 | 177.3104 | 166.7002 | 165.7138 | 161.1045 | 152.5619 | 140.6879 | 131.5957 | 3.5418 | 2.9202 | 2.2709 | 0.52639 | 0.35795 | 1.3439 | 1.144 | 0.57381 | 0.068845 | -0.86642 | -1.014 | -0.41304 | 1.5095 | 6.7988 | 19.2726 | 18.522 | 18.0154 | 14.7679 | 2.8579 | 0.55628 | 0.074753 | 0.61551 | 1.3605 | 0.67438 | 62.2169 | 60.4255 | 58.6945 | 57.9104 | 57.4423 | 57.0706 | 57.0319 | 57.2675 | 58.2788 | 61.9432 | 66.1721 | 70.6922 | 74.4012 | 76.4374 | 77.4258 | 78.0834 | 78.2033 | 77.5636 | 76.0095 | 73.2897 | 69.845 | 66.8212 | 64.4179 | 61.8008 | 5.2577 | 4.6546 | 3.9647 | 2.3395 | 2.5613 | 3.614 | 3.2974 | 3.9914 | 3.7765 | 3.4388 | 3.2003 | 3.2735 | 3.3652 | 3.4538 | 3.351 | 3.0927 | 3.0806 | 3.1105 | 3.3401 | 2.8094 | 2.4824 | 2.6184 | 2.1501 | 2.2233
Program Specific1-in-10Size: Over 200kWOrange County2021April Monthly Peak | Program Specific | 1-in-10 | Size: Over 200kW | Orange County | 2021 | April Monthly Peak | 4 | 123.258 | 118.6918 | 115.4208 | 116.4203 | 126.4102 | 155.8971 | 184.123 | 205.0459 | 220.8966 | 228.7378 | 237.8636 | 242.0702 | 243.4182 | 244.6707 | 237.3826 | 222.5899 | 206.1065 | 190.7072 | 178.3187 | 175.9688 | 169.7053 | 158.9286 | 146.2408 | 136.5866 | 0.53085 | 0.087421 | 0.18175 | -0.84862 | -1.053 | -0.39026 | -0.98246 | -0.79966 | -0.83108 | -1.3391 | -1.9227 | -1.5592 | 0.20316 | 5.6926 | 19.6666 | 19.2845 | 18.4229 | 15.8694 | 4.1408 | 0.3842 | -0.55487 | -0.2419 | 0.28652 | -0.31591 | 72.2566 | 70.2738 | 68.5389 | 66.7299 | 65.7959 | 65.0804 | 64.404 | 64.5662 | 67.7345 | 73.4304 | 79.8164 | 85.7013 | 89.5654 | 91.5443 | 92.2852 | 92.8744 | 92.8398 | 92.0063 | 90.4214 | 86.83 | 81.7749 | 77.6989 | 74.9034 | 72.6485 | 5.0367 | 4.4645 | 3.7986 | 2.2365 | 2.4468 | 3.4649 | 3.168 | 3.8826 | 3.7277 | 3.4323 | 3.2294 | 3.3197 | 3.4243 | 3.5161 | 3.4185 | 3.1462 | 3.1219 | 3.1227 | 3.335 | 2.7846 | 2.4408 | 2.5461 | 2.0861 | 2.154
Program Specific1-in-10Size: Over 200kWOrange County2021May Monthly Peak | Program Specific | 1-in-10 | Size: Over 200kW | Orange County | 2021 | May Monthly Peak | 5 | 129.7201 | 124.9643 | 120.8524 | 121.7975 | 133.3281 | 164.1308 | 193.5261 | 218.0307 | 237.2682 | 247.1909 | 256.579 | 260.9706 | 261.1828 | 260.3494 | 252.6255 | 235.591 | 218.2217 | 201.6748 | 189.1769 | 184.3099 | 179.8035 | 167.8995 | 154.7102 | 145.0699 | -1.0929 | -1.4586 | -0.94736 | -1.6218 | -1.8674 | -1.3533 | -2.1803 | -1.6016 | -1.3835 | -1.6726 | -2.5247 | -2.2861 | -0.56442 | 5.1307 | 20.1781 | 19.928 | 18.8975 | 16.7745 | 4.9741 | 0.29306 | -0.92727 | -0.7272 | -0.29997 | -0.88099 | 75.6445 | 73.8394 | 72.2507 | 71.6009 | 70.8403 | 69.8401 | 69.3117 | 69.6638 | 73.3142 | 79.2497 | 84.4319 | 88.2985 | 90.9584 | 93.1288 | 94.5235 | 94.9138 | 94.7976 | 93.7549 | 92.1475 | 89.4637 | 85.3952 | 80.8811 | 78.2165 | 75.9677 | 5.2898 | 4.6908 | 3.9691 | 2.335 | 2.5753 | 3.6404 | 3.3229 | 4.12 | 3.9958 | 3.7015 | 3.4763 | 3.5716 | 3.6666 | 3.7337 | 3.6305 | 3.3231 | 3.2986 | 3.2955 | 3.5308 | 2.9106 | 2.5807 | 2.6842 | 2.2024 | 2.283
Program Specific1-in-10Size: Over 200kWOrange County2021June Monthly Peak | Program Specific | 1-in-10 | Size: Over 200kW | Orange County | 2021 | June Monthly Peak | 6 | 137.2903 | 132.5067 | 127.935 | 129.0961 | 140.573 | 170.0444 | 197.8678 | 218.4445 | 234.4947 | 243.0478 | 252.265 | 255.5857 | 254.5328 | 252.5447 | 245.9179 | 233.2168 | 218.6579 | 203.4906 | 192.6591 | 186.7464 | 182.0933 | 172.3085 | 159.0389 | 150.1428 | -0.61272 | -1.035 | -0.62811 | -1.4769 | -1.7206 | -1.0982 | -1.8641 | -1.3704 | -1.2164 | -1.5756 | -2.3444 | -2.0545 | -0.31277 | 5.2566 | 19.8699 | 19.8759 | 19.1249 | 16.9279 | 4.8815 | 0.33141 | -0.83212 | -0.59567 | -0.11544 | -0.73613 | 73.5048 | 72.0936 | 70.7965 | 69.8053 | 68.5049 | 67.6475 | 67.2648 | 68.1119 | 71.6265 | 76.8764 | 82.3236 | 87.0356 | 90.6764 | 93.26 | 95.1018 | 95.9857 | 96.335 | 95.169 | 93.5488 | 90.4033 | 86.1424 | 82.1353 | 79.3865 | 77.2478 | 5.5878 | 4.9644 | 4.1937 | 2.4702 | 2.7101 | 3.7644 | 3.391 | 4.1199 | 3.9415 | 3.6325 | 3.4113 | 3.4912 | 3.5665 | 3.6149 | 3.5274 | 3.2833 | 3.2989 | 3.3188 | 3.5889 | 2.9435 | 2.6086 | 2.7495 | 2.2597 | 2.3584
Program Specific1-in-10Size: Over 200kWOrange County2021July Monthly Peak | Program Specific | 1-in-10 | Size: Over 200kW | Orange County | 2021 | July Monthly Peak | 7 | 144.0879 | 138.7871 | 134.5197 | 135.3572 | 147.5343 | 178.4248 | 207.0891 | 228.1095 | 243.9489 | 252.5311 | 260.9701 | 262.8305 | 261.1452 | 259.2607 | 252.6834 | 240.0668 | 226.5848 | 211.3636 | 200.5761 | 194.7074 | 189.14 | 178.5646 | 164.8338 | 155.8139 | -2.4888 | -2.8168 | -1.9346 | -2.3692 | -2.6484 | -2.1832 | -3.1866 | -2.2219 | -1.7731 | -1.8688 | -2.8865 | -2.726 | -1.108 | 4.4679 | 19.6604 | 19.9646 | 19.1827 | 17.5748 | 5.7021 | 0.22931 | -1.2235 | -1.122 | -0.76615 | -1.3534 | 79.0173 | 77.6188 | 76.2958 | 74.8931 | 73.9919 | 73.1506 | 72.3373 | 72.7641 | 75.9111 | 80.8671 | 86.2063 | 90.8475 | 93.7095 | 95.1572 | 96.0793 | 95.9179 | 95.7448 | 95.3589 | 93.834 | 91.233 | 87.3193 | 83.3836 | 80.8109 | 79.1092 | 5.9492 | 5.2748 | 4.4732 | 2.6274 | 2.8854 | 4.0069 | 3.6002 | 4.3643 | 4.1596 | 3.8288 | 3.58 | 3.642 | 3.712 | 3.7646 | 3.6767 | 3.4286 | 3.4678 | 3.497 | 3.7903 | 3.1132 | 2.7487 | 2.8904 | 2.3758 | 2.4828
Program Specific1-in-10Size: Over 200kWOrange County2021August Monthly Peak | Program Specific | 1-in-10 | Size: Over 200kW | Orange County | 2021 | August Monthly Peak | 8 | 146.9167 | 141.3995 | 137.0469 | 137.1832 | 150.4608 | 184.0629 | 216.944 | 241.1765 | 261.241 | 270.9726 | 282.0699 | 283.614 | 281.8915 | 279.3841 | 271.7639 | 255.1311 | 237.296 | 218.2928 | 205.8642 | 202.1084 | 195.5088 | 183.1532 | 169.5315 | 160.4724 | -3.9096 | -4.1567 | -2.9171 | -3.0074 | -3.3273 | -3.0273 | -4.2819 | -2.9587 | -2.2952 | -2.1865 | -3.4833 | -3.424 | -1.8154 | 4.0854 | 20.5521 | 20.8338 | 19.6044 | 18.1449 | 6.3163 | 0.15009 | -1.5354 | -1.5282 | -1.2727 | -1.8364 | 79.2576 | 78.3776 | 77.5154 | 76.537 | 75.8788 | 75.3398 | 75.3646 | 75.9682 | 78.6152 | 83.4956 | 88.4391 | 93.119 | 97.0899 | 99.3763 | 100.2775 | 101.0554 | 101.1341 | 100.2095 | 99.4058 | 96.6763 | 92.4508 | 88.6822 | 86.053 | 83.9449 | 6.2164 | 5.5073 | 4.6703 | 2.7289 | 3.0156 | 4.236 | 3.8651 | 4.7288 | 4.565 | 4.2103 | 3.9654 | 4.0274 | 4.1062 | 4.1574 | 4.0525 | 3.7341 | 3.7218 | 3.7012 | 3.9867 | 3.3117 | 2.9117 | 3.0382 | 2.5041 | 2.6204
Program Specific1-in-10Size: Over 200kWOrange County2021September Monthly Peak | Program Specific | 1-in-10 | Size: Over 200kW | Orange County | 2021 | September Monthly Peak | 9 | 145.1753 | 140.2864 | 135.3605 | 136.6533 | 150.0757 | 185.4953 | 221.6347 | 245.1688 | 267.9871 | 278.736 | 288.4093 | 289.4356 | 287.3599 | 285.7991 | 277.3604 | 258.945 | 240.2684 | 220.5156 | 210.0516 | 207.7556 | 196.9662 | 183.7162 | 169.6719 | 160.0584 | -3.964 | -4.2189 | -2.9507 | -3.0407 | -3.3652 | -3.1089 | -4.4461 | -3.0538 | -2.3847 | -2.263 | -3.5893 | -3.5308 | -1.8975 | 4.1237 | 20.9304 | 21.1163 | 19.8134 | 18.3292 | 6.48 | 0.14756 | -1.5671 | -1.561 | -1.3098 | -1.8645 | 81.2614 | 80.3116 | 79.4059 | 78.9993 | 78.2611 | 77.9324 | 77.3091 | 76.8117 | 78.8182 | 82.8724 | 87.4341 | 92.0243 | 95.3242 | 97.2847 | 98.2635 | 98.9112 | 99.0603 | 97.8539 | 95.9786 | 92.6478 | 88.6056 | 85.1991 | 82.5697 | 80.4443 | 6.1566 | 5.4763 | 4.6232 | 2.7245 | 3.0146 | 4.2786 | 3.9576 | 4.8179 | 4.6934 | 4.3406 | 4.0636 | 4.1194 | 4.1953 | 4.2624 | 4.1452 | 3.7984 | 3.7769 | 3.7473 | 4.077 | 3.4119 | 2.94 | 3.0544 | 2.5118 | 2.6195
Program Specific1-in-10Size: Over 200kWOrange County2021October Monthly Peak | Program Specific | 1-in-10 | Size: Over 200kW | Orange County | 2021 | October Monthly Peak | 10 | 119.8772 | 116.0539 | 113.0928 | 114.6954 | 126.1589 | 155.8825 | 188.1438 | 208.8459 | 225.523 | 232.5933 | 241.2877 | 245.6414 | 245.8701 | 244.5588 | 237.2028 | 220.9919 | 204.8056 | 194.1551 | 181.8892 | 174.9876 | 166.3875 | 154.859 | 143.6141 | 134.8493 | -0.99338 | -1.339 | -0.87498 | -1.5197 | -1.7592 | -1.2756 | -2.1076 | -1.5263 | -1.3099 | -1.5715 | -2.3697 | -2.1457 | -0.52333 | 4.829 | 18.9539 | 18.698 | 17.7419 | 16.1491 | 4.7764 | 0.27936 | -0.85467 | -0.666 | -0.27238 | -0.81342 | 76.0625 | 74.3324 | 73.004 | 71.7832 | 70.8328 | 70.1602 | 69.6223 | 69.5507 | 71.0785 | 75.4245 | 81.2516 | 86.919 | 91.6799 | 94.8559 | 96.0534 | 96.7207 | 96.5912 | 95.0362 | 91.9498 | 87.3133 | 82.7377 | 79.7097 | 77.6436 | 75.8095 | 4.8879 | 4.3558 | 3.7139 | 2.1986 | 2.4366 | 3.4571 | 3.2301 | 3.946 | 3.7976 | 3.4826 | 3.2687 | 3.3614 | 3.4513 | 3.5069 | 3.4085 | 3.1169 | 3.0955 | 3.1723 | 3.3944 | 2.7631 | 2.3879 | 2.4755 | 2.0442 | 2.122
Program Specific1-in-10Size: Over 200kWOrange County2021November Monthly Peak | Program Specific | 1-in-10 | Size: Over 200kW | Orange County | 2021 | November Monthly Peak | 11 | 123.4111 | 119.818 | 115.9409 | 115.9892 | 127.0916 | 155.6101 | 184.5404 | 203.6103 | 218.2821 | 226.5854 | 234.1704 | 238.0044 | 238.2599 | 237.4707 | 229.3447 | 213.4755 | 198.608 | 190.7063 | 179.275 | 172.3121 | 164.9804 | 154.1904 | 142.3949 | 133.5399 | 1.3459 | 0.85886 | 0.74826 | -0.48321 | -0.68477 | 0.073564 | -0.41746 | -0.43041 | -0.58721 | -1.2194 | -1.6797 | -1.2469 | 0.56879 | 5.9632 | 19.3543 | 18.7216 | 18.0396 | 15.8731 | 3.8775 | 0.4292 | -0.37802 | -0.0102 | 0.56668 | -0.048623 | 70.291 | 68.2344 | 67.6459 | 66.2804 | 65.1646 | 64.0411 | 64.2996 | 64.6571 | 66.9973 | 71.559 | 77.789 | 83.1397 | 86.4278 | 88.1734 | 89.1728 | 89.0352 | 87.7873 | 85.1783 | 81.7366 | 78.7651 | 76.1218 | 73.915 | 72.0375 | 71.0461 | 5.0951 | 4.5535 | 3.8551 | 2.2513 | 2.4854 | 3.4943 | 3.208 | 3.8953 | 3.7217 | 3.4351 | 3.2121 | 3.2977 | 3.3864 | 3.4479 | 3.3369 | 3.0486 | 3.0394 | 3.155 | 3.3875 | 2.755 | 2.3974 | 2.4957 | 2.0522 | 2.1277
Program Specific1-in-10Size: Over 200kWOrange County2021December Monthly Peak | Program Specific | 1-in-10 | Size: Over 200kW | Orange County | 2021 | December Monthly Peak | 12 | 119.3755 | 115.1092 | 112.2912 | 113.8017 | 124.9885 | 152.1269 | 183.0969 | 198.0756 | 208.7323 | 207.7752 | 207.1989 | 203.94 | 199.0139 | 194.514 | 186.9988 | 174.4822 | 165.0153 | 162.5602 | 155.4554 | 152.6678 | 148.2724 | 141.3072 | 132.6255 | 125.4803 | 3.5205 | 2.9102 | 2.2678 | 0.52698 | 0.36222 | 1.347 | 1.1709 | 0.57767 | 0.068794 | -0.84157 | -0.95487 | -0.37807 | 1.3454 | 5.8952 | 16.5926 | 15.824 | 15.6599 | 13.5394 | 2.6651 | 0.51249 | 0.068799 | 0.5701 | 1.2825 | 0.64304 | 45.0709 | 44.4609 | 44.2837 | 44.5676 | 44.8006 | 44.7062 | 44.9005 | 44.8336 | 45.4304 | 46.5799 | 47.6592 | 49.1651 | 50.2951 | 50.862 | 51.1567 | 51.1098 | 50.6093 | 49.7077 | 48.4811 | 47.2729 | 46.2418 | 45.7052 | 45.3185 | 44.4472 | 5.2261 | 4.6387 | 3.9592 | 2.3422 | 2.5918 | 3.6223 | 3.3751 | 4.0182 | 3.7738 | 3.3402 | 3.0137 | 2.9964 | 2.9994 | 2.9948 | 2.8851 | 2.6422 | 2.6778 | 2.8517 | 3.1148 | 2.5883 | 2.2847 | 2.4253 | 2.0269 | 2.12
Program Specific1-in-10Size: Over 200kWOrange County2021Typical Event Day | Program Specific | 1-in-10 | Size: Over 200kW | Orange County | 2021 | Typical Event Day | 8 | 144.9144 | 139.5374 | 135.2554 | 135.5323 | 148.6354 | 181.4129 | 213.2923 | 236.0994 | 254.6815 | 263.9024 | 274.4364 | 276.0052 | 274.3361 | 272.1236 | 264.7307 | 248.884 | 231.6982 | 213.5014 | 201.3616 | 197.8067 | 191.7344 | 180.1362 | 166.7799 | 157.9944 | -2.7407 | -3.055 | -2.1091 | -2.4774 | -2.7768 | -2.3539 | -3.445 | -2.4045 | -1.919 | -1.9839 | -3.0976 | -2.9451 | -1.2698 | 4.5648 | 20.4963 | 20.6321 | 19.5324 | 17.7515 | 5.8041 | 0.21785 | -1.2869 | -1.197 | -0.85894 | -1.4489 | 78.2603 | 77.1004 | 76.0034 | 75.0587 | 74.1592 | 73.5176 | 73.0689 | 73.414 | 76.2428 | 81.0279 | 86.1008 | 90.7566 | 94.2 | 96.2696 | 97.4305 | 97.9675 | 98.0686 | 97.1478 | 95.6918 | 92.7401 | 88.6295 | 84.8501 | 82.205 | 80.1865 | 6.0043 | 5.3218 | 4.5134 | 2.64 | 2.9171 | 4.0883 | 3.7211 | 4.533 | 4.3578 | 4.0152 | 3.7779 | 3.8379 | 3.9131 | 3.9652 | 3.8655 | 3.5669 | 3.5585 | 3.5447 | 3.8185 | 3.1739 | 2.7961 | 2.9261 | 2.4123 | 2.5263
Program Specific1-in-10Size: Over 200kWOrange County2022January Monthly Peak | Program Specific | 1-in-10 | Size: Over 200kW | Orange County | 2022 | January Monthly Peak | 1 | 121.9076 | 116.8069 | 114.2396 | 115.7265 | 127.946 | 158.855 | 194.2629 | 212.7203 | 224.5817 | 222.9682 | 222.499 | 220.097 | 215.9226 | 211.2284 | 202.7208 | 188.3753 | 176.4092 | 172.2757 | 165.7797 | 163.4704 | 158.1027 | 150.5662 | 140.8619 | 132.4168 | 3.5952 | 2.9531 | 2.3072 | 0.5359 | 0.37079 | 1.4066 | 1.2423 | 0.62038 | 0.074018 | -0.9031 | -1.0254 | -0.40802 | 1.4597 | 6.4017 | 17.9877 | 17.084 | 16.7412 | 14.3486 | 2.8421 | 0.54875 | 0.073361 | 0.60745 | 1.3621 | 0.67859 | 45.9493 | 45.1684 | 44.1825 | 43.4532 | 43.1512 | 42.5868 | 42.1217 | 42.0422 | 42.5521 | 44.8717 | 47.469 | 49.2796 | 51.0765 | 52.0723 | 52.7224 | 52.6851 | 51.5266 | 49.8794 | 47.4458 | 46.0597 | 45.2341 | 44.7816 | 44.2107 | 43.4604 | 5.3369 | 4.7071 | 4.0279 | 2.3818 | 2.6532 | 3.7825 | 3.5809 | 4.3153 | 4.0603 | 3.5844 | 3.2363 | 3.2337 | 3.2542 | 3.2521 | 3.1276 | 2.8526 | 2.8627 | 3.0222 | 3.3217 | 2.7714 | 2.4362 | 2.5842 | 2.1527 | 2.2372
Program Specific1-in-10Size: Over 200kWOrange County2022February Monthly Peak | Program Specific | 1-in-10 | Size: Over 200kW | Orange County | 2022 | February Monthly Peak | 2 | 117.319 | 112.9195 | 110.3582 | 112.1584 | 123.7841 | 152.6864 | 185.0855 | 201.5117 | 212.091 | 212.3874 | 213.886 | 213.7936 | 211.1973 | 208.2113 | 200.533 | 187.0976 | 174.9865 | 170.2458 | 162.382 | 158.9278 | 153.5075 | 146.1133 | 136.4115 | 128.3933 | 3.4599 | 2.8548 | 2.2288 | 0.51937 | 0.35873 | 1.352 | 1.1836 | 0.58769 | 0.069901 | -0.86025 | -0.98568 | -0.39634 | 1.4277 | 6.3103 | 17.7935 | 16.9681 | 16.6062 | 14.1795 | 2.7838 | 0.5335 | 0.071228 | 0.58949 | 1.3191 | 0.65797 | 51.5378 | 51.8117 | 51.3798 | 50.8617 | 50.7707 | 50.0416 | 48.9309 | 49.3826 | 50.4015 | 52.6623 | 54.8496 | 55.87 | 56.7089 | 57.9668 | 59.0811 | 59.3532 | 58.5489 | 58.1463 | 56.586 | 55.1309 | 53.9097 | 52.4167 | 51.6908 | 50.8989 | 5.136 | 4.5504 | 3.8911 | 2.3084 | 2.5669 | 3.6357 | 3.4117 | 4.0879 | 3.8345 | 3.4143 | 3.111 | 3.1411 | 3.183 | 3.2056 | 3.0939 | 2.8332 | 2.8396 | 2.9866 | 3.2536 | 2.6944 | 2.3654 | 2.5078 | 2.0847 | 2.1692
Program Specific1-in-10Size: Over 200kWOrange County2022March Monthly Peak | Program Specific | 1-in-10 | Size: Over 200kW | Orange County | 2022 | March Monthly Peak | 3 | 120.0969 | 115.5043 | 112.4464 | 113.6737 | 123.5145 | 151.7756 | 178.885 | 196.7526 | 208.8846 | 213.9124 | 220.0254 | 222.8027 | 223.2864 | 224.3317 | 217.2016 | 204.2307 | 189.8367 | 177.3104 | 166.7002 | 165.7138 | 161.1045 | 152.5619 | 140.6879 | 131.5957 | 3.5418 | 2.9202 | 2.2709 | 0.52639 | 0.35795 | 1.3439 | 1.144 | 0.57381 | 0.068845 | -0.86642 | -1.014 | -0.41304 | 1.5095 | 6.7988 | 19.2726 | 18.522 | 18.0154 | 14.7679 | 2.8579 | 0.55628 | 0.074753 | 0.61551 | 1.3605 | 0.67438 | 62.2169 | 60.4255 | 58.6945 | 57.9104 | 57.4423 | 57.0706 | 57.0319 | 57.2675 | 58.2788 | 61.9432 | 66.1721 | 70.6922 | 74.4012 | 76.4374 | 77.4258 | 78.0834 | 78.2033 | 77.5636 | 76.0095 | 73.2897 | 69.845 | 66.8212 | 64.4179 | 61.8008 | 5.2577 | 4.6546 | 3.9647 | 2.3395 | 2.5613 | 3.614 | 3.2974 | 3.9914 | 3.7765 | 3.4388 | 3.2003 | 3.2735 | 3.3652 | 3.4538 | 3.351 | 3.0927 | 3.0806 | 3.1105 | 3.3401 | 2.8094 | 2.4824 | 2.6184 | 2.1501 | 2.2233
Program Specific1-in-10Size: Over 200kWOrange County2022April Monthly Peak | Program Specific | 1-in-10 | Size: Over 200kW | Orange County | 2022 | April Monthly Peak | 4 | 123.258 | 118.6918 | 115.4208 | 116.4203 | 126.4102 | 155.8971 | 184.123 | 205.0459 | 220.8966 | 228.7378 | 237.8636 | 242.0702 | 243.4182 | 244.6707 | 237.3826 | 222.5899 | 206.1065 | 190.7072 | 178.3187 | 175.9688 | 169.7053 | 158.9286 | 146.2408 | 136.5866 | 0.53085 | 0.087421 | 0.18175 | -0.84862 | -1.053 | -0.39026 | -0.98246 | -0.79966 | -0.83108 | -1.3391 | -1.9227 | -1.5592 | 0.20316 | 5.6926 | 19.6666 | 19.2845 | 18.4229 | 15.8694 | 4.1408 | 0.3842 | -0.55487 | -0.2419 | 0.28652 | -0.31591 | 72.2566 | 70.2738 | 68.5389 | 66.7299 | 65.7959 | 65.0804 | 64.404 | 64.5662 | 67.7345 | 73.4304 | 79.8164 | 85.7013 | 89.5654 | 91.5443 | 92.2852 | 92.8744 | 92.8398 | 92.0063 | 90.4214 | 86.83 | 81.7749 | 77.6989 | 74.9034 | 72.6485 | 5.0367 | 4.4645 | 3.7986 | 2.2365 | 2.4468 | 3.4649 | 3.168 | 3.8826 | 3.7277 | 3.4323 | 3.2294 | 3.3197 | 3.4243 | 3.5161 | 3.4185 | 3.1462 | 3.1219 | 3.1227 | 3.335 | 2.7846 | 2.4408 | 2.5461 | 2.0861 | 2.154
Program Specific1-in-10Size: Over 200kWOrange County2022May Monthly Peak | Program Specific | 1-in-10 | Size: Over 200kW | Orange County | 2022 | May Monthly Peak | 5 | 129.7201 | 124.9643 | 120.8524 | 121.7975 | 133.3281 | 164.1308 | 193.5261 | 218.0307 | 237.2682 | 247.1909 | 256.579 | 260.9706 | 261.1828 | 260.3494 | 252.6255 | 235.591 | 218.2217 | 201.6748 | 189.1769 | 184.3099 | 179.8035 | 167.8995 | 154.7102 | 145.0698 | -1.0929 | -1.4586 | -0.94736 | -1.6218 | -1.8674 | -1.3533 | -2.1803 | -1.6016 | -1.3835 | -1.6726 | -2.5247 | -2.2861 | -0.56442 | 5.1307 | 20.1781 | 19.928 | 18.8975 | 16.7745 | 4.9741 | 0.29306 | -0.92727 | -0.7272 | -0.29997 | -0.88099 | 75.6445 | 73.8394 | 72.2507 | 71.6009 | 70.8403 | 69.8401 | 69.3117 | 69.6638 | 73.3142 | 79.2497 | 84.4319 | 88.2985 | 90.9584 | 93.1288 | 94.5235 | 94.9138 | 94.7976 | 93.7549 | 92.1475 | 89.4637 | 85.3952 | 80.8811 | 78.2165 | 75.9677 | 5.2898 | 4.6908 | 3.9691 | 2.335 | 2.5753 | 3.6404 | 3.3229 | 4.12 | 3.9958 | 3.7015 | 3.4763 | 3.5716 | 3.6666 | 3.7337 | 3.6305 | 3.3231 | 3.2986 | 3.2955 | 3.5308 | 2.9106 | 2.5807 | 2.6842 | 2.2024 | 2.283
Program Specific1-in-10Size: Over 200kWOrange County2022June Monthly Peak | Program Specific | 1-in-10 | Size: Over 200kW | Orange County | 2022 | June Monthly Peak | 6 | 137.2903 | 132.5067 | 127.935 | 129.096 | 140.573 | 170.0444 | 197.8677 | 218.4445 | 234.4947 | 243.0478 | 252.265 | 255.5857 | 254.5328 | 252.5447 | 245.9179 | 233.2168 | 218.6579 | 203.4906 | 192.6591 | 186.7464 | 182.0933 | 172.3085 | 159.0389 | 150.1428 | -0.61272 | -1.035 | -0.62811 | -1.4769 | -1.7206 | -1.0982 | -1.8641 | -1.3704 | -1.2164 | -1.5756 | -2.3444 | -2.0545 | -0.31277 | 5.2566 | 19.8699 | 19.8759 | 19.1249 | 16.9279 | 4.8815 | 0.33141 | -0.83212 | -0.59567 | -0.11544 | -0.73613 | 73.5048 | 72.0936 | 70.7965 | 69.8053 | 68.5049 | 67.6475 | 67.2648 | 68.1119 | 71.6265 | 76.8764 | 82.3236 | 87.0356 | 90.6764 | 93.26 | 95.1018 | 95.9857 | 96.335 | 95.169 | 93.5488 | 90.4033 | 86.1424 | 82.1353 | 79.3865 | 77.2478 | 5.5878 | 4.9644 | 4.1937 | 2.4702 | 2.7101 | 3.7644 | 3.391 | 4.1199 | 3.9415 | 3.6325 | 3.4113 | 3.4912 | 3.5665 | 3.6149 | 3.5274 | 3.2833 | 3.2989 | 3.3188 | 3.5889 | 2.9435 | 2.6086 | 2.7495 | 2.2597 | 2.3584
Program Specific1-in-10Size: Over 200kWOrange County2022July Monthly Peak | Program Specific | 1-in-10 | Size: Over 200kW | Orange County | 2022 | July Monthly Peak | 7 | 144.0879 | 138.7871 | 134.5197 | 135.3572 | 147.5343 | 178.4248 | 207.0891 | 228.1095 | 243.9489 | 252.5311 | 260.9701 | 262.8305 | 261.1452 | 259.2607 | 252.6834 | 240.0668 | 226.5848 | 211.3636 | 200.5761 | 194.7074 | 189.14 | 178.5646 | 164.8338 | 155.8139 | -2.4888 | -2.8168 | -1.9346 | -2.3692 | -2.6484 | -2.1832 | -3.1866 | -2.2219 | -1.7731 | -1.8688 | -2.8865 | -2.726 | -1.108 | 4.4679 | 19.6604 | 19.9646 | 19.1827 | 17.5748 | 5.7021 | 0.22931 | -1.2235 | -1.122 | -0.76615 | -1.3534 | 79.0173 | 77.6188 | 76.2958 | 74.8931 | 73.9919 | 73.1506 | 72.3373 | 72.7641 | 75.9111 | 80.8671 | 86.2063 | 90.8475 | 93.7095 | 95.1572 | 96.0793 | 95.9179 | 95.7448 | 95.3589 | 93.834 | 91.233 | 87.3193 | 83.3836 | 80.8109 | 79.1092 | 5.9492 | 5.2748 | 4.4732 | 2.6274 | 2.8854 | 4.0069 | 3.6002 | 4.3643 | 4.1596 | 3.8288 | 3.58 | 3.642 | 3.712 | 3.7646 | 3.6767 | 3.4286 | 3.4678 | 3.497 | 3.7903 | 3.1132 | 2.7487 | 2.8904 | 2.3758 | 2.4828
Program Specific1-in-10Size: Over 200kWOrange County2022August Monthly Peak | Program Specific | 1-in-10 | Size: Over 200kW | Orange County | 2022 | August Monthly Peak | 8 | 146.9167 | 141.3995 | 137.0469 | 137.1832 | 150.4608 | 184.0629 | 216.944 | 241.1765 | 261.241 | 270.9726 | 282.0699 | 283.614 | 281.8915 | 279.3841 | 271.7638 | 255.1311 | 237.296 | 218.2928 | 205.8642 | 202.1084 | 195.5088 | 183.1532 | 169.5315 | 160.4724 | -3.9096 | -4.1567 | -2.9171 | -3.0074 | -3.3273 | -3.0273 | -4.2819 | -2.9587 | -2.2952 | -2.1865 | -3.4833 | -3.424 | -1.8154 | 4.0854 | 20.5521 | 20.8338 | 19.6044 | 18.1449 | 6.3163 | 0.15009 | -1.5354 | -1.5282 | -1.2727 | -1.8364 | 79.2576 | 78.3776 | 77.5154 | 76.537 | 75.8788 | 75.3398 | 75.3646 | 75.9682 | 78.6152 | 83.4956 | 88.4391 | 93.119 | 97.0899 | 99.3763 | 100.2775 | 101.0554 | 101.1341 | 100.2095 | 99.4057 | 96.6763 | 92.4508 | 88.6822 | 86.053 | 83.9449 | 6.2164 | 5.5073 | 4.6703 | 2.7289 | 3.0156 | 4.236 | 3.8651 | 4.7288 | 4.565 | 4.2103 | 3.9654 | 4.0274 | 4.1062 | 4.1574 | 4.0525 | 3.7341 | 3.7218 | 3.7012 | 3.9867 | 3.3117 | 2.9117 | 3.0382 | 2.5041 | 2.6204
Program Specific1-in-10Size: Over 200kWOrange County2022September Monthly Peak | Program Specific | 1-in-10 | Size: Over 200kW | Orange County | 2022 | September Monthly Peak | 9 | 145.1752 | 140.2864 | 135.3605 | 136.6533 | 150.0757 | 185.4953 | 221.6347 | 245.1688 | 267.9871 | 278.736 | 288.4093 | 289.4356 | 287.3599 | 285.7991 | 277.3604 | 258.945 | 240.2684 | 220.5156 | 210.0516 | 207.7556 | 196.9662 | 183.7162 | 169.6719 | 160.0584 | -3.964 | -4.2189 | -2.9507 | -3.0407 | -3.3652 | -3.1089 | -4.4461 | -3.0538 | -2.3847 | -2.263 | -3.5893 | -3.5308 | -1.8975 | 4.1237 | 20.9304 | 21.1163 | 19.8134 | 18.3292 | 6.48 | 0.14756 | -1.5671 | -1.561 | -1.3098 | -1.8645 | 81.2614 | 80.3116 | 79.4059 | 78.9993 | 78.2611 | 77.9324 | 77.3091 | 76.8117 | 78.8182 | 82.8724 | 87.4341 | 92.0243 | 95.3242 | 97.2847 | 98.2635 | 98.9112 | 99.0603 | 97.8539 | 95.9786 | 92.6478 | 88.6056 | 85.1991 | 82.5697 | 80.4443 | 6.1566 | 5.4763 | 4.6232 | 2.7245 | 3.0146 | 4.2786 | 3.9576 | 4.8179 | 4.6934 | 4.3406 | 4.0636 | 4.1194 | 4.1953 | 4.2624 | 4.1452 | 3.7984 | 3.7769 | 3.7473 | 4.077 | 3.4119 | 2.94 | 3.0544 | 2.5118 | 2.6195
Program Specific1-in-10Size: Over 200kWOrange County2022October Monthly Peak | Program Specific | 1-in-10 | Size: Over 200kW | Orange County | 2022 | October Monthly Peak | 10 | 119.8772 | 116.0539 | 113.0928 | 114.6954 | 126.1589 | 155.8825 | 188.1438 | 208.8459 | 225.523 | 232.5933 | 241.2877 | 245.6414 | 245.8701 | 244.5588 | 237.2028 | 220.9919 | 204.8056 | 194.1551 | 181.8892 | 174.9876 | 166.3875 | 154.859 | 143.6141 | 134.8493 | -0.99338 | -1.339 | -0.87498 | -1.5197 | -1.7592 | -1.2756 | -2.1076 | -1.5263 | -1.3099 | -1.5715 | -2.3697 | -2.1457 | -0.52333 | 4.829 | 18.9539 | 18.698 | 17.7419 | 16.1491 | 4.7764 | 0.27936 | -0.85467 | -0.666 | -0.27238 | -0.81342 | 76.0625 | 74.3324 | 73.004 | 71.7832 | 70.8328 | 70.1602 | 69.6223 | 69.5506 | 71.0785 | 75.4245 | 81.2516 | 86.919 | 91.6799 | 94.8559 | 96.0534 | 96.7207 | 96.5912 | 95.0362 | 91.9498 | 87.3133 | 82.7377 | 79.7097 | 77.6436 | 75.8095 | 4.8879 | 4.3558 | 3.7139 | 2.1986 | 2.4366 | 3.4571 | 3.2301 | 3.946 | 3.7976 | 3.4826 | 3.2687 | 3.3614 | 3.4513 | 3.5069 | 3.4085 | 3.1169 | 3.0955 | 3.1723 | 3.3944 | 2.7631 | 2.3879 | 2.4755 | 2.0442 | 2.122
Program Specific1-in-10Size: Over 200kWOrange County2022November Monthly Peak | Program Specific | 1-in-10 | Size: Over 200kW | Orange County | 2022 | November Monthly Peak | 11 | 123.4111 | 119.818 | 115.9409 | 115.9892 | 127.0916 | 155.6101 | 184.5404 | 203.6103 | 218.2821 | 226.5854 | 234.1704 | 238.0044 | 238.2599 | 237.4707 | 229.3447 | 213.4755 | 198.608 | 190.7063 | 179.275 | 172.3121 | 164.9804 | 154.1904 | 142.3949 | 133.5399 | 1.3459 | 0.85886 | 0.74826 | -0.48321 | -0.68477 | 0.073564 | -0.41746 | -0.43041 | -0.58721 | -1.2194 | -1.6797 | -1.2469 | 0.56879 | 5.9632 | 19.3543 | 18.7216 | 18.0396 | 15.8731 | 3.8775 | 0.4292 | -0.37802 | -0.0102 | 0.56668 | -0.048623 | 70.291 | 68.2344 | 67.646 | 66.2804 | 65.1646 | 64.0411 | 64.2996 | 64.6571 | 66.9973 | 71.559 | 77.789 | 83.1397 | 86.4278 | 88.1734 | 89.1728 | 89.0352 | 87.7873 | 85.1783 | 81.7366 | 78.7651 | 76.1218 | 73.915 | 72.0375 | 71.0461 | 5.0951 | 4.5535 | 3.8551 | 2.2513 | 2.4854 | 3.4943 | 3.208 | 3.8953 | 3.7217 | 3.4351 | 3.2121 | 3.2977 | 3.3864 | 3.4479 | 3.3369 | 3.0486 | 3.0394 | 3.155 | 3.3875 | 2.755 | 2.3974 | 2.4957 | 2.0522 | 2.1277
Program Specific1-in-10Size: Over 200kWOrange County2022December Monthly Peak | Program Specific | 1-in-10 | Size: Over 200kW | Orange County | 2022 | December Monthly Peak | 12 | 119.3755 | 115.1092 | 112.2912 | 113.8017 | 124.9885 | 152.1269 | 183.0969 | 198.0756 | 208.7323 | 207.7752 | 207.1989 | 203.94 | 199.014 | 194.514 | 186.9988 | 174.4822 | 165.0153 | 162.5602 | 155.4554 | 152.6677 | 148.2724 | 141.3072 | 132.6255 | 125.4803 | 3.5205 | 2.9102 | 2.2678 | 0.52698 | 0.36222 | 1.347 | 1.1709 | 0.57767 | 0.068794 | -0.84157 | -0.95487 | -0.37807 | 1.3454 | 5.8952 | 16.5926 | 15.824 | 15.6599 | 13.5394 | 2.6651 | 0.51249 | 0.068799 | 0.5701 | 1.2825 | 0.64304 | 45.0709 | 44.4609 | 44.2837 | 44.5676 | 44.8006 | 44.7062 | 44.9005 | 44.8336 | 45.4304 | 46.5799 | 47.6592 | 49.1651 | 50.2951 | 50.862 | 51.1567 | 51.1098 | 50.6093 | 49.7077 | 48.4811 | 47.2729 | 46.2418 | 45.7053 | 45.3184 | 44.4472 | 5.2261 | 4.6387 | 3.9592 | 2.3422 | 2.5918 | 3.6223 | 3.3751 | 4.0182 | 3.7738 | 3.3402 | 3.0137 | 2.9964 | 2.9994 | 2.9948 | 2.8851 | 2.6422 | 2.6778 | 2.8517 | 3.1148 | 2.5883 | 2.2847 | 2.4253 | 2.0269 | 2.12
Program Specific1-in-10Size: Over 200kWOrange County2022Typical Event Day | Program Specific | 1-in-10 | Size: Over 200kW | Orange County | 2022 | Typical Event Day | 8 | 144.9144 | 139.5374 | 135.2554 | 135.5323 | 148.6354 | 181.4129 | 213.2923 | 236.0994 | 254.6815 | 263.9024 | 274.4364 | 276.0052 | 274.3361 | 272.1236 | 264.7307 | 248.884 | 231.6982 | 213.5014 | 201.3616 | 197.8068 | 191.7344 | 180.1362 | 166.7799 | 157.9944 | -2.7407 | -3.055 | -2.1091 | -2.4774 | -2.7768 | -2.3539 | -3.445 | -2.4045 | -1.919 | -1.9839 | -3.0976 | -2.9451 | -1.2698 | 4.5648 | 20.4963 | 20.6321 | 19.5324 | 17.7515 | 5.8041 | 0.21785 | -1.2869 | -1.197 | -0.85894 | -1.4489 | 78.2603 | 77.1004 | 76.0034 | 75.0587 | 74.1592 | 73.5176 | 73.0689 | 73.414 | 76.2428 | 81.0279 | 86.1008 | 90.7566 | 94.2 | 96.2696 | 97.4305 | 97.9675 | 98.0686 | 97.1478 | 95.6918 | 92.7401 | 88.6295 | 84.8501 | 82.205 | 80.1865 | 6.0043 | 5.3218 | 4.5134 | 2.64 | 2.9171 | 4.0883 | 3.7211 | 4.533 | 4.3578 | 4.0152 | 3.7779 | 3.8379 | 3.9131 | 3.9652 | 3.8655 | 3.5669 | 3.5585 | 3.5447 | 3.8185 | 3.1739 | 2.7961 | 2.9261 | 2.4123 | 2.5263
Program Specific1-in-10Size: Over 200kWOrange County2023January Monthly Peak | Program Specific | 1-in-10 | Size: Over 200kW | Orange County | 2023 | January Monthly Peak | 1 | 121.9076 | 116.8069 | 114.2396 | 115.7265 | 127.946 | 158.855 | 194.2628 | 212.7203 | 224.5817 | 222.9682 | 222.499 | 220.0971 | 215.9226 | 211.2284 | 202.7208 | 188.3753 | 176.4092 | 172.2757 | 165.7797 | 163.4704 | 158.1027 | 150.5662 | 140.8619 | 132.4168 | 3.5952 | 2.9531 | 2.3072 | 0.5359 | 0.37079 | 1.4066 | 1.2423 | 0.62038 | 0.074018 | -0.9031 | -1.0254 | -0.40802 | 1.4597 | 6.4017 | 17.9877 | 17.084 | 16.7412 | 14.3486 | 2.8421 | 0.54875 | 0.073361 | 0.60745 | 1.3621 | 0.67859 | 45.9493 | 45.1684 | 44.1825 | 43.4532 | 43.1512 | 42.5868 | 42.1217 | 42.0422 | 42.5521 | 44.8717 | 47.469 | 49.2796 | 51.0765 | 52.0723 | 52.7224 | 52.6851 | 51.5266 | 49.8794 | 47.4458 | 46.0597 | 45.2341 | 44.7816 | 44.2107 | 43.4604 | 5.3369 | 4.7071 | 4.0279 | 2.3818 | 2.6532 | 3.7825 | 3.5809 | 4.3153 | 4.0603 | 3.5844 | 3.2363 | 3.2337 | 3.2542 | 3.2521 | 3.1276 | 2.8526 | 2.8627 | 3.0222 | 3.3217 | 2.7714 | 2.4362 | 2.5842 | 2.1527 | 2.2372
Program Specific1-in-10Size: Over 200kWOrange County2023February Monthly Peak | Program Specific | 1-in-10 | Size: Over 200kW | Orange County | 2023 | February Monthly Peak | 2 | 117.319 | 112.9195 | 110.3582 | 112.1584 | 123.7842 | 152.6864 | 185.0855 | 201.5117 | 212.091 | 212.3874 | 213.886 | 213.7936 | 211.1973 | 208.2113 | 200.533 | 187.0976 | 174.9865 | 170.2458 | 162.382 | 158.9278 | 153.5075 | 146.1133 | 136.4115 | 128.3933 | 3.4599 | 2.8548 | 2.2288 | 0.51937 | 0.35873 | 1.352 | 1.1836 | 0.58769 | 0.069901 | -0.86025 | -0.98568 | -0.39634 | 1.4277 | 6.3103 | 17.7935 | 16.9681 | 16.6062 | 14.1795 | 2.7838 | 0.5335 | 0.071228 | 0.58949 | 1.3191 | 0.65797 | 51.5378 | 51.8117 | 51.3798 | 50.8617 | 50.7707 | 50.0416 | 48.9309 | 49.3826 | 50.4015 | 52.6623 | 54.8496 | 55.87 | 56.7089 | 57.9668 | 59.0811 | 59.3532 | 58.5489 | 58.1463 | 56.586 | 55.1309 | 53.9097 | 52.4167 | 51.6908 | 50.8989 | 5.136 | 4.5504 | 3.8911 | 2.3084 | 2.5669 | 3.6357 | 3.4117 | 4.0879 | 3.8345 | 3.4143 | 3.111 | 3.1411 | 3.183 | 3.2056 | 3.0939 | 2.8332 | 2.8396 | 2.9866 | 3.2536 | 2.6944 | 2.3654 | 2.5078 | 2.0847 | 2.1692
Program Specific1-in-10Size: Over 200kWOrange County2023March Monthly Peak | Program Specific | 1-in-10 | Size: Over 200kW | Orange County | 2023 | March Monthly Peak | 3 | 120.0969 | 115.5043 | 112.4464 | 113.6737 | 123.5145 | 151.7756 | 178.885 | 196.7526 | 208.8846 | 213.9124 | 220.0254 | 222.8027 | 223.2864 | 224.3317 | 217.2016 | 204.2307 | 189.8367 | 177.3104 | 166.7002 | 165.7138 | 161.1045 | 152.5619 | 140.6879 | 131.5957 | 3.5418 | 2.9202 | 2.2709 | 0.52639 | 0.35795 | 1.3439 | 1.144 | 0.57381 | 0.068845 | -0.86642 | -1.014 | -0.41304 | 1.5095 | 6.7988 | 19.2726 | 18.522 | 18.0154 | 14.7679 | 2.8579 | 0.55628 | 0.074753 | 0.61551 | 1.3605 | 0.67438 | 62.2169 | 60.4255 | 58.6945 | 57.9104 | 57.4423 | 57.0706 | 57.0319 | 57.2675 | 58.2788 | 61.9432 | 66.1721 | 70.6922 | 74.4012 | 76.4374 | 77.4258 | 78.0834 | 78.2033 | 77.5636 | 76.0095 | 73.2897 | 69.845 | 66.8212 | 64.4179 | 61.8008 | 5.2577 | 4.6546 | 3.9647 | 2.3395 | 2.5613 | 3.614 | 3.2974 | 3.9914 | 3.7765 | 3.4388 | 3.2003 | 3.2735 | 3.3652 | 3.4538 | 3.351 | 3.0927 | 3.0806 | 3.1105 | 3.3401 | 2.8094 | 2.4824 | 2.6184 | 2.1501 | 2.2233
Program Specific1-in-10Size: Over 200kWOrange County2023April Monthly Peak | Program Specific | 1-in-10 | Size: Over 200kW | Orange County | 2023 | April Monthly Peak | 4 | 123.258 | 118.6918 | 115.4208 | 116.4203 | 126.4102 | 155.8971 | 184.123 | 205.0459 | 220.8966 | 228.7378 | 237.8636 | 242.0702 | 243.4182 | 244.6707 | 237.3825 | 222.5899 | 206.1065 | 190.7071 | 178.3187 | 175.9688 | 169.7053 | 158.9286 | 146.2408 | 136.5866 | 0.53085 | 0.087421 | 0.18175 | -0.84862 | -1.053 | -0.39026 | -0.98246 | -0.79966 | -0.83108 | -1.3391 | -1.9227 | -1.5592 | 0.20316 | 5.6926 | 19.6666 | 19.2845 | 18.4229 | 15.8695 | 4.1408 | 0.3842 | -0.55487 | -0.2419 | 0.28652 | -0.31591 | 72.2566 | 70.2738 | 68.5389 | 66.7299 | 65.7959 | 65.0804 | 64.404 | 64.5662 | 67.7345 | 73.4304 | 79.8164 | 85.7013 | 89.5654 | 91.5443 | 92.2852 | 92.8744 | 92.8398 | 92.0063 | 90.4213 | 86.83 | 81.7749 | 77.6989 | 74.9034 | 72.6485 | 5.0367 | 4.4645 | 3.7986 | 2.2365 | 2.4468 | 3.4649 | 3.168 | 3.8826 | 3.7277 | 3.4323 | 3.2294 | 3.3197 | 3.4243 | 3.5161 | 3.4185 | 3.1462 | 3.1219 | 3.1227 | 3.335 | 2.7846 | 2.4408 | 2.5461 | 2.0861 | 2.154
Program Specific1-in-10Size: Over 200kWOrange County2023May Monthly Peak | Program Specific | 1-in-10 | Size: Over 200kW | Orange County | 2023 | May Monthly Peak | 5 | 129.7201 | 124.9643 | 120.8524 | 121.7975 | 133.3281 | 164.1308 | 193.5261 | 218.0307 | 237.2682 | 247.1909 | 256.579 | 260.9706 | 261.1828 | 260.3494 | 252.6255 | 235.591 | 218.2217 | 201.6748 | 189.1769 | 184.3099 | 179.8035 | 167.8995 | 154.7102 | 145.0699 | -1.0929 | -1.4586 | -0.94736 | -1.6218 | -1.8674 | -1.3533 | -2.1803 | -1.6016 | -1.3835 | -1.6726 | -2.5247 | -2.2861 | -0.56442 | 5.1307 | 20.1781 | 19.928 | 18.8975 | 16.7745 | 4.9741 | 0.29306 | -0.92727 | -0.7272 | -0.29997 | -0.88099 | 75.6445 | 73.8394 | 72.2507 | 71.6009 | 70.8403 | 69.8401 | 69.3117 | 69.6638 | 73.3142 | 79.2497 | 84.4319 | 88.2985 | 90.9584 | 93.1288 | 94.5234 | 94.9138 | 94.7976 | 93.7549 | 92.1475 | 89.4637 | 85.3952 | 80.8811 | 78.2165 | 75.9677 | 5.2898 | 4.6908 | 3.9691 | 2.335 | 2.5753 | 3.6404 | 3.3229 | 4.12 | 3.9958 | 3.7015 | 3.4763 | 3.5716 | 3.6666 | 3.7337 | 3.6305 | 3.3231 | 3.2986 | 3.2955 | 3.5308 | 2.9106 | 2.5807 | 2.6842 | 2.2024 | 2.283
Program Specific1-in-10Size: Over 200kWOrange County2023June Monthly Peak | Program Specific | 1-in-10 | Size: Over 200kW | Orange County | 2023 | June Monthly Peak | 6 | 137.2903 | 132.5067 | 127.935 | 129.0961 | 140.573 | 170.0444 | 197.8678 | 218.4445 | 234.4947 | 243.0478 | 252.265 | 255.5857 | 254.5329 | 252.5447 | 245.9179 | 233.2168 | 218.6579 | 203.4907 | 192.6591 | 186.7464 | 182.0933 | 172.3085 | 159.0389 | 150.1428 | -0.61272 | -1.035 | -0.62811 | -1.4769 | -1.7206 | -1.0982 | -1.8641 | -1.3704 | -1.2164 | -1.5756 | -2.3444 | -2.0545 | -0.31277 | 5.2566 | 19.8699 | 19.8759 | 19.1249 | 16.9279 | 4.8815 | 0.33141 | -0.83212 | -0.59567 | -0.11544 | -0.73613 | 73.5048 | 72.0936 | 70.7965 | 69.8053 | 68.5049 | 67.6475 | 67.2648 | 68.1119 | 71.6265 | 76.8764 | 82.3236 | 87.0356 | 90.6764 | 93.26 | 95.1018 | 95.9857 | 96.335 | 95.169 | 93.5488 | 90.4033 | 86.1424 | 82.1353 | 79.3865 | 77.2478 | 5.5878 | 4.9644 | 4.1937 | 2.4702 | 2.7101 | 3.7644 | 3.391 | 4.1199 | 3.9415 | 3.6325 | 3.4113 | 3.4912 | 3.5665 | 3.6149 | 3.5274 | 3.2833 | 3.2989 | 3.3188 | 3.5889 | 2.9435 | 2.6086 | 2.7495 | 2.2597 | 2.3584
Program Specific1-in-10Size: Over 200kWOrange County2023July Monthly Peak | Program Specific | 1-in-10 | Size: Over 200kW | Orange County | 2023 | July Monthly Peak | 7 | 144.0879 | 138.7871 | 134.5197 | 135.3572 | 147.5343 | 178.4249 | 207.0891 | 228.1095 | 243.9489 | 252.5311 | 260.9701 | 262.8305 | 261.1452 | 259.2607 | 252.6834 | 240.0668 | 226.5848 | 211.3637 | 200.5761 | 194.7074 | 189.14 | 178.5646 | 164.8338 | 155.8139 | -2.4888 | -2.8168 | -1.9346 | -2.3692 | -2.6484 | -2.1832 | -3.1866 | -2.2219 | -1.7731 | -1.8688 | -2.8865 | -2.726 | -1.108 | 4.4679 | 19.6604 | 19.9646 | 19.1827 | 17.5748 | 5.7021 | 0.22931 | -1.2235 | -1.122 | -0.76615 | -1.3534 | 79.0173 | 77.6188 | 76.2958 | 74.8931 | 73.9919 | 73.1506 | 72.3373 | 72.7641 | 75.9111 | 80.8671 | 86.2063 | 90.8475 | 93.7095 | 95.1572 | 96.0793 | 95.9179 | 95.7448 | 95.3588 | 93.834 | 91.233 | 87.3193 | 83.3836 | 80.8109 | 79.1092 | 5.9492 | 5.2748 | 4.4732 | 2.6274 | 2.8854 | 4.0069 | 3.6002 | 4.3643 | 4.1596 | 3.8288 | 3.58 | 3.642 | 3.712 | 3.7646 | 3.6767 | 3.4286 | 3.4678 | 3.497 | 3.7903 | 3.1132 | 2.7487 | 2.8904 | 2.3758 | 2.4828
Program Specific1-in-10Size: Over 200kWOrange County2023August Monthly Peak | Program Specific | 1-in-10 | Size: Over 200kW | Orange County | 2023 | August Monthly Peak | 8 | 146.9167 | 141.3995 | 137.0469 | 137.1832 | 150.4608 | 184.0629 | 216.944 | 241.1765 | 261.241 | 270.9726 | 282.0699 | 283.614 | 281.8915 | 279.3841 | 271.7638 | 255.1312 | 237.296 | 218.2928 | 205.8642 | 202.1084 | 195.5088 | 183.1532 | 169.5315 | 160.4724 | -3.9096 | -4.1567 | -2.9171 | -3.0074 | -3.3273 | -3.0273 | -4.2819 | -2.9587 | -2.2952 | -2.1865 | -3.4833 | -3.424 | -1.8154 | 4.0854 | 20.5521 | 20.8338 | 19.6044 | 18.1449 | 6.3163 | 0.15009 | -1.5354 | -1.5282 | -1.2727 | -1.8364 | 79.2576 | 78.3776 | 77.5154 | 76.537 | 75.8788 | 75.3398 | 75.3646 | 75.9682 | 78.6152 | 83.4956 | 88.4391 | 93.119 | 97.0899 | 99.3763 | 100.2775 | 101.0554 | 101.1341 | 100.2095 | 99.4058 | 96.6763 | 92.4508 | 88.6822 | 86.053 | 83.9449 | 6.2164 | 5.5073 | 4.6703 | 2.7289 | 3.0156 | 4.236 | 3.8651 | 4.7288 | 4.565 | 4.2103 | 3.9654 | 4.0274 | 4.1062 | 4.1574 | 4.0525 | 3.7341 | 3.7218 | 3.7012 | 3.9867 | 3.3117 | 2.9117 | 3.0382 | 2.5041 | 2.6204
Program Specific1-in-10Size: Over 200kWOrange County2023September Monthly Peak | Program Specific | 1-in-10 | Size: Over 200kW | Orange County | 2023 | September Monthly Peak | 9 | 145.1752 | 140.2864 | 135.3605 | 136.6533 | 150.0757 | 185.4953 | 221.6347 | 245.1688 | 267.9871 | 278.736 | 288.4093 | 289.4356 | 287.3599 | 285.7991 | 277.3604 | 258.945 | 240.2684 | 220.5156 | 210.0516 | 207.7556 | 196.9662 | 183.7162 | 169.6719 | 160.0584 | -3.964 | -4.2189 | -2.9507 | -3.0407 | -3.3652 | -3.1089 | -4.4461 | -3.0538 | -2.3847 | -2.263 | -3.5893 | -3.5308 | -1.8975 | 4.1237 | 20.9304 | 21.1163 | 19.8134 | 18.3292 | 6.48 | 0.14756 | -1.5671 | -1.561 | -1.3098 | -1.8645 | 81.2614 | 80.3116 | 79.4059 | 78.9993 | 78.2611 | 77.9324 | 77.3091 | 76.8117 | 78.8182 | 82.8724 | 87.4341 | 92.0243 | 95.3242 | 97.2847 | 98.2635 | 98.9112 | 99.0603 | 97.8539 | 95.9786 | 92.6478 | 88.6056 | 85.1991 | 82.5697 | 80.4443 | 6.1566 | 5.4763 | 4.6232 | 2.7245 | 3.0146 | 4.2786 | 3.9576 | 4.8179 | 4.6934 | 4.3406 | 4.0636 | 4.1194 | 4.1953 | 4.2624 | 4.1452 | 3.7984 | 3.7769 | 3.7473 | 4.077 | 3.4119 | 2.94 | 3.0544 | 2.5118 | 2.6195
Program Specific1-in-10Size: Over 200kWOrange County2023October Monthly Peak | Program Specific | 1-in-10 | Size: Over 200kW | Orange County | 2023 | October Monthly Peak | 10 | 119.8772 | 116.0539 | 113.0928 | 114.6954 | 126.1589 | 155.8825 | 188.1438 | 208.8459 | 225.523 | 232.5933 | 241.2877 | 245.6414 | 245.8701 | 244.5588 | 237.2029 | 220.9919 | 204.8056 | 194.1551 | 181.8892 | 174.9876 | 166.3875 | 154.859 | 143.6141 | 134.8493 | -0.99338 | -1.339 | -0.87498 | -1.5197 | -1.7592 | -1.2756 | -2.1076 | -1.5263 | -1.3099 | -1.5715 | -2.3697 | -2.1457 | -0.52333 | 4.829 | 18.9539 | 18.698 | 17.7419 | 16.1491 | 4.7764 | 0.27936 | -0.85467 | -0.666 | -0.27238 | -0.81342 | 76.0625 | 74.3324 | 73.004 | 71.7832 | 70.8328 | 70.1602 | 69.6223 | 69.5506 | 71.0785 | 75.4245 | 81.2516 | 86.919 | 91.6799 | 94.8559 | 96.0534 | 96.7207 | 96.5912 | 95.0362 | 91.9498 | 87.3133 | 82.7377 | 79.7097 | 77.6436 | 75.8095 | 4.8879 | 4.3558 | 3.7139 | 2.1986 | 2.4366 | 3.4571 | 3.2301 | 3.946 | 3.7976 | 3.4826 | 3.2687 | 3.3614 | 3.4513 | 3.5069 | 3.4085 | 3.1169 | 3.0955 | 3.1723 | 3.3944 | 2.7631 | 2.3879 | 2.4755 | 2.0442 | 2.122
Program Specific1-in-10Size: Over 200kWOrange County2023November Monthly Peak | Program Specific | 1-in-10 | Size: Over 200kW | Orange County | 2023 | November Monthly Peak | 11 | 123.4111 | 119.818 | 115.9409 | 115.9892 | 127.0916 | 155.6101 | 184.5404 | 203.6103 | 218.2821 | 226.5854 | 234.1704 | 238.0044 | 238.2599 | 237.4707 | 229.3447 | 213.4755 | 198.608 | 190.7063 | 179.275 | 172.3121 | 164.9804 | 154.1904 | 142.3949 | 133.5399 | 1.3459 | 0.85886 | 0.74826 | -0.48321 | -0.68477 | 0.073564 | -0.41746 | -0.43041 | -0.58721 | -1.2194 | -1.6797 | -1.2469 | 0.56879 | 5.9632 | 19.3543 | 18.7216 | 18.0396 | 15.8731 | 3.8775 | 0.4292 | -0.37802 | -0.0102 | 0.56668 | -0.048623 | 70.291 | 68.2344 | 67.6459 | 66.2804 | 65.1646 | 64.0411 | 64.2996 | 64.6571 | 66.9973 | 71.559 | 77.789 | 83.1397 | 86.4278 | 88.1734 | 89.1728 | 89.0352 | 87.7873 | 85.1783 | 81.7366 | 78.7651 | 76.1218 | 73.915 | 72.0375 | 71.0461 | 5.0951 | 4.5535 | 3.8551 | 2.2513 | 2.4854 | 3.4943 | 3.208 | 3.8953 | 3.7217 | 3.4351 | 3.2121 | 3.2977 | 3.3864 | 3.4479 | 3.3369 | 3.0486 | 3.0394 | 3.155 | 3.3875 | 2.755 | 2.3974 | 2.4957 | 2.0522 | 2.1277
Program Specific1-in-10Size: Over 200kWOrange County2023December Monthly Peak | Program Specific | 1-in-10 | Size: Over 200kW | Orange County | 2023 | December Monthly Peak | 12 | 119.3755 | 115.1092 | 112.2912 | 113.8017 | 124.9885 | 152.1269 | 183.0969 | 198.0756 | 208.7323 | 207.7752 | 207.1989 | 203.94 | 199.0139 | 194.514 | 186.9988 | 174.4822 | 165.0153 | 162.5602 | 155.4554 | 152.6678 | 148.2724 | 141.3072 | 132.6255 | 125.4803 | 3.5205 | 2.9102 | 2.2678 | 0.52698 | 0.36222 | 1.347 | 1.1709 | 0.57767 | 0.068794 | -0.84157 | -0.95487 | -0.37807 | 1.3454 | 5.8952 | 16.5926 | 15.824 | 15.6599 | 13.5394 | 2.6651 | 0.51249 | 0.068799 | 0.5701 | 1.2825 | 0.64304 | 45.0709 | 44.4609 | 44.2837 | 44.5676 | 44.8006 | 44.7062 | 44.9005 | 44.8336 | 45.4304 | 46.5799 | 47.6592 | 49.1651 | 50.2951 | 50.862 | 51.1567 | 51.1098 | 50.6093 | 49.7077 | 48.4811 | 47.2729 | 46.2418 | 45.7052 | 45.3185 | 44.4472 | 5.2261 | 4.6387 | 3.9592 | 2.3422 | 2.5918 | 3.6223 | 3.3751 | 4.0182 | 3.7738 | 3.3402 | 3.0137 | 2.9964 | 2.9994 | 2.9948 | 2.8851 | 2.6422 | 2.6778 | 2.8517 | 3.1148 | 2.5883 | 2.2847 | 2.4253 | 2.0269 | 2.12
Program Specific1-in-10Size: Over 200kWOrange County2023Typical Event Day | Program Specific | 1-in-10 | Size: Over 200kW | Orange County | 2023 | Typical Event Day | 8 | 144.9144 | 139.5374 | 135.2554 | 135.5323 | 148.6354 | 181.4129 | 213.2923 | 236.0994 | 254.6815 | 263.9024 | 274.4364 | 276.0052 | 274.3361 | 272.1236 | 264.7307 | 248.884 | 231.6982 | 213.5014 | 201.3616 | 197.8067 | 191.7344 | 180.1362 | 166.7799 | 157.9944 | -2.7407 | -3.055 | -2.1091 | -2.4774 | -2.7768 | -2.3539 | -3.445 | -2.4045 | -1.919 | -1.9839 | -3.0976 | -2.9451 | -1.2698 | 4.5648 | 20.4963 | 20.6321 | 19.5324 | 17.7515 | 5.8041 | 0.21785 | -1.2869 | -1.197 | -0.85894 | -1.4489 | 78.2603 | 77.1004 | 76.0034 | 75.0587 | 74.1592 | 73.5176 | 73.0689 | 73.414 | 76.2428 | 81.0279 | 86.1008 | 90.7566 | 94.2 | 96.2696 | 97.4305 | 97.9675 | 98.0686 | 97.1478 | 95.6918 | 92.7401 | 88.6295 | 84.8501 | 82.205 | 80.1865 | 6.0043 | 5.3218 | 4.5134 | 2.64 | 2.9171 | 4.0883 | 3.7211 | 4.533 | 4.3578 | 4.0152 | 3.7779 | 3.8379 | 3.9131 | 3.9652 | 3.8655 | 3.5669 | 3.5585 | 3.5447 | 3.8185 | 3.1739 | 2.7961 | 2.9261 | 2.4123 | 2.5263
Program Specific1-in-10Size: Over 200kWOrange County2024January Monthly Peak | Program Specific | 1-in-10 | Size: Over 200kW | Orange County | 2024 | January Monthly Peak | 1 | 121.9076 | 116.8069 | 114.2396 | 115.7265 | 127.946 | 158.855 | 194.2629 | 212.7203 | 224.5817 | 222.9683 | 222.499 | 220.097 | 215.9226 | 211.2284 | 202.7208 | 188.3753 | 176.4092 | 172.2757 | 165.7797 | 163.4704 | 158.1027 | 150.5662 | 140.8619 | 132.4168 | 3.5952 | 2.9531 | 2.3072 | 0.5359 | 0.37079 | 1.4066 | 1.2423 | 0.62038 | 0.074018 | -0.9031 | -1.0254 | -0.40802 | 1.4597 | 6.4017 | 17.9877 | 17.084 | 16.7412 | 14.3486 | 2.8421 | 0.54875 | 0.073361 | 0.60745 | 1.3621 | 0.67859 | 45.9493 | 45.1684 | 44.1825 | 43.4532 | 43.1512 | 42.5868 | 42.1217 | 42.0422 | 42.5521 | 44.8717 | 47.469 | 49.2796 | 51.0765 | 52.0723 | 52.7224 | 52.6851 | 51.5266 | 49.8794 | 47.4458 | 46.0597 | 45.2341 | 44.7816 | 44.2107 | 43.4604 | 5.3369 | 4.7071 | 4.0279 | 2.3818 | 2.6532 | 3.7825 | 3.5809 | 4.3153 | 4.0603 | 3.5844 | 3.2363 | 3.2337 | 3.2542 | 3.2521 | 3.1276 | 2.8526 | 2.8627 | 3.0222 | 3.3217 | 2.7714 | 2.4362 | 2.5842 | 2.1527 | 2.2372
Program Specific1-in-10Size: Over 200kWOrange County2024February Monthly Peak | Program Specific | 1-in-10 | Size: Over 200kW | Orange County | 2024 | February Monthly Peak | 2 | 117.319 | 112.9195 | 110.3582 | 112.1584 | 123.7841 | 152.6865 | 185.0855 | 201.5117 | 212.091 | 212.3874 | 213.886 | 213.7936 | 211.1973 | 208.2113 | 200.533 | 187.0976 | 174.9865 | 170.2458 | 162.382 | 158.9278 | 153.5075 | 146.1133 | 136.4115 | 128.3933 | 3.4599 | 2.8548 | 2.2288 | 0.51937 | 0.35873 | 1.352 | 1.1836 | 0.58769 | 0.069901 | -0.86025 | -0.98568 | -0.39634 | 1.4277 | 6.3103 | 17.7935 | 16.9681 | 16.6062 | 14.1795 | 2.7838 | 0.5335 | 0.071228 | 0.58949 | 1.3191 | 0.65797 | 51.5378 | 51.8117 | 51.3798 | 50.8617 | 50.7707 | 50.0416 | 48.9309 | 49.3826 | 50.4015 | 52.6623 | 54.8496 | 55.87 | 56.7089 | 57.9668 | 59.0811 | 59.3532 | 58.5489 | 58.1463 | 56.586 | 55.1309 | 53.9097 | 52.4167 | 51.6908 | 50.8989 | 5.136 | 4.5504 | 3.8911 | 2.3084 | 2.5669 | 3.6357 | 3.4117 | 4.0879 | 3.8345 | 3.4143 | 3.111 | 3.1411 | 3.183 | 3.2056 | 3.0939 | 2.8332 | 2.8396 | 2.9866 | 3.2536 | 2.6944 | 2.3654 | 2.5078 | 2.0847 | 2.1692
Program Specific1-in-10Size: Over 200kWOrange County2024March Monthly Peak | Program Specific | 1-in-10 | Size: Over 200kW | Orange County | 2024 | March Monthly Peak | 3 | 120.0969 | 115.5043 | 112.4464 | 113.6737 | 123.5145 | 151.7756 | 178.885 | 196.7526 | 208.8846 | 213.9124 | 220.0254 | 222.8027 | 223.2864 | 224.3317 | 217.2016 | 204.2307 | 189.8367 | 177.3104 | 166.7002 | 165.7138 | 161.1045 | 152.5619 | 140.6879 | 131.5957 | 3.5418 | 2.9202 | 2.2709 | 0.52639 | 0.35795 | 1.3439 | 1.144 | 0.57381 | 0.068845 | -0.86642 | -1.014 | -0.41304 | 1.5095 | 6.7988 | 19.2726 | 18.522 | 18.0154 | 14.7679 | 2.8579 | 0.55628 | 0.074753 | 0.61551 | 1.3605 | 0.67438 | 62.2169 | 60.4255 | 58.6945 | 57.9104 | 57.4423 | 57.0706 | 57.0319 | 57.2675 | 58.2788 | 61.9432 | 66.1721 | 70.6922 | 74.4012 | 76.4374 | 77.4258 | 78.0834 | 78.2033 | 77.5636 | 76.0095 | 73.2897 | 69.845 | 66.8212 | 64.4179 | 61.8008 | 5.2577 | 4.6546 | 3.9647 | 2.3395 | 2.5613 | 3.614 | 3.2974 | 3.9914 | 3.7765 | 3.4388 | 3.2003 | 3.2735 | 3.3652 | 3.4538 | 3.351 | 3.0927 | 3.0806 | 3.1105 | 3.3401 | 2.8094 | 2.4824 | 2.6184 | 2.1501 | 2.2233
Program Specific1-in-10Size: Over 200kWOrange County2024April Monthly Peak | Program Specific | 1-in-10 | Size: Over 200kW | Orange County | 2024 | April Monthly Peak | 4 | 123.258 | 118.6918 | 115.4208 | 116.4203 | 126.4102 | 155.8971 | 184.123 | 205.0459 | 220.8966 | 228.7378 | 237.8636 | 242.0702 | 243.4182 | 244.6707 | 237.3826 | 222.5899 | 206.1065 | 190.7072 | 178.3187 | 175.9688 | 169.7053 | 158.9286 | 146.2408 | 136.5866 | 0.53085 | 0.087421 | 0.18175 | -0.84862 | -1.053 | -0.39026 | -0.98246 | -0.79966 | -0.83108 | -1.3391 | -1.9227 | -1.5592 | 0.20316 | 5.6926 | 19.6666 | 19.2845 | 18.4229 | 15.8694 | 4.1408 | 0.3842 | -0.55487 | -0.2419 | 0.28652 | -0.31591 | 72.2566 | 70.2738 | 68.5389 | 66.7299 | 65.7959 | 65.0804 | 64.404 | 64.5662 | 67.7345 | 73.4304 | 79.8164 | 85.7013 | 89.5654 | 91.5443 | 92.2852 | 92.8744 | 92.8398 | 92.0063 | 90.4213 | 86.83 | 81.7749 | 77.6989 | 74.9034 | 72.6485 | 5.0367 | 4.4645 | 3.7986 | 2.2365 | 2.4468 | 3.4649 | 3.168 | 3.8826 | 3.7277 | 3.4323 | 3.2294 | 3.3197 | 3.4243 | 3.5161 | 3.4185 | 3.1462 | 3.1219 | 3.1227 | 3.335 | 2.7846 | 2.4408 | 2.5461 | 2.0861 | 2.154
Program Specific1-in-10Size: Over 200kWOrange County2024May Monthly Peak | Program Specific | 1-in-10 | Size: Over 200kW | Orange County | 2024 | May Monthly Peak | 5 | 129.7201 | 124.9643 | 120.8524 | 121.7975 | 133.3281 | 164.1308 | 193.5261 | 218.0307 | 237.2682 | 247.1909 | 256.579 | 260.9706 | 261.1828 | 260.3494 | 252.6255 | 235.591 | 218.2217 | 201.6748 | 189.1769 | 184.3099 | 179.8035 | 167.8995 | 154.7102 | 145.0698 | -1.0929 | -1.4586 | -0.94736 | -1.6218 | -1.8674 | -1.3533 | -2.1803 | -1.6016 | -1.3835 | -1.6726 | -2.5247 | -2.2861 | -0.56442 | 5.1307 | 20.1781 | 19.928 | 18.8975 | 16.7745 | 4.9741 | 0.29306 | -0.92727 | -0.7272 | -0.29997 | -0.88099 | 75.6445 | 73.8394 | 72.2507 | 71.6009 | 70.8403 | 69.8401 | 69.3117 | 69.6638 | 73.3142 | 79.2497 | 84.4319 | 88.2984 | 90.9584 | 93.1288 | 94.5235 | 94.9138 | 94.7976 | 93.7549 | 92.1475 | 89.4637 | 85.3952 | 80.8811 | 78.2165 | 75.9677 | 5.2898 | 4.6908 | 3.9691 | 2.335 | 2.5753 | 3.6404 | 3.3229 | 4.12 | 3.9958 | 3.7015 | 3.4763 | 3.5716 | 3.6666 | 3.7337 | 3.6305 | 3.3231 | 3.2986 | 3.2955 | 3.5308 | 2.9106 | 2.5807 | 2.6842 | 2.2024 | 2.283
Program Specific1-in-10Size: Over 200kWOrange County2024June Monthly Peak | Program Specific | 1-in-10 | Size: Over 200kW | Orange County | 2024 | June Monthly Peak | 6 | 137.2903 | 132.5067 | 127.935 | 129.0961 | 140.573 | 170.0444 | 197.8678 | 218.4445 | 234.4947 | 243.0478 | 252.265 | 255.5857 | 254.5329 | 252.5447 | 245.9179 | 233.2168 | 218.6579 | 203.4906 | 192.6591 | 186.7464 | 182.0933 | 172.3085 | 159.0389 | 150.1428 | -0.61272 | -1.035 | -0.62811 | -1.4769 | -1.7206 | -1.0982 | -1.8641 | -1.3704 | -1.2164 | -1.5756 | -2.3444 | -2.0545 | -0.31277 | 5.2566 | 19.8699 | 19.8759 | 19.1249 | 16.9279 | 4.8815 | 0.33141 | -0.83212 | -0.59567 | -0.11544 | -0.73613 | 73.5048 | 72.0936 | 70.7965 | 69.8053 | 68.5049 | 67.6475 | 67.2648 | 68.1119 | 71.6265 | 76.8764 | 82.3236 | 87.0356 | 90.6764 | 93.26 | 95.1018 | 95.9857 | 96.335 | 95.169 | 93.5488 | 90.4033 | 86.1424 | 82.1353 | 79.3865 | 77.2478 | 5.5878 | 4.9644 | 4.1937 | 2.4702 | 2.7101 | 3.7644 | 3.391 | 4.1199 | 3.9415 | 3.6325 | 3.4113 | 3.4912 | 3.5665 | 3.6149 | 3.5274 | 3.2833 | 3.2989 | 3.3188 | 3.5889 | 2.9435 | 2.6086 | 2.7495 | 2.2597 | 2.3584
Program Specific1-in-10Size: Over 200kWOrange County2024July Monthly Peak | Program Specific | 1-in-10 | Size: Over 200kW | Orange County | 2024 | July Monthly Peak | 7 | 144.0879 | 138.7871 | 134.5197 | 135.3572 | 147.5343 | 178.4249 | 207.0891 | 228.1095 | 243.9489 | 252.5311 | 260.9701 | 262.8305 | 261.1452 | 259.2607 | 252.6834 | 240.0668 | 226.5848 | 211.3636 | 200.5761 | 194.7074 | 189.14 | 178.5646 | 164.8338 | 155.8139 | -2.4888 | -2.8168 | -1.9346 | -2.3692 | -2.6484 | -2.1832 | -3.1866 | -2.2219 | -1.7731 | -1.8688 | -2.8865 | -2.726 | -1.108 | 4.4679 | 19.6604 | 19.9646 | 19.1827 | 17.5748 | 5.7021 | 0.22931 | -1.2235 | -1.122 | -0.76615 | -1.3534 | 79.0173 | 77.6188 | 76.2958 | 74.8931 | 73.9919 | 73.1506 | 72.3373 | 72.7641 | 75.9111 | 80.8671 | 86.2063 | 90.8475 | 93.7095 | 95.1572 | 96.0793 | 95.9179 | 95.7448 | 95.3588 | 93.834 | 91.233 | 87.3193 | 83.3836 | 80.8109 | 79.1092 | 5.9492 | 5.2748 | 4.4732 | 2.6274 | 2.8854 | 4.0069 | 3.6002 | 4.3643 | 4.1596 | 3.8288 | 3.58 | 3.642 | 3.712 | 3.7646 | 3.6767 | 3.4286 | 3.4678 | 3.497 | 3.7903 | 3.1132 | 2.7487 | 2.8904 | 2.3758 | 2.4828
Program Specific1-in-10Size: Over 200kWOrange County2024August Monthly Peak | Program Specific | 1-in-10 | Size: Over 200kW | Orange County | 2024 | August Monthly Peak | 8 | 146.9167 | 141.3995 | 137.0469 | 137.1832 | 150.4608 | 184.0629 | 216.944 | 241.1765 | 261.241 | 270.9726 | 282.0699 | 283.614 | 281.8915 | 279.3841 | 271.7639 | 255.1311 | 237.296 | 218.2928 | 205.8642 | 202.1084 | 195.5088 | 183.1532 | 169.5315 | 160.4724 | -3.9096 | -4.1567 | -2.9171 | -3.0074 | -3.3273 | -3.0273 | -4.2819 | -2.9587 | -2.2952 | -2.1865 | -3.4833 | -3.424 | -1.8154 | 4.0854 | 20.5521 | 20.8338 | 19.6044 | 18.1449 | 6.3163 | 0.15009 | -1.5354 | -1.5282 | -1.2727 | -1.8364 | 79.2576 | 78.3776 | 77.5154 | 76.537 | 75.8788 | 75.3398 | 75.3646 | 75.9682 | 78.6152 | 83.4956 | 88.4391 | 93.119 | 97.0899 | 99.3763 | 100.2775 | 101.0554 | 101.1341 | 100.2095 | 99.4058 | 96.6763 | 92.4508 | 88.6822 | 86.053 | 83.9449 | 6.2164 | 5.5073 | 4.6703 | 2.7289 | 3.0156 | 4.236 | 3.8651 | 4.7288 | 4.565 | 4.2103 | 3.9654 | 4.0274 | 4.1062 | 4.1574 | 4.0525 | 3.7341 | 3.7218 | 3.7012 | 3.9867 | 3.3117 | 2.9117 | 3.0382 | 2.5041 | 2.6204
Program Specific1-in-10Size: Over 200kWOrange County2024September Monthly Peak | Program Specific | 1-in-10 | Size: Over 200kW | Orange County | 2024 | September Monthly Peak | 9 | 145.1752 | 140.2864 | 135.3605 | 136.6533 | 150.0757 | 185.4953 | 221.6347 | 245.1689 | 267.9871 | 278.736 | 288.4093 | 289.4356 | 287.3599 | 285.7991 | 277.3604 | 258.945 | 240.2684 | 220.5156 | 210.0516 | 207.7556 | 196.9663 | 183.7162 | 169.6719 | 160.0584 | -3.964 | -4.2189 | -2.9507 | -3.0407 | -3.3652 | -3.1089 | -4.4461 | -3.0538 | -2.3847 | -2.263 | -3.5893 | -3.5308 | -1.8975 | 4.1237 | 20.9304 | 21.1163 | 19.8134 | 18.3292 | 6.48 | 0.14756 | -1.5671 | -1.561 | -1.3098 | -1.8645 | 81.2614 | 80.3116 | 79.4059 | 78.9993 | 78.2611 | 77.9324 | 77.3091 | 76.8117 | 78.8182 | 82.8724 | 87.4341 | 92.0243 | 95.3242 | 97.2847 | 98.2635 | 98.9112 | 99.0603 | 97.8539 | 95.9786 | 92.6478 | 88.6056 | 85.1991 | 82.5697 | 80.4443 | 6.1566 | 5.4763 | 4.6232 | 2.7245 | 3.0146 | 4.2786 | 3.9576 | 4.8179 | 4.6934 | 4.3406 | 4.0636 | 4.1194 | 4.1953 | 4.2624 | 4.1452 | 3.7984 | 3.7769 | 3.7473 | 4.077 | 3.4119 | 2.94 | 3.0544 | 2.5118 | 2.6195
Program Specific1-in-10Size: Over 200kWOrange County2024October Monthly Peak | Program Specific | 1-in-10 | Size: Over 200kW | Orange County | 2024 | October Monthly Peak | 10 | 119.8772 | 116.0539 | 113.0928 | 114.6954 | 126.1589 | 155.8825 | 188.1437 | 208.8459 | 225.523 | 232.5933 | 241.2877 | 245.6414 | 245.8701 | 244.5588 | 237.2029 | 220.9919 | 204.8056 | 194.1551 | 181.8892 | 174.9876 | 166.3875 | 154.859 | 143.6141 | 134.8493 | -0.99338 | -1.339 | -0.87498 | -1.5197 | -1.7592 | -1.2756 | -2.1076 | -1.5263 | -1.3099 | -1.5715 | -2.3697 | -2.1457 | -0.52333 | 4.829 | 18.9539 | 18.698 | 17.7419 | 16.1491 | 4.7764 | 0.27936 | -0.85467 | -0.666 | -0.27238 | -0.81342 | 76.0626 | 74.3324 | 73.004 | 71.7832 | 70.8328 | 70.1602 | 69.6223 | 69.5506 | 71.0785 | 75.4245 | 81.2516 | 86.919 | 91.6799 | 94.8559 | 96.0534 | 96.7207 | 96.5912 | 95.0362 | 91.9498 | 87.3133 | 82.7377 | 79.7097 | 77.6436 | 75.8095 | 4.8879 | 4.3558 | 3.7139 | 2.1986 | 2.4366 | 3.4571 | 3.2301 | 3.946 | 3.7976 | 3.4826 | 3.2687 | 3.3614 | 3.4513 | 3.5069 | 3.4085 | 3.1169 | 3.0955 | 3.1723 | 3.3944 | 2.7631 | 2.3879 | 2.4755 | 2.0442 | 2.122
Program Specific1-in-10Size: Over 200kWOrange County2024November Monthly Peak | Program Specific | 1-in-10 | Size: Over 200kW | Orange County | 2024 | November Monthly Peak | 11 | 123.4111 | 119.818 | 115.9409 | 115.9892 | 127.0916 | 155.6101 | 184.5404 | 203.6103 | 218.2821 | 226.5854 | 234.1704 | 238.0044 | 238.2599 | 237.4707 | 229.3447 | 213.4755 | 198.608 | 190.7063 | 179.275 | 172.3121 | 164.9804 | 154.1904 | 142.3949 | 133.5399 | 1.3459 | 0.85886 | 0.74826 | -0.48321 | -0.68477 | 0.073564 | -0.41746 | -0.43041 | -0.58721 | -1.2194 | -1.6797 | -1.2469 | 0.56879 | 5.9632 | 19.3543 | 18.7216 | 18.0396 | 15.8731 | 3.8775 | 0.4292 | -0.37802 | -0.0102 | 0.56668 | -0.048623 | 70.291 | 68.2344 | 67.646 | 66.2804 | 65.1646 | 64.0411 | 64.2996 | 64.6571 | 66.9973 | 71.5591 | 77.789 | 83.1397 | 86.4278 | 88.1734 | 89.1728 | 89.0352 | 87.7873 | 85.1783 | 81.7366 | 78.7651 | 76.1218 | 73.915 | 72.0375 | 71.0461 | 5.0951 | 4.5535 | 3.8551 | 2.2513 | 2.4854 | 3.4943 | 3.208 | 3.8953 | 3.7217 | 3.4351 | 3.2121 | 3.2977 | 3.3864 | 3.4479 | 3.3369 | 3.0486 | 3.0394 | 3.155 | 3.3875 | 2.755 | 2.3974 | 2.4957 | 2.0522 | 2.1277
Program Specific1-in-10Size: Over 200kWOrange County2024December Monthly Peak | Program Specific | 1-in-10 | Size: Over 200kW | Orange County | 2024 | December Monthly Peak | 12 | 119.3755 | 115.1092 | 112.2912 | 113.8017 | 124.9885 | 152.1269 | 183.0969 | 198.0756 | 208.7323 | 207.7752 | 207.1989 | 203.94 | 199.0139 | 194.514 | 186.9988 | 174.4822 | 165.0153 | 162.5602 | 155.4554 | 152.6678 | 148.2724 | 141.3072 | 132.6255 | 125.4803 | 3.5205 | 2.9102 | 2.2678 | 0.52698 | 0.36222 | 1.347 | 1.1709 | 0.57767 | 0.068794 | -0.84157 | -0.95487 | -0.37807 | 1.3454 | 5.8952 | 16.5926 | 15.824 | 15.6599 | 13.5394 | 2.6651 | 0.51249 | 0.068799 | 0.5701 | 1.2825 | 0.64304 | 45.0709 | 44.4609 | 44.2837 | 44.5676 | 44.8006 | 44.7062 | 44.9005 | 44.8336 | 45.4304 | 46.5799 | 47.6592 | 49.1651 | 50.2951 | 50.862 | 51.1567 | 51.1098 | 50.6093 | 49.7077 | 48.4811 | 47.2729 | 46.2418 | 45.7052 | 45.3185 | 44.4472 | 5.2261 | 4.6387 | 3.9592 | 2.3422 | 2.5918 | 3.6223 | 3.3751 | 4.0182 | 3.7738 | 3.3402 | 3.0137 | 2.9964 | 2.9994 | 2.9948 | 2.8851 | 2.6422 | 2.6778 | 2.8517 | 3.1148 | 2.5883 | 2.2847 | 2.4253 | 2.0269 | 2.12
Program Specific1-in-10Size: Over 200kWOrange County2024Typical Event Day | Program Specific | 1-in-10 | Size: Over 200kW | Orange County | 2024 | Typical Event Day | 8 | 144.9144 | 139.5374 | 135.2554 | 135.5323 | 148.6354 | 181.4129 | 213.2923 | 236.0994 | 254.6815 | 263.9024 | 274.4364 | 276.0052 | 274.3361 | 272.1236 | 264.7307 | 248.884 | 231.6982 | 213.5014 | 201.3616 | 197.8067 | 191.7345 | 180.1362 | 166.7799 | 157.9944 | -2.7407 | -3.055 | -2.1091 | -2.4774 | -2.7768 | -2.3539 | -3.445 | -2.4045 | -1.919 | -1.9839 | -3.0976 | -2.9451 | -1.2698 | 4.5648 | 20.4963 | 20.6321 | 19.5324 | 17.7515 | 5.8041 | 0.21785 | -1.2869 | -1.197 | -0.85894 | -1.4489 | 78.2603 | 77.1004 | 76.0034 | 75.0587 | 74.1592 | 73.5176 | 73.0689 | 73.414 | 76.2428 | 81.0279 | 86.1008 | 90.7566 | 94.2 | 96.2696 | 97.4305 | 97.9675 | 98.0686 | 97.1478 | 95.6918 | 92.7401 | 88.6295 | 84.8501 | 82.205 | 80.1865 | 6.0043 | 5.3218 | 4.5134 | 2.64 | 2.9171 | 4.0883 | 3.7211 | 4.533 | 4.3578 | 4.0152 | 3.7779 | 3.8379 | 3.9131 | 3.9652 | 3.8655 | 3.5669 | 3.5585 | 3.5447 | 3.8185 | 3.1739 | 2.7961 | 2.9261 | 2.4123 | 2.5263
Program Specific1-in-10Size: Over 200kWOrange County2025January Monthly Peak | Program Specific | 1-in-10 | Size: Over 200kW | Orange County | 2025 | January Monthly Peak | 1 | 121.9076 | 116.8069 | 114.2396 | 115.7265 | 127.946 | 158.855 | 194.2628 | 212.7203 | 224.5817 | 222.9682 | 222.499 | 220.097 | 215.9226 | 211.2284 | 202.7208 | 188.3753 | 176.4092 | 172.2757 | 165.7797 | 163.4704 | 158.1027 | 150.5662 | 140.8619 | 132.4168 | 3.5952 | 2.9531 | 2.3072 | 0.5359 | 0.37079 | 1.4066 | 1.2423 | 0.62038 | 0.074018 | -0.9031 | -1.0254 | -0.40802 | 1.4597 | 6.4017 | 17.9877 | 17.084 | 16.7412 | 14.3486 | 2.8421 | 0.54875 | 0.073361 | 0.60745 | 1.3621 | 0.67859 | 45.9493 | 45.1684 | 44.1825 | 43.4532 | 43.1512 | 42.5868 | 42.1217 | 42.0422 | 42.5521 | 44.8717 | 47.469 | 49.2796 | 51.0765 | 52.0723 | 52.7224 | 52.6851 | 51.5266 | 49.8794 | 47.4458 | 46.0596 | 45.2341 | 44.7816 | 44.2107 | 43.4604 | 5.3369 | 4.7071 | 4.0279 | 2.3818 | 2.6532 | 3.7825 | 3.5809 | 4.3153 | 4.0603 | 3.5844 | 3.2363 | 3.2337 | 3.2542 | 3.2521 | 3.1276 | 2.8526 | 2.8627 | 3.0222 | 3.3217 | 2.7714 | 2.4362 | 2.5842 | 2.1527 | 2.2372
Program Specific1-in-10Size: Over 200kWOrange County2025February Monthly Peak | Program Specific | 1-in-10 | Size: Over 200kW | Orange County | 2025 | February Monthly Peak | 2 | 117.319 | 112.9195 | 110.3582 | 112.1584 | 123.7842 | 152.6865 | 185.0855 | 201.5117 | 212.091 | 212.3874 | 213.886 | 213.7936 | 211.1973 | 208.2113 | 200.533 | 187.0976 | 174.9865 | 170.2458 | 162.382 | 158.9278 | 153.5075 | 146.1133 | 136.4115 | 128.3933 | 3.4599 | 2.8548 | 2.2288 | 0.51937 | 0.35873 | 1.352 | 1.1836 | 0.58769 | 0.069901 | -0.86025 | -0.98568 | -0.39634 | 1.4277 | 6.3103 | 17.7935 | 16.9681 | 16.6062 | 14.1795 | 2.7838 | 0.5335 | 0.071228 | 0.58949 | 1.3191 | 0.65797 | 51.5378 | 51.8117 | 51.3798 | 50.8617 | 50.7707 | 50.0416 | 48.9309 | 49.3826 | 50.4015 | 52.6623 | 54.8496 | 55.87 | 56.7089 | 57.9668 | 59.0811 | 59.3532 | 58.5489 | 58.1463 | 56.586 | 55.1309 | 53.9097 | 52.4167 | 51.6908 | 50.8989 | 5.136 | 4.5504 | 3.8911 | 2.3084 | 2.5669 | 3.6357 | 3.4117 | 4.0879 | 3.8345 | 3.4143 | 3.111 | 3.1411 | 3.183 | 3.2056 | 3.0939 | 2.8332 | 2.8396 | 2.9866 | 3.2536 | 2.6944 | 2.3654 | 2.5078 | 2.0847 | 2.1692
Program Specific1-in-10Size: Over 200kWOrange County2025March Monthly Peak | Program Specific | 1-in-10 | Size: Over 200kW | Orange County | 2025 | March Monthly Peak | 3 | 120.0969 | 115.5043 | 112.4464 | 113.6737 | 123.5145 | 151.7756 | 178.885 | 196.7526 | 208.8846 | 213.9124 | 220.0254 | 222.8027 | 223.2864 | 224.3317 | 217.2016 | 204.2307 | 189.8367 | 177.3104 | 166.7002 | 165.7138 | 161.1045 | 152.5619 | 140.6879 | 131.5957 | 3.5418 | 2.9202 | 2.2709 | 0.52639 | 0.35795 | 1.3439 | 1.144 | 0.57381 | 0.068845 | -0.86642 | -1.014 | -0.41304 | 1.5095 | 6.7988 | 19.2726 | 18.522 | 18.0154 | 14.7679 | 2.8579 | 0.55628 | 0.074753 | 0.61551 | 1.3605 | 0.67438 | 62.2169 | 60.4255 | 58.6945 | 57.9104 | 57.4423 | 57.0706 | 57.0319 | 57.2675 | 58.2788 | 61.9432 | 66.1721 | 70.6922 | 74.4012 | 76.4374 | 77.4258 | 78.0834 | 78.2033 | 77.5636 | 76.0095 | 73.2897 | 69.845 | 66.8212 | 64.4179 | 61.8008 | 5.2577 | 4.6546 | 3.9647 | 2.3395 | 2.5613 | 3.614 | 3.2974 | 3.9914 | 3.7765 | 3.4388 | 3.2003 | 3.2735 | 3.3652 | 3.4538 | 3.351 | 3.0927 | 3.0806 | 3.1105 | 3.3401 | 2.8094 | 2.4824 | 2.6184 | 2.1501 | 2.2233
Program Specific1-in-10Size: Over 200kWOrange County2025April Monthly Peak | Program Specific | 1-in-10 | Size: Over 200kW | Orange County | 2025 | April Monthly Peak | 4 | 123.258 | 118.6918 | 115.4208 | 116.4203 | 126.4102 | 155.8971 | 184.123 | 205.0459 | 220.8966 | 228.7378 | 237.8636 | 242.0702 | 243.4182 | 244.6707 | 237.3826 | 222.5898 | 206.1065 | 190.7071 | 178.3187 | 175.9688 | 169.7053 | 158.9286 | 146.2408 | 136.5866 | 0.53085 | 0.087421 | 0.18175 | -0.84862 | -1.053 | -0.39026 | -0.98246 | -0.79966 | -0.83108 | -1.3391 | -1.9227 | -1.5592 | 0.20316 | 5.6926 | 19.6666 | 19.2845 | 18.4229 | 15.8694 | 4.1408 | 0.3842 | -0.55487 | -0.2419 | 0.28652 | -0.31591 | 72.2566 | 70.2738 | 68.5389 | 66.7299 | 65.7959 | 65.0804 | 64.404 | 64.5662 | 67.7345 | 73.4304 | 79.8164 | 85.7013 | 89.5654 | 91.5443 | 92.2852 | 92.8744 | 92.8398 | 92.0063 | 90.4213 | 86.83 | 81.7749 | 77.6989 | 74.9034 | 72.6485 | 5.0367 | 4.4645 | 3.7986 | 2.2365 | 2.4468 | 3.4649 | 3.168 | 3.8826 | 3.7277 | 3.4323 | 3.2294 | 3.3197 | 3.4243 | 3.5161 | 3.4185 | 3.1462 | 3.1219 | 3.1227 | 3.335 | 2.7846 | 2.4408 | 2.5461 | 2.0861 | 2.154
Program Specific1-in-10Size: Over 200kWOrange County2025May Monthly Peak | Program Specific | 1-in-10 | Size: Over 200kW | Orange County | 2025 | May Monthly Peak | 5 | 129.7201 | 124.9643 | 120.8524 | 121.7975 | 133.3281 | 164.1308 | 193.5261 | 218.0307 | 237.2682 | 247.1909 | 256.579 | 260.9706 | 261.1828 | 260.3494 | 252.6255 | 235.591 | 218.2217 | 201.6748 | 189.1769 | 184.3099 | 179.8035 | 167.8995 | 154.7102 | 145.0699 | -1.0929 | -1.4586 | -0.94736 | -1.6218 | -1.8674 | -1.3533 | -2.1803 | -1.6016 | -1.3835 | -1.6726 | -2.5247 | -2.2861 | -0.56442 | 5.1307 | 20.1781 | 19.928 | 18.8975 | 16.7745 | 4.9741 | 0.29306 | -0.92727 | -0.7272 | -0.29997 | -0.88099 | 75.6445 | 73.8394 | 72.2507 | 71.6009 | 70.8403 | 69.8401 | 69.3117 | 69.6638 | 73.3142 | 79.2497 | 84.4319 | 88.2985 | 90.9584 | 93.1288 | 94.5235 | 94.9138 | 94.7976 | 93.7549 | 92.1475 | 89.4637 | 85.3952 | 80.8811 | 78.2165 | 75.9677 | 5.2898 | 4.6908 | 3.9691 | 2.335 | 2.5753 | 3.6404 | 3.3229 | 4.12 | 3.9958 | 3.7015 | 3.4763 | 3.5716 | 3.6666 | 3.7337 | 3.6305 | 3.3231 | 3.2986 | 3.2955 | 3.5308 | 2.9106 | 2.5807 | 2.6842 | 2.2024 | 2.283
Program Specific1-in-10Size: Over 200kWOrange County2025June Monthly Peak | Program Specific | 1-in-10 | Size: Over 200kW | Orange County | 2025 | June Monthly Peak | 6 | 137.2903 | 132.5067 | 127.935 | 129.0961 | 140.573 | 170.0444 | 197.8678 | 218.4445 | 234.4947 | 243.0478 | 252.2649 | 255.5857 | 254.5329 | 252.5447 | 245.9179 | 233.2168 | 218.6579 | 203.4906 | 192.6591 | 186.7464 | 182.0933 | 172.3085 | 159.0389 | 150.1428 | -0.61272 | -1.035 | -0.62811 | -1.4769 | -1.7206 | -1.0982 | -1.8641 | -1.3704 | -1.2164 | -1.5756 | -2.3444 | -2.0545 | -0.31277 | 5.2566 | 19.8699 | 19.8759 | 19.1249 | 16.9279 | 4.8815 | 0.33141 | -0.83212 | -0.59567 | -0.11544 | -0.73613 | 73.5048 | 72.0936 | 70.7965 | 69.8053 | 68.5049 | 67.6475 | 67.2648 | 68.1119 | 71.6265 | 76.8764 | 82.3236 | 87.0356 | 90.6764 | 93.26 | 95.1018 | 95.9857 | 96.335 | 95.169 | 93.5488 | 90.4033 | 86.1424 | 82.1353 | 79.3865 | 77.2478 | 5.5878 | 4.9644 | 4.1937 | 2.4702 | 2.7101 | 3.7644 | 3.391 | 4.1199 | 3.9415 | 3.6325 | 3.4113 | 3.4912 | 3.5665 | 3.6149 | 3.5274 | 3.2833 | 3.2989 | 3.3188 | 3.5889 | 2.9435 | 2.6086 | 2.7495 | 2.2597 | 2.3584
Program Specific1-in-10Size: Over 200kWOrange County2025July Monthly Peak | Program Specific | 1-in-10 | Size: Over 200kW | Orange County | 2025 | July Monthly Peak | 7 | 144.0879 | 138.7871 | 134.5197 | 135.3572 | 147.5343 | 178.4248 | 207.0891 | 228.1095 | 243.9489 | 252.5311 | 260.9701 | 262.8305 | 261.1452 | 259.2607 | 252.6834 | 240.0668 | 226.5848 | 211.3636 | 200.5761 | 194.7074 | 189.14 | 178.5646 | 164.8338 | 155.8139 | -2.4888 | -2.8168 | -1.9346 | -2.3692 | -2.6484 | -2.1832 | -3.1866 | -2.2219 | -1.7731 | -1.8688 | -2.8865 | -2.726 | -1.108 | 4.4679 | 19.6604 | 19.9646 | 19.1827 | 17.5748 | 5.7021 | 0.22931 | -1.2235 | -1.122 | -0.76615 | -1.3534 | 79.0173 | 77.6188 | 76.2958 | 74.8931 | 73.9919 | 73.1506 | 72.3373 | 72.7641 | 75.9111 | 80.8671 | 86.2063 | 90.8475 | 93.7095 | 95.1572 | 96.0793 | 95.9179 | 95.7448 | 95.3588 | 93.834 | 91.233 | 87.3193 | 83.3836 | 80.8109 | 79.1092 | 5.9492 | 5.2748 | 4.4732 | 2.6274 | 2.8854 | 4.0069 | 3.6002 | 4.3643 | 4.1596 | 3.8288 | 3.58 | 3.642 | 3.712 | 3.7646 | 3.6767 | 3.4286 | 3.4678 | 3.497 | 3.7903 | 3.1132 | 2.7487 | 2.8904 | 2.3758 | 2.4828
Program Specific1-in-10Size: Over 200kWOrange County2025August Monthly Peak | Program Specific | 1-in-10 | Size: Over 200kW | Orange County | 2025 | August Monthly Peak | 8 | 146.9167 | 141.3995 | 137.0469 | 137.1832 | 150.4608 | 184.0629 | 216.944 | 241.1765 | 261.241 | 270.9726 | 282.0699 | 283.614 | 281.8915 | 279.3841 | 271.7638 | 255.1312 | 237.296 | 218.2928 | 205.8642 | 202.1084 | 195.5088 | 183.1532 | 169.5315 | 160.4724 | -3.9096 | -4.1567 | -2.9171 | -3.0074 | -3.3273 | -3.0273 | -4.2819 | -2.9587 | -2.2952 | -2.1865 | -3.4833 | -3.424 | -1.8154 | 4.0854 | 20.5521 | 20.8338 | 19.6044 | 18.1449 | 6.3163 | 0.15009 | -1.5354 | -1.5282 | -1.2727 | -1.8364 | 79.2576 | 78.3776 | 77.5154 | 76.537 | 75.8788 | 75.3398 | 75.3646 | 75.9682 | 78.6152 | 83.4956 | 88.4391 | 93.119 | 97.0899 | 99.3763 | 100.2775 | 101.0554 | 101.1341 | 100.2095 | 99.4058 | 96.6763 | 92.4508 | 88.6822 | 86.053 | 83.9449 | 6.2164 | 5.5073 | 4.6703 | 2.7289 | 3.0156 | 4.236 | 3.8651 | 4.7288 | 4.565 | 4.2103 | 3.9654 | 4.0274 | 4.1062 | 4.1574 | 4.0525 | 3.7341 | 3.7218 | 3.7012 | 3.9867 | 3.3117 | 2.9117 | 3.0382 | 2.5041 | 2.6204
Program Specific1-in-10Size: Over 200kWOrange County2025September Monthly Peak | Program Specific | 1-in-10 | Size: Over 200kW | Orange County | 2025 | September Monthly Peak | 9 | 145.1752 | 140.2864 | 135.3605 | 136.6533 | 150.0757 | 185.4953 | 221.6347 | 245.1688 | 267.9871 | 278.736 | 288.4093 | 289.4356 | 287.3599 | 285.7991 | 277.3604 | 258.945 | 240.2684 | 220.5156 | 210.0516 | 207.7556 | 196.9663 | 183.7162 | 169.6719 | 160.0584 | -3.964 | -4.2189 | -2.9507 | -3.0407 | -3.3652 | -3.1089 | -4.4461 | -3.0538 | -2.3847 | -2.263 | -3.5893 | -3.5308 | -1.8975 | 4.1237 | 20.9304 | 21.1163 | 19.8134 | 18.3292 | 6.48 | 0.14756 | -1.5671 | -1.561 | -1.3098 | -1.8645 | 81.2614 | 80.3116 | 79.4059 | 78.9993 | 78.2611 | 77.9324 | 77.3091 | 76.8117 | 78.8182 | 82.8724 | 87.4341 | 92.0243 | 95.3242 | 97.2847 | 98.2635 | 98.9112 | 99.0603 | 97.8539 | 95.9786 | 92.6478 | 88.6056 | 85.1991 | 82.5697 | 80.4443 | 6.1566 | 5.4763 | 4.6232 | 2.7245 | 3.0146 | 4.2786 | 3.9576 | 4.8179 | 4.6934 | 4.3406 | 4.0636 | 4.1194 | 4.1953 | 4.2624 | 4.1452 | 3.7984 | 3.7769 | 3.7473 | 4.077 | 3.4119 | 2.94 | 3.0544 | 2.5118 | 2.6195
Program Specific1-in-10Size: Over 200kWOrange County2025October Monthly Peak | Program Specific | 1-in-10 | Size: Over 200kW | Orange County | 2025 | October Monthly Peak | 10 | 119.8772 | 116.0539 | 113.0928 | 114.6954 | 126.1589 | 155.8825 | 188.1437 | 208.8459 | 225.523 | 232.5933 | 241.2877 | 245.6414 | 245.8701 | 244.5588 | 237.2029 | 220.9919 | 204.8056 | 194.1551 | 181.8892 | 174.9876 | 166.3875 | 154.859 | 143.6141 | 134.8493 | -0.99338 | -1.339 | -0.87498 | -1.5197 | -1.7592 | -1.2756 | -2.1076 | -1.5263 | -1.3099 | -1.5715 | -2.3697 | -2.1457 | -0.52333 | 4.829 | 18.9539 | 18.698 | 17.7419 | 16.1491 | 4.7764 | 0.27936 | -0.85467 | -0.666 | -0.27238 | -0.81342 | 76.0626 | 74.3324 | 73.004 | 71.7832 | 70.8328 | 70.1602 | 69.6223 | 69.5506 | 71.0785 | 75.4245 | 81.2516 | 86.919 | 91.6799 | 94.8559 | 96.0534 | 96.7207 | 96.5912 | 95.0362 | 91.9498 | 87.3133 | 82.7377 | 79.7097 | 77.6436 | 75.8095 | 4.8879 | 4.3558 | 3.7139 | 2.1986 | 2.4366 | 3.4571 | 3.2301 | 3.946 | 3.7976 | 3.4826 | 3.2687 | 3.3614 | 3.4513 | 3.5069 | 3.4085 | 3.1169 | 3.0955 | 3.1723 | 3.3944 | 2.7631 | 2.3879 | 2.4755 | 2.0442 | 2.122
Program Specific1-in-10Size: Over 200kWOrange County2025November Monthly Peak | Program Specific | 1-in-10 | Size: Over 200kW | Orange County | 2025 | November Monthly Peak | 11 | 123.4111 | 119.818 | 115.9409 | 115.9892 | 127.0916 | 155.6101 | 184.5404 | 203.6103 | 218.2821 | 226.5854 | 234.1704 | 238.0044 | 238.26 | 237.4707 | 229.3447 | 213.4755 | 198.608 | 190.7063 | 179.275 | 172.3121 | 164.9804 | 154.1904 | 142.3949 | 133.5399 | 1.3459 | 0.85886 | 0.74826 | -0.48321 | -0.68477 | 0.073564 | -0.41746 | -0.43041 | -0.58721 | -1.2194 | -1.6797 | -1.2469 | 0.56879 | 5.9632 | 19.3543 | 18.7216 | 18.0396 | 15.8731 | 3.8775 | 0.4292 | -0.37802 | -0.0102 | 0.56668 | -0.048623 | 70.291 | 68.2344 | 67.6459 | 66.2804 | 65.1646 | 64.0411 | 64.2996 | 64.6571 | 66.9973 | 71.559 | 77.789 | 83.1397 | 86.4278 | 88.1734 | 89.1728 | 89.0352 | 87.7873 | 85.1783 | 81.7366 | 78.7651 | 76.1218 | 73.915 | 72.0375 | 71.0461 | 5.0951 | 4.5535 | 3.8551 | 2.2513 | 2.4854 | 3.4943 | 3.208 | 3.8953 | 3.7217 | 3.4351 | 3.2121 | 3.2977 | 3.3864 | 3.4479 | 3.3369 | 3.0486 | 3.0394 | 3.155 | 3.3875 | 2.755 | 2.3974 | 2.4957 | 2.0522 | 2.1277
Program Specific1-in-10Size: Over 200kWOrange County2025December Monthly Peak | Program Specific | 1-in-10 | Size: Over 200kW | Orange County | 2025 | December Monthly Peak | 12 | 119.3755 | 115.1092 | 112.2912 | 113.8017 | 124.9885 | 152.1269 | 183.0969 | 198.0756 | 208.7323 | 207.7752 | 207.1989 | 203.94 | 199.0139 | 194.514 | 186.9988 | 174.4822 | 165.0153 | 162.5602 | 155.4554 | 152.6678 | 148.2724 | 141.3072 | 132.6255 | 125.4803 | 3.5205 | 2.9102 | 2.2678 | 0.52698 | 0.36222 | 1.347 | 1.1709 | 0.57767 | 0.068794 | -0.84157 | -0.95487 | -0.37807 | 1.3454 | 5.8952 | 16.5926 | 15.824 | 15.6599 | 13.5394 | 2.6651 | 0.51249 | 0.068799 | 0.5701 | 1.2825 | 0.64304 | 45.0709 | 44.4609 | 44.2837 | 44.5676 | 44.8006 | 44.7062 | 44.9005 | 44.8336 | 45.4304 | 46.5799 | 47.6592 | 49.1651 | 50.2951 | 50.862 | 51.1567 | 51.1098 | 50.6093 | 49.7077 | 48.4811 | 47.2729 | 46.2418 | 45.7052 | 45.3185 | 44.4472 | 5.2261 | 4.6387 | 3.9592 | 2.3422 | 2.5918 | 3.6223 | 3.3751 | 4.0182 | 3.7738 | 3.3402 | 3.0137 | 2.9964 | 2.9994 | 2.9948 | 2.8851 | 2.6422 | 2.6778 | 2.8517 | 3.1148 | 2.5883 | 2.2847 | 2.4253 | 2.0269 | 2.12
Program Specific1-in-10Size: Over 200kWOrange County2025Typical Event Day | Program Specific | 1-in-10 | Size: Over 200kW | Orange County | 2025 | Typical Event Day | 8 | 144.9144 | 139.5374 | 135.2554 | 135.5323 | 148.6354 | 181.4129 | 213.2923 | 236.0994 | 254.6815 | 263.9024 | 274.4364 | 276.0052 | 274.3361 | 272.1236 | 264.7307 | 248.884 | 231.6982 | 213.5014 | 201.3616 | 197.8067 | 191.7344 | 180.1362 | 166.7799 | 157.9944 | -2.7407 | -3.055 | -2.1091 | -2.4774 | -2.7768 | -2.3539 | -3.445 | -2.4045 | -1.919 | -1.9839 | -3.0976 | -2.9451 | -1.2698 | 4.5648 | 20.4963 | 20.6321 | 19.5324 | 17.7515 | 5.8041 | 0.21785 | -1.2869 | -1.197 | -0.85894 | -1.4489 | 78.2603 | 77.1004 | 76.0034 | 75.0587 | 74.1592 | 73.5176 | 73.0689 | 73.414 | 76.2428 | 81.0279 | 86.1008 | 90.7566 | 94.2 | 96.2696 | 97.4305 | 97.9675 | 98.0686 | 97.1478 | 95.6918 | 92.7401 | 88.6295 | 84.8501 | 82.205 | 80.1865 | 6.0043 | 5.3218 | 4.5134 | 2.64 | 2.9171 | 4.0883 | 3.7211 | 4.533 | 4.3578 | 4.0152 | 3.7779 | 3.8379 | 3.9131 | 3.9652 | 3.8655 | 3.5669 | 3.5585 | 3.5447 | 3.8185 | 3.1739 | 2.7961 | 2.9261 | 2.4123 | 2.5263
Program Specific1-in-2Size: Over 200kWOrange County2015January Monthly Peak | Program Specific | 1-in-2 | Size: Over 200kW | Orange County | 2015 | January Monthly Peak | 1 | 117.585 | 113.1414 | 110.5812 | 112.3633 | 124.0252 | 153.0449 | 185.625 | 202.1576 | 212.7919 | 212.9492 | 214.3038 | 214.0568 | 211.3557 | 208.2611 | 200.5319 | 187.052 | 174.9643 | 170.2813 | 162.5155 | 159.1424 | 153.7367 | 146.3489 | 136.6525 | 128.6114 | 3.4677 | 2.8604 | 2.2333 | 0.52032 | 0.35943 | 1.3552 | 1.1871 | 0.58957 | 0.070132 | -0.86252 | -0.98761 | -0.39682 | 1.4288 | 6.3118 | 17.7934 | 16.964 | 16.6041 | 14.1825 | 2.7861 | 0.53422 | 0.071335 | 0.59044 | 1.3214 | 0.65909 | 52.3805 | 51.9024 | 51.4204 | 50.8623 | 50.7385 | 50.3848 | 50.2528 | 50.2949 | 50.8656 | 52.1723 | 53.859 | 54.9711 | 55.3321 | 56.2579 | 56.7753 | 56.6605 | 56.3514 | 55.8413 | 54.7592 | 53.6493 | 52.8607 | 52.7024 | 52.7384 | 52.14 | 5.1477 | 4.5594 | 3.8989 | 2.3126 | 2.5719 | 3.6442 | 3.4217 | 4.1011 | 3.8472 | 3.4233 | 3.1171 | 3.145 | 3.1854 | 3.2064 | 3.0939 | 2.8325 | 2.8393 | 2.9872 | 3.2563 | 2.698 | 2.3689 | 2.5118 | 2.0884 | 2.1729
Program Specific1-in-2Size: Over 200kWOrange County2015February Monthly Peak | Program Specific | 1-in-2 | Size: Over 200kW | Orange County | 2015 | February Monthly Peak | 2 | 115.9727 | 111.8115 | 109.2386 | 111.1299 | 122.5649 | 150.8684 | 182.3236 | 198.2595 | 208.6439 | 209.7643 | 212.1193 | 212.8974 | 210.8888 | 208.4923 | 201.0838 | 187.8391 | 175.5456 | 170.4165 | 161.9777 | 158.0502 | 152.5064 | 145.0175 | 135.2646 | 127.3546 | 3.4202 | 2.8268 | 2.2062 | 0.51461 | 0.3552 | 1.3359 | 1.166 | 0.5782 | 0.068765 | -0.84962 | -0.97754 | -0.39467 | 1.4257 | 6.3188 | 17.8424 | 17.0354 | 16.6592 | 14.1937 | 2.7769 | 0.53055 | 0.070764 | 0.58507 | 1.308 | 0.65265 | 52.4777 | 52.3177 | 52.3348 | 52.1622 | 51.5151 | 51.5563 | 51.2585 | 51.5891 | 52.7587 | 55.708 | 58.8498 | 61.5526 | 62.9698 | 63.5891 | 64.1427 | 63.9028 | 63.408 | 62.2377 | 60.4715 | 58.8966 | 57.8206 | 56.576 | 55.4903 | 54.105 | 5.0771 | 4.5058 | 3.8516 | 2.2872 | 2.5416 | 3.5924 | 3.3608 | 4.022 | 3.7722 | 3.3721 | 3.0853 | 3.128 | 3.1784 | 3.21 | 3.1024 | 2.8444 | 2.8487 | 2.9896 | 3.2455 | 2.6795 | 2.35 | 2.4889 | 2.0672 | 2.1517
Program Specific1-in-2Size: Over 200kWOrange County2015March Monthly Peak | Program Specific | 1-in-2 | Size: Over 200kW | Orange County | 2015 | March Monthly Peak | 3 | 121.5579 | 116.5431 | 113.5648 | 114.6971 | 124.8285 | 153.7898 | 182.2308 | 200.0982 | 211.5306 | 214.337 | 218.1167 | 218.9785 | 218.1973 | 218.158 | 210.6024 | 197.8084 | 184.3159 | 173.2689 | 164.1572 | 164.3762 | 160.4441 | 152.6907 | 141.1332 | 132.0097 | 3.5849 | 2.9464 | 2.2935 | 0.53113 | 0.36176 | 1.3618 | 1.1654 | 0.58357 | 0.069717 | -0.86814 | -1.0052 | -0.40595 | 1.4751 | 6.6117 | 18.687 | 17.9395 | 17.4915 | 14.4313 | 2.8143 | 0.55179 | 0.074447 | 0.61603 | 1.3648 | 0.6765 | 52.9993 | 51.9132 | 51.3476 | 51.1641 | 50.7028 | 50.2367 | 49.9439 | 50.3054 | 52.3809 | 54.8365 | 58.1434 | 61.1404 | 63.2311 | 65.2041 | 66.7006 | 67.3959 | 67.4656 | 66.7008 | 64.0683 | 60.4283 | 58.3494 | 56.6818 | 55.5693 | 53.9098 | 5.3216 | 4.6965 | 4.0041 | 2.3606 | 2.5885 | 3.6619 | 3.3591 | 4.0593 | 3.8244 | 3.4457 | 3.1725 | 3.2173 | 3.2885 | 3.3588 | 3.2492 | 2.9954 | 2.991 | 3.0396 | 3.2892 | 2.7868 | 2.4723 | 2.6206 | 2.1569 | 2.2303
Program Specific1-in-2Size: Over 200kWOrange County2015April Monthly Peak | Program Specific | 1-in-2 | Size: Over 200kW | Orange County | 2015 | April Monthly Peak | 4 | 120.5343 | 116.0212 | 112.9027 | 114.0967 | 123.9194 | 152.3269 | 179.4486 | 197.9852 | 211.0534 | 217.0846 | 224.2641 | 227.6883 | 228.5818 | 229.8616 | 222.7711 | 209.3704 | 194.3617 | 180.9484 | 169.6876 | 168.1925 | 163.1029 | 153.9335 | 141.8261 | 132.6163 | 3.5547 | 2.9333 | 2.2802 | 0.52835 | 0.35912 | 1.3488 | 1.1476 | 0.5774 | 0.069559 | -0.87927 | -1.0335 | -0.42209 | 1.5453 | 6.9664 | 19.7668 | 18.9881 | 18.4449 | 15.0709 | 2.9091 | 0.5646 | 0.075681 | 0.62104 | 1.3715 | 0.67961 | 63.5876 | 62.385 | 61.3793 | 60.7217 | 59.6452 | 58.9144 | 58.1552 | 58.2357 | 60.7716 | 65.2625 | 70.4155 | 75.6969 | 80.4982 | 83.6763 | 85.4644 | 86.4301 | 86.0888 | 84.8975 | 82.5577 | 79.3295 | 74.2343 | 71.0423 | 68.9114 | 66.85 | 5.2768 | 4.6754 | 3.9808 | 2.3483 | 2.5697 | 3.6271 | 3.3078 | 4.0164 | 3.8157 | 3.4898 | 3.2619 | 3.3453 | 3.445 | 3.539 | 3.437 | 3.1705 | 3.154 | 3.1743 | 3.4 | 2.8515 | 2.5132 | 2.642 | 2.1675 | 2.2406
Program Specific1-in-2Size: Over 200kWOrange County2015May Monthly Peak | Program Specific | 1-in-2 | Size: Over 200kW | Orange County | 2015 | May Monthly Peak | 5 | 125.2039 | 120.6376 | 116.7369 | 118.0022 | 129.2038 | 158.1854 | 185.5591 | 206.4372 | 221.6265 | 229.3713 | 236.4035 | 240.1002 | 239.948 | 239.4358 | 232.1221 | 217.1574 | 201.7966 | 187.8865 | 176.7157 | 172.8369 | 169.9398 | 160.2749 | 147.8861 | 138.9292 | 2.8402 | 2.2497 | 1.7701 | 0.1663 | -0.017624 | 0.91513 | 0.59836 | 0.22177 | -0.17204 | -1.0409 | -1.3115 | -0.74276 | 1.2378 | 6.801 | 20.2274 | 19.4563 | 18.8497 | 15.645 | 3.3198 | 0.52537 | -0.092622 | 0.40594 | 1.1219 | 0.43271 | 66.2326 | 65.0807 | 63.8494 | 62.733 | 61.9699 | 60.9693 | 60.5041 | 60.877 | 63.6999 | 67.752 | 72.2759 | 77.0962 | 81.5213 | 84.6243 | 86.7821 | 87.9652 | 88.3177 | 87.2725 | 84.8482 | 81.7672 | 77.2515 | 73.8317 | 71.9107 | 70.1917 | 5.3404 | 4.7365 | 4.0102 | 2.3662 | 2.6104 | 3.6698 | 3.3326 | 4.0803 | 3.9039 | 3.5926 | 3.3502 | 3.437 | 3.5234 | 3.5917 | 3.4892 | 3.2039 | 3.1905 | 3.2113 | 3.4498 | 2.8549 | 2.5513 | 2.6801 | 2.202 | 2.2869
Program Specific1-in-2Size: Over 200kWOrange County2015June Monthly Peak | Program Specific | 1-in-2 | Size: Over 200kW | Orange County | 2015 | June Monthly Peak | 6 | 134.3982 | 129.746 | 125.3053 | 126.6712 | 137.9324 | 166.2345 | 192.7445 | 211.0313 | 224.5447 | 231.7841 | 239.5782 | 242.5132 | 241.2652 | 239.5099 | 233.1538 | 221.7548 | 208.4392 | 194.896 | 184.861 | 179.5389 | 175.8833 | 167.4905 | 154.7176 | 146.2539 | 1.9319 | 1.3687 | 1.1301 | -0.31973 | -0.52986 | 0.33866 | -0.12458 | -0.24796 | -0.4775 | -1.1898 | -1.6038 | -1.1173 | 0.77288 | 6.2467 | 19.8646 | 19.5716 | 19.0909 | 16.2238 | 3.8436 | 0.47622 | -0.31255 | 0.11711 | 0.78004 | 0.096578 | 69.0516 | 67.8275 | 66.5949 | 65.6489 | 64.821 | 64.1045 | 63.3882 | 63.9648 | 67.1071 | 71.7165 | 75.8093 | 79.8958 | 82.8981 | 85.4292 | 87.3908 | 88.5978 | 89.2381 | 88.7144 | 87.1868 | 84.2626 | 80.4068 | 76.2227 | 73.5157 | 71.7035 | 5.5921 | 4.9694 | 4.1991 | 2.4778 | 2.7185 | 3.7621 | 3.3768 | 4.0689 | 3.8584 | 3.5414 | 3.312 | 3.3865 | 3.456 | 3.5048 | 3.4189 | 3.1916 | 3.2148 | 3.2495 | 3.5204 | 2.893 | 2.5758 | 2.7322 | 2.2473 | 2.3485
Program Specific1-in-2Size: Over 200kWOrange County2015July Monthly Peak | Program Specific | 1-in-2 | Size: Over 200kW | Orange County | 2015 | July Monthly Peak | 7 | 140.6188 | 135.529 | 131.3971 | 132.4789 | 144.3699 | 173.8414 | 200.8298 | 219.2775 | 232.3719 | 239.8123 | 247.0036 | 248.7187 | 247.0045 | 245.5448 | 239.3358 | 228.1554 | 215.9347 | 202.3155 | 192.1975 | 186.8109 | 182.2624 | 173.1321 | 159.9118 | 151.3824 | -0.069308 | -0.53417 | -0.2594 | -1.2666 | -1.5115 | -0.81149 | -1.5206 | -1.14 | -1.0555 | -1.4864 | -2.1602 | -1.8195 | -0.072792 | 5.3834 | 19.5601 | 19.5904 | 19.0745 | 16.8325 | 4.6856 | 0.36609 | -0.72562 | -0.44687 | 0.078302 | -0.56471 | 71.7941 | 70.9699 | 70.0983 | 69.2013 | 68.427 | 67.8445 | 67.6947 | 68.0986 | 70.4421 | 74.8914 | 81.0934 | 84.951 | 88.5324 | 91.2618 | 93.3046 | 94.0727 | 94.5743 | 93.8093 | 92.0269 | 89.2505 | 85.1805 | 80.9483 | 78.1532 | 76.5867 | 5.7256 | 5.0797 | 4.3089 | 2.5359 | 2.7844 | 3.85 | 3.4431 | 4.1373 | 3.9074 | 3.5856 | 3.3415 | 3.3987 | 3.4624 | 3.5161 | 3.4343 | 3.2134 | 3.2591 | 3.301 | 3.5817 | 2.9457 | 2.6121 | 2.7637 | 2.273 | 2.3788
Program Specific1-in-2Size: Over 200kWOrange County2015August Monthly Peak | Program Specific | 1-in-2 | Size: Over 200kW | Orange County | 2015 | August Monthly Peak | 8 | 144.0559 | 138.7361 | 134.4855 | 134.8228 | 147.8525 | 180.2773 | 211.7324 | 233.9193 | 251.8503 | 260.8297 | 271.0985 | 272.6614 | 271.0046 | 268.911 | 261.6133 | 246.1102 | 229.2148 | 211.3816 | 199.3804 | 195.9235 | 190.0865 | 178.8247 | 165.5866 | 156.9198 | -2.2057 | -2.5505 | -1.739 | -2.2346 | -2.5248 | -2.0463 | -3.0646 | -2.1543 | -1.7503 | -1.8935 | -2.9252 | -2.7306 | -1.0247 | 4.7817 | 20.4751 | 20.5449 | 19.5038 | 17.5775 | 5.5737 | 0.24866 | -1.1744 | -1.0462 | -0.67019 | -1.2721 | 77.0273 | 75.7851 | 74.8752 | 73.7101 | 73.2687 | 72.427 | 72.1289 | 72.3312 | 74.7691 | 79.9381 | 85.0511 | 89.7083 | 93.0348 | 95.3863 | 96.8784 | 97.1287 | 97.3281 | 96.1901 | 94.0697 | 91.0907 | 86.6023 | 82.7607 | 80.6817 | 78.9178 | 5.9259 | 5.2533 | 4.4556 | 2.6073 | 2.8809 | 4.0335 | 3.6674 | 4.459 | 4.2785 | 3.94 | 3.7052 | 3.7642 | 3.8379 | 3.8903 | 3.7926 | 3.5019 | 3.4951 | 3.4844 | 3.7538 | 3.1211 | 2.7522 | 2.8839 | 2.3778 | 2.4912
Program Specific1-in-2Size: Over 200kWOrange County2015September Monthly Peak | Program Specific | 1-in-2 | Size: Over 200kW | Orange County | 2015 | September Monthly Peak | 9 | 139.9004 | 135.3602 | 130.6287 | 132.2925 | 145.2657 | 178.5191 | 212.0585 | 231.7706 | 250.569 | 259.8057 | 267.8187 | 268.7878 | 266.7741 | 265.9342 | 258.0778 | 241.7814 | 224.9038 | 207.4084 | 197.8149 | 196.1354 | 186.8034 | 175.6349 | 162.3227 | 153.4406 | -0.67025 | -1.1005 | -0.67301 | -1.534 | -1.7993 | -1.1794 | -2.0302 | -1.4746 | -1.3131 | -1.6903 | -2.501 | -2.1767 | -0.3484 | 5.5109 | 20.8326 | 20.593 | 19.6551 | 17.2536 | 5.0278 | 0.34508 | -0.86273 | -0.61988 | -0.13413 | -0.76716 | 71.5088 | 70.2322 | 69.5263 | 69.1119 | 68.7103 | 68.0643 | 68.284 | 68.3332 | 69.7924 | 75.2434 | 82.9109 | 88.4143 | 92.9246 | 95.5355 | 96.5514 | 96.8185 | 96.6155 | 95.3559 | 92.7816 | 88.7636 | 85.2625 | 82.7378 | 80.939 | 79.1781 | 5.6945 | 5.0717 | 4.2823 | 2.5315 | 2.8008 | 3.9522 | 3.6344 | 4.3716 | 4.212 | 3.8833 | 3.6219 | 3.6718 | 3.7383 | 3.8068 | 3.702 | 3.4042 | 3.3933 | 3.383 | 3.6852 | 3.0917 | 2.6763 | 2.8027 | 2.3065 | 2.4103
Program Specific1-in-2Size: Over 200kWOrange County2015October Monthly Peak | Program Specific | 1-in-2 | Size: Over 200kW | Orange County | 2015 | October Monthly Peak | 10 | 117.7061 | 114.0014 | 111.1306 | 112.8864 | 124.1777 | 153.0174 | 184.2551 | 203.3033 | 218.1876 | 224.434 | 232.2319 | 236.4148 | 236.5737 | 235.4917 | 228.3552 | 213.0747 | 197.7357 | 188.1749 | 176.4001 | 169.8572 | 161.9394 | 151.3719 | 140.4679 | 132.0172 | 0.43304 | 0.014211 | 0.12341 | -0.8564 | -1.0692 | -0.42638 | -1.037 | -0.82741 | -0.84314 | -1.324 | -1.8973 | -1.5498 | 0.1625 | 5.4377 | 18.8852 | 18.4386 | 17.6475 | 15.6584 | 4.1229 | 0.36588 | -0.54455 | -0.25137 | 0.2482 | -0.32982 | 71.1706 | 69.7394 | 69.0175 | 68.6197 | 67.8101 | 67.021 | 67.7187 | 69.201 | 69.5839 | 73.4906 | 78.3454 | 83.3475 | 86.9918 | 89.4602 | 91.1994 | 91.9653 | 91.8702 | 90.4504 | 87.6208 | 83.4953 | 79.8727 | 76.9973 | 74.9195 | 73.1505 | 4.8067 | 4.2853 | 3.655 | 2.1672 | 2.402 | 3.3987 | 3.1682 | 3.8471 | 3.6796 | 3.3655 | 3.1508 | 3.24 | 3.3258 | 3.382 | 3.2863 | 3.0097 | 2.9931 | 3.0792 | 3.2969 | 2.6862 | 2.3276 | 2.4234 | 2.0024 | 2.0805
Program Specific1-in-2Size: Over 200kWOrange County2015November Monthly Peak | Program Specific | 1-in-2 | Size: Over 200kW | Orange County | 2015 | November Monthly Peak | 11 | 121.6095 | 118.0291 | 114.262 | 114.4395 | 125.4427 | 153.254 | 181.4957 | 198.9147 | 211.6219 | 218.5471 | 224.6536 | 227.8379 | 227.7075 | 226.8757 | 218.8624 | 203.9662 | 190.17 | 183.7261 | 173.1597 | 166.8564 | 160.3751 | 150.7418 | 139.3658 | 130.8165 | 3.5864 | 2.984 | 2.3076 | 0.52994 | 0.36354 | 1.357 | 1.1607 | 0.58012 | 0.069747 | -0.8852 | -1.0353 | -0.42237 | 1.5393 | 6.8759 | 19.4199 | 18.498 | 18.0471 | 15.3023 | 2.9686 | 0.56012 | 0.074415 | 0.60816 | 1.3477 | 0.67039 | 60.5251 | 60.0372 | 59.6507 | 59.0976 | 58.6707 | 58.9004 | 58.5223 | 58.4972 | 62.5689 | 67.5324 | 73.8642 | 78.9838 | 82.7441 | 84.1888 | 84.8508 | 84.3058 | 82.326 | 78.0191 | 73.3994 | 70.563 | 68.4084 | 66.5345 | 65.008 | 63.6657 | 5.3239 | 4.7563 | 4.0287 | 2.3553 | 2.6013 | 3.6492 | 3.3456 | 4.0353 | 3.826 | 3.5133 | 3.2676 | 3.3475 | 3.4318 | 3.493 | 3.3767 | 3.0887 | 3.086 | 3.223 | 3.4695 | 2.8288 | 2.4712 | 2.5872 | 2.1299 | 2.2102
Program Specific1-in-2Size: Over 200kWOrange County2015December Monthly Peak | Program Specific | 1-in-2 | Size: Over 200kW | Orange County | 2015 | December Monthly Peak | 12 | 118.3656 | 114.247 | 111.433 | 113.0126 | 124.0721 | 150.7709 | 181.091 | 195.6012 | 205.9392 | 205.3491 | 205.1494 | 202.3598 | 197.7559 | 193.6141 | 186.2761 | 173.9753 | 164.5047 | 161.9585 | 154.5877 | 151.5759 | 147.1908 | 140.2845 | 131.6139 | 124.5661 | 3.4907 | 2.8884 | 2.2505 | 0.52333 | 0.35956 | 1.335 | 1.1581 | 0.57045 | 0.067874 | -0.83174 | -0.94542 | -0.37514 | 1.3369 | 5.8679 | 16.5285 | 15.7781 | 15.6114 | 13.4893 | 2.6502 | 0.50882 | 0.068297 | 0.56597 | 1.2727 | 0.63836 | 47.9306 | 47.2398 | 46.5259 | 45.6549 | 45.1221 | 44.2641 | 43.9535 | 43.7838 | 44.3187 | 46.9487 | 49.101 | 50.7821 | 52.3644 | 53.5031 | 53.9698 | 53.9466 | 53.3428 | 52.4477 | 51.1671 | 49.9331 | 49.1648 | 48.3015 | 47.5698 | 46.8593 | 5.1819 | 4.6039 | 3.929 | 2.3259 | 2.5728 | 3.5901 | 3.3381 | 3.968 | 3.7233 | 3.3012 | 2.9839 | 2.9731 | 2.9804 | 2.9809 | 2.8739 | 2.6345 | 2.6695 | 2.8412 | 3.0974 | 2.5698 | 2.268 | 2.4077 | 2.0114 | 2.1046
Program Specific1-in-2Size: Over 200kWOrange County2015Typical Event Day | Program Specific | 1-in-2 | Size: Over 200kW | Orange County | 2015 | Typical Event Day | 8 | 141.2357 | 136.0865 | 131.9464 | 132.4823 | 145.28 | 176.5515 | 206.6462 | 226.7382 | 242.4319 | 250.4746 | 259.7199 | 261.1584 | 259.4741 | 257.7229 | 250.7238 | 236.3907 | 220.5251 | 204.0011 | 192.5499 | 189.4894 | 184.4841 | 174.4016 | 161.5801 | 153.3126 | -0.21964 | -0.67726 | -0.36412 | -1.3333 | -1.5899 | -0.90872 | -1.6669 | -1.244 | -1.143 | -1.5715 | -2.3095 | -1.961 | -0.14132 | 5.5739 | 20.4285 | 20.257 | 19.4287 | 16.9721 | 4.7436 | 0.36196 | -0.76352 | -0.49102 | 0.026568 | -0.62001 | 72.3455 | 71.2037 | 70.2737 | 69.4181 | 68.8067 | 68.11 | 67.874 | 68.1819 | 70.5277 | 75.4473 | 81.2162 | 85.7423 | 89.3475 | 91.9032 | 93.5313 | 94.1544 | 94.439 | 93.5174 | 91.5162 | 88.3418 | 84.363 | 80.6674 | 78.3224 | 76.5965 | 5.7488 | 5.0989 | 4.3255 | 2.5352 | 2.801 | 3.9087 | 3.5416 | 4.2766 | 4.0752 | 3.7438 | 3.5123 | 3.5675 | 3.636 | 3.6893 | 3.5965 | 3.3283 | 3.3273 | 3.3274 | 3.5871 | 2.9869 | 2.643 | 2.783 | 2.2959 | 2.4083
Program Specific1-in-2Size: Over 200kWOrange County2016January Monthly Peak | Program Specific | 1-in-2 | Size: Over 200kW | Orange County | 2016 | January Monthly Peak | 1 | 117.585 | 113.1414 | 110.5812 | 112.3633 | 124.0252 | 153.0449 | 185.625 | 202.1576 | 212.7919 | 212.9492 | 214.3038 | 214.0568 | 211.3557 | 208.2611 | 200.532 | 187.052 | 174.9642 | 170.2813 | 162.5155 | 159.1424 | 153.7367 | 146.3489 | 136.6525 | 128.6114 | 3.4677 | 2.8604 | 2.2333 | 0.52032 | 0.35943 | 1.3552 | 1.1871 | 0.58957 | 0.070132 | -0.86252 | -0.98761 | -0.39682 | 1.4288 | 6.3118 | 17.7934 | 16.964 | 16.6041 | 14.1825 | 2.7861 | 0.53422 | 0.071335 | 0.59044 | 1.3214 | 0.65909 | 52.3805 | 51.9024 | 51.4204 | 50.8623 | 50.7385 | 50.3848 | 50.2528 | 50.2949 | 50.8656 | 52.1723 | 53.859 | 54.9711 | 55.3321 | 56.2579 | 56.7753 | 56.6605 | 56.3514 | 55.8413 | 54.7592 | 53.6493 | 52.8607 | 52.7024 | 52.7384 | 52.14 | 5.1477 | 4.5594 | 3.8989 | 2.3126 | 2.5719 | 3.6442 | 3.4217 | 4.1011 | 3.8472 | 3.4233 | 3.1171 | 3.145 | 3.1854 | 3.2064 | 3.0939 | 2.8325 | 2.8393 | 2.9872 | 3.2563 | 2.698 | 2.3689 | 2.5118 | 2.0884 | 2.1729
Program Specific1-in-2Size: Over 200kWOrange County2016February Monthly Peak | Program Specific | 1-in-2 | Size: Over 200kW | Orange County | 2016 | February Monthly Peak | 2 | 115.9727 | 111.8115 | 109.2386 | 111.1299 | 122.5649 | 150.8684 | 182.3236 | 198.2595 | 208.6439 | 209.7643 | 212.1193 | 212.8974 | 210.8888 | 208.4923 | 201.0838 | 187.8391 | 175.5456 | 170.4165 | 161.9777 | 158.0501 | 152.5064 | 145.0175 | 135.2646 | 127.3546 | 3.4202 | 2.8268 | 2.2062 | 0.51461 | 0.3552 | 1.3359 | 1.166 | 0.5782 | 0.068765 | -0.84962 | -0.97754 | -0.39467 | 1.4257 | 6.3188 | 17.8424 | 17.0354 | 16.6592 | 14.1937 | 2.7769 | 0.53055 | 0.070764 | 0.58507 | 1.308 | 0.65265 | 52.4777 | 52.3177 | 52.3348 | 52.1622 | 51.5151 | 51.5563 | 51.2585 | 51.5891 | 52.7587 | 55.708 | 58.8498 | 61.5526 | 62.9698 | 63.5891 | 64.1427 | 63.9028 | 63.408 | 62.2377 | 60.4715 | 58.8966 | 57.8206 | 56.576 | 55.4903 | 54.105 | 5.0771 | 4.5058 | 3.8516 | 2.2872 | 2.5416 | 3.5924 | 3.3608 | 4.022 | 3.7722 | 3.3721 | 3.0853 | 3.128 | 3.1784 | 3.21 | 3.1024 | 2.8444 | 2.8487 | 2.9896 | 3.2455 | 2.6795 | 2.35 | 2.4889 | 2.0672 | 2.1517
Program Specific1-in-2Size: Over 200kWOrange County2016March Monthly Peak | Program Specific | 1-in-2 | Size: Over 200kW | Orange County | 2016 | March Monthly Peak | 3 | 121.5579 | 116.5431 | 113.5648 | 114.6971 | 124.8285 | 153.7898 | 182.2308 | 200.0982 | 211.5305 | 214.337 | 218.1167 | 218.9785 | 218.1973 | 218.1581 | 210.6024 | 197.8084 | 184.3159 | 173.2689 | 164.1572 | 164.3762 | 160.4441 | 152.6907 | 141.1332 | 132.0097 | 3.5849 | 2.9464 | 2.2935 | 0.53113 | 0.36176 | 1.3618 | 1.1654 | 0.58357 | 0.069717 | -0.86814 | -1.0052 | -0.40595 | 1.4751 | 6.6117 | 18.687 | 17.9395 | 17.4915 | 14.4313 | 2.8143 | 0.55179 | 0.074447 | 0.61603 | 1.3648 | 0.6765 | 52.9993 | 51.9132 | 51.3476 | 51.1641 | 50.7028 | 50.2367 | 49.9439 | 50.3054 | 52.3809 | 54.8365 | 58.1434 | 61.1404 | 63.2311 | 65.2041 | 66.7006 | 67.3959 | 67.4656 | 66.7008 | 64.0683 | 60.4283 | 58.3494 | 56.6818 | 55.5693 | 53.9099 | 5.3216 | 4.6965 | 4.0041 | 2.3606 | 2.5885 | 3.6619 | 3.3591 | 4.0593 | 3.8244 | 3.4456 | 3.1725 | 3.2173 | 3.2885 | 3.3588 | 3.2492 | 2.9954 | 2.991 | 3.0396 | 3.2892 | 2.7868 | 2.4723 | 2.6206 | 2.1569 | 2.2303
Program Specific1-in-2Size: Over 200kWOrange County2016April Monthly Peak | Program Specific | 1-in-2 | Size: Over 200kW | Orange County | 2016 | April Monthly Peak | 4 | 120.5343 | 116.0212 | 112.9027 | 114.0967 | 123.9194 | 152.3269 | 179.4486 | 197.9852 | 211.0534 | 217.0846 | 224.2641 | 227.6883 | 228.5818 | 229.8616 | 222.7711 | 209.3704 | 194.3617 | 180.9484 | 169.6876 | 168.1925 | 163.1029 | 153.9335 | 141.8261 | 132.6163 | 3.5547 | 2.9333 | 2.2802 | 0.52835 | 0.35912 | 1.3488 | 1.1476 | 0.5774 | 0.069559 | -0.87927 | -1.0335 | -0.42209 | 1.5453 | 6.9664 | 19.7668 | 18.9881 | 18.4449 | 15.0709 | 2.9091 | 0.5646 | 0.075681 | 0.62104 | 1.3715 | 0.67961 | 63.5876 | 62.385 | 61.3793 | 60.7217 | 59.6452 | 58.9144 | 58.1552 | 58.2357 | 60.7716 | 65.2625 | 70.4155 | 75.6969 | 80.4982 | 83.6763 | 85.4644 | 86.4301 | 86.0888 | 84.8975 | 82.5576 | 79.3295 | 74.2343 | 71.0423 | 68.9114 | 66.85 | 5.2768 | 4.6754 | 3.9808 | 2.3483 | 2.5697 | 3.6271 | 3.3078 | 4.0164 | 3.8157 | 3.4898 | 3.2619 | 3.3453 | 3.445 | 3.539 | 3.437 | 3.1705 | 3.154 | 3.1743 | 3.4 | 2.8515 | 2.5132 | 2.642 | 2.1675 | 2.2406
Program Specific1-in-2Size: Over 200kWOrange County2016May Monthly Peak | Program Specific | 1-in-2 | Size: Over 200kW | Orange County | 2016 | May Monthly Peak | 5 | 125.2039 | 120.6376 | 116.7369 | 118.0021 | 129.2038 | 158.1854 | 185.5591 | 206.4372 | 221.6265 | 229.3713 | 236.4035 | 240.1002 | 239.948 | 239.4358 | 232.1221 | 217.1574 | 201.7966 | 187.8865 | 176.7157 | 172.8369 | 169.9398 | 160.2749 | 147.8861 | 138.9292 | 2.8402 | 2.2497 | 1.7701 | 0.1663 | -0.017624 | 0.91513 | 0.59836 | 0.22177 | -0.17204 | -1.0409 | -1.3115 | -0.74276 | 1.2378 | 6.801 | 20.2274 | 19.4564 | 18.8497 | 15.645 | 3.3198 | 0.52537 | -0.092622 | 0.40594 | 1.1219 | 0.43271 | 66.2326 | 65.0807 | 63.8494 | 62.733 | 61.9699 | 60.9693 | 60.5041 | 60.877 | 63.6999 | 67.752 | 72.2759 | 77.0962 | 81.5213 | 84.6243 | 86.7821 | 87.9652 | 88.3177 | 87.2725 | 84.8482 | 81.7672 | 77.2515 | 73.8317 | 71.9107 | 70.1917 | 5.3404 | 4.7365 | 4.0102 | 2.3662 | 2.6104 | 3.6698 | 3.3326 | 4.0803 | 3.9039 | 3.5926 | 3.3502 | 3.437 | 3.5234 | 3.5917 | 3.4892 | 3.2039 | 3.1905 | 3.2113 | 3.4498 | 2.8549 | 2.5513 | 2.6801 | 2.202 | 2.2869
Program Specific1-in-2Size: Over 200kWOrange County2016June Monthly Peak | Program Specific | 1-in-2 | Size: Over 200kW | Orange County | 2016 | June Monthly Peak | 6 | 134.3982 | 129.746 | 125.3053 | 126.6712 | 137.9324 | 166.2345 | 192.7445 | 211.0313 | 224.5447 | 231.7841 | 239.5782 | 242.5132 | 241.2652 | 239.51 | 233.1538 | 221.7548 | 208.4392 | 194.896 | 184.861 | 179.5389 | 175.8833 | 167.4905 | 154.7176 | 146.2539 | 1.9319 | 1.3687 | 1.1301 | -0.31973 | -0.52986 | 0.33866 | -0.12458 | -0.24796 | -0.4775 | -1.1898 | -1.6038 | -1.1173 | 0.77288 | 6.2467 | 19.8646 | 19.5716 | 19.0909 | 16.2239 | 3.8436 | 0.47622 | -0.31255 | 0.11711 | 0.78004 | 0.096578 | 69.0516 | 67.8275 | 66.5949 | 65.6489 | 64.821 | 64.1045 | 63.3882 | 63.9648 | 67.1071 | 71.7165 | 75.8093 | 79.8958 | 82.8981 | 85.4292 | 87.3908 | 88.5978 | 89.2381 | 88.7144 | 87.1868 | 84.2626 | 80.4068 | 76.2227 | 73.5157 | 71.7035 | 5.5921 | 4.9694 | 4.1991 | 2.4778 | 2.7185 | 3.7621 | 3.3768 | 4.0689 | 3.8584 | 3.5414 | 3.312 | 3.3865 | 3.456 | 3.5048 | 3.4189 | 3.1916 | 3.2148 | 3.2495 | 3.5204 | 2.893 | 2.5758 | 2.7322 | 2.2473 | 2.3485
Program Specific1-in-2Size: Over 200kWOrange County2016July Monthly Peak | Program Specific | 1-in-2 | Size: Over 200kW | Orange County | 2016 | July Monthly Peak | 7 | 140.6188 | 135.529 | 131.3971 | 132.4789 | 144.3699 | 173.8414 | 200.8298 | 219.2775 | 232.3719 | 239.8123 | 247.0036 | 248.7187 | 247.0045 | 245.5448 | 239.3358 | 228.1554 | 215.9347 | 202.3155 | 192.1975 | 186.8109 | 182.2624 | 173.1321 | 159.9118 | 151.3824 | -0.069308 | -0.53417 | -0.2594 | -1.2666 | -1.5115 | -0.81149 | -1.5206 | -1.14 | -1.0555 | -1.4864 | -2.1602 | -1.8195 | -0.072792 | 5.3834 | 19.5601 | 19.5904 | 19.0745 | 16.8325 | 4.6856 | 0.36609 | -0.72562 | -0.44687 | 0.078302 | -0.56471 | 71.7941 | 70.9699 | 70.0983 | 69.2013 | 68.427 | 67.8445 | 67.6947 | 68.0986 | 70.4421 | 74.8914 | 81.0934 | 84.951 | 88.5324 | 91.2618 | 93.3046 | 94.0727 | 94.5743 | 93.8093 | 92.0269 | 89.2505 | 85.1805 | 80.9483 | 78.1532 | 76.5867 | 5.7256 | 5.0797 | 4.3089 | 2.5359 | 2.7844 | 3.85 | 3.4431 | 4.1373 | 3.9074 | 3.5856 | 3.3415 | 3.3987 | 3.4624 | 3.5161 | 3.4343 | 3.2134 | 3.2591 | 3.301 | 3.5817 | 2.9457 | 2.6121 | 2.7637 | 2.273 | 2.3788
Program Specific1-in-2Size: Over 200kWOrange County2016August Monthly Peak | Program Specific | 1-in-2 | Size: Over 200kW | Orange County | 2016 | August Monthly Peak | 8 | 144.0559 | 138.7361 | 134.4855 | 134.8228 | 147.8525 | 180.2773 | 211.7324 | 233.9193 | 251.8503 | 260.8297 | 271.0985 | 272.6614 | 271.0046 | 268.911 | 261.6133 | 246.1102 | 229.2148 | 211.3816 | 199.3804 | 195.9235 | 190.0865 | 178.8247 | 165.5866 | 156.9198 | -2.2057 | -2.5505 | -1.739 | -2.2346 | -2.5248 | -2.0463 | -3.0646 | -2.1543 | -1.7503 | -1.8935 | -2.9252 | -2.7306 | -1.0247 | 4.7817 | 20.4751 | 20.5449 | 19.5038 | 17.5775 | 5.5737 | 0.24866 | -1.1744 | -1.0462 | -0.67019 | -1.2721 | 77.0273 | 75.7851 | 74.8752 | 73.7101 | 73.2687 | 72.427 | 72.1289 | 72.3312 | 74.769 | 79.9381 | 85.0511 | 89.7083 | 93.0348 | 95.3863 | 96.8784 | 97.1287 | 97.3281 | 96.1901 | 94.0697 | 91.0907 | 86.6023 | 82.7607 | 80.6817 | 78.9178 | 5.9259 | 5.2533 | 4.4556 | 2.6073 | 2.8809 | 4.0335 | 3.6674 | 4.459 | 4.2785 | 3.94 | 3.7052 | 3.7642 | 3.8379 | 3.8903 | 3.7926 | 3.5019 | 3.4951 | 3.4844 | 3.7538 | 3.1211 | 2.7522 | 2.8839 | 2.3778 | 2.4912
Program Specific1-in-2Size: Over 200kWOrange County2016September Monthly Peak | Program Specific | 1-in-2 | Size: Over 200kW | Orange County | 2016 | September Monthly Peak | 9 | 139.9004 | 135.3602 | 130.6287 | 132.2925 | 145.2657 | 178.5192 | 212.0585 | 231.7706 | 250.569 | 259.8057 | 267.8187 | 268.7878 | 266.7741 | 265.9342 | 258.0778 | 241.7814 | 224.9038 | 207.4084 | 197.8149 | 196.1354 | 186.8034 | 175.6349 | 162.3227 | 153.4406 | -0.67025 | -1.1005 | -0.67301 | -1.534 | -1.7993 | -1.1794 | -2.0302 | -1.4746 | -1.3131 | -1.6903 | -2.501 | -2.1767 | -0.3484 | 5.5109 | 20.8326 | 20.593 | 19.6551 | 17.2536 | 5.0278 | 0.34508 | -0.86273 | -0.61988 | -0.13413 | -0.76716 | 71.5088 | 70.2322 | 69.5263 | 69.1119 | 68.7103 | 68.0643 | 68.284 | 68.3332 | 69.7924 | 75.2434 | 82.9109 | 88.4143 | 92.9246 | 95.5355 | 96.5514 | 96.8185 | 96.6155 | 95.3559 | 92.7816 | 88.7636 | 85.2625 | 82.7378 | 80.939 | 79.1781 | 5.6945 | 5.0717 | 4.2823 | 2.5315 | 2.8008 | 3.9522 | 3.6344 | 4.3716 | 4.212 | 3.8833 | 3.6219 | 3.6718 | 3.7383 | 3.8068 | 3.702 | 3.4042 | 3.3933 | 3.383 | 3.6852 | 3.0917 | 2.6763 | 2.8027 | 2.3065 | 2.4103
Program Specific1-in-2Size: Over 200kWOrange County2016October Monthly Peak | Program Specific | 1-in-2 | Size: Over 200kW | Orange County | 2016 | October Monthly Peak | 10 | 117.7061 | 114.0014 | 111.1306 | 112.8864 | 124.1777 | 153.0174 | 184.2551 | 203.3033 | 218.1876 | 224.434 | 232.2319 | 236.4148 | 236.5737 | 235.4917 | 228.3552 | 213.0747 | 197.7357 | 188.1749 | 176.4001 | 169.8572 | 161.9394 | 151.3719 | 140.4679 | 132.0172 | 0.43304 | 0.014211 | 0.12341 | -0.8564 | -1.0692 | -0.42638 | -1.037 | -0.82741 | -0.84314 | -1.324 | -1.8973 | -1.5498 | 0.1625 | 5.4377 | 18.8852 | 18.4386 | 17.6475 | 15.6584 | 4.1229 | 0.36588 | -0.54455 | -0.25137 | 0.2482 | -0.32982 | 71.1706 | 69.7394 | 69.0175 | 68.6197 | 67.8101 | 67.021 | 67.7187 | 69.201 | 69.5839 | 73.4906 | 78.3454 | 83.3475 | 86.9918 | 89.4602 | 91.1994 | 91.9653 | 91.8702 | 90.4503 | 87.6208 | 83.4953 | 79.8727 | 76.9973 | 74.9195 | 73.1505 | 4.8067 | 4.2853 | 3.655 | 2.1672 | 2.402 | 3.3987 | 3.1682 | 3.8471 | 3.6796 | 3.3655 | 3.1508 | 3.24 | 3.3258 | 3.382 | 3.2863 | 3.0097 | 2.9931 | 3.0792 | 3.2969 | 2.6862 | 2.3276 | 2.4234 | 2.0024 | 2.0805
Program Specific1-in-2Size: Over 200kWOrange County2016November Monthly Peak | Program Specific | 1-in-2 | Size: Over 200kW | Orange County | 2016 | November Monthly Peak | 11 | 121.6095 | 118.0291 | 114.262 | 114.4395 | 125.4427 | 153.254 | 181.4957 | 198.9147 | 211.6219 | 218.5471 | 224.6536 | 227.8379 | 227.7075 | 226.8757 | 218.8624 | 203.9662 | 190.17 | 183.7261 | 173.1597 | 166.8564 | 160.3751 | 150.7418 | 139.3658 | 130.8165 | 3.5864 | 2.984 | 2.3076 | 0.52994 | 0.36354 | 1.357 | 1.1607 | 0.58012 | 0.069747 | -0.8852 | -1.0353 | -0.42237 | 1.5393 | 6.8759 | 19.4199 | 18.498 | 18.0471 | 15.3023 | 2.9686 | 0.56012 | 0.074415 | 0.60816 | 1.3477 | 0.67039 | 60.5251 | 60.0372 | 59.6507 | 59.0976 | 58.6707 | 58.9004 | 58.5223 | 58.4972 | 62.5689 | 67.5324 | 73.8642 | 78.9839 | 82.7441 | 84.1888 | 84.8508 | 84.3058 | 82.326 | 78.0191 | 73.3994 | 70.563 | 68.4084 | 66.5345 | 65.008 | 63.6657 | 5.3239 | 4.7563 | 4.0287 | 2.3553 | 2.6013 | 3.6492 | 3.3456 | 4.0353 | 3.826 | 3.5133 | 3.2676 | 3.3475 | 3.4318 | 3.493 | 3.3767 | 3.0887 | 3.086 | 3.223 | 3.4695 | 2.8288 | 2.4712 | 2.5872 | 2.1299 | 2.2102
Program Specific1-in-2Size: Over 200kWOrange County2016December Monthly Peak | Program Specific | 1-in-2 | Size: Over 200kW | Orange County | 2016 | December Monthly Peak | 12 | 118.3656 | 114.247 | 111.433 | 113.0126 | 124.0721 | 150.7709 | 181.091 | 195.6012 | 205.9392 | 205.3491 | 205.1494 | 202.3598 | 197.7559 | 193.614 | 186.2761 | 173.9753 | 164.5047 | 161.9585 | 154.5877 | 151.5759 | 147.1908 | 140.2845 | 131.6139 | 124.5661 | 3.4907 | 2.8884 | 2.2505 | 0.52333 | 0.35956 | 1.335 | 1.1581 | 0.57045 | 0.067874 | -0.83174 | -0.94542 | -0.37514 | 1.3369 | 5.8679 | 16.5285 | 15.7781 | 15.6114 | 13.4893 | 2.6502 | 0.50882 | 0.068297 | 0.56597 | 1.2727 | 0.63836 | 47.9306 | 47.2398 | 46.5259 | 45.6549 | 45.1221 | 44.264 | 43.9535 | 43.7838 | 44.3187 | 46.9487 | 49.101 | 50.7821 | 52.3644 | 53.5031 | 53.9698 | 53.9466 | 53.3428 | 52.4477 | 51.1671 | 49.9331 | 49.1648 | 48.3015 | 47.5698 | 46.8593 | 5.1819 | 4.6039 | 3.929 | 2.3259 | 2.5728 | 3.5901 | 3.3381 | 3.968 | 3.7233 | 3.3012 | 2.9839 | 2.9731 | 2.9804 | 2.9809 | 2.8739 | 2.6345 | 2.6695 | 2.8412 | 3.0974 | 2.5698 | 2.268 | 2.4077 | 2.0114 | 2.1046
Program Specific1-in-2Size: Over 200kWOrange County2016Typical Event Day | Program Specific | 1-in-2 | Size: Over 200kW | Orange County | 2016 | Typical Event Day | 8 | 141.2357 | 136.0865 | 131.9464 | 132.4823 | 145.28 | 176.5515 | 206.6462 | 226.7382 | 242.4319 | 250.4746 | 259.7199 | 261.1584 | 259.4741 | 257.7229 | 250.7238 | 236.3907 | 220.5251 | 204.0011 | 192.5499 | 189.4894 | 184.4841 | 174.4016 | 161.5801 | 153.3126 | -0.21964 | -0.67726 | -0.36412 | -1.3333 | -1.5899 | -0.90872 | -1.6669 | -1.244 | -1.143 | -1.5715 | -2.3095 | -1.961 | -0.14132 | 5.5739 | 20.4285 | 20.257 | 19.4287 | 16.9721 | 4.7436 | 0.36196 | -0.76352 | -0.49102 | 0.026568 | -0.62001 | 72.3455 | 71.2037 | 70.2737 | 69.4181 | 68.8067 | 68.11 | 67.874 | 68.1819 | 70.5277 | 75.4473 | 81.2162 | 85.7423 | 89.3475 | 91.9032 | 93.5313 | 94.1544 | 94.439 | 93.5174 | 91.5162 | 88.3418 | 84.363 | 80.6674 | 78.3224 | 76.5965 | 5.7488 | 5.0989 | 4.3255 | 2.5352 | 2.801 | 3.9087 | 3.5416 | 4.2766 | 4.0752 | 3.7438 | 3.5123 | 3.5675 | 3.636 | 3.6893 | 3.5965 | 3.3283 | 3.3273 | 3.3274 | 3.5871 | 2.9869 | 2.643 | 2.783 | 2.2959 | 2.4083
Program Specific1-in-2Size: Over 200kWOrange County2017January Monthly Peak | Program Specific | 1-in-2 | Size: Over 200kW | Orange County | 2017 | January Monthly Peak | 1 | 117.585 | 113.1414 | 110.5812 | 112.3633 | 124.0252 | 153.0449 | 185.625 | 202.1576 | 212.7919 | 212.9492 | 214.3038 | 214.0568 | 211.3557 | 208.2611 | 200.5319 | 187.052 | 174.9642 | 170.2813 | 162.5155 | 159.1424 | 153.7367 | 146.3489 | 136.6525 | 128.6114 | 3.4677 | 2.8604 | 2.2333 | 0.52032 | 0.35943 | 1.3552 | 1.1871 | 0.58957 | 0.070132 | -0.86252 | -0.98761 | -0.39682 | 1.4288 | 6.3118 | 17.7934 | 16.964 | 16.604 | 14.1825 | 2.7861 | 0.53422 | 0.071335 | 0.59044 | 1.3214 | 0.65909 | 52.3805 | 51.9024 | 51.4204 | 50.8623 | 50.7385 | 50.3848 | 50.2528 | 50.2949 | 50.8656 | 52.1723 | 53.859 | 54.9711 | 55.3321 | 56.2579 | 56.7753 | 56.6605 | 56.3514 | 55.8413 | 54.7592 | 53.6493 | 52.8607 | 52.7024 | 52.7384 | 52.14 | 5.1477 | 4.5594 | 3.8989 | 2.3126 | 2.5719 | 3.6442 | 3.4217 | 4.1011 | 3.8472 | 3.4233 | 3.1171 | 3.145 | 3.1854 | 3.2064 | 3.0939 | 2.8325 | 2.8393 | 2.9872 | 3.2563 | 2.698 | 2.3689 | 2.5118 | 2.0884 | 2.1729
Program Specific1-in-2Size: Over 200kWOrange County2017February Monthly Peak | Program Specific | 1-in-2 | Size: Over 200kW | Orange County | 2017 | February Monthly Peak | 2 | 115.9727 | 111.8115 | 109.2386 | 111.1299 | 122.5649 | 150.8684 | 182.3236 | 198.2595 | 208.6439 | 209.7643 | 212.1193 | 212.8974 | 210.8888 | 208.4923 | 201.0838 | 187.8391 | 175.5456 | 170.4165 | 161.9777 | 158.0502 | 152.5064 | 145.0175 | 135.2646 | 127.3546 | 3.4202 | 2.8268 | 2.2062 | 0.51461 | 0.3552 | 1.3359 | 1.166 | 0.5782 | 0.068765 | -0.84962 | -0.97754 | -0.39467 | 1.4257 | 6.3188 | 17.8424 | 17.0354 | 16.6592 | 14.1937 | 2.7769 | 0.53055 | 0.070764 | 0.58507 | 1.308 | 0.65265 | 52.4777 | 52.3177 | 52.3348 | 52.1622 | 51.5151 | 51.5563 | 51.2585 | 51.5891 | 52.7587 | 55.708 | 58.8498 | 61.5526 | 62.9698 | 63.5891 | 64.1427 | 63.9028 | 63.408 | 62.2377 | 60.4715 | 58.8966 | 57.8206 | 56.576 | 55.4903 | 54.105 | 5.0771 | 4.5058 | 3.8516 | 2.2872 | 2.5416 | 3.5924 | 3.3608 | 4.022 | 3.7722 | 3.3721 | 3.0853 | 3.128 | 3.1784 | 3.21 | 3.1024 | 2.8444 | 2.8487 | 2.9896 | 3.2455 | 2.6795 | 2.35 | 2.4889 | 2.0672 | 2.1517
Program Specific1-in-2Size: Over 200kWOrange County2017March Monthly Peak | Program Specific | 1-in-2 | Size: Over 200kW | Orange County | 2017 | March Monthly Peak | 3 | 121.5579 | 116.5431 | 113.5648 | 114.6971 | 124.8285 | 153.7898 | 182.2308 | 200.0982 | 211.5306 | 214.337 | 218.1167 | 218.9785 | 218.1973 | 218.1581 | 210.6024 | 197.8084 | 184.3159 | 173.2689 | 164.1572 | 164.3762 | 160.4441 | 152.6907 | 141.1332 | 132.0097 | 3.5849 | 2.9464 | 2.2935 | 0.53113 | 0.36176 | 1.3618 | 1.1654 | 0.58357 | 0.069717 | -0.86814 | -1.0052 | -0.40595 | 1.4751 | 6.6117 | 18.687 | 17.9395 | 17.4915 | 14.4313 | 2.8143 | 0.55179 | 0.074447 | 0.61603 | 1.3648 | 0.6765 | 52.9993 | 51.9132 | 51.3476 | 51.1641 | 50.7028 | 50.2367 | 49.9439 | 50.3054 | 52.3809 | 54.8365 | 58.1434 | 61.1404 | 63.2311 | 65.2041 | 66.7006 | 67.3959 | 67.4656 | 66.7008 | 64.0683 | 60.4283 | 58.3494 | 56.6818 | 55.5693 | 53.9099 | 5.3216 | 4.6965 | 4.0041 | 2.3606 | 2.5885 | 3.6619 | 3.3591 | 4.0593 | 3.8244 | 3.4457 | 3.1725 | 3.2173 | 3.2885 | 3.3588 | 3.2492 | 2.9954 | 2.991 | 3.0396 | 3.2892 | 2.7868 | 2.4723 | 2.6206 | 2.1569 | 2.2303
Program Specific1-in-2Size: Over 200kWOrange County2017April Monthly Peak | Program Specific | 1-in-2 | Size: Over 200kW | Orange County | 2017 | April Monthly Peak | 4 | 120.5343 | 116.0212 | 112.9027 | 114.0967 | 123.9194 | 152.3269 | 179.4486 | 197.9852 | 211.0534 | 217.0846 | 224.2641 | 227.6883 | 228.5818 | 229.8616 | 222.7711 | 209.3704 | 194.3617 | 180.9484 | 169.6876 | 168.1925 | 163.1029 | 153.9335 | 141.8261 | 132.6163 | 3.5547 | 2.9333 | 2.2802 | 0.52835 | 0.35912 | 1.3488 | 1.1476 | 0.5774 | 0.069559 | -0.87927 | -1.0335 | -0.42209 | 1.5453 | 6.9664 | 19.7668 | 18.9881 | 18.4449 | 15.0709 | 2.9091 | 0.5646 | 0.075681 | 0.62104 | 1.3715 | 0.67961 | 63.5876 | 62.385 | 61.3793 | 60.7217 | 59.6452 | 58.9144 | 58.1552 | 58.2357 | 60.7716 | 65.2625 | 70.4155 | 75.6969 | 80.4982 | 83.6763 | 85.4644 | 86.4301 | 86.0888 | 84.8975 | 82.5576 | 79.3295 | 74.2343 | 71.0423 | 68.9114 | 66.85 | 5.2768 | 4.6754 | 3.9808 | 2.3483 | 2.5697 | 3.6271 | 3.3078 | 4.0164 | 3.8157 | 3.4898 | 3.2619 | 3.3453 | 3.445 | 3.539 | 3.437 | 3.1705 | 3.154 | 3.1743 | 3.4 | 2.8515 | 2.5132 | 2.642 | 2.1675 | 2.2406
Program Specific1-in-2Size: Over 200kWOrange County2017May Monthly Peak | Program Specific | 1-in-2 | Size: Over 200kW | Orange County | 2017 | May Monthly Peak | 5 | 125.2039 | 120.6376 | 116.7369 | 118.0022 | 129.2038 | 158.1854 | 185.5591 | 206.4372 | 221.6265 | 229.3713 | 236.4035 | 240.1002 | 239.948 | 239.4358 | 232.1221 | 217.1574 | 201.7966 | 187.8865 | 176.7157 | 172.8369 | 169.9398 | 160.2749 | 147.8861 | 138.9292 | 2.8402 | 2.2497 | 1.7701 | 0.1663 | -0.017624 | 0.91513 | 0.59836 | 0.22177 | -0.17204 | -1.0409 | -1.3115 | -0.74276 | 1.2378 | 6.801 | 20.2274 | 19.4563 | 18.8497 | 15.645 | 3.3198 | 0.52537 | -0.092622 | 0.40594 | 1.1219 | 0.43271 | 66.2326 | 65.0807 | 63.8494 | 62.733 | 61.9699 | 60.9693 | 60.5041 | 60.877 | 63.6999 | 67.752 | 72.2759 | 77.0962 | 81.5213 | 84.6243 | 86.7821 | 87.9652 | 88.3177 | 87.2725 | 84.8482 | 81.7672 | 77.2515 | 73.8317 | 71.9107 | 70.1917 | 5.3404 | 4.7365 | 4.0102 | 2.3662 | 2.6104 | 3.6698 | 3.3326 | 4.0803 | 3.9039 | 3.5926 | 3.3502 | 3.437 | 3.5234 | 3.5917 | 3.4892 | 3.2039 | 3.1905 | 3.2113 | 3.4498 | 2.8549 | 2.5513 | 2.6801 | 2.202 | 2.2869
Program Specific1-in-2Size: Over 200kWOrange County2017June Monthly Peak | Program Specific | 1-in-2 | Size: Over 200kW | Orange County | 2017 | June Monthly Peak | 6 | 134.3982 | 129.746 | 125.3053 | 126.6712 | 137.9324 | 166.2345 | 192.7445 | 211.0313 | 224.5447 | 231.7841 | 239.5782 | 242.5132 | 241.2652 | 239.5099 | 233.1538 | 221.7548 | 208.4392 | 194.896 | 184.861 | 179.5389 | 175.8833 | 167.4905 | 154.7176 | 146.2539 | 1.9319 | 1.3687 | 1.1301 | -0.31973 | -0.52986 | 0.33866 | -0.12458 | -0.24796 | -0.4775 | -1.1898 | -1.6038 | -1.1173 | 0.77288 | 6.2467 | 19.8646 | 19.5716 | 19.0909 | 16.2238 | 3.8436 | 0.47622 | -0.31255 | 0.11711 | 0.78004 | 0.096578 | 69.0516 | 67.8275 | 66.5949 | 65.6489 | 64.821 | 64.1045 | 63.3882 | 63.9648 | 67.1071 | 71.7165 | 75.8093 | 79.8958 | 82.8981 | 85.4292 | 87.3908 | 88.5978 | 89.2381 | 88.7144 | 87.1868 | 84.2626 | 80.4068 | 76.2227 | 73.5157 | 71.7035 | 5.5921 | 4.9694 | 4.1991 | 2.4778 | 2.7185 | 3.7621 | 3.3768 | 4.0689 | 3.8584 | 3.5414 | 3.312 | 3.3865 | 3.456 | 3.5048 | 3.4189 | 3.1916 | 3.2148 | 3.2495 | 3.5204 | 2.893 | 2.5758 | 2.7322 | 2.2473 | 2.3485
Program Specific1-in-2Size: Over 200kWOrange County2017July Monthly Peak | Program Specific | 1-in-2 | Size: Over 200kW | Orange County | 2017 | July Monthly Peak | 7 | 140.6188 | 135.529 | 131.3971 | 132.4789 | 144.3699 | 173.8414 | 200.8298 | 219.2774 | 232.3719 | 239.8123 | 247.0036 | 248.7187 | 247.0045 | 245.5448 | 239.3358 | 228.1554 | 215.9347 | 202.3155 | 192.1975 | 186.8109 | 182.2624 | 173.1321 | 159.9118 | 151.3824 | -0.069308 | -0.53417 | -0.2594 | -1.2666 | -1.5115 | -0.81149 | -1.5206 | -1.14 | -1.0555 | -1.4864 | -2.1602 | -1.8195 | -0.072792 | 5.3834 | 19.5601 | 19.5904 | 19.0745 | 16.8325 | 4.6856 | 0.36609 | -0.72562 | -0.44687 | 0.078302 | -0.56471 | 71.7941 | 70.9699 | 70.0983 | 69.2013 | 68.427 | 67.8445 | 67.6947 | 68.0986 | 70.4421 | 74.8914 | 81.0934 | 84.951 | 88.5324 | 91.2618 | 93.3046 | 94.0727 | 94.5743 | 93.8093 | 92.0269 | 89.2505 | 85.1805 | 80.9483 | 78.1532 | 76.5867 | 5.7256 | 5.0797 | 4.3089 | 2.5359 | 2.7844 | 3.85 | 3.4431 | 4.1373 | 3.9074 | 3.5856 | 3.3415 | 3.3987 | 3.4624 | 3.5161 | 3.4343 | 3.2134 | 3.2591 | 3.301 | 3.5817 | 2.9457 | 2.6121 | 2.7637 | 2.273 | 2.3788
Program Specific1-in-2Size: Over 200kWOrange County2017August Monthly Peak | Program Specific | 1-in-2 | Size: Over 200kW | Orange County | 2017 | August Monthly Peak | 8 | 144.0559 | 138.7361 | 134.4855 | 134.8228 | 147.8525 | 180.2773 | 211.7324 | 233.9193 | 251.8503 | 260.8297 | 271.0985 | 272.6614 | 271.0046 | 268.911 | 261.6133 | 246.1102 | 229.2148 | 211.3816 | 199.3804 | 195.9235 | 190.0865 | 178.8247 | 165.5866 | 156.9198 | -2.2057 | -2.5505 | -1.739 | -2.2346 | -2.5248 | -2.0463 | -3.0646 | -2.1543 | -1.7503 | -1.8935 | -2.9252 | -2.7306 | -1.0247 | 4.7817 | 20.4751 | 20.5449 | 19.5038 | 17.5775 | 5.5737 | 0.24866 | -1.1744 | -1.0462 | -0.67019 | -1.2721 | 77.0273 | 75.7851 | 74.8752 | 73.7101 | 73.2687 | 72.427 | 72.1289 | 72.3312 | 74.769 | 79.9381 | 85.0511 | 89.7083 | 93.0348 | 95.3863 | 96.8784 | 97.1287 | 97.3281 | 96.1901 | 94.0697 | 91.0907 | 86.6023 | 82.7607 | 80.6817 | 78.9178 | 5.9259 | 5.2533 | 4.4556 | 2.6073 | 2.8809 | 4.0335 | 3.6674 | 4.459 | 4.2785 | 3.94 | 3.7052 | 3.7642 | 3.8379 | 3.8903 | 3.7926 | 3.5019 | 3.4951 | 3.4844 | 3.7538 | 3.1211 | 2.7522 | 2.8839 | 2.3778 | 2.4912
Program Specific1-in-2Size: Over 200kWOrange County2017September Monthly Peak | Program Specific | 1-in-2 | Size: Over 200kW | Orange County | 2017 | September Monthly Peak | 9 | 139.9004 | 135.3602 | 130.6287 | 132.2925 | 145.2657 | 178.5191 | 212.0585 | 231.7706 | 250.569 | 259.8057 | 267.8187 | 268.7878 | 266.7741 | 265.9342 | 258.0778 | 241.7814 | 224.9038 | 207.4084 | 197.8149 | 196.1354 | 186.8034 | 175.6349 | 162.3227 | 153.4406 | -0.67025 | -1.1005 | -0.67301 | -1.534 | -1.7993 | -1.1794 | -2.0302 | -1.4746 | -1.3131 | -1.6903 | -2.501 | -2.1767 | -0.3484 | 5.5109 | 20.8326 | 20.593 | 19.6551 | 17.2536 | 5.0278 | 0.34508 | -0.86273 | -0.61988 | -0.13413 | -0.76716 | 71.5088 | 70.2322 | 69.5263 | 69.1119 | 68.7103 | 68.0643 | 68.284 | 68.3332 | 69.7924 | 75.2434 | 82.9109 | 88.4143 | 92.9246 | 95.5355 | 96.5514 | 96.8185 | 96.6155 | 95.3559 | 92.7816 | 88.7636 | 85.2625 | 82.7378 | 80.939 | 79.1781 | 5.6945 | 5.0717 | 4.2823 | 2.5315 | 2.8008 | 3.9522 | 3.6344 | 4.3716 | 4.212 | 3.8833 | 3.6219 | 3.6718 | 3.7383 | 3.8068 | 3.702 | 3.4042 | 3.3933 | 3.383 | 3.6852 | 3.0917 | 2.6763 | 2.8027 | 2.3065 | 2.4103
Program Specific1-in-2Size: Over 200kWOrange County2017October Monthly Peak | Program Specific | 1-in-2 | Size: Over 200kW | Orange County | 2017 | October Monthly Peak | 10 | 117.7061 | 114.0014 | 111.1306 | 112.8864 | 124.1777 | 153.0174 | 184.2551 | 203.3033 | 218.1876 | 224.434 | 232.2319 | 236.4148 | 236.5737 | 235.4917 | 228.3552 | 213.0747 | 197.7357 | 188.1749 | 176.4 | 169.8572 | 161.9394 | 151.3719 | 140.4679 | 132.0172 | 0.43304 | 0.014211 | 0.12341 | -0.8564 | -1.0692 | -0.42638 | -1.037 | -0.82741 | -0.84314 | -1.324 | -1.8973 | -1.5498 | 0.1625 | 5.4377 | 18.8852 | 18.4386 | 17.6475 | 15.6584 | 4.1229 | 0.36588 | -0.54455 | -0.25137 | 0.2482 | -0.32982 | 71.1706 | 69.7394 | 69.0175 | 68.6197 | 67.8101 | 67.021 | 67.7187 | 69.201 | 69.5839 | 73.4906 | 78.3454 | 83.3475 | 86.9918 | 89.4602 | 91.1994 | 91.9653 | 91.8702 | 90.4503 | 87.6208 | 83.4953 | 79.8727 | 76.9973 | 74.9195 | 73.1505 | 4.8067 | 4.2853 | 3.655 | 2.1672 | 2.402 | 3.3987 | 3.1682 | 3.8471 | 3.6796 | 3.3655 | 3.1508 | 3.24 | 3.3258 | 3.382 | 3.2863 | 3.0097 | 2.9931 | 3.0792 | 3.2969 | 2.6862 | 2.3276 | 2.4234 | 2.0024 | 2.0805
Program Specific1-in-2Size: Over 200kWOrange County2017November Monthly Peak | Program Specific | 1-in-2 | Size: Over 200kW | Orange County | 2017 | November Monthly Peak | 11 | 121.6095 | 118.0291 | 114.262 | 114.4395 | 125.4427 | 153.254 | 181.4957 | 198.9147 | 211.6219 | 218.5471 | 224.6536 | 227.8379 | 227.7075 | 226.8757 | 218.8624 | 203.9662 | 190.17 | 183.7261 | 173.1597 | 166.8564 | 160.3751 | 150.7418 | 139.3658 | 130.8165 | 3.5864 | 2.984 | 2.3076 | 0.52994 | 0.36354 | 1.357 | 1.1607 | 0.58012 | 0.069747 | -0.8852 | -1.0353 | -0.42237 | 1.5393 | 6.8759 | 19.4199 | 18.498 | 18.0471 | 15.3023 | 2.9686 | 0.56012 | 0.074415 | 0.60816 | 1.3477 | 0.67039 | 60.5251 | 60.0372 | 59.6507 | 59.0976 | 58.6707 | 58.9004 | 58.5223 | 58.4972 | 62.5689 | 67.5324 | 73.8642 | 78.9839 | 82.7441 | 84.1888 | 84.8508 | 84.3058 | 82.326 | 78.0191 | 73.3994 | 70.563 | 68.4084 | 66.5345 | 65.008 | 63.6657 | 5.3239 | 4.7563 | 4.0287 | 2.3553 | 2.6013 | 3.6492 | 3.3456 | 4.0353 | 3.826 | 3.5133 | 3.2676 | 3.3475 | 3.4318 | 3.493 | 3.3767 | 3.0887 | 3.086 | 3.223 | 3.4695 | 2.8288 | 2.4712 | 2.5872 | 2.1299 | 2.2102
Program Specific1-in-2Size: Over 200kWOrange County2017December Monthly Peak | Program Specific | 1-in-2 | Size: Over 200kW | Orange County | 2017 | December Monthly Peak | 12 | 118.3656 | 114.247 | 111.433 | 113.0126 | 124.0722 | 150.7709 | 181.0911 | 195.6012 | 205.9392 | 205.3491 | 205.1494 | 202.3598 | 197.7559 | 193.614 | 186.2761 | 173.9753 | 164.5047 | 161.9585 | 154.5877 | 151.5759 | 147.1908 | 140.2845 | 131.6139 | 124.5661 | 3.4907 | 2.8884 | 2.2505 | 0.52333 | 0.35956 | 1.335 | 1.1581 | 0.57045 | 0.067874 | -0.83174 | -0.94542 | -0.37514 | 1.3369 | 5.8679 | 16.5285 | 15.7781 | 15.6114 | 13.4893 | 2.6502 | 0.50882 | 0.068297 | 0.56597 | 1.2727 | 0.63836 | 47.9306 | 47.2398 | 46.5259 | 45.6549 | 45.1221 | 44.264 | 43.9535 | 43.7838 | 44.3187 | 46.9487 | 49.101 | 50.7821 | 52.3644 | 53.5031 | 53.9698 | 53.9466 | 53.3428 | 52.4477 | 51.1671 | 49.9331 | 49.1648 | 48.3015 | 47.5698 | 46.8593 | 5.1819 | 4.6039 | 3.929 | 2.3259 | 2.5728 | 3.5901 | 3.3381 | 3.968 | 3.7233 | 3.3012 | 2.9839 | 2.9731 | 2.9804 | 2.9809 | 2.8739 | 2.6345 | 2.6695 | 2.8412 | 3.0974 | 2.5698 | 2.268 | 2.4077 | 2.0114 | 2.1046
Program Specific1-in-2Size: Over 200kWOrange County2017Typical Event Day | Program Specific | 1-in-2 | Size: Over 200kW | Orange County | 2017 | Typical Event Day | 8 | 141.2357 | 136.0865 | 131.9464 | 132.4823 | 145.28 | 176.5515 | 206.6462 | 226.7382 | 242.4319 | 250.4746 | 259.7199 | 261.1584 | 259.4741 | 257.7229 | 250.7238 | 236.3907 | 220.5251 | 204.0011 | 192.5499 | 189.4894 | 184.4841 | 174.4016 | 161.5801 | 153.3126 | -0.21964 | -0.67726 | -0.36412 | -1.3333 | -1.5899 | -0.90872 | -1.6669 | -1.244 | -1.143 | -1.5715 | -2.3095 | -1.961 | -0.14132 | 5.5739 | 20.4285 | 20.257 | 19.4287 | 16.9721 | 4.7436 | 0.36196 | -0.76352 | -0.49102 | 0.026568 | -0.62001 | 72.3455 | 71.2037 | 70.2737 | 69.4181 | 68.8067 | 68.11 | 67.874 | 68.1819 | 70.5277 | 75.4473 | 81.2162 | 85.7423 | 89.3475 | 91.9032 | 93.5313 | 94.1544 | 94.439 | 93.5174 | 91.5162 | 88.3418 | 84.363 | 80.6674 | 78.3224 | 76.5965 | 5.7488 | 5.0989 | 4.3255 | 2.5352 | 2.801 | 3.9087 | 3.5416 | 4.2766 | 4.0752 | 3.7438 | 3.5123 | 3.5675 | 3.636 | 3.6893 | 3.5965 | 3.3283 | 3.3273 | 3.3274 | 3.5871 | 2.9869 | 2.643 | 2.783 | 2.2959 | 2.4083
Program Specific1-in-2Size: Over 200kWOrange County2018January Monthly Peak | Program Specific | 1-in-2 | Size: Over 200kW | Orange County | 2018 | January Monthly Peak | 1 | 117.585 | 113.1414 | 110.5812 | 112.3633 | 124.0252 | 153.0449 | 185.625 | 202.1576 | 212.7919 | 212.9492 | 214.3038 | 214.0568 | 211.3557 | 208.2611 | 200.5319 | 187.052 | 174.9642 | 170.2813 | 162.5155 | 159.1424 | 153.7367 | 146.3489 | 136.6525 | 128.6114 | 3.4677 | 2.8604 | 2.2333 | 0.52032 | 0.35943 | 1.3552 | 1.1871 | 0.58957 | 0.070132 | -0.86252 | -0.98761 | -0.39682 | 1.4288 | 6.3118 | 17.7934 | 16.964 | 16.6041 | 14.1825 | 2.7861 | 0.53422 | 0.071335 | 0.59044 | 1.3214 | 0.65909 | 52.3805 | 51.9024 | 51.4204 | 50.8623 | 50.7385 | 50.3848 | 50.2528 | 50.2949 | 50.8656 | 52.1723 | 53.859 | 54.9711 | 55.3321 | 56.2579 | 56.7753 | 56.6605 | 56.3514 | 55.8413 | 54.7592 | 53.6493 | 52.8607 | 52.7024 | 52.7384 | 52.14 | 5.1477 | 4.5594 | 3.8989 | 2.3126 | 2.5719 | 3.6442 | 3.4217 | 4.1011 | 3.8472 | 3.4233 | 3.1171 | 3.145 | 3.1854 | 3.2064 | 3.0939 | 2.8325 | 2.8393 | 2.9872 | 3.2563 | 2.698 | 2.3689 | 2.5118 | 2.0884 | 2.1729
Program Specific1-in-2Size: Over 200kWOrange County2018February Monthly Peak | Program Specific | 1-in-2 | Size: Over 200kW | Orange County | 2018 | February Monthly Peak | 2 | 115.9727 | 111.8115 | 109.2386 | 111.1299 | 122.5649 | 150.8684 | 182.3236 | 198.2595 | 208.6439 | 209.7643 | 212.1192 | 212.8974 | 210.8888 | 208.4923 | 201.0838 | 187.8391 | 175.5456 | 170.4165 | 161.9777 | 158.0502 | 152.5064 | 145.0175 | 135.2646 | 127.3546 | 3.4202 | 2.8268 | 2.2062 | 0.51461 | 0.3552 | 1.3359 | 1.166 | 0.5782 | 0.068765 | -0.84962 | -0.97754 | -0.39467 | 1.4257 | 6.3188 | 17.8424 | 17.0354 | 16.6592 | 14.1937 | 2.7769 | 0.53055 | 0.070764 | 0.58507 | 1.308 | 0.65265 | 52.4777 | 52.3177 | 52.3348 | 52.1622 | 51.5151 | 51.5563 | 51.2585 | 51.5891 | 52.7587 | 55.708 | 58.8498 | 61.5526 | 62.9698 | 63.5891 | 64.1427 | 63.9028 | 63.408 | 62.2377 | 60.4715 | 58.8966 | 57.8206 | 56.576 | 55.4903 | 54.105 | 5.0771 | 4.5058 | 3.8516 | 2.2872 | 2.5416 | 3.5924 | 3.3608 | 4.022 | 3.7722 | 3.3721 | 3.0853 | 3.128 | 3.1784 | 3.21 | 3.1024 | 2.8444 | 2.8487 | 2.9896 | 3.2455 | 2.6795 | 2.35 | 2.4889 | 2.0672 | 2.1517
Program Specific1-in-2Size: Over 200kWOrange County2018March Monthly Peak | Program Specific | 1-in-2 | Size: Over 200kW | Orange County | 2018 | March Monthly Peak | 3 | 121.5579 | 116.5431 | 113.5648 | 114.6971 | 124.8285 | 153.7898 | 182.2308 | 200.0982 | 211.5305 | 214.337 | 218.1167 | 218.9785 | 218.1973 | 218.158 | 210.6024 | 197.8084 | 184.3159 | 173.2689 | 164.1572 | 164.3762 | 160.4441 | 152.6907 | 141.1332 | 132.0097 | 3.5849 | 2.9464 | 2.2935 | 0.53113 | 0.36176 | 1.3618 | 1.1654 | 0.58357 | 0.069717 | -0.86814 | -1.0052 | -0.40595 | 1.4751 | 6.6117 | 18.687 | 17.9395 | 17.4915 | 14.4313 | 2.8143 | 0.55179 | 0.074447 | 0.61603 | 1.3648 | 0.6765 | 52.9993 | 51.9132 | 51.3476 | 51.1641 | 50.7028 | 50.2367 | 49.9439 | 50.3054 | 52.3809 | 54.8365 | 58.1434 | 61.1404 | 63.2311 | 65.2041 | 66.7006 | 67.3959 | 67.4656 | 66.7008 | 64.0683 | 60.4283 | 58.3494 | 56.6818 | 55.5693 | 53.9099 | 5.3216 | 4.6965 | 4.0041 | 2.3606 | 2.5885 | 3.6619 | 3.3591 | 4.0593 | 3.8244 | 3.4457 | 3.1725 | 3.2173 | 3.2885 | 3.3588 | 3.2492 | 2.9954 | 2.991 | 3.0396 | 3.2892 | 2.7868 | 2.4723 | 2.6206 | 2.1569 | 2.2303
Program Specific1-in-2Size: Over 200kWOrange County2018April Monthly Peak | Program Specific | 1-in-2 | Size: Over 200kW | Orange County | 2018 | April Monthly Peak | 4 | 120.5343 | 116.0212 | 112.9027 | 114.0967 | 123.9194 | 152.3269 | 179.4486 | 197.9852 | 211.0534 | 217.0846 | 224.2641 | 227.6883 | 228.5818 | 229.8617 | 222.7711 | 209.3704 | 194.3617 | 180.9484 | 169.6876 | 168.1925 | 163.1029 | 153.9335 | 141.8261 | 132.6163 | 3.5547 | 2.9333 | 2.2802 | 0.52835 | 0.35912 | 1.3488 | 1.1476 | 0.5774 | 0.069559 | -0.87927 | -1.0335 | -0.42209 | 1.5453 | 6.9664 | 19.7668 | 18.9881 | 18.4449 | 15.0709 | 2.9091 | 0.5646 | 0.075681 | 0.62104 | 1.3715 | 0.67961 | 63.5876 | 62.385 | 61.3793 | 60.7217 | 59.6452 | 58.9144 | 58.1552 | 58.2357 | 60.7716 | 65.2625 | 70.4155 | 75.6969 | 80.4982 | 83.6763 | 85.4644 | 86.4301 | 86.0888 | 84.8975 | 82.5577 | 79.3295 | 74.2343 | 71.0423 | 68.9114 | 66.85 | 5.2768 | 4.6754 | 3.9808 | 2.3483 | 2.5697 | 3.6271 | 3.3078 | 4.0164 | 3.8157 | 3.4898 | 3.2619 | 3.3453 | 3.445 | 3.539 | 3.437 | 3.1705 | 3.154 | 3.1743 | 3.4 | 2.8515 | 2.5132 | 2.642 | 2.1675 | 2.2406
Program Specific1-in-2Size: Over 200kWOrange County2018May Monthly Peak | Program Specific | 1-in-2 | Size: Over 200kW | Orange County | 2018 | May Monthly Peak | 5 | 125.2039 | 120.6376 | 116.7369 | 118.0021 | 129.2038 | 158.1854 | 185.5591 | 206.4372 | 221.6265 | 229.3713 | 236.4035 | 240.1002 | 239.9481 | 239.4358 | 232.1221 | 217.1574 | 201.7966 | 187.8865 | 176.7157 | 172.8369 | 169.9398 | 160.2749 | 147.8861 | 138.9292 | 2.8402 | 2.2497 | 1.7701 | 0.1663 | -0.017624 | 0.91513 | 0.59836 | 0.22177 | -0.17204 | -1.0409 | -1.3115 | -0.74276 | 1.2378 | 6.801 | 20.2274 | 19.4564 | 18.8497 | 15.645 | 3.3198 | 0.52537 | -0.092622 | 0.40594 | 1.1219 | 0.43271 | 66.2326 | 65.0807 | 63.8494 | 62.733 | 61.9699 | 60.9693 | 60.5041 | 60.877 | 63.6999 | 67.752 | 72.2759 | 77.0962 | 81.5213 | 84.6243 | 86.7821 | 87.9652 | 88.3177 | 87.2725 | 84.8482 | 81.7672 | 77.2515 | 73.8318 | 71.9107 | 70.1917 | 5.3404 | 4.7365 | 4.0102 | 2.3662 | 2.6104 | 3.6698 | 3.3326 | 4.0803 | 3.9039 | 3.5926 | 3.3502 | 3.437 | 3.5234 | 3.5917 | 3.4892 | 3.2039 | 3.1905 | 3.2113 | 3.4498 | 2.8549 | 2.5513 | 2.6801 | 2.202 | 2.2869
Program Specific1-in-2Size: Over 200kWOrange County2018June Monthly Peak | Program Specific | 1-in-2 | Size: Over 200kW | Orange County | 2018 | June Monthly Peak | 6 | 134.3982 | 129.746 | 125.3053 | 126.6712 | 137.9324 | 166.2345 | 192.7445 | 211.0313 | 224.5447 | 231.7841 | 239.5782 | 242.5132 | 241.2652 | 239.5099 | 233.1538 | 221.7548 | 208.4392 | 194.896 | 184.861 | 179.5389 | 175.8833 | 167.4905 | 154.7176 | 146.2539 | 1.9319 | 1.3687 | 1.1301 | -0.31973 | -0.52986 | 0.33866 | -0.12458 | -0.24796 | -0.4775 | -1.1898 | -1.6038 | -1.1173 | 0.77288 | 6.2467 | 19.8646 | 19.5716 | 19.0909 | 16.2238 | 3.8436 | 0.47622 | -0.31255 | 0.11711 | 0.78004 | 0.096578 | 69.0516 | 67.8275 | 66.5949 | 65.6489 | 64.821 | 64.1045 | 63.3882 | 63.9648 | 67.1071 | 71.7165 | 75.8093 | 79.8958 | 82.8981 | 85.4292 | 87.3908 | 88.5978 | 89.2381 | 88.7144 | 87.1868 | 84.2626 | 80.4068 | 76.2227 | 73.5157 | 71.7035 | 5.5921 | 4.9694 | 4.1991 | 2.4778 | 2.7185 | 3.7621 | 3.3768 | 4.0689 | 3.8584 | 3.5414 | 3.312 | 3.3865 | 3.456 | 3.5048 | 3.4189 | 3.1916 | 3.2148 | 3.2495 | 3.5204 | 2.893 | 2.5758 | 2.7322 | 2.2473 | 2.3485
Program Specific1-in-2Size: Over 200kWOrange County2018July Monthly Peak | Program Specific | 1-in-2 | Size: Over 200kW | Orange County | 2018 | July Monthly Peak | 7 | 140.6188 | 135.529 | 131.3971 | 132.4789 | 144.3699 | 173.8414 | 200.8298 | 219.2775 | 232.3719 | 239.8123 | 247.0036 | 248.7187 | 247.0045 | 245.5448 | 239.3358 | 228.1554 | 215.9347 | 202.3155 | 192.1975 | 186.8109 | 182.2624 | 173.1321 | 159.9118 | 151.3824 | -0.069308 | -0.53417 | -0.2594 | -1.2666 | -1.5115 | -0.81149 | -1.5206 | -1.14 | -1.0555 | -1.4864 | -2.1602 | -1.8195 | -0.072792 | 5.3834 | 19.5601 | 19.5904 | 19.0745 | 16.8325 | 4.6856 | 0.36609 | -0.72562 | -0.44687 | 0.078302 | -0.56471 | 71.7941 | 70.9699 | 70.0983 | 69.2013 | 68.427 | 67.8445 | 67.6947 | 68.0986 | 70.4421 | 74.8914 | 81.0934 | 84.951 | 88.5324 | 91.2618 | 93.3046 | 94.0727 | 94.5743 | 93.8093 | 92.0269 | 89.2505 | 85.1805 | 80.9483 | 78.1532 | 76.5867 | 5.7256 | 5.0797 | 4.3089 | 2.5359 | 2.7844 | 3.85 | 3.4431 | 4.1373 | 3.9074 | 3.5856 | 3.3415 | 3.3987 | 3.4624 | 3.5161 | 3.4343 | 3.2134 | 3.2591 | 3.301 | 3.5817 | 2.9457 | 2.6121 | 2.7637 | 2.273 | 2.3788
Program Specific1-in-2Size: Over 200kWOrange County2018August Monthly Peak | Program Specific | 1-in-2 | Size: Over 200kW | Orange County | 2018 | August Monthly Peak | 8 | 144.0559 | 138.7361 | 134.4855 | 134.8228 | 147.8525 | 180.2773 | 211.7324 | 233.9193 | 251.8503 | 260.8297 | 271.0985 | 272.6614 | 271.0046 | 268.911 | 261.6133 | 246.1102 | 229.2148 | 211.3816 | 199.3804 | 195.9235 | 190.0865 | 178.8247 | 165.5866 | 156.9198 | -2.2057 | -2.5505 | -1.739 | -2.2346 | -2.5248 | -2.0463 | -3.0646 | -2.1543 | -1.7503 | -1.8935 | -2.9252 | -2.7306 | -1.0247 | 4.7817 | 20.4751 | 20.5449 | 19.5038 | 17.5775 | 5.5737 | 0.24866 | -1.1744 | -1.0462 | -0.67019 | -1.2721 | 77.0273 | 75.7851 | 74.8752 | 73.7101 | 73.2687 | 72.427 | 72.1289 | 72.3312 | 74.7691 | 79.9381 | 85.0511 | 89.7083 | 93.0348 | 95.3863 | 96.8784 | 97.1287 | 97.3281 | 96.1901 | 94.0697 | 91.0907 | 86.6023 | 82.7607 | 80.6817 | 78.9178 | 5.9259 | 5.2533 | 4.4556 | 2.6073 | 2.8809 | 4.0335 | 3.6674 | 4.459 | 4.2785 | 3.94 | 3.7052 | 3.7642 | 3.8379 | 3.8903 | 3.7926 | 3.5019 | 3.4951 | 3.4844 | 3.7538 | 3.1211 | 2.7522 | 2.8839 | 2.3778 | 2.4912
Program Specific1-in-2Size: Over 200kWOrange County2018September Monthly Peak | Program Specific | 1-in-2 | Size: Over 200kW | Orange County | 2018 | September Monthly Peak | 9 | 139.9004 | 135.3602 | 130.6287 | 132.2925 | 145.2656 | 178.5191 | 212.0585 | 231.7706 | 250.569 | 259.8057 | 267.8187 | 268.7878 | 266.7741 | 265.9342 | 258.0778 | 241.7814 | 224.9038 | 207.4084 | 197.8149 | 196.1354 | 186.8034 | 175.6349 | 162.3227 | 153.4406 | -0.67025 | -1.1005 | -0.67301 | -1.534 | -1.7993 | -1.1794 | -2.0302 | -1.4746 | -1.3131 | -1.6903 | -2.501 | -2.1767 | -0.3484 | 5.5109 | 20.8326 | 20.593 | 19.6551 | 17.2536 | 5.0278 | 0.34508 | -0.86273 | -0.61988 | -0.13413 | -0.76716 | 71.5088 | 70.2322 | 69.5263 | 69.1119 | 68.7103 | 68.0643 | 68.284 | 68.3332 | 69.7924 | 75.2434 | 82.9109 | 88.4143 | 92.9246 | 95.5355 | 96.5514 | 96.8185 | 96.6155 | 95.3559 | 92.7816 | 88.7636 | 85.2625 | 82.7378 | 80.939 | 79.1781 | 5.6945 | 5.0717 | 4.2823 | 2.5315 | 2.8008 | 3.9522 | 3.6344 | 4.3716 | 4.212 | 3.8833 | 3.6219 | 3.6718 | 3.7383 | 3.8068 | 3.702 | 3.4042 | 3.3933 | 3.383 | 3.6852 | 3.0917 | 2.6763 | 2.8027 | 2.3065 | 2.4103
Program Specific1-in-2Size: Over 200kWOrange County2018October Monthly Peak | Program Specific | 1-in-2 | Size: Over 200kW | Orange County | 2018 | October Monthly Peak | 10 | 117.7061 | 114.0014 | 111.1306 | 112.8864 | 124.1777 | 153.0174 | 184.2551 | 203.3033 | 218.1876 | 224.434 | 232.2319 | 236.4148 | 236.5737 | 235.4917 | 228.3552 | 213.0747 | 197.7357 | 188.1749 | 176.4001 | 169.8572 | 161.9394 | 151.3719 | 140.4679 | 132.0172 | 0.43304 | 0.014211 | 0.12341 | -0.8564 | -1.0692 | -0.42638 | -1.037 | -0.82741 | -0.84314 | -1.324 | -1.8973 | -1.5498 | 0.1625 | 5.4377 | 18.8852 | 18.4386 | 17.6475 | 15.6584 | 4.1229 | 0.36588 | -0.54455 | -0.25137 | 0.2482 | -0.32982 | 71.1706 | 69.7394 | 69.0175 | 68.6197 | 67.8101 | 67.021 | 67.7187 | 69.201 | 69.5839 | 73.4906 | 78.3454 | 83.3475 | 86.9918 | 89.4602 | 91.1994 | 91.9653 | 91.8702 | 90.4504 | 87.6208 | 83.4953 | 79.8727 | 76.9973 | 74.9195 | 73.1505 | 4.8067 | 4.2853 | 3.655 | 2.1672 | 2.402 | 3.3987 | 3.1682 | 3.8471 | 3.6796 | 3.3655 | 3.1508 | 3.24 | 3.3258 | 3.382 | 3.2863 | 3.0097 | 2.9931 | 3.0792 | 3.2969 | 2.6862 | 2.3276 | 2.4234 | 2.0024 | 2.0805
Program Specific1-in-2Size: Over 200kWOrange County2018November Monthly Peak | Program Specific | 1-in-2 | Size: Over 200kW | Orange County | 2018 | November Monthly Peak | 11 | 121.6095 | 118.0291 | 114.262 | 114.4395 | 125.4427 | 153.254 | 181.4957 | 198.9147 | 211.6219 | 218.5471 | 224.6536 | 227.8379 | 227.7075 | 226.8757 | 218.8624 | 203.9662 | 190.17 | 183.7261 | 173.1597 | 166.8564 | 160.3751 | 150.7418 | 139.3658 | 130.8165 | 3.5864 | 2.984 | 2.3076 | 0.52994 | 0.36354 | 1.357 | 1.1607 | 0.58012 | 0.069747 | -0.8852 | -1.0353 | -0.42237 | 1.5393 | 6.8759 | 19.4199 | 18.498 | 18.0471 | 15.3023 | 2.9686 | 0.56012 | 0.074415 | 0.60816 | 1.3477 | 0.67039 | 60.5251 | 60.0372 | 59.6507 | 59.0976 | 58.6707 | 58.9004 | 58.5223 | 58.4972 | 62.5689 | 67.5324 | 73.8642 | 78.9838 | 82.7441 | 84.1888 | 84.8508 | 84.3058 | 82.326 | 78.0191 | 73.3994 | 70.563 | 68.4084 | 66.5345 | 65.008 | 63.6657 | 5.3239 | 4.7563 | 4.0287 | 2.3553 | 2.6013 | 3.6492 | 3.3456 | 4.0353 | 3.826 | 3.5133 | 3.2676 | 3.3475 | 3.4318 | 3.493 | 3.3767 | 3.0887 | 3.086 | 3.223 | 3.4695 | 2.8288 | 2.4712 | 2.5872 | 2.1299 | 2.2102
Program Specific1-in-2Size: Over 200kWOrange County2018December Monthly Peak | Program Specific | 1-in-2 | Size: Over 200kW | Orange County | 2018 | December Monthly Peak | 12 | 118.3656 | 114.247 | 111.433 | 113.0126 | 124.0722 | 150.7709 | 181.0911 | 195.6012 | 205.9392 | 205.3491 | 205.1494 | 202.3598 | 197.7559 | 193.614 | 186.2761 | 173.9753 | 164.5047 | 161.9585 | 154.5877 | 151.5759 | 147.1908 | 140.2845 | 131.6139 | 124.5661 | 3.4907 | 2.8884 | 2.2505 | 0.52333 | 0.35956 | 1.335 | 1.1581 | 0.57045 | 0.067874 | -0.83174 | -0.94542 | -0.37514 | 1.3369 | 5.8679 | 16.5285 | 15.7781 | 15.6114 | 13.4893 | 2.6502 | 0.50882 | 0.068297 | 0.56597 | 1.2727 | 0.63836 | 47.9306 | 47.2398 | 46.5259 | 45.6549 | 45.1221 | 44.2641 | 43.9535 | 43.7838 | 44.3187 | 46.9487 | 49.101 | 50.7821 | 52.3644 | 53.5031 | 53.9698 | 53.9466 | 53.3428 | 52.4477 | 51.1671 | 49.9331 | 49.1648 | 48.3015 | 47.5698 | 46.8593 | 5.1819 | 4.6039 | 3.929 | 2.3259 | 2.5728 | 3.5901 | 3.3381 | 3.968 | 3.7233 | 3.3012 | 2.9839 | 2.9731 | 2.9804 | 2.9809 | 2.8739 | 2.6345 | 2.6695 | 2.8412 | 3.0974 | 2.5698 | 2.268 | 2.4077 | 2.0114 | 2.1046
Program Specific1-in-2Size: Over 200kWOrange County2018Typical Event Day | Program Specific | 1-in-2 | Size: Over 200kW | Orange County | 2018 | Typical Event Day | 8 | 141.2357 | 136.0865 | 131.9464 | 132.4823 | 145.28 | 176.5515 | 206.6462 | 226.7382 | 242.4319 | 250.4746 | 259.7199 | 261.1584 | 259.4741 | 257.7229 | 250.7238 | 236.3907 | 220.5251 | 204.0011 | 192.5499 | 189.4894 | 184.4841 | 174.4016 | 161.5801 | 153.3126 | -0.21964 | -0.67726 | -0.36412 | -1.3333 | -1.5899 | -0.90872 | -1.6669 | -1.244 | -1.143 | -1.5715 | -2.3095 | -1.961 | -0.14132 | 5.5739 | 20.4285 | 20.257 | 19.4287 | 16.9721 | 4.7436 | 0.36196 | -0.76352 | -0.49102 | 0.026568 | -0.62001 | 72.3455 | 71.2037 | 70.2737 | 69.4181 | 68.8067 | 68.11 | 67.874 | 68.1819 | 70.5277 | 75.4473 | 81.2162 | 85.7423 | 89.3475 | 91.9032 | 93.5313 | 94.1544 | 94.439 | 93.5174 | 91.5162 | 88.3418 | 84.363 | 80.6674 | 78.3224 | 76.5965 | 5.7488 | 5.0989 | 4.3255 | 2.5352 | 2.801 | 3.9087 | 3.5416 | 4.2766 | 4.0752 | 3.7438 | 3.5123 | 3.5675 | 3.636 | 3.6893 | 3.5965 | 3.3283 | 3.3273 | 3.3274 | 3.5871 | 2.9869 | 2.643 | 2.783 | 2.2959 | 2.4083
Program Specific1-in-2Size: Over 200kWOrange County2019January Monthly Peak | Program Specific | 1-in-2 | Size: Over 200kW | Orange County | 2019 | January Monthly Peak | 1 | 117.585 | 113.1414 | 110.5812 | 112.3633 | 124.0252 | 153.0449 | 185.625 | 202.1576 | 212.7918 | 212.9492 | 214.3038 | 214.0568 | 211.3557 | 208.2611 | 200.532 | 187.052 | 174.9642 | 170.2813 | 162.5155 | 159.1424 | 153.7367 | 146.3489 | 136.6525 | 128.6114 | 3.4677 | 2.8604 | 2.2333 | 0.52032 | 0.35943 | 1.3552 | 1.1871 | 0.58957 | 0.070132 | -0.86252 | -0.98761 | -0.39682 | 1.4288 | 6.3118 | 17.7934 | 16.964 | 16.6041 | 14.1825 | 2.7861 | 0.53422 | 0.071335 | 0.59044 | 1.3214 | 0.65909 | 52.3805 | 51.9024 | 51.4204 | 50.8623 | 50.7385 | 50.3848 | 50.2528 | 50.2949 | 50.8656 | 52.1723 | 53.859 | 54.9711 | 55.3321 | 56.2579 | 56.7753 | 56.6605 | 56.3514 | 55.8413 | 54.7592 | 53.6493 | 52.8607 | 52.7024 | 52.7384 | 52.14 | 5.1477 | 4.5594 | 3.8989 | 2.3126 | 2.5719 | 3.6442 | 3.4217 | 4.1011 | 3.8472 | 3.4233 | 3.1171 | 3.145 | 3.1854 | 3.2064 | 3.0939 | 2.8325 | 2.8393 | 2.9872 | 3.2563 | 2.698 | 2.3689 | 2.5118 | 2.0884 | 2.1729
Program Specific1-in-2Size: Over 200kWOrange County2019February Monthly Peak | Program Specific | 1-in-2 | Size: Over 200kW | Orange County | 2019 | February Monthly Peak | 2 | 115.9727 | 111.8115 | 109.2386 | 111.1299 | 122.5649 | 150.8684 | 182.3236 | 198.2595 | 208.6439 | 209.7643 | 212.1192 | 212.8973 | 210.8888 | 208.4923 | 201.0838 | 187.8391 | 175.5456 | 170.4165 | 161.9777 | 158.0502 | 152.5064 | 145.0175 | 135.2646 | 127.3546 | 3.4202 | 2.8268 | 2.2062 | 0.51461 | 0.3552 | 1.3359 | 1.166 | 0.5782 | 0.068765 | -0.84962 | -0.97754 | -0.39467 | 1.4257 | 6.3188 | 17.8424 | 17.0354 | 16.6592 | 14.1937 | 2.7769 | 0.53055 | 0.070764 | 0.58507 | 1.308 | 0.65265 | 52.4777 | 52.3177 | 52.3348 | 52.1622 | 51.5151 | 51.5563 | 51.2585 | 51.5891 | 52.7587 | 55.708 | 58.8498 | 61.5526 | 62.9698 | 63.5891 | 64.1427 | 63.9028 | 63.408 | 62.2378 | 60.4715 | 58.8966 | 57.8206 | 56.576 | 55.4903 | 54.105 | 5.0771 | 4.5058 | 3.8516 | 2.2872 | 2.5416 | 3.5924 | 3.3608 | 4.022 | 3.7722 | 3.3721 | 3.0853 | 3.128 | 3.1784 | 3.21 | 3.1024 | 2.8444 | 2.8487 | 2.9896 | 3.2455 | 2.6795 | 2.35 | 2.4889 | 2.0672 | 2.1517
Program Specific1-in-2Size: Over 200kWOrange County2019March Monthly Peak | Program Specific | 1-in-2 | Size: Over 200kW | Orange County | 2019 | March Monthly Peak | 3 | 121.5579 | 116.5431 | 113.5648 | 114.6971 | 124.8285 | 153.7898 | 182.2308 | 200.0982 | 211.5305 | 214.337 | 218.1167 | 218.9785 | 218.1973 | 218.1581 | 210.6024 | 197.8084 | 184.3159 | 173.2689 | 164.1572 | 164.3762 | 160.4441 | 152.6907 | 141.1332 | 132.0097 | 3.5849 | 2.9464 | 2.2935 | 0.53113 | 0.36176 | 1.3618 | 1.1654 | 0.58357 | 0.069717 | -0.86814 | -1.0052 | -0.40595 | 1.4751 | 6.6117 | 18.687 | 17.9395 | 17.4915 | 14.4313 | 2.8143 | 0.55179 | 0.074447 | 0.61603 | 1.3648 | 0.6765 | 52.9993 | 51.9132 | 51.3476 | 51.1641 | 50.7028 | 50.2367 | 49.9439 | 50.3054 | 52.3809 | 54.8365 | 58.1434 | 61.1404 | 63.2311 | 65.2041 | 66.7006 | 67.3959 | 67.4656 | 66.7008 | 64.0683 | 60.4283 | 58.3494 | 56.6818 | 55.5693 | 53.9098 | 5.3216 | 4.6965 | 4.0041 | 2.3606 | 2.5885 | 3.6619 | 3.3591 | 4.0593 | 3.8244 | 3.4456 | 3.1725 | 3.2173 | 3.2885 | 3.3588 | 3.2492 | 2.9954 | 2.991 | 3.0396 | 3.2892 | 2.7868 | 2.4723 | 2.6206 | 2.1569 | 2.2303
Program Specific1-in-2Size: Over 200kWOrange County2019April Monthly Peak | Program Specific | 1-in-2 | Size: Over 200kW | Orange County | 2019 | April Monthly Peak | 4 | 120.5343 | 116.0212 | 112.9027 | 114.0967 | 123.9194 | 152.3269 | 179.4486 | 197.9852 | 211.0534 | 217.0846 | 224.2641 | 227.6883 | 228.5818 | 229.8616 | 222.7711 | 209.3704 | 194.3617 | 180.9484 | 169.6876 | 168.1925 | 163.1029 | 153.9335 | 141.8261 | 132.6163 | 3.5547 | 2.9333 | 2.2802 | 0.52835 | 0.35912 | 1.3488 | 1.1476 | 0.5774 | 0.069559 | -0.87927 | -1.0335 | -0.42209 | 1.5453 | 6.9664 | 19.7668 | 18.9881 | 18.4449 | 15.0709 | 2.9091 | 0.5646 | 0.075681 | 0.62104 | 1.3715 | 0.67961 | 63.5876 | 62.385 | 61.3793 | 60.7217 | 59.6452 | 58.9144 | 58.1552 | 58.2357 | 60.7716 | 65.2625 | 70.4155 | 75.6969 | 80.4982 | 83.6763 | 85.4644 | 86.4301 | 86.0888 | 84.8975 | 82.5576 | 79.3295 | 74.2343 | 71.0423 | 68.9114 | 66.85 | 5.2768 | 4.6754 | 3.9808 | 2.3483 | 2.5697 | 3.6271 | 3.3078 | 4.0164 | 3.8157 | 3.4898 | 3.2619 | 3.3453 | 3.445 | 3.539 | 3.437 | 3.1705 | 3.154 | 3.1743 | 3.4 | 2.8515 | 2.5132 | 2.642 | 2.1675 | 2.2406
Program Specific1-in-2Size: Over 200kWOrange County2019May Monthly Peak | Program Specific | 1-in-2 | Size: Over 200kW | Orange County | 2019 | May Monthly Peak | 5 | 125.2039 | 120.6376 | 116.7369 | 118.0022 | 129.2038 | 158.1854 | 185.5591 | 206.4372 | 221.6265 | 229.3713 | 236.4035 | 240.1002 | 239.948 | 239.4358 | 232.1221 | 217.1574 | 201.7966 | 187.8865 | 176.7157 | 172.8369 | 169.9398 | 160.2749 | 147.8861 | 138.9292 | 2.8402 | 2.2497 | 1.7701 | 0.1663 | -0.017624 | 0.91513 | 0.59836 | 0.22177 | -0.17204 | -1.0409 | -1.3115 | -0.74276 | 1.2378 | 6.801 | 20.2274 | 19.4564 | 18.8497 | 15.645 | 3.3198 | 0.52537 | -0.092622 | 0.40594 | 1.1219 | 0.43271 | 66.2326 | 65.0807 | 63.8494 | 62.733 | 61.9699 | 60.9693 | 60.5041 | 60.877 | 63.6999 | 67.752 | 72.2759 | 77.0962 | 81.5213 | 84.6243 | 86.7821 | 87.9652 | 88.3177 | 87.2725 | 84.8482 | 81.7672 | 77.2515 | 73.8317 | 71.9107 | 70.1917 | 5.3404 | 4.7365 | 4.0102 | 2.3662 | 2.6104 | 3.6698 | 3.3326 | 4.0803 | 3.9039 | 3.5926 | 3.3502 | 3.437 | 3.5234 | 3.5917 | 3.4892 | 3.2039 | 3.1905 | 3.2113 | 3.4498 | 2.8549 | 2.5513 | 2.6801 | 2.202 | 2.2869
Program Specific1-in-2Size: Over 200kWOrange County2019June Monthly Peak | Program Specific | 1-in-2 | Size: Over 200kW | Orange County | 2019 | June Monthly Peak | 6 | 134.3982 | 129.746 | 125.3053 | 126.6712 | 137.9324 | 166.2345 | 192.7445 | 211.0313 | 224.5447 | 231.7841 | 239.5782 | 242.5132 | 241.2652 | 239.5099 | 233.1538 | 221.7548 | 208.4392 | 194.896 | 184.861 | 179.5389 | 175.8833 | 167.4905 | 154.7176 | 146.2539 | 1.9319 | 1.3687 | 1.1301 | -0.31973 | -0.52986 | 0.33866 | -0.12458 | -0.24796 | -0.4775 | -1.1898 | -1.6038 | -1.1173 | 0.77288 | 6.2467 | 19.8646 | 19.5716 | 19.0909 | 16.2238 | 3.8436 | 0.47622 | -0.31255 | 0.11711 | 0.78004 | 0.096578 | 69.0516 | 67.8275 | 66.5949 | 65.6489 | 64.821 | 64.1045 | 63.3882 | 63.9648 | 67.1071 | 71.7165 | 75.8094 | 79.8958 | 82.8981 | 85.4292 | 87.3908 | 88.5978 | 89.2381 | 88.7144 | 87.1868 | 84.2626 | 80.4068 | 76.2227 | 73.5157 | 71.7035 | 5.5921 | 4.9694 | 4.1991 | 2.4778 | 2.7185 | 3.7621 | 3.3768 | 4.0689 | 3.8584 | 3.5414 | 3.312 | 3.3865 | 3.456 | 3.5048 | 3.4189 | 3.1916 | 3.2148 | 3.2495 | 3.5204 | 2.893 | 2.5758 | 2.7322 | 2.2473 | 2.3485
Program Specific1-in-2Size: Over 200kWOrange County2019July Monthly Peak | Program Specific | 1-in-2 | Size: Over 200kW | Orange County | 2019 | July Monthly Peak | 7 | 140.6188 | 135.529 | 131.3971 | 132.4789 | 144.3699 | 173.8414 | 200.8298 | 219.2775 | 232.3719 | 239.8123 | 247.0036 | 248.7187 | 247.0045 | 245.5448 | 239.3357 | 228.1554 | 215.9347 | 202.3155 | 192.1975 | 186.8109 | 182.2624 | 173.1321 | 159.9118 | 151.3824 | -0.069308 | -0.53417 | -0.2594 | -1.2666 | -1.5115 | -0.81149 | -1.5206 | -1.14 | -1.0555 | -1.4864 | -2.1602 | -1.8195 | -0.072792 | 5.3834 | 19.5601 | 19.5904 | 19.0745 | 16.8325 | 4.6856 | 0.36609 | -0.72562 | -0.44687 | 0.078302 | -0.56471 | 71.7941 | 70.9699 | 70.0983 | 69.2013 | 68.427 | 67.8445 | 67.6947 | 68.0986 | 70.4421 | 74.8914 | 81.0934 | 84.951 | 88.5324 | 91.2618 | 93.3046 | 94.0727 | 94.5743 | 93.8093 | 92.0269 | 89.2505 | 85.1805 | 80.9483 | 78.1532 | 76.5867 | 5.7256 | 5.0797 | 4.3089 | 2.5359 | 2.7844 | 3.85 | 3.4431 | 4.1373 | 3.9074 | 3.5856 | 3.3415 | 3.3987 | 3.4624 | 3.5161 | 3.4343 | 3.2134 | 3.2591 | 3.301 | 3.5817 | 2.9457 | 2.6121 | 2.7637 | 2.273 | 2.3788
Program Specific1-in-2Size: Over 200kWOrange County2019August Monthly Peak | Program Specific | 1-in-2 | Size: Over 200kW | Orange County | 2019 | August Monthly Peak | 8 | 144.0559 | 138.7362 | 134.4855 | 134.8228 | 147.8525 | 180.2773 | 211.7324 | 233.9193 | 251.8503 | 260.8297 | 271.0985 | 272.6614 | 271.0046 | 268.911 | 261.6133 | 246.1102 | 229.2148 | 211.3816 | 199.3804 | 195.9235 | 190.0865 | 178.8247 | 165.5866 | 156.9198 | -2.2057 | -2.5505 | -1.739 | -2.2346 | -2.5248 | -2.0463 | -3.0646 | -2.1543 | -1.7503 | -1.8935 | -2.9252 | -2.7306 | -1.0247 | 4.7817 | 20.4751 | 20.5449 | 19.5038 | 17.5775 | 5.5737 | 0.24866 | -1.1744 | -1.0462 | -0.67019 | -1.2721 | 77.0273 | 75.7851 | 74.8752 | 73.7101 | 73.2687 | 72.427 | 72.1289 | 72.3312 | 74.769 | 79.9381 | 85.0511 | 89.7083 | 93.0348 | 95.3863 | 96.8784 | 97.1287 | 97.3281 | 96.1901 | 94.0697 | 91.0907 | 86.6023 | 82.7607 | 80.6817 | 78.9178 | 5.9259 | 5.2533 | 4.4556 | 2.6073 | 2.8809 | 4.0335 | 3.6674 | 4.459 | 4.2785 | 3.94 | 3.7052 | 3.7642 | 3.8379 | 3.8903 | 3.7926 | 3.5019 | 3.4951 | 3.4844 | 3.7538 | 3.1211 | 2.7522 | 2.8839 | 2.3778 | 2.4912
Program Specific1-in-2Size: Over 200kWOrange County2019September Monthly Peak | Program Specific | 1-in-2 | Size: Over 200kW | Orange County | 2019 | September Monthly Peak | 9 | 139.9004 | 135.3602 | 130.6287 | 132.2925 | 145.2656 | 178.5191 | 212.0585 | 231.7706 | 250.569 | 259.8057 | 267.8187 | 268.7878 | 266.7741 | 265.9342 | 258.0778 | 241.7814 | 224.9038 | 207.4084 | 197.8149 | 196.1354 | 186.8034 | 175.6349 | 162.3227 | 153.4406 | -0.67025 | -1.1005 | -0.67301 | -1.534 | -1.7993 | -1.1794 | -2.0302 | -1.4746 | -1.3131 | -1.6903 | -2.501 | -2.1767 | -0.3484 | 5.5109 | 20.8326 | 20.593 | 19.6551 | 17.2536 | 5.0278 | 0.34508 | -0.86273 | -0.61988 | -0.13413 | -0.76716 | 71.5088 | 70.2322 | 69.5263 | 69.1119 | 68.7103 | 68.0643 | 68.284 | 68.3332 | 69.7924 | 75.2434 | 82.9109 | 88.4143 | 92.9246 | 95.5355 | 96.5514 | 96.8185 | 96.6155 | 95.3559 | 92.7816 | 88.7636 | 85.2625 | 82.7378 | 80.939 | 79.1781 | 5.6945 | 5.0717 | 4.2823 | 2.5315 | 2.8008 | 3.9522 | 3.6344 | 4.3716 | 4.212 | 3.8833 | 3.6219 | 3.6718 | 3.7383 | 3.8068 | 3.702 | 3.4042 | 3.3933 | 3.383 | 3.6852 | 3.0917 | 2.6763 | 2.8027 | 2.3065 | 2.4103
Program Specific1-in-2Size: Over 200kWOrange County2019October Monthly Peak | Program Specific | 1-in-2 | Size: Over 200kW | Orange County | 2019 | October Monthly Peak | 10 | 117.7061 | 114.0014 | 111.1306 | 112.8864 | 124.1777 | 153.0174 | 184.2551 | 203.3033 | 218.1876 | 224.434 | 232.2319 | 236.4148 | 236.5737 | 235.4917 | 228.3552 | 213.0747 | 197.7357 | 188.1749 | 176.4001 | 169.8572 | 161.9394 | 151.3719 | 140.4679 | 132.0172 | 0.43304 | 0.014211 | 0.12341 | -0.8564 | -1.0692 | -0.42638 | -1.037 | -0.82741 | -0.84314 | -1.324 | -1.8973 | -1.5498 | 0.1625 | 5.4377 | 18.8852 | 18.4386 | 17.6475 | 15.6584 | 4.1229 | 0.36588 | -0.54455 | -0.25137 | 0.2482 | -0.32982 | 71.1706 | 69.7394 | 69.0175 | 68.6197 | 67.8101 | 67.021 | 67.7187 | 69.201 | 69.5839 | 73.4906 | 78.3454 | 83.3475 | 86.9918 | 89.4602 | 91.1994 | 91.9653 | 91.8702 | 90.4504 | 87.6208 | 83.4953 | 79.8727 | 76.9973 | 74.9195 | 73.1505 | 4.8067 | 4.2853 | 3.655 | 2.1672 | 2.402 | 3.3987 | 3.1682 | 3.8471 | 3.6796 | 3.3655 | 3.1508 | 3.24 | 3.3258 | 3.382 | 3.2863 | 3.0097 | 2.9931 | 3.0792 | 3.2969 | 2.6862 | 2.3276 | 2.4234 | 2.0024 | 2.0805
Program Specific1-in-2Size: Over 200kWOrange County2019November Monthly Peak | Program Specific | 1-in-2 | Size: Over 200kW | Orange County | 2019 | November Monthly Peak | 11 | 121.6095 | 118.0291 | 114.262 | 114.4395 | 125.4427 | 153.254 | 181.4957 | 198.9147 | 211.6219 | 218.5471 | 224.6536 | 227.8379 | 227.7075 | 226.8757 | 218.8624 | 203.9662 | 190.17 | 183.7261 | 173.1597 | 166.8564 | 160.3751 | 150.7418 | 139.3658 | 130.8165 | 3.5864 | 2.984 | 2.3076 | 0.52994 | 0.36354 | 1.357 | 1.1607 | 0.58012 | 0.069747 | -0.8852 | -1.0353 | -0.42237 | 1.5393 | 6.8759 | 19.4199 | 18.498 | 18.0471 | 15.3023 | 2.9686 | 0.56012 | 0.074415 | 0.60816 | 1.3477 | 0.67039 | 60.5251 | 60.0372 | 59.6507 | 59.0976 | 58.6707 | 58.9004 | 58.5223 | 58.4972 | 62.5689 | 67.5324 | 73.8642 | 78.9838 | 82.7441 | 84.1888 | 84.8508 | 84.3058 | 82.326 | 78.0191 | 73.3994 | 70.563 | 68.4084 | 66.5345 | 65.008 | 63.6657 | 5.3239 | 4.7563 | 4.0287 | 2.3553 | 2.6013 | 3.6492 | 3.3456 | 4.0353 | 3.826 | 3.5133 | 3.2676 | 3.3475 | 3.4318 | 3.493 | 3.3767 | 3.0887 | 3.086 | 3.223 | 3.4695 | 2.8288 | 2.4712 | 2.5872 | 2.1299 | 2.2102
Program Specific1-in-2Size: Over 200kWOrange County2019December Monthly Peak | Program Specific | 1-in-2 | Size: Over 200kW | Orange County | 2019 | December Monthly Peak | 12 | 118.3656 | 114.247 | 111.433 | 113.0126 | 124.0722 | 150.7709 | 181.0911 | 195.6012 | 205.9392 | 205.3491 | 205.1494 | 202.3598 | 197.7559 | 193.614 | 186.2761 | 173.9753 | 164.5047 | 161.9585 | 154.5877 | 151.5759 | 147.1908 | 140.2845 | 131.6139 | 124.5661 | 3.4907 | 2.8884 | 2.2505 | 0.52333 | 0.35956 | 1.335 | 1.1581 | 0.57045 | 0.067874 | -0.83174 | -0.94542 | -0.37514 | 1.3369 | 5.8679 | 16.5285 | 15.7781 | 15.6114 | 13.4893 | 2.6502 | 0.50882 | 0.068297 | 0.56597 | 1.2727 | 0.63836 | 47.9306 | 47.2398 | 46.5259 | 45.6549 | 45.1221 | 44.264 | 43.9535 | 43.7838 | 44.3187 | 46.9487 | 49.101 | 50.7821 | 52.3644 | 53.5031 | 53.9698 | 53.9466 | 53.3428 | 52.4477 | 51.1671 | 49.9331 | 49.1648 | 48.3015 | 47.5698 | 46.8593 | 5.1819 | 4.6039 | 3.929 | 2.3259 | 2.5728 | 3.5901 | 3.3381 | 3.968 | 3.7233 | 3.3012 | 2.9839 | 2.9731 | 2.9804 | 2.9809 | 2.8739 | 2.6345 | 2.6695 | 2.8412 | 3.0974 | 2.5698 | 2.268 | 2.4077 | 2.0114 | 2.1046
Program Specific1-in-2Size: Over 200kWOrange County2019Typical Event Day | Program Specific | 1-in-2 | Size: Over 200kW | Orange County | 2019 | Typical Event Day | 8 | 141.2357 | 136.0865 | 131.9464 | 132.4823 | 145.28 | 176.5515 | 206.6462 | 226.7382 | 242.4319 | 250.4746 | 259.7199 | 261.1584 | 259.4741 | 257.7229 | 250.7237 | 236.3907 | 220.5251 | 204.0011 | 192.5499 | 189.4894 | 184.4841 | 174.4016 | 161.5801 | 153.3126 | -0.21964 | -0.67726 | -0.36412 | -1.3333 | -1.5899 | -0.90872 | -1.6669 | -1.244 | -1.143 | -1.5715 | -2.3095 | -1.961 | -0.14132 | 5.5739 | 20.4285 | 20.257 | 19.4287 | 16.9721 | 4.7436 | 0.36196 | -0.76352 | -0.49102 | 0.026568 | -0.62001 | 72.3455 | 71.2037 | 70.2737 | 69.4181 | 68.8067 | 68.11 | 67.874 | 68.1819 | 70.5277 | 75.4473 | 81.2162 | 85.7423 | 89.3475 | 91.9032 | 93.5313 | 94.1544 | 94.439 | 93.5174 | 91.5162 | 88.3418 | 84.363 | 80.6674 | 78.3224 | 76.5965 | 5.7488 | 5.0989 | 4.3255 | 2.5351 | 2.801 | 3.9087 | 3.5416 | 4.2766 | 4.0752 | 3.7438 | 3.5123 | 3.5675 | 3.636 | 3.6893 | 3.5965 | 3.3283 | 3.3273 | 3.3274 | 3.5871 | 2.9869 | 2.643 | 2.783 | 2.2959 | 2.4083
Program Specific1-in-2Size: Over 200kWOrange County2020January Monthly Peak | Program Specific | 1-in-2 | Size: Over 200kW | Orange County | 2020 | January Monthly Peak | 1 | 117.585 | 113.1414 | 110.5812 | 112.3633 | 124.0252 | 153.0449 | 185.625 | 202.1576 | 212.7918 | 212.9492 | 214.3038 | 214.0568 | 211.3557 | 208.2611 | 200.532 | 187.052 | 174.9642 | 170.2813 | 162.5155 | 159.1424 | 153.7367 | 146.3489 | 136.6525 | 128.6114 | 3.4677 | 2.8604 | 2.2333 | 0.52032 | 0.35943 | 1.3552 | 1.1871 | 0.58957 | 0.070132 | -0.86252 | -0.98761 | -0.39682 | 1.4288 | 6.3118 | 17.7934 | 16.964 | 16.604 | 14.1825 | 2.7861 | 0.53422 | 0.071335 | 0.59044 | 1.3214 | 0.65909 | 52.3805 | 51.9024 | 51.4204 | 50.8623 | 50.7385 | 50.3848 | 50.2528 | 50.2949 | 50.8656 | 52.1723 | 53.859 | 54.9711 | 55.3321 | 56.2579 | 56.7753 | 56.6605 | 56.3514 | 55.8413 | 54.7592 | 53.6493 | 52.8607 | 52.7024 | 52.7384 | 52.14 | 5.1477 | 4.5594 | 3.8989 | 2.3126 | 2.5719 | 3.6442 | 3.4217 | 4.1011 | 3.8472 | 3.4233 | 3.1171 | 3.145 | 3.1854 | 3.2064 | 3.0939 | 2.8325 | 2.8393 | 2.9872 | 3.2563 | 2.698 | 2.3689 | 2.5118 | 2.0884 | 2.1729
Program Specific1-in-2Size: Over 200kWOrange County2020February Monthly Peak | Program Specific | 1-in-2 | Size: Over 200kW | Orange County | 2020 | February Monthly Peak | 2 | 115.9727 | 111.8115 | 109.2386 | 111.1299 | 122.5649 | 150.8684 | 182.3236 | 198.2595 | 208.6439 | 209.7643 | 212.1192 | 212.8974 | 210.8888 | 208.4923 | 201.0838 | 187.8391 | 175.5456 | 170.4165 | 161.9777 | 158.0502 | 152.5064 | 145.0175 | 135.2646 | 127.3546 | 3.4202 | 2.8268 | 2.2062 | 0.51461 | 0.3552 | 1.3359 | 1.166 | 0.5782 | 0.068765 | -0.84962 | -0.97754 | -0.39467 | 1.4257 | 6.3188 | 17.8424 | 17.0354 | 16.6592 | 14.1937 | 2.7769 | 0.53055 | 0.070764 | 0.58507 | 1.308 | 0.65265 | 52.4777 | 52.3177 | 52.3348 | 52.1622 | 51.5151 | 51.5563 | 51.2585 | 51.5891 | 52.7587 | 55.708 | 58.8498 | 61.5526 | 62.9698 | 63.5891 | 64.1427 | 63.9028 | 63.408 | 62.2377 | 60.4715 | 58.8966 | 57.8206 | 56.576 | 55.4903 | 54.105 | 5.0771 | 4.5058 | 3.8516 | 2.2872 | 2.5416 | 3.5924 | 3.3608 | 4.022 | 3.7722 | 3.3721 | 3.0853 | 3.128 | 3.1784 | 3.21 | 3.1024 | 2.8444 | 2.8487 | 2.9896 | 3.2455 | 2.6795 | 2.35 | 2.4889 | 2.0672 | 2.1517
Program Specific1-in-2Size: Over 200kWOrange County2020March Monthly Peak | Program Specific | 1-in-2 | Size: Over 200kW | Orange County | 2020 | March Monthly Peak | 3 | 121.5579 | 116.5431 | 113.5648 | 114.6971 | 124.8285 | 153.7898 | 182.2308 | 200.0982 | 211.5305 | 214.337 | 218.1167 | 218.9785 | 218.1973 | 218.158 | 210.6024 | 197.8084 | 184.3159 | 173.2689 | 164.1572 | 164.3762 | 160.4441 | 152.6907 | 141.1332 | 132.0097 | 3.5849 | 2.9464 | 2.2935 | 0.53113 | 0.36176 | 1.3618 | 1.1654 | 0.58357 | 0.069717 | -0.86814 | -1.0052 | -0.40595 | 1.4751 | 6.6117 | 18.687 | 17.9395 | 17.4915 | 14.4313 | 2.8143 | 0.55179 | 0.074447 | 0.61603 | 1.3648 | 0.6765 | 52.9993 | 51.9132 | 51.3476 | 51.1641 | 50.7028 | 50.2367 | 49.9439 | 50.3054 | 52.3809 | 54.8365 | 58.1434 | 61.1404 | 63.2311 | 65.2041 | 66.7006 | 67.3959 | 67.4656 | 66.7008 | 64.0683 | 60.4283 | 58.3494 | 56.6818 | 55.5693 | 53.9099 | 5.3216 | 4.6965 | 4.0041 | 2.3606 | 2.5885 | 3.6619 | 3.3591 | 4.0593 | 3.8244 | 3.4456 | 3.1725 | 3.2173 | 3.2885 | 3.3588 | 3.2492 | 2.9954 | 2.991 | 3.0396 | 3.2892 | 2.7868 | 2.4723 | 2.6206 | 2.1569 | 2.2303
Program Specific1-in-2Size: Over 200kWOrange County2020April Monthly Peak | Program Specific | 1-in-2 | Size: Over 200kW | Orange County | 2020 | April Monthly Peak | 4 | 120.5343 | 116.0212 | 112.9027 | 114.0967 | 123.9194 | 152.3269 | 179.4486 | 197.9852 | 211.0534 | 217.0846 | 224.2641 | 227.6883 | 228.5818 | 229.8617 | 222.7711 | 209.3704 | 194.3617 | 180.9484 | 169.6876 | 168.1925 | 163.1029 | 153.9335 | 141.8261 | 132.6163 | 3.5547 | 2.9333 | 2.2802 | 0.52835 | 0.35912 | 1.3488 | 1.1476 | 0.5774 | 0.069559 | -0.87927 | -1.0335 | -0.42209 | 1.5453 | 6.9664 | 19.7668 | 18.9881 | 18.4449 | 15.0709 | 2.9091 | 0.5646 | 0.075681 | 0.62104 | 1.3715 | 0.67961 | 63.5876 | 62.385 | 61.3793 | 60.7217 | 59.6452 | 58.9144 | 58.1552 | 58.2357 | 60.7716 | 65.2625 | 70.4155 | 75.6969 | 80.4982 | 83.6763 | 85.4644 | 86.4301 | 86.0888 | 84.8975 | 82.5577 | 79.3295 | 74.2343 | 71.0423 | 68.9114 | 66.85 | 5.2768 | 4.6754 | 3.9808 | 2.3483 | 2.5697 | 3.6271 | 3.3078 | 4.0164 | 3.8157 | 3.4898 | 3.2619 | 3.3453 | 3.445 | 3.539 | 3.437 | 3.1705 | 3.154 | 3.1743 | 3.4 | 2.8515 | 2.5132 | 2.642 | 2.1675 | 2.2406
Program Specific1-in-2Size: Over 200kWOrange County2020May Monthly Peak | Program Specific | 1-in-2 | Size: Over 200kW | Orange County | 2020 | May Monthly Peak | 5 | 125.2039 | 120.6376 | 116.7369 | 118.0021 | 129.2038 | 158.1854 | 185.5591 | 206.4372 | 221.6265 | 229.3713 | 236.4035 | 240.1002 | 239.948 | 239.4358 | 232.1221 | 217.1574 | 201.7966 | 187.8865 | 176.7157 | 172.8369 | 169.9398 | 160.2749 | 147.8861 | 138.9292 | 2.8402 | 2.2497 | 1.7701 | 0.1663 | -0.017624 | 0.91513 | 0.59836 | 0.22177 | -0.17204 | -1.0409 | -1.3115 | -0.74276 | 1.2378 | 6.801 | 20.2274 | 19.4564 | 18.8497 | 15.645 | 3.3198 | 0.52537 | -0.092622 | 0.40594 | 1.1219 | 0.43271 | 66.2326 | 65.0807 | 63.8494 | 62.733 | 61.9699 | 60.9693 | 60.5041 | 60.877 | 63.6999 | 67.752 | 72.2759 | 77.0962 | 81.5213 | 84.6243 | 86.7821 | 87.9652 | 88.3177 | 87.2725 | 84.8482 | 81.7672 | 77.2515 | 73.8317 | 71.9107 | 70.1917 | 5.3404 | 4.7365 | 4.0102 | 2.3662 | 2.6104 | 3.6698 | 3.3326 | 4.0803 | 3.9039 | 3.5926 | 3.3502 | 3.437 | 3.5234 | 3.5917 | 3.4892 | 3.2039 | 3.1905 | 3.2113 | 3.4498 | 2.8549 | 2.5513 | 2.6801 | 2.202 | 2.2869
Program Specific1-in-2Size: Over 200kWOrange County2020June Monthly Peak | Program Specific | 1-in-2 | Size: Over 200kW | Orange County | 2020 | June Monthly Peak | 6 | 134.3982 | 129.746 | 125.3053 | 126.6712 | 137.9324 | 166.2346 | 192.7445 | 211.0313 | 224.5447 | 231.7841 | 239.5782 | 242.5132 | 241.2652 | 239.5099 | 233.1538 | 221.7548 | 208.4392 | 194.896 | 184.861 | 179.5389 | 175.8833 | 167.4905 | 154.7176 | 146.2539 | 1.9319 | 1.3687 | 1.1301 | -0.31973 | -0.52986 | 0.33866 | -0.12458 | -0.24796 | -0.4775 | -1.1898 | -1.6038 | -1.1173 | 0.77288 | 6.2467 | 19.8646 | 19.5716 | 19.0909 | 16.2239 | 3.8436 | 0.47622 | -0.31255 | 0.11711 | 0.78004 | 0.096578 | 69.0516 | 67.8275 | 66.5949 | 65.6489 | 64.821 | 64.1045 | 63.3882 | 63.9648 | 67.1071 | 71.7165 | 75.8093 | 79.8958 | 82.8981 | 85.4292 | 87.3908 | 88.5978 | 89.2381 | 88.7144 | 87.1868 | 84.2626 | 80.4068 | 76.2227 | 73.5157 | 71.7035 | 5.5921 | 4.9694 | 4.1991 | 2.4778 | 2.7185 | 3.7621 | 3.3768 | 4.0689 | 3.8584 | 3.5414 | 3.312 | 3.3865 | 3.456 | 3.5048 | 3.4189 | 3.1916 | 3.2148 | 3.2495 | 3.5204 | 2.893 | 2.5758 | 2.7322 | 2.2473 | 2.3485
Program Specific1-in-2Size: Over 200kWOrange County2020July Monthly Peak | Program Specific | 1-in-2 | Size: Over 200kW | Orange County | 2020 | July Monthly Peak | 7 | 140.6188 | 135.529 | 131.3971 | 132.4789 | 144.3699 | 173.8414 | 200.8298 | 219.2774 | 232.3719 | 239.8123 | 247.0036 | 248.7187 | 247.0045 | 245.5448 | 239.3358 | 228.1554 | 215.9347 | 202.3155 | 192.1975 | 186.8109 | 182.2624 | 173.1321 | 159.9118 | 151.3824 | -0.069308 | -0.53417 | -0.2594 | -1.2666 | -1.5115 | -0.81149 | -1.5206 | -1.14 | -1.0555 | -1.4864 | -2.1602 | -1.8195 | -0.072792 | 5.3834 | 19.5601 | 19.5904 | 19.0745 | 16.8325 | 4.6856 | 0.36609 | -0.72562 | -0.44687 | 0.078302 | -0.56471 | 71.7941 | 70.9699 | 70.0983 | 69.2013 | 68.427 | 67.8445 | 67.6947 | 68.0986 | 70.4421 | 74.8914 | 81.0934 | 84.951 | 88.5324 | 91.2618 | 93.3046 | 94.0727 | 94.5743 | 93.8093 | 92.0269 | 89.2505 | 85.1805 | 80.9483 | 78.1532 | 76.5867 | 5.7256 | 5.0797 | 4.3089 | 2.5359 | 2.7844 | 3.85 | 3.4431 | 4.1373 | 3.9074 | 3.5856 | 3.3415 | 3.3987 | 3.4624 | 3.5161 | 3.4343 | 3.2134 | 3.2591 | 3.301 | 3.5817 | 2.9457 | 2.6121 | 2.7637 | 2.273 | 2.3788
Program Specific1-in-2Size: Over 200kWOrange County2020August Monthly Peak | Program Specific | 1-in-2 | Size: Over 200kW | Orange County | 2020 | August Monthly Peak | 8 | 144.0559 | 138.7361 | 134.4855 | 134.8228 | 147.8525 | 180.2773 | 211.7324 | 233.9193 | 251.8503 | 260.8297 | 271.0985 | 272.6614 | 271.0046 | 268.911 | 261.6133 | 246.1102 | 229.2148 | 211.3816 | 199.3804 | 195.9235 | 190.0865 | 178.8247 | 165.5866 | 156.9198 | -2.2057 | -2.5505 | -1.739 | -2.2346 | -2.5248 | -2.0463 | -3.0646 | -2.1543 | -1.7503 | -1.8935 | -2.9252 | -2.7306 | -1.0247 | 4.7817 | 20.4751 | 20.5449 | 19.5038 | 17.5775 | 5.5737 | 0.24866 | -1.1744 | -1.0462 | -0.67019 | -1.2721 | 77.0273 | 75.7851 | 74.8752 | 73.7101 | 73.2687 | 72.427 | 72.1289 | 72.3312 | 74.7691 | 79.9381 | 85.0511 | 89.7083 | 93.0348 | 95.3863 | 96.8784 | 97.1287 | 97.3281 | 96.1901 | 94.0697 | 91.0907 | 86.6023 | 82.7607 | 80.6817 | 78.9178 | 5.9259 | 5.2533 | 4.4556 | 2.6073 | 2.8809 | 4.0335 | 3.6674 | 4.459 | 4.2785 | 3.94 | 3.7052 | 3.7642 | 3.8379 | 3.8903 | 3.7926 | 3.5019 | 3.4951 | 3.4844 | 3.7538 | 3.1211 | 2.7522 | 2.8839 | 2.3778 | 2.4912
Program Specific1-in-2Size: Over 200kWOrange County2020September Monthly Peak | Program Specific | 1-in-2 | Size: Over 200kW | Orange County | 2020 | September Monthly Peak | 9 | 139.9004 | 135.3602 | 130.6287 | 132.2925 | 145.2657 | 178.5191 | 212.0585 | 231.7706 | 250.569 | 259.8057 | 267.8187 | 268.7878 | 266.7741 | 265.9342 | 258.0778 | 241.7814 | 224.9038 | 207.4084 | 197.8149 | 196.1354 | 186.8034 | 175.6349 | 162.3227 | 153.4406 | -0.67025 | -1.1005 | -0.67301 | -1.534 | -1.7993 | -1.1794 | -2.0302 | -1.4746 | -1.3131 | -1.6903 | -2.501 | -2.1767 | -0.3484 | 5.5109 | 20.8326 | 20.593 | 19.6551 | 17.2536 | 5.0278 | 0.34508 | -0.86273 | -0.61988 | -0.13413 | -0.76716 | 71.5088 | 70.2322 | 69.5263 | 69.1119 | 68.7103 | 68.0643 | 68.284 | 68.3332 | 69.7924 | 75.2434 | 82.9109 | 88.4143 | 92.9246 | 95.5355 | 96.5514 | 96.8185 | 96.6155 | 95.3559 | 92.7816 | 88.7636 | 85.2625 | 82.7378 | 80.939 | 79.1781 | 5.6945 | 5.0717 | 4.2823 | 2.5315 | 2.8008 | 3.9522 | 3.6344 | 4.3716 | 4.212 | 3.8833 | 3.6219 | 3.6718 | 3.7383 | 3.8068 | 3.702 | 3.4042 | 3.3933 | 3.383 | 3.6852 | 3.0917 | 2.6763 | 2.8027 | 2.3065 | 2.4103
Program Specific1-in-2Size: Over 200kWOrange County2020October Monthly Peak | Program Specific | 1-in-2 | Size: Over 200kW | Orange County | 2020 | October Monthly Peak | 10 | 117.7061 | 114.0014 | 111.1306 | 112.8864 | 124.1777 | 153.0174 | 184.2551 | 203.3033 | 218.1876 | 224.434 | 232.2319 | 236.4148 | 236.5737 | 235.4917 | 228.3552 | 213.0747 | 197.7357 | 188.1749 | 176.4001 | 169.8572 | 161.9394 | 151.3719 | 140.4679 | 132.0172 | 0.43304 | 0.014211 | 0.12341 | -0.8564 | -1.0692 | -0.42638 | -1.037 | -0.82741 | -0.84314 | -1.324 | -1.8973 | -1.5498 | 0.1625 | 5.4377 | 18.8852 | 18.4386 | 17.6475 | 15.6584 | 4.1229 | 0.36588 | -0.54455 | -0.25137 | 0.2482 | -0.32982 | 71.1706 | 69.7394 | 69.0175 | 68.6197 | 67.8101 | 67.021 | 67.7187 | 69.201 | 69.5839 | 73.4906 | 78.3454 | 83.3475 | 86.9918 | 89.4602 | 91.1994 | 91.9653 | 91.8702 | 90.4504 | 87.6208 | 83.4953 | 79.8727 | 76.9973 | 74.9195 | 73.1505 | 4.8067 | 4.2853 | 3.655 | 2.1672 | 2.402 | 3.3987 | 3.1682 | 3.8471 | 3.6796 | 3.3655 | 3.1508 | 3.24 | 3.3258 | 3.382 | 3.2863 | 3.0097 | 2.9931 | 3.0792 | 3.2969 | 2.6862 | 2.3276 | 2.4234 | 2.0024 | 2.0805
Program Specific1-in-2Size: Over 200kWOrange County2020November Monthly Peak | Program Specific | 1-in-2 | Size: Over 200kW | Orange County | 2020 | November Monthly Peak | 11 | 121.6095 | 118.0291 | 114.262 | 114.4395 | 125.4427 | 153.254 | 181.4957 | 198.9147 | 211.6219 | 218.5471 | 224.6536 | 227.8379 | 227.7075 | 226.8757 | 218.8624 | 203.9662 | 190.17 | 183.7261 | 173.1597 | 166.8564 | 160.3751 | 150.7418 | 139.3658 | 130.8165 | 3.5864 | 2.984 | 2.3076 | 0.52994 | 0.36354 | 1.357 | 1.1607 | 0.58012 | 0.069747 | -0.8852 | -1.0353 | -0.42237 | 1.5393 | 6.8759 | 19.4199 | 18.498 | 18.0471 | 15.3023 | 2.9686 | 0.56012 | 0.074415 | 0.60816 | 1.3477 | 0.67039 | 60.5251 | 60.0372 | 59.6507 | 59.0976 | 58.6707 | 58.9004 | 58.5223 | 58.4972 | 62.5689 | 67.5324 | 73.8642 | 78.9839 | 82.7441 | 84.1888 | 84.8508 | 84.3058 | 82.326 | 78.0191 | 73.3994 | 70.563 | 68.4084 | 66.5345 | 65.008 | 63.6657 | 5.3239 | 4.7563 | 4.0287 | 2.3553 | 2.6013 | 3.6492 | 3.3456 | 4.0353 | 3.826 | 3.5133 | 3.2676 | 3.3475 | 3.4318 | 3.493 | 3.3767 | 3.0887 | 3.086 | 3.223 | 3.4695 | 2.8288 | 2.4712 | 2.5872 | 2.1299 | 2.2102
Program Specific1-in-2Size: Over 200kWOrange County2020December Monthly Peak | Program Specific | 1-in-2 | Size: Over 200kW | Orange County | 2020 | December Monthly Peak | 12 | 118.3656 | 114.247 | 111.433 | 113.0126 | 124.0721 | 150.7709 | 181.0911 | 195.6012 | 205.9392 | 205.3491 | 205.1494 | 202.3598 | 197.7559 | 193.614 | 186.2761 | 173.9752 | 164.5047 | 161.9585 | 154.5877 | 151.5759 | 147.1908 | 140.2845 | 131.6139 | 124.5661 | 3.4907 | 2.8884 | 2.2505 | 0.52333 | 0.35956 | 1.335 | 1.1581 | 0.57045 | 0.067874 | -0.83174 | -0.94542 | -0.37514 | 1.3369 | 5.8679 | 16.5285 | 15.7781 | 15.6114 | 13.4893 | 2.6502 | 0.50882 | 0.068297 | 0.56597 | 1.2727 | 0.63836 | 47.9306 | 47.2398 | 46.5259 | 45.6549 | 45.1221 | 44.264 | 43.9535 | 43.7838 | 44.3187 | 46.9487 | 49.101 | 50.7821 | 52.3644 | 53.5031 | 53.9698 | 53.9466 | 53.3428 | 52.4477 | 51.1671 | 49.9331 | 49.1648 | 48.3015 | 47.5698 | 46.8593 | 5.1819 | 4.6039 | 3.929 | 2.3259 | 2.5728 | 3.5901 | 3.3381 | 3.968 | 3.7233 | 3.3012 | 2.9839 | 2.9731 | 2.9804 | 2.9809 | 2.8739 | 2.6345 | 2.6695 | 2.8412 | 3.0974 | 2.5698 | 2.268 | 2.4077 | 2.0114 | 2.1046
Program Specific1-in-2Size: Over 200kWOrange County2020Typical Event Day | Program Specific | 1-in-2 | Size: Over 200kW | Orange County | 2020 | Typical Event Day | 8 | 141.2357 | 136.0865 | 131.9464 | 132.4824 | 145.28 | 176.5515 | 206.6462 | 226.7382 | 242.4319 | 250.4746 | 259.7199 | 261.1584 | 259.4741 | 257.7229 | 250.7238 | 236.3907 | 220.5251 | 204.0011 | 192.5499 | 189.4894 | 184.4841 | 174.4015 | 161.5801 | 153.3126 | -0.21964 | -0.67726 | -0.36412 | -1.3333 | -1.5899 | -0.90872 | -1.6669 | -1.244 | -1.143 | -1.5715 | -2.3095 | -1.961 | -0.14132 | 5.5739 | 20.4285 | 20.257 | 19.4287 | 16.9721 | 4.7436 | 0.36196 | -0.76352 | -0.49102 | 0.026568 | -0.62001 | 72.3455 | 71.2037 | 70.2737 | 69.4181 | 68.8067 | 68.11 | 67.874 | 68.1819 | 70.5277 | 75.4473 | 81.2162 | 85.7423 | 89.3475 | 91.9032 | 93.5313 | 94.1544 | 94.439 | 93.5174 | 91.5162 | 88.3418 | 84.363 | 80.6674 | 78.3224 | 76.5965 | 5.7488 | 5.0989 | 4.3255 | 2.5352 | 2.801 | 3.9087 | 3.5416 | 4.2766 | 4.0752 | 3.7438 | 3.5123 | 3.5675 | 3.636 | 3.6893 | 3.5965 | 3.3283 | 3.3273 | 3.3274 | 3.5871 | 2.9869 | 2.643 | 2.783 | 2.2959 | 2.4083
Program Specific1-in-2Size: Over 200kWOrange County2021January Monthly Peak | Program Specific | 1-in-2 | Size: Over 200kW | Orange County | 2021 | January Monthly Peak | 1 | 117.585 | 113.1414 | 110.5812 | 112.3633 | 124.0252 | 153.0449 | 185.625 | 202.1576 | 212.7919 | 212.9492 | 214.3038 | 214.0568 | 211.3557 | 208.2611 | 200.5319 | 187.052 | 174.9643 | 170.2813 | 162.5155 | 159.1424 | 153.7367 | 146.3489 | 136.6525 | 128.6114 | 3.4677 | 2.8604 | 2.2333 | 0.52032 | 0.35943 | 1.3552 | 1.1871 | 0.58957 | 0.070132 | -0.86252 | -0.98761 | -0.39682 | 1.4288 | 6.3118 | 17.7934 | 16.964 | 16.6041 | 14.1825 | 2.7861 | 0.53422 | 0.071335 | 0.59044 | 1.3214 | 0.65909 | 52.3805 | 51.9024 | 51.4204 | 50.8623 | 50.7385 | 50.3848 | 50.2528 | 50.2949 | 50.8656 | 52.1723 | 53.859 | 54.9711 | 55.3321 | 56.2579 | 56.7753 | 56.6605 | 56.3514 | 55.8413 | 54.7592 | 53.6493 | 52.8607 | 52.7024 | 52.7384 | 52.14 | 5.1477 | 4.5594 | 3.8989 | 2.3126 | 2.5719 | 3.6442 | 3.4217 | 4.1011 | 3.8472 | 3.4233 | 3.1171 | 3.145 | 3.1854 | 3.2064 | 3.0939 | 2.8325 | 2.8393 | 2.9872 | 3.2563 | 2.698 | 2.3689 | 2.5118 | 2.0884 | 2.1729
Program Specific1-in-2Size: Over 200kWOrange County2021February Monthly Peak | Program Specific | 1-in-2 | Size: Over 200kW | Orange County | 2021 | February Monthly Peak | 2 | 115.9727 | 111.8115 | 109.2386 | 111.1299 | 122.5649 | 150.8684 | 182.3236 | 198.2595 | 208.6439 | 209.7643 | 212.1192 | 212.8973 | 210.8888 | 208.4923 | 201.0838 | 187.8391 | 175.5456 | 170.4165 | 161.9777 | 158.0502 | 152.5064 | 145.0175 | 135.2646 | 127.3546 | 3.4202 | 2.8268 | 2.2062 | 0.51461 | 0.3552 | 1.3359 | 1.166 | 0.5782 | 0.068765 | -0.84962 | -0.97754 | -0.39467 | 1.4257 | 6.3188 | 17.8424 | 17.0354 | 16.6592 | 14.1937 | 2.7769 | 0.53055 | 0.070764 | 0.58507 | 1.308 | 0.65265 | 52.4777 | 52.3177 | 52.3348 | 52.1622 | 51.5151 | 51.5563 | 51.2585 | 51.5891 | 52.7587 | 55.708 | 58.8498 | 61.5526 | 62.9698 | 63.5891 | 64.1427 | 63.9028 | 63.408 | 62.2377 | 60.4715 | 58.8966 | 57.8206 | 56.576 | 55.4903 | 54.105 | 5.0771 | 4.5058 | 3.8516 | 2.2872 | 2.5416 | 3.5924 | 3.3608 | 4.022 | 3.7722 | 3.3721 | 3.0853 | 3.128 | 3.1784 | 3.21 | 3.1024 | 2.8444 | 2.8487 | 2.9896 | 3.2455 | 2.6795 | 2.35 | 2.4889 | 2.0672 | 2.1517
Program Specific1-in-2Size: Over 200kWOrange County2021March Monthly Peak | Program Specific | 1-in-2 | Size: Over 200kW | Orange County | 2021 | March Monthly Peak | 3 | 121.5579 | 116.5431 | 113.5648 | 114.6971 | 124.8285 | 153.7898 | 182.2308 | 200.0982 | 211.5305 | 214.337 | 218.1167 | 218.9785 | 218.1973 | 218.1581 | 210.6024 | 197.8084 | 184.3159 | 173.2689 | 164.1572 | 164.3762 | 160.4441 | 152.6907 | 141.1332 | 132.0097 | 3.5849 | 2.9464 | 2.2935 | 0.53113 | 0.36176 | 1.3618 | 1.1654 | 0.58357 | 0.069717 | -0.86814 | -1.0052 | -0.40595 | 1.4751 | 6.6117 | 18.687 | 17.9395 | 17.4915 | 14.4313 | 2.8143 | 0.55179 | 0.074447 | 0.61603 | 1.3648 | 0.6765 | 52.9993 | 51.9132 | 51.3476 | 51.1641 | 50.7028 | 50.2367 | 49.9439 | 50.3054 | 52.3809 | 54.8365 | 58.1434 | 61.1404 | 63.2311 | 65.2041 | 66.7006 | 67.3959 | 67.4656 | 66.7008 | 64.0683 | 60.4283 | 58.3494 | 56.6818 | 55.5693 | 53.9099 | 5.3216 | 4.6965 | 4.0041 | 2.3606 | 2.5885 | 3.6619 | 3.3591 | 4.0593 | 3.8244 | 3.4456 | 3.1725 | 3.2173 | 3.2885 | 3.3588 | 3.2492 | 2.9954 | 2.991 | 3.0396 | 3.2892 | 2.7868 | 2.4723 | 2.6206 | 2.1569 | 2.2303
Program Specific1-in-2Size: Over 200kWOrange County2021April Monthly Peak | Program Specific | 1-in-2 | Size: Over 200kW | Orange County | 2021 | April Monthly Peak | 4 | 120.5343 | 116.0212 | 112.9027 | 114.0967 | 123.9194 | 152.3269 | 179.4486 | 197.9852 | 211.0534 | 217.0846 | 224.2641 | 227.6883 | 228.5818 | 229.8616 | 222.7711 | 209.3704 | 194.3617 | 180.9484 | 169.6876 | 168.1925 | 163.1029 | 153.9335 | 141.8261 | 132.6163 | 3.5547 | 2.9333 | 2.2802 | 0.52835 | 0.35912 | 1.3488 | 1.1476 | 0.5774 | 0.069559 | -0.87927 | -1.0335 | -0.42209 | 1.5453 | 6.9664 | 19.7668 | 18.9881 | 18.4449 | 15.0709 | 2.9091 | 0.5646 | 0.075681 | 0.62104 | 1.3715 | 0.67961 | 63.5876 | 62.385 | 61.3793 | 60.7217 | 59.6452 | 58.9144 | 58.1552 | 58.2357 | 60.7716 | 65.2625 | 70.4155 | 75.6969 | 80.4982 | 83.6763 | 85.4644 | 86.4301 | 86.0888 | 84.8975 | 82.5576 | 79.3295 | 74.2343 | 71.0423 | 68.9114 | 66.85 | 5.2768 | 4.6754 | 3.9808 | 2.3483 | 2.5697 | 3.6271 | 3.3078 | 4.0164 | 3.8157 | 3.4898 | 3.2619 | 3.3453 | 3.445 | 3.539 | 3.437 | 3.1705 | 3.154 | 3.1743 | 3.4 | 2.8515 | 2.5132 | 2.642 | 2.1675 | 2.2406
Program Specific1-in-2Size: Over 200kWOrange County2021May Monthly Peak | Program Specific | 1-in-2 | Size: Over 200kW | Orange County | 2021 | May Monthly Peak | 5 | 125.2039 | 120.6376 | 116.7369 | 118.0022 | 129.2038 | 158.1854 | 185.5591 | 206.4372 | 221.6265 | 229.3713 | 236.4035 | 240.1002 | 239.948 | 239.4358 | 232.1221 | 217.1574 | 201.7966 | 187.8865 | 176.7157 | 172.8369 | 169.9398 | 160.2749 | 147.8861 | 138.9292 | 2.8402 | 2.2497 | 1.7701 | 0.1663 | -0.017624 | 0.91513 | 0.59836 | 0.22177 | -0.17204 | -1.0409 | -1.3115 | -0.74276 | 1.2378 | 6.801 | 20.2274 | 19.4563 | 18.8497 | 15.645 | 3.3198 | 0.52537 | -0.092622 | 0.40594 | 1.1219 | 0.43271 | 66.2326 | 65.0807 | 63.8494 | 62.733 | 61.9699 | 60.9693 | 60.5041 | 60.877 | 63.6999 | 67.7519 | 72.2759 | 77.0962 | 81.5213 | 84.6243 | 86.7821 | 87.9652 | 88.3177 | 87.2725 | 84.8482 | 81.7672 | 77.2515 | 73.8317 | 71.9107 | 70.1917 | 5.3404 | 4.7365 | 4.0102 | 2.3662 | 2.6104 | 3.6698 | 3.3326 | 4.0803 | 3.9039 | 3.5926 | 3.3502 | 3.437 | 3.5234 | 3.5917 | 3.4892 | 3.2039 | 3.1905 | 3.2113 | 3.4498 | 2.8549 | 2.5513 | 2.6801 | 2.202 | 2.2869
Program Specific1-in-2Size: Over 200kWOrange County2021June Monthly Peak | Program Specific | 1-in-2 | Size: Over 200kW | Orange County | 2021 | June Monthly Peak | 6 | 134.3982 | 129.746 | 125.3053 | 126.6712 | 137.9324 | 166.2345 | 192.7445 | 211.0313 | 224.5447 | 231.7841 | 239.5782 | 242.5132 | 241.2652 | 239.51 | 233.1538 | 221.7548 | 208.4392 | 194.896 | 184.861 | 179.5389 | 175.8833 | 167.4905 | 154.7176 | 146.2539 | 1.9319 | 1.3687 | 1.1301 | -0.31973 | -0.52986 | 0.33866 | -0.12458 | -0.24796 | -0.4775 | -1.1898 | -1.6038 | -1.1173 | 0.77288 | 6.2467 | 19.8646 | 19.5716 | 19.0909 | 16.2238 | 3.8436 | 0.47622 | -0.31255 | 0.11711 | 0.78004 | 0.096578 | 69.0516 | 67.8275 | 66.5949 | 65.6489 | 64.821 | 64.1045 | 63.3882 | 63.9648 | 67.1071 | 71.7165 | 75.8093 | 79.8958 | 82.8981 | 85.4292 | 87.3908 | 88.5978 | 89.2381 | 88.7144 | 87.1868 | 84.2626 | 80.4068 | 76.2227 | 73.5157 | 71.7035 | 5.5921 | 4.9694 | 4.1991 | 2.4778 | 2.7185 | 3.7621 | 3.3768 | 4.0689 | 3.8584 | 3.5414 | 3.312 | 3.3865 | 3.456 | 3.5048 | 3.4189 | 3.1916 | 3.2148 | 3.2495 | 3.5204 | 2.893 | 2.5758 | 2.7322 | 2.2473 | 2.3485
Program Specific1-in-2Size: Over 200kWOrange County2021July Monthly Peak | Program Specific | 1-in-2 | Size: Over 200kW | Orange County | 2021 | July Monthly Peak | 7 | 140.6188 | 135.529 | 131.3971 | 132.4789 | 144.3699 | 173.8414 | 200.8298 | 219.2774 | 232.3719 | 239.8123 | 247.0036 | 248.7187 | 247.0045 | 245.5448 | 239.3358 | 228.1554 | 215.9347 | 202.3155 | 192.1975 | 186.8109 | 182.2624 | 173.1321 | 159.9118 | 151.3824 | -0.069308 | -0.53417 | -0.2594 | -1.2666 | -1.5115 | -0.81149 | -1.5206 | -1.14 | -1.0555 | -1.4864 | -2.1602 | -1.8195 | -0.072792 | 5.3834 | 19.5601 | 19.5904 | 19.0745 | 16.8325 | 4.6856 | 0.36609 | -0.72562 | -0.44687 | 0.078302 | -0.56471 | 71.7941 | 70.9699 | 70.0983 | 69.2013 | 68.427 | 67.8445 | 67.6947 | 68.0986 | 70.4421 | 74.8914 | 81.0934 | 84.951 | 88.5324 | 91.2618 | 93.3046 | 94.0727 | 94.5743 | 93.8093 | 92.0269 | 89.2505 | 85.1805 | 80.9482 | 78.1532 | 76.5867 | 5.7256 | 5.0797 | 4.3089 | 2.5359 | 2.7844 | 3.85 | 3.4431 | 4.1373 | 3.9074 | 3.5856 | 3.3415 | 3.3987 | 3.4624 | 3.5161 | 3.4343 | 3.2134 | 3.2591 | 3.301 | 3.5817 | 2.9457 | 2.6121 | 2.7637 | 2.273 | 2.3788
Program Specific1-in-2Size: Over 200kWOrange County2021August Monthly Peak | Program Specific | 1-in-2 | Size: Over 200kW | Orange County | 2021 | August Monthly Peak | 8 | 144.0559 | 138.7361 | 134.4855 | 134.8228 | 147.8525 | 180.2773 | 211.7324 | 233.9193 | 251.8503 | 260.8297 | 271.0985 | 272.6614 | 271.0046 | 268.911 | 261.6133 | 246.1102 | 229.2148 | 211.3816 | 199.3804 | 195.9235 | 190.0865 | 178.8247 | 165.5866 | 156.9198 | -2.2057 | -2.5505 | -1.739 | -2.2346 | -2.5248 | -2.0463 | -3.0646 | -2.1543 | -1.7503 | -1.8935 | -2.9252 | -2.7306 | -1.0247 | 4.7817 | 20.4751 | 20.5449 | 19.5038 | 17.5775 | 5.5737 | 0.24866 | -1.1744 | -1.0462 | -0.67019 | -1.2721 | 77.0273 | 75.7851 | 74.8752 | 73.7101 | 73.2687 | 72.427 | 72.1289 | 72.3312 | 74.769 | 79.9381 | 85.0511 | 89.7083 | 93.0348 | 95.3863 | 96.8784 | 97.1287 | 97.3281 | 96.1901 | 94.0697 | 91.0907 | 86.6023 | 82.7607 | 80.6817 | 78.9178 | 5.9259 | 5.2533 | 4.4556 | 2.6073 | 2.8809 | 4.0335 | 3.6674 | 4.459 | 4.2785 | 3.94 | 3.7052 | 3.7642 | 3.8379 | 3.8903 | 3.7926 | 3.5019 | 3.4951 | 3.4844 | 3.7538 | 3.1211 | 2.7522 | 2.8839 | 2.3778 | 2.4912
Program Specific1-in-2Size: Over 200kWOrange County2021September Monthly Peak | Program Specific | 1-in-2 | Size: Over 200kW | Orange County | 2021 | September Monthly Peak | 9 | 139.9004 | 135.3602 | 130.6287 | 132.2925 | 145.2657 | 178.5192 | 212.0585 | 231.7706 | 250.569 | 259.8057 | 267.8187 | 268.7878 | 266.7741 | 265.9342 | 258.0778 | 241.7814 | 224.9038 | 207.4084 | 197.8149 | 196.1354 | 186.8034 | 175.6349 | 162.3227 | 153.4406 | -0.67025 | -1.1005 | -0.67301 | -1.534 | -1.7993 | -1.1794 | -2.0302 | -1.4746 | -1.3131 | -1.6903 | -2.501 | -2.1767 | -0.3484 | 5.5109 | 20.8326 | 20.593 | 19.6551 | 17.2536 | 5.0278 | 0.34508 | -0.86273 | -0.61988 | -0.13413 | -0.76716 | 71.5088 | 70.2322 | 69.5263 | 69.1119 | 68.7103 | 68.0643 | 68.284 | 68.3332 | 69.7924 | 75.2434 | 82.9109 | 88.4143 | 92.9246 | 95.5355 | 96.5514 | 96.8185 | 96.6155 | 95.3559 | 92.7816 | 88.7636 | 85.2625 | 82.7378 | 80.939 | 79.1781 | 5.6945 | 5.0717 | 4.2823 | 2.5315 | 2.8008 | 3.9522 | 3.6344 | 4.3716 | 4.212 | 3.8833 | 3.6219 | 3.6718 | 3.7383 | 3.8068 | 3.702 | 3.4042 | 3.3933 | 3.383 | 3.6852 | 3.0917 | 2.6763 | 2.8027 | 2.3065 | 2.4103
Program Specific1-in-2Size: Over 200kWOrange County2021October Monthly Peak | Program Specific | 1-in-2 | Size: Over 200kW | Orange County | 2021 | October Monthly Peak | 10 | 117.7061 | 114.0014 | 111.1306 | 112.8864 | 124.1777 | 153.0174 | 184.2551 | 203.3033 | 218.1876 | 224.434 | 232.2319 | 236.4148 | 236.5737 | 235.4917 | 228.3552 | 213.0747 | 197.7357 | 188.1749 | 176.4001 | 169.8572 | 161.9394 | 151.3719 | 140.4679 | 132.0172 | 0.43304 | 0.014211 | 0.12341 | -0.8564 | -1.0692 | -0.42638 | -1.037 | -0.82741 | -0.84314 | -1.324 | -1.8973 | -1.5498 | 0.1625 | 5.4377 | 18.8852 | 18.4386 | 17.6475 | 15.6584 | 4.1229 | 0.36588 | -0.54455 | -0.25137 | 0.2482 | -0.32982 | 71.1706 | 69.7394 | 69.0175 | 68.6197 | 67.8101 | 67.021 | 67.7187 | 69.201 | 69.5839 | 73.4906 | 78.3454 | 83.3475 | 86.9918 | 89.4602 | 91.1994 | 91.9653 | 91.8702 | 90.4504 | 87.6208 | 83.4953 | 79.8727 | 76.9973 | 74.9195 | 73.1505 | 4.8067 | 4.2853 | 3.655 | 2.1672 | 2.402 | 3.3987 | 3.1682 | 3.8471 | 3.6796 | 3.3655 | 3.1508 | 3.24 | 3.3258 | 3.382 | 3.2863 | 3.0097 | 2.9931 | 3.0792 | 3.2969 | 2.6862 | 2.3276 | 2.4234 | 2.0024 | 2.0805
Program Specific1-in-2Size: Over 200kWOrange County2021November Monthly Peak | Program Specific | 1-in-2 | Size: Over 200kW | Orange County | 2021 | November Monthly Peak | 11 | 121.6095 | 118.0291 | 114.262 | 114.4395 | 125.4427 | 153.254 | 181.4957 | 198.9147 | 211.6219 | 218.5471 | 224.6536 | 227.8379 | 227.7075 | 226.8757 | 218.8624 | 203.9662 | 190.17 | 183.7261 | 173.1597 | 166.8564 | 160.3751 | 150.7418 | 139.3658 | 130.8165 | 3.5864 | 2.984 | 2.3076 | 0.52994 | 0.36354 | 1.357 | 1.1607 | 0.58012 | 0.069747 | -0.8852 | -1.0353 | -0.42237 | 1.5393 | 6.8759 | 19.4199 | 18.498 | 18.0471 | 15.3023 | 2.9686 | 0.56012 | 0.074415 | 0.60816 | 1.3477 | 0.67039 | 60.5251 | 60.0372 | 59.6507 | 59.0976 | 58.6707 | 58.9004 | 58.5223 | 58.4972 | 62.5689 | 67.5324 | 73.8642 | 78.9838 | 82.7441 | 84.1888 | 84.8508 | 84.3058 | 82.326 | 78.0191 | 73.3994 | 70.563 | 68.4084 | 66.5345 | 65.008 | 63.6657 | 5.3239 | 4.7563 | 4.0287 | 2.3553 | 2.6013 | 3.6492 | 3.3456 | 4.0353 | 3.826 | 3.5133 | 3.2676 | 3.3475 | 3.4318 | 3.493 | 3.3767 | 3.0887 | 3.086 | 3.223 | 3.4695 | 2.8288 | 2.4712 | 2.5872 | 2.1299 | 2.2102
Program Specific1-in-2Size: Over 200kWOrange County2021December Monthly Peak | Program Specific | 1-in-2 | Size: Over 200kW | Orange County | 2021 | December Monthly Peak | 12 | 118.3656 | 114.247 | 111.433 | 113.0126 | 124.0721 | 150.7709 | 181.091 | 195.6012 | 205.9392 | 205.3491 | 205.1494 | 202.3598 | 197.7559 | 193.614 | 186.2761 | 173.9753 | 164.5047 | 161.9585 | 154.5877 | 151.5759 | 147.1908 | 140.2845 | 131.6139 | 124.5661 | 3.4907 | 2.8884 | 2.2505 | 0.52333 | 0.35956 | 1.335 | 1.1581 | 0.57045 | 0.067874 | -0.83174 | -0.94542 | -0.37514 | 1.3369 | 5.8679 | 16.5285 | 15.7781 | 15.6114 | 13.4893 | 2.6502 | 0.50882 | 0.068297 | 0.56597 | 1.2727 | 0.63836 | 47.9306 | 47.2398 | 46.5259 | 45.6549 | 45.1221 | 44.264 | 43.9535 | 43.7838 | 44.3187 | 46.9487 | 49.101 | 50.7821 | 52.3644 | 53.5031 | 53.9698 | 53.9466 | 53.3428 | 52.4477 | 51.1671 | 49.9331 | 49.1648 | 48.3015 | 47.5698 | 46.8593 | 5.1819 | 4.6039 | 3.929 | 2.3259 | 2.5728 | 3.5901 | 3.3381 | 3.968 | 3.7233 | 3.3012 | 2.9839 | 2.9731 | 2.9804 | 2.9809 | 2.8739 | 2.6345 | 2.6695 | 2.8412 | 3.0974 | 2.5698 | 2.268 | 2.4077 | 2.0114 | 2.1046
Program Specific1-in-2Size: Over 200kWOrange County2021Typical Event Day | Program Specific | 1-in-2 | Size: Over 200kW | Orange County | 2021 | Typical Event Day | 8 | 141.2357 | 136.0865 | 131.9464 | 132.4823 | 145.28 | 176.5515 | 206.6462 | 226.7382 | 242.4319 | 250.4746 | 259.7199 | 261.1584 | 259.4741 | 257.7229 | 250.7237 | 236.3907 | 220.5251 | 204.0011 | 192.5499 | 189.4894 | 184.4841 | 174.4016 | 161.5801 | 153.3126 | -0.21964 | -0.67726 | -0.36412 | -1.3333 | -1.5899 | -0.90872 | -1.6669 | -1.244 | -1.143 | -1.5715 | -2.3095 | -1.961 | -0.14132 | 5.5739 | 20.4285 | 20.257 | 19.4287 | 16.9721 | 4.7436 | 0.36196 | -0.76352 | -0.49102 | 0.026568 | -0.62001 | 72.3455 | 71.2037 | 70.2737 | 69.4181 | 68.8067 | 68.11 | 67.874 | 68.1819 | 70.5277 | 75.4473 | 81.2162 | 85.7423 | 89.3475 | 91.9032 | 93.5313 | 94.1544 | 94.439 | 93.5174 | 91.5162 | 88.3418 | 84.363 | 80.6674 | 78.3224 | 76.5965 | 5.7488 | 5.0989 | 4.3255 | 2.5351 | 2.801 | 3.9087 | 3.5416 | 4.2766 | 4.0752 | 3.7438 | 3.5123 | 3.5675 | 3.636 | 3.6893 | 3.5965 | 3.3283 | 3.3273 | 3.3274 | 3.5871 | 2.9869 | 2.643 | 2.783 | 2.2959 | 2.4083
Program Specific1-in-2Size: Over 200kWOrange County2022January Monthly Peak | Program Specific | 1-in-2 | Size: Over 200kW | Orange County | 2022 | January Monthly Peak | 1 | 117.585 | 113.1414 | 110.5812 | 112.3633 | 124.0252 | 153.0449 | 185.625 | 202.1576 | 212.7919 | 212.9492 | 214.3038 | 214.0568 | 211.3557 | 208.2611 | 200.5319 | 187.052 | 174.9642 | 170.2813 | 162.5155 | 159.1424 | 153.7367 | 146.3489 | 136.6525 | 128.6114 | 3.4677 | 2.8604 | 2.2333 | 0.52032 | 0.35943 | 1.3552 | 1.1871 | 0.58957 | 0.070132 | -0.86252 | -0.98761 | -0.39682 | 1.4288 | 6.3118 | 17.7934 | 16.964 | 16.6041 | 14.1825 | 2.7861 | 0.53422 | 0.071335 | 0.59044 | 1.3214 | 0.65909 | 52.3805 | 51.9024 | 51.4204 | 50.8623 | 50.7385 | 50.3848 | 50.2528 | 50.2949 | 50.8656 | 52.1723 | 53.859 | 54.9711 | 55.3321 | 56.2579 | 56.7753 | 56.6605 | 56.3514 | 55.8413 | 54.7592 | 53.6493 | 52.8607 | 52.7024 | 52.7384 | 52.14 | 5.1477 | 4.5594 | 3.8989 | 2.3126 | 2.5719 | 3.6442 | 3.4217 | 4.1011 | 3.8472 | 3.4233 | 3.1171 | 3.145 | 3.1854 | 3.2064 | 3.0939 | 2.8325 | 2.8393 | 2.9872 | 3.2563 | 2.698 | 2.3689 | 2.5118 | 2.0884 | 2.1729
Program Specific1-in-2Size: Over 200kWOrange County2022February Monthly Peak | Program Specific | 1-in-2 | Size: Over 200kW | Orange County | 2022 | February Monthly Peak | 2 | 115.9727 | 111.8115 | 109.2386 | 111.1299 | 122.5649 | 150.8684 | 182.3236 | 198.2595 | 208.6439 | 209.7643 | 212.1192 | 212.8974 | 210.8888 | 208.4923 | 201.0838 | 187.8391 | 175.5456 | 170.4165 | 161.9777 | 158.0502 | 152.5064 | 145.0175 | 135.2646 | 127.3546 | 3.4202 | 2.8268 | 2.2062 | 0.51461 | 0.3552 | 1.3359 | 1.166 | 0.5782 | 0.068765 | -0.84962 | -0.97754 | -0.39467 | 1.4257 | 6.3188 | 17.8424 | 17.0354 | 16.6592 | 14.1937 | 2.7769 | 0.53055 | 0.070764 | 0.58507 | 1.308 | 0.65265 | 52.4777 | 52.3177 | 52.3348 | 52.1622 | 51.5151 | 51.5563 | 51.2585 | 51.5891 | 52.7587 | 55.708 | 58.8498 | 61.5526 | 62.9698 | 63.5891 | 64.1427 | 63.9028 | 63.408 | 62.2377 | 60.4715 | 58.8966 | 57.8206 | 56.576 | 55.4903 | 54.105 | 5.0771 | 4.5058 | 3.8516 | 2.2872 | 2.5416 | 3.5924 | 3.3608 | 4.022 | 3.7722 | 3.3721 | 3.0853 | 3.128 | 3.1784 | 3.21 | 3.1024 | 2.8444 | 2.8487 | 2.9896 | 3.2455 | 2.6795 | 2.35 | 2.4889 | 2.0672 | 2.1517
Program Specific1-in-2Size: Over 200kWOrange County2022March Monthly Peak | Program Specific | 1-in-2 | Size: Over 200kW | Orange County | 2022 | March Monthly Peak | 3 | 121.5579 | 116.5431 | 113.5648 | 114.6971 | 124.8285 | 153.7898 | 182.2308 | 200.0982 | 211.5305 | 214.337 | 218.1167 | 218.9785 | 218.1973 | 218.158 | 210.6024 | 197.8084 | 184.3159 | 173.2689 | 164.1572 | 164.3762 | 160.4441 | 152.6907 | 141.1332 | 132.0097 | 3.5849 | 2.9464 | 2.2935 | 0.53113 | 0.36176 | 1.3618 | 1.1654 | 0.58357 | 0.069717 | -0.86814 | -1.0052 | -0.40595 | 1.4751 | 6.6117 | 18.687 | 17.9395 | 17.4915 | 14.4313 | 2.8143 | 0.55179 | 0.074447 | 0.61603 | 1.3648 | 0.6765 | 52.9993 | 51.9132 | 51.3476 | 51.1641 | 50.7028 | 50.2367 | 49.9439 | 50.3054 | 52.3809 | 54.8365 | 58.1434 | 61.1404 | 63.2311 | 65.2041 | 66.7006 | 67.3959 | 67.4656 | 66.7008 | 64.0683 | 60.4283 | 58.3494 | 56.6818 | 55.5693 | 53.9099 | 5.3216 | 4.6965 | 4.0041 | 2.3606 | 2.5885 | 3.6619 | 3.3591 | 4.0593 | 3.8244 | 3.4457 | 3.1725 | 3.2173 | 3.2885 | 3.3588 | 3.2492 | 2.9954 | 2.991 | 3.0396 | 3.2892 | 2.7868 | 2.4723 | 2.6206 | 2.1569 | 2.2303
Program Specific1-in-2Size: Over 200kWOrange County2022April Monthly Peak | Program Specific | 1-in-2 | Size: Over 200kW | Orange County | 2022 | April Monthly Peak | 4 | 120.5343 | 116.0212 | 112.9027 | 114.0967 | 123.9194 | 152.3269 | 179.4486 | 197.9852 | 211.0534 | 217.0846 | 224.2641 | 227.6883 | 228.5818 | 229.8617 | 222.7711 | 209.3704 | 194.3617 | 180.9484 | 169.6876 | 168.1925 | 163.1029 | 153.9335 | 141.8261 | 132.6163 | 3.5547 | 2.9333 | 2.2802 | 0.52835 | 0.35912 | 1.3488 | 1.1476 | 0.5774 | 0.069559 | -0.87927 | -1.0335 | -0.42209 | 1.5453 | 6.9664 | 19.7668 | 18.9881 | 18.4449 | 15.0709 | 2.9091 | 0.5646 | 0.075681 | 0.62104 | 1.3715 | 0.67961 | 63.5876 | 62.385 | 61.3793 | 60.7217 | 59.6452 | 58.9144 | 58.1552 | 58.2357 | 60.7716 | 65.2625 | 70.4155 | 75.6969 | 80.4982 | 83.6763 | 85.4644 | 86.4301 | 86.0888 | 84.8975 | 82.5577 | 79.3295 | 74.2343 | 71.0423 | 68.9114 | 66.85 | 5.2768 | 4.6754 | 3.9808 | 2.3483 | 2.5697 | 3.6271 | 3.3078 | 4.0164 | 3.8157 | 3.4898 | 3.2619 | 3.3453 | 3.445 | 3.539 | 3.437 | 3.1705 | 3.154 | 3.1743 | 3.4 | 2.8515 | 2.5132 | 2.642 | 2.1675 | 2.2406
Program Specific1-in-2Size: Over 200kWOrange County2022May Monthly Peak | Program Specific | 1-in-2 | Size: Over 200kW | Orange County | 2022 | May Monthly Peak | 5 | 125.2039 | 120.6376 | 116.7369 | 118.0022 | 129.2038 | 158.1854 | 185.5591 | 206.4372 | 221.6265 | 229.3713 | 236.4035 | 240.1002 | 239.948 | 239.4358 | 232.1221 | 217.1574 | 201.7966 | 187.8865 | 176.7157 | 172.8369 | 169.9398 | 160.2749 | 147.8861 | 138.9292 | 2.8402 | 2.2497 | 1.7701 | 0.1663 | -0.017624 | 0.91513 | 0.59836 | 0.22177 | -0.17204 | -1.0409 | -1.3115 | -0.74276 | 1.2378 | 6.801 | 20.2274 | 19.4564 | 18.8497 | 15.645 | 3.3198 | 0.52537 | -0.092622 | 0.40594 | 1.1219 | 0.43271 | 66.2326 | 65.0807 | 63.8494 | 62.733 | 61.9699 | 60.9693 | 60.5041 | 60.877 | 63.6999 | 67.752 | 72.2759 | 77.0962 | 81.5213 | 84.6243 | 86.7821 | 87.9652 | 88.3177 | 87.2725 | 84.8482 | 81.7672 | 77.2515 | 73.8317 | 71.9107 | 70.1917 | 5.3404 | 4.7365 | 4.0102 | 2.3662 | 2.6104 | 3.6698 | 3.3326 | 4.0803 | 3.9039 | 3.5926 | 3.3502 | 3.437 | 3.5234 | 3.5917 | 3.4892 | 3.2039 | 3.1905 | 3.2113 | 3.4498 | 2.8549 | 2.5513 | 2.6801 | 2.202 | 2.2869
Program Specific1-in-2Size: Over 200kWOrange County2022June Monthly Peak | Program Specific | 1-in-2 | Size: Over 200kW | Orange County | 2022 | June Monthly Peak | 6 | 134.3982 | 129.746 | 125.3053 | 126.6712 | 137.9324 | 166.2345 | 192.7445 | 211.0313 | 224.5447 | 231.7841 | 239.5782 | 242.5132 | 241.2652 | 239.5099 | 233.1538 | 221.7548 | 208.4392 | 194.896 | 184.861 | 179.5389 | 175.8833 | 167.4905 | 154.7176 | 146.2539 | 1.9319 | 1.3687 | 1.1301 | -0.31973 | -0.52986 | 0.33866 | -0.12458 | -0.24796 | -0.4775 | -1.1898 | -1.6038 | -1.1173 | 0.77288 | 6.2467 | 19.8646 | 19.5716 | 19.0909 | 16.2239 | 3.8436 | 0.47622 | -0.31255 | 0.11711 | 0.78004 | 0.096578 | 69.0516 | 67.8275 | 66.5949 | 65.6489 | 64.821 | 64.1045 | 63.3882 | 63.9648 | 67.1071 | 71.7165 | 75.8093 | 79.8958 | 82.8981 | 85.4292 | 87.3908 | 88.5978 | 89.2381 | 88.7144 | 87.1868 | 84.2626 | 80.4068 | 76.2227 | 73.5157 | 71.7035 | 5.5921 | 4.9694 | 4.1991 | 2.4778 | 2.7185 | 3.7621 | 3.3768 | 4.0689 | 3.8584 | 3.5414 | 3.312 | 3.3865 | 3.456 | 3.5048 | 3.4189 | 3.1916 | 3.2148 | 3.2495 | 3.5204 | 2.893 | 2.5758 | 2.7322 | 2.2473 | 2.3485
Program Specific1-in-2Size: Over 200kWOrange County2022July Monthly Peak | Program Specific | 1-in-2 | Size: Over 200kW | Orange County | 2022 | July Monthly Peak | 7 | 140.6188 | 135.529 | 131.3971 | 132.4789 | 144.3699 | 173.8414 | 200.8298 | 219.2775 | 232.3719 | 239.8123 | 247.0036 | 248.7187 | 247.0045 | 245.5448 | 239.3358 | 228.1554 | 215.9347 | 202.3155 | 192.1975 | 186.8109 | 182.2624 | 173.1321 | 159.9118 | 151.3824 | -0.069308 | -0.53417 | -0.2594 | -1.2666 | -1.5115 | -0.81149 | -1.5206 | -1.14 | -1.0555 | -1.4864 | -2.1602 | -1.8195 | -0.072792 | 5.3834 | 19.5601 | 19.5904 | 19.0745 | 16.8325 | 4.6856 | 0.36609 | -0.72562 | -0.44687 | 0.078302 | -0.56471 | 71.7941 | 70.9699 | 70.0983 | 69.2013 | 68.427 | 67.8445 | 67.6947 | 68.0986 | 70.4421 | 74.8914 | 81.0934 | 84.951 | 88.5324 | 91.2618 | 93.3046 | 94.0727 | 94.5743 | 93.8093 | 92.0269 | 89.2505 | 85.1805 | 80.9483 | 78.1532 | 76.5867 | 5.7256 | 5.0797 | 4.3089 | 2.5359 | 2.7844 | 3.85 | 3.4431 | 4.1373 | 3.9074 | 3.5856 | 3.3415 | 3.3987 | 3.4624 | 3.5161 | 3.4343 | 3.2134 | 3.2591 | 3.301 | 3.5817 | 2.9457 | 2.6121 | 2.7637 | 2.273 | 2.3788
Program Specific1-in-2Size: Over 200kWOrange County2022August Monthly Peak | Program Specific | 1-in-2 | Size: Over 200kW | Orange County | 2022 | August Monthly Peak | 8 | 144.0559 | 138.7361 | 134.4855 | 134.8228 | 147.8525 | 180.2773 | 211.7324 | 233.9193 | 251.8503 | 260.8297 | 271.0985 | 272.6614 | 271.0046 | 268.911 | 261.6133 | 246.1102 | 229.2148 | 211.3816 | 199.3804 | 195.9235 | 190.0865 | 178.8247 | 165.5866 | 156.9198 | -2.2057 | -2.5505 | -1.739 | -2.2346 | -2.5248 | -2.0463 | -3.0646 | -2.1543 | -1.7503 | -1.8935 | -2.9252 | -2.7306 | -1.0247 | 4.7817 | 20.4751 | 20.5449 | 19.5038 | 17.5775 | 5.5737 | 0.24866 | -1.1744 | -1.0462 | -0.67019 | -1.2721 | 77.0273 | 75.7851 | 74.8752 | 73.7101 | 73.2687 | 72.427 | 72.1289 | 72.3312 | 74.769 | 79.9381 | 85.0511 | 89.7083 | 93.0348 | 95.3863 | 96.8784 | 97.1287 | 97.3281 | 96.1901 | 94.0697 | 91.0907 | 86.6023 | 82.7607 | 80.6817 | 78.9178 | 5.9259 | 5.2533 | 4.4556 | 2.6073 | 2.8809 | 4.0335 | 3.6674 | 4.459 | 4.2785 | 3.94 | 3.7052 | 3.7642 | 3.8379 | 3.8903 | 3.7926 | 3.5019 | 3.4951 | 3.4844 | 3.7538 | 3.1211 | 2.7522 | 2.8839 | 2.3778 | 2.4912
Program Specific1-in-2Size: Over 200kWOrange County2022September Monthly Peak | Program Specific | 1-in-2 | Size: Over 200kW | Orange County | 2022 | September Monthly Peak | 9 | 139.9004 | 135.3602 | 130.6287 | 132.2925 | 145.2657 | 178.5191 | 212.0585 | 231.7706 | 250.569 | 259.8057 | 267.8187 | 268.7878 | 266.7741 | 265.9342 | 258.0778 | 241.7814 | 224.9038 | 207.4084 | 197.8149 | 196.1354 | 186.8034 | 175.6349 | 162.3227 | 153.4406 | -0.67025 | -1.1005 | -0.67301 | -1.534 | -1.7993 | -1.1794 | -2.0302 | -1.4746 | -1.3131 | -1.6903 | -2.501 | -2.1767 | -0.3484 | 5.5109 | 20.8326 | 20.593 | 19.6551 | 17.2536 | 5.0278 | 0.34508 | -0.86273 | -0.61988 | -0.13413 | -0.76716 | 71.5088 | 70.2322 | 69.5263 | 69.1119 | 68.7103 | 68.0643 | 68.284 | 68.3332 | 69.7924 | 75.2434 | 82.9109 | 88.4143 | 92.9246 | 95.5355 | 96.5514 | 96.8185 | 96.6155 | 95.3559 | 92.7816 | 88.7636 | 85.2625 | 82.7378 | 80.939 | 79.1781 | 5.6945 | 5.0717 | 4.2823 | 2.5315 | 2.8008 | 3.9522 | 3.6344 | 4.3716 | 4.212 | 3.8833 | 3.6219 | 3.6718 | 3.7383 | 3.8068 | 3.702 | 3.4042 | 3.3933 | 3.383 | 3.6852 | 3.0917 | 2.6763 | 2.8027 | 2.3065 | 2.4103
Program Specific1-in-2Size: Over 200kWOrange County2022October Monthly Peak | Program Specific | 1-in-2 | Size: Over 200kW | Orange County | 2022 | October Monthly Peak | 10 | 117.7061 | 114.0014 | 111.1306 | 112.8864 | 124.1777 | 153.0174 | 184.2551 | 203.3033 | 218.1876 | 224.434 | 232.2319 | 236.4148 | 236.5737 | 235.4917 | 228.3552 | 213.0747 | 197.7357 | 188.1749 | 176.4001 | 169.8572 | 161.9394 | 151.3719 | 140.4679 | 132.0172 | 0.43304 | 0.014211 | 0.12341 | -0.8564 | -1.0692 | -0.42638 | -1.037 | -0.82741 | -0.84314 | -1.324 | -1.8973 | -1.5498 | 0.1625 | 5.4377 | 18.8852 | 18.4386 | 17.6475 | 15.6584 | 4.1229 | 0.36588 | -0.54455 | -0.25137 | 0.2482 | -0.32982 | 71.1706 | 69.7394 | 69.0175 | 68.6197 | 67.8101 | 67.021 | 67.7187 | 69.201 | 69.5839 | 73.4906 | 78.3454 | 83.3475 | 86.9918 | 89.4602 | 91.1994 | 91.9653 | 91.8702 | 90.4504 | 87.6208 | 83.4953 | 79.8727 | 76.9973 | 74.9195 | 73.1505 | 4.8067 | 4.2853 | 3.655 | 2.1672 | 2.402 | 3.3987 | 3.1682 | 3.8471 | 3.6796 | 3.3655 | 3.1508 | 3.24 | 3.3258 | 3.382 | 3.2863 | 3.0097 | 2.9931 | 3.0792 | 3.2969 | 2.6862 | 2.3276 | 2.4234 | 2.0024 | 2.0805
Program Specific1-in-2Size: Over 200kWOrange County2022November Monthly Peak | Program Specific | 1-in-2 | Size: Over 200kW | Orange County | 2022 | November Monthly Peak | 11 | 121.6095 | 118.0291 | 114.262 | 114.4395 | 125.4427 | 153.254 | 181.4957 | 198.9147 | 211.6219 | 218.5471 | 224.6536 | 227.8379 | 227.7075 | 226.8757 | 218.8624 | 203.9662 | 190.17 | 183.7261 | 173.1597 | 166.8564 | 160.3751 | 150.7418 | 139.3658 | 130.8165 | 3.5864 | 2.984 | 2.3076 | 0.52994 | 0.36354 | 1.357 | 1.1607 | 0.58012 | 0.069747 | -0.8852 | -1.0353 | -0.42237 | 1.5393 | 6.8759 | 19.4199 | 18.498 | 18.0471 | 15.3023 | 2.9686 | 0.56012 | 0.074415 | 0.60816 | 1.3477 | 0.67039 | 60.5251 | 60.0372 | 59.6507 | 59.0976 | 58.6707 | 58.9004 | 58.5223 | 58.4972 | 62.5689 | 67.5324 | 73.8642 | 78.9838 | 82.7441 | 84.1888 | 84.8508 | 84.3058 | 82.326 | 78.0191 | 73.3994 | 70.563 | 68.4084 | 66.5345 | 65.008 | 63.6657 | 5.3239 | 4.7563 | 4.0287 | 2.3553 | 2.6013 | 3.6492 | 3.3456 | 4.0353 | 3.826 | 3.5133 | 3.2676 | 3.3475 | 3.4318 | 3.493 | 3.3767 | 3.0887 | 3.086 | 3.223 | 3.4695 | 2.8288 | 2.4712 | 2.5872 | 2.1299 | 2.2102
Program Specific1-in-2Size: Over 200kWOrange County2022December Monthly Peak | Program Specific | 1-in-2 | Size: Over 200kW | Orange County | 2022 | December Monthly Peak | 12 | 118.3656 | 114.247 | 111.433 | 113.0126 | 124.0721 | 150.7709 | 181.0911 | 195.6012 | 205.9392 | 205.3491 | 205.1494 | 202.3598 | 197.7559 | 193.614 | 186.2761 | 173.9752 | 164.5047 | 161.9585 | 154.5877 | 151.5759 | 147.1908 | 140.2845 | 131.6139 | 124.5661 | 3.4907 | 2.8884 | 2.2505 | 0.52333 | 0.35956 | 1.335 | 1.1581 | 0.57045 | 0.067874 | -0.83174 | -0.94542 | -0.37514 | 1.3369 | 5.8679 | 16.5285 | 15.7781 | 15.6114 | 13.4893 | 2.6502 | 0.50882 | 0.068297 | 0.56597 | 1.2727 | 0.63836 | 47.9306 | 47.2398 | 46.5259 | 45.6549 | 45.1221 | 44.2641 | 43.9535 | 43.7838 | 44.3187 | 46.9487 | 49.101 | 50.7821 | 52.3644 | 53.5031 | 53.9698 | 53.9466 | 53.3428 | 52.4477 | 51.1671 | 49.9331 | 49.1648 | 48.3015 | 47.5698 | 46.8593 | 5.1819 | 4.6039 | 3.929 | 2.3259 | 2.5728 | 3.5901 | 3.3381 | 3.968 | 3.7233 | 3.3012 | 2.9839 | 2.9731 | 2.9804 | 2.9809 | 2.8739 | 2.6345 | 2.6695 | 2.8412 | 3.0974 | 2.5698 | 2.268 | 2.4077 | 2.0114 | 2.1046
Program Specific1-in-2Size: Over 200kWOrange County2022Typical Event Day | Program Specific | 1-in-2 | Size: Over 200kW | Orange County | 2022 | Typical Event Day | 8 | 141.2357 | 136.0865 | 131.9464 | 132.4823 | 145.28 | 176.5515 | 206.6462 | 226.7382 | 242.4319 | 250.4746 | 259.7199 | 261.1584 | 259.4741 | 257.7229 | 250.7238 | 236.3907 | 220.5251 | 204.0011 | 192.5499 | 189.4894 | 184.4841 | 174.4016 | 161.5801 | 153.3126 | -0.21964 | -0.67726 | -0.36412 | -1.3333 | -1.5899 | -0.90872 | -1.6669 | -1.244 | -1.143 | -1.5715 | -2.3095 | -1.961 | -0.14132 | 5.5739 | 20.4285 | 20.257 | 19.4287 | 16.9721 | 4.7436 | 0.36196 | -0.76352 | -0.49102 | 0.026568 | -0.62001 | 72.3455 | 71.2037 | 70.2737 | 69.4181 | 68.8067 | 68.11 | 67.874 | 68.1819 | 70.5277 | 75.4473 | 81.2162 | 85.7423 | 89.3475 | 91.9032 | 93.5313 | 94.1544 | 94.439 | 93.5174 | 91.5162 | 88.3418 | 84.363 | 80.6674 | 78.3224 | 76.5965 | 5.7488 | 5.0989 | 4.3255 | 2.5352 | 2.801 | 3.9087 | 3.5416 | 4.2766 | 4.0752 | 3.7438 | 3.5123 | 3.5675 | 3.636 | 3.6893 | 3.5965 | 3.3283 | 3.3273 | 3.3274 | 3.5871 | 2.9869 | 2.643 | 2.783 | 2.2959 | 2.4083
Program Specific1-in-2Size: Over 200kWOrange County2023January Monthly Peak | Program Specific | 1-in-2 | Size: Over 200kW | Orange County | 2023 | January Monthly Peak | 1 | 117.585 | 113.1414 | 110.5812 | 112.3633 | 124.0252 | 153.0449 | 185.625 | 202.1576 | 212.7919 | 212.9492 | 214.3038 | 214.0568 | 211.3557 | 208.2611 | 200.532 | 187.052 | 174.9643 | 170.2813 | 162.5155 | 159.1424 | 153.7367 | 146.3489 | 136.6525 | 128.6114 | 3.4677 | 2.8604 | 2.2333 | 0.52032 | 0.35943 | 1.3552 | 1.1871 | 0.58957 | 0.070132 | -0.86252 | -0.98761 | -0.39682 | 1.4288 | 6.3118 | 17.7934 | 16.964 | 16.6041 | 14.1825 | 2.7861 | 0.53422 | 0.071335 | 0.59044 | 1.3214 | 0.65909 | 52.3805 | 51.9024 | 51.4204 | 50.8623 | 50.7385 | 50.3848 | 50.2528 | 50.2949 | 50.8656 | 52.1723 | 53.859 | 54.9711 | 55.3321 | 56.2579 | 56.7753 | 56.6605 | 56.3514 | 55.8413 | 54.7592 | 53.6493 | 52.8607 | 52.7024 | 52.7384 | 52.14 | 5.1477 | 4.5594 | 3.8989 | 2.3126 | 2.5719 | 3.6442 | 3.4217 | 4.1011 | 3.8472 | 3.4233 | 3.1171 | 3.145 | 3.1854 | 3.2064 | 3.0939 | 2.8325 | 2.8393 | 2.9872 | 3.2563 | 2.698 | 2.3689 | 2.5118 | 2.0884 | 2.1729
Program Specific1-in-2Size: Over 200kWOrange County2023February Monthly Peak | Program Specific | 1-in-2 | Size: Over 200kW | Orange County | 2023 | February Monthly Peak | 2 | 115.9727 | 111.8115 | 109.2386 | 111.1299 | 122.5649 | 150.8684 | 182.3236 | 198.2595 | 208.6439 | 209.7643 | 212.1193 | 212.8974 | 210.8888 | 208.4923 | 201.0838 | 187.8391 | 175.5456 | 170.4165 | 161.9777 | 158.0502 | 152.5064 | 145.0175 | 135.2646 | 127.3546 | 3.4202 | 2.8268 | 2.2062 | 0.51461 | 0.3552 | 1.3359 | 1.166 | 0.5782 | 0.068765 | -0.84962 | -0.97754 | -0.39467 | 1.4257 | 6.3188 | 17.8424 | 17.0354 | 16.6592 | 14.1937 | 2.7769 | 0.53055 | 0.070764 | 0.58507 | 1.308 | 0.65265 | 52.4777 | 52.3177 | 52.3348 | 52.1622 | 51.5151 | 51.5563 | 51.2585 | 51.5891 | 52.7587 | 55.708 | 58.8498 | 61.5526 | 62.9698 | 63.5891 | 64.1427 | 63.9028 | 63.408 | 62.2377 | 60.4715 | 58.8966 | 57.8206 | 56.576 | 55.4903 | 54.105 | 5.0771 | 4.5058 | 3.8516 | 2.2872 | 2.5416 | 3.5924 | 3.3608 | 4.022 | 3.7722 | 3.3721 | 3.0853 | 3.128 | 3.1784 | 3.21 | 3.1024 | 2.8444 | 2.8487 | 2.9896 | 3.2455 | 2.6795 | 2.35 | 2.4889 | 2.0672 | 2.1517
Program Specific1-in-2Size: Over 200kWOrange County2023March Monthly Peak | Program Specific | 1-in-2 | Size: Over 200kW | Orange County | 2023 | March Monthly Peak | 3 | 121.5579 | 116.5431 | 113.5648 | 114.6971 | 124.8285 | 153.7898 | 182.2308 | 200.0982 | 211.5306 | 214.337 | 218.1167 | 218.9785 | 218.1973 | 218.1581 | 210.6024 | 197.8084 | 184.3159 | 173.2689 | 164.1572 | 164.3762 | 160.4441 | 152.6907 | 141.1332 | 132.0097 | 3.5849 | 2.9464 | 2.2935 | 0.53113 | 0.36176 | 1.3618 | 1.1654 | 0.58357 | 0.069717 | -0.86814 | -1.0052 | -0.40595 | 1.4751 | 6.6117 | 18.687 | 17.9395 | 17.4915 | 14.4313 | 2.8143 | 0.55179 | 0.074447 | 0.61603 | 1.3648 | 0.6765 | 52.9993 | 51.9132 | 51.3476 | 51.1641 | 50.7028 | 50.2367 | 49.9439 | 50.3054 | 52.3809 | 54.8365 | 58.1434 | 61.1404 | 63.2311 | 65.2041 | 66.7006 | 67.3959 | 67.4656 | 66.7008 | 64.0682 | 60.4283 | 58.3494 | 56.6818 | 55.5693 | 53.9099 | 5.3216 | 4.6965 | 4.0041 | 2.3606 | 2.5885 | 3.6619 | 3.3591 | 4.0593 | 3.8244 | 3.4457 | 3.1725 | 3.2173 | 3.2885 | 3.3588 | 3.2492 | 2.9954 | 2.991 | 3.0396 | 3.2892 | 2.7868 | 2.4723 | 2.6206 | 2.1569 | 2.2303
Program Specific1-in-2Size: Over 200kWOrange County2023April Monthly Peak | Program Specific | 1-in-2 | Size: Over 200kW | Orange County | 2023 | April Monthly Peak | 4 | 120.5343 | 116.0212 | 112.9027 | 114.0967 | 123.9194 | 152.3269 | 179.4486 | 197.9852 | 211.0534 | 217.0846 | 224.2641 | 227.6883 | 228.5819 | 229.8616 | 222.7711 | 209.3704 | 194.3617 | 180.9484 | 169.6876 | 168.1925 | 163.1029 | 153.9335 | 141.8261 | 132.6163 | 3.5547 | 2.9333 | 2.2802 | 0.52835 | 0.35912 | 1.3488 | 1.1476 | 0.5774 | 0.069559 | -0.87927 | -1.0335 | -0.42209 | 1.5453 | 6.9664 | 19.7668 | 18.9881 | 18.4449 | 15.0709 | 2.9091 | 0.5646 | 0.075681 | 0.62104 | 1.3715 | 0.67961 | 63.5876 | 62.385 | 61.3793 | 60.7217 | 59.6452 | 58.9144 | 58.1552 | 58.2357 | 60.7716 | 65.2625 | 70.4155 | 75.6969 | 80.4982 | 83.6763 | 85.4644 | 86.4301 | 86.0888 | 84.8975 | 82.5577 | 79.3295 | 74.2343 | 71.0423 | 68.9114 | 66.85 | 5.2768 | 4.6754 | 3.9808 | 2.3483 | 2.5697 | 3.6271 | 3.3078 | 4.0164 | 3.8157 | 3.4898 | 3.2619 | 3.3453 | 3.445 | 3.539 | 3.437 | 3.1705 | 3.154 | 3.1743 | 3.4 | 2.8515 | 2.5132 | 2.642 | 2.1675 | 2.2406
Program Specific1-in-2Size: Over 200kWOrange County2023May Monthly Peak | Program Specific | 1-in-2 | Size: Over 200kW | Orange County | 2023 | May Monthly Peak | 5 | 125.2039 | 120.6376 | 116.7369 | 118.0022 | 129.2038 | 158.1854 | 185.5591 | 206.4372 | 221.6265 | 229.3713 | 236.4035 | 240.1001 | 239.948 | 239.4358 | 232.1221 | 217.1574 | 201.7966 | 187.8865 | 176.7157 | 172.8369 | 169.9398 | 160.2749 | 147.8861 | 138.9292 | 2.8402 | 2.2497 | 1.7701 | 0.1663 | -0.017624 | 0.91513 | 0.59836 | 0.22177 | -0.17204 | -1.0409 | -1.3115 | -0.74276 | 1.2378 | 6.801 | 20.2274 | 19.4564 | 18.8497 | 15.645 | 3.3198 | 0.52537 | -0.092622 | 0.40594 | 1.1219 | 0.43271 | 66.2326 | 65.0807 | 63.8494 | 62.733 | 61.9699 | 60.9693 | 60.5041 | 60.877 | 63.6999 | 67.7519 | 72.2759 | 77.0962 | 81.5213 | 84.6243 | 86.7821 | 87.9652 | 88.3177 | 87.2725 | 84.8482 | 81.7672 | 77.2515 | 73.8317 | 71.9107 | 70.1917 | 5.3404 | 4.7365 | 4.0102 | 2.3662 | 2.6104 | 3.6698 | 3.3326 | 4.0803 | 3.9039 | 3.5926 | 3.3502 | 3.437 | 3.5234 | 3.5917 | 3.4892 | 3.2039 | 3.1905 | 3.2113 | 3.4498 | 2.8549 | 2.5513 | 2.6801 | 2.202 | 2.2869
Program Specific1-in-2Size: Over 200kWOrange County2023June Monthly Peak | Program Specific | 1-in-2 | Size: Over 200kW | Orange County | 2023 | June Monthly Peak | 6 | 134.3982 | 129.746 | 125.3053 | 126.6712 | 137.9324 | 166.2345 | 192.7445 | 211.0313 | 224.5447 | 231.7841 | 239.5782 | 242.5132 | 241.2652 | 239.51 | 233.1538 | 221.7548 | 208.4392 | 194.896 | 184.861 | 179.5389 | 175.8833 | 167.4905 | 154.7176 | 146.2539 | 1.9319 | 1.3687 | 1.1301 | -0.31973 | -0.52986 | 0.33866 | -0.12458 | -0.24796 | -0.4775 | -1.1898 | -1.6038 | -1.1173 | 0.77288 | 6.2467 | 19.8646 | 19.5716 | 19.0909 | 16.2239 | 3.8436 | 0.47622 | -0.31255 | 0.11711 | 0.78004 | 0.096578 | 69.0516 | 67.8275 | 66.5949 | 65.6489 | 64.821 | 64.1045 | 63.3882 | 63.9648 | 67.1071 | 71.7165 | 75.8093 | 79.8958 | 82.8981 | 85.4292 | 87.3908 | 88.5978 | 89.2381 | 88.7144 | 87.1868 | 84.2626 | 80.4068 | 76.2227 | 73.5157 | 71.7035 | 5.5921 | 4.9694 | 4.1991 | 2.4778 | 2.7185 | 3.7621 | 3.3768 | 4.0689 | 3.8584 | 3.5414 | 3.312 | 3.3865 | 3.456 | 3.5048 | 3.4189 | 3.1916 | 3.2148 | 3.2495 | 3.5204 | 2.893 | 2.5758 | 2.7322 | 2.2473 | 2.3485
Program Specific1-in-2Size: Over 200kWOrange County2023July Monthly Peak | Program Specific | 1-in-2 | Size: Over 200kW | Orange County | 2023 | July Monthly Peak | 7 | 140.6188 | 135.529 | 131.3971 | 132.4789 | 144.3699 | 173.8414 | 200.8298 | 219.2774 | 232.3719 | 239.8123 | 247.0036 | 248.7187 | 247.0045 | 245.5448 | 239.3358 | 228.1554 | 215.9347 | 202.3155 | 192.1975 | 186.8109 | 182.2624 | 173.1321 | 159.9118 | 151.3824 | -0.069308 | -0.53417 | -0.2594 | -1.2666 | -1.5115 | -0.81149 | -1.5206 | -1.14 | -1.0555 | -1.4864 | -2.1602 | -1.8195 | -0.072792 | 5.3834 | 19.5601 | 19.5904 | 19.0745 | 16.8325 | 4.6856 | 0.36609 | -0.72562 | -0.44687 | 0.078302 | -0.56471 | 71.7941 | 70.9699 | 70.0983 | 69.2013 | 68.427 | 67.8445 | 67.6947 | 68.0986 | 70.4421 | 74.8914 | 81.0934 | 84.951 | 88.5324 | 91.2618 | 93.3046 | 94.0727 | 94.5743 | 93.8093 | 92.0269 | 89.2505 | 85.1805 | 80.9482 | 78.1532 | 76.5867 | 5.7256 | 5.0797 | 4.3089 | 2.5359 | 2.7844 | 3.85 | 3.4431 | 4.1373 | 3.9074 | 3.5856 | 3.3415 | 3.3987 | 3.4624 | 3.5161 | 3.4343 | 3.2134 | 3.2591 | 3.301 | 3.5817 | 2.9457 | 2.6121 | 2.7637 | 2.273 | 2.3788
Program Specific1-in-2Size: Over 200kWOrange County2023August Monthly Peak | Program Specific | 1-in-2 | Size: Over 200kW | Orange County | 2023 | August Monthly Peak | 8 | 144.0559 | 138.7361 | 134.4855 | 134.8228 | 147.8525 | 180.2773 | 211.7324 | 233.9193 | 251.8503 | 260.8297 | 271.0985 | 272.6614 | 271.0046 | 268.911 | 261.6133 | 246.1102 | 229.2148 | 211.3816 | 199.3804 | 195.9235 | 190.0865 | 178.8247 | 165.5866 | 156.9198 | -2.2057 | -2.5505 | -1.739 | -2.2346 | -2.5248 | -2.0463 | -3.0646 | -2.1543 | -1.7503 | -1.8935 | -2.9252 | -2.7306 | -1.0247 | 4.7817 | 20.4751 | 20.5449 | 19.5038 | 17.5775 | 5.5737 | 0.24866 | -1.1744 | -1.0462 | -0.67019 | -1.2721 | 77.0273 | 75.7851 | 74.8752 | 73.7101 | 73.2687 | 72.427 | 72.1289 | 72.3312 | 74.769 | 79.9381 | 85.0511 | 89.7083 | 93.0348 | 95.3863 | 96.8784 | 97.1287 | 97.3281 | 96.1901 | 94.0697 | 91.0907 | 86.6023 | 82.7607 | 80.6817 | 78.9178 | 5.9259 | 5.2533 | 4.4556 | 2.6073 | 2.8809 | 4.0335 | 3.6674 | 4.459 | 4.2785 | 3.94 | 3.7052 | 3.7642 | 3.8379 | 3.8903 | 3.7926 | 3.5019 | 3.4951 | 3.4844 | 3.7538 | 3.1211 | 2.7522 | 2.8839 | 2.3778 | 2.4912
Program Specific1-in-2Size: Over 200kWOrange County2023September Monthly Peak | Program Specific | 1-in-2 | Size: Over 200kW | Orange County | 2023 | September Monthly Peak | 9 | 139.9004 | 135.3602 | 130.6287 | 132.2925 | 145.2657 | 178.5192 | 212.0585 | 231.7706 | 250.569 | 259.8057 | 267.8187 | 268.7878 | 266.7741 | 265.9342 | 258.0778 | 241.7814 | 224.9038 | 207.4084 | 197.8149 | 196.1354 | 186.8034 | 175.6349 | 162.3227 | 153.4406 | -0.67025 | -1.1005 | -0.67301 | -1.534 | -1.7993 | -1.1794 | -2.0302 | -1.4746 | -1.3131 | -1.6903 | -2.501 | -2.1767 | -0.3484 | 5.5109 | 20.8326 | 20.593 | 19.6551 | 17.2536 | 5.0278 | 0.34508 | -0.86273 | -0.61988 | -0.13413 | -0.76716 | 71.5088 | 70.2322 | 69.5263 | 69.1119 | 68.7103 | 68.0643 | 68.284 | 68.3332 | 69.7924 | 75.2434 | 82.9109 | 88.4143 | 92.9246 | 95.5355 | 96.5514 | 96.8185 | 96.6155 | 95.3559 | 92.7816 | 88.7636 | 85.2625 | 82.7378 | 80.939 | 79.1781 | 5.6945 | 5.0717 | 4.2823 | 2.5315 | 2.8008 | 3.9522 | 3.6344 | 4.3716 | 4.212 | 3.8833 | 3.6219 | 3.6718 | 3.7383 | 3.8068 | 3.702 | 3.4042 | 3.3933 | 3.383 | 3.6852 | 3.0917 | 2.6763 | 2.8027 | 2.3065 | 2.4103
Program Specific1-in-2Size: Over 200kWOrange County2023October Monthly Peak | Program Specific | 1-in-2 | Size: Over 200kW | Orange County | 2023 | October Monthly Peak | 10 | 117.7061 | 114.0014 | 111.1306 | 112.8864 | 124.1777 | 153.0174 | 184.2551 | 203.3033 | 218.1876 | 224.434 | 232.2319 | 236.4148 | 236.5737 | 235.4917 | 228.3552 | 213.0747 | 197.7357 | 188.1749 | 176.4001 | 169.8572 | 161.9394 | 151.3719 | 140.4679 | 132.0172 | 0.43304 | 0.014211 | 0.12341 | -0.8564 | -1.0692 | -0.42638 | -1.037 | -0.82741 | -0.84314 | -1.324 | -1.8973 | -1.5498 | 0.1625 | 5.4377 | 18.8852 | 18.4386 | 17.6475 | 15.6584 | 4.1229 | 0.36588 | -0.54455 | -0.25137 | 0.2482 | -0.32982 | 71.1706 | 69.7394 | 69.0175 | 68.6197 | 67.8101 | 67.021 | 67.7187 | 69.201 | 69.5839 | 73.4906 | 78.3454 | 83.3475 | 86.9918 | 89.4602 | 91.1994 | 91.9653 | 91.8702 | 90.4504 | 87.6208 | 83.4953 | 79.8727 | 76.9973 | 74.9195 | 73.1505 | 4.8067 | 4.2853 | 3.655 | 2.1672 | 2.402 | 3.3987 | 3.1682 | 3.8471 | 3.6796 | 3.3655 | 3.1508 | 3.24 | 3.3258 | 3.382 | 3.2863 | 3.0097 | 2.9931 | 3.0792 | 3.2969 | 2.6862 | 2.3276 | 2.4234 | 2.0024 | 2.0805
Program Specific1-in-2Size: Over 200kWOrange County2023November Monthly Peak | Program Specific | 1-in-2 | Size: Over 200kW | Orange County | 2023 | November Monthly Peak | 11 | 121.6095 | 118.0291 | 114.262 | 114.4395 | 125.4427 | 153.254 | 181.4957 | 198.9147 | 211.6219 | 218.5471 | 224.6536 | 227.8379 | 227.7075 | 226.8757 | 218.8624 | 203.9662 | 190.17 | 183.7261 | 173.1597 | 166.8564 | 160.3751 | 150.7418 | 139.3658 | 130.8165 | 3.5864 | 2.984 | 2.3076 | 0.52994 | 0.36354 | 1.357 | 1.1607 | 0.58012 | 0.069747 | -0.8852 | -1.0353 | -0.42237 | 1.5393 | 6.8759 | 19.4199 | 18.498 | 18.0471 | 15.3023 | 2.9686 | 0.56012 | 0.074415 | 0.60816 | 1.3477 | 0.67039 | 60.5251 | 60.0372 | 59.6507 | 59.0976 | 58.6707 | 58.9004 | 58.5223 | 58.4972 | 62.5689 | 67.5324 | 73.8642 | 78.9839 | 82.7441 | 84.1888 | 84.8508 | 84.3058 | 82.326 | 78.0191 | 73.3994 | 70.563 | 68.4084 | 66.5345 | 65.008 | 63.6657 | 5.3239 | 4.7563 | 4.0287 | 2.3553 | 2.6013 | 3.6492 | 3.3456 | 4.0353 | 3.826 | 3.5133 | 3.2676 | 3.3475 | 3.4318 | 3.493 | 3.3767 | 3.0887 | 3.086 | 3.223 | 3.4695 | 2.8288 | 2.4712 | 2.5872 | 2.1299 | 2.2102
Program Specific1-in-2Size: Over 200kWOrange County2023December Monthly Peak | Program Specific | 1-in-2 | Size: Over 200kW | Orange County | 2023 | December Monthly Peak | 12 | 118.3655 | 114.247 | 111.433 | 113.0126 | 124.0722 | 150.7709 | 181.091 | 195.6012 | 205.9392 | 205.3491 | 205.1494 | 202.3598 | 197.7559 | 193.614 | 186.2761 | 173.9752 | 164.5047 | 161.9585 | 154.5877 | 151.5759 | 147.1908 | 140.2845 | 131.6139 | 124.5661 | 3.4907 | 2.8884 | 2.2505 | 0.52333 | 0.35956 | 1.335 | 1.1581 | 0.57045 | 0.067874 | -0.83174 | -0.94542 | -0.37514 | 1.3369 | 5.8679 | 16.5285 | 15.7781 | 15.6114 | 13.4893 | 2.6502 | 0.50882 | 0.068297 | 0.56597 | 1.2727 | 0.63836 | 47.9306 | 47.2398 | 46.5259 | 45.6549 | 45.1221 | 44.264 | 43.9535 | 43.7838 | 44.3187 | 46.9487 | 49.101 | 50.7821 | 52.3644 | 53.5031 | 53.9698 | 53.9466 | 53.3428 | 52.4477 | 51.1671 | 49.9331 | 49.1648 | 48.3015 | 47.5698 | 46.8593 | 5.1819 | 4.6039 | 3.929 | 2.3259 | 2.5728 | 3.5901 | 3.3381 | 3.968 | 3.7233 | 3.3012 | 2.9839 | 2.9731 | 2.9804 | 2.9809 | 2.8739 | 2.6345 | 2.6695 | 2.8412 | 3.0974 | 2.5698 | 2.268 | 2.4077 | 2.0114 | 2.1046
Program Specific1-in-2Size: Over 200kWOrange County2023Typical Event Day | Program Specific | 1-in-2 | Size: Over 200kW | Orange County | 2023 | Typical Event Day | 8 | 141.2357 | 136.0865 | 131.9464 | 132.4824 | 145.28 | 176.5515 | 206.6462 | 226.7382 | 242.4319 | 250.4746 | 259.7199 | 261.1584 | 259.4741 | 257.7229 | 250.7237 | 236.3907 | 220.5251 | 204.0011 | 192.5499 | 189.4894 | 184.4841 | 174.4016 | 161.5801 | 153.3126 | -0.21964 | -0.67726 | -0.36412 | -1.3333 | -1.5899 | -0.90872 | -1.6669 | -1.244 | -1.143 | -1.5715 | -2.3095 | -1.961 | -0.14132 | 5.5739 | 20.4285 | 20.257 | 19.4287 | 16.9721 | 4.7436 | 0.36196 | -0.76352 | -0.49102 | 0.026568 | -0.62001 | 72.3455 | 71.2037 | 70.2737 | 69.4181 | 68.8067 | 68.11 | 67.874 | 68.1819 | 70.5277 | 75.4473 | 81.2162 | 85.7423 | 89.3475 | 91.9032 | 93.5313 | 94.1544 | 94.439 | 93.5174 | 91.5162 | 88.3418 | 84.363 | 80.6674 | 78.3224 | 76.5965 | 5.7488 | 5.0989 | 4.3255 | 2.5352 | 2.801 | 3.9087 | 3.5416 | 4.2766 | 4.0752 | 3.7438 | 3.5123 | 3.5675 | 3.636 | 3.6893 | 3.5965 | 3.3283 | 3.3273 | 3.3274 | 3.5871 | 2.9869 | 2.643 | 2.783 | 2.2959 | 2.4083
Program Specific1-in-2Size: Over 200kWOrange County2024January Monthly Peak | Program Specific | 1-in-2 | Size: Over 200kW | Orange County | 2024 | January Monthly Peak | 1 | 117.585 | 113.1414 | 110.5812 | 112.3633 | 124.0252 | 153.0449 | 185.625 | 202.1576 | 212.7919 | 212.9492 | 214.3038 | 214.0568 | 211.3557 | 208.2611 | 200.532 | 187.052 | 174.9642 | 170.2813 | 162.5155 | 159.1424 | 153.7367 | 146.3489 | 136.6525 | 128.6114 | 3.4677 | 2.8604 | 2.2333 | 0.52032 | 0.35943 | 1.3552 | 1.1871 | 0.58957 | 0.070132 | -0.86252 | -0.98761 | -0.39682 | 1.4288 | 6.3118 | 17.7934 | 16.964 | 16.6041 | 14.1825 | 2.7861 | 0.53422 | 0.071335 | 0.59044 | 1.3214 | 0.65909 | 52.3805 | 51.9024 | 51.4204 | 50.8623 | 50.7385 | 50.3848 | 50.2528 | 50.2949 | 50.8656 | 52.1723 | 53.859 | 54.9711 | 55.3321 | 56.2579 | 56.7753 | 56.6605 | 56.3514 | 55.8413 | 54.7592 | 53.6493 | 52.8607 | 52.7024 | 52.7384 | 52.14 | 5.1477 | 4.5594 | 3.8989 | 2.3126 | 2.5719 | 3.6442 | 3.4217 | 4.1011 | 3.8472 | 3.4233 | 3.1171 | 3.145 | 3.1854 | 3.2064 | 3.0939 | 2.8325 | 2.8393 | 2.9872 | 3.2563 | 2.698 | 2.3689 | 2.5118 | 2.0884 | 2.1729
Program Specific1-in-2Size: Over 200kWOrange County2024February Monthly Peak | Program Specific | 1-in-2 | Size: Over 200kW | Orange County | 2024 | February Monthly Peak | 2 | 115.9727 | 111.8115 | 109.2386 | 111.1299 | 122.5649 | 150.8684 | 182.3236 | 198.2595 | 208.6439 | 209.7643 | 212.1192 | 212.8974 | 210.8888 | 208.4923 | 201.0838 | 187.8391 | 175.5456 | 170.4165 | 161.9777 | 158.0501 | 152.5064 | 145.0175 | 135.2646 | 127.3546 | 3.4202 | 2.8268 | 2.2062 | 0.51461 | 0.3552 | 1.3359 | 1.166 | 0.5782 | 0.068765 | -0.84962 | -0.97754 | -0.39467 | 1.4257 | 6.3188 | 17.8424 | 17.0354 | 16.6592 | 14.1937 | 2.7769 | 0.53055 | 0.070764 | 0.58507 | 1.308 | 0.65265 | 52.4777 | 52.3177 | 52.3348 | 52.1622 | 51.5151 | 51.5563 | 51.2585 | 51.5891 | 52.7587 | 55.708 | 58.8498 | 61.5526 | 62.9698 | 63.5891 | 64.1427 | 63.9028 | 63.408 | 62.2378 | 60.4715 | 58.8966 | 57.8206 | 56.576 | 55.4903 | 54.105 | 5.0771 | 4.5058 | 3.8516 | 2.2872 | 2.5416 | 3.5924 | 3.3608 | 4.022 | 3.7722 | 3.3721 | 3.0853 | 3.128 | 3.1784 | 3.21 | 3.1024 | 2.8444 | 2.8487 | 2.9896 | 3.2455 | 2.6795 | 2.35 | 2.4889 | 2.0672 | 2.1517
Program Specific1-in-2Size: Over 200kWOrange County2024March Monthly Peak | Program Specific | 1-in-2 | Size: Over 200kW | Orange County | 2024 | March Monthly Peak | 3 | 121.5579 | 116.5431 | 113.5648 | 114.6971 | 124.8285 | 153.7898 | 182.2308 | 200.0982 | 211.5306 | 214.337 | 218.1167 | 218.9785 | 218.1973 | 218.158 | 210.6024 | 197.8084 | 184.3159 | 173.2689 | 164.1572 | 164.3762 | 160.4441 | 152.6907 | 141.1332 | 132.0097 | 3.5849 | 2.9464 | 2.2935 | 0.53113 | 0.36176 | 1.3618 | 1.1654 | 0.58357 | 0.069717 | -0.86814 | -1.0052 | -0.40595 | 1.4751 | 6.6117 | 18.687 | 17.9395 | 17.4915 | 14.4313 | 2.8143 | 0.55179 | 0.074447 | 0.61603 | 1.3648 | 0.6765 | 52.9993 | 51.9132 | 51.3476 | 51.1641 | 50.7028 | 50.2367 | 49.9439 | 50.3054 | 52.3809 | 54.8365 | 58.1434 | 61.1404 | 63.2311 | 65.2041 | 66.7006 | 67.3959 | 67.4656 | 66.7008 | 64.0683 | 60.4283 | 58.3494 | 56.6818 | 55.5693 | 53.9099 | 5.3216 | 4.6965 | 4.0041 | 2.3606 | 2.5885 | 3.6619 | 3.3591 | 4.0593 | 3.8244 | 3.4457 | 3.1725 | 3.2173 | 3.2885 | 3.3588 | 3.2492 | 2.9954 | 2.991 | 3.0396 | 3.2892 | 2.7868 | 2.4723 | 2.6206 | 2.1569 | 2.2303
Program Specific1-in-2Size: Over 200kWOrange County2024April Monthly Peak | Program Specific | 1-in-2 | Size: Over 200kW | Orange County | 2024 | April Monthly Peak | 4 | 120.5343 | 116.0212 | 112.9027 | 114.0967 | 123.9194 | 152.3269 | 179.4486 | 197.9852 | 211.0534 | 217.0846 | 224.2641 | 227.6883 | 228.5819 | 229.8616 | 222.7711 | 209.3704 | 194.3617 | 180.9484 | 169.6876 | 168.1925 | 163.1029 | 153.9335 | 141.8261 | 132.6163 | 3.5547 | 2.9333 | 2.2802 | 0.52835 | 0.35912 | 1.3488 | 1.1476 | 0.5774 | 0.069559 | -0.87927 | -1.0335 | -0.42209 | 1.5453 | 6.9664 | 19.7668 | 18.9881 | 18.4449 | 15.0709 | 2.9091 | 0.5646 | 0.075681 | 0.62104 | 1.3715 | 0.67961 | 63.5876 | 62.385 | 61.3793 | 60.7217 | 59.6452 | 58.9144 | 58.1552 | 58.2357 | 60.7716 | 65.2625 | 70.4155 | 75.6969 | 80.4982 | 83.6763 | 85.4644 | 86.4301 | 86.0888 | 84.8975 | 82.5576 | 79.3295 | 74.2343 | 71.0423 | 68.9114 | 66.85 | 5.2768 | 4.6754 | 3.9808 | 2.3483 | 2.5697 | 3.6271 | 3.3078 | 4.0164 | 3.8157 | 3.4898 | 3.2619 | 3.3453 | 3.445 | 3.539 | 3.437 | 3.1705 | 3.154 | 3.1743 | 3.4 | 2.8515 | 2.5132 | 2.642 | 2.1675 | 2.2406
Program Specific1-in-2Size: Over 200kWOrange County2024May Monthly Peak | Program Specific | 1-in-2 | Size: Over 200kW | Orange County | 2024 | May Monthly Peak | 5 | 125.2039 | 120.6376 | 116.7369 | 118.0021 | 129.2038 | 158.1854 | 185.5591 | 206.4372 | 221.6265 | 229.3713 | 236.4035 | 240.1002 | 239.948 | 239.4358 | 232.1221 | 217.1574 | 201.7966 | 187.8865 | 176.7157 | 172.8369 | 169.9398 | 160.2749 | 147.8861 | 138.9292 | 2.8402 | 2.2497 | 1.7701 | 0.1663 | -0.017624 | 0.91513 | 0.59836 | 0.22177 | -0.17204 | -1.0409 | -1.3115 | -0.74276 | 1.2378 | 6.801 | 20.2274 | 19.4564 | 18.8497 | 15.645 | 3.3198 | 0.52537 | -0.092622 | 0.40594 | 1.1219 | 0.43271 | 66.2326 | 65.0807 | 63.8494 | 62.733 | 61.9699 | 60.9693 | 60.5041 | 60.877 | 63.6999 | 67.752 | 72.2759 | 77.0962 | 81.5213 | 84.6243 | 86.7821 | 87.9652 | 88.3177 | 87.2725 | 84.8482 | 81.7672 | 77.2515 | 73.8317 | 71.9107 | 70.1917 | 5.3404 | 4.7365 | 4.0102 | 2.3662 | 2.6104 | 3.6698 | 3.3326 | 4.0803 | 3.9039 | 3.5926 | 3.3502 | 3.437 | 3.5234 | 3.5917 | 3.4892 | 3.2039 | 3.1905 | 3.2113 | 3.4498 | 2.8549 | 2.5513 | 2.6801 | 2.202 | 2.2869
Program Specific1-in-2Size: Over 200kWOrange County2024June Monthly Peak | Program Specific | 1-in-2 | Size: Over 200kW | Orange County | 2024 | June Monthly Peak | 6 | 134.3982 | 129.746 | 125.3053 | 126.6712 | 137.9324 | 166.2345 | 192.7445 | 211.0313 | 224.5447 | 231.7841 | 239.5782 | 242.5132 | 241.2653 | 239.51 | 233.1538 | 221.7548 | 208.4392 | 194.896 | 184.861 | 179.5389 | 175.8833 | 167.4905 | 154.7176 | 146.2539 | 1.9319 | 1.3687 | 1.1301 | -0.31973 | -0.52986 | 0.33866 | -0.12458 | -0.24796 | -0.4775 | -1.1898 | -1.6038 | -1.1173 | 0.77288 | 6.2467 | 19.8646 | 19.5716 | 19.0909 | 16.2239 | 3.8436 | 0.47622 | -0.31255 | 0.11711 | 0.78004 | 0.096578 | 69.0516 | 67.8275 | 66.5949 | 65.6489 | 64.821 | 64.1045 | 63.3882 | 63.9648 | 67.1071 | 71.7165 | 75.8093 | 79.8958 | 82.8981 | 85.4292 | 87.3908 | 88.5978 | 89.2381 | 88.7144 | 87.1868 | 84.2626 | 80.4068 | 76.2227 | 73.5157 | 71.7035 | 5.5921 | 4.9694 | 4.1991 | 2.4778 | 2.7185 | 3.7621 | 3.3768 | 4.0689 | 3.8584 | 3.5414 | 3.312 | 3.3865 | 3.456 | 3.5048 | 3.4189 | 3.1916 | 3.2148 | 3.2495 | 3.5204 | 2.893 | 2.5758 | 2.7322 | 2.2473 | 2.3485
Program Specific1-in-2Size: Over 200kWOrange County2024July Monthly Peak | Program Specific | 1-in-2 | Size: Over 200kW | Orange County | 2024 | July Monthly Peak | 7 | 140.6188 | 135.529 | 131.3971 | 132.4789 | 144.3699 | 173.8414 | 200.8298 | 219.2775 | 232.3719 | 239.8123 | 247.0036 | 248.7187 | 247.0045 | 245.5448 | 239.3358 | 228.1554 | 215.9347 | 202.3155 | 192.1975 | 186.8109 | 182.2624 | 173.1321 | 159.9118 | 151.3824 | -0.069308 | -0.53417 | -0.2594 | -1.2666 | -1.5115 | -0.81149 | -1.5206 | -1.14 | -1.0555 | -1.4864 | -2.1602 | -1.8195 | -0.072792 | 5.3834 | 19.5601 | 19.5904 | 19.0745 | 16.8325 | 4.6856 | 0.36609 | -0.72562 | -0.44687 | 0.078302 | -0.56471 | 71.7941 | 70.9699 | 70.0983 | 69.2013 | 68.427 | 67.8445 | 67.6947 | 68.0986 | 70.4421 | 74.8914 | 81.0934 | 84.951 | 88.5324 | 91.2618 | 93.3046 | 94.0727 | 94.5743 | 93.8093 | 92.0269 | 89.2505 | 85.1805 | 80.9483 | 78.1532 | 76.5867 | 5.7256 | 5.0797 | 4.3089 | 2.5359 | 2.7844 | 3.85 | 3.4431 | 4.1373 | 3.9074 | 3.5856 | 3.3415 | 3.3987 | 3.4624 | 3.5161 | 3.4343 | 3.2134 | 3.2591 | 3.301 | 3.5817 | 2.9457 | 2.6121 | 2.7637 | 2.273 | 2.3788
Program Specific1-in-2Size: Over 200kWOrange County2024August Monthly Peak | Program Specific | 1-in-2 | Size: Over 200kW | Orange County | 2024 | August Monthly Peak | 8 | 144.0559 | 138.7362 | 134.4855 | 134.8228 | 147.8525 | 180.2773 | 211.7324 | 233.9193 | 251.8503 | 260.8297 | 271.0985 | 272.6614 | 271.0046 | 268.911 | 261.6133 | 246.1102 | 229.2148 | 211.3816 | 199.3804 | 195.9235 | 190.0865 | 178.8247 | 165.5866 | 156.9198 | -2.2057 | -2.5505 | -1.739 | -2.2346 | -2.5248 | -2.0463 | -3.0646 | -2.1543 | -1.7503 | -1.8935 | -2.9252 | -2.7306 | -1.0247 | 4.7817 | 20.4751 | 20.5449 | 19.5038 | 17.5775 | 5.5737 | 0.24866 | -1.1744 | -1.0462 | -0.67019 | -1.2721 | 77.0273 | 75.7851 | 74.8752 | 73.7101 | 73.2687 | 72.427 | 72.1289 | 72.3312 | 74.769 | 79.9381 | 85.0511 | 89.7083 | 93.0348 | 95.3863 | 96.8784 | 97.1287 | 97.3281 | 96.1901 | 94.0697 | 91.0907 | 86.6023 | 82.7607 | 80.6817 | 78.9178 | 5.9259 | 5.2533 | 4.4556 | 2.6073 | 2.8809 | 4.0335 | 3.6674 | 4.459 | 4.2785 | 3.94 | 3.7052 | 3.7642 | 3.8379 | 3.8903 | 3.7926 | 3.5019 | 3.4951 | 3.4844 | 3.7538 | 3.1211 | 2.7522 | 2.8839 | 2.3778 | 2.4912
Program Specific1-in-2Size: Over 200kWOrange County2024September Monthly Peak | Program Specific | 1-in-2 | Size: Over 200kW | Orange County | 2024 | September Monthly Peak | 9 | 139.9004 | 135.3602 | 130.6287 | 132.2925 | 145.2657 | 178.5191 | 212.0585 | 231.7706 | 250.569 | 259.8057 | 267.8187 | 268.7878 | 266.7741 | 265.9342 | 258.0778 | 241.7814 | 224.9038 | 207.4084 | 197.8149 | 196.1354 | 186.8034 | 175.6349 | 162.3227 | 153.4406 | -0.67025 | -1.1005 | -0.67301 | -1.534 | -1.7993 | -1.1794 | -2.0302 | -1.4746 | -1.3131 | -1.6903 | -2.501 | -2.1767 | -0.3484 | 5.5109 | 20.8326 | 20.593 | 19.6551 | 17.2536 | 5.0278 | 0.34508 | -0.86273 | -0.61988 | -0.13413 | -0.76716 | 71.5088 | 70.2322 | 69.5263 | 69.1119 | 68.7103 | 68.0643 | 68.284 | 68.3332 | 69.7924 | 75.2434 | 82.9109 | 88.4143 | 92.9246 | 95.5355 | 96.5514 | 96.8185 | 96.6155 | 95.3559 | 92.7816 | 88.7636 | 85.2625 | 82.7378 | 80.939 | 79.1781 | 5.6945 | 5.0717 | 4.2823 | 2.5315 | 2.8008 | 3.9522 | 3.6344 | 4.3716 | 4.212 | 3.8833 | 3.6219 | 3.6718 | 3.7383 | 3.8068 | 3.702 | 3.4042 | 3.3933 | 3.383 | 3.6852 | 3.0917 | 2.6763 | 2.8027 | 2.3065 | 2.4103
Program Specific1-in-2Size: Over 200kWOrange County2024October Monthly Peak | Program Specific | 1-in-2 | Size: Over 200kW | Orange County | 2024 | October Monthly Peak | 10 | 117.7061 | 114.0014 | 111.1306 | 112.8864 | 124.1777 | 153.0174 | 184.2551 | 203.3033 | 218.1876 | 224.434 | 232.2319 | 236.4148 | 236.5737 | 235.4917 | 228.3552 | 213.0747 | 197.7357 | 188.1749 | 176.4001 | 169.8572 | 161.9394 | 151.3719 | 140.4679 | 132.0172 | 0.43304 | 0.014211 | 0.12341 | -0.8564 | -1.0692 | -0.42638 | -1.037 | -0.82741 | -0.84314 | -1.324 | -1.8973 | -1.5498 | 0.1625 | 5.4377 | 18.8852 | 18.4386 | 17.6475 | 15.6584 | 4.1229 | 0.36588 | -0.54455 | -0.25137 | 0.2482 | -0.32982 | 71.1706 | 69.7394 | 69.0175 | 68.6197 | 67.8101 | 67.021 | 67.7187 | 69.201 | 69.5839 | 73.4906 | 78.3454 | 83.3475 | 86.9918 | 89.4602 | 91.1994 | 91.9653 | 91.8702 | 90.4504 | 87.6208 | 83.4953 | 79.8727 | 76.9973 | 74.9195 | 73.1505 | 4.8067 | 4.2853 | 3.655 | 2.1672 | 2.402 | 3.3987 | 3.1682 | 3.8471 | 3.6796 | 3.3655 | 3.1508 | 3.24 | 3.3258 | 3.382 | 3.2863 | 3.0097 | 2.9931 | 3.0792 | 3.2969 | 2.6862 | 2.3276 | 2.4234 | 2.0024 | 2.0805
Program Specific1-in-2Size: Over 200kWOrange County2024November Monthly Peak | Program Specific | 1-in-2 | Size: Over 200kW | Orange County | 2024 | November Monthly Peak | 11 | 121.6095 | 118.0291 | 114.262 | 114.4395 | 125.4427 | 153.254 | 181.4957 | 198.9147 | 211.6219 | 218.5471 | 224.6536 | 227.8379 | 227.7075 | 226.8757 | 218.8624 | 203.9662 | 190.17 | 183.7261 | 173.1597 | 166.8564 | 160.3751 | 150.7418 | 139.3658 | 130.8165 | 3.5864 | 2.984 | 2.3076 | 0.52994 | 0.36354 | 1.357 | 1.1607 | 0.58012 | 0.069747 | -0.8852 | -1.0353 | -0.42237 | 1.5393 | 6.8759 | 19.4199 | 18.498 | 18.0471 | 15.3023 | 2.9686 | 0.56012 | 0.074415 | 0.60816 | 1.3477 | 0.67039 | 60.5251 | 60.0372 | 59.6507 | 59.0976 | 58.6707 | 58.9004 | 58.5223 | 58.4972 | 62.5689 | 67.5324 | 73.8642 | 78.9839 | 82.7441 | 84.1888 | 84.8508 | 84.3058 | 82.326 | 78.0191 | 73.3994 | 70.563 | 68.4084 | 66.5345 | 65.008 | 63.6657 | 5.3239 | 4.7563 | 4.0287 | 2.3553 | 2.6013 | 3.6492 | 3.3456 | 4.0353 | 3.826 | 3.5133 | 3.2676 | 3.3475 | 3.4318 | 3.493 | 3.3767 | 3.0887 | 3.086 | 3.223 | 3.4695 | 2.8288 | 2.4712 | 2.5872 | 2.1299 | 2.2102
Program Specific1-in-2Size: Over 200kWOrange County2024December Monthly Peak | Program Specific | 1-in-2 | Size: Over 200kW | Orange County | 2024 | December Monthly Peak | 12 | 118.3656 | 114.247 | 111.433 | 113.0126 | 124.0722 | 150.7709 | 181.0911 | 195.6012 | 205.9392 | 205.3491 | 205.1494 | 202.3598 | 197.7559 | 193.614 | 186.2761 | 173.9752 | 164.5047 | 161.9585 | 154.5877 | 151.5759 | 147.1908 | 140.2845 | 131.6139 | 124.5661 | 3.4907 | 2.8884 | 2.2505 | 0.52333 | 0.35956 | 1.335 | 1.1581 | 0.57045 | 0.067874 | -0.83174 | -0.94542 | -0.37514 | 1.3369 | 5.8679 | 16.5285 | 15.7781 | 15.6114 | 13.4893 | 2.6502 | 0.50882 | 0.068297 | 0.56597 | 1.2727 | 0.63836 | 47.9306 | 47.2398 | 46.5259 | 45.6549 | 45.1221 | 44.264 | 43.9535 | 43.7838 | 44.3187 | 46.9487 | 49.101 | 50.7821 | 52.3644 | 53.5031 | 53.9698 | 53.9466 | 53.3428 | 52.4477 | 51.1671 | 49.9331 | 49.1648 | 48.3015 | 47.5698 | 46.8593 | 5.1819 | 4.6039 | 3.929 | 2.3259 | 2.5728 | 3.5901 | 3.3381 | 3.968 | 3.7233 | 3.3012 | 2.9839 | 2.9731 | 2.9804 | 2.9809 | 2.8739 | 2.6345 | 2.6695 | 2.8412 | 3.0974 | 2.5698 | 2.268 | 2.4077 | 2.0114 | 2.1046
Program Specific1-in-2Size: Over 200kWOrange County2024Typical Event Day | Program Specific | 1-in-2 | Size: Over 200kW | Orange County | 2024 | Typical Event Day | 8 | 141.2357 | 136.0865 | 131.9464 | 132.4823 | 145.28 | 176.5515 | 206.6462 | 226.7382 | 242.4319 | 250.4746 | 259.7199 | 261.1584 | 259.4741 | 257.7229 | 250.7238 | 236.3907 | 220.5251 | 204.0011 | 192.5499 | 189.4894 | 184.4841 | 174.4015 | 161.5801 | 153.3126 | -0.21964 | -0.67726 | -0.36412 | -1.3333 | -1.5899 | -0.90872 | -1.6669 | -1.244 | -1.143 | -1.5715 | -2.3095 | -1.961 | -0.14132 | 5.5739 | 20.4285 | 20.257 | 19.4287 | 16.9721 | 4.7436 | 0.36196 | -0.76352 | -0.49102 | 0.026568 | -0.62001 | 72.3455 | 71.2037 | 70.2737 | 69.4181 | 68.8067 | 68.11 | 67.874 | 68.1819 | 70.5277 | 75.4473 | 81.2162 | 85.7423 | 89.3475 | 91.9032 | 93.5313 | 94.1544 | 94.439 | 93.5174 | 91.5162 | 88.3418 | 84.363 | 80.6674 | 78.3224 | 76.5965 | 5.7488 | 5.0989 | 4.3255 | 2.5352 | 2.801 | 3.9087 | 3.5416 | 4.2766 | 4.0752 | 3.7438 | 3.5123 | 3.5675 | 3.636 | 3.6893 | 3.5965 | 3.3283 | 3.3273 | 3.3274 | 3.5871 | 2.9869 | 2.643 | 2.783 | 2.2959 | 2.4083
Program Specific1-in-2Size: Over 200kWOrange County2025January Monthly Peak | Program Specific | 1-in-2 | Size: Over 200kW | Orange County | 2025 | January Monthly Peak | 1 | 117.585 | 113.1414 | 110.5812 | 112.3633 | 124.0252 | 153.0449 | 185.625 | 202.1576 | 212.7919 | 212.9492 | 214.3038 | 214.0568 | 211.3557 | 208.2611 | 200.532 | 187.052 | 174.9643 | 170.2813 | 162.5155 | 159.1424 | 153.7367 | 146.3489 | 136.6525 | 128.6114 | 3.4677 | 2.8604 | 2.2333 | 0.52032 | 0.35943 | 1.3552 | 1.1871 | 0.58957 | 0.070132 | -0.86252 | -0.98761 | -0.39682 | 1.4288 | 6.3118 | 17.7934 | 16.964 | 16.6041 | 14.1825 | 2.7861 | 0.53422 | 0.071335 | 0.59044 | 1.3214 | 0.65909 | 52.3805 | 51.9024 | 51.4204 | 50.8623 | 50.7385 | 50.3848 | 50.2528 | 50.2949 | 50.8656 | 52.1723 | 53.859 | 54.9711 | 55.3321 | 56.2579 | 56.7753 | 56.6605 | 56.3514 | 55.8413 | 54.7592 | 53.6493 | 52.8607 | 52.7024 | 52.7384 | 52.14 | 5.1477 | 4.5594 | 3.8989 | 2.3126 | 2.5719 | 3.6442 | 3.4217 | 4.1011 | 3.8472 | 3.4233 | 3.1171 | 3.145 | 3.1854 | 3.2064 | 3.0939 | 2.8325 | 2.8393 | 2.9872 | 3.2563 | 2.698 | 2.3689 | 2.5118 | 2.0884 | 2.1729
Program Specific1-in-2Size: Over 200kWOrange County2025February Monthly Peak | Program Specific | 1-in-2 | Size: Over 200kW | Orange County | 2025 | February Monthly Peak | 2 | 115.9727 | 111.8115 | 109.2386 | 111.1299 | 122.5649 | 150.8684 | 182.3236 | 198.2595 | 208.6439 | 209.7643 | 212.1192 | 212.8973 | 210.8888 | 208.4923 | 201.0838 | 187.8391 | 175.5456 | 170.4165 | 161.9777 | 158.0501 | 152.5064 | 145.0175 | 135.2646 | 127.3546 | 3.4202 | 2.8268 | 2.2062 | 0.51461 | 0.3552 | 1.3359 | 1.166 | 0.5782 | 0.068765 | -0.84962 | -0.97754 | -0.39467 | 1.4257 | 6.3188 | 17.8424 | 17.0354 | 16.6592 | 14.1937 | 2.7769 | 0.53055 | 0.070764 | 0.58507 | 1.308 | 0.65265 | 52.4777 | 52.3177 | 52.3348 | 52.1622 | 51.5151 | 51.5563 | 51.2585 | 51.5891 | 52.7587 | 55.708 | 58.8498 | 61.5526 | 62.9698 | 63.5891 | 64.1427 | 63.9028 | 63.408 | 62.2377 | 60.4715 | 58.8966 | 57.8206 | 56.576 | 55.4903 | 54.105 | 5.0771 | 4.5058 | 3.8516 | 2.2872 | 2.5416 | 3.5924 | 3.3608 | 4.022 | 3.7722 | 3.3721 | 3.0853 | 3.128 | 3.1784 | 3.21 | 3.1024 | 2.8444 | 2.8487 | 2.9896 | 3.2455 | 2.6795 | 2.35 | 2.4889 | 2.0672 | 2.1517
Program Specific1-in-2Size: Over 200kWOrange County2025March Monthly Peak | Program Specific | 1-in-2 | Size: Over 200kW | Orange County | 2025 | March Monthly Peak | 3 | 121.5579 | 116.5431 | 113.5648 | 114.6971 | 124.8285 | 153.7898 | 182.2308 | 200.0982 | 211.5306 | 214.337 | 218.1167 | 218.9785 | 218.1973 | 218.1581 | 210.6024 | 197.8084 | 184.3159 | 173.2689 | 164.1572 | 164.3762 | 160.4441 | 152.6907 | 141.1332 | 132.0097 | 3.5849 | 2.9464 | 2.2935 | 0.53113 | 0.36176 | 1.3618 | 1.1654 | 0.58357 | 0.069717 | -0.86814 | -1.0052 | -0.40595 | 1.4751 | 6.6117 | 18.687 | 17.9395 | 17.4915 | 14.4313 | 2.8143 | 0.55179 | 0.074447 | 0.61603 | 1.3648 | 0.6765 | 52.9993 | 51.9132 | 51.3476 | 51.1641 | 50.7028 | 50.2367 | 49.9439 | 50.3054 | 52.3809 | 54.8365 | 58.1434 | 61.1404 | 63.2311 | 65.2041 | 66.7006 | 67.3959 | 67.4656 | 66.7008 | 64.0683 | 60.4283 | 58.3494 | 56.6818 | 55.5693 | 53.9099 | 5.3216 | 4.6965 | 4.0041 | 2.3606 | 2.5885 | 3.6619 | 3.3591 | 4.0593 | 3.8244 | 3.4456 | 3.1725 | 3.2173 | 3.2885 | 3.3588 | 3.2492 | 2.9954 | 2.991 | 3.0396 | 3.2892 | 2.7868 | 2.4723 | 2.6206 | 2.1569 | 2.2303
Program Specific1-in-2Size: Over 200kWOrange County2025April Monthly Peak | Program Specific | 1-in-2 | Size: Over 200kW | Orange County | 2025 | April Monthly Peak | 4 | 120.5343 | 116.0212 | 112.9027 | 114.0967 | 123.9194 | 152.3269 | 179.4486 | 197.9852 | 211.0534 | 217.0846 | 224.2641 | 227.6883 | 228.5819 | 229.8617 | 222.7711 | 209.3704 | 194.3617 | 180.9484 | 169.6876 | 168.1925 | 163.1029 | 153.9335 | 141.8261 | 132.6163 | 3.5547 | 2.9333 | 2.2802 | 0.52835 | 0.35912 | 1.3488 | 1.1476 | 0.5774 | 0.069559 | -0.87927 | -1.0335 | -0.42209 | 1.5453 | 6.9664 | 19.7668 | 18.9881 | 18.4449 | 15.0709 | 2.9091 | 0.5646 | 0.075681 | 0.62104 | 1.3715 | 0.67961 | 63.5876 | 62.385 | 61.3793 | 60.7217 | 59.6452 | 58.9144 | 58.1552 | 58.2357 | 60.7716 | 65.2625 | 70.4155 | 75.6969 | 80.4982 | 83.6763 | 85.4644 | 86.4301 | 86.0888 | 84.8975 | 82.5577 | 79.3295 | 74.2343 | 71.0423 | 68.9114 | 66.85 | 5.2768 | 4.6754 | 3.9808 | 2.3483 | 2.5697 | 3.6271 | 3.3078 | 4.0164 | 3.8157 | 3.4898 | 3.2619 | 3.3453 | 3.445 | 3.539 | 3.437 | 3.1705 | 3.154 | 3.1743 | 3.4 | 2.8515 | 2.5132 | 2.642 | 2.1675 | 2.2406
Program Specific1-in-2Size: Over 200kWOrange County2025May Monthly Peak | Program Specific | 1-in-2 | Size: Over 200kW | Orange County | 2025 | May Monthly Peak | 5 | 125.2039 | 120.6376 | 116.7369 | 118.0021 | 129.2038 | 158.1854 | 185.5591 | 206.4372 | 221.6265 | 229.3713 | 236.4035 | 240.1001 | 239.948 | 239.4358 | 232.1221 | 217.1574 | 201.7966 | 187.8865 | 176.7157 | 172.8369 | 169.9398 | 160.2749 | 147.8861 | 138.9292 | 2.8402 | 2.2497 | 1.7701 | 0.1663 | -0.017624 | 0.91513 | 0.59836 | 0.22177 | -0.17204 | -1.0409 | -1.3115 | -0.74276 | 1.2378 | 6.801 | 20.2274 | 19.4564 | 18.8497 | 15.645 | 3.3198 | 0.52537 | -0.092622 | 0.40594 | 1.1219 | 0.43271 | 66.2326 | 65.0807 | 63.8494 | 62.733 | 61.9699 | 60.9693 | 60.5041 | 60.877 | 63.6999 | 67.7519 | 72.2759 | 77.0962 | 81.5213 | 84.6243 | 86.7821 | 87.9652 | 88.3177 | 87.2725 | 84.8482 | 81.7672 | 77.2515 | 73.8317 | 71.9107 | 70.1917 | 5.3404 | 4.7365 | 4.0102 | 2.3662 | 2.6104 | 3.6698 | 3.3326 | 4.0803 | 3.9039 | 3.5926 | 3.3502 | 3.437 | 3.5234 | 3.5917 | 3.4892 | 3.2039 | 3.1905 | 3.2113 | 3.4498 | 2.8549 | 2.5513 | 2.6801 | 2.202 | 2.2869
Program Specific1-in-2Size: Over 200kWOrange County2025June Monthly Peak | Program Specific | 1-in-2 | Size: Over 200kW | Orange County | 2025 | June Monthly Peak | 6 | 134.3982 | 129.746 | 125.3053 | 126.6712 | 137.9324 | 166.2345 | 192.7445 | 211.0313 | 224.5447 | 231.7841 | 239.5782 | 242.5132 | 241.2652 | 239.5099 | 233.1538 | 221.7548 | 208.4392 | 194.896 | 184.861 | 179.5389 | 175.8833 | 167.4905 | 154.7176 | 146.2539 | 1.9319 | 1.3687 | 1.1301 | -0.31973 | -0.52986 | 0.33866 | -0.12458 | -0.24796 | -0.4775 | -1.1898 | -1.6038 | -1.1173 | 0.77288 | 6.2467 | 19.8646 | 19.5716 | 19.0909 | 16.2239 | 3.8436 | 0.47622 | -0.31255 | 0.11711 | 0.78004 | 0.096578 | 69.0516 | 67.8275 | 66.5949 | 65.6489 | 64.821 | 64.1045 | 63.3882 | 63.9648 | 67.1071 | 71.7165 | 75.8093 | 79.8958 | 82.8981 | 85.4292 | 87.3908 | 88.5978 | 89.2381 | 88.7144 | 87.1868 | 84.2626 | 80.4068 | 76.2227 | 73.5157 | 71.7035 | 5.5921 | 4.9694 | 4.1991 | 2.4778 | 2.7185 | 3.7621 | 3.3768 | 4.0689 | 3.8584 | 3.5414 | 3.312 | 3.3865 | 3.456 | 3.5048 | 3.4189 | 3.1916 | 3.2148 | 3.2495 | 3.5204 | 2.893 | 2.5758 | 2.7322 | 2.2473 | 2.3485
Program Specific1-in-2Size: Over 200kWOrange County2025July Monthly Peak | Program Specific | 1-in-2 | Size: Over 200kW | Orange County | 2025 | July Monthly Peak | 7 | 140.6188 | 135.529 | 131.3971 | 132.4789 | 144.3699 | 173.8414 | 200.8298 | 219.2774 | 232.3719 | 239.8123 | 247.0036 | 248.7187 | 247.0045 | 245.5448 | 239.3357 | 228.1554 | 215.9347 | 202.3155 | 192.1975 | 186.8109 | 182.2624 | 173.1321 | 159.9118 | 151.3824 | -0.069308 | -0.53417 | -0.2594 | -1.2666 | -1.5115 | -0.81149 | -1.5206 | -1.14 | -1.0555 | -1.4864 | -2.1602 | -1.8195 | -0.072792 | 5.3834 | 19.5601 | 19.5904 | 19.0745 | 16.8325 | 4.6856 | 0.36609 | -0.72562 | -0.44687 | 0.078302 | -0.56471 | 71.7941 | 70.9699 | 70.0983 | 69.2013 | 68.427 | 67.8445 | 67.6947 | 68.0986 | 70.4421 | 74.8914 | 81.0934 | 84.951 | 88.5324 | 91.2618 | 93.3046 | 94.0727 | 94.5743 | 93.8093 | 92.0269 | 89.2505 | 85.1805 | 80.9483 | 78.1532 | 76.5867 | 5.7256 | 5.0797 | 4.3089 | 2.5359 | 2.7844 | 3.85 | 3.4431 | 4.1373 | 3.9074 | 3.5856 | 3.3415 | 3.3987 | 3.4624 | 3.5161 | 3.4343 | 3.2134 | 3.2591 | 3.301 | 3.5817 | 2.9457 | 2.6121 | 2.7637 | 2.273 | 2.3788
Program Specific1-in-2Size: Over 200kWOrange County2025August Monthly Peak | Program Specific | 1-in-2 | Size: Over 200kW | Orange County | 2025 | August Monthly Peak | 8 | 144.0559 | 138.7361 | 134.4855 | 134.8228 | 147.8525 | 180.2773 | 211.7324 | 233.9193 | 251.8503 | 260.8297 | 271.0985 | 272.6614 | 271.0046 | 268.911 | 261.6134 | 246.1102 | 229.2148 | 211.3816 | 199.3804 | 195.9235 | 190.0865 | 178.8247 | 165.5866 | 156.9198 | -2.2057 | -2.5505 | -1.739 | -2.2346 | -2.5248 | -2.0463 | -3.0646 | -2.1543 | -1.7503 | -1.8935 | -2.9252 | -2.7306 | -1.0247 | 4.7817 | 20.4751 | 20.5449 | 19.5038 | 17.5775 | 5.5737 | 0.24866 | -1.1744 | -1.0462 | -0.67019 | -1.2721 | 77.0273 | 75.7851 | 74.8752 | 73.7101 | 73.2687 | 72.427 | 72.1289 | 72.3312 | 74.769 | 79.9381 | 85.0511 | 89.7083 | 93.0348 | 95.3863 | 96.8784 | 97.1287 | 97.3281 | 96.1901 | 94.0697 | 91.0907 | 86.6023 | 82.7607 | 80.6817 | 78.9178 | 5.9259 | 5.2533 | 4.4556 | 2.6073 | 2.8809 | 4.0335 | 3.6674 | 4.459 | 4.2785 | 3.94 | 3.7052 | 3.7642 | 3.8379 | 3.8903 | 3.7926 | 3.5019 | 3.4951 | 3.4844 | 3.7538 | 3.1211 | 2.7522 | 2.8839 | 2.3778 | 2.4912
Program Specific1-in-2Size: Over 200kWOrange County2025September Monthly Peak | Program Specific | 1-in-2 | Size: Over 200kW | Orange County | 2025 | September Monthly Peak | 9 | 139.9004 | 135.3602 | 130.6287 | 132.2925 | 145.2657 | 178.5191 | 212.0585 | 231.7706 | 250.569 | 259.8057 | 267.8187 | 268.7878 | 266.7741 | 265.9342 | 258.0778 | 241.7814 | 224.9038 | 207.4084 | 197.8149 | 196.1354 | 186.8034 | 175.6349 | 162.3227 | 153.4406 | -0.67025 | -1.1005 | -0.67301 | -1.534 | -1.7993 | -1.1794 | -2.0302 | -1.4746 | -1.3131 | -1.6903 | -2.501 | -2.1767 | -0.3484 | 5.5109 | 20.8326 | 20.593 | 19.6551 | 17.2536 | 5.0278 | 0.34508 | -0.86273 | -0.61988 | -0.13413 | -0.76716 | 71.5088 | 70.2322 | 69.5263 | 69.1119 | 68.7103 | 68.0643 | 68.284 | 68.3332 | 69.7924 | 75.2434 | 82.9109 | 88.4143 | 92.9246 | 95.5355 | 96.5514 | 96.8185 | 96.6155 | 95.3559 | 92.7816 | 88.7636 | 85.2625 | 82.7378 | 80.939 | 79.1781 | 5.6945 | 5.0717 | 4.2823 | 2.5315 | 2.8008 | 3.9522 | 3.6344 | 4.3716 | 4.212 | 3.8833 | 3.6219 | 3.6718 | 3.7383 | 3.8068 | 3.702 | 3.4042 | 3.3933 | 3.383 | 3.6852 | 3.0917 | 2.6763 | 2.8027 | 2.3065 | 2.4103
Program Specific1-in-2Size: Over 200kWOrange County2025October Monthly Peak | Program Specific | 1-in-2 | Size: Over 200kW | Orange County | 2025 | October Monthly Peak | 10 | 117.7061 | 114.0014 | 111.1306 | 112.8864 | 124.1777 | 153.0174 | 184.2551 | 203.3033 | 218.1876 | 224.434 | 232.2319 | 236.4148 | 236.5737 | 235.4917 | 228.3552 | 213.0747 | 197.7357 | 188.1749 | 176.4001 | 169.8572 | 161.9394 | 151.3719 | 140.4679 | 132.0172 | 0.43304 | 0.014211 | 0.12341 | -0.8564 | -1.0692 | -0.42638 | -1.037 | -0.82741 | -0.84314 | -1.324 | -1.8973 | -1.5498 | 0.1625 | 5.4377 | 18.8852 | 18.4386 | 17.6475 | 15.6584 | 4.1229 | 0.36588 | -0.54455 | -0.25137 | 0.2482 | -0.32982 | 71.1706 | 69.7394 | 69.0175 | 68.6197 | 67.8101 | 67.021 | 67.7187 | 69.201 | 69.5839 | 73.4906 | 78.3454 | 83.3475 | 86.9918 | 89.4602 | 91.1994 | 91.9653 | 91.8702 | 90.4504 | 87.6208 | 83.4953 | 79.8727 | 76.9973 | 74.9195 | 73.1505 | 4.8067 | 4.2853 | 3.655 | 2.1672 | 2.402 | 3.3987 | 3.1682 | 3.8471 | 3.6796 | 3.3655 | 3.1508 | 3.24 | 3.3258 | 3.382 | 3.2863 | 3.0097 | 2.9931 | 3.0792 | 3.2969 | 2.6862 | 2.3276 | 2.4234 | 2.0024 | 2.0805
Program Specific1-in-2Size: Over 200kWOrange County2025November Monthly Peak | Program Specific | 1-in-2 | Size: Over 200kW | Orange County | 2025 | November Monthly Peak | 11 | 121.6095 | 118.0291 | 114.262 | 114.4395 | 125.4427 | 153.254 | 181.4957 | 198.9147 | 211.6219 | 218.5471 | 224.6536 | 227.8379 | 227.7075 | 226.8757 | 218.8624 | 203.9662 | 190.17 | 183.7261 | 173.1597 | 166.8564 | 160.3751 | 150.7418 | 139.3658 | 130.8165 | 3.5864 | 2.984 | 2.3076 | 0.52994 | 0.36354 | 1.357 | 1.1607 | 0.58012 | 0.069747 | -0.8852 | -1.0353 | -0.42237 | 1.5393 | 6.8759 | 19.4199 | 18.498 | 18.0471 | 15.3023 | 2.9686 | 0.56012 | 0.074415 | 0.60816 | 1.3477 | 0.67039 | 60.5251 | 60.0372 | 59.6507 | 59.0976 | 58.6707 | 58.9004 | 58.5223 | 58.4972 | 62.5689 | 67.5324 | 73.8642 | 78.9839 | 82.7441 | 84.1888 | 84.8508 | 84.3058 | 82.326 | 78.0191 | 73.3994 | 70.563 | 68.4084 | 66.5345 | 65.008 | 63.6657 | 5.3239 | 4.7563 | 4.0287 | 2.3553 | 2.6013 | 3.6492 | 3.3456 | 4.0353 | 3.826 | 3.5133 | 3.2676 | 3.3475 | 3.4318 | 3.493 | 3.3767 | 3.0887 | 3.086 | 3.223 | 3.4695 | 2.8288 | 2.4712 | 2.5872 | 2.1299 | 2.2102
Program Specific1-in-2Size: Over 200kWOrange County2025December Monthly Peak | Program Specific | 1-in-2 | Size: Over 200kW | Orange County | 2025 | December Monthly Peak | 12 | 118.3656 | 114.247 | 111.433 | 113.0126 | 124.0721 | 150.7709 | 181.091 | 195.6012 | 205.9392 | 205.3491 | 205.1494 | 202.3598 | 197.7559 | 193.614 | 186.2761 | 173.9753 | 164.5047 | 161.9585 | 154.5877 | 151.5759 | 147.1908 | 140.2845 | 131.6139 | 124.5661 | 3.4907 | 2.8884 | 2.2505 | 0.52333 | 0.35956 | 1.335 | 1.1581 | 0.57045 | 0.067874 | -0.83174 | -0.94542 | -0.37514 | 1.3369 | 5.8679 | 16.5285 | 15.7781 | 15.6114 | 13.4893 | 2.6502 | 0.50882 | 0.068297 | 0.56597 | 1.2727 | 0.63836 | 47.9306 | 47.2398 | 46.5259 | 45.6549 | 45.1221 | 44.264 | 43.9535 | 43.7838 | 44.3187 | 46.9487 | 49.101 | 50.7821 | 52.3644 | 53.5031 | 53.9698 | 53.9466 | 53.3428 | 52.4477 | 51.1671 | 49.9331 | 49.1648 | 48.3015 | 47.5698 | 46.8593 | 5.1819 | 4.6039 | 3.929 | 2.3259 | 2.5728 | 3.5901 | 3.3381 | 3.968 | 3.7233 | 3.3012 | 2.9839 | 2.9731 | 2.9804 | 2.9809 | 2.8739 | 2.6345 | 2.6695 | 2.8412 | 3.0974 | 2.5698 | 2.268 | 2.4077 | 2.0114 | 2.1046
Program Specific1-in-2Size: Over 200kWOrange County2025Typical Event Day | Program Specific | 1-in-2 | Size: Over 200kW | Orange County | 2025 | Typical Event Day | 8 | 141.2357 | 136.0865 | 131.9464 | 132.4823 | 145.28 | 176.5515 | 206.6462 | 226.7382 | 242.4319 | 250.4746 | 259.7199 | 261.1584 | 259.4741 | 257.7229 | 250.7237 | 236.3907 | 220.5251 | 204.0011 | 192.5499 | 189.4894 | 184.4841 | 174.4016 | 161.5801 | 153.3126 | -0.21964 | -0.67726 | -0.36412 | -1.3333 | -1.5899 | -0.90872 | -1.6669 | -1.244 | -1.143 | -1.5715 | -2.3095 | -1.961 | -0.14132 | 5.5739 | 20.4285 | 20.257 | 19.4287 | 16.9721 | 4.7436 | 0.36196 | -0.76352 | -0.49102 | 0.026568 | -0.62001 | 72.3455 | 71.2037 | 70.2737 | 69.4181 | 68.8067 | 68.11 | 67.874 | 68.1819 | 70.5277 | 75.4473 | 81.2162 | 85.7423 | 89.3475 | 91.9032 | 93.5313 | 94.1544 | 94.439 | 93.5174 | 91.5162 | 88.3418 | 84.363 | 80.6674 | 78.3224 | 76.5965 | 5.7488 | 5.0989 | 4.3255 | 2.5352 | 2.801 | 3.9087 | 3.5416 | 4.2766 | 4.0752 | 3.7438 | 3.5123 | 3.5675 | 3.636 | 3.6893 | 3.5965 | 3.3283 | 3.3273 | 3.3274 | 3.5871 | 2.9869 | 2.643 | 2.783 | 2.2959 | 2.4083
Program Specific1-in-10Size: Over 200kWSouth of Lugo2015January Monthly Peak | Program Specific | 1-in-10 | Size: Over 200kW | South of Lugo | 2015 | January Monthly Peak | 1 | 103.4846 | 100.6399 | 97.8777 | 98.3778 | 104.4037 | 119.179 | 146.4722 | 164.4789 | 176.7052 | 185.1309 | 187.7726 | 187.4985 | 184.802 | 184.6733 | 180.1376 | 170.8644 | 165.4126 | 165.2393 | 157.6093 | 153.5123 | 145.2525 | 134.7031 | 118.4421 | 111.1559 | -2.0738 | -1.7883 | -2.0026 | -2.1707 | -2.6085 | -1.9234 | -2.4909 | -2.467 | -4.8011 | -3.6938 | -2.7923 | -1.9073 | -2.7965 | 0.71054 | 7.3645 | 6.9606 | 4.3996 | 4.8274 | -1.4424 | -1.672 | -0.29307 | -0.78399 | -0.52634 | -0.44571 | 48.7341 | 47.8958 | 47.0112 | 46.8227 | 46.2152 | 46.2848 | 46.0395 | 45.839 | 45.8049 | 48.7533 | 51.8339 | 53.2236 | 54.8112 | 55.7264 | 55.5974 | 54.5519 | 52.9408 | 51.6869 | 50.1383 | 48.0373 | 46.7665 | 45.8824 | 45.7735 | 45.35 | 2.9498 | 3.4212 | 3.2427 | 3.7471 | 4.0274 | 3.0258 | 3.4354 | 3.5561 | 4.2759 | 4.9803 | 5.0162 | 4.4745 | 3.7866 | 3.8963 | 3.8798 | 3.8307 | 3.8765 | 4.253 | 4.0789 | 3.434 | 4.044 | 3.5503 | 3.5254 | 3.3153
Program Specific1-in-10Size: Over 200kWSouth of Lugo2015February Monthly Peak | Program Specific | 1-in-10 | Size: Over 200kW | South of Lugo | 2015 | February Monthly Peak | 2 | 102.2829 | 99.5263 | 96.8267 | 97.5369 | 103.1642 | 118.0176 | 142.8492 | 158.6433 | 170.3087 | 180.5321 | 185.6541 | 187.7689 | 186.5227 | 187.5966 | 183.427 | 174.1988 | 167.0887 | 165.7911 | 157.5133 | 151.7071 | 143.4012 | 133.0302 | 118.08 | 110.6588 | -2.0497 | -1.7685 | -1.9811 | -2.1521 | -2.5775 | -1.9047 | -2.4293 | -2.3794 | -4.6273 | -3.6021 | -2.7608 | -1.9101 | -2.8225 | 0.72179 | 7.4989 | 7.0964 | 4.4442 | 4.8435 | -1.4415 | -1.6523 | -0.28934 | -0.77425 | -0.52473 | -0.44371 | 54.5534 | 53.4618 | 52.3303 | 51.5464 | 51.9643 | 51.2168 | 48.0913 | 51.3293 | 53.6367 | 56.1918 | 58.7244 | 59.1867 | 60.382 | 62.0241 | 63.0607 | 63.5434 | 62.6188 | 61.9097 | 60.5613 | 58.8969 | 57.4293 | 56.0513 | 55.6476 | 54.4079 | 2.9156 | 3.3834 | 3.2078 | 3.7151 | 3.9796 | 2.9963 | 3.3504 | 3.43 | 4.1212 | 4.8566 | 4.9596 | 4.481 | 3.8219 | 3.9579 | 3.9506 | 3.9055 | 3.9158 | 4.2672 | 4.0765 | 3.3936 | 3.9924 | 3.5062 | 3.5146 | 3.3005
Program Specific1-in-10Size: Over 200kWSouth of Lugo2015March Monthly Peak | Program Specific | 1-in-10 | Size: Over 200kW | South of Lugo | 2015 | March Monthly Peak | 3 | 110.0646 | 106.9441 | 102.1464 | 102.7196 | 108.4633 | 124.1384 | 148.076 | 167.8638 | 183.4727 | 195.7288 | 203.5989 | 207.2408 | 205.8265 | 208.1738 | 206.1462 | 198.3259 | 189.6196 | 179.3873 | 165.275 | 163.2298 | 156.0827 | 145.4287 | 128.964 | 118.8226 | -2.2057 | -1.9003 | -2.0899 | -2.2665 | -2.7099 | -2.0035 | -2.5181 | -2.5177 | -4.985 | -3.9053 | -3.0276 | -2.1082 | -3.1147 | 0.80096 | 8.4278 | 8.0793 | 5.0435 | 5.2407 | -1.5126 | -1.7778 | -0.31493 | -0.84642 | -0.5731 | -0.47645 | 61.6592 | 60.0844 | 59.0118 | 57.8054 | 56.8213 | 55.8581 | 55.185 | 54.8213 | 56.356 | 59.935 | 64.0569 | 68.5825 | 72.9245 | 74.4727 | 75.2828 | 75.0398 | 73.8807 | 72.1759 | 71.092 | 69.4977 | 66.8483 | 64.3712 | 61.9911 | 60.0774 | 3.1374 | 3.6356 | 3.3841 | 3.9125 | 4.184 | 3.1517 | 3.473 | 3.6293 | 4.4397 | 5.2654 | 5.439 | 4.9456 | 4.2174 | 4.3921 | 4.4399 | 4.4464 | 4.4438 | 4.6172 | 4.2773 | 3.6513 | 4.3455 | 3.833 | 3.8386 | 3.544
Program Specific1-in-10Size: Over 200kWSouth of Lugo2015April Monthly Peak | Program Specific | 1-in-10 | Size: Over 200kW | South of Lugo | 2015 | April Monthly Peak | 4 | 113.3655 | 109.6913 | 104.6006 | 105.2315 | 111.0073 | 127.7652 | 153.7375 | 177.1309 | 197.3513 | 213.4013 | 224.4007 | 229.3096 | 228.9503 | 231.84 | 229.5303 | 220.7159 | 209.6946 | 196.9602 | 179.0294 | 174.8082 | 165.2497 | 152.8602 | 134.7169 | 123.7722 | -2.8436 | -3.1883 | -2.8751 | -2.682 | -2.73 | -2.2301 | -3.0753 | -2.7147 | -3.6948 | -4.0531 | -3.6937 | -2.7065 | -2.9398 | 0.48018 | 8.6476 | 8.3923 | 6.4757 | 5.8046 | -0.55579 | -1.9375 | -1.6423 | -2.082 | -1.9949 | -1.9429 | 70.8429 | 69.745 | 68.1534 | 66.5131 | 65.11 | 64.2412 | 63.7809 | 63.8764 | 66.561 | 72.1406 | 77.2151 | 82.3949 | 85.7239 | 87.2719 | 86.3088 | 86.0992 | 86.1572 | 86.0162 | 84.5797 | 80.4234 | 75.5045 | 71.171 | 68.7752 | 67.5608 | 2.9918 | 3.4524 | 3.2084 | 3.7109 | 3.9646 | 3.0032 | 3.3384 | 3.5457 | 4.4214 | 5.3151 | 5.5501 | 5.0664 | 4.3433 | 4.5286 | 4.5769 | 4.5814 | 4.5498 | 4.6935 | 4.2897 | 3.6203 | 4.2595 | 3.73 | 3.7125 | 3.4178
Program Specific1-in-10Size: Over 200kWSouth of Lugo2015May Monthly Peak | Program Specific | 1-in-10 | Size: Over 200kW | South of Lugo | 2015 | May Monthly Peak | 5 | 120.5185 | 117.2707 | 111.6894 | 112.2092 | 118.9076 | 136.384 | 162.8696 | 192.2246 | 216.3275 | 235.1475 | 246.7599 | 249.5649 | 246.6105 | 248.0586 | 245.0407 | 234.792 | 221.9949 | 207.265 | 188.5507 | 180.2746 | 172.9892 | 159.8234 | 142.3982 | 131.7771 | -3.2016 | -3.7977 | -3.3004 | -2.9726 | -2.9106 | -2.4333 | -3.4014 | -2.9645 | -3.5132 | -4.3999 | -4.1769 | -3.0651 | -3.0006 | 0.38433 | 9.0011 | 8.7403 | 7.1349 | 6.124 | -0.25041 | -2.0083 | -2.1217 | -2.5431 | -2.5421 | -2.521 | 71.2617 | 69.8451 | 68.4253 | 68.0608 | 67.7896 | 67.5107 | 67.4623 | 67.6051 | 70.9452 | 76.4609 | 81.1291 | 84.396 | 86.1283 | 86.7273 | 87.4874 | 87.5875 | 87.4131 | 86.3568 | 86.0944 | 83.5497 | 79.1568 | 74.2915 | 71.532 | 69.1795 | 3.1746 | 3.684 | 3.4193 | 3.9494 | 4.2387 | 3.1997 | 3.53 | 3.8405 | 4.8373 | 5.8456 | 6.0915 | 5.5035 | 4.6695 | 4.8362 | 4.877 | 4.8643 | 4.8075 | 4.9297 | 4.5093 | 3.7265 | 4.4505 | 3.8926 | 3.9167 | 3.632
Program Specific1-in-10Size: Over 200kWSouth of Lugo2015June Monthly Peak | Program Specific | 1-in-10 | Size: Over 200kW | South of Lugo | 2015 | June Monthly Peak | 6 | 124.6842 | 120.6112 | 115.6698 | 115.5744 | 123.5304 | 141.738 | 165.5264 | 190.2365 | 209.1891 | 223.7629 | 232.9309 | 234.9236 | 229.764 | 231.0535 | 229.1829 | 220.9178 | 210.5641 | 198.7634 | 182.649 | 175.7699 | 171.0394 | 159.7793 | 144.8207 | 134.3871 | -2.8951 | -3.0022 | -2.879 | -2.7994 | -3.0558 | -2.4051 | -3.1278 | -2.8926 | -4.5695 | -4.3293 | -3.6972 | -2.6312 | -3.1449 | 0.63022 | 8.9061 | 8.6216 | 6.1692 | 5.8389 | -0.97518 | -1.9357 | -1.1992 | -1.7157 | -1.5898 | -1.5291 | 65.62 | 65.1576 | 65.1729 | 64.8461 | 63.4476 | 62.4171 | 61.9901 | 63.7479 | 66.7411 | 70.6493 | 75.247 | 79.7934 | 82.0151 | 82.274 | 82.7901 | 83.0673 | 84.2625 | 83.2201 | 83.1734 | 79.3343 | 74.8467 | 71.495 | 69.3703 | 68.496 | 3.3458 | 3.8599 | 3.6075 | 4.1441 | 4.486 | 3.3876 | 3.6548 | 3.872 | 4.7653 | 5.6668 | 5.8578 | 5.2777 | 4.432 | 4.5891 | 4.6468 | 4.6626 | 4.6454 | 4.8161 | 4.4499 | 3.7014 | 4.4828 | 3.9644 | 4.0579 | 3.7733
Program Specific1-in-10Size: Over 200kWSouth of Lugo2015July Monthly Peak | Program Specific | 1-in-10 | Size: Over 200kW | South of Lugo | 2015 | July Monthly Peak | 7 | 126.8188 | 123.001 | 118.7422 | 118.9317 | 127.7648 | 146.5388 | 173.1953 | 197.7868 | 214.401 | 227.2133 | 238.2682 | 239.588 | 234.3208 | 234.3974 | 231.9302 | 225.9747 | 215.574 | 203.4382 | 186.7914 | 179.1708 | 175.0207 | 163.1364 | 147.0732 | 136.7413 | -3.2107 | -3.6396 | -3.3025 | -3.05 | -3.1398 | -2.5667 | -3.4886 | -3.0343 | -3.93 | -4.3053 | -3.9395 | -2.8459 | -2.9839 | 0.46616 | 8.7035 | 8.5638 | 6.7001 | 5.998 | -0.52748 | -1.9875 | -1.8038 | -2.2811 | -2.2485 | -2.2207 | 70.3835 | 69.0799 | 68.3959 | 67.9509 | 67.6286 | 67.2993 | 67.6444 | 68.5582 | 70.94 | 74.9856 | 79.5697 | 82.4638 | 81.3833 | 80.9629 | 83.3995 | 83.8478 | 83.0283 | 82.3736 | 81.26 | 79.4814 | 76.052 | 73.2392 | 71.7947 | 70.8947 | 3.3436 | 3.8675 | 3.6385 | 4.1899 | 4.5586 | 3.4411 | 3.7572 | 3.9552 | 4.7986 | 5.6535 | 5.8873 | 5.2883 | 4.4408 | 4.5741 | 4.6202 | 4.6859 | 4.6728 | 4.8431 | 4.4713 | 3.707 | 4.5069 | 3.9769 | 4.049 | 3.7722
Program Specific1-in-10Size: Over 200kWSouth of Lugo2015August Monthly Peak | Program Specific | 1-in-10 | Size: Over 200kW | South of Lugo | 2015 | August Monthly Peak | 8 | 124.1479 | 120.8516 | 116.8849 | 117.3116 | 125.7895 | 145.6155 | 174.9598 | 199.1741 | 216.4707 | 232.3907 | 245.9897 | 248.5958 | 244.0012 | 245.27 | 242.0203 | 233.117 | 221.2199 | 208.5759 | 190.9233 | 183.9645 | 176.4497 | 163.4083 | 145.494 | 135.3272 | -3.3874 | -4.1087 | -3.5713 | -3.1651 | -3.0721 | -2.6253 | -3.7288 | -3.081 | -3.2544 | -4.3165 | -4.2197 | -3.111 | -2.8889 | 0.31779 | 8.7793 | 8.5875 | 7.2453 | 6.1703 | -0.088663 | -2.0545 | -2.3638 | -2.7822 | -2.8127 | -2.8148 | 71.2322 | 70.6094 | 70.0508 | 69.5371 | 69.2973 | 69.5668 | 69.7402 | 69.9061 | 72.2647 | 76.2515 | 79.6979 | 83.6159 | 85.7648 | 87.1719 | 87.5408 | 89.2278 | 91.3391 | 93.0227 | 92.7812 | 88.7944 | 82.3867 | 78.6449 | 76.6782 | 74.1722 | 3.2793 | 3.807 | 3.5884 | 4.1406 | 4.4965 | 3.4258 | 3.8026 | 3.9905 | 4.854 | 5.7932 | 6.0894 | 5.4975 | 4.633 | 4.7952 | 4.8303 | 4.8431 | 4.8041 | 4.9747 | 4.5787 | 3.8134 | 4.5522 | 3.991 | 4.013 | 3.7402
Program Specific1-in-10Size: Over 200kWSouth of Lugo2015September Monthly Peak | Program Specific | 1-in-10 | Size: Over 200kW | South of Lugo | 2015 | September Monthly Peak | 9 | 127.2176 | 124.1141 | 119.2695 | 119.7854 | 129.2106 | 151.1292 | 186.0671 | 214.6638 | 238.9427 | 258.4994 | 272.1088 | 273.6194 | 268.5163 | 269.6005 | 263.8705 | 251.3828 | 237.8829 | 221.8225 | 202.0101 | 196.5968 | 184.4756 | 169.0951 | 149.759 | 138.8751 | -3.7815 | -4.8977 | -4.0494 | -3.4301 | -3.1312 | -2.8209 | -4.2353 | -3.3547 | -2.6159 | -4.6814 | -4.877 | -3.6399 | -2.8815 | 0.11769 | 9.1627 | 8.9304 | 8.2839 | 6.5897 | 0.497 | -2.2138 | -3.178 | -3.5169 | -3.6458 | -3.6737 | 76.4213 | 75.6563 | 74.763 | 73.8208 | 72.9147 | 72.6612 | 72.5971 | 72.8514 | 74.921 | 78.9995 | 82.5651 | 86.846 | 89.8383 | 91.2177 | 90.9648 | 90.9607 | 90.9576 | 89.908 | 88.5262 | 84.8388 | 80.5436 | 77.377 | 75.1936 | 73.7405 | 3.4512 | 4.0155 | 3.7605 | 4.3421 | 4.7436 | 3.6516 | 4.1533 | 4.417 | 5.5027 | 6.6182 | 6.918 | 6.2143 | 5.2362 | 5.4133 | 5.4087 | 5.3637 | 5.3056 | 5.4336 | 4.9755 | 4.1853 | 4.8879 | 4.2415 | 4.2423 | 3.942
Program Specific1-in-10Size: Over 200kWSouth of Lugo2015October Monthly Peak | Program Specific | 1-in-10 | Size: Over 200kW | South of Lugo | 2015 | October Monthly Peak | 10 | 106.0524 | 102.5893 | 99.5262 | 100.4535 | 105.8642 | 122.2634 | 148.2915 | 167.6139 | 185.2777 | 201.915 | 212.9809 | 218.4088 | 219.5687 | 222.1787 | 217.8596 | 207.2885 | 195.8969 | 190.4095 | 176.4364 | 166.5074 | 154.8427 | 142.1929 | 125.784 | 117.1655 | -2.706 | -3.0812 | -2.7955 | -2.5897 | -2.6 | -2.1479 | -3.0045 | -2.5736 | -3.3346 | -3.8184 | -3.5347 | -2.6083 | -2.7762 | 0.42634 | 8.148 | 7.8335 | 6.1215 | 5.6158 | -0.45628 | -1.8483 | -1.644 | -2.0318 | -1.9743 | -1.9566 | 71.3395 | 70.3739 | 69.3089 | 68.1995 | 67.0541 | 66.7658 | 66.7944 | 66.7193 | 67.8811 | 70.9445 | 75.3227 | 80.1532 | 84.3474 | 86.6593 | 87.0139 | 86.8511 | 86.3576 | 85.3347 | 82.6698 | 78.527 | 74.7156 | 72.5587 | 71.0352 | 69.9015 | 2.7943 | 3.2237 | 3.0478 | 3.5367 | 3.7748 | 2.8692 | 3.2149 | 3.3497 | 4.1442 | 5.0209 | 5.2591 | 4.8178 | 4.1586 | 4.3329 | 4.3372 | 4.2957 | 4.2436 | 4.5301 | 4.2207 | 3.4429 | 3.9848 | 3.4641 | 3.4607 | 3.2302
Program Specific1-in-10Size: Over 200kWSouth of Lugo2015November Monthly Peak | Program Specific | 1-in-10 | Size: Over 200kW | South of Lugo | 2015 | November Monthly Peak | 11 | 107.397 | 102.7451 | 99.4672 | 101.4864 | 107.2215 | 124.3225 | 148.1958 | 168.9224 | 189.5401 | 205.8193 | 217.3148 | 221.7471 | 221.4364 | 223.0693 | 219.1499 | 208.7477 | 197.7436 | 190.8389 | 176.1109 | 166.1366 | 154.6292 | 142.569 | 124.8939 | 115.9722 | -2.6592 | -2.9121 | -2.6893 | -2.5643 | -2.6396 | -2.1596 | -2.936 | -2.5854 | -3.651 | -3.9218 | -3.5549 | -2.5941 | -2.8758 | 0.48737 | 8.3015 | 7.9735 | 6.0524 | 5.6211 | -0.61486 | -1.8394 | -1.4584 | -1.8707 | -1.7666 | -1.7338 | 69.0779 | 67.2586 | 66.6372 | 64.9934 | 64.1362 | 63.0818 | 62.6457 | 63.2681 | 66.0633 | 71.8035 | 78.4727 | 83.7315 | 86.0957 | 87.6819 | 88.2549 | 86.8732 | 84.6335 | 82.1006 | 79.7539 | 77.0038 | 75.056 | 73.2487 | 71.0994 | 69.5642 | 2.8393 | 3.2395 | 3.0563 | 3.5851 | 3.8361 | 2.9274 | 3.2237 | 3.3873 | 4.2539 | 5.1353 | 5.3843 | 4.908 | 4.2082 | 4.365 | 4.3777 | 4.3406 | 4.2981 | 4.5557 | 4.2272 | 3.4468 | 3.9928 | 3.4851 | 3.4478 | 3.2081
Program Specific1-in-10Size: Over 200kWSouth of Lugo2015December Monthly Peak | Program Specific | 1-in-10 | Size: Over 200kW | South of Lugo | 2015 | December Monthly Peak | 12 | 100.7859 | 98.064 | 95.4987 | 96.5696 | 101.7784 | 115.0787 | 138.5357 | 154.6408 | 166.5816 | 174.0448 | 176.2868 | 175.3703 | 171.7528 | 169.6139 | 165.7567 | 158.0847 | 154.4773 | 154.1559 | 146.9622 | 142.5489 | 135.1669 | 127.7857 | 112.8271 | 106.4466 | -2.0197 | -1.7425 | -1.9539 | -2.1308 | -2.5429 | -1.8573 | -2.3559 | -2.3194 | -4.5261 | -3.4726 | -2.6215 | -1.784 | -2.599 | 0.6526 | 6.7765 | 6.44 | 4.1088 | 4.5036 | -1.345 | -1.5526 | -0.27272 | -0.74373 | -0.50139 | -0.42682 | 48.0563 | 47.0273 | 46.785 | 47.2251 | 47.791 | 47.2914 | 48.4682 | 48.7361 | 49.5453 | 50.6682 | 51.6613 | 53.181 | 54.8783 | 54.4302 | 54.2407 | 53.8779 | 53.293 | 51.9845 | 50.8356 | 48.9756 | 46.6757 | 46.994 | 46.9601 | 46.1252 | 2.8729 | 3.3337 | 3.1638 | 3.6782 | 3.9262 | 2.9217 | 3.2493 | 3.3434 | 4.031 | 4.6821 | 4.7093 | 4.1851 | 3.5192 | 3.5785 | 3.57 | 3.5442 | 3.6202 | 3.9678 | 3.8034 | 3.1887 | 3.7632 | 3.368 | 3.3583 | 3.1749
Program Specific1-in-10Size: Over 200kWSouth of Lugo2015Typical Event Day | Program Specific | 1-in-10 | Size: Over 200kW | South of Lugo | 2015 | Typical Event Day | 8 | 123.4739 | 120.28 | 116.369 | 116.8057 | 125.2406 | 144.8899 | 173.6567 | 197.0501 | 213.5104 | 228.9552 | 242.256 | 244.8718 | 240.2346 | 241.5244 | 238.3572 | 229.6269 | 217.9671 | 205.6423 | 188.5774 | 181.8274 | 174.7179 | 161.9881 | 144.4825 | 134.4394 | -3.2581 | -3.8471 | -3.4098 | -3.0802 | -3.0674 | -2.5783 | -3.6083 | -3.0367 | -3.5312 | -4.2918 | -4.0871 | -2.9933 | -2.9424 | 0.38937 | 8.7826 | 8.57 | 6.9724 | 6.0741 | -0.29074 | -2.0244 | -2.094 | -2.5329 | -2.5264 | -2.5164 | 70.9143 | 70.1258 | 69.5957 | 69.0387 | 68.322 | 67.9861 | 67.9929 | 68.7659 | 71.2167 | 75.2215 | 79.2699 | 83.1798 | 84.7504 | 85.4066 | 86.1738 | 86.7759 | 87.3969 | 87.1311 | 86.4352 | 83.1122 | 78.4572 | 75.189 | 73.2592 | 71.8259 | 3.2514 | 3.7773 | 3.5614 | 4.1099 | 4.463 | 3.3982 | 3.7626 | 3.9357 | 4.7728 | 5.6899 | 5.9784 | 5.3983 | 4.5473 | 4.7074 | 4.7424 | 4.7558 | 4.7188 | 4.8896 | 4.5085 | 3.7574 | 4.4936 | 3.944 | 3.9728 | 3.7042
Program Specific1-in-10Size: Over 200kWSouth of Lugo2016January Monthly Peak | Program Specific | 1-in-10 | Size: Over 200kW | South of Lugo | 2016 | January Monthly Peak | 1 | 103.4846 | 100.6399 | 97.8777 | 98.3778 | 104.4037 | 119.179 | 146.4722 | 164.4789 | 176.7052 | 185.1309 | 187.7726 | 187.4985 | 184.802 | 184.6732 | 180.1376 | 170.8645 | 165.4126 | 165.2393 | 157.6093 | 153.5123 | 145.2525 | 134.7031 | 118.4421 | 111.1559 | -2.0738 | -1.7883 | -2.0026 | -2.1707 | -2.6085 | -1.9234 | -2.4909 | -2.467 | -4.8011 | -3.6938 | -2.7923 | -1.9073 | -2.7965 | 0.71054 | 7.3645 | 6.9606 | 4.3996 | 4.8274 | -1.4424 | -1.672 | -0.29307 | -0.78399 | -0.52634 | -0.44571 | 48.7341 | 47.8958 | 47.0112 | 46.8227 | 46.2152 | 46.2848 | 46.0395 | 45.839 | 45.8049 | 48.7533 | 51.8339 | 53.2236 | 54.8112 | 55.7264 | 55.5974 | 54.5519 | 52.9408 | 51.6869 | 50.1383 | 48.0373 | 46.7665 | 45.8824 | 45.7735 | 45.35 | 2.9498 | 3.4212 | 3.2427 | 3.7471 | 4.0274 | 3.0258 | 3.4354 | 3.5561 | 4.2759 | 4.9803 | 5.0162 | 4.4745 | 3.7866 | 3.8963 | 3.8798 | 3.8307 | 3.8765 | 4.253 | 4.0789 | 3.434 | 4.044 | 3.5503 | 3.5254 | 3.3153
Program Specific1-in-10Size: Over 200kWSouth of Lugo2016February Monthly Peak | Program Specific | 1-in-10 | Size: Over 200kW | South of Lugo | 2016 | February Monthly Peak | 2 | 102.2829 | 99.5263 | 96.8267 | 97.5369 | 103.1642 | 118.0176 | 142.8492 | 158.6433 | 170.3087 | 180.5321 | 185.6541 | 187.7689 | 186.5227 | 187.5966 | 183.427 | 174.1988 | 167.0887 | 165.7911 | 157.5133 | 151.7071 | 143.4012 | 133.0302 | 118.08 | 110.6588 | -2.0497 | -1.7685 | -1.9811 | -2.1521 | -2.5775 | -1.9047 | -2.4293 | -2.3794 | -4.6273 | -3.6021 | -2.7608 | -1.9101 | -2.8225 | 0.72179 | 7.4989 | 7.0964 | 4.4442 | 4.8435 | -1.4415 | -1.6523 | -0.28934 | -0.77425 | -0.52473 | -0.44371 | 54.5534 | 53.4618 | 52.3303 | 51.5464 | 51.9643 | 51.2168 | 48.0913 | 51.3293 | 53.6367 | 56.1918 | 58.7244 | 59.1867 | 60.382 | 62.0241 | 63.0607 | 63.5434 | 62.6188 | 61.9097 | 60.5613 | 58.8969 | 57.4293 | 56.0513 | 55.6476 | 54.4079 | 2.9156 | 3.3834 | 3.2078 | 3.7151 | 3.9796 | 2.9963 | 3.3504 | 3.43 | 4.1212 | 4.8566 | 4.9596 | 4.481 | 3.8219 | 3.9579 | 3.9506 | 3.9055 | 3.9158 | 4.2672 | 4.0765 | 3.3936 | 3.9924 | 3.5062 | 3.5146 | 3.3005
Program Specific1-in-10Size: Over 200kWSouth of Lugo2016March Monthly Peak | Program Specific | 1-in-10 | Size: Over 200kW | South of Lugo | 2016 | March Monthly Peak | 3 | 110.0646 | 106.9441 | 102.1464 | 102.7196 | 108.4633 | 124.1384 | 148.076 | 167.8638 | 183.4727 | 195.7288 | 203.5989 | 207.2408 | 205.8265 | 208.1738 | 206.1462 | 198.3259 | 189.6196 | 179.3873 | 165.275 | 163.2297 | 156.0827 | 145.4287 | 128.964 | 118.8226 | -2.2057 | -1.9003 | -2.0899 | -2.2665 | -2.7099 | -2.0035 | -2.5181 | -2.5177 | -4.985 | -3.9053 | -3.0276 | -2.1082 | -3.1147 | 0.80096 | 8.4278 | 8.0793 | 5.0435 | 5.2407 | -1.5126 | -1.7778 | -0.31493 | -0.84642 | -0.5731 | -0.47645 | 61.6592 | 60.0844 | 59.0118 | 57.8054 | 56.8213 | 55.8581 | 55.185 | 54.8213 | 56.356 | 59.935 | 64.0569 | 68.5825 | 72.9245 | 74.4727 | 75.2828 | 75.0398 | 73.8807 | 72.1759 | 71.092 | 69.4977 | 66.8483 | 64.3712 | 61.9911 | 60.0774 | 3.1374 | 3.6356 | 3.3841 | 3.9125 | 4.184 | 3.1517 | 3.473 | 3.6293 | 4.4397 | 5.2654 | 5.439 | 4.9456 | 4.2174 | 4.3921 | 4.4399 | 4.4464 | 4.4438 | 4.6172 | 4.2773 | 3.6513 | 4.3455 | 3.833 | 3.8386 | 3.544
Program Specific1-in-10Size: Over 200kWSouth of Lugo2016April Monthly Peak | Program Specific | 1-in-10 | Size: Over 200kW | South of Lugo | 2016 | April Monthly Peak | 4 | 113.3655 | 109.6913 | 104.6006 | 105.2315 | 111.0073 | 127.7652 | 153.7375 | 177.1309 | 197.3513 | 213.4013 | 224.4007 | 229.3096 | 228.9503 | 231.84 | 229.5303 | 220.7159 | 209.6946 | 196.9602 | 179.0294 | 174.8081 | 165.2496 | 152.8602 | 134.7169 | 123.7722 | -2.8436 | -3.1883 | -2.8751 | -2.682 | -2.73 | -2.2301 | -3.0753 | -2.7147 | -3.6948 | -4.0531 | -3.6937 | -2.7065 | -2.9398 | 0.48018 | 8.6476 | 8.3923 | 6.4757 | 5.8046 | -0.55579 | -1.9375 | -1.6423 | -2.082 | -1.9949 | -1.9429 | 70.8429 | 69.745 | 68.1534 | 66.5131 | 65.11 | 64.2412 | 63.7809 | 63.8764 | 66.561 | 72.1406 | 77.2151 | 82.3949 | 85.7239 | 87.2719 | 86.3088 | 86.0992 | 86.1572 | 86.0162 | 84.5797 | 80.4234 | 75.5045 | 71.171 | 68.7752 | 67.5608 | 2.9918 | 3.4524 | 3.2084 | 3.7109 | 3.9646 | 3.0032 | 3.3384 | 3.5457 | 4.4214 | 5.3151 | 5.5501 | 5.0664 | 4.3433 | 4.5286 | 4.5769 | 4.5814 | 4.5498 | 4.6935 | 4.2897 | 3.6203 | 4.2595 | 3.73 | 3.7125 | 3.4178
Program Specific1-in-10Size: Over 200kWSouth of Lugo2016May Monthly Peak | Program Specific | 1-in-10 | Size: Over 200kW | South of Lugo | 2016 | May Monthly Peak | 5 | 120.5185 | 117.2707 | 111.6894 | 112.2092 | 118.9076 | 136.384 | 162.8696 | 192.2246 | 216.3275 | 235.1475 | 246.7599 | 249.565 | 246.6105 | 248.0586 | 245.0407 | 234.792 | 221.9949 | 207.265 | 188.5507 | 180.2746 | 172.9892 | 159.8234 | 142.3982 | 131.7771 | -3.2016 | -3.7977 | -3.3004 | -2.9726 | -2.9106 | -2.4333 | -3.4014 | -2.9645 | -3.5132 | -4.3999 | -4.1769 | -3.0651 | -3.0006 | 0.38433 | 9.0011 | 8.7403 | 7.1349 | 6.124 | -0.25041 | -2.0083 | -2.1217 | -2.5431 | -2.5421 | -2.521 | 71.2617 | 69.8451 | 68.4253 | 68.0608 | 67.7896 | 67.5107 | 67.4623 | 67.6051 | 70.9452 | 76.4609 | 81.1291 | 84.396 | 86.1283 | 86.7273 | 87.4874 | 87.5875 | 87.4131 | 86.3568 | 86.0944 | 83.5497 | 79.1568 | 74.2915 | 71.532 | 69.1795 | 3.1746 | 3.684 | 3.4193 | 3.9494 | 4.2387 | 3.1997 | 3.53 | 3.8405 | 4.8373 | 5.8456 | 6.0915 | 5.5035 | 4.6695 | 4.8362 | 4.877 | 4.8643 | 4.8075 | 4.9297 | 4.5093 | 3.7265 | 4.4505 | 3.8926 | 3.9167 | 3.632
Program Specific1-in-10Size: Over 200kWSouth of Lugo2016June Monthly Peak | Program Specific | 1-in-10 | Size: Over 200kW | South of Lugo | 2016 | June Monthly Peak | 6 | 124.6842 | 120.6112 | 115.6698 | 115.5744 | 123.5304 | 141.738 | 165.5264 | 190.2365 | 209.1891 | 223.7629 | 232.9309 | 234.9236 | 229.764 | 231.0535 | 229.183 | 220.9178 | 210.5641 | 198.7634 | 182.649 | 175.7698 | 171.0394 | 159.7793 | 144.8207 | 134.3871 | -2.8951 | -3.0022 | -2.879 | -2.7994 | -3.0558 | -2.4051 | -3.1278 | -2.8926 | -4.5695 | -4.3293 | -3.6972 | -2.6312 | -3.1449 | 0.63022 | 8.9061 | 8.6216 | 6.1692 | 5.8389 | -0.97518 | -1.9357 | -1.1992 | -1.7157 | -1.5898 | -1.5291 | 65.62 | 65.1576 | 65.1729 | 64.8461 | 63.4476 | 62.4171 | 61.9901 | 63.7479 | 66.7411 | 70.6493 | 75.247 | 79.7934 | 82.0151 | 82.274 | 82.7901 | 83.0673 | 84.2625 | 83.2201 | 83.1734 | 79.3343 | 74.8467 | 71.495 | 69.3703 | 68.496 | 3.3458 | 3.8599 | 3.6075 | 4.1441 | 4.486 | 3.3876 | 3.6548 | 3.872 | 4.7653 | 5.6668 | 5.8578 | 5.2777 | 4.432 | 4.5891 | 4.6468 | 4.6626 | 4.6454 | 4.8161 | 4.4499 | 3.7014 | 4.4828 | 3.9644 | 4.0579 | 3.7733
Program Specific1-in-10Size: Over 200kWSouth of Lugo2016July Monthly Peak | Program Specific | 1-in-10 | Size: Over 200kW | South of Lugo | 2016 | July Monthly Peak | 7 | 126.8188 | 123.001 | 118.7422 | 118.9317 | 127.7648 | 146.5388 | 173.1953 | 197.7868 | 214.401 | 227.2133 | 238.2682 | 239.588 | 234.3208 | 234.3974 | 231.9302 | 225.9747 | 215.574 | 203.4383 | 186.7914 | 179.1708 | 175.0207 | 163.1364 | 147.0732 | 136.7413 | -3.2107 | -3.6396 | -3.3025 | -3.05 | -3.1398 | -2.5667 | -3.4886 | -3.0343 | -3.93 | -4.3053 | -3.9395 | -2.8459 | -2.9839 | 0.46616 | 8.7035 | 8.5638 | 6.7001 | 5.998 | -0.52748 | -1.9875 | -1.8038 | -2.2811 | -2.2485 | -2.2207 | 70.3835 | 69.0799 | 68.3959 | 67.9509 | 67.6286 | 67.2993 | 67.6444 | 68.5582 | 70.94 | 74.9856 | 79.5697 | 82.4638 | 81.3833 | 80.9629 | 83.3995 | 83.8478 | 83.0283 | 82.3736 | 81.26 | 79.4814 | 76.052 | 73.2392 | 71.7947 | 70.8947 | 3.3436 | 3.8675 | 3.6385 | 4.1899 | 4.5586 | 3.4411 | 3.7572 | 3.9552 | 4.7986 | 5.6535 | 5.8873 | 5.2883 | 4.4408 | 4.5741 | 4.6202 | 4.6859 | 4.6728 | 4.8431 | 4.4713 | 3.707 | 4.5069 | 3.9769 | 4.049 | 3.7722
Program Specific1-in-10Size: Over 200kWSouth of Lugo2016August Monthly Peak | Program Specific | 1-in-10 | Size: Over 200kW | South of Lugo | 2016 | August Monthly Peak | 8 | 124.1479 | 120.8516 | 116.8849 | 117.3116 | 125.7895 | 145.6155 | 174.9598 | 199.1741 | 216.4707 | 232.3907 | 245.9896 | 248.5958 | 244.0012 | 245.27 | 242.0203 | 233.117 | 221.2199 | 208.5759 | 190.9233 | 183.9645 | 176.4497 | 163.4083 | 145.494 | 135.3272 | -3.3874 | -4.1087 | -3.5713 | -3.1651 | -3.0721 | -2.6253 | -3.7288 | -3.081 | -3.2544 | -4.3165 | -4.2197 | -3.111 | -2.8889 | 0.31779 | 8.7793 | 8.5875 | 7.2453 | 6.1703 | -0.088663 | -2.0545 | -2.3638 | -2.7822 | -2.8127 | -2.8148 | 71.2322 | 70.6094 | 70.0508 | 69.5371 | 69.2973 | 69.5668 | 69.7402 | 69.9061 | 72.2647 | 76.2515 | 79.6979 | 83.6159 | 85.7648 | 87.1719 | 87.5408 | 89.2278 | 91.3391 | 93.0227 | 92.7812 | 88.7944 | 82.3867 | 78.6449 | 76.6782 | 74.1722 | 3.2793 | 3.807 | 3.5884 | 4.1406 | 4.4965 | 3.4258 | 3.8026 | 3.9905 | 4.854 | 5.7932 | 6.0894 | 5.4975 | 4.633 | 4.7952 | 4.8303 | 4.8431 | 4.8041 | 4.9747 | 4.5787 | 3.8134 | 4.5522 | 3.991 | 4.013 | 3.7402
Program Specific1-in-10Size: Over 200kWSouth of Lugo2016September Monthly Peak | Program Specific | 1-in-10 | Size: Over 200kW | South of Lugo | 2016 | September Monthly Peak | 9 | 127.2176 | 124.1141 | 119.2694 | 119.7854 | 129.2106 | 151.1292 | 186.0671 | 214.6638 | 238.9427 | 258.4994 | 272.1088 | 273.6194 | 268.5163 | 269.6005 | 263.8704 | 251.3828 | 237.8829 | 221.8225 | 202.0101 | 196.5968 | 184.4756 | 169.0951 | 149.759 | 138.8751 | -3.7815 | -4.8977 | -4.0494 | -3.4301 | -3.1312 | -2.8209 | -4.2353 | -3.3547 | -2.6159 | -4.6814 | -4.877 | -3.6399 | -2.8815 | 0.11769 | 9.1627 | 8.9304 | 8.2839 | 6.5897 | 0.497 | -2.2138 | -3.178 | -3.5169 | -3.6458 | -3.6737 | 76.4213 | 75.6563 | 74.763 | 73.8209 | 72.9147 | 72.6612 | 72.597 | 72.8514 | 74.921 | 78.9995 | 82.5651 | 86.846 | 89.8383 | 91.2177 | 90.9648 | 90.9607 | 90.9576 | 89.908 | 88.5262 | 84.8388 | 80.5436 | 77.377 | 75.1936 | 73.7405 | 3.4512 | 4.0155 | 3.7605 | 4.3421 | 4.7436 | 3.6516 | 4.1533 | 4.417 | 5.5027 | 6.6182 | 6.918 | 6.2143 | 5.2362 | 5.4133 | 5.4087 | 5.3637 | 5.3056 | 5.4336 | 4.9755 | 4.1853 | 4.8879 | 4.2415 | 4.2423 | 3.942
Program Specific1-in-10Size: Over 200kWSouth of Lugo2016October Monthly Peak | Program Specific | 1-in-10 | Size: Over 200kW | South of Lugo | 2016 | October Monthly Peak | 10 | 106.0524 | 102.5893 | 99.5262 | 100.4535 | 105.8642 | 122.2634 | 148.2915 | 167.6139 | 185.2777 | 201.915 | 212.9809 | 218.4088 | 219.5687 | 222.1787 | 217.8596 | 207.2885 | 195.8969 | 190.4095 | 176.4364 | 166.5074 | 154.8427 | 142.1929 | 125.784 | 117.1655 | -2.706 | -3.0812 | -2.7955 | -2.5897 | -2.6 | -2.1479 | -3.0045 | -2.5736 | -3.3346 | -3.8184 | -3.5347 | -2.6083 | -2.7762 | 0.42634 | 8.148 | 7.8335 | 6.1215 | 5.6158 | -0.45628 | -1.8483 | -1.644 | -2.0318 | -1.9743 | -1.9566 | 71.3395 | 70.3739 | 69.3089 | 68.1995 | 67.0541 | 66.7658 | 66.7944 | 66.7193 | 67.8811 | 70.9445 | 75.3227 | 80.1532 | 84.3474 | 86.6593 | 87.0139 | 86.8511 | 86.3576 | 85.3347 | 82.6698 | 78.527 | 74.7156 | 72.5587 | 71.0352 | 69.9015 | 2.7943 | 3.2237 | 3.0478 | 3.5367 | 3.7748 | 2.8692 | 3.2149 | 3.3497 | 4.1442 | 5.0209 | 5.2591 | 4.8178 | 4.1586 | 4.3329 | 4.3372 | 4.2957 | 4.2436 | 4.5301 | 4.2207 | 3.4429 | 3.9848 | 3.4641 | 3.4607 | 3.2302
Program Specific1-in-10Size: Over 200kWSouth of Lugo2016November Monthly Peak | Program Specific | 1-in-10 | Size: Over 200kW | South of Lugo | 2016 | November Monthly Peak | 11 | 107.397 | 102.7451 | 99.4672 | 101.4864 | 107.2215 | 124.3225 | 148.1958 | 168.9224 | 189.5401 | 205.8193 | 217.3148 | 221.7471 | 221.4364 | 223.0693 | 219.1499 | 208.7477 | 197.7437 | 190.8389 | 176.1109 | 166.1366 | 154.6292 | 142.569 | 124.8939 | 115.9723 | -2.6592 | -2.9121 | -2.6893 | -2.5643 | -2.6396 | -2.1596 | -2.936 | -2.5854 | -3.651 | -3.9218 | -3.5549 | -2.5941 | -2.8758 | 0.48737 | 8.3015 | 7.9735 | 6.0524 | 5.6211 | -0.61486 | -1.8394 | -1.4584 | -1.8707 | -1.7666 | -1.7338 | 69.0779 | 67.2586 | 66.6372 | 64.9934 | 64.1362 | 63.0818 | 62.6457 | 63.2681 | 66.0633 | 71.8035 | 78.4727 | 83.7315 | 86.0957 | 87.6819 | 88.2549 | 86.8732 | 84.6335 | 82.1006 | 79.7539 | 77.0038 | 75.056 | 73.2487 | 71.0994 | 69.5642 | 2.8393 | 3.2395 | 3.0563 | 3.5851 | 3.8361 | 2.9274 | 3.2237 | 3.3873 | 4.2539 | 5.1353 | 5.3843 | 4.908 | 4.2082 | 4.365 | 4.3777 | 4.3406 | 4.2981 | 4.5557 | 4.2272 | 3.4468 | 3.9928 | 3.4851 | 3.4478 | 3.2081
Program Specific1-in-10Size: Over 200kWSouth of Lugo2016December Monthly Peak | Program Specific | 1-in-10 | Size: Over 200kW | South of Lugo | 2016 | December Monthly Peak | 12 | 100.7859 | 98.064 | 95.4987 | 96.5696 | 101.7784 | 115.0787 | 138.5357 | 154.6408 | 166.5816 | 174.0448 | 176.2868 | 175.3703 | 171.7529 | 169.6139 | 165.7567 | 158.0847 | 154.4773 | 154.1559 | 146.9622 | 142.5489 | 135.1669 | 127.7857 | 112.8271 | 106.4466 | -2.0197 | -1.7425 | -1.9539 | -2.1308 | -2.5429 | -1.8573 | -2.3559 | -2.3194 | -4.5261 | -3.4726 | -2.6215 | -1.784 | -2.599 | 0.6526 | 6.7765 | 6.44 | 4.1088 | 4.5036 | -1.345 | -1.5526 | -0.27272 | -0.74373 | -0.50139 | -0.42682 | 48.0563 | 47.0273 | 46.785 | 47.2251 | 47.791 | 47.2914 | 48.4682 | 48.7361 | 49.5453 | 50.6682 | 51.6613 | 53.181 | 54.8783 | 54.4302 | 54.2406 | 53.8779 | 53.293 | 51.9845 | 50.8356 | 48.9756 | 46.6757 | 46.994 | 46.9601 | 46.1252 | 2.8729 | 3.3337 | 3.1638 | 3.6782 | 3.9262 | 2.9217 | 3.2493 | 3.3434 | 4.031 | 4.6821 | 4.7093 | 4.1851 | 3.5192 | 3.5785 | 3.57 | 3.5442 | 3.6202 | 3.9678 | 3.8034 | 3.1887 | 3.7632 | 3.368 | 3.3583 | 3.1749
Program Specific1-in-10Size: Over 200kWSouth of Lugo2016Typical Event Day | Program Specific | 1-in-10 | Size: Over 200kW | South of Lugo | 2016 | Typical Event Day | 8 | 123.4739 | 120.28 | 116.369 | 116.8057 | 125.2406 | 144.8899 | 173.6567 | 197.0501 | 213.5104 | 228.9552 | 242.256 | 244.8718 | 240.2346 | 241.5244 | 238.3572 | 229.627 | 217.9671 | 205.6423 | 188.5774 | 181.8274 | 174.7179 | 161.9881 | 144.4825 | 134.4394 | -3.2581 | -3.8471 | -3.4098 | -3.0802 | -3.0674 | -2.5783 | -3.6083 | -3.0367 | -3.5312 | -4.2918 | -4.0871 | -2.9933 | -2.9424 | 0.38937 | 8.7826 | 8.57 | 6.9724 | 6.0741 | -0.29074 | -2.0244 | -2.094 | -2.5329 | -2.5264 | -2.5164 | 70.9143 | 70.1258 | 69.5957 | 69.0387 | 68.3221 | 67.9861 | 67.9929 | 68.7659 | 71.2167 | 75.2215 | 79.2699 | 83.1798 | 84.7504 | 85.4066 | 86.1738 | 86.7759 | 87.3969 | 87.1311 | 86.4352 | 83.1122 | 78.4572 | 75.189 | 73.2592 | 71.8259 | 3.2514 | 3.7773 | 3.5614 | 4.1099 | 4.463 | 3.3982 | 3.7626 | 3.9357 | 4.7728 | 5.6899 | 5.9784 | 5.3983 | 4.5473 | 4.7074 | 4.7424 | 4.7558 | 4.7188 | 4.8896 | 4.5085 | 3.7574 | 4.4936 | 3.944 | 3.9728 | 3.7042
Program Specific1-in-10Size: Over 200kWSouth of Lugo2017January Monthly Peak | Program Specific | 1-in-10 | Size: Over 200kW | South of Lugo | 2017 | January Monthly Peak | 1 | 103.4846 | 100.6399 | 97.8777 | 98.3778 | 104.4037 | 119.179 | 146.4722 | 164.4789 | 176.7052 | 185.1309 | 187.7726 | 187.4985 | 184.802 | 184.6732 | 180.1376 | 170.8645 | 165.4126 | 165.2393 | 157.6092 | 153.5123 | 145.2525 | 134.7031 | 118.4422 | 111.1559 | -2.0738 | -1.7883 | -2.0026 | -2.1707 | -2.6085 | -1.9234 | -2.4909 | -2.467 | -4.8011 | -3.6938 | -2.7923 | -1.9073 | -2.7965 | 0.71054 | 7.3645 | 6.9606 | 4.3996 | 4.8274 | -1.4424 | -1.672 | -0.29307 | -0.78399 | -0.52634 | -0.44571 | 48.7341 | 47.8958 | 47.0112 | 46.8227 | 46.2152 | 46.2848 | 46.0395 | 45.839 | 45.8049 | 48.7533 | 51.8339 | 53.2236 | 54.8112 | 55.7264 | 55.5974 | 54.5519 | 52.9408 | 51.6869 | 50.1383 | 48.0373 | 46.7665 | 45.8824 | 45.7735 | 45.35 | 2.9498 | 3.4212 | 3.2427 | 3.7471 | 4.0274 | 3.0258 | 3.4354 | 3.5561 | 4.2759 | 4.9803 | 5.0162 | 4.4745 | 3.7866 | 3.8963 | 3.8798 | 3.8307 | 3.8765 | 4.253 | 4.0789 | 3.434 | 4.044 | 3.5503 | 3.5254 | 3.3153
Program Specific1-in-10Size: Over 200kWSouth of Lugo2017February Monthly Peak | Program Specific | 1-in-10 | Size: Over 200kW | South of Lugo | 2017 | February Monthly Peak | 2 | 102.2829 | 99.5263 | 96.8267 | 97.5369 | 103.1642 | 118.0176 | 142.8491 | 158.6433 | 170.3087 | 180.5321 | 185.6541 | 187.7689 | 186.5227 | 187.5966 | 183.427 | 174.1988 | 167.0887 | 165.7911 | 157.5133 | 151.7071 | 143.4012 | 133.0302 | 118.08 | 110.6588 | -2.0497 | -1.7685 | -1.9811 | -2.1521 | -2.5775 | -1.9047 | -2.4293 | -2.3794 | -4.6273 | -3.6021 | -2.7608 | -1.9101 | -2.8225 | 0.72179 | 7.4989 | 7.0964 | 4.4442 | 4.8435 | -1.4415 | -1.6523 | -0.28934 | -0.77425 | -0.52473 | -0.44371 | 54.5534 | 53.4618 | 52.3303 | 51.5464 | 51.9643 | 51.2168 | 48.0913 | 51.3293 | 53.6367 | 56.1918 | 58.7244 | 59.1867 | 60.382 | 62.024 | 63.0607 | 63.5434 | 62.6188 | 61.9097 | 60.5613 | 58.8968 | 57.4293 | 56.0513 | 55.6476 | 54.4079 | 2.9156 | 3.3834 | 3.2078 | 3.7151 | 3.9796 | 2.9963 | 3.3504 | 3.43 | 4.1212 | 4.8566 | 4.9596 | 4.481 | 3.8219 | 3.9579 | 3.9506 | 3.9055 | 3.9158 | 4.2672 | 4.0765 | 3.3936 | 3.9924 | 3.5062 | 3.5146 | 3.3005
Program Specific1-in-10Size: Over 200kWSouth of Lugo2017March Monthly Peak | Program Specific | 1-in-10 | Size: Over 200kW | South of Lugo | 2017 | March Monthly Peak | 3 | 110.0646 | 106.9441 | 102.1464 | 102.7196 | 108.4633 | 124.1384 | 148.076 | 167.8638 | 183.4727 | 195.7288 | 203.5989 | 207.2408 | 205.8265 | 208.1738 | 206.1462 | 198.3259 | 189.6196 | 179.3873 | 165.275 | 163.2297 | 156.0827 | 145.4287 | 128.964 | 118.8226 | -2.2057 | -1.9003 | -2.0899 | -2.2665 | -2.7099 | -2.0035 | -2.5181 | -2.5177 | -4.985 | -3.9053 | -3.0276 | -2.1082 | -3.1147 | 0.80096 | 8.4278 | 8.0793 | 5.0435 | 5.2407 | -1.5126 | -1.7778 | -0.31493 | -0.84642 | -0.5731 | -0.47645 | 61.6592 | 60.0844 | 59.0118 | 57.8054 | 56.8213 | 55.8581 | 55.185 | 54.8213 | 56.356 | 59.935 | 64.0569 | 68.5825 | 72.9245 | 74.4727 | 75.2828 | 75.0398 | 73.8807 | 72.1759 | 71.092 | 69.4977 | 66.8483 | 64.3712 | 61.9911 | 60.0774 | 3.1374 | 3.6356 | 3.3841 | 3.9125 | 4.184 | 3.1517 | 3.473 | 3.6293 | 4.4397 | 5.2654 | 5.439 | 4.9456 | 4.2174 | 4.3921 | 4.4399 | 4.4464 | 4.4438 | 4.6172 | 4.2773 | 3.6513 | 4.3455 | 3.833 | 3.8386 | 3.544
Program Specific1-in-10Size: Over 200kWSouth of Lugo2017April Monthly Peak | Program Specific | 1-in-10 | Size: Over 200kW | South of Lugo | 2017 | April Monthly Peak | 4 | 113.3655 | 109.6913 | 104.6006 | 105.2315 | 111.0073 | 127.7652 | 153.7375 | 177.1309 | 197.3513 | 213.4013 | 224.4007 | 229.3096 | 228.9503 | 231.84 | 229.5303 | 220.7159 | 209.6946 | 196.9602 | 179.0294 | 174.8081 | 165.2496 | 152.8602 | 134.7169 | 123.7722 | -2.8436 | -3.1883 | -2.8751 | -2.682 | -2.73 | -2.2301 | -3.0753 | -2.7147 | -3.6948 | -4.0531 | -3.6937 | -2.7065 | -2.9398 | 0.48018 | 8.6476 | 8.3923 | 6.4757 | 5.8046 | -0.55579 | -1.9375 | -1.6423 | -2.082 | -1.9949 | -1.9429 | 70.8429 | 69.745 | 68.1534 | 66.5131 | 65.11 | 64.2412 | 63.7809 | 63.8764 | 66.561 | 72.1406 | 77.2151 | 82.3949 | 85.7239 | 87.2719 | 86.3088 | 86.0992 | 86.1572 | 86.0162 | 84.5797 | 80.4234 | 75.5045 | 71.171 | 68.7752 | 67.5608 | 2.9918 | 3.4524 | 3.2084 | 3.7109 | 3.9646 | 3.0032 | 3.3384 | 3.5457 | 4.4214 | 5.3151 | 5.5501 | 5.0664 | 4.3433 | 4.5286 | 4.5769 | 4.5814 | 4.5498 | 4.6935 | 4.2897 | 3.6203 | 4.2595 | 3.73 | 3.7125 | 3.4178
Program Specific1-in-10Size: Over 200kWSouth of Lugo2017May Monthly Peak | Program Specific | 1-in-10 | Size: Over 200kW | South of Lugo | 2017 | May Monthly Peak | 5 | 120.5185 | 117.2707 | 111.6894 | 112.2092 | 118.9076 | 136.384 | 162.8696 | 192.2246 | 216.3275 | 235.1475 | 246.76 | 249.565 | 246.6105 | 248.0586 | 245.0407 | 234.792 | 221.9949 | 207.265 | 188.5507 | 180.2746 | 172.9892 | 159.8234 | 142.3982 | 131.7771 | -3.2016 | -3.7977 | -3.3004 | -2.9726 | -2.9106 | -2.4333 | -3.4014 | -2.9645 | -3.5132 | -4.3999 | -4.1769 | -3.0651 | -3.0006 | 0.38433 | 9.0011 | 8.7403 | 7.1349 | 6.124 | -0.25041 | -2.0083 | -2.1217 | -2.5431 | -2.5421 | -2.521 | 71.2617 | 69.8451 | 68.4253 | 68.0608 | 67.7896 | 67.5107 | 67.4623 | 67.6051 | 70.9452 | 76.4609 | 81.1291 | 84.396 | 86.1283 | 86.7273 | 87.4874 | 87.5875 | 87.4131 | 86.3568 | 86.0944 | 83.5497 | 79.1568 | 74.2915 | 71.532 | 69.1795 | 3.1746 | 3.684 | 3.4193 | 3.9494 | 4.2387 | 3.1997 | 3.53 | 3.8405 | 4.8373 | 5.8456 | 6.0915 | 5.5035 | 4.6695 | 4.8362 | 4.877 | 4.8643 | 4.8075 | 4.9297 | 4.5093 | 3.7265 | 4.4505 | 3.8926 | 3.9167 | 3.632
Program Specific1-in-10Size: Over 200kWSouth of Lugo2017June Monthly Peak | Program Specific | 1-in-10 | Size: Over 200kW | South of Lugo | 2017 | June Monthly Peak | 6 | 124.6842 | 120.6112 | 115.6698 | 115.5744 | 123.5304 | 141.738 | 165.5264 | 190.2365 | 209.1892 | 223.7629 | 232.9309 | 234.9236 | 229.764 | 231.0535 | 229.1829 | 220.9179 | 210.5641 | 198.7634 | 182.649 | 175.7698 | 171.0394 | 159.7793 | 144.8207 | 134.3871 | -2.8951 | -3.0022 | -2.879 | -2.7994 | -3.0558 | -2.4051 | -3.1278 | -2.8926 | -4.5695 | -4.3293 | -3.6972 | -2.6312 | -3.1449 | 0.63022 | 8.9061 | 8.6216 | 6.1692 | 5.8389 | -0.97518 | -1.9357 | -1.1992 | -1.7157 | -1.5898 | -1.5291 | 65.62 | 65.1576 | 65.1729 | 64.8461 | 63.4476 | 62.4171 | 61.9901 | 63.7479 | 66.7411 | 70.6493 | 75.247 | 79.7934 | 82.0151 | 82.274 | 82.7901 | 83.0673 | 84.2625 | 83.2201 | 83.1734 | 79.3343 | 74.8467 | 71.495 | 69.3703 | 68.496 | 3.3458 | 3.8599 | 3.6075 | 4.1441 | 4.486 | 3.3876 | 3.6548 | 3.872 | 4.7653 | 5.6668 | 5.8578 | 5.2777 | 4.432 | 4.5891 | 4.6468 | 4.6626 | 4.6454 | 4.8161 | 4.4499 | 3.7014 | 4.4828 | 3.9644 | 4.0579 | 3.7733
Program Specific1-in-10Size: Over 200kWSouth of Lugo2017July Monthly Peak | Program Specific | 1-in-10 | Size: Over 200kW | South of Lugo | 2017 | July Monthly Peak | 7 | 126.8188 | 123.001 | 118.7422 | 118.9317 | 127.7648 | 146.5388 | 173.1953 | 197.7868 | 214.401 | 227.2133 | 238.2682 | 239.588 | 234.3208 | 234.3974 | 231.9302 | 225.9747 | 215.574 | 203.4382 | 186.7914 | 179.1708 | 175.0207 | 163.1364 | 147.0732 | 136.7413 | -3.2107 | -3.6396 | -3.3025 | -3.05 | -3.1398 | -2.5667 | -3.4886 | -3.0343 | -3.93 | -4.3053 | -3.9395 | -2.8459 | -2.9839 | 0.46616 | 8.7035 | 8.5638 | 6.7001 | 5.998 | -0.52748 | -1.9875 | -1.8038 | -2.2811 | -2.2485 | -2.2207 | 70.3835 | 69.0799 | 68.3959 | 67.9509 | 67.6286 | 67.2993 | 67.6444 | 68.5582 | 70.94 | 74.9856 | 79.5697 | 82.4638 | 81.3833 | 80.9629 | 83.3995 | 83.8478 | 83.0283 | 82.3736 | 81.26 | 79.4814 | 76.052 | 73.2392 | 71.7947 | 70.8947 | 3.3436 | 3.8675 | 3.6385 | 4.1899 | 4.5586 | 3.4411 | 3.7572 | 3.9552 | 4.7986 | 5.6535 | 5.8873 | 5.2883 | 4.4408 | 4.5741 | 4.6202 | 4.6859 | 4.6728 | 4.8431 | 4.4713 | 3.707 | 4.5069 | 3.9769 | 4.049 | 3.7722
Program Specific1-in-10Size: Over 200kWSouth of Lugo2017August Monthly Peak | Program Specific | 1-in-10 | Size: Over 200kW | South of Lugo | 2017 | August Monthly Peak | 8 | 124.1479 | 120.8516 | 116.8849 | 117.3116 | 125.7895 | 145.6155 | 174.9598 | 199.1741 | 216.4707 | 232.3907 | 245.9896 | 248.5958 | 244.0012 | 245.27 | 242.0203 | 233.117 | 221.2199 | 208.5759 | 190.9233 | 183.9645 | 176.4497 | 163.4083 | 145.494 | 135.3272 | -3.3874 | -4.1087 | -3.5713 | -3.1651 | -3.0721 | -2.6253 | -3.7288 | -3.081 | -3.2544 | -4.3165 | -4.2197 | -3.111 | -2.8889 | 0.31779 | 8.7793 | 8.5875 | 7.2453 | 6.1703 | -0.088663 | -2.0545 | -2.3638 | -2.7822 | -2.8127 | -2.8148 | 71.2322 | 70.6094 | 70.0508 | 69.5371 | 69.2973 | 69.5668 | 69.7402 | 69.9061 | 72.2647 | 76.2515 | 79.6979 | 83.6159 | 85.7648 | 87.1719 | 87.5408 | 89.2278 | 91.3391 | 93.0227 | 92.7812 | 88.7944 | 82.3867 | 78.6449 | 76.6782 | 74.1722 | 3.2793 | 3.807 | 3.5884 | 4.1406 | 4.4965 | 3.4258 | 3.8026 | 3.9905 | 4.854 | 5.7932 | 6.0894 | 5.4975 | 4.633 | 4.7952 | 4.8303 | 4.8431 | 4.8041 | 4.9747 | 4.5787 | 3.8134 | 4.5522 | 3.991 | 4.013 | 3.7402
Program Specific1-in-10Size: Over 200kWSouth of Lugo2017September Monthly Peak | Program Specific | 1-in-10 | Size: Over 200kW | South of Lugo | 2017 | September Monthly Peak | 9 | 127.2176 | 124.1141 | 119.2694 | 119.7854 | 129.2106 | 151.1292 | 186.0671 | 214.6639 | 238.9427 | 258.4994 | 272.1088 | 273.6194 | 268.5163 | 269.6005 | 263.8704 | 251.3828 | 237.8829 | 221.8225 | 202.0101 | 196.5968 | 184.4756 | 169.0951 | 149.759 | 138.8751 | -3.7815 | -4.8977 | -4.0494 | -3.4301 | -3.1312 | -2.8209 | -4.2353 | -3.3547 | -2.6159 | -4.6814 | -4.877 | -3.6399 | -2.8815 | 0.11769 | 9.1627 | 8.9304 | 8.2839 | 6.5897 | 0.497 | -2.2138 | -3.178 | -3.5169 | -3.6458 | -3.6737 | 76.4213 | 75.6563 | 74.763 | 73.8208 | 72.9147 | 72.6612 | 72.597 | 72.8514 | 74.921 | 78.9995 | 82.5651 | 86.846 | 89.8383 | 91.2177 | 90.9648 | 90.9607 | 90.9576 | 89.908 | 88.5262 | 84.8388 | 80.5436 | 77.377 | 75.1936 | 73.7405 | 3.4512 | 4.0155 | 3.7605 | 4.3421 | 4.7436 | 3.6516 | 4.1533 | 4.417 | 5.5027 | 6.6182 | 6.918 | 6.2143 | 5.2362 | 5.4133 | 5.4087 | 5.3637 | 5.3056 | 5.4336 | 4.9755 | 4.1853 | 4.8879 | 4.2415 | 4.2423 | 3.942
Program Specific1-in-10Size: Over 200kWSouth of Lugo2017October Monthly Peak | Program Specific | 1-in-10 | Size: Over 200kW | South of Lugo | 2017 | October Monthly Peak | 10 | 106.0524 | 102.5893 | 99.5262 | 100.4535 | 105.8642 | 122.2634 | 148.2915 | 167.6139 | 185.2777 | 201.915 | 212.9809 | 218.4088 | 219.5687 | 222.1787 | 217.8596 | 207.2885 | 195.8969 | 190.4095 | 176.4364 | 166.5074 | 154.8427 | 142.1929 | 125.784 | 117.1655 | -2.706 | -3.0812 | -2.7955 | -2.5897 | -2.6 | -2.1479 | -3.0045 | -2.5736 | -3.3346 | -3.8184 | -3.5347 | -2.6083 | -2.7762 | 0.42634 | 8.148 | 7.8335 | 6.1215 | 5.6158 | -0.45628 | -1.8483 | -1.644 | -2.0318 | -1.9743 | -1.9566 | 71.3395 | 70.3739 | 69.3089 | 68.1995 | 67.0541 | 66.7658 | 66.7944 | 66.7193 | 67.8811 | 70.9445 | 75.3227 | 80.1532 | 84.3474 | 86.6593 | 87.0139 | 86.8511 | 86.3576 | 85.3347 | 82.6698 | 78.527 | 74.7156 | 72.5587 | 71.0352 | 69.9015 | 2.7943 | 3.2237 | 3.0478 | 3.5367 | 3.7748 | 2.8692 | 3.2149 | 3.3497 | 4.1442 | 5.0209 | 5.2591 | 4.8178 | 4.1586 | 4.3329 | 4.3372 | 4.2957 | 4.2436 | 4.5301 | 4.2207 | 3.4429 | 3.9848 | 3.4641 | 3.4607 | 3.2302
Program Specific1-in-10Size: Over 200kWSouth of Lugo2017November Monthly Peak | Program Specific | 1-in-10 | Size: Over 200kW | South of Lugo | 2017 | November Monthly Peak | 11 | 107.397 | 102.7451 | 99.4672 | 101.4864 | 107.2215 | 124.3225 | 148.1958 | 168.9224 | 189.5401 | 205.8193 | 217.3148 | 221.7471 | 221.4364 | 223.0693 | 219.1499 | 208.7477 | 197.7437 | 190.8388 | 176.1109 | 166.1366 | 154.6292 | 142.569 | 124.8939 | 115.9723 | -2.6592 | -2.9121 | -2.6893 | -2.5643 | -2.6396 | -2.1596 | -2.936 | -2.5854 | -3.651 | -3.9218 | -3.5549 | -2.5941 | -2.8758 | 0.48737 | 8.3015 | 7.9735 | 6.0524 | 5.6211 | -0.61486 | -1.8394 | -1.4584 | -1.8707 | -1.7666 | -1.7338 | 69.0779 | 67.2586 | 66.6372 | 64.9934 | 64.1362 | 63.0818 | 62.6457 | 63.2681 | 66.0633 | 71.8035 | 78.4727 | 83.7315 | 86.0957 | 87.6819 | 88.2549 | 86.8732 | 84.6335 | 82.1006 | 79.7539 | 77.0038 | 75.056 | 73.2487 | 71.0994 | 69.5641 | 2.8393 | 3.2395 | 3.0563 | 3.5851 | 3.8361 | 2.9274 | 3.2237 | 3.3873 | 4.2539 | 5.1353 | 5.3843 | 4.908 | 4.2082 | 4.365 | 4.3777 | 4.3406 | 4.2981 | 4.5557 | 4.2272 | 3.4468 | 3.9928 | 3.4851 | 3.4478 | 3.2081
Program Specific1-in-10Size: Over 200kWSouth of Lugo2017December Monthly Peak | Program Specific | 1-in-10 | Size: Over 200kW | South of Lugo | 2017 | December Monthly Peak | 12 | 100.7859 | 98.064 | 95.4987 | 96.5696 | 101.7784 | 115.0787 | 138.5357 | 154.6408 | 166.5816 | 174.0448 | 176.2868 | 175.3703 | 171.7529 | 169.6139 | 165.7567 | 158.0847 | 154.4773 | 154.1559 | 146.9622 | 142.5489 | 135.1669 | 127.7857 | 112.8271 | 106.4466 | -2.0197 | -1.7425 | -1.9539 | -2.1308 | -2.5429 | -1.8573 | -2.3559 | -2.3194 | -4.5261 | -3.4726 | -2.6215 | -1.784 | -2.599 | 0.6526 | 6.7765 | 6.44 | 4.1088 | 4.5036 | -1.345 | -1.5526 | -0.27272 | -0.74373 | -0.50139 | -0.42682 | 48.0563 | 47.0273 | 46.785 | 47.2251 | 47.791 | 47.2914 | 48.4682 | 48.7361 | 49.5453 | 50.6682 | 51.6613 | 53.181 | 54.8783 | 54.4302 | 54.2406 | 53.8779 | 53.293 | 51.9845 | 50.8356 | 48.9756 | 46.6757 | 46.994 | 46.9601 | 46.1252 | 2.8729 | 3.3337 | 3.1638 | 3.6782 | 3.9262 | 2.9217 | 3.2493 | 3.3434 | 4.031 | 4.6821 | 4.7093 | 4.1851 | 3.5192 | 3.5785 | 3.57 | 3.5442 | 3.6202 | 3.9678 | 3.8034 | 3.1887 | 3.7632 | 3.368 | 3.3583 | 3.1749
Program Specific1-in-10Size: Over 200kWSouth of Lugo2017Typical Event Day | Program Specific | 1-in-10 | Size: Over 200kW | South of Lugo | 2017 | Typical Event Day | 8 | 123.4739 | 120.28 | 116.369 | 116.8057 | 125.2406 | 144.8899 | 173.6567 | 197.0501 | 213.5104 | 228.9552 | 242.256 | 244.8718 | 240.2346 | 241.5244 | 238.3572 | 229.627 | 217.9671 | 205.6423 | 188.5774 | 181.8274 | 174.7179 | 161.9881 | 144.4825 | 134.4394 | -3.2581 | -3.8471 | -3.4098 | -3.0802 | -3.0674 | -2.5783 | -3.6083 | -3.0367 | -3.5312 | -4.2918 | -4.0871 | -2.9933 | -2.9424 | 0.38937 | 8.7826 | 8.57 | 6.9724 | 6.0741 | -0.29074 | -2.0244 | -2.094 | -2.5329 | -2.5264 | -2.5164 | 70.9143 | 70.1258 | 69.5957 | 69.0387 | 68.322 | 67.9861 | 67.9929 | 68.7659 | 71.2167 | 75.2215 | 79.2699 | 83.1798 | 84.7504 | 85.4066 | 86.1738 | 86.7759 | 87.3969 | 87.1311 | 86.4352 | 83.1122 | 78.4572 | 75.189 | 73.2592 | 71.8259 | 3.2514 | 3.7773 | 3.5614 | 4.1099 | 4.463 | 3.3982 | 3.7626 | 3.9357 | 4.7728 | 5.6899 | 5.9784 | 5.3983 | 4.5473 | 4.7074 | 4.7424 | 4.7558 | 4.7188 | 4.8896 | 4.5085 | 3.7574 | 4.4936 | 3.944 | 3.9728 | 3.7042
Program Specific1-in-10Size: Over 200kWSouth of Lugo2018January Monthly Peak | Program Specific | 1-in-10 | Size: Over 200kW | South of Lugo | 2018 | January Monthly Peak | 1 | 103.4846 | 100.6399 | 97.8777 | 98.3778 | 104.4037 | 119.179 | 146.4722 | 164.4789 | 176.7052 | 185.1309 | 187.7726 | 187.4985 | 184.802 | 184.6732 | 180.1376 | 170.8645 | 165.4125 | 165.2393 | 157.6092 | 153.5123 | 145.2525 | 134.7031 | 118.4422 | 111.1559 | -2.0738 | -1.7883 | -2.0026 | -2.1707 | -2.6085 | -1.9234 | -2.4909 | -2.467 | -4.8011 | -3.6938 | -2.7923 | -1.9073 | -2.7965 | 0.71054 | 7.3645 | 6.9606 | 4.3996 | 4.8274 | -1.4424 | -1.672 | -0.29307 | -0.78399 | -0.52634 | -0.44571 | 48.7341 | 47.8958 | 47.0112 | 46.8227 | 46.2152 | 46.2848 | 46.0395 | 45.839 | 45.8049 | 48.7533 | 51.8339 | 53.2236 | 54.8112 | 55.7264 | 55.5974 | 54.5519 | 52.9408 | 51.6869 | 50.1383 | 48.0373 | 46.7665 | 45.8824 | 45.7735 | 45.35 | 2.9498 | 3.4212 | 3.2427 | 3.7471 | 4.0274 | 3.0258 | 3.4354 | 3.5561 | 4.2759 | 4.9803 | 5.0162 | 4.4745 | 3.7866 | 3.8963 | 3.8798 | 3.8307 | 3.8765 | 4.253 | 4.0789 | 3.434 | 4.044 | 3.5503 | 3.5254 | 3.3153
Program Specific1-in-10Size: Over 200kWSouth of Lugo2018February Monthly Peak | Program Specific | 1-in-10 | Size: Over 200kW | South of Lugo | 2018 | February Monthly Peak | 2 | 102.2829 | 99.5263 | 96.8267 | 97.5369 | 103.1642 | 118.0176 | 142.8491 | 158.6433 | 170.3087 | 180.5321 | 185.6541 | 187.7689 | 186.5227 | 187.5966 | 183.427 | 174.1988 | 167.0887 | 165.7911 | 157.5133 | 151.7071 | 143.4012 | 133.0302 | 118.08 | 110.6588 | -2.0497 | -1.7685 | -1.9811 | -2.1521 | -2.5775 | -1.9047 | -2.4293 | -2.3794 | -4.6273 | -3.6021 | -2.7608 | -1.9101 | -2.8225 | 0.72179 | 7.4989 | 7.0964 | 4.4442 | 4.8435 | -1.4415 | -1.6523 | -0.28934 | -0.77425 | -0.52473 | -0.44371 | 54.5534 | 53.4618 | 52.3303 | 51.5464 | 51.9643 | 51.2168 | 48.0913 | 51.3293 | 53.6367 | 56.1918 | 58.7244 | 59.1867 | 60.382 | 62.0241 | 63.0607 | 63.5434 | 62.6188 | 61.9097 | 60.5613 | 58.8968 | 57.4293 | 56.0513 | 55.6476 | 54.4079 | 2.9156 | 3.3834 | 3.2078 | 3.7151 | 3.9796 | 2.9963 | 3.3504 | 3.43 | 4.1212 | 4.8566 | 4.9596 | 4.481 | 3.8219 | 3.9579 | 3.9506 | 3.9055 | 3.9158 | 4.2672 | 4.0765 | 3.3936 | 3.9924 | 3.5062 | 3.5146 | 3.3005
Program Specific1-in-10Size: Over 200kWSouth of Lugo2018March Monthly Peak | Program Specific | 1-in-10 | Size: Over 200kW | South of Lugo | 2018 | March Monthly Peak | 3 | 110.0646 | 106.9441 | 102.1464 | 102.7196 | 108.4633 | 124.1384 | 148.076 | 167.8638 | 183.4727 | 195.7288 | 203.5989 | 207.2408 | 205.8265 | 208.1738 | 206.1462 | 198.3259 | 189.6196 | 179.3873 | 165.275 | 163.2298 | 156.0827 | 145.4287 | 128.964 | 118.8226 | -2.2057 | -1.9003 | -2.0899 | -2.2665 | -2.7099 | -2.0035 | -2.5181 | -2.5177 | -4.985 | -3.9053 | -3.0276 | -2.1082 | -3.1147 | 0.80096 | 8.4278 | 8.0793 | 5.0435 | 5.2407 | -1.5126 | -1.7778 | -0.31493 | -0.84642 | -0.5731 | -0.47645 | 61.6592 | 60.0844 | 59.0118 | 57.8054 | 56.8213 | 55.8581 | 55.185 | 54.8213 | 56.356 | 59.935 | 64.0569 | 68.5825 | 72.9245 | 74.4727 | 75.2828 | 75.0398 | 73.8807 | 72.1759 | 71.0921 | 69.4977 | 66.8483 | 64.3712 | 61.9911 | 60.0774 | 3.1374 | 3.6356 | 3.3841 | 3.9125 | 4.184 | 3.1517 | 3.473 | 3.6293 | 4.4397 | 5.2654 | 5.439 | 4.9456 | 4.2174 | 4.3921 | 4.4399 | 4.4464 | 4.4438 | 4.6172 | 4.2773 | 3.6513 | 4.3455 | 3.833 | 3.8386 | 3.544
Program Specific1-in-10Size: Over 200kWSouth of Lugo2018April Monthly Peak | Program Specific | 1-in-10 | Size: Over 200kW | South of Lugo | 2018 | April Monthly Peak | 4 | 113.3655 | 109.6913 | 104.6006 | 105.2315 | 111.0073 | 127.7652 | 153.7375 | 177.1309 | 197.3513 | 213.4013 | 224.4007 | 229.3096 | 228.9503 | 231.84 | 229.5303 | 220.7159 | 209.6946 | 196.9602 | 179.0294 | 174.8081 | 165.2497 | 152.8602 | 134.7169 | 123.7722 | -2.8436 | -3.1883 | -2.8751 | -2.682 | -2.73 | -2.2301 | -3.0753 | -2.7147 | -3.6948 | -4.0531 | -3.6937 | -2.7065 | -2.9398 | 0.48018 | 8.6476 | 8.3923 | 6.4757 | 5.8046 | -0.55579 | -1.9375 | -1.6423 | -2.082 | -1.9949 | -1.9429 | 70.8429 | 69.745 | 68.1534 | 66.5131 | 65.11 | 64.2412 | 63.7809 | 63.8764 | 66.561 | 72.1405 | 77.2151 | 82.3949 | 85.7239 | 87.2719 | 86.3088 | 86.0992 | 86.1572 | 86.0162 | 84.5797 | 80.4234 | 75.5045 | 71.171 | 68.7752 | 67.5608 | 2.9918 | 3.4524 | 3.2084 | 3.7109 | 3.9646 | 3.0032 | 3.3384 | 3.5457 | 4.4214 | 5.3151 | 5.5501 | 5.0664 | 4.3433 | 4.5286 | 4.5769 | 4.5814 | 4.5498 | 4.6935 | 4.2897 | 3.6203 | 4.2595 | 3.73 | 3.7125 | 3.4178
Program Specific1-in-10Size: Over 200kWSouth of Lugo2018May Monthly Peak | Program Specific | 1-in-10 | Size: Over 200kW | South of Lugo | 2018 | May Monthly Peak | 5 | 120.5186 | 117.2707 | 111.6894 | 112.2092 | 118.9076 | 136.384 | 162.8696 | 192.2246 | 216.3275 | 235.1475 | 246.7599 | 249.565 | 246.6105 | 248.0586 | 245.0407 | 234.792 | 221.9949 | 207.265 | 188.5507 | 180.2746 | 172.9892 | 159.8234 | 142.3982 | 131.7771 | -3.2016 | -3.7977 | -3.3004 | -2.9726 | -2.9106 | -2.4333 | -3.4014 | -2.9645 | -3.5132 | -4.3999 | -4.1769 | -3.0651 | -3.0006 | 0.38433 | 9.0011 | 8.7403 | 7.1349 | 6.124 | -0.25041 | -2.0083 | -2.1217 | -2.5431 | -2.5421 | -2.521 | 71.2617 | 69.8451 | 68.4253 | 68.0608 | 67.7896 | 67.5107 | 67.4623 | 67.6051 | 70.9452 | 76.4609 | 81.1291 | 84.396 | 86.1283 | 86.7273 | 87.4874 | 87.5875 | 87.4131 | 86.3568 | 86.0944 | 83.5497 | 79.1568 | 74.2915 | 71.532 | 69.1795 | 3.1746 | 3.684 | 3.4193 | 3.9494 | 4.2387 | 3.1997 | 3.53 | 3.8405 | 4.8373 | 5.8456 | 6.0915 | 5.5035 | 4.6695 | 4.8362 | 4.877 | 4.8643 | 4.8075 | 4.9297 | 4.5093 | 3.7265 | 4.4505 | 3.8926 | 3.9167 | 3.632
Program Specific1-in-10Size: Over 200kWSouth of Lugo2018June Monthly Peak | Program Specific | 1-in-10 | Size: Over 200kW | South of Lugo | 2018 | June Monthly Peak | 6 | 124.6841 | 120.6112 | 115.6698 | 115.5744 | 123.5304 | 141.738 | 165.5264 | 190.2365 | 209.1892 | 223.7628 | 232.9309 | 234.9236 | 229.764 | 231.0535 | 229.183 | 220.9178 | 210.5641 | 198.7634 | 182.649 | 175.7699 | 171.0394 | 159.7793 | 144.8207 | 134.3871 | -2.8951 | -3.0022 | -2.879 | -2.7994 | -3.0558 | -2.4051 | -3.1278 | -2.8926 | -4.5695 | -4.3293 | -3.6972 | -2.6312 | -3.1449 | 0.63022 | 8.9061 | 8.6216 | 6.1692 | 5.8389 | -0.97518 | -1.9357 | -1.1992 | -1.7157 | -1.5898 | -1.5291 | 65.62 | 65.1576 | 65.1729 | 64.8461 | 63.4476 | 62.4171 | 61.9901 | 63.7479 | 66.7411 | 70.6493 | 75.247 | 79.7934 | 82.0151 | 82.274 | 82.7901 | 83.0673 | 84.2625 | 83.2201 | 83.1734 | 79.3343 | 74.8467 | 71.495 | 69.3703 | 68.496 | 3.3458 | 3.8599 | 3.6075 | 4.1441 | 4.486 | 3.3876 | 3.6548 | 3.872 | 4.7653 | 5.6668 | 5.8578 | 5.2777 | 4.432 | 4.5891 | 4.6468 | 4.6626 | 4.6454 | 4.8161 | 4.4499 | 3.7014 | 4.4828 | 3.9644 | 4.0579 | 3.7733
Program Specific1-in-10Size: Over 200kWSouth of Lugo2018July Monthly Peak | Program Specific | 1-in-10 | Size: Over 200kW | South of Lugo | 2018 | July Monthly Peak | 7 | 126.8188 | 123.001 | 118.7422 | 118.9317 | 127.7648 | 146.5388 | 173.1953 | 197.7868 | 214.401 | 227.2133 | 238.2682 | 239.588 | 234.3208 | 234.3974 | 231.9302 | 225.9747 | 215.574 | 203.4383 | 186.7914 | 179.1708 | 175.0207 | 163.1364 | 147.0732 | 136.7413 | -3.2107 | -3.6396 | -3.3025 | -3.05 | -3.1398 | -2.5667 | -3.4886 | -3.0343 | -3.93 | -4.3053 | -3.9395 | -2.8459 | -2.9839 | 0.46616 | 8.7035 | 8.5638 | 6.7001 | 5.998 | -0.52748 | -1.9875 | -1.8038 | -2.2811 | -2.2485 | -2.2207 | 70.3835 | 69.0799 | 68.3959 | 67.9509 | 67.6286 | 67.2993 | 67.6444 | 68.5582 | 70.94 | 74.9856 | 79.5697 | 82.4638 | 81.3833 | 80.9629 | 83.3996 | 83.8478 | 83.0283 | 82.3736 | 81.26 | 79.4814 | 76.052 | 73.2392 | 71.7947 | 70.8947 | 3.3436 | 3.8675 | 3.6385 | 4.1899 | 4.5586 | 3.4411 | 3.7572 | 3.9552 | 4.7986 | 5.6535 | 5.8873 | 5.2883 | 4.4408 | 4.5741 | 4.6202 | 4.6859 | 4.6728 | 4.8431 | 4.4713 | 3.707 | 4.5069 | 3.9769 | 4.049 | 3.7722
Program Specific1-in-10Size: Over 200kWSouth of Lugo2018August Monthly Peak | Program Specific | 1-in-10 | Size: Over 200kW | South of Lugo | 2018 | August Monthly Peak | 8 | 124.1479 | 120.8516 | 116.8849 | 117.3116 | 125.7895 | 145.6155 | 174.9598 | 199.1741 | 216.4707 | 232.3907 | 245.9896 | 248.5958 | 244.0012 | 245.27 | 242.0203 | 233.117 | 221.2199 | 208.5759 | 190.9233 | 183.9645 | 176.4497 | 163.4083 | 145.494 | 135.3272 | -3.3874 | -4.1087 | -3.5713 | -3.1651 | -3.0721 | -2.6253 | -3.7288 | -3.081 | -3.2544 | -4.3165 | -4.2197 | -3.111 | -2.8889 | 0.31779 | 8.7793 | 8.5875 | 7.2453 | 6.1703 | -0.088663 | -2.0545 | -2.3638 | -2.7822 | -2.8127 | -2.8148 | 71.2322 | 70.6094 | 70.0508 | 69.5371 | 69.2973 | 69.5668 | 69.7402 | 69.9061 | 72.2647 | 76.2515 | 79.6979 | 83.6159 | 85.7648 | 87.1719 | 87.5408 | 89.2278 | 91.3391 | 93.0227 | 92.7812 | 88.7944 | 82.3867 | 78.6449 | 76.6782 | 74.1722 | 3.2793 | 3.807 | 3.5884 | 4.1406 | 4.4965 | 3.4258 | 3.8026 | 3.9905 | 4.854 | 5.7932 | 6.0894 | 5.4975 | 4.633 | 4.7952 | 4.8303 | 4.8431 | 4.8041 | 4.9747 | 4.5787 | 3.8134 | 4.5522 | 3.991 | 4.013 | 3.7402
Program Specific1-in-10Size: Over 200kWSouth of Lugo2018September Monthly Peak | Program Specific | 1-in-10 | Size: Over 200kW | South of Lugo | 2018 | September Monthly Peak | 9 | 127.2176 | 124.1141 | 119.2694 | 119.7854 | 129.2106 | 151.1292 | 186.0671 | 214.6638 | 238.9427 | 258.4994 | 272.1088 | 273.6194 | 268.5163 | 269.6005 | 263.8705 | 251.3828 | 237.8829 | 221.8225 | 202.0101 | 196.5968 | 184.4756 | 169.0951 | 149.759 | 138.8751 | -3.7815 | -4.8977 | -4.0494 | -3.4301 | -3.1312 | -2.8209 | -4.2353 | -3.3547 | -2.6159 | -4.6814 | -4.877 | -3.6399 | -2.8815 | 0.11769 | 9.1627 | 8.9304 | 8.2839 | 6.5897 | 0.497 | -2.2138 | -3.178 | -3.5169 | -3.6458 | -3.6737 | 76.4213 | 75.6563 | 74.763 | 73.8208 | 72.9147 | 72.6612 | 72.597 | 72.8514 | 74.921 | 78.9995 | 82.5651 | 86.846 | 89.8383 | 91.2177 | 90.9648 | 90.9607 | 90.9576 | 89.908 | 88.5262 | 84.8388 | 80.5436 | 77.377 | 75.1936 | 73.7405 | 3.4512 | 4.0155 | 3.7605 | 4.3421 | 4.7436 | 3.6516 | 4.1533 | 4.417 | 5.5027 | 6.6182 | 6.918 | 6.2143 | 5.2362 | 5.4133 | 5.4087 | 5.3637 | 5.3056 | 5.4336 | 4.9755 | 4.1853 | 4.8879 | 4.2415 | 4.2423 | 3.942
Program Specific1-in-10Size: Over 200kWSouth of Lugo2018October Monthly Peak | Program Specific | 1-in-10 | Size: Over 200kW | South of Lugo | 2018 | October Monthly Peak | 10 | 106.0524 | 102.5893 | 99.5262 | 100.4535 | 105.8642 | 122.2634 | 148.2915 | 167.6139 | 185.2777 | 201.915 | 212.9809 | 218.4088 | 219.5687 | 222.1787 | 217.8596 | 207.2885 | 195.8969 | 190.4095 | 176.4364 | 166.5074 | 154.8427 | 142.1929 | 125.784 | 117.1655 | -2.706 | -3.0812 | -2.7955 | -2.5897 | -2.6 | -2.1479 | -3.0045 | -2.5736 | -3.3346 | -3.8184 | -3.5347 | -2.6083 | -2.7762 | 0.42634 | 8.148 | 7.8335 | 6.1215 | 5.6158 | -0.45628 | -1.8483 | -1.644 | -2.0318 | -1.9743 | -1.9566 | 71.3395 | 70.3739 | 69.3089 | 68.1995 | 67.0541 | 66.7658 | 66.7944 | 66.7193 | 67.8811 | 70.9445 | 75.3227 | 80.1532 | 84.3474 | 86.6593 | 87.0139 | 86.8511 | 86.3576 | 85.3347 | 82.6698 | 78.527 | 74.7156 | 72.5587 | 71.0352 | 69.9015 | 2.7943 | 3.2237 | 3.0478 | 3.5367 | 3.7748 | 2.8692 | 3.2149 | 3.3497 | 4.1442 | 5.0209 | 5.2591 | 4.8178 | 4.1586 | 4.3329 | 4.3372 | 4.2957 | 4.2436 | 4.5301 | 4.2207 | 3.4429 | 3.9848 | 3.4641 | 3.4607 | 3.2302
Program Specific1-in-10Size: Over 200kWSouth of Lugo2018November Monthly Peak | Program Specific | 1-in-10 | Size: Over 200kW | South of Lugo | 2018 | November Monthly Peak | 11 | 107.397 | 102.7451 | 99.4672 | 101.4864 | 107.2215 | 124.3225 | 148.1958 | 168.9224 | 189.5401 | 205.8193 | 217.3148 | 221.7471 | 221.4364 | 223.0693 | 219.1498 | 208.7477 | 197.7437 | 190.8389 | 176.1109 | 166.1366 | 154.6292 | 142.569 | 124.8939 | 115.9722 | -2.6592 | -2.9121 | -2.6893 | -2.5643 | -2.6396 | -2.1596 | -2.936 | -2.5854 | -3.651 | -3.9218 | -3.5549 | -2.5941 | -2.8758 | 0.48737 | 8.3015 | 7.9735 | 6.0524 | 5.6211 | -0.61486 | -1.8394 | -1.4584 | -1.8707 | -1.7666 | -1.7338 | 69.0779 | 67.2586 | 66.6372 | 64.9934 | 64.1362 | 63.0818 | 62.6457 | 63.2681 | 66.0633 | 71.8035 | 78.4727 | 83.7315 | 86.0957 | 87.6819 | 88.2549 | 86.8732 | 84.6335 | 82.1006 | 79.7539 | 77.0038 | 75.056 | 73.2487 | 71.0994 | 69.5642 | 2.8393 | 3.2395 | 3.0563 | 3.5851 | 3.8361 | 2.9274 | 3.2237 | 3.3873 | 4.2539 | 5.1353 | 5.3843 | 4.908 | 4.2082 | 4.365 | 4.3777 | 4.3406 | 4.2981 | 4.5557 | 4.2272 | 3.4468 | 3.9928 | 3.4851 | 3.4478 | 3.2081
Program Specific1-in-10Size: Over 200kWSouth of Lugo2018December Monthly Peak | Program Specific | 1-in-10 | Size: Over 200kW | South of Lugo | 2018 | December Monthly Peak | 12 | 100.7859 | 98.064 | 95.4987 | 96.5696 | 101.7784 | 115.0787 | 138.5357 | 154.6408 | 166.5816 | 174.0448 | 176.2868 | 175.3703 | 171.7529 | 169.6139 | 165.7567 | 158.0847 | 154.4773 | 154.1559 | 146.9622 | 142.5489 | 135.1669 | 127.7857 | 112.8271 | 106.4466 | -2.0197 | -1.7425 | -1.9539 | -2.1308 | -2.5429 | -1.8573 | -2.3559 | -2.3194 | -4.5261 | -3.4726 | -2.6215 | -1.784 | -2.599 | 0.6526 | 6.7765 | 6.44 | 4.1088 | 4.5036 | -1.345 | -1.5526 | -0.27272 | -0.74373 | -0.50139 | -0.42682 | 48.0563 | 47.0273 | 46.785 | 47.2251 | 47.791 | 47.2914 | 48.4682 | 48.7361 | 49.5453 | 50.6682 | 51.6613 | 53.181 | 54.8783 | 54.4302 | 54.2406 | 53.8779 | 53.293 | 51.9845 | 50.8356 | 48.9756 | 46.6757 | 46.994 | 46.9601 | 46.1252 | 2.8729 | 3.3337 | 3.1638 | 3.6782 | 3.9262 | 2.9217 | 3.2493 | 3.3434 | 4.031 | 4.6821 | 4.7093 | 4.1851 | 3.5192 | 3.5785 | 3.57 | 3.5442 | 3.6202 | 3.9678 | 3.8034 | 3.1887 | 3.7632 | 3.368 | 3.3583 | 3.1749
Program Specific1-in-10Size: Over 200kWSouth of Lugo2018Typical Event Day | Program Specific | 1-in-10 | Size: Over 200kW | South of Lugo | 2018 | Typical Event Day | 8 | 123.4739 | 120.28 | 116.369 | 116.8057 | 125.2406 | 144.8899 | 173.6567 | 197.0501 | 213.5104 | 228.9551 | 242.256 | 244.8718 | 240.2346 | 241.5244 | 238.3572 | 229.627 | 217.9671 | 205.6423 | 188.5774 | 181.8274 | 174.7179 | 161.9881 | 144.4825 | 134.4394 | -3.2581 | -3.8471 | -3.4098 | -3.0802 | -3.0674 | -2.5783 | -3.6083 | -3.0367 | -3.5312 | -4.2918 | -4.0871 | -2.9933 | -2.9424 | 0.38937 | 8.7826 | 8.57 | 6.9724 | 6.0741 | -0.29074 | -2.0244 | -2.094 | -2.5329 | -2.5264 | -2.5164 | 70.9143 | 70.1258 | 69.5957 | 69.0387 | 68.322 | 67.9861 | 67.9929 | 68.7659 | 71.2167 | 75.2215 | 79.2699 | 83.1798 | 84.7504 | 85.4066 | 86.1738 | 86.7759 | 87.3969 | 87.1311 | 86.4352 | 83.1122 | 78.4572 | 75.189 | 73.2592 | 71.8259 | 3.2514 | 3.7773 | 3.5614 | 4.1099 | 4.463 | 3.3982 | 3.7626 | 3.9357 | 4.7728 | 5.6899 | 5.9784 | 5.3983 | 4.5473 | 4.7074 | 4.7424 | 4.7558 | 4.7188 | 4.8896 | 4.5085 | 3.7574 | 4.4936 | 3.944 | 3.9728 | 3.7042
Program Specific1-in-10Size: Over 200kWSouth of Lugo2019January Monthly Peak | Program Specific | 1-in-10 | Size: Over 200kW | South of Lugo | 2019 | January Monthly Peak | 1 | 103.4846 | 100.6399 | 97.8777 | 98.3778 | 104.4037 | 119.179 | 146.4722 | 164.4789 | 176.7052 | 185.1309 | 187.7726 | 187.4985 | 184.802 | 184.6733 | 180.1376 | 170.8645 | 165.4126 | 165.2393 | 157.6093 | 153.5123 | 145.2525 | 134.7031 | 118.4422 | 111.1559 | -2.0738 | -1.7883 | -2.0026 | -2.1707 | -2.6085 | -1.9234 | -2.4909 | -2.467 | -4.8011 | -3.6938 | -2.7923 | -1.9073 | -2.7965 | 0.71054 | 7.3645 | 6.9606 | 4.3996 | 4.8274 | -1.4424 | -1.672 | -0.29307 | -0.78399 | -0.52634 | -0.44571 | 48.7341 | 47.8958 | 47.0112 | 46.8227 | 46.2152 | 46.2848 | 46.0395 | 45.839 | 45.8049 | 48.7533 | 51.8339 | 53.2236 | 54.8112 | 55.7264 | 55.5974 | 54.5519 | 52.9408 | 51.6869 | 50.1383 | 48.0373 | 46.7665 | 45.8824 | 45.7735 | 45.35 | 2.9498 | 3.4212 | 3.2427 | 3.7471 | 4.0274 | 3.0258 | 3.4354 | 3.5561 | 4.2759 | 4.9803 | 5.0162 | 4.4745 | 3.7866 | 3.8963 | 3.8798 | 3.8307 | 3.8765 | 4.253 | 4.0789 | 3.434 | 4.044 | 3.5503 | 3.5254 | 3.3153
Program Specific1-in-10Size: Over 200kWSouth of Lugo2019February Monthly Peak | Program Specific | 1-in-10 | Size: Over 200kW | South of Lugo | 2019 | February Monthly Peak | 2 | 102.2829 | 99.5263 | 96.8267 | 97.5369 | 103.1642 | 118.0176 | 142.8492 | 158.6433 | 170.3087 | 180.5321 | 185.6541 | 187.7689 | 186.5227 | 187.5966 | 183.427 | 174.1988 | 167.0887 | 165.7911 | 157.5133 | 151.7071 | 143.4012 | 133.0302 | 118.08 | 110.6588 | -2.0497 | -1.7685 | -1.9811 | -2.1521 | -2.5775 | -1.9047 | -2.4293 | -2.3794 | -4.6273 | -3.6021 | -2.7608 | -1.9101 | -2.8225 | 0.72179 | 7.4989 | 7.0964 | 4.4442 | 4.8435 | -1.4415 | -1.6523 | -0.28934 | -0.77425 | -0.52473 | -0.44371 | 54.5534 | 53.4618 | 52.3303 | 51.5464 | 51.9643 | 51.2168 | 48.0913 | 51.3293 | 53.6367 | 56.1918 | 58.7244 | 59.1867 | 60.382 | 62.0241 | 63.0607 | 63.5434 | 62.6188 | 61.9097 | 60.5613 | 58.8969 | 57.4293 | 56.0513 | 55.6476 | 54.4079 | 2.9156 | 3.3834 | 3.2078 | 3.7151 | 3.9796 | 2.9963 | 3.3504 | 3.43 | 4.1212 | 4.8566 | 4.9596 | 4.481 | 3.8219 | 3.9579 | 3.9506 | 3.9055 | 3.9158 | 4.2672 | 4.0765 | 3.3936 | 3.9924 | 3.5062 | 3.5146 | 3.3005
Program Specific1-in-10Size: Over 200kWSouth of Lugo2019March Monthly Peak | Program Specific | 1-in-10 | Size: Over 200kW | South of Lugo | 2019 | March Monthly Peak | 3 | 110.0646 | 106.9441 | 102.1464 | 102.7196 | 108.4633 | 124.1384 | 148.076 | 167.8638 | 183.4727 | 195.7288 | 203.5989 | 207.2408 | 205.8265 | 208.1738 | 206.1462 | 198.3259 | 189.6196 | 179.3873 | 165.275 | 163.2298 | 156.0827 | 145.4287 | 128.964 | 118.8226 | -2.2057 | -1.9003 | -2.0899 | -2.2665 | -2.7099 | -2.0035 | -2.5181 | -2.5177 | -4.985 | -3.9053 | -3.0276 | -2.1082 | -3.1147 | 0.80096 | 8.4278 | 8.0793 | 5.0435 | 5.2407 | -1.5126 | -1.7778 | -0.31493 | -0.84642 | -0.5731 | -0.47645 | 61.6592 | 60.0844 | 59.0118 | 57.8054 | 56.8213 | 55.8581 | 55.185 | 54.8213 | 56.356 | 59.935 | 64.0569 | 68.5825 | 72.9245 | 74.4727 | 75.2828 | 75.0398 | 73.8807 | 72.1759 | 71.092 | 69.4977 | 66.8483 | 64.3712 | 61.9911 | 60.0774 | 3.1374 | 3.6356 | 3.3841 | 3.9125 | 4.184 | 3.1517 | 3.473 | 3.6293 | 4.4397 | 5.2654 | 5.439 | 4.9456 | 4.2174 | 4.3921 | 4.4399 | 4.4464 | 4.4438 | 4.6172 | 4.2773 | 3.6513 | 4.3455 | 3.833 | 3.8386 | 3.544
Program Specific1-in-10Size: Over 200kWSouth of Lugo2019April Monthly Peak | Program Specific | 1-in-10 | Size: Over 200kW | South of Lugo | 2019 | April Monthly Peak | 4 | 113.3655 | 109.6913 | 104.6006 | 105.2315 | 111.0073 | 127.7652 | 153.7375 | 177.1309 | 197.3513 | 213.4013 | 224.4007 | 229.3096 | 228.9503 | 231.84 | 229.5303 | 220.7159 | 209.6946 | 196.9602 | 179.0294 | 174.8081 | 165.2496 | 152.8602 | 134.7169 | 123.7722 | -2.8436 | -3.1883 | -2.8751 | -2.682 | -2.73 | -2.2301 | -3.0753 | -2.7147 | -3.6948 | -4.0531 | -3.6937 | -2.7065 | -2.9398 | 0.48018 | 8.6476 | 8.3923 | 6.4757 | 5.8046 | -0.55579 | -1.9375 | -1.6423 | -2.082 | -1.9949 | -1.9429 | 70.8429 | 69.745 | 68.1534 | 66.5131 | 65.11 | 64.2412 | 63.7809 | 63.8764 | 66.561 | 72.1406 | 77.2151 | 82.3949 | 85.7239 | 87.2719 | 86.3088 | 86.0992 | 86.1572 | 86.0162 | 84.5797 | 80.4234 | 75.5045 | 71.171 | 68.7752 | 67.5608 | 2.9918 | 3.4524 | 3.2084 | 3.7109 | 3.9646 | 3.0032 | 3.3384 | 3.5457 | 4.4214 | 5.3151 | 5.5501 | 5.0664 | 4.3433 | 4.5286 | 4.5769 | 4.5814 | 4.5498 | 4.6935 | 4.2897 | 3.6203 | 4.2595 | 3.73 | 3.7125 | 3.4178
Program Specific1-in-10Size: Over 200kWSouth of Lugo2019May Monthly Peak | Program Specific | 1-in-10 | Size: Over 200kW | South of Lugo | 2019 | May Monthly Peak | 5 | 120.5186 | 117.2707 | 111.6894 | 112.2092 | 118.9076 | 136.384 | 162.8696 | 192.2246 | 216.3275 | 235.1475 | 246.76 | 249.565 | 246.6105 | 248.0586 | 245.0407 | 234.792 | 221.9949 | 207.265 | 188.5507 | 180.2746 | 172.9892 | 159.8234 | 142.3982 | 131.7771 | -3.2016 | -3.7977 | -3.3004 | -2.9726 | -2.9106 | -2.4333 | -3.4014 | -2.9645 | -3.5132 | -4.3999 | -4.1769 | -3.0651 | -3.0006 | 0.38433 | 9.0011 | 8.7403 | 7.1349 | 6.124 | -0.25041 | -2.0083 | -2.1217 | -2.5431 | -2.5421 | -2.521 | 71.2617 | 69.8451 | 68.4253 | 68.0608 | 67.7896 | 67.5107 | 67.4623 | 67.6051 | 70.9452 | 76.4609 | 81.1291 | 84.396 | 86.1283 | 86.7273 | 87.4874 | 87.5875 | 87.4131 | 86.3568 | 86.0944 | 83.5497 | 79.1568 | 74.2915 | 71.532 | 69.1795 | 3.1746 | 3.684 | 3.4193 | 3.9494 | 4.2387 | 3.1997 | 3.53 | 3.8405 | 4.8373 | 5.8456 | 6.0915 | 5.5035 | 4.6695 | 4.8362 | 4.877 | 4.8643 | 4.8075 | 4.9297 | 4.5093 | 3.7265 | 4.4505 | 3.8926 | 3.9167 | 3.632
Program Specific1-in-10Size: Over 200kWSouth of Lugo2019June Monthly Peak | Program Specific | 1-in-10 | Size: Over 200kW | South of Lugo | 2019 | June Monthly Peak | 6 | 124.6841 | 120.6112 | 115.6698 | 115.5744 | 123.5304 | 141.738 | 165.5264 | 190.2365 | 209.1891 | 223.7628 | 232.9309 | 234.9236 | 229.764 | 231.0535 | 229.1829 | 220.9179 | 210.5641 | 198.7634 | 182.649 | 175.7699 | 171.0394 | 159.7793 | 144.8207 | 134.3871 | -2.8951 | -3.0022 | -2.879 | -2.7994 | -3.0558 | -2.4051 | -3.1278 | -2.8926 | -4.5695 | -4.3293 | -3.6972 | -2.6312 | -3.1449 | 0.63022 | 8.9061 | 8.6216 | 6.1692 | 5.8389 | -0.97518 | -1.9357 | -1.1992 | -1.7157 | -1.5898 | -1.5291 | 65.62 | 65.1576 | 65.1729 | 64.8461 | 63.4476 | 62.4171 | 61.9901 | 63.7479 | 66.7411 | 70.6493 | 75.247 | 79.7934 | 82.0151 | 82.274 | 82.7901 | 83.0673 | 84.2625 | 83.2201 | 83.1734 | 79.3343 | 74.8467 | 71.495 | 69.3703 | 68.496 | 3.3458 | 3.8599 | 3.6075 | 4.1441 | 4.486 | 3.3876 | 3.6548 | 3.872 | 4.7653 | 5.6668 | 5.8578 | 5.2777 | 4.432 | 4.5891 | 4.6468 | 4.6626 | 4.6454 | 4.8161 | 4.4499 | 3.7014 | 4.4828 | 3.9644 | 4.0579 | 3.7733
Program Specific1-in-10Size: Over 200kWSouth of Lugo2019July Monthly Peak | Program Specific | 1-in-10 | Size: Over 200kW | South of Lugo | 2019 | July Monthly Peak | 7 | 126.8188 | 123.001 | 118.7422 | 118.9317 | 127.7648 | 146.5388 | 173.1953 | 197.7868 | 214.401 | 227.2133 | 238.2682 | 239.588 | 234.3208 | 234.3974 | 231.9302 | 225.9747 | 215.574 | 203.4382 | 186.7914 | 179.1708 | 175.0207 | 163.1364 | 147.0732 | 136.7413 | -3.2107 | -3.6396 | -3.3025 | -3.05 | -3.1398 | -2.5667 | -3.4886 | -3.0343 | -3.93 | -4.3053 | -3.9395 | -2.8459 | -2.9839 | 0.46616 | 8.7035 | 8.5638 | 6.7001 | 5.998 | -0.52748 | -1.9875 | -1.8038 | -2.2811 | -2.2485 | -2.2207 | 70.3835 | 69.0799 | 68.3959 | 67.9509 | 67.6286 | 67.2993 | 67.6444 | 68.5582 | 70.94 | 74.9856 | 79.5697 | 82.4638 | 81.3833 | 80.9629 | 83.3995 | 83.8478 | 83.0283 | 82.3736 | 81.26 | 79.4814 | 76.052 | 73.2392 | 71.7947 | 70.8947 | 3.3436 | 3.8675 | 3.6385 | 4.1899 | 4.5586 | 3.4411 | 3.7572 | 3.9552 | 4.7986 | 5.6535 | 5.8873 | 5.2883 | 4.4408 | 4.5741 | 4.6202 | 4.6859 | 4.6728 | 4.8431 | 4.4713 | 3.707 | 4.5069 | 3.9769 | 4.049 | 3.7722
Program Specific1-in-10Size: Over 200kWSouth of Lugo2019August Monthly Peak | Program Specific | 1-in-10 | Size: Over 200kW | South of Lugo | 2019 | August Monthly Peak | 8 | 124.1479 | 120.8516 | 116.8849 | 117.3117 | 125.7895 | 145.6155 | 174.9598 | 199.1741 | 216.4707 | 232.3907 | 245.9896 | 248.5958 | 244.0012 | 245.27 | 242.0203 | 233.117 | 221.2199 | 208.5759 | 190.9233 | 183.9645 | 176.4497 | 163.4083 | 145.494 | 135.3272 | -3.3874 | -4.1087 | -3.5713 | -3.1651 | -3.0721 | -2.6253 | -3.7288 | -3.081 | -3.2544 | -4.3165 | -4.2197 | -3.111 | -2.8889 | 0.31779 | 8.7793 | 8.5875 | 7.2453 | 6.1703 | -0.088663 | -2.0545 | -2.3638 | -2.7822 | -2.8127 | -2.8148 | 71.2322 | 70.6094 | 70.0508 | 69.5371 | 69.2973 | 69.5668 | 69.7402 | 69.9061 | 72.2647 | 76.2515 | 79.6979 | 83.6159 | 85.7648 | 87.1719 | 87.5408 | 89.2278 | 91.3391 | 93.0227 | 92.7812 | 88.7944 | 82.3867 | 78.6449 | 76.6782 | 74.1722 | 3.2793 | 3.807 | 3.5884 | 4.1406 | 4.4965 | 3.4258 | 3.8026 | 3.9905 | 4.854 | 5.7932 | 6.0894 | 5.4975 | 4.633 | 4.7952 | 4.8303 | 4.8431 | 4.8041 | 4.9747 | 4.5787 | 3.8134 | 4.5522 | 3.991 | 4.013 | 3.7402
Program Specific1-in-10Size: Over 200kWSouth of Lugo2019September Monthly Peak | Program Specific | 1-in-10 | Size: Over 200kW | South of Lugo | 2019 | September Monthly Peak | 9 | 127.2176 | 124.1141 | 119.2695 | 119.7854 | 129.2106 | 151.1292 | 186.0671 | 214.6639 | 238.9427 | 258.4994 | 272.1088 | 273.6194 | 268.5163 | 269.6005 | 263.8704 | 251.3828 | 237.8829 | 221.8225 | 202.0101 | 196.5968 | 184.4755 | 169.0951 | 149.759 | 138.8751 | -3.7815 | -4.8977 | -4.0494 | -3.4301 | -3.1312 | -2.8209 | -4.2353 | -3.3547 | -2.6159 | -4.6814 | -4.877 | -3.6399 | -2.8815 | 0.11769 | 9.1627 | 8.9304 | 8.2839 | 6.5897 | 0.497 | -2.2138 | -3.178 | -3.5169 | -3.6458 | -3.6737 | 76.4213 | 75.6563 | 74.763 | 73.8209 | 72.9147 | 72.6612 | 72.5971 | 72.8514 | 74.921 | 78.9995 | 82.5651 | 86.846 | 89.8383 | 91.2177 | 90.9648 | 90.9607 | 90.9576 | 89.908 | 88.5262 | 84.8388 | 80.5436 | 77.377 | 75.1936 | 73.7405 | 3.4512 | 4.0155 | 3.7605 | 4.3421 | 4.7436 | 3.6516 | 4.1533 | 4.417 | 5.5027 | 6.6182 | 6.918 | 6.2143 | 5.2362 | 5.4133 | 5.4087 | 5.3637 | 5.3056 | 5.4336 | 4.9755 | 4.1853 | 4.8879 | 4.2415 | 4.2423 | 3.942
Program Specific1-in-10Size: Over 200kWSouth of Lugo2019October Monthly Peak | Program Specific | 1-in-10 | Size: Over 200kW | South of Lugo | 2019 | October Monthly Peak | 10 | 106.0524 | 102.5893 | 99.5262 | 100.4535 | 105.8642 | 122.2634 | 148.2915 | 167.6139 | 185.2777 | 201.915 | 212.9809 | 218.4088 | 219.5687 | 222.1787 | 217.8596 | 207.2885 | 195.8969 | 190.4095 | 176.4364 | 166.5074 | 154.8427 | 142.1929 | 125.784 | 117.1655 | -2.706 | -3.0812 | -2.7955 | -2.5897 | -2.6 | -2.1479 | -3.0045 | -2.5736 | -3.3346 | -3.8184 | -3.5347 | -2.6083 | -2.7762 | 0.42634 | 8.148 | 7.8335 | 6.1215 | 5.6158 | -0.45628 | -1.8483 | -1.644 | -2.0318 | -1.9743 | -1.9566 | 71.3395 | 70.3739 | 69.3089 | 68.1995 | 67.0541 | 66.7658 | 66.7944 | 66.7193 | 67.8811 | 70.9445 | 75.3227 | 80.1532 | 84.3474 | 86.6593 | 87.0139 | 86.8511 | 86.3576 | 85.3347 | 82.6698 | 78.527 | 74.7156 | 72.5587 | 71.0352 | 69.9015 | 2.7943 | 3.2237 | 3.0478 | 3.5367 | 3.7748 | 2.8692 | 3.2149 | 3.3497 | 4.1442 | 5.0209 | 5.2591 | 4.8178 | 4.1586 | 4.3329 | 4.3372 | 4.2957 | 4.2436 | 4.5301 | 4.2207 | 3.4429 | 3.9848 | 3.4641 | 3.4607 | 3.2302
Program Specific1-in-10Size: Over 200kWSouth of Lugo2019November Monthly Peak | Program Specific | 1-in-10 | Size: Over 200kW | South of Lugo | 2019 | November Monthly Peak | 11 | 107.397 | 102.7451 | 99.4672 | 101.4864 | 107.2215 | 124.3225 | 148.1958 | 168.9224 | 189.5401 | 205.8193 | 217.3148 | 221.7471 | 221.4364 | 223.0693 | 219.1499 | 208.7477 | 197.7436 | 190.8389 | 176.1109 | 166.1366 | 154.6292 | 142.569 | 124.8939 | 115.9723 | -2.6592 | -2.9121 | -2.6893 | -2.5643 | -2.6396 | -2.1596 | -2.936 | -2.5854 | -3.651 | -3.9218 | -3.5549 | -2.5941 | -2.8758 | 0.48737 | 8.3015 | 7.9735 | 6.0524 | 5.6211 | -0.61486 | -1.8394 | -1.4584 | -1.8707 | -1.7666 | -1.7338 | 69.0779 | 67.2586 | 66.6372 | 64.9934 | 64.1362 | 63.0818 | 62.6457 | 63.2681 | 66.0633 | 71.8035 | 78.4727 | 83.7315 | 86.0957 | 87.6819 | 88.2549 | 86.8732 | 84.6335 | 82.1006 | 79.7539 | 77.0038 | 75.056 | 73.2487 | 71.0994 | 69.5642 | 2.8393 | 3.2395 | 3.0563 | 3.5851 | 3.8361 | 2.9274 | 3.2237 | 3.3873 | 4.2539 | 5.1353 | 5.3843 | 4.908 | 4.2082 | 4.365 | 4.3777 | 4.3406 | 4.2981 | 4.5557 | 4.2272 | 3.4468 | 3.9928 | 3.4851 | 3.4478 | 3.2081
Program Specific1-in-10Size: Over 200kWSouth of Lugo2019December Monthly Peak | Program Specific | 1-in-10 | Size: Over 200kW | South of Lugo | 2019 | December Monthly Peak | 12 | 100.7859 | 98.064 | 95.4987 | 96.5696 | 101.7784 | 115.0787 | 138.5357 | 154.6408 | 166.5816 | 174.0447 | 176.2868 | 175.3703 | 171.7529 | 169.6139 | 165.7567 | 158.0847 | 154.4773 | 154.1559 | 146.9622 | 142.5489 | 135.1669 | 127.7857 | 112.8271 | 106.4466 | -2.0197 | -1.7425 | -1.9539 | -2.1308 | -2.5429 | -1.8573 | -2.3559 | -2.3194 | -4.5261 | -3.4726 | -2.6215 | -1.784 | -2.599 | 0.6526 | 6.7765 | 6.44 | 4.1088 | 4.5036 | -1.345 | -1.5526 | -0.27272 | -0.74373 | -0.50139 | -0.42682 | 48.0563 | 47.0273 | 46.785 | 47.2251 | 47.791 | 47.2914 | 48.4682 | 48.7361 | 49.5453 | 50.6682 | 51.6613 | 53.181 | 54.8783 | 54.4302 | 54.2406 | 53.8779 | 53.293 | 51.9845 | 50.8356 | 48.9756 | 46.6757 | 46.994 | 46.9601 | 46.1252 | 2.8729 | 3.3337 | 3.1638 | 3.6782 | 3.9262 | 2.9217 | 3.2493 | 3.3434 | 4.031 | 4.6821 | 4.7093 | 4.1851 | 3.5192 | 3.5785 | 3.57 | 3.5442 | 3.6202 | 3.9678 | 3.8034 | 3.1887 | 3.7632 | 3.368 | 3.3583 | 3.1749
Program Specific1-in-10Size: Over 200kWSouth of Lugo2019Typical Event Day | Program Specific | 1-in-10 | Size: Over 200kW | South of Lugo | 2019 | Typical Event Day | 8 | 123.4739 | 120.28 | 116.3689 | 116.8057 | 125.2406 | 144.8899 | 173.6567 | 197.0501 | 213.5104 | 228.9551 | 242.256 | 244.8718 | 240.2346 | 241.5244 | 238.3572 | 229.627 | 217.9671 | 205.6423 | 188.5774 | 181.8274 | 174.7179 | 161.9881 | 144.4825 | 134.4394 | -3.2581 | -3.8472 | -3.4098 | -3.0802 | -3.0674 | -2.5783 | -3.6083 | -3.0367 | -3.5312 | -4.2918 | -4.0871 | -2.9933 | -2.9424 | 0.38937 | 8.7826 | 8.57 | 6.9724 | 6.0741 | -0.29074 | -2.0244 | -2.094 | -2.5329 | -2.5264 | -2.5164 | 70.9143 | 70.1258 | 69.5957 | 69.0387 | 68.322 | 67.9861 | 67.9929 | 68.7659 | 71.2167 | 75.2215 | 79.2699 | 83.1798 | 84.7504 | 85.4066 | 86.1738 | 86.7759 | 87.3969 | 87.1311 | 86.4352 | 83.1122 | 78.4572 | 75.189 | 73.2592 | 71.8259 | 3.2514 | 3.7773 | 3.5614 | 4.1099 | 4.463 | 3.3982 | 3.7626 | 3.9357 | 4.7728 | 5.6899 | 5.9784 | 5.3983 | 4.5473 | 4.7074 | 4.7424 | 4.7558 | 4.7188 | 4.8896 | 4.5085 | 3.7574 | 4.4936 | 3.944 | 3.9728 | 3.7042
Program Specific1-in-10Size: Over 200kWSouth of Lugo2020January Monthly Peak | Program Specific | 1-in-10 | Size: Over 200kW | South of Lugo | 2020 | January Monthly Peak | 1 | 103.4846 | 100.6399 | 97.8777 | 98.3778 | 104.4037 | 119.179 | 146.4722 | 164.4789 | 176.7052 | 185.1309 | 187.7726 | 187.4985 | 184.802 | 184.6732 | 180.1376 | 170.8645 | 165.4126 | 165.2393 | 157.6093 | 153.5123 | 145.2525 | 134.7031 | 118.4422 | 111.1559 | -2.0738 | -1.7883 | -2.0026 | -2.1707 | -2.6085 | -1.9234 | -2.4909 | -2.467 | -4.8011 | -3.6938 | -2.7923 | -1.9073 | -2.7965 | 0.71054 | 7.3645 | 6.9606 | 4.3996 | 4.8274 | -1.4424 | -1.672 | -0.29307 | -0.78399 | -0.52634 | -0.44571 | 48.7341 | 47.8958 | 47.0112 | 46.8227 | 46.2152 | 46.2848 | 46.0395 | 45.839 | 45.8049 | 48.7533 | 51.8339 | 53.2236 | 54.8112 | 55.7264 | 55.5974 | 54.5519 | 52.9408 | 51.6869 | 50.1383 | 48.0373 | 46.7665 | 45.8824 | 45.7735 | 45.35 | 2.9498 | 3.4212 | 3.2427 | 3.7471 | 4.0274 | 3.0258 | 3.4354 | 3.5561 | 4.2759 | 4.9803 | 5.0162 | 4.4745 | 3.7866 | 3.8963 | 3.8798 | 3.8307 | 3.8765 | 4.253 | 4.0789 | 3.434 | 4.044 | 3.5503 | 3.5254 | 3.3153
Program Specific1-in-10Size: Over 200kWSouth of Lugo2020February Monthly Peak | Program Specific | 1-in-10 | Size: Over 200kW | South of Lugo | 2020 | February Monthly Peak | 2 | 102.2829 | 99.5263 | 96.8267 | 97.5369 | 103.1642 | 118.0176 | 142.8492 | 158.6433 | 170.3087 | 180.5321 | 185.6541 | 187.7689 | 186.5227 | 187.5966 | 183.427 | 174.1988 | 167.0887 | 165.7911 | 157.5133 | 151.7071 | 143.4012 | 133.0302 | 118.08 | 110.6588 | -2.0497 | -1.7685 | -1.9811 | -2.1521 | -2.5775 | -1.9047 | -2.4293 | -2.3794 | -4.6273 | -3.6021 | -2.7608 | -1.9101 | -2.8225 | 0.72179 | 7.4989 | 7.0964 | 4.4442 | 4.8435 | -1.4415 | -1.6523 | -0.28934 | -0.77425 | -0.52473 | -0.44371 | 54.5534 | 53.4618 | 52.3303 | 51.5464 | 51.9643 | 51.2168 | 48.0913 | 51.3293 | 53.6367 | 56.1918 | 58.7244 | 59.1867 | 60.382 | 62.0241 | 63.0607 | 63.5434 | 62.6188 | 61.9097 | 60.5613 | 58.8969 | 57.4293 | 56.0513 | 55.6476 | 54.4079 | 2.9156 | 3.3834 | 3.2078 | 3.7151 | 3.9796 | 2.9963 | 3.3504 | 3.43 | 4.1212 | 4.8566 | 4.9596 | 4.481 | 3.8219 | 3.9579 | 3.9506 | 3.9055 | 3.9158 | 4.2672 | 4.0765 | 3.3936 | 3.9924 | 3.5062 | 3.5146 | 3.3005
Program Specific1-in-10Size: Over 200kWSouth of Lugo2020March Monthly Peak | Program Specific | 1-in-10 | Size: Over 200kW | South of Lugo | 2020 | March Monthly Peak | 3 | 110.0646 | 106.9441 | 102.1464 | 102.7196 | 108.4633 | 124.1384 | 148.076 | 167.8638 | 183.4727 | 195.7288 | 203.5989 | 207.2408 | 205.8265 | 208.1738 | 206.1462 | 198.3259 | 189.6196 | 179.3873 | 165.275 | 163.2298 | 156.0827 | 145.4287 | 128.964 | 118.8226 | -2.2057 | -1.9003 | -2.0899 | -2.2665 | -2.7099 | -2.0035 | -2.5181 | -2.5177 | -4.985 | -3.9053 | -3.0276 | -2.1082 | -3.1147 | 0.80096 | 8.4278 | 8.0793 | 5.0435 | 5.2407 | -1.5126 | -1.7778 | -0.31493 | -0.84642 | -0.5731 | -0.47645 | 61.6592 | 60.0844 | 59.0118 | 57.8054 | 56.8213 | 55.8581 | 55.185 | 54.8213 | 56.356 | 59.935 | 64.0569 | 68.5825 | 72.9245 | 74.4727 | 75.2828 | 75.0398 | 73.8807 | 72.1759 | 71.0921 | 69.4977 | 66.8483 | 64.3712 | 61.9911 | 60.0774 | 3.1374 | 3.6356 | 3.3841 | 3.9125 | 4.184 | 3.1517 | 3.473 | 3.6293 | 4.4397 | 5.2654 | 5.439 | 4.9456 | 4.2174 | 4.3921 | 4.4399 | 4.4464 | 4.4438 | 4.6172 | 4.2773 | 3.6513 | 4.3455 | 3.833 | 3.8386 | 3.544
Program Specific1-in-10Size: Over 200kWSouth of Lugo2020April Monthly Peak | Program Specific | 1-in-10 | Size: Over 200kW | South of Lugo | 2020 | April Monthly Peak | 4 | 113.3655 | 109.6913 | 104.6006 | 105.2315 | 111.0073 | 127.7652 | 153.7375 | 177.1309 | 197.3513 | 213.4013 | 224.4007 | 229.3096 | 228.9503 | 231.84 | 229.5303 | 220.7159 | 209.6946 | 196.9602 | 179.0294 | 174.8082 | 165.2496 | 152.8602 | 134.7169 | 123.7722 | -2.8436 | -3.1883 | -2.8751 | -2.682 | -2.73 | -2.2301 | -3.0753 | -2.7147 | -3.6948 | -4.0531 | -3.6937 | -2.7065 | -2.9398 | 0.48018 | 8.6476 | 8.3923 | 6.4757 | 5.8046 | -0.55579 | -1.9375 | -1.6423 | -2.082 | -1.9949 | -1.9429 | 70.8429 | 69.745 | 68.1534 | 66.5131 | 65.11 | 64.2412 | 63.7809 | 63.8764 | 66.561 | 72.1405 | 77.2151 | 82.3949 | 85.7239 | 87.2719 | 86.3088 | 86.0992 | 86.1572 | 86.0162 | 84.5797 | 80.4234 | 75.5045 | 71.171 | 68.7752 | 67.5608 | 2.9918 | 3.4524 | 3.2084 | 3.7109 | 3.9646 | 3.0032 | 3.3384 | 3.5457 | 4.4214 | 5.3151 | 5.5501 | 5.0664 | 4.3433 | 4.5286 | 4.5769 | 4.5814 | 4.5498 | 4.6935 | 4.2897 | 3.6203 | 4.2595 | 3.73 | 3.7125 | 3.4178
Program Specific1-in-10Size: Over 200kWSouth of Lugo2020May Monthly Peak | Program Specific | 1-in-10 | Size: Over 200kW | South of Lugo | 2020 | May Monthly Peak | 5 | 120.5185 | 117.2707 | 111.6894 | 112.2092 | 118.9076 | 136.384 | 162.8696 | 192.2246 | 216.3275 | 235.1475 | 246.7599 | 249.565 | 246.6105 | 248.0586 | 245.0407 | 234.792 | 221.9949 | 207.265 | 188.5507 | 180.2746 | 172.9892 | 159.8234 | 142.3982 | 131.7771 | -3.2016 | -3.7977 | -3.3004 | -2.9726 | -2.9106 | -2.4333 | -3.4014 | -2.9645 | -3.5132 | -4.3999 | -4.1769 | -3.0651 | -3.0006 | 0.38433 | 9.0011 | 8.7403 | 7.1349 | 6.124 | -0.25041 | -2.0083 | -2.1217 | -2.5431 | -2.5421 | -2.521 | 71.2617 | 69.8451 | 68.4253 | 68.0608 | 67.7896 | 67.5107 | 67.4623 | 67.6051 | 70.9452 | 76.4609 | 81.1291 | 84.396 | 86.1283 | 86.7273 | 87.4874 | 87.5875 | 87.4131 | 86.3568 | 86.0944 | 83.5497 | 79.1568 | 74.2915 | 71.532 | 69.1795 | 3.1746 | 3.684 | 3.4193 | 3.9494 | 4.2387 | 3.1997 | 3.53 | 3.8405 | 4.8373 | 5.8456 | 6.0915 | 5.5035 | 4.6695 | 4.8362 | 4.877 | 4.8643 | 4.8075 | 4.9297 | 4.5093 | 3.7265 | 4.4505 | 3.8926 | 3.9167 | 3.632
Program Specific1-in-10Size: Over 200kWSouth of Lugo2020June Monthly Peak | Program Specific | 1-in-10 | Size: Over 200kW | South of Lugo | 2020 | June Monthly Peak | 6 | 124.6842 | 120.6112 | 115.6698 | 115.5744 | 123.5304 | 141.738 | 165.5264 | 190.2365 | 209.1891 | 223.7628 | 232.9309 | 234.9236 | 229.764 | 231.0535 | 229.183 | 220.9179 | 210.5641 | 198.7634 | 182.649 | 175.7698 | 171.0394 | 159.7793 | 144.8207 | 134.3871 | -2.8951 | -3.0022 | -2.879 | -2.7994 | -3.0558 | -2.4051 | -3.1278 | -2.8926 | -4.5695 | -4.3293 | -3.6972 | -2.6312 | -3.1449 | 0.63022 | 8.9061 | 8.6216 | 6.1692 | 5.8389 | -0.97518 | -1.9357 | -1.1992 | -1.7157 | -1.5898 | -1.5291 | 65.62 | 65.1576 | 65.1729 | 64.8461 | 63.4476 | 62.4171 | 61.9901 | 63.7479 | 66.7411 | 70.6493 | 75.247 | 79.7934 | 82.0151 | 82.274 | 82.7901 | 83.0673 | 84.2625 | 83.2201 | 83.1734 | 79.3343 | 74.8467 | 71.495 | 69.3703 | 68.496 | 3.3458 | 3.8599 | 3.6075 | 4.1441 | 4.486 | 3.3876 | 3.6548 | 3.872 | 4.7653 | 5.6668 | 5.8578 | 5.2777 | 4.432 | 4.5891 | 4.6468 | 4.6626 | 4.6454 | 4.8161 | 4.4499 | 3.7014 | 4.4828 | 3.9644 | 4.0579 | 3.7733
Program Specific1-in-10Size: Over 200kWSouth of Lugo2020July Monthly Peak | Program Specific | 1-in-10 | Size: Over 200kW | South of Lugo | 2020 | July Monthly Peak | 7 | 126.8188 | 123.001 | 118.7422 | 118.9317 | 127.7648 | 146.5388 | 173.1953 | 197.7868 | 214.401 | 227.2133 | 238.2682 | 239.588 | 234.3208 | 234.3974 | 231.9302 | 225.9747 | 215.574 | 203.4382 | 186.7914 | 179.1708 | 175.0207 | 163.1364 | 147.0732 | 136.7413 | -3.2107 | -3.6396 | -3.3025 | -3.05 | -3.1398 | -2.5667 | -3.4886 | -3.0343 | -3.93 | -4.3053 | -3.9395 | -2.8459 | -2.9839 | 0.46616 | 8.7035 | 8.5638 | 6.7001 | 5.998 | -0.52748 | -1.9875 | -1.8038 | -2.2811 | -2.2485 | -2.2207 | 70.3835 | 69.0799 | 68.3959 | 67.9509 | 67.6286 | 67.2993 | 67.6444 | 68.5582 | 70.94 | 74.9856 | 79.5697 | 82.4638 | 81.3833 | 80.9629 | 83.3995 | 83.8478 | 83.0283 | 82.3736 | 81.26 | 79.4814 | 76.052 | 73.2392 | 71.7947 | 70.8947 | 3.3436 | 3.8675 | 3.6385 | 4.1899 | 4.5586 | 3.4411 | 3.7572 | 3.9552 | 4.7986 | 5.6535 | 5.8873 | 5.2883 | 4.4408 | 4.5741 | 4.6202 | 4.6859 | 4.6728 | 4.8431 | 4.4713 | 3.707 | 4.5069 | 3.9769 | 4.049 | 3.7722
Program Specific1-in-10Size: Over 200kWSouth of Lugo2020August Monthly Peak | Program Specific | 1-in-10 | Size: Over 200kW | South of Lugo | 2020 | August Monthly Peak | 8 | 124.1479 | 120.8516 | 116.8849 | 117.3116 | 125.7895 | 145.6155 | 174.9598 | 199.1741 | 216.4707 | 232.3908 | 245.9896 | 248.5958 | 244.0012 | 245.27 | 242.0203 | 233.117 | 221.2199 | 208.5759 | 190.9233 | 183.9645 | 176.4497 | 163.4083 | 145.494 | 135.3272 | -3.3874 | -4.1087 | -3.5713 | -3.1651 | -3.0721 | -2.6253 | -3.7288 | -3.081 | -3.2544 | -4.3165 | -4.2197 | -3.111 | -2.8889 | 0.31779 | 8.7793 | 8.5875 | 7.2453 | 6.1703 | -0.088663 | -2.0545 | -2.3638 | -2.7822 | -2.8127 | -2.8148 | 71.2322 | 70.6094 | 70.0508 | 69.5371 | 69.2973 | 69.5668 | 69.7402 | 69.9061 | 72.2647 | 76.2515 | 79.6979 | 83.6159 | 85.7648 | 87.1719 | 87.5408 | 89.2278 | 91.3391 | 93.0227 | 92.7812 | 88.7944 | 82.3867 | 78.6449 | 76.6782 | 74.1722 | 3.2793 | 3.807 | 3.5884 | 4.1406 | 4.4965 | 3.4258 | 3.8026 | 3.9905 | 4.854 | 5.7932 | 6.0894 | 5.4975 | 4.633 | 4.7952 | 4.8303 | 4.8431 | 4.8041 | 4.9747 | 4.5787 | 3.8134 | 4.5522 | 3.991 | 4.013 | 3.7402
Program Specific1-in-10Size: Over 200kWSouth of Lugo2020September Monthly Peak | Program Specific | 1-in-10 | Size: Over 200kW | South of Lugo | 2020 | September Monthly Peak | 9 | 127.2176 | 124.1141 | 119.2694 | 119.7854 | 129.2106 | 151.1292 | 186.0671 | 214.6638 | 238.9427 | 258.4994 | 272.1088 | 273.6194 | 268.5163 | 269.6005 | 263.8705 | 251.3828 | 237.8829 | 221.8225 | 202.0101 | 196.5968 | 184.4756 | 169.0951 | 149.759 | 138.8751 | -3.7815 | -4.8977 | -4.0494 | -3.4301 | -3.1312 | -2.8209 | -4.2353 | -3.3547 | -2.6159 | -4.6814 | -4.877 | -3.6399 | -2.8815 | 0.11769 | 9.1627 | 8.9304 | 8.2839 | 6.5897 | 0.497 | -2.2138 | -3.178 | -3.5169 | -3.6458 | -3.6737 | 76.4213 | 75.6563 | 74.763 | 73.8208 | 72.9147 | 72.6612 | 72.597 | 72.8514 | 74.921 | 78.9995 | 82.5651 | 86.846 | 89.8383 | 91.2177 | 90.9648 | 90.9607 | 90.9576 | 89.908 | 88.5262 | 84.8388 | 80.5436 | 77.377 | 75.1936 | 73.7405 | 3.4512 | 4.0155 | 3.7605 | 4.3421 | 4.7436 | 3.6516 | 4.1533 | 4.417 | 5.5027 | 6.6182 | 6.918 | 6.2143 | 5.2362 | 5.4133 | 5.4087 | 5.3637 | 5.3056 | 5.4336 | 4.9755 | 4.1853 | 4.8879 | 4.2415 | 4.2423 | 3.942
Program Specific1-in-10Size: Over 200kWSouth of Lugo2020October Monthly Peak | Program Specific | 1-in-10 | Size: Over 200kW | South of Lugo | 2020 | October Monthly Peak | 10 | 106.0524 | 102.5893 | 99.5262 | 100.4535 | 105.8642 | 122.2634 | 148.2915 | 167.6139 | 185.2777 | 201.915 | 212.9809 | 218.4088 | 219.5687 | 222.1787 | 217.8596 | 207.2885 | 195.8969 | 190.4095 | 176.4364 | 166.5074 | 154.8427 | 142.1929 | 125.784 | 117.1655 | -2.706 | -3.0812 | -2.7955 | -2.5897 | -2.6 | -2.1479 | -3.0045 | -2.5736 | -3.3346 | -3.8184 | -3.5347 | -2.6083 | -2.7762 | 0.42634 | 8.148 | 7.8335 | 6.1215 | 5.6158 | -0.45628 | -1.8483 | -1.644 | -2.0318 | -1.9743 | -1.9566 | 71.3395 | 70.3739 | 69.3089 | 68.1995 | 67.0541 | 66.7658 | 66.7944 | 66.7193 | 67.8811 | 70.9445 | 75.3227 | 80.1532 | 84.3474 | 86.6593 | 87.0139 | 86.8511 | 86.3576 | 85.3347 | 82.6698 | 78.527 | 74.7156 | 72.5587 | 71.0352 | 69.9015 | 2.7943 | 3.2237 | 3.0478 | 3.5367 | 3.7748 | 2.8692 | 3.2149 | 3.3497 | 4.1442 | 5.0209 | 5.2591 | 4.8178 | 4.1586 | 4.3329 | 4.3372 | 4.2957 | 4.2436 | 4.5301 | 4.2207 | 3.4429 | 3.9848 | 3.4641 | 3.4607 | 3.2302
Program Specific1-in-10Size: Over 200kWSouth of Lugo2020November Monthly Peak | Program Specific | 1-in-10 | Size: Over 200kW | South of Lugo | 2020 | November Monthly Peak | 11 | 107.397 | 102.7451 | 99.4672 | 101.4864 | 107.2215 | 124.3225 | 148.1958 | 168.9224 | 189.5401 | 205.8193 | 217.3148 | 221.7471 | 221.4364 | 223.0693 | 219.1499 | 208.7477 | 197.7437 | 190.8389 | 176.1109 | 166.1366 | 154.6292 | 142.569 | 124.8939 | 115.9723 | -2.6592 | -2.9121 | -2.6893 | -2.5643 | -2.6396 | -2.1596 | -2.936 | -2.5854 | -3.651 | -3.9218 | -3.5549 | -2.5941 | -2.8758 | 0.48737 | 8.3015 | 7.9735 | 6.0524 | 5.6211 | -0.61486 | -1.8394 | -1.4584 | -1.8707 | -1.7666 | -1.7338 | 69.0779 | 67.2586 | 66.6372 | 64.9934 | 64.1362 | 63.0818 | 62.6457 | 63.2681 | 66.0633 | 71.8035 | 78.4727 | 83.7315 | 86.0957 | 87.6819 | 88.2549 | 86.8732 | 84.6335 | 82.1006 | 79.7539 | 77.0038 | 75.056 | 73.2487 | 71.0994 | 69.5642 | 2.8393 | 3.2395 | 3.0563 | 3.5851 | 3.8361 | 2.9274 | 3.2237 | 3.3873 | 4.2539 | 5.1353 | 5.3843 | 4.908 | 4.2082 | 4.365 | 4.3777 | 4.3406 | 4.2981 | 4.5557 | 4.2272 | 3.4468 | 3.9928 | 3.4851 | 3.4478 | 3.2081
Program Specific1-in-10Size: Over 200kWSouth of Lugo2020December Monthly Peak | Program Specific | 1-in-10 | Size: Over 200kW | South of Lugo | 2020 | December Monthly Peak | 12 | 100.7859 | 98.064 | 95.4987 | 96.5696 | 101.7784 | 115.0787 | 138.5357 | 154.6408 | 166.5816 | 174.0448 | 176.2868 | 175.3704 | 171.7528 | 169.6139 | 165.7567 | 158.0847 | 154.4773 | 154.1559 | 146.9622 | 142.5489 | 135.1669 | 127.7857 | 112.8271 | 106.4466 | -2.0197 | -1.7425 | -1.9539 | -2.1308 | -2.5429 | -1.8573 | -2.3559 | -2.3194 | -4.5261 | -3.4726 | -2.6215 | -1.784 | -2.599 | 0.6526 | 6.7765 | 6.44 | 4.1088 | 4.5036 | -1.345 | -1.5526 | -0.27272 | -0.74373 | -0.50139 | -0.42682 | 48.0563 | 47.0273 | 46.785 | 47.2251 | 47.791 | 47.2914 | 48.4682 | 48.7361 | 49.5453 | 50.6682 | 51.6613 | 53.181 | 54.8783 | 54.4302 | 54.2406 | 53.8779 | 53.293 | 51.9845 | 50.8356 | 48.9756 | 46.6757 | 46.994 | 46.9601 | 46.1252 | 2.8729 | 3.3337 | 3.1638 | 3.6782 | 3.9262 | 2.9217 | 3.2493 | 3.3434 | 4.031 | 4.6821 | 4.7093 | 4.1851 | 3.5192 | 3.5785 | 3.57 | 3.5442 | 3.6202 | 3.9678 | 3.8034 | 3.1887 | 3.7632 | 3.368 | 3.3583 | 3.1749
Program Specific1-in-10Size: Over 200kWSouth of Lugo2020Typical Event Day | Program Specific | 1-in-10 | Size: Over 200kW | South of Lugo | 2020 | Typical Event Day | 8 | 123.4739 | 120.28 | 116.369 | 116.8057 | 125.2406 | 144.8899 | 173.6567 | 197.0501 | 213.5104 | 228.9552 | 242.256 | 244.8718 | 240.2346 | 241.5244 | 238.3572 | 229.627 | 217.9671 | 205.6423 | 188.5774 | 181.8274 | 174.7179 | 161.9881 | 144.4825 | 134.4394 | -3.2581 | -3.8471 | -3.4098 | -3.0802 | -3.0674 | -2.5783 | -3.6083 | -3.0367 | -3.5312 | -4.2918 | -4.0871 | -2.9933 | -2.9424 | 0.38937 | 8.7826 | 8.57 | 6.9724 | 6.0741 | -0.29074 | -2.0244 | -2.094 | -2.5329 | -2.5264 | -2.5164 | 70.9143 | 70.1258 | 69.5957 | 69.0387 | 68.322 | 67.9861 | 67.9929 | 68.7659 | 71.2167 | 75.2215 | 79.2699 | 83.1798 | 84.7504 | 85.4066 | 86.1738 | 86.7759 | 87.3969 | 87.1311 | 86.4352 | 83.1122 | 78.4572 | 75.189 | 73.2592 | 71.8259 | 3.2514 | 3.7773 | 3.5614 | 4.1099 | 4.463 | 3.3982 | 3.7626 | 3.9357 | 4.7728 | 5.6899 | 5.9784 | 5.3983 | 4.5473 | 4.7074 | 4.7424 | 4.7558 | 4.7188 | 4.8896 | 4.5085 | 3.7574 | 4.4936 | 3.944 | 3.9728 | 3.7042
Program Specific1-in-10Size: Over 200kWSouth of Lugo2021January Monthly Peak | Program Specific | 1-in-10 | Size: Over 200kW | South of Lugo | 2021 | January Monthly Peak | 1 | 103.4846 | 100.6399 | 97.8777 | 98.3778 | 104.4037 | 119.179 | 146.4722 | 164.4789 | 176.7052 | 185.1309 | 187.7726 | 187.4985 | 184.802 | 184.6732 | 180.1376 | 170.8645 | 165.4126 | 165.2393 | 157.6093 | 153.5123 | 145.2525 | 134.7031 | 118.4421 | 111.1559 | -2.0738 | -1.7883 | -2.0026 | -2.1707 | -2.6085 | -1.9234 | -2.4909 | -2.467 | -4.8011 | -3.6938 | -2.7923 | -1.9073 | -2.7965 | 0.71054 | 7.3645 | 6.9606 | 4.3996 | 4.8274 | -1.4424 | -1.672 | -0.29307 | -0.78399 | -0.52634 | -0.44571 | 48.7341 | 47.8958 | 47.0112 | 46.8227 | 46.2152 | 46.2848 | 46.0395 | 45.839 | 45.8049 | 48.7533 | 51.8339 | 53.2236 | 54.8112 | 55.7264 | 55.5974 | 54.5519 | 52.9408 | 51.6869 | 50.1383 | 48.0373 | 46.7665 | 45.8824 | 45.7735 | 45.35 | 2.9498 | 3.4212 | 3.2427 | 3.7471 | 4.0274 | 3.0258 | 3.4354 | 3.5561 | 4.2759 | 4.9803 | 5.0162 | 4.4745 | 3.7866 | 3.8963 | 3.8798 | 3.8307 | 3.8765 | 4.253 | 4.0789 | 3.434 | 4.044 | 3.5503 | 3.5254 | 3.3153
Program Specific1-in-10Size: Over 200kWSouth of Lugo2021February Monthly Peak | Program Specific | 1-in-10 | Size: Over 200kW | South of Lugo | 2021 | February Monthly Peak | 2 | 102.2829 | 99.5263 | 96.8267 | 97.5369 | 103.1642 | 118.0176 | 142.8491 | 158.6433 | 170.3087 | 180.5321 | 185.6541 | 187.7689 | 186.5227 | 187.5966 | 183.427 | 174.1988 | 167.0886 | 165.7911 | 157.5133 | 151.7071 | 143.4012 | 133.0302 | 118.08 | 110.6588 | -2.0497 | -1.7685 | -1.9811 | -2.1521 | -2.5775 | -1.9047 | -2.4293 | -2.3794 | -4.6273 | -3.6021 | -2.7608 | -1.9101 | -2.8225 | 0.72179 | 7.4989 | 7.0964 | 4.4442 | 4.8435 | -1.4415 | -1.6523 | -0.28934 | -0.77425 | -0.52473 | -0.44371 | 54.5534 | 53.4618 | 52.3303 | 51.5464 | 51.9643 | 51.2168 | 48.0913 | 51.3293 | 53.6367 | 56.1918 | 58.7244 | 59.1867 | 60.382 | 62.0241 | 63.0607 | 63.5434 | 62.6188 | 61.9097 | 60.5613 | 58.8969 | 57.4293 | 56.0513 | 55.6476 | 54.4079 | 2.9156 | 3.3834 | 3.2078 | 3.7151 | 3.9796 | 2.9963 | 3.3504 | 3.43 | 4.1212 | 4.8566 | 4.9596 | 4.481 | 3.8219 | 3.9579 | 3.9506 | 3.9055 | 3.9158 | 4.2672 | 4.0765 | 3.3936 | 3.9924 | 3.5062 | 3.5146 | 3.3005
Program Specific1-in-10Size: Over 200kWSouth of Lugo2021March Monthly Peak | Program Specific | 1-in-10 | Size: Over 200kW | South of Lugo | 2021 | March Monthly Peak | 3 | 110.0646 | 106.9441 | 102.1464 | 102.7196 | 108.4633 | 124.1384 | 148.076 | 167.8638 | 183.4727 | 195.7288 | 203.5989 | 207.2408 | 205.8265 | 208.1738 | 206.1462 | 198.3259 | 189.6196 | 179.3873 | 165.275 | 163.2297 | 156.0827 | 145.4287 | 128.964 | 118.8226 | -2.2057 | -1.9003 | -2.0899 | -2.2665 | -2.7099 | -2.0035 | -2.5181 | -2.5177 | -4.985 | -3.9053 | -3.0276 | -2.1082 | -3.1147 | 0.80096 | 8.4278 | 8.0793 | 5.0435 | 5.2407 | -1.5126 | -1.7778 | -0.31493 | -0.84642 | -0.5731 | -0.47645 | 61.6592 | 60.0844 | 59.0118 | 57.8054 | 56.8213 | 55.8581 | 55.185 | 54.8213 | 56.356 | 59.935 | 64.0569 | 68.5825 | 72.9245 | 74.4727 | 75.2828 | 75.0398 | 73.8807 | 72.1759 | 71.092 | 69.4977 | 66.8483 | 64.3712 | 61.9911 | 60.0774 | 3.1374 | 3.6356 | 3.3841 | 3.9125 | 4.184 | 3.1517 | 3.473 | 3.6293 | 4.4397 | 5.2654 | 5.439 | 4.9456 | 4.2174 | 4.3921 | 4.4399 | 4.4464 | 4.4438 | 4.6172 | 4.2773 | 3.6513 | 4.3455 | 3.833 | 3.8386 | 3.544
Program Specific1-in-10Size: Over 200kWSouth of Lugo2021April Monthly Peak | Program Specific | 1-in-10 | Size: Over 200kW | South of Lugo | 2021 | April Monthly Peak | 4 | 113.3655 | 109.6913 | 104.6006 | 105.2315 | 111.0073 | 127.7652 | 153.7375 | 177.1309 | 197.3513 | 213.4013 | 224.4007 | 229.3096 | 228.9503 | 231.84 | 229.5303 | 220.7159 | 209.6946 | 196.9602 | 179.0294 | 174.8082 | 165.2496 | 152.8602 | 134.7169 | 123.7722 | -2.8436 | -3.1883 | -2.8751 | -2.682 | -2.73 | -2.2301 | -3.0753 | -2.7147 | -3.6948 | -4.0531 | -3.6937 | -2.7065 | -2.9398 | 0.48018 | 8.6476 | 8.3923 | 6.4757 | 5.8046 | -0.55579 | -1.9375 | -1.6423 | -2.082 | -1.9949 | -1.9429 | 70.8429 | 69.745 | 68.1534 | 66.5131 | 65.11 | 64.2412 | 63.7809 | 63.8764 | 66.561 | 72.1406 | 77.2151 | 82.3949 | 85.7239 | 87.2719 | 86.3088 | 86.0992 | 86.1572 | 86.0162 | 84.5797 | 80.4234 | 75.5045 | 71.171 | 68.7752 | 67.5608 | 2.9918 | 3.4524 | 3.2084 | 3.7109 | 3.9646 | 3.0032 | 3.3384 | 3.5457 | 4.4214 | 5.3151 | 5.5501 | 5.0664 | 4.3433 | 4.5286 | 4.5769 | 4.5814 | 4.5498 | 4.6935 | 4.2897 | 3.6203 | 4.2595 | 3.73 | 3.7125 | 3.4178
Program Specific1-in-10Size: Over 200kWSouth of Lugo2021May Monthly Peak | Program Specific | 1-in-10 | Size: Over 200kW | South of Lugo | 2021 | May Monthly Peak | 5 | 120.5185 | 117.2707 | 111.6894 | 112.2092 | 118.9076 | 136.384 | 162.8696 | 192.2246 | 216.3275 | 235.1475 | 246.76 | 249.565 | 246.6105 | 248.0586 | 245.0407 | 234.792 | 221.9949 | 207.265 | 188.5507 | 180.2746 | 172.9892 | 159.8234 | 142.3982 | 131.7772 | -3.2016 | -3.7977 | -3.3004 | -2.9726 | -2.9106 | -2.4333 | -3.4014 | -2.9645 | -3.5132 | -4.3999 | -4.1769 | -3.0651 | -3.0006 | 0.38433 | 9.0011 | 8.7403 | 7.1349 | 6.124 | -0.25041 | -2.0083 | -2.1217 | -2.5431 | -2.5421 | -2.521 | 71.2617 | 69.8451 | 68.4253 | 68.0608 | 67.7896 | 67.5107 | 67.4623 | 67.6051 | 70.9452 | 76.4609 | 81.1291 | 84.396 | 86.1283 | 86.7273 | 87.4874 | 87.5875 | 87.4131 | 86.3568 | 86.0944 | 83.5497 | 79.1568 | 74.2915 | 71.532 | 69.1795 | 3.1746 | 3.684 | 3.4193 | 3.9494 | 4.2387 | 3.1997 | 3.53 | 3.8405 | 4.8373 | 5.8456 | 6.0915 | 5.5035 | 4.6695 | 4.8362 | 4.877 | 4.8643 | 4.8075 | 4.9297 | 4.5093 | 3.7265 | 4.4505 | 3.8926 | 3.9167 | 3.632
Program Specific1-in-10Size: Over 200kWSouth of Lugo2021June Monthly Peak | Program Specific | 1-in-10 | Size: Over 200kW | South of Lugo | 2021 | June Monthly Peak | 6 | 124.6842 | 120.6112 | 115.6698 | 115.5744 | 123.5304 | 141.738 | 165.5264 | 190.2365 | 209.1891 | 223.7629 | 232.9309 | 234.9236 | 229.764 | 231.0535 | 229.183 | 220.9178 | 210.5641 | 198.7634 | 182.649 | 175.7699 | 171.0394 | 159.7793 | 144.8207 | 134.3871 | -2.8951 | -3.0022 | -2.879 | -2.7994 | -3.0558 | -2.4051 | -3.1278 | -2.8926 | -4.5695 | -4.3293 | -3.6972 | -2.6312 | -3.1449 | 0.63022 | 8.9061 | 8.6216 | 6.1692 | 5.8389 | -0.97518 | -1.9357 | -1.1992 | -1.7157 | -1.5898 | -1.5291 | 65.62 | 65.1576 | 65.1729 | 64.8461 | 63.4476 | 62.4171 | 61.9901 | 63.7479 | 66.7411 | 70.6493 | 75.247 | 79.7934 | 82.0151 | 82.274 | 82.7901 | 83.0673 | 84.2625 | 83.2201 | 83.1734 | 79.3343 | 74.8467 | 71.495 | 69.3703 | 68.496 | 3.3458 | 3.8599 | 3.6075 | 4.1441 | 4.486 | 3.3876 | 3.6548 | 3.872 | 4.7653 | 5.6668 | 5.8578 | 5.2777 | 4.432 | 4.5891 | 4.6468 | 4.6626 | 4.6454 | 4.8161 | 4.4499 | 3.7014 | 4.4828 | 3.9644 | 4.0579 | 3.7733
Program Specific1-in-10Size: Over 200kWSouth of Lugo2021July Monthly Peak | Program Specific | 1-in-10 | Size: Over 200kW | South of Lugo | 2021 | July Monthly Peak | 7 | 126.8188 | 123.001 | 118.7422 | 118.9317 | 127.7648 | 146.5388 | 173.1953 | 197.7868 | 214.401 | 227.2133 | 238.2682 | 239.588 | 234.3208 | 234.3974 | 231.9302 | 225.9747 | 215.574 | 203.4383 | 186.7914 | 179.1708 | 175.0207 | 163.1364 | 147.0732 | 136.7413 | -3.2107 | -3.6396 | -3.3025 | -3.05 | -3.1398 | -2.5667 | -3.4886 | -3.0343 | -3.93 | -4.3053 | -3.9395 | -2.8459 | -2.9839 | 0.46616 | 8.7035 | 8.5638 | 6.7001 | 5.998 | -0.52748 | -1.9875 | -1.8038 | -2.2811 | -2.2485 | -2.2207 | 70.3835 | 69.0799 | 68.3959 | 67.9509 | 67.6286 | 67.2993 | 67.6444 | 68.5582 | 70.94 | 74.9856 | 79.5697 | 82.4638 | 81.3833 | 80.9629 | 83.3995 | 83.8478 | 83.0283 | 82.3736 | 81.26 | 79.4814 | 76.052 | 73.2392 | 71.7947 | 70.8947 | 3.3436 | 3.8675 | 3.6385 | 4.1899 | 4.5586 | 3.4411 | 3.7572 | 3.9552 | 4.7986 | 5.6535 | 5.8873 | 5.2883 | 4.4408 | 4.5741 | 4.6202 | 4.6859 | 4.6728 | 4.8431 | 4.4713 | 3.707 | 4.5069 | 3.9769 | 4.049 | 3.7722
Program Specific1-in-10Size: Over 200kWSouth of Lugo2021August Monthly Peak | Program Specific | 1-in-10 | Size: Over 200kW | South of Lugo | 2021 | August Monthly Peak | 8 | 124.1479 | 120.8516 | 116.8849 | 117.3116 | 125.7895 | 145.6155 | 174.9598 | 199.1741 | 216.4707 | 232.3908 | 245.9896 | 248.5958 | 244.0012 | 245.27 | 242.0203 | 233.117 | 221.2199 | 208.5759 | 190.9233 | 183.9645 | 176.4497 | 163.4083 | 145.494 | 135.3272 | -3.3874 | -4.1087 | -3.5713 | -3.1651 | -3.0721 | -2.6253 | -3.7288 | -3.081 | -3.2544 | -4.3165 | -4.2197 | -3.111 | -2.8889 | 0.31779 | 8.7793 | 8.5875 | 7.2453 | 6.1703 | -0.088663 | -2.0545 | -2.3638 | -2.7822 | -2.8127 | -2.8148 | 71.2322 | 70.6094 | 70.0508 | 69.5371 | 69.2973 | 69.5668 | 69.7402 | 69.9061 | 72.2647 | 76.2515 | 79.6979 | 83.6159 | 85.7648 | 87.1719 | 87.5408 | 89.2278 | 91.3391 | 93.0227 | 92.7812 | 88.7944 | 82.3867 | 78.6449 | 76.6782 | 74.1722 | 3.2793 | 3.807 | 3.5884 | 4.1406 | 4.4965 | 3.4258 | 3.8026 | 3.9905 | 4.854 | 5.7932 | 6.0894 | 5.4975 | 4.633 | 4.7952 | 4.8303 | 4.8431 | 4.8041 | 4.9747 | 4.5787 | 3.8134 | 4.5522 | 3.991 | 4.013 | 3.7402
Program Specific1-in-10Size: Over 200kWSouth of Lugo2021September Monthly Peak | Program Specific | 1-in-10 | Size: Over 200kW | South of Lugo | 2021 | September Monthly Peak | 9 | 127.2176 | 124.1141 | 119.2694 | 119.7854 | 129.2106 | 151.1292 | 186.0671 | 214.6638 | 238.9427 | 258.4994 | 272.1088 | 273.6194 | 268.5163 | 269.6005 | 263.8704 | 251.3828 | 237.8829 | 221.8225 | 202.0101 | 196.5968 | 184.4756 | 169.0951 | 149.759 | 138.8751 | -3.7815 | -4.8977 | -4.0494 | -3.4301 | -3.1312 | -2.8209 | -4.2353 | -3.3547 | -2.6159 | -4.6814 | -4.877 | -3.6399 | -2.8815 | 0.11769 | 9.1627 | 8.9304 | 8.2839 | 6.5897 | 0.497 | -2.2138 | -3.178 | -3.5169 | -3.6458 | -3.6737 | 76.4213 | 75.6563 | 74.763 | 73.8208 | 72.9147 | 72.6612 | 72.597 | 72.8514 | 74.921 | 78.9995 | 82.5651 | 86.846 | 89.8383 | 91.2177 | 90.9648 | 90.9607 | 90.9576 | 89.908 | 88.5262 | 84.8388 | 80.5436 | 77.377 | 75.1936 | 73.7405 | 3.4512 | 4.0155 | 3.7605 | 4.3421 | 4.7436 | 3.6516 | 4.1533 | 4.417 | 5.5027 | 6.6182 | 6.918 | 6.2143 | 5.2362 | 5.4133 | 5.4087 | 5.3637 | 5.3056 | 5.4336 | 4.9755 | 4.1853 | 4.8879 | 4.2415 | 4.2423 | 3.942
Program Specific1-in-10Size: Over 200kWSouth of Lugo2021October Monthly Peak | Program Specific | 1-in-10 | Size: Over 200kW | South of Lugo | 2021 | October Monthly Peak | 10 | 106.0524 | 102.5893 | 99.5262 | 100.4535 | 105.8642 | 122.2634 | 148.2915 | 167.6139 | 185.2777 | 201.915 | 212.9809 | 218.4088 | 219.5687 | 222.1787 | 217.8596 | 207.2885 | 195.8969 | 190.4095 | 176.4364 | 166.5074 | 154.8427 | 142.1929 | 125.784 | 117.1655 | -2.706 | -3.0812 | -2.7955 | -2.5897 | -2.6 | -2.1479 | -3.0045 | -2.5736 | -3.3346 | -3.8184 | -3.5347 | -2.6083 | -2.7762 | 0.42634 | 8.148 | 7.8335 | 6.1215 | 5.6158 | -0.45628 | -1.8483 | -1.644 | -2.0318 | -1.9743 | -1.9566 | 71.3395 | 70.3739 | 69.3089 | 68.1995 | 67.0541 | 66.7658 | 66.7944 | 66.7193 | 67.8811 | 70.9445 | 75.3227 | 80.1532 | 84.3474 | 86.6593 | 87.0139 | 86.8511 | 86.3576 | 85.3347 | 82.6698 | 78.527 | 74.7156 | 72.5587 | 71.0352 | 69.9015 | 2.7943 | 3.2237 | 3.0478 | 3.5367 | 3.7748 | 2.8692 | 3.2149 | 3.3497 | 4.1442 | 5.0209 | 5.2591 | 4.8178 | 4.1586 | 4.3329 | 4.3372 | 4.2957 | 4.2436 | 4.5301 | 4.2207 | 3.4429 | 3.9848 | 3.4641 | 3.4607 | 3.2302
Program Specific1-in-10Size: Over 200kWSouth of Lugo2021November Monthly Peak | Program Specific | 1-in-10 | Size: Over 200kW | South of Lugo | 2021 | November Monthly Peak | 11 | 107.397 | 102.7451 | 99.4672 | 101.4864 | 107.2215 | 124.3225 | 148.1958 | 168.9224 | 189.5401 | 205.8193 | 217.3148 | 221.7471 | 221.4364 | 223.0693 | 219.1498 | 208.7477 | 197.7436 | 190.8389 | 176.1109 | 166.1366 | 154.6292 | 142.569 | 124.8939 | 115.9723 | -2.6592 | -2.9121 | -2.6893 | -2.5643 | -2.6396 | -2.1596 | -2.936 | -2.5854 | -3.651 | -3.9218 | -3.5549 | -2.5941 | -2.8758 | 0.48737 | 8.3015 | 7.9735 | 6.0524 | 5.6211 | -0.61486 | -1.8394 | -1.4584 | -1.8707 | -1.7666 | -1.7338 | 69.0779 | 67.2586 | 66.6372 | 64.9934 | 64.1362 | 63.0818 | 62.6457 | 63.2681 | 66.0633 | 71.8035 | 78.4727 | 83.7315 | 86.0957 | 87.682 | 88.2549 | 86.8732 | 84.6335 | 82.1006 | 79.7539 | 77.0038 | 75.056 | 73.2487 | 71.0994 | 69.5642 | 2.8393 | 3.2395 | 3.0563 | 3.5851 | 3.8361 | 2.9274 | 3.2237 | 3.3873 | 4.2539 | 5.1353 | 5.3843 | 4.908 | 4.2082 | 4.365 | 4.3777 | 4.3406 | 4.2981 | 4.5557 | 4.2272 | 3.4468 | 3.9928 | 3.4851 | 3.4478 | 3.2081
Program Specific1-in-10Size: Over 200kWSouth of Lugo2021December Monthly Peak | Program Specific | 1-in-10 | Size: Over 200kW | South of Lugo | 2021 | December Monthly Peak | 12 | 100.7859 | 98.064 | 95.4987 | 96.5696 | 101.7784 | 115.0787 | 138.5357 | 154.6408 | 166.5816 | 174.0448 | 176.2868 | 175.3704 | 171.7529 | 169.6139 | 165.7567 | 158.0847 | 154.4773 | 154.1559 | 146.9622 | 142.5489 | 135.1669 | 127.7857 | 112.8271 | 106.4466 | -2.0197 | -1.7425 | -1.9539 | -2.1308 | -2.5429 | -1.8573 | -2.3559 | -2.3194 | -4.5261 | -3.4726 | -2.6215 | -1.784 | -2.599 | 0.6526 | 6.7765 | 6.44 | 4.1088 | 4.5036 | -1.345 | -1.5526 | -0.27272 | -0.74373 | -0.50139 | -0.42682 | 48.0563 | 47.0273 | 46.785 | 47.2251 | 47.791 | 47.2914 | 48.4682 | 48.7361 | 49.5453 | 50.6682 | 51.6613 | 53.181 | 54.8783 | 54.4302 | 54.2406 | 53.8779 | 53.293 | 51.9845 | 50.8356 | 48.9756 | 46.6757 | 46.994 | 46.9601 | 46.1252 | 2.8729 | 3.3337 | 3.1638 | 3.6782 | 3.9262 | 2.9217 | 3.2493 | 3.3434 | 4.031 | 4.6821 | 4.7093 | 4.1851 | 3.5192 | 3.5785 | 3.57 | 3.5442 | 3.6202 | 3.9678 | 3.8034 | 3.1887 | 3.7632 | 3.368 | 3.3583 | 3.1749
Program Specific1-in-10Size: Over 200kWSouth of Lugo2021Typical Event Day | Program Specific | 1-in-10 | Size: Over 200kW | South of Lugo | 2021 | Typical Event Day | 8 | 123.4739 | 120.28 | 116.369 | 116.8057 | 125.2406 | 144.8899 | 173.6567 | 197.0501 | 213.5104 | 228.9551 | 242.256 | 244.8718 | 240.2346 | 241.5244 | 238.3572 | 229.627 | 217.9671 | 205.6423 | 188.5774 | 181.8274 | 174.7179 | 161.9881 | 144.4825 | 134.4394 | -3.2581 | -3.8471 | -3.4098 | -3.0802 | -3.0674 | -2.5783 | -3.6083 | -3.0367 | -3.5312 | -4.2918 | -4.0871 | -2.9933 | -2.9424 | 0.38937 | 8.7826 | 8.57 | 6.9724 | 6.0741 | -0.29074 | -2.0244 | -2.094 | -2.5329 | -2.5264 | -2.5164 | 70.9143 | 70.1258 | 69.5957 | 69.0387 | 68.3221 | 67.9861 | 67.9929 | 68.7659 | 71.2167 | 75.2215 | 79.2699 | 83.1798 | 84.7504 | 85.4066 | 86.1738 | 86.7759 | 87.3969 | 87.1311 | 86.4352 | 83.1122 | 78.4572 | 75.189 | 73.2592 | 71.8259 | 3.2514 | 3.7773 | 3.5614 | 4.1099 | 4.463 | 3.3982 | 3.7626 | 3.9357 | 4.7728 | 5.6899 | 5.9784 | 5.3983 | 4.5473 | 4.7074 | 4.7424 | 4.7558 | 4.7188 | 4.8896 | 4.5085 | 3.7574 | 4.4936 | 3.944 | 3.9728 | 3.7042
Program Specific1-in-10Size: Over 200kWSouth of Lugo2022January Monthly Peak | Program Specific | 1-in-10 | Size: Over 200kW | South of Lugo | 2022 | January Monthly Peak | 1 | 103.4846 | 100.6399 | 97.8777 | 98.3778 | 104.4037 | 119.179 | 146.4722 | 164.4789 | 176.7052 | 185.1309 | 187.7726 | 187.4985 | 184.802 | 184.6732 | 180.1376 | 170.8645 | 165.4125 | 165.2393 | 157.6093 | 153.5123 | 145.2525 | 134.7031 | 118.4422 | 111.1559 | -2.0738 | -1.7883 | -2.0026 | -2.1707 | -2.6085 | -1.9234 | -2.4909 | -2.467 | -4.8011 | -3.6938 | -2.7923 | -1.9073 | -2.7965 | 0.71054 | 7.3645 | 6.9606 | 4.3996 | 4.8274 | -1.4424 | -1.672 | -0.29307 | -0.78399 | -0.52634 | -0.44571 | 48.7341 | 47.8958 | 47.0112 | 46.8227 | 46.2152 | 46.2848 | 46.0395 | 45.839 | 45.8049 | 48.7533 | 51.8339 | 53.2236 | 54.8112 | 55.7264 | 55.5974 | 54.5519 | 52.9408 | 51.6869 | 50.1383 | 48.0373 | 46.7665 | 45.8824 | 45.7735 | 45.35 | 2.9498 | 3.4212 | 3.2427 | 3.7471 | 4.0274 | 3.0258 | 3.4354 | 3.5561 | 4.2759 | 4.9803 | 5.0162 | 4.4745 | 3.7866 | 3.8963 | 3.8798 | 3.8307 | 3.8765 | 4.253 | 4.0789 | 3.434 | 4.044 | 3.5503 | 3.5254 | 3.3153
Program Specific1-in-10Size: Over 200kWSouth of Lugo2022February Monthly Peak | Program Specific | 1-in-10 | Size: Over 200kW | South of Lugo | 2022 | February Monthly Peak | 2 | 102.2829 | 99.5263 | 96.8267 | 97.5369 | 103.1642 | 118.0176 | 142.8491 | 158.6433 | 170.3087 | 180.5321 | 185.6541 | 187.7689 | 186.5227 | 187.5966 | 183.427 | 174.1988 | 167.0887 | 165.7911 | 157.5133 | 151.7071 | 143.4012 | 133.0302 | 118.08 | 110.6588 | -2.0497 | -1.7685 | -1.9811 | -2.1521 | -2.5775 | -1.9047 | -2.4293 | -2.3794 | -4.6273 | -3.6021 | -2.7608 | -1.9101 | -2.8225 | 0.72179 | 7.4989 | 7.0964 | 4.4442 | 4.8435 | -1.4415 | -1.6523 | -0.28934 | -0.77425 | -0.52473 | -0.44371 | 54.5534 | 53.4618 | 52.3303 | 51.5464 | 51.9643 | 51.2168 | 48.0913 | 51.3293 | 53.6367 | 56.1918 | 58.7244 | 59.1867 | 60.382 | 62.0241 | 63.0607 | 63.5434 | 62.6188 | 61.9097 | 60.5613 | 58.8968 | 57.4293 | 56.0513 | 55.6476 | 54.4079 | 2.9156 | 3.3834 | 3.2078 | 3.7151 | 3.9796 | 2.9963 | 3.3504 | 3.43 | 4.1212 | 4.8566 | 4.9596 | 4.481 | 3.8219 | 3.9579 | 3.9506 | 3.9055 | 3.9158 | 4.2672 | 4.0765 | 3.3936 | 3.9924 | 3.5062 | 3.5146 | 3.3005
Program Specific1-in-10Size: Over 200kWSouth of Lugo2022March Monthly Peak | Program Specific | 1-in-10 | Size: Over 200kW | South of Lugo | 2022 | March Monthly Peak | 3 | 110.0646 | 106.9441 | 102.1464 | 102.7196 | 108.4633 | 124.1384 | 148.076 | 167.8638 | 183.4727 | 195.7288 | 203.5989 | 207.2408 | 205.8265 | 208.1738 | 206.1462 | 198.3259 | 189.6196 | 179.3873 | 165.275 | 163.2297 | 156.0827 | 145.4287 | 128.964 | 118.8226 | -2.2057 | -1.9003 | -2.0899 | -2.2665 | -2.7099 | -2.0035 | -2.5181 | -2.5177 | -4.985 | -3.9053 | -3.0276 | -2.1082 | -3.1147 | 0.80096 | 8.4278 | 8.0793 | 5.0435 | 5.2407 | -1.5126 | -1.7778 | -0.31493 | -0.84642 | -0.5731 | -0.47645 | 61.6592 | 60.0844 | 59.0118 | 57.8054 | 56.8213 | 55.8581 | 55.185 | 54.8213 | 56.356 | 59.935 | 64.0569 | 68.5825 | 72.9245 | 74.4727 | 75.2828 | 75.0398 | 73.8807 | 72.1759 | 71.0921 | 69.4977 | 66.8483 | 64.3712 | 61.9911 | 60.0774 | 3.1374 | 3.6356 | 3.3841 | 3.9125 | 4.184 | 3.1517 | 3.473 | 3.6293 | 4.4397 | 5.2654 | 5.439 | 4.9456 | 4.2174 | 4.3921 | 4.4399 | 4.4464 | 4.4438 | 4.6172 | 4.2773 | 3.6513 | 4.3455 | 3.833 | 3.8386 | 3.544
Program Specific1-in-10Size: Over 200kWSouth of Lugo2022April Monthly Peak | Program Specific | 1-in-10 | Size: Over 200kW | South of Lugo | 2022 | April Monthly Peak | 4 | 113.3655 | 109.6913 | 104.6006 | 105.2315 | 111.0073 | 127.7652 | 153.7375 | 177.1309 | 197.3513 | 213.4013 | 224.4007 | 229.3096 | 228.9503 | 231.84 | 229.5303 | 220.7159 | 209.6946 | 196.9602 | 179.0294 | 174.8081 | 165.2496 | 152.8602 | 134.7169 | 123.7722 | -2.8436 | -3.1883 | -2.8751 | -2.682 | -2.73 | -2.2301 | -3.0753 | -2.7147 | -3.6948 | -4.0531 | -3.6937 | -2.7065 | -2.9398 | 0.48018 | 8.6476 | 8.3923 | 6.4757 | 5.8046 | -0.55579 | -1.9375 | -1.6423 | -2.082 | -1.9949 | -1.9429 | 70.8429 | 69.745 | 68.1534 | 66.5131 | 65.11 | 64.2412 | 63.7809 | 63.8764 | 66.561 | 72.1406 | 77.2151 | 82.3949 | 85.7239 | 87.2719 | 86.3088 | 86.0992 | 86.1572 | 86.0162 | 84.5797 | 80.4234 | 75.5045 | 71.171 | 68.7752 | 67.5608 | 2.9918 | 3.4524 | 3.2084 | 3.7109 | 3.9646 | 3.0032 | 3.3384 | 3.5457 | 4.4214 | 5.3151 | 5.5501 | 5.0664 | 4.3433 | 4.5286 | 4.5769 | 4.5814 | 4.5498 | 4.6935 | 4.2897 | 3.6203 | 4.2595 | 3.73 | 3.7125 | 3.4178
Program Specific1-in-10Size: Over 200kWSouth of Lugo2022May Monthly Peak | Program Specific | 1-in-10 | Size: Over 200kW | South of Lugo | 2022 | May Monthly Peak | 5 | 120.5185 | 117.2707 | 111.6894 | 112.2092 | 118.9076 | 136.384 | 162.8696 | 192.2246 | 216.3275 | 235.1475 | 246.76 | 249.565 | 246.6105 | 248.0586 | 245.0407 | 234.792 | 221.9949 | 207.265 | 188.5507 | 180.2746 | 172.9892 | 159.8234 | 142.3982 | 131.7771 | -3.2016 | -3.7977 | -3.3004 | -2.9726 | -2.9106 | -2.4333 | -3.4014 | -2.9645 | -3.5132 | -4.3999 | -4.1769 | -3.0651 | -3.0006 | 0.38433 | 9.0011 | 8.7403 | 7.1349 | 6.124 | -0.25041 | -2.0083 | -2.1217 | -2.5431 | -2.5421 | -2.521 | 71.2617 | 69.8451 | 68.4253 | 68.0608 | 67.7896 | 67.5107 | 67.4623 | 67.6051 | 70.9452 | 76.4609 | 81.1291 | 84.396 | 86.1283 | 86.7273 | 87.4874 | 87.5875 | 87.4131 | 86.3568 | 86.0944 | 83.5497 | 79.1568 | 74.2915 | 71.532 | 69.1795 | 3.1746 | 3.684 | 3.4193 | 3.9494 | 4.2387 | 3.1997 | 3.53 | 3.8405 | 4.8373 | 5.8456 | 6.0915 | 5.5035 | 4.6695 | 4.8362 | 4.877 | 4.8643 | 4.8075 | 4.9297 | 4.5093 | 3.7265 | 4.4505 | 3.8926 | 3.9167 | 3.632
Program Specific1-in-10Size: Over 200kWSouth of Lugo2022June Monthly Peak | Program Specific | 1-in-10 | Size: Over 200kW | South of Lugo | 2022 | June Monthly Peak | 6 | 124.6841 | 120.6112 | 115.6698 | 115.5744 | 123.5304 | 141.738 | 165.5264 | 190.2365 | 209.1892 | 223.7628 | 232.9309 | 234.9236 | 229.764 | 231.0535 | 229.1829 | 220.9178 | 210.5641 | 198.7634 | 182.649 | 175.7699 | 171.0394 | 159.7793 | 144.8207 | 134.3871 | -2.8951 | -3.0022 | -2.879 | -2.7994 | -3.0558 | -2.4051 | -3.1278 | -2.8926 | -4.5695 | -4.3293 | -3.6972 | -2.6312 | -3.1449 | 0.63022 | 8.9061 | 8.6216 | 6.1692 | 5.8389 | -0.97518 | -1.9357 | -1.1992 | -1.7157 | -1.5898 | -1.5291 | 65.62 | 65.1576 | 65.1729 | 64.8461 | 63.4476 | 62.4171 | 61.9901 | 63.7479 | 66.7411 | 70.6493 | 75.247 | 79.7934 | 82.0151 | 82.274 | 82.7901 | 83.0673 | 84.2625 | 83.2201 | 83.1734 | 79.3343 | 74.8467 | 71.495 | 69.3703 | 68.496 | 3.3458 | 3.8599 | 3.6075 | 4.1441 | 4.486 | 3.3876 | 3.6548 | 3.872 | 4.7653 | 5.6668 | 5.8578 | 5.2777 | 4.432 | 4.5891 | 4.6468 | 4.6626 | 4.6454 | 4.8161 | 4.4499 | 3.7014 | 4.4828 | 3.9644 | 4.0579 | 3.7733
Program Specific1-in-10Size: Over 200kWSouth of Lugo2022July Monthly Peak | Program Specific | 1-in-10 | Size: Over 200kW | South of Lugo | 2022 | July Monthly Peak | 7 | 126.8188 | 123.001 | 118.7422 | 118.9317 | 127.7648 | 146.5388 | 173.1953 | 197.7868 | 214.401 | 227.2133 | 238.2682 | 239.588 | 234.3208 | 234.3974 | 231.9302 | 225.9747 | 215.574 | 203.4382 | 186.7914 | 179.1708 | 175.0207 | 163.1364 | 147.0732 | 136.7413 | -3.2107 | -3.6396 | -3.3025 | -3.05 | -3.1398 | -2.5667 | -3.4886 | -3.0343 | -3.93 | -4.3053 | -3.9395 | -2.8459 | -2.9839 | 0.46616 | 8.7035 | 8.5638 | 6.7001 | 5.998 | -0.52748 | -1.9875 | -1.8038 | -2.2811 | -2.2485 | -2.2207 | 70.3835 | 69.0799 | 68.3959 | 67.9509 | 67.6286 | 67.2993 | 67.6444 | 68.5582 | 70.94 | 74.9856 | 79.5697 | 82.4638 | 81.3833 | 80.9629 | 83.3995 | 83.8478 | 83.0283 | 82.3736 | 81.26 | 79.4814 | 76.052 | 73.2392 | 71.7947 | 70.8947 | 3.3436 | 3.8675 | 3.6385 | 4.1899 | 4.5586 | 3.4411 | 3.7572 | 3.9552 | 4.7986 | 5.6535 | 5.8873 | 5.2883 | 4.4408 | 4.5741 | 4.6202 | 4.6859 | 4.6728 | 4.8431 | 4.4713 | 3.707 | 4.5069 | 3.9769 | 4.049 | 3.7722
Program Specific1-in-10Size: Over 200kWSouth of Lugo2022August Monthly Peak | Program Specific | 1-in-10 | Size: Over 200kW | South of Lugo | 2022 | August Monthly Peak | 8 | 124.1479 | 120.8516 | 116.8849 | 117.3116 | 125.7895 | 145.6155 | 174.9598 | 199.1741 | 216.4707 | 232.3908 | 245.9897 | 248.5958 | 244.0012 | 245.27 | 242.0203 | 233.117 | 221.2199 | 208.5759 | 190.9233 | 183.9645 | 176.4497 | 163.4083 | 145.494 | 135.3272 | -3.3874 | -4.1087 | -3.5713 | -3.1651 | -3.0721 | -2.6253 | -3.7288 | -3.081 | -3.2544 | -4.3165 | -4.2197 | -3.111 | -2.8889 | 0.31779 | 8.7793 | 8.5875 | 7.2453 | 6.1703 | -0.088663 | -2.0545 | -2.3638 | -2.7822 | -2.8127 | -2.8148 | 71.2322 | 70.6094 | 70.0508 | 69.5371 | 69.2973 | 69.5668 | 69.7402 | 69.9061 | 72.2647 | 76.2515 | 79.6979 | 83.6159 | 85.7648 | 87.1719 | 87.5408 | 89.2278 | 91.3391 | 93.0227 | 92.7812 | 88.7944 | 82.3867 | 78.6449 | 76.6782 | 74.1722 | 3.2793 | 3.807 | 3.5884 | 4.1406 | 4.4965 | 3.4258 | 3.8026 | 3.9905 | 4.854 | 5.7932 | 6.0894 | 5.4975 | 4.633 | 4.7952 | 4.8303 | 4.8431 | 4.8041 | 4.9747 | 4.5787 | 3.8134 | 4.5522 | 3.991 | 4.013 | 3.7402
Program Specific1-in-10Size: Over 200kWSouth of Lugo2022September Monthly Peak | Program Specific | 1-in-10 | Size: Over 200kW | South of Lugo | 2022 | September Monthly Peak | 9 | 127.2176 | 124.1141 | 119.2694 | 119.7854 | 129.2106 | 151.1292 | 186.0671 | 214.6638 | 238.9427 | 258.4994 | 272.1088 | 273.6194 | 268.5163 | 269.6005 | 263.8705 | 251.3828 | 237.8829 | 221.8225 | 202.0101 | 196.5968 | 184.4756 | 169.0951 | 149.759 | 138.8751 | -3.7815 | -4.8977 | -4.0494 | -3.4301 | -3.1312 | -2.8209 | -4.2353 | -3.3547 | -2.6159 | -4.6814 | -4.877 | -3.6399 | -2.8815 | 0.11769 | 9.1627 | 8.9304 | 8.2839 | 6.5897 | 0.497 | -2.2138 | -3.178 | -3.5169 | -3.6458 | -3.6737 | 76.4213 | 75.6563 | 74.763 | 73.8209 | 72.9147 | 72.6612 | 72.5971 | 72.8514 | 74.921 | 78.9995 | 82.5651 | 86.846 | 89.8383 | 91.2177 | 90.9648 | 90.9607 | 90.9576 | 89.908 | 88.5262 | 84.8388 | 80.5436 | 77.377 | 75.1936 | 73.7405 | 3.4512 | 4.0155 | 3.7605 | 4.3421 | 4.7436 | 3.6516 | 4.1533 | 4.417 | 5.5027 | 6.6182 | 6.918 | 6.2143 | 5.2362 | 5.4133 | 5.4087 | 5.3637 | 5.3056 | 5.4336 | 4.9755 | 4.1853 | 4.8879 | 4.2415 | 4.2423 | 3.942
Program Specific1-in-10Size: Over 200kWSouth of Lugo2022October Monthly Peak | Program Specific | 1-in-10 | Size: Over 200kW | South of Lugo | 2022 | October Monthly Peak | 10 | 106.0524 | 102.5893 | 99.5262 | 100.4535 | 105.8642 | 122.2634 | 148.2915 | 167.6139 | 185.2777 | 201.915 | 212.9809 | 218.4088 | 219.5687 | 222.1787 | 217.8596 | 207.2885 | 195.8969 | 190.4095 | 176.4364 | 166.5074 | 154.8427 | 142.1929 | 125.784 | 117.1655 | -2.706 | -3.0812 | -2.7955 | -2.5897 | -2.6 | -2.1479 | -3.0045 | -2.5736 | -3.3346 | -3.8184 | -3.5347 | -2.6083 | -2.7762 | 0.42634 | 8.148 | 7.8335 | 6.1215 | 5.6158 | -0.45628 | -1.8483 | -1.644 | -2.0318 | -1.9743 | -1.9566 | 71.3395 | 70.3739 | 69.3089 | 68.1995 | 67.0541 | 66.7658 | 66.7944 | 66.7193 | 67.8811 | 70.9445 | 75.3227 | 80.1532 | 84.3474 | 86.6593 | 87.0139 | 86.8511 | 86.3576 | 85.3347 | 82.6698 | 78.527 | 74.7156 | 72.5587 | 71.0352 | 69.9015 | 2.7943 | 3.2237 | 3.0478 | 3.5367 | 3.7748 | 2.8692 | 3.2149 | 3.3497 | 4.1442 | 5.0209 | 5.2591 | 4.8178 | 4.1586 | 4.3329 | 4.3372 | 4.2957 | 4.2436 | 4.5301 | 4.2207 | 3.4429 | 3.9848 | 3.4641 | 3.4607 | 3.2302
Program Specific1-in-10Size: Over 200kWSouth of Lugo2022November Monthly Peak | Program Specific | 1-in-10 | Size: Over 200kW | South of Lugo | 2022 | November Monthly Peak | 11 | 107.397 | 102.7451 | 99.4672 | 101.4864 | 107.2215 | 124.3225 | 148.1958 | 168.9224 | 189.5401 | 205.8193 | 217.3148 | 221.7471 | 221.4364 | 223.0693 | 219.1498 | 208.7477 | 197.7437 | 190.8389 | 176.1109 | 166.1366 | 154.6292 | 142.569 | 124.8939 | 115.9722 | -2.6592 | -2.9121 | -2.6893 | -2.5643 | -2.6396 | -2.1596 | -2.936 | -2.5854 | -3.651 | -3.9218 | -3.5549 | -2.5941 | -2.8758 | 0.48737 | 8.3015 | 7.9735 | 6.0524 | 5.6211 | -0.61486 | -1.8394 | -1.4584 | -1.8707 | -1.7666 | -1.7338 | 69.0779 | 67.2586 | 66.6372 | 64.9934 | 64.1362 | 63.0818 | 62.6457 | 63.2681 | 66.0633 | 71.8035 | 78.4727 | 83.7315 | 86.0957 | 87.6819 | 88.2549 | 86.8732 | 84.6335 | 82.1006 | 79.7539 | 77.0038 | 75.056 | 73.2487 | 71.0994 | 69.5642 | 2.8393 | 3.2395 | 3.0563 | 3.5851 | 3.8361 | 2.9274 | 3.2237 | 3.3873 | 4.2539 | 5.1353 | 5.3843 | 4.908 | 4.2082 | 4.365 | 4.3777 | 4.3406 | 4.2981 | 4.5557 | 4.2272 | 3.4468 | 3.9928 | 3.4851 | 3.4478 | 3.2081
Program Specific1-in-10Size: Over 200kWSouth of Lugo2022December Monthly Peak | Program Specific | 1-in-10 | Size: Over 200kW | South of Lugo | 2022 | December Monthly Peak | 12 | 100.7859 | 98.064 | 95.4987 | 96.5696 | 101.7784 | 115.0787 | 138.5357 | 154.6408 | 166.5816 | 174.0448 | 176.2868 | 175.3703 | 171.7529 | 169.6139 | 165.7567 | 158.0847 | 154.4773 | 154.1559 | 146.9622 | 142.5489 | 135.1669 | 127.7857 | 112.8271 | 106.4466 | -2.0197 | -1.7425 | -1.9539 | -2.1308 | -2.5429 | -1.8573 | -2.3559 | -2.3194 | -4.5261 | -3.4726 | -2.6215 | -1.784 | -2.599 | 0.6526 | 6.7765 | 6.44 | 4.1088 | 4.5036 | -1.345 | -1.5526 | -0.27272 | -0.74373 | -0.50139 | -0.42682 | 48.0563 | 47.0273 | 46.785 | 47.2251 | 47.791 | 47.2914 | 48.4682 | 48.7361 | 49.5453 | 50.6682 | 51.6613 | 53.181 | 54.8783 | 54.4302 | 54.2407 | 53.8779 | 53.293 | 51.9845 | 50.8356 | 48.9756 | 46.6757 | 46.994 | 46.9601 | 46.1252 | 2.8729 | 3.3337 | 3.1638 | 3.6782 | 3.9262 | 2.9217 | 3.2493 | 3.3434 | 4.031 | 4.6821 | 4.7093 | 4.1851 | 3.5192 | 3.5785 | 3.57 | 3.5442 | 3.6202 | 3.9678 | 3.8034 | 3.1887 | 3.7632 | 3.368 | 3.3583 | 3.1749
Program Specific1-in-10Size: Over 200kWSouth of Lugo2022Typical Event Day | Program Specific | 1-in-10 | Size: Over 200kW | South of Lugo | 2022 | Typical Event Day | 8 | 123.4739 | 120.28 | 116.3689 | 116.8057 | 125.2406 | 144.8899 | 173.6567 | 197.0501 | 213.5104 | 228.9551 | 242.256 | 244.8718 | 240.2346 | 241.5244 | 238.3572 | 229.6269 | 217.9671 | 205.6423 | 188.5774 | 181.8274 | 174.7179 | 161.9881 | 144.4825 | 134.4394 | -3.2581 | -3.8471 | -3.4098 | -3.0802 | -3.0674 | -2.5783 | -3.6083 | -3.0367 | -3.5312 | -4.2918 | -4.0871 | -2.9933 | -2.9424 | 0.38937 | 8.7826 | 8.57 | 6.9724 | 6.0741 | -0.29074 | -2.0244 | -2.094 | -2.5329 | -2.5264 | -2.5164 | 70.9143 | 70.1258 | 69.5957 | 69.0387 | 68.322 | 67.9861 | 67.9929 | 68.7659 | 71.2167 | 75.2215 | 79.2699 | 83.1798 | 84.7504 | 85.4066 | 86.1738 | 86.7759 | 87.3969 | 87.1311 | 86.4352 | 83.1122 | 78.4572 | 75.189 | 73.2592 | 71.8259 | 3.2514 | 3.7773 | 3.5614 | 4.1099 | 4.463 | 3.3982 | 3.7626 | 3.9357 | 4.7728 | 5.6899 | 5.9784 | 5.3983 | 4.5473 | 4.7074 | 4.7424 | 4.7558 | 4.7188 | 4.8896 | 4.5085 | 3.7574 | 4.4936 | 3.944 | 3.9728 | 3.7042
Program Specific1-in-10Size: Over 200kWSouth of Lugo2023January Monthly Peak | Program Specific | 1-in-10 | Size: Over 200kW | South of Lugo | 2023 | January Monthly Peak | 1 | 103.4846 | 100.6399 | 97.8777 | 98.3778 | 104.4037 | 119.179 | 146.4722 | 164.4789 | 176.7052 | 185.1309 | 187.7726 | 187.4985 | 184.802 | 184.6732 | 180.1376 | 170.8645 | 165.4126 | 165.2393 | 157.6093 | 153.5123 | 145.2525 | 134.7031 | 118.4421 | 111.1559 | -2.0738 | -1.7883 | -2.0026 | -2.1707 | -2.6085 | -1.9234 | -2.4909 | -2.467 | -4.8011 | -3.6938 | -2.7923 | -1.9073 | -2.7965 | 0.71054 | 7.3645 | 6.9606 | 4.3996 | 4.8274 | -1.4424 | -1.672 | -0.29307 | -0.78399 | -0.52634 | -0.44571 | 48.7341 | 47.8958 | 47.0112 | 46.8227 | 46.2152 | 46.2848 | 46.0395 | 45.839 | 45.8049 | 48.7533 | 51.8339 | 53.2236 | 54.8112 | 55.7264 | 55.5974 | 54.5519 | 52.9408 | 51.6869 | 50.1383 | 48.0373 | 46.7665 | 45.8824 | 45.7735 | 45.35 | 2.9498 | 3.4212 | 3.2427 | 3.7471 | 4.0274 | 3.0258 | 3.4354 | 3.5561 | 4.2759 | 4.9803 | 5.0162 | 4.4745 | 3.7866 | 3.8963 | 3.8798 | 3.8307 | 3.8765 | 4.253 | 4.0789 | 3.434 | 4.044 | 3.5503 | 3.5254 | 3.3153
Program Specific1-in-10Size: Over 200kWSouth of Lugo2023February Monthly Peak | Program Specific | 1-in-10 | Size: Over 200kW | South of Lugo | 2023 | February Monthly Peak | 2 | 102.2829 | 99.5263 | 96.8267 | 97.5369 | 103.1642 | 118.0176 | 142.8492 | 158.6433 | 170.3087 | 180.5321 | 185.6541 | 187.7689 | 186.5227 | 187.5966 | 183.427 | 174.1988 | 167.0886 | 165.7911 | 157.5133 | 151.7071 | 143.4012 | 133.0302 | 118.08 | 110.6588 | -2.0497 | -1.7685 | -1.9811 | -2.1521 | -2.5775 | -1.9047 | -2.4293 | -2.3794 | -4.6273 | -3.6021 | -2.7608 | -1.9101 | -2.8225 | 0.72179 | 7.4989 | 7.0964 | 4.4442 | 4.8435 | -1.4415 | -1.6523 | -0.28934 | -0.77425 | -0.52473 | -0.44371 | 54.5534 | 53.4618 | 52.3303 | 51.5464 | 51.9643 | 51.2168 | 48.0913 | 51.3293 | 53.6367 | 56.1918 | 58.7244 | 59.1867 | 60.382 | 62.0241 | 63.0607 | 63.5434 | 62.6188 | 61.9097 | 60.5613 | 58.8969 | 57.4293 | 56.0513 | 55.6476 | 54.4079 | 2.9156 | 3.3834 | 3.2078 | 3.7151 | 3.9796 | 2.9963 | 3.3504 | 3.43 | 4.1212 | 4.8566 | 4.9596 | 4.481 | 3.8219 | 3.9579 | 3.9506 | 3.9055 | 3.9158 | 4.2672 | 4.0765 | 3.3936 | 3.9924 | 3.5062 | 3.5146 | 3.3005
Program Specific1-in-10Size: Over 200kWSouth of Lugo2023March Monthly Peak | Program Specific | 1-in-10 | Size: Over 200kW | South of Lugo | 2023 | March Monthly Peak | 3 | 110.0646 | 106.9441 | 102.1464 | 102.7196 | 108.4633 | 124.1384 | 148.076 | 167.8638 | 183.4727 | 195.7288 | 203.5989 | 207.2408 | 205.8265 | 208.1738 | 206.1462 | 198.3259 | 189.6196 | 179.3873 | 165.275 | 163.2298 | 156.0827 | 145.4287 | 128.964 | 118.8226 | -2.2057 | -1.9003 | -2.0899 | -2.2665 | -2.7099 | -2.0035 | -2.5181 | -2.5177 | -4.985 | -3.9053 | -3.0276 | -2.1082 | -3.1147 | 0.80096 | 8.4278 | 8.0793 | 5.0435 | 5.2407 | -1.5126 | -1.7778 | -0.31493 | -0.84642 | -0.5731 | -0.47645 | 61.6592 | 60.0844 | 59.0118 | 57.8054 | 56.8213 | 55.8581 | 55.185 | 54.8213 | 56.356 | 59.935 | 64.0569 | 68.5825 | 72.9245 | 74.4727 | 75.2828 | 75.0398 | 73.8807 | 72.1759 | 71.0921 | 69.4977 | 66.8483 | 64.3712 | 61.9911 | 60.0774 | 3.1374 | 3.6356 | 3.3841 | 3.9125 | 4.184 | 3.1517 | 3.473 | 3.6293 | 4.4397 | 5.2654 | 5.439 | 4.9456 | 4.2174 | 4.3921 | 4.4399 | 4.4464 | 4.4438 | 4.6172 | 4.2773 | 3.6513 | 4.3455 | 3.833 | 3.8386 | 3.544
Program Specific1-in-10Size: Over 200kWSouth of Lugo2023April Monthly Peak | Program Specific | 1-in-10 | Size: Over 200kW | South of Lugo | 2023 | April Monthly Peak | 4 | 113.3655 | 109.6913 | 104.6006 | 105.2315 | 111.0073 | 127.7652 | 153.7375 | 177.1309 | 197.3513 | 213.4012 | 224.4007 | 229.3096 | 228.9503 | 231.84 | 229.5303 | 220.7159 | 209.6946 | 196.9602 | 179.0294 | 174.8081 | 165.2496 | 152.8602 | 134.7169 | 123.7722 | -2.8436 | -3.1883 | -2.8751 | -2.682 | -2.73 | -2.2301 | -3.0753 | -2.7147 | -3.6948 | -4.0531 | -3.6937 | -2.7065 | -2.9398 | 0.48018 | 8.6476 | 8.3923 | 6.4757 | 5.8046 | -0.55579 | -1.9375 | -1.6423 | -2.082 | -1.9949 | -1.9429 | 70.8429 | 69.745 | 68.1534 | 66.5131 | 65.11 | 64.2412 | 63.7809 | 63.8764 | 66.561 | 72.1406 | 77.2151 | 82.3949 | 85.7239 | 87.2719 | 86.3088 | 86.0992 | 86.1572 | 86.0162 | 84.5797 | 80.4234 | 75.5045 | 71.171 | 68.7752 | 67.5608 | 2.9918 | 3.4524 | 3.2084 | 3.7109 | 3.9646 | 3.0032 | 3.3384 | 3.5457 | 4.4214 | 5.3151 | 5.5501 | 5.0664 | 4.3433 | 4.5286 | 4.5769 | 4.5814 | 4.5498 | 4.6935 | 4.2897 | 3.6203 | 4.2595 | 3.73 | 3.7125 | 3.4178
Program Specific1-in-10Size: Over 200kWSouth of Lugo2023May Monthly Peak | Program Specific | 1-in-10 | Size: Over 200kW | South of Lugo | 2023 | May Monthly Peak | 5 | 120.5185 | 117.2707 | 111.6894 | 112.2092 | 118.9076 | 136.384 | 162.8696 | 192.2246 | 216.3275 | 235.1475 | 246.7599 | 249.565 | 246.6105 | 248.0586 | 245.0407 | 234.792 | 221.9949 | 207.265 | 188.5507 | 180.2746 | 172.9892 | 159.8234 | 142.3982 | 131.7771 | -3.2016 | -3.7977 | -3.3004 | -2.9726 | -2.9106 | -2.4333 | -3.4014 | -2.9645 | -3.5132 | -4.3999 | -4.1769 | -3.0651 | -3.0006 | 0.38433 | 9.0011 | 8.7403 | 7.1349 | 6.124 | -0.25041 | -2.0083 | -2.1217 | -2.5431 | -2.5421 | -2.521 | 71.2617 | 69.8451 | 68.4253 | 68.0608 | 67.7896 | 67.5107 | 67.4623 | 67.6051 | 70.9452 | 76.4609 | 81.1291 | 84.396 | 86.1283 | 86.7273 | 87.4874 | 87.5875 | 87.4131 | 86.3568 | 86.0944 | 83.5497 | 79.1568 | 74.2915 | 71.532 | 69.1795 | 3.1746 | 3.684 | 3.4193 | 3.9494 | 4.2387 | 3.1997 | 3.53 | 3.8405 | 4.8373 | 5.8456 | 6.0915 | 5.5035 | 4.6695 | 4.8362 | 4.877 | 4.8643 | 4.8075 | 4.9297 | 4.5093 | 3.7265 | 4.4505 | 3.8926 | 3.9167 | 3.632
Program Specific1-in-10Size: Over 200kWSouth of Lugo2023June Monthly Peak | Program Specific | 1-in-10 | Size: Over 200kW | South of Lugo | 2023 | June Monthly Peak | 6 | 124.6841 | 120.6112 | 115.6698 | 115.5744 | 123.5304 | 141.738 | 165.5264 | 190.2365 | 209.1891 | 223.7628 | 232.9309 | 234.9236 | 229.764 | 231.0535 | 229.1829 | 220.9178 | 210.5641 | 198.7634 | 182.649 | 175.7699 | 171.0394 | 159.7793 | 144.8207 | 134.3871 | -2.8951 | -3.0022 | -2.879 | -2.7994 | -3.0558 | -2.4051 | -3.1278 | -2.8926 | -4.5695 | -4.3293 | -3.6972 | -2.6312 | -3.1449 | 0.63022 | 8.9061 | 8.6216 | 6.1692 | 5.8389 | -0.97518 | -1.9357 | -1.1992 | -1.7157 | -1.5898 | -1.5291 | 65.62 | 65.1576 | 65.1729 | 64.8461 | 63.4476 | 62.4171 | 61.9901 | 63.7479 | 66.7411 | 70.6493 | 75.247 | 79.7934 | 82.0151 | 82.274 | 82.7901 | 83.0673 | 84.2625 | 83.2201 | 83.1734 | 79.3343 | 74.8467 | 71.495 | 69.3703 | 68.496 | 3.3458 | 3.8599 | 3.6075 | 4.1441 | 4.486 | 3.3876 | 3.6548 | 3.872 | 4.7653 | 5.6668 | 5.8578 | 5.2777 | 4.432 | 4.5891 | 4.6468 | 4.6626 | 4.6454 | 4.8161 | 4.4499 | 3.7014 | 4.4828 | 3.9644 | 4.0579 | 3.7733
Program Specific1-in-10Size: Over 200kWSouth of Lugo2023July Monthly Peak | Program Specific | 1-in-10 | Size: Over 200kW | South of Lugo | 2023 | July Monthly Peak | 7 | 126.8188 | 123.001 | 118.7422 | 118.9317 | 127.7648 | 146.5388 | 173.1953 | 197.7868 | 214.401 | 227.2133 | 238.2682 | 239.588 | 234.3208 | 234.3974 | 231.9302 | 225.9747 | 215.574 | 203.4382 | 186.7914 | 179.1708 | 175.0207 | 163.1364 | 147.0732 | 136.7413 | -3.2107 | -3.6396 | -3.3025 | -3.05 | -3.1398 | -2.5667 | -3.4886 | -3.0343 | -3.93 | -4.3053 | -3.9395 | -2.8459 | -2.9839 | 0.46616 | 8.7035 | 8.5638 | 6.7001 | 5.998 | -0.52748 | -1.9875 | -1.8038 | -2.2811 | -2.2485 | -2.2207 | 70.3835 | 69.0799 | 68.3959 | 67.9509 | 67.6286 | 67.2993 | 67.6444 | 68.5582 | 70.94 | 74.9856 | 79.5697 | 82.4638 | 81.3833 | 80.9629 | 83.3995 | 83.8478 | 83.0283 | 82.3736 | 81.26 | 79.4814 | 76.052 | 73.2392 | 71.7947 | 70.8947 | 3.3436 | 3.8675 | 3.6385 | 4.1899 | 4.5586 | 3.4411 | 3.7572 | 3.9552 | 4.7986 | 5.6535 | 5.8873 | 5.2883 | 4.4408 | 4.5741 | 4.6202 | 4.6859 | 4.6728 | 4.8431 | 4.4713 | 3.707 | 4.5069 | 3.9769 | 4.049 | 3.7722
Program Specific1-in-10Size: Over 200kWSouth of Lugo2023August Monthly Peak | Program Specific | 1-in-10 | Size: Over 200kW | South of Lugo | 2023 | August Monthly Peak | 8 | 124.1479 | 120.8516 | 116.8849 | 117.3116 | 125.7895 | 145.6155 | 174.9598 | 199.1741 | 216.4707 | 232.3907 | 245.9896 | 248.5958 | 244.0012 | 245.27 | 242.0203 | 233.117 | 221.2199 | 208.5759 | 190.9233 | 183.9645 | 176.4497 | 163.4083 | 145.494 | 135.3272 | -3.3874 | -4.1087 | -3.5713 | -3.1651 | -3.0721 | -2.6253 | -3.7288 | -3.081 | -3.2544 | -4.3165 | -4.2197 | -3.111 | -2.8889 | 0.31779 | 8.7793 | 8.5875 | 7.2453 | 6.1703 | -0.088663 | -2.0545 | -2.3638 | -2.7822 | -2.8127 | -2.8148 | 71.2322 | 70.6094 | 70.0508 | 69.5371 | 69.2973 | 69.5668 | 69.7402 | 69.9061 | 72.2647 | 76.2515 | 79.6979 | 83.6159 | 85.7648 | 87.1719 | 87.5408 | 89.2278 | 91.3391 | 93.0227 | 92.7812 | 88.7944 | 82.3867 | 78.6449 | 76.6782 | 74.1722 | 3.2793 | 3.807 | 3.5884 | 4.1406 | 4.4965 | 3.4258 | 3.8026 | 3.9905 | 4.854 | 5.7932 | 6.0894 | 5.4975 | 4.633 | 4.7952 | 4.8303 | 4.8431 | 4.8041 | 4.9747 | 4.5787 | 3.8134 | 4.5522 | 3.991 | 4.013 | 3.7402
Program Specific1-in-10Size: Over 200kWSouth of Lugo2023September Monthly Peak | Program Specific | 1-in-10 | Size: Over 200kW | South of Lugo | 2023 | September Monthly Peak | 9 | 127.2176 | 124.1141 | 119.2694 | 119.7854 | 129.2107 | 151.1292 | 186.0671 | 214.6639 | 238.9427 | 258.4994 | 272.1088 | 273.6194 | 268.5163 | 269.6005 | 263.8705 | 251.3828 | 237.8829 | 221.8225 | 202.0101 | 196.5968 | 184.4756 | 169.0951 | 149.759 | 138.8751 | -3.7815 | -4.8977 | -4.0494 | -3.4301 | -3.1312 | -2.8209 | -4.2353 | -3.3547 | -2.6159 | -4.6814 | -4.877 | -3.6399 | -2.8815 | 0.11769 | 9.1627 | 8.9304 | 8.2839 | 6.5897 | 0.497 | -2.2138 | -3.178 | -3.5169 | -3.6458 | -3.6737 | 76.4213 | 75.6563 | 74.763 | 73.8208 | 72.9147 | 72.6612 | 72.5971 | 72.8514 | 74.921 | 78.9995 | 82.5651 | 86.846 | 89.8383 | 91.2177 | 90.9648 | 90.9607 | 90.9576 | 89.908 | 88.5262 | 84.8388 | 80.5436 | 77.377 | 75.1936 | 73.7405 | 3.4512 | 4.0155 | 3.7605 | 4.3421 | 4.7436 | 3.6516 | 4.1533 | 4.417 | 5.5027 | 6.6182 | 6.918 | 6.2143 | 5.2362 | 5.4133 | 5.4087 | 5.3637 | 5.3056 | 5.4336 | 4.9755 | 4.1853 | 4.8879 | 4.2415 | 4.2423 | 3.942
Program Specific1-in-10Size: Over 200kWSouth of Lugo2023October Monthly Peak | Program Specific | 1-in-10 | Size: Over 200kW | South of Lugo | 2023 | October Monthly Peak | 10 | 106.0524 | 102.5893 | 99.5262 | 100.4535 | 105.8642 | 122.2634 | 148.2915 | 167.6139 | 185.2777 | 201.915 | 212.9809 | 218.4088 | 219.5687 | 222.1787 | 217.8596 | 207.2885 | 195.8969 | 190.4095 | 176.4364 | 166.5074 | 154.8427 | 142.1929 | 125.784 | 117.1655 | -2.706 | -3.0812 | -2.7955 | -2.5897 | -2.6 | -2.1479 | -3.0045 | -2.5736 | -3.3346 | -3.8184 | -3.5347 | -2.6083 | -2.7762 | 0.42634 | 8.148 | 7.8335 | 6.1215 | 5.6158 | -0.45628 | -1.8483 | -1.644 | -2.0318 | -1.9743 | -1.9566 | 71.3395 | 70.3739 | 69.3089 | 68.1995 | 67.0541 | 66.7658 | 66.7944 | 66.7193 | 67.8811 | 70.9445 | 75.3227 | 80.1532 | 84.3474 | 86.6593 | 87.0139 | 86.8511 | 86.3576 | 85.3347 | 82.6698 | 78.527 | 74.7156 | 72.5587 | 71.0352 | 69.9015 | 2.7943 | 3.2237 | 3.0478 | 3.5367 | 3.7748 | 2.8692 | 3.2149 | 3.3497 | 4.1442 | 5.0209 | 5.2591 | 4.8178 | 4.1586 | 4.3329 | 4.3372 | 4.2957 | 4.2436 | 4.5301 | 4.2207 | 3.4429 | 3.9848 | 3.4641 | 3.4607 | 3.2302
Program Specific1-in-10Size: Over 200kWSouth of Lugo2023November Monthly Peak | Program Specific | 1-in-10 | Size: Over 200kW | South of Lugo | 2023 | November Monthly Peak | 11 | 107.397 | 102.7451 | 99.4672 | 101.4864 | 107.2215 | 124.3225 | 148.1958 | 168.9224 | 189.5401 | 205.8193 | 217.3148 | 221.7471 | 221.4364 | 223.0693 | 219.1498 | 208.7477 | 197.7436 | 190.8389 | 176.1109 | 166.1366 | 154.6292 | 142.569 | 124.8939 | 115.9722 | -2.6592 | -2.9121 | -2.6893 | -2.5643 | -2.6396 | -2.1596 | -2.936 | -2.5854 | -3.651 | -3.9218 | -3.5549 | -2.5941 | -2.8758 | 0.48737 | 8.3015 | 7.9735 | 6.0524 | 5.6211 | -0.61486 | -1.8394 | -1.4584 | -1.8707 | -1.7666 | -1.7338 | 69.0779 | 67.2586 | 66.6372 | 64.9934 | 64.1362 | 63.0818 | 62.6457 | 63.2681 | 66.0633 | 71.8035 | 78.4727 | 83.7315 | 86.0957 | 87.6819 | 88.2549 | 86.8732 | 84.6335 | 82.1006 | 79.7539 | 77.0038 | 75.056 | 73.2487 | 71.0994 | 69.5641 | 2.8393 | 3.2395 | 3.0563 | 3.5851 | 3.8361 | 2.9274 | 3.2237 | 3.3873 | 4.2539 | 5.1353 | 5.3843 | 4.908 | 4.2082 | 4.365 | 4.3777 | 4.3406 | 4.2981 | 4.5557 | 4.2272 | 3.4468 | 3.9928 | 3.4851 | 3.4478 | 3.2081
Program Specific1-in-10Size: Over 200kWSouth of Lugo2023December Monthly Peak | Program Specific | 1-in-10 | Size: Over 200kW | South of Lugo | 2023 | December Monthly Peak | 12 | 100.7859 | 98.064 | 95.4987 | 96.5696 | 101.7784 | 115.0787 | 138.5357 | 154.6408 | 166.5816 | 174.0448 | 176.2868 | 175.3704 | 171.7528 | 169.6139 | 165.7567 | 158.0847 | 154.4773 | 154.1559 | 146.9622 | 142.5489 | 135.1669 | 127.7857 | 112.8271 | 106.4466 | -2.0197 | -1.7425 | -1.9539 | -2.1308 | -2.5429 | -1.8573 | -2.3559 | -2.3194 | -4.5261 | -3.4726 | -2.6215 | -1.784 | -2.599 | 0.6526 | 6.7765 | 6.44 | 4.1088 | 4.5036 | -1.345 | -1.5526 | -0.27272 | -0.74373 | -0.50139 | -0.42682 | 48.0563 | 47.0273 | 46.785 | 47.2251 | 47.791 | 47.2914 | 48.4682 | 48.7361 | 49.5453 | 50.6682 | 51.6613 | 53.181 | 54.8783 | 54.4302 | 54.2406 | 53.8779 | 53.293 | 51.9845 | 50.8356 | 48.9756 | 46.6757 | 46.994 | 46.9601 | 46.1252 | 2.8729 | 3.3337 | 3.1638 | 3.6782 | 3.9262 | 2.9217 | 3.2493 | 3.3434 | 4.031 | 4.6821 | 4.7093 | 4.1851 | 3.5192 | 3.5785 | 3.57 | 3.5442 | 3.6202 | 3.9678 | 3.8034 | 3.1887 | 3.7632 | 3.368 | 3.3583 | 3.1749
Program Specific1-in-10Size: Over 200kWSouth of Lugo2023Typical Event Day | Program Specific | 1-in-10 | Size: Over 200kW | South of Lugo | 2023 | Typical Event Day | 8 | 123.4739 | 120.28 | 116.3689 | 116.8057 | 125.2406 | 144.8899 | 173.6567 | 197.0501 | 213.5104 | 228.9551 | 242.256 | 244.8718 | 240.2346 | 241.5244 | 238.3572 | 229.627 | 217.967 | 205.6423 | 188.5774 | 181.8274 | 174.7179 | 161.9881 | 144.4825 | 134.4394 | -3.2581 | -3.8471 | -3.4098 | -3.0802 | -3.0674 | -2.5783 | -3.6083 | -3.0367 | -3.5312 | -4.2918 | -4.0871 | -2.9933 | -2.9424 | 0.38937 | 8.7826 | 8.57 | 6.9724 | 6.0741 | -0.29074 | -2.0244 | -2.094 | -2.5329 | -2.5264 | -2.5164 | 70.9143 | 70.1258 | 69.5957 | 69.0387 | 68.322 | 67.9861 | 67.9929 | 68.7659 | 71.2167 | 75.2215 | 79.2699 | 83.1798 | 84.7504 | 85.4066 | 86.1738 | 86.7759 | 87.3969 | 87.1311 | 86.4352 | 83.1122 | 78.4572 | 75.189 | 73.2592 | 71.8259 | 3.2514 | 3.7773 | 3.5614 | 4.1099 | 4.463 | 3.3982 | 3.7626 | 3.9357 | 4.7728 | 5.6899 | 5.9784 | 5.3983 | 4.5473 | 4.7074 | 4.7424 | 4.7558 | 4.7188 | 4.8896 | 4.5085 | 3.7574 | 4.4936 | 3.944 | 3.9728 | 3.7042
Program Specific1-in-10Size: Over 200kWSouth of Lugo2024January Monthly Peak | Program Specific | 1-in-10 | Size: Over 200kW | South of Lugo | 2024 | January Monthly Peak | 1 | 103.4846 | 100.6399 | 97.8777 | 98.3778 | 104.4037 | 119.179 | 146.4722 | 164.4789 | 176.7052 | 185.1309 | 187.7726 | 187.4985 | 184.802 | 184.6733 | 180.1376 | 170.8645 | 165.4126 | 165.2393 | 157.6093 | 153.5123 | 145.2525 | 134.7031 | 118.4421 | 111.1559 | -2.0738 | -1.7883 | -2.0026 | -2.1707 | -2.6085 | -1.9234 | -2.4909 | -2.467 | -4.8011 | -3.6938 | -2.7923 | -1.9073 | -2.7965 | 0.71054 | 7.3645 | 6.9606 | 4.3996 | 4.8274 | -1.4424 | -1.672 | -0.29307 | -0.78399 | -0.52634 | -0.44571 | 48.7341 | 47.8959 | 47.0112 | 46.8227 | 46.2152 | 46.2848 | 46.0395 | 45.839 | 45.8049 | 48.7533 | 51.8339 | 53.2236 | 54.8112 | 55.7264 | 55.5974 | 54.5519 | 52.9408 | 51.6869 | 50.1383 | 48.0373 | 46.7665 | 45.8824 | 45.7735 | 45.35 | 2.9498 | 3.4212 | 3.2427 | 3.7471 | 4.0274 | 3.0258 | 3.4354 | 3.5561 | 4.2759 | 4.9803 | 5.0162 | 4.4745 | 3.7866 | 3.8963 | 3.8798 | 3.8307 | 3.8765 | 4.253 | 4.0789 | 3.434 | 4.044 | 3.5503 | 3.5254 | 3.3153
Program Specific1-in-10Size: Over 200kWSouth of Lugo2024February Monthly Peak | Program Specific | 1-in-10 | Size: Over 200kW | South of Lugo | 2024 | February Monthly Peak | 2 | 102.2829 | 99.5263 | 96.8267 | 97.5369 | 103.1642 | 118.0176 | 142.8492 | 158.6433 | 170.3087 | 180.5321 | 185.6541 | 187.7689 | 186.5227 | 187.5966 | 183.427 | 174.1988 | 167.0886 | 165.7911 | 157.5133 | 151.7071 | 143.4012 | 133.0302 | 118.08 | 110.6588 | -2.0497 | -1.7685 | -1.9811 | -2.1521 | -2.5775 | -1.9047 | -2.4293 | -2.3794 | -4.6273 | -3.6021 | -2.7608 | -1.9101 | -2.8225 | 0.72179 | 7.4989 | 7.0964 | 4.4442 | 4.8435 | -1.4415 | -1.6523 | -0.28934 | -0.77425 | -0.52473 | -0.44371 | 54.5534 | 53.4618 | 52.3303 | 51.5464 | 51.9643 | 51.2168 | 48.0913 | 51.3293 | 53.6367 | 56.1918 | 58.7244 | 59.1867 | 60.382 | 62.0241 | 63.0607 | 63.5434 | 62.6188 | 61.9097 | 60.5613 | 58.8968 | 57.4293 | 56.0513 | 55.6476 | 54.4079 | 2.9156 | 3.3834 | 3.2078 | 3.7151 | 3.9796 | 2.9963 | 3.3504 | 3.43 | 4.1212 | 4.8566 | 4.9596 | 4.481 | 3.8219 | 3.9579 | 3.9506 | 3.9055 | 3.9158 | 4.2672 | 4.0765 | 3.3936 | 3.9924 | 3.5062 | 3.5146 | 3.3005
Program Specific1-in-10Size: Over 200kWSouth of Lugo2024March Monthly Peak | Program Specific | 1-in-10 | Size: Over 200kW | South of Lugo | 2024 | March Monthly Peak | 3 | 110.0646 | 106.9441 | 102.1464 | 102.7196 | 108.4633 | 124.1384 | 148.076 | 167.8638 | 183.4727 | 195.7288 | 203.5989 | 207.2408 | 205.8265 | 208.1738 | 206.1462 | 198.3259 | 189.6196 | 179.3873 | 165.275 | 163.2297 | 156.0827 | 145.4287 | 128.964 | 118.8226 | -2.2057 | -1.9003 | -2.0899 | -2.2665 | -2.7099 | -2.0035 | -2.5181 | -2.5177 | -4.985 | -3.9053 | -3.0276 | -2.1082 | -3.1147 | 0.80096 | 8.4278 | 8.0793 | 5.0435 | 5.2407 | -1.5126 | -1.7778 | -0.31493 | -0.84642 | -0.5731 | -0.47645 | 61.6592 | 60.0844 | 59.0118 | 57.8054 | 56.8213 | 55.8581 | 55.185 | 54.8213 | 56.356 | 59.935 | 64.0569 | 68.5825 | 72.9245 | 74.4727 | 75.2828 | 75.0398 | 73.8807 | 72.1759 | 71.0921 | 69.4977 | 66.8483 | 64.3712 | 61.9911 | 60.0774 | 3.1374 | 3.6356 | 3.3841 | 3.9125 | 4.184 | 3.1517 | 3.473 | 3.6293 | 4.4397 | 5.2654 | 5.439 | 4.9456 | 4.2174 | 4.3921 | 4.4399 | 4.4464 | 4.4438 | 4.6172 | 4.2773 | 3.6513 | 4.3455 | 3.833 | 3.8386 | 3.544
Program Specific1-in-10Size: Over 200kWSouth of Lugo2024April Monthly Peak | Program Specific | 1-in-10 | Size: Over 200kW | South of Lugo | 2024 | April Monthly Peak | 4 | 113.3655 | 109.6913 | 104.6006 | 105.2315 | 111.0073 | 127.7652 | 153.7375 | 177.1309 | 197.3513 | 213.4013 | 224.4007 | 229.3096 | 228.9503 | 231.84 | 229.5303 | 220.7159 | 209.6946 | 196.9602 | 179.0294 | 174.8082 | 165.2496 | 152.8602 | 134.7169 | 123.7722 | -2.8436 | -3.1883 | -2.8751 | -2.682 | -2.73 | -2.2301 | -3.0753 | -2.7147 | -3.6948 | -4.0531 | -3.6937 | -2.7065 | -2.9398 | 0.48018 | 8.6476 | 8.3923 | 6.4757 | 5.8046 | -0.55579 | -1.9375 | -1.6423 | -2.082 | -1.9949 | -1.9429 | 70.8429 | 69.745 | 68.1534 | 66.5131 | 65.11 | 64.2412 | 63.7809 | 63.8764 | 66.561 | 72.1405 | 77.2151 | 82.3949 | 85.7239 | 87.2719 | 86.3088 | 86.0992 | 86.1572 | 86.0162 | 84.5797 | 80.4234 | 75.5045 | 71.171 | 68.7752 | 67.5608 | 2.9918 | 3.4524 | 3.2084 | 3.7109 | 3.9646 | 3.0032 | 3.3384 | 3.5457 | 4.4214 | 5.3151 | 5.5501 | 5.0664 | 4.3433 | 4.5286 | 4.5769 | 4.5814 | 4.5498 | 4.6935 | 4.2897 | 3.6203 | 4.2595 | 3.73 | 3.7125 | 3.4178
Program Specific1-in-10Size: Over 200kWSouth of Lugo2024May Monthly Peak | Program Specific | 1-in-10 | Size: Over 200kW | South of Lugo | 2024 | May Monthly Peak | 5 | 120.5185 | 117.2707 | 111.6894 | 112.2092 | 118.9076 | 136.384 | 162.8696 | 192.2246 | 216.3275 | 235.1475 | 246.76 | 249.565 | 246.6105 | 248.0586 | 245.0407 | 234.792 | 221.9949 | 207.265 | 188.5507 | 180.2746 | 172.9892 | 159.8234 | 142.3982 | 131.7771 | -3.2016 | -3.7977 | -3.3004 | -2.9726 | -2.9106 | -2.4333 | -3.4014 | -2.9645 | -3.5132 | -4.3999 | -4.1769 | -3.0651 | -3.0006 | 0.38433 | 9.0011 | 8.7403 | 7.1349 | 6.124 | -0.25041 | -2.0083 | -2.1217 | -2.5431 | -2.5421 | -2.521 | 71.2617 | 69.8451 | 68.4253 | 68.0608 | 67.7896 | 67.5107 | 67.4623 | 67.6051 | 70.9452 | 76.4609 | 81.1291 | 84.396 | 86.1283 | 86.7273 | 87.4874 | 87.5875 | 87.4131 | 86.3568 | 86.0944 | 83.5497 | 79.1568 | 74.2915 | 71.532 | 69.1795 | 3.1746 | 3.684 | 3.4193 | 3.9494 | 4.2387 | 3.1997 | 3.53 | 3.8405 | 4.8373 | 5.8456 | 6.0915 | 5.5035 | 4.6695 | 4.8362 | 4.877 | 4.8643 | 4.8075 | 4.9297 | 4.5093 | 3.7265 | 4.4505 | 3.8926 | 3.9167 | 3.632
Program Specific1-in-10Size: Over 200kWSouth of Lugo2024June Monthly Peak | Program Specific | 1-in-10 | Size: Over 200kW | South of Lugo | 2024 | June Monthly Peak | 6 | 124.6841 | 120.6112 | 115.6698 | 115.5744 | 123.5304 | 141.738 | 165.5264 | 190.2365 | 209.1891 | 223.7628 | 232.9309 | 234.9236 | 229.764 | 231.0535 | 229.183 | 220.9179 | 210.5641 | 198.7634 | 182.649 | 175.7699 | 171.0394 | 159.7793 | 144.8207 | 134.3871 | -2.8951 | -3.0022 | -2.879 | -2.7994 | -3.0558 | -2.4051 | -3.1278 | -2.8926 | -4.5695 | -4.3293 | -3.6972 | -2.6312 | -3.1449 | 0.63022 | 8.9061 | 8.6216 | 6.1692 | 5.8389 | -0.97518 | -1.9357 | -1.1992 | -1.7157 | -1.5898 | -1.5291 | 65.62 | 65.1576 | 65.1729 | 64.8461 | 63.4476 | 62.4171 | 61.9901 | 63.7479 | 66.7411 | 70.6493 | 75.247 | 79.7934 | 82.0151 | 82.274 | 82.7901 | 83.0673 | 84.2625 | 83.2201 | 83.1734 | 79.3343 | 74.8467 | 71.495 | 69.3703 | 68.496 | 3.3458 | 3.8599 | 3.6075 | 4.1441 | 4.486 | 3.3876 | 3.6548 | 3.872 | 4.7653 | 5.6668 | 5.8578 | 5.2777 | 4.432 | 4.5891 | 4.6468 | 4.6626 | 4.6454 | 4.8161 | 4.4499 | 3.7014 | 4.4828 | 3.9644 | 4.0579 | 3.7733
Program Specific1-in-10Size: Over 200kWSouth of Lugo2024July Monthly Peak | Program Specific | 1-in-10 | Size: Over 200kW | South of Lugo | 2024 | July Monthly Peak | 7 | 126.8188 | 123.001 | 118.7422 | 118.9317 | 127.7648 | 146.5388 | 173.1953 | 197.7868 | 214.401 | 227.2133 | 238.2682 | 239.588 | 234.3208 | 234.3974 | 231.9302 | 225.9747 | 215.574 | 203.4383 | 186.7914 | 179.1708 | 175.0207 | 163.1364 | 147.0732 | 136.7413 | -3.2107 | -3.6396 | -3.3025 | -3.05 | -3.1398 | -2.5667 | -3.4886 | -3.0343 | -3.93 | -4.3053 | -3.9395 | -2.8459 | -2.9839 | 0.46616 | 8.7035 | 8.5638 | 6.7001 | 5.998 | -0.52748 | -1.9875 | -1.8038 | -2.2811 | -2.2485 | -2.2207 | 70.3835 | 69.0799 | 68.3959 | 67.9509 | 67.6286 | 67.2993 | 67.6444 | 68.5582 | 70.94 | 74.9856 | 79.5697 | 82.4638 | 81.3833 | 80.9629 | 83.3996 | 83.8478 | 83.0283 | 82.3736 | 81.26 | 79.4814 | 76.052 | 73.2392 | 71.7947 | 70.8947 | 3.3436 | 3.8675 | 3.6385 | 4.1899 | 4.5586 | 3.4411 | 3.7572 | 3.9552 | 4.7986 | 5.6535 | 5.8873 | 5.2883 | 4.4408 | 4.5741 | 4.6202 | 4.6859 | 4.6728 | 4.8431 | 4.4713 | 3.707 | 4.5069 | 3.9769 | 4.049 | 3.7722
Program Specific1-in-10Size: Over 200kWSouth of Lugo2024August Monthly Peak | Program Specific | 1-in-10 | Size: Over 200kW | South of Lugo | 2024 | August Monthly Peak | 8 | 124.1479 | 120.8516 | 116.8849 | 117.3116 | 125.7895 | 145.6155 | 174.9598 | 199.1741 | 216.4707 | 232.3907 | 245.9896 | 248.5958 | 244.0012 | 245.27 | 242.0203 | 233.117 | 221.2199 | 208.5759 | 190.9233 | 183.9645 | 176.4497 | 163.4083 | 145.494 | 135.3272 | -3.3874 | -4.1087 | -3.5713 | -3.1651 | -3.0721 | -2.6253 | -3.7288 | -3.081 | -3.2544 | -4.3165 | -4.2197 | -3.111 | -2.8889 | 0.31779 | 8.7793 | 8.5875 | 7.2453 | 6.1703 | -0.088663 | -2.0545 | -2.3638 | -2.7822 | -2.8127 | -2.8148 | 71.2322 | 70.6094 | 70.0508 | 69.5371 | 69.2973 | 69.5668 | 69.7402 | 69.9061 | 72.2647 | 76.2515 | 79.6979 | 83.6159 | 85.7648 | 87.1719 | 87.5408 | 89.2278 | 91.3391 | 93.0227 | 92.7812 | 88.7944 | 82.3867 | 78.6449 | 76.6782 | 74.1722 | 3.2793 | 3.807 | 3.5884 | 4.1406 | 4.4965 | 3.4258 | 3.8026 | 3.9905 | 4.854 | 5.7932 | 6.0894 | 5.4975 | 4.633 | 4.7952 | 4.8303 | 4.8431 | 4.8041 | 4.9747 | 4.5787 | 3.8134 | 4.5522 | 3.991 | 4.013 | 3.7402
Program Specific1-in-10Size: Over 200kWSouth of Lugo2024September Monthly Peak | Program Specific | 1-in-10 | Size: Over 200kW | South of Lugo | 2024 | September Monthly Peak | 9 | 127.2176 | 124.1141 | 119.2694 | 119.7854 | 129.2106 | 151.1292 | 186.0671 | 214.6639 | 238.9427 | 258.4994 | 272.1088 | 273.6194 | 268.5163 | 269.6005 | 263.8705 | 251.3828 | 237.8829 | 221.8225 | 202.0101 | 196.5968 | 184.4756 | 169.0951 | 149.759 | 138.8751 | -3.7815 | -4.8977 | -4.0494 | -3.4301 | -3.1312 | -2.8209 | -4.2353 | -3.3547 | -2.6159 | -4.6814 | -4.877 | -3.6399 | -2.8815 | 0.11769 | 9.1627 | 8.9304 | 8.2839 | 6.5897 | 0.497 | -2.2138 | -3.178 | -3.5169 | -3.6458 | -3.6737 | 76.4213 | 75.6563 | 74.763 | 73.8209 | 72.9147 | 72.6612 | 72.597 | 72.8514 | 74.921 | 78.9995 | 82.5651 | 86.846 | 89.8383 | 91.2177 | 90.9648 | 90.9607 | 90.9576 | 89.908 | 88.5262 | 84.8388 | 80.5436 | 77.377 | 75.1936 | 73.7405 | 3.4512 | 4.0155 | 3.7605 | 4.3421 | 4.7436 | 3.6516 | 4.1533 | 4.417 | 5.5027 | 6.6182 | 6.918 | 6.2143 | 5.2362 | 5.4133 | 5.4087 | 5.3637 | 5.3056 | 5.4336 | 4.9755 | 4.1853 | 4.8879 | 4.2415 | 4.2423 | 3.942
Program Specific1-in-10Size: Over 200kWSouth of Lugo2024October Monthly Peak | Program Specific | 1-in-10 | Size: Over 200kW | South of Lugo | 2024 | October Monthly Peak | 10 | 106.0524 | 102.5893 | 99.5262 | 100.4535 | 105.8642 | 122.2634 | 148.2915 | 167.6139 | 185.2777 | 201.915 | 212.9809 | 218.4088 | 219.5687 | 222.1787 | 217.8595 | 207.2885 | 195.8969 | 190.4095 | 176.4364 | 166.5074 | 154.8427 | 142.1929 | 125.784 | 117.1655 | -2.706 | -3.0812 | -2.7955 | -2.5897 | -2.6 | -2.1479 | -3.0045 | -2.5736 | -3.3346 | -3.8184 | -3.5347 | -2.6083 | -2.7762 | 0.42634 | 8.148 | 7.8335 | 6.1215 | 5.6158 | -0.45628 | -1.8483 | -1.644 | -2.0318 | -1.9743 | -1.9566 | 71.3395 | 70.3739 | 69.3089 | 68.1995 | 67.0541 | 66.7658 | 66.7944 | 66.7193 | 67.8811 | 70.9445 | 75.3227 | 80.1532 | 84.3474 | 86.6593 | 87.0139 | 86.8511 | 86.3576 | 85.3347 | 82.6698 | 78.527 | 74.7156 | 72.5587 | 71.0352 | 69.9015 | 2.7943 | 3.2237 | 3.0478 | 3.5367 | 3.7748 | 2.8692 | 3.2149 | 3.3497 | 4.1442 | 5.0209 | 5.2591 | 4.8178 | 4.1586 | 4.3329 | 4.3372 | 4.2957 | 4.2436 | 4.5301 | 4.2207 | 3.4429 | 3.9848 | 3.4641 | 3.4607 | 3.2302
Program Specific1-in-10Size: Over 200kWSouth of Lugo2024November Monthly Peak | Program Specific | 1-in-10 | Size: Over 200kW | South of Lugo | 2024 | November Monthly Peak | 11 | 107.397 | 102.7451 | 99.4672 | 101.4864 | 107.2215 | 124.3225 | 148.1958 | 168.9224 | 189.5401 | 205.8193 | 217.3148 | 221.7471 | 221.4364 | 223.0693 | 219.1498 | 208.7477 | 197.7437 | 190.8389 | 176.1109 | 166.1366 | 154.6292 | 142.569 | 124.8939 | 115.9722 | -2.6592 | -2.9121 | -2.6893 | -2.5643 | -2.6396 | -2.1596 | -2.936 | -2.5854 | -3.651 | -3.9218 | -3.5549 | -2.5941 | -2.8758 | 0.48737 | 8.3015 | 7.9735 | 6.0524 | 5.6211 | -0.61486 | -1.8394 | -1.4584 | -1.8707 | -1.7666 | -1.7338 | 69.0779 | 67.2586 | 66.6372 | 64.9934 | 64.1362 | 63.0818 | 62.6457 | 63.2681 | 66.0633 | 71.8035 | 78.4727 | 83.7315 | 86.0957 | 87.682 | 88.2549 | 86.8732 | 84.6335 | 82.1006 | 79.7539 | 77.0038 | 75.056 | 73.2487 | 71.0994 | 69.5641 | 2.8393 | 3.2395 | 3.0563 | 3.5851 | 3.8361 | 2.9274 | 3.2237 | 3.3873 | 4.2539 | 5.1353 | 5.3843 | 4.908 | 4.2082 | 4.365 | 4.3777 | 4.3406 | 4.2981 | 4.5557 | 4.2272 | 3.4468 | 3.9928 | 3.4851 | 3.4478 | 3.2081
Program Specific1-in-10Size: Over 200kWSouth of Lugo2024December Monthly Peak | Program Specific | 1-in-10 | Size: Over 200kW | South of Lugo | 2024 | December Monthly Peak | 12 | 100.7859 | 98.064 | 95.4987 | 96.5696 | 101.7784 | 115.0787 | 138.5357 | 154.6408 | 166.5816 | 174.0448 | 176.2868 | 175.3703 | 171.7529 | 169.6139 | 165.7567 | 158.0847 | 154.4773 | 154.1559 | 146.9622 | 142.5489 | 135.1669 | 127.7857 | 112.8271 | 106.4466 | -2.0197 | -1.7425 | -1.9539 | -2.1308 | -2.5429 | -1.8573 | -2.3559 | -2.3194 | -4.5261 | -3.4726 | -2.6215 | -1.784 | -2.599 | 0.6526 | 6.7765 | 6.44 | 4.1088 | 4.5036 | -1.345 | -1.5526 | -0.27272 | -0.74373 | -0.50139 | -0.42682 | 48.0563 | 47.0273 | 46.785 | 47.2251 | 47.791 | 47.2914 | 48.4682 | 48.7361 | 49.5453 | 50.6682 | 51.6613 | 53.181 | 54.8783 | 54.4302 | 54.2406 | 53.8779 | 53.293 | 51.9845 | 50.8356 | 48.9756 | 46.6757 | 46.994 | 46.9601 | 46.1252 | 2.8729 | 3.3337 | 3.1638 | 3.6782 | 3.9262 | 2.9217 | 3.2493 | 3.3434 | 4.031 | 4.6821 | 4.7093 | 4.1851 | 3.5192 | 3.5785 | 3.57 | 3.5442 | 3.6202 | 3.9678 | 3.8034 | 3.1887 | 3.7632 | 3.368 | 3.3583 | 3.1749
Program Specific1-in-10Size: Over 200kWSouth of Lugo2024Typical Event Day | Program Specific | 1-in-10 | Size: Over 200kW | South of Lugo | 2024 | Typical Event Day | 8 | 123.4739 | 120.28 | 116.3689 | 116.8057 | 125.2406 | 144.8899 | 173.6567 | 197.0501 | 213.5104 | 228.9552 | 242.256 | 244.8718 | 240.2346 | 241.5244 | 238.3572 | 229.627 | 217.9671 | 205.6423 | 188.5774 | 181.8274 | 174.7179 | 161.9881 | 144.4825 | 134.4394 | -3.2581 | -3.8472 | -3.4098 | -3.0802 | -3.0674 | -2.5783 | -3.6083 | -3.0367 | -3.5312 | -4.2918 | -4.0871 | -2.9933 | -2.9424 | 0.38937 | 8.7826 | 8.57 | 6.9724 | 6.0741 | -0.29074 | -2.0244 | -2.094 | -2.5329 | -2.5264 | -2.5164 | 70.9143 | 70.1258 | 69.5957 | 69.0387 | 68.322 | 67.9861 | 67.9929 | 68.7659 | 71.2167 | 75.2215 | 79.2699 | 83.1798 | 84.7504 | 85.4066 | 86.1738 | 86.7759 | 87.3969 | 87.1311 | 86.4352 | 83.1122 | 78.4572 | 75.189 | 73.2592 | 71.8259 | 3.2514 | 3.7773 | 3.5614 | 4.1099 | 4.463 | 3.3982 | 3.7626 | 3.9357 | 4.7728 | 5.6899 | 5.9784 | 5.3983 | 4.5473 | 4.7074 | 4.7424 | 4.7558 | 4.7188 | 4.8896 | 4.5085 | 3.7574 | 4.4936 | 3.944 | 3.9728 | 3.7042
Program Specific1-in-10Size: Over 200kWSouth of Lugo2025January Monthly Peak | Program Specific | 1-in-10 | Size: Over 200kW | South of Lugo | 2025 | January Monthly Peak | 1 | 103.4846 | 100.6399 | 97.8777 | 98.3778 | 104.4037 | 119.179 | 146.4722 | 164.4789 | 176.7052 | 185.1308 | 187.7726 | 187.4985 | 184.8019 | 184.6732 | 180.1376 | 170.8645 | 165.4126 | 165.2393 | 157.6092 | 153.5123 | 145.2525 | 134.7031 | 118.4421 | 111.1559 | -2.0738 | -1.7883 | -2.0026 | -2.1707 | -2.6085 | -1.9234 | -2.4909 | -2.467 | -4.8011 | -3.6938 | -2.7923 | -1.9073 | -2.7965 | 0.71054 | 7.3645 | 6.9606 | 4.3996 | 4.8274 | -1.4424 | -1.672 | -0.29307 | -0.78399 | -0.52634 | -0.44571 | 48.7341 | 47.8958 | 47.0112 | 46.8227 | 46.2152 | 46.2848 | 46.0395 | 45.839 | 45.8049 | 48.7533 | 51.8339 | 53.2236 | 54.8112 | 55.7264 | 55.5974 | 54.5519 | 52.9408 | 51.6869 | 50.1383 | 48.0373 | 46.7665 | 45.8824 | 45.7735 | 45.35 | 2.9498 | 3.4212 | 3.2427 | 3.7471 | 4.0274 | 3.0258 | 3.4354 | 3.5561 | 4.2759 | 4.9803 | 5.0162 | 4.4745 | 3.7866 | 3.8963 | 3.8798 | 3.8307 | 3.8765 | 4.253 | 4.0789 | 3.434 | 4.044 | 3.5503 | 3.5254 | 3.3153
Program Specific1-in-10Size: Over 200kWSouth of Lugo2025February Monthly Peak | Program Specific | 1-in-10 | Size: Over 200kW | South of Lugo | 2025 | February Monthly Peak | 2 | 102.2829 | 99.5263 | 96.8267 | 97.5369 | 103.1642 | 118.0176 | 142.8492 | 158.6433 | 170.3087 | 180.5321 | 185.6541 | 187.7689 | 186.5227 | 187.5966 | 183.427 | 174.1988 | 167.0887 | 165.7911 | 157.5133 | 151.7071 | 143.4012 | 133.0302 | 118.08 | 110.6588 | -2.0497 | -1.7685 | -1.9811 | -2.1521 | -2.5775 | -1.9047 | -2.4293 | -2.3794 | -4.6273 | -3.6021 | -2.7608 | -1.9101 | -2.8225 | 0.72179 | 7.4989 | 7.0964 | 4.4442 | 4.8435 | -1.4415 | -1.6523 | -0.28934 | -0.77425 | -0.52473 | -0.44371 | 54.5534 | 53.4618 | 52.3303 | 51.5464 | 51.9643 | 51.2168 | 48.0913 | 51.3293 | 53.6367 | 56.1918 | 58.7244 | 59.1867 | 60.382 | 62.0241 | 63.0607 | 63.5434 | 62.6188 | 61.9097 | 60.5613 | 58.8968 | 57.4293 | 56.0513 | 55.6476 | 54.4079 | 2.9156 | 3.3834 | 3.2078 | 3.7151 | 3.9796 | 2.9963 | 3.3504 | 3.43 | 4.1212 | 4.8566 | 4.9596 | 4.481 | 3.8219 | 3.9579 | 3.9506 | 3.9055 | 3.9158 | 4.2672 | 4.0765 | 3.3936 | 3.9924 | 3.5062 | 3.5146 | 3.3005
Program Specific1-in-10Size: Over 200kWSouth of Lugo2025March Monthly Peak | Program Specific | 1-in-10 | Size: Over 200kW | South of Lugo | 2025 | March Monthly Peak | 3 | 110.0646 | 106.9441 | 102.1464 | 102.7196 | 108.4633 | 124.1384 | 148.076 | 167.8638 | 183.4727 | 195.7288 | 203.5989 | 207.2408 | 205.8265 | 208.1738 | 206.1462 | 198.3259 | 189.6196 | 179.3873 | 165.275 | 163.2297 | 156.0827 | 145.4287 | 128.964 | 118.8226 | -2.2057 | -1.9003 | -2.0899 | -2.2665 | -2.7099 | -2.0035 | -2.5181 | -2.5177 | -4.985 | -3.9053 | -3.0276 | -2.1082 | -3.1147 | 0.80096 | 8.4278 | 8.0793 | 5.0435 | 5.2407 | -1.5126 | -1.7778 | -0.31493 | -0.84642 | -0.5731 | -0.47645 | 61.6592 | 60.0844 | 59.0118 | 57.8054 | 56.8213 | 55.8581 | 55.185 | 54.8213 | 56.356 | 59.935 | 64.0569 | 68.5825 | 72.9245 | 74.4727 | 75.2828 | 75.0398 | 73.8807 | 72.1759 | 71.092 | 69.4977 | 66.8483 | 64.3712 | 61.9911 | 60.0774 | 3.1374 | 3.6356 | 3.3841 | 3.9125 | 4.184 | 3.1517 | 3.473 | 3.6293 | 4.4397 | 5.2654 | 5.439 | 4.9456 | 4.2174 | 4.3921 | 4.4399 | 4.4464 | 4.4438 | 4.6172 | 4.2773 | 3.6513 | 4.3455 | 3.833 | 3.8386 | 3.544
Program Specific1-in-10Size: Over 200kWSouth of Lugo2025April Monthly Peak | Program Specific | 1-in-10 | Size: Over 200kW | South of Lugo | 2025 | April Monthly Peak | 4 | 113.3655 | 109.6913 | 104.6006 | 105.2315 | 111.0073 | 127.7652 | 153.7375 | 177.1309 | 197.3513 | 213.4013 | 224.4007 | 229.3096 | 228.9503 | 231.84 | 229.5303 | 220.7159 | 209.6946 | 196.9602 | 179.0294 | 174.8081 | 165.2497 | 152.8602 | 134.7169 | 123.7722 | -2.8436 | -3.1883 | -2.8751 | -2.682 | -2.73 | -2.2301 | -3.0753 | -2.7147 | -3.6948 | -4.0531 | -3.6937 | -2.7065 | -2.9398 | 0.48018 | 8.6476 | 8.3923 | 6.4757 | 5.8046 | -0.55579 | -1.9375 | -1.6423 | -2.082 | -1.9949 | -1.9429 | 70.8429 | 69.745 | 68.1534 | 66.5131 | 65.11 | 64.2412 | 63.7809 | 63.8764 | 66.561 | 72.1405 | 77.2151 | 82.3949 | 85.7239 | 87.2719 | 86.3088 | 86.0992 | 86.1572 | 86.0162 | 84.5797 | 80.4234 | 75.5045 | 71.171 | 68.7752 | 67.5608 | 2.9918 | 3.4524 | 3.2084 | 3.7109 | 3.9646 | 3.0032 | 3.3384 | 3.5457 | 4.4214 | 5.3151 | 5.5501 | 5.0664 | 4.3433 | 4.5286 | 4.5769 | 4.5814 | 4.5498 | 4.6935 | 4.2897 | 3.6203 | 4.2595 | 3.73 | 3.7125 | 3.4178
Program Specific1-in-10Size: Over 200kWSouth of Lugo2025May Monthly Peak | Program Specific | 1-in-10 | Size: Over 200kW | South of Lugo | 2025 | May Monthly Peak | 5 | 120.5185 | 117.2707 | 111.6894 | 112.2092 | 118.9076 | 136.384 | 162.8696 | 192.2246 | 216.3275 | 235.1475 | 246.7599 | 249.565 | 246.6105 | 248.0586 | 245.0407 | 234.792 | 221.9949 | 207.265 | 188.5507 | 180.2746 | 172.9892 | 159.8234 | 142.3982 | 131.7771 | -3.2016 | -3.7977 | -3.3004 | -2.9726 | -2.9106 | -2.4333 | -3.4014 | -2.9645 | -3.5132 | -4.3999 | -4.1769 | -3.0651 | -3.0006 | 0.38433 | 9.0011 | 8.7403 | 7.1349 | 6.124 | -0.25041 | -2.0083 | -2.1217 | -2.5431 | -2.5421 | -2.521 | 71.2617 | 69.8451 | 68.4253 | 68.0608 | 67.7896 | 67.5107 | 67.4623 | 67.6051 | 70.9452 | 76.4609 | 81.1291 | 84.396 | 86.1283 | 86.7273 | 87.4874 | 87.5875 | 87.4131 | 86.3568 | 86.0944 | 83.5497 | 79.1568 | 74.2915 | 71.532 | 69.1795 | 3.1746 | 3.684 | 3.4193 | 3.9494 | 4.2387 | 3.1997 | 3.53 | 3.8405 | 4.8373 | 5.8456 | 6.0915 | 5.5035 | 4.6695 | 4.8362 | 4.877 | 4.8643 | 4.8075 | 4.9297 | 4.5093 | 3.7265 | 4.4505 | 3.8926 | 3.9167 | 3.632
Program Specific1-in-10Size: Over 200kWSouth of Lugo2025June Monthly Peak | Program Specific | 1-in-10 | Size: Over 200kW | South of Lugo | 2025 | June Monthly Peak | 6 | 124.6842 | 120.6112 | 115.6698 | 115.5744 | 123.5304 | 141.738 | 165.5264 | 190.2365 | 209.1892 | 223.7629 | 232.9309 | 234.9236 | 229.764 | 231.0535 | 229.183 | 220.9178 | 210.5641 | 198.7634 | 182.649 | 175.7699 | 171.0394 | 159.7793 | 144.8207 | 134.3871 | -2.8951 | -3.0022 | -2.879 | -2.7994 | -3.0558 | -2.4051 | -3.1278 | -2.8926 | -4.5695 | -4.3293 | -3.6972 | -2.6312 | -3.1449 | 0.63022 | 8.9061 | 8.6216 | 6.1692 | 5.8389 | -0.97518 | -1.9357 | -1.1992 | -1.7157 | -1.5898 | -1.5291 | 65.62 | 65.1576 | 65.1729 | 64.8461 | 63.4476 | 62.4171 | 61.9901 | 63.7479 | 66.7411 | 70.6493 | 75.247 | 79.7934 | 82.0151 | 82.274 | 82.7901 | 83.0673 | 84.2625 | 83.2201 | 83.1734 | 79.3343 | 74.8467 | 71.495 | 69.3703 | 68.496 | 3.3458 | 3.8599 | 3.6075 | 4.1441 | 4.486 | 3.3876 | 3.6548 | 3.872 | 4.7653 | 5.6668 | 5.8578 | 5.2777 | 4.432 | 4.5891 | 4.6468 | 4.6626 | 4.6454 | 4.8161 | 4.4499 | 3.7014 | 4.4828 | 3.9644 | 4.0579 | 3.7733
Program Specific1-in-10Size: Over 200kWSouth of Lugo2025July Monthly Peak | Program Specific | 1-in-10 | Size: Over 200kW | South of Lugo | 2025 | July Monthly Peak | 7 | 126.8188 | 123.001 | 118.7422 | 118.9317 | 127.7648 | 146.5388 | 173.1953 | 197.7868 | 214.401 | 227.2133 | 238.2682 | 239.588 | 234.3208 | 234.3974 | 231.9302 | 225.9747 | 215.574 | 203.4383 | 186.7914 | 179.1708 | 175.0207 | 163.1364 | 147.0732 | 136.7413 | -3.2107 | -3.6396 | -3.3025 | -3.05 | -3.1398 | -2.5667 | -3.4886 | -3.0343 | -3.93 | -4.3053 | -3.9395 | -2.8459 | -2.9839 | 0.46616 | 8.7035 | 8.5638 | 6.7001 | 5.998 | -0.52748 | -1.9875 | -1.8038 | -2.2811 | -2.2485 | -2.2207 | 70.3835 | 69.0799 | 68.3959 | 67.9509 | 67.6286 | 67.2993 | 67.6444 | 68.5582 | 70.94 | 74.9856 | 79.5697 | 82.4638 | 81.3833 | 80.9629 | 83.3996 | 83.8478 | 83.0283 | 82.3736 | 81.26 | 79.4814 | 76.052 | 73.2392 | 71.7947 | 70.8947 | 3.3436 | 3.8675 | 3.6385 | 4.1899 | 4.5586 | 3.4411 | 3.7572 | 3.9552 | 4.7986 | 5.6535 | 5.8873 | 5.2883 | 4.4408 | 4.5741 | 4.6202 | 4.6859 | 4.6728 | 4.8431 | 4.4713 | 3.707 | 4.5069 | 3.9769 | 4.049 | 3.7722
Program Specific1-in-10Size: Over 200kWSouth of Lugo2025August Monthly Peak | Program Specific | 1-in-10 | Size: Over 200kW | South of Lugo | 2025 | August Monthly Peak | 8 | 124.1479 | 120.8516 | 116.8849 | 117.3116 | 125.7895 | 145.6155 | 174.9598 | 199.1741 | 216.4707 | 232.3907 | 245.9896 | 248.5958 | 244.0012 | 245.27 | 242.0203 | 233.117 | 221.2199 | 208.5759 | 190.9233 | 183.9645 | 176.4497 | 163.4083 | 145.494 | 135.3272 | -3.3874 | -4.1087 | -3.5713 | -3.1651 | -3.0721 | -2.6253 | -3.7288 | -3.081 | -3.2544 | -4.3165 | -4.2197 | -3.111 | -2.8889 | 0.31779 | 8.7793 | 8.5875 | 7.2453 | 6.1703 | -0.088663 | -2.0545 | -2.3638 | -2.7822 | -2.8127 | -2.8148 | 71.2322 | 70.6094 | 70.0508 | 69.5371 | 69.2973 | 69.5668 | 69.7402 | 69.9061 | 72.2647 | 76.2515 | 79.6979 | 83.6159 | 85.7648 | 87.1719 | 87.5408 | 89.2278 | 91.3391 | 93.0227 | 92.7812 | 88.7944 | 82.3867 | 78.6449 | 76.6782 | 74.1722 | 3.2793 | 3.807 | 3.5884 | 4.1406 | 4.4965 | 3.4258 | 3.8026 | 3.9905 | 4.854 | 5.7932 | 6.0894 | 5.4975 | 4.633 | 4.7952 | 4.8303 | 4.8431 | 4.8041 | 4.9747 | 4.5787 | 3.8134 | 4.5522 | 3.991 | 4.013 | 3.7402
Program Specific1-in-10Size: Over 200kWSouth of Lugo2025September Monthly Peak | Program Specific | 1-in-10 | Size: Over 200kW | South of Lugo | 2025 | September Monthly Peak | 9 | 127.2176 | 124.1141 | 119.2695 | 119.7854 | 129.2106 | 151.1292 | 186.0671 | 214.6639 | 238.9427 | 258.4994 | 272.1088 | 273.6194 | 268.5163 | 269.6005 | 263.8704 | 251.3828 | 237.8829 | 221.8225 | 202.0101 | 196.5968 | 184.4756 | 169.0951 | 149.759 | 138.8751 | -3.7815 | -4.8977 | -4.0494 | -3.4301 | -3.1312 | -2.8209 | -4.2353 | -3.3547 | -2.6159 | -4.6814 | -4.877 | -3.6399 | -2.8815 | 0.11769 | 9.1627 | 8.9304 | 8.2839 | 6.5897 | 0.497 | -2.2138 | -3.178 | -3.5169 | -3.6458 | -3.6737 | 76.4213 | 75.6563 | 74.763 | 73.8208 | 72.9147 | 72.6612 | 72.597 | 72.8514 | 74.921 | 78.9995 | 82.5651 | 86.846 | 89.8383 | 91.2177 | 90.9648 | 90.9607 | 90.9576 | 89.908 | 88.5262 | 84.8388 | 80.5436 | 77.377 | 75.1936 | 73.7405 | 3.4512 | 4.0155 | 3.7605 | 4.3421 | 4.7436 | 3.6516 | 4.1533 | 4.417 | 5.5027 | 6.6182 | 6.918 | 6.2143 | 5.2362 | 5.4133 | 5.4087 | 5.3637 | 5.3056 | 5.4336 | 4.9755 | 4.1853 | 4.8879 | 4.2415 | 4.2423 | 3.942
Program Specific1-in-10Size: Over 200kWSouth of Lugo2025October Monthly Peak | Program Specific | 1-in-10 | Size: Over 200kW | South of Lugo | 2025 | October Monthly Peak | 10 | 106.0524 | 102.5893 | 99.5262 | 100.4535 | 105.8642 | 122.2634 | 148.2915 | 167.6139 | 185.2777 | 201.915 | 212.9809 | 218.4088 | 219.5687 | 222.1787 | 217.8596 | 207.2885 | 195.8969 | 190.4095 | 176.4364 | 166.5074 | 154.8427 | 142.1929 | 125.784 | 117.1655 | -2.706 | -3.0812 | -2.7955 | -2.5897 | -2.6 | -2.1479 | -3.0045 | -2.5736 | -3.3346 | -3.8184 | -3.5347 | -2.6083 | -2.7762 | 0.42634 | 8.148 | 7.8335 | 6.1215 | 5.6158 | -0.45628 | -1.8483 | -1.644 | -2.0318 | -1.9743 | -1.9566 | 71.3395 | 70.3739 | 69.3089 | 68.1995 | 67.0541 | 66.7658 | 66.7944 | 66.7193 | 67.8811 | 70.9445 | 75.3227 | 80.1532 | 84.3474 | 86.6593 | 87.0139 | 86.8511 | 86.3576 | 85.3347 | 82.6698 | 78.527 | 74.7156 | 72.5587 | 71.0352 | 69.9015 | 2.7943 | 3.2237 | 3.0478 | 3.5367 | 3.7748 | 2.8692 | 3.2149 | 3.3497 | 4.1442 | 5.0209 | 5.2591 | 4.8178 | 4.1586 | 4.3329 | 4.3372 | 4.2957 | 4.2436 | 4.5301 | 4.2207 | 3.4429 | 3.9848 | 3.4641 | 3.4607 | 3.2302
Program Specific1-in-10Size: Over 200kWSouth of Lugo2025November Monthly Peak | Program Specific | 1-in-10 | Size: Over 200kW | South of Lugo | 2025 | November Monthly Peak | 11 | 107.397 | 102.7451 | 99.4672 | 101.4864 | 107.2215 | 124.3225 | 148.1958 | 168.9224 | 189.5401 | 205.8193 | 217.3148 | 221.7471 | 221.4364 | 223.0693 | 219.1499 | 208.7477 | 197.7437 | 190.8388 | 176.1109 | 166.1366 | 154.6292 | 142.569 | 124.8939 | 115.9723 | -2.6592 | -2.9121 | -2.6893 | -2.5643 | -2.6396 | -2.1596 | -2.936 | -2.5854 | -3.651 | -3.9218 | -3.5549 | -2.5941 | -2.8758 | 0.48737 | 8.3015 | 7.9735 | 6.0524 | 5.6211 | -0.61486 | -1.8394 | -1.4584 | -1.8707 | -1.7666 | -1.7338 | 69.0779 | 67.2586 | 66.6372 | 64.9934 | 64.1362 | 63.0818 | 62.6457 | 63.2681 | 66.0633 | 71.8035 | 78.4727 | 83.7315 | 86.0957 | 87.682 | 88.2549 | 86.8732 | 84.6335 | 82.1006 | 79.7539 | 77.0038 | 75.056 | 73.2487 | 71.0994 | 69.5642 | 2.8393 | 3.2395 | 3.0563 | 3.5851 | 3.8361 | 2.9274 | 3.2237 | 3.3873 | 4.2539 | 5.1353 | 5.3843 | 4.908 | 4.2082 | 4.365 | 4.3777 | 4.3406 | 4.2981 | 4.5557 | 4.2272 | 3.4468 | 3.9928 | 3.4851 | 3.4478 | 3.2081
Program Specific1-in-10Size: Over 200kWSouth of Lugo2025December Monthly Peak | Program Specific | 1-in-10 | Size: Over 200kW | South of Lugo | 2025 | December Monthly Peak | 12 | 100.7859 | 98.064 | 95.4987 | 96.5696 | 101.7784 | 115.0787 | 138.5357 | 154.6408 | 166.5816 | 174.0448 | 176.2868 | 175.3703 | 171.7529 | 169.6139 | 165.7567 | 158.0847 | 154.4773 | 154.1559 | 146.9622 | 142.5489 | 135.1669 | 127.7857 | 112.8271 | 106.4466 | -2.0197 | -1.7425 | -1.9539 | -2.1308 | -2.5429 | -1.8573 | -2.3559 | -2.3194 | -4.5261 | -3.4726 | -2.6215 | -1.784 | -2.599 | 0.6526 | 6.7765 | 6.44 | 4.1088 | 4.5036 | -1.345 | -1.5526 | -0.27272 | -0.74373 | -0.50139 | -0.42682 | 48.0563 | 47.0273 | 46.785 | 47.2251 | 47.791 | 47.2914 | 48.4682 | 48.7361 | 49.5453 | 50.6682 | 51.6613 | 53.181 | 54.8783 | 54.4302 | 54.2407 | 53.8779 | 53.293 | 51.9845 | 50.8356 | 48.9756 | 46.6757 | 46.994 | 46.9601 | 46.1252 | 2.8729 | 3.3337 | 3.1638 | 3.6782 | 3.9262 | 2.9217 | 3.2493 | 3.3434 | 4.031 | 4.6821 | 4.7093 | 4.1851 | 3.5192 | 3.5785 | 3.57 | 3.5442 | 3.6202 | 3.9678 | 3.8034 | 3.1887 | 3.7632 | 3.368 | 3.3583 | 3.1749
Program Specific1-in-10Size: Over 200kWSouth of Lugo2025Typical Event Day | Program Specific | 1-in-10 | Size: Over 200kW | South of Lugo | 2025 | Typical Event Day | 8 | 123.4739 | 120.28 | 116.3689 | 116.8057 | 125.2406 | 144.8899 | 173.6567 | 197.0501 | 213.5104 | 228.9552 | 242.256 | 244.8718 | 240.2346 | 241.5244 | 238.3572 | 229.627 | 217.9671 | 205.6423 | 188.5774 | 181.8274 | 174.7179 | 161.9881 | 144.4825 | 134.4394 | -3.2581 | -3.8471 | -3.4098 | -3.0802 | -3.0674 | -2.5783 | -3.6083 | -3.0367 | -3.5312 | -4.2918 | -4.0871 | -2.9933 | -2.9424 | 0.38937 | 8.7826 | 8.57 | 6.9724 | 6.0741 | -0.29074 | -2.0244 | -2.094 | -2.5329 | -2.5264 | -2.5164 | 70.9143 | 70.1258 | 69.5957 | 69.0387 | 68.3221 | 67.9861 | 67.9929 | 68.7659 | 71.2167 | 75.2215 | 79.2699 | 83.1798 | 84.7504 | 85.4066 | 86.1738 | 86.7759 | 87.3969 | 87.1311 | 86.4352 | 83.1122 | 78.4572 | 75.189 | 73.2592 | 71.8259 | 3.2514 | 3.7773 | 3.5614 | 4.1099 | 4.463 | 3.3982 | 3.7626 | 3.9357 | 4.7728 | 5.6899 | 5.9784 | 5.3983 | 4.5473 | 4.7074 | 4.7424 | 4.7558 | 4.7188 | 4.8896 | 4.5085 | 3.7574 | 4.4936 | 3.944 | 3.9728 | 3.7042
Program Specific1-in-2Size: Over 200kWSouth of Lugo2015January Monthly Peak | Program Specific | 1-in-2 | Size: Over 200kW | South of Lugo | 2015 | January Monthly Peak | 1 | 102.1772 | 99.4178 | 96.7196 | 97.4697 | 103.0261 | 117.9302 | 142.3854 | 157.9014 | 169.6213 | 180.2979 | 185.9742 | 188.5637 | 187.6155 | 188.9251 | 184.8122 | 175.5585 | 168.0703 | 166.4849 | 157.9608 | 151.7721 | 143.3763 | 132.9789 | 118.209 | 110.7363 | -2.0476 | -1.7666 | -1.9789 | -2.1506 | -2.574 | -1.9033 | -2.4214 | -2.3683 | -4.6087 | -3.5974 | -2.7655 | -1.9182 | -2.8391 | 0.7269 | 7.5556 | 7.1518 | 4.4703 | 4.8638 | -1.4456 | -1.653 | -0.28929 | -0.77396 | -0.5253 | -0.44403 | 56.7248 | 56.0311 | 55.7258 | 55.4674 | 54.8475 | 54.6074 | 55.1584 | 55.1713 | 55.758 | 56.905 | 58.3126 | 58.933 | 59.9746 | 60.8789 | 61.6717 | 61.2811 | 61.6359 | 61.3629 | 60.3599 | 59.2304 | 58.6278 | 58.2161 | 57.2751 | 56.1094 | 2.9126 | 3.3797 | 3.2043 | 3.7125 | 3.9743 | 2.9941 | 3.3396 | 3.4139 | 4.1045 | 4.8503 | 4.9681 | 4.4999 | 3.8443 | 3.986 | 3.9804 | 3.936 | 3.9388 | 4.2851 | 4.088 | 3.395 | 3.9917 | 3.5048 | 3.5185 | 3.3028
Program Specific1-in-2Size: Over 200kWSouth of Lugo2015February Monthly Peak | Program Specific | 1-in-2 | Size: Over 200kW | South of Lugo | 2015 | February Monthly Peak | 2 | 102.2479 | 99.4914 | 96.7927 | 97.5139 | 103.1214 | 117.9871 | 142.7102 | 158.4207 | 170.0936 | 180.4371 | 185.7085 | 187.9536 | 186.7888 | 187.9275 | 183.7742 | 174.5405 | 167.3288 | 165.9552 | 157.6151 | 151.7058 | 143.3789 | 133.0034 | 118.1063 | 110.6721 | -2.049 | -1.7679 | -1.9804 | -2.1516 | -2.5764 | -1.9042 | -2.4269 | -2.3761 | -4.6215 | -3.6002 | -2.7616 | -1.912 | -2.8266 | 0.72306 | 7.5131 | 7.1104 | 4.4506 | 4.8483 | -1.4425 | -1.6523 | -0.28929 | -0.7741 | -0.52485 | -0.44377 | 52.2478 | 51.5067 | 51.2063 | 50.8444 | 50.3768 | 49.9564 | 49.5964 | 49.8366 | 51.2186 | 54.8939 | 59.1813 | 63.3779 | 65.0218 | 65.9661 | 66.1672 | 65.0566 | 64.1417 | 63.6386 | 61.1825 | 59.2613 | 58.5033 | 57.5081 | 56.4036 | 55.031 | 2.9146 | 3.3822 | 3.2067 | 3.7142 | 3.978 | 2.9955 | 3.3472 | 3.4252 | 4.116 | 4.854 | 4.961 | 4.4854 | 3.8273 | 3.9649 | 3.9581 | 3.9132 | 3.9214 | 4.2715 | 4.0791 | 3.3936 | 3.9918 | 3.5055 | 3.5154 | 3.3009
Program Specific1-in-2Size: Over 200kWSouth of Lugo2015March Monthly Peak | Program Specific | 1-in-2 | Size: Over 200kW | South of Lugo | 2015 | March Monthly Peak | 3 | 109.8123 | 106.7999 | 102.0503 | 102.4849 | 108.4508 | 123.7688 | 148.5505 | 168.5854 | 183.1924 | 193.3121 | 198.8405 | 200.73 | 198.1695 | 199.6622 | 197.5031 | 189.943 | 182.8664 | 174.0074 | 161.3708 | 160.9448 | 154.5187 | 144.2608 | 127.518 | 117.6863 | -2.2006 | -1.8977 | -2.0879 | -2.2613 | -2.7096 | -1.9975 | -2.5262 | -2.5285 | -4.9774 | -3.8571 | -2.9569 | -2.0419 | -2.9988 | 0.76822 | 8.0744 | 7.7378 | 4.8638 | 5.0836 | -1.4768 | -1.7529 | -0.31177 | -0.83962 | -0.56667 | -0.47189 | 54.4162 | 53.236 | 52.7425 | 52.7495 | 52.3804 | 51.8758 | 51.3908 | 51.7359 | 53.249 | 54.713 | 56.9391 | 60.0015 | 62.5041 | 64.5045 | 65.2674 | 65.741 | 64.9647 | 63.823 | 60.8938 | 58.5282 | 57.7364 | 56.8728 | 55.6994 | 54.1 | 3.1302 | 3.6307 | 3.3809 | 3.9035 | 4.1835 | 3.1423 | 3.4842 | 3.6449 | 4.4329 | 5.2004 | 5.3118 | 4.7903 | 4.0605 | 4.2125 | 4.2538 | 4.2585 | 4.2855 | 4.4787 | 4.1763 | 3.6002 | 4.302 | 3.8022 | 3.7956 | 3.5101
Program Specific1-in-2Size: Over 200kWSouth of Lugo2015April Monthly Peak | Program Specific | 1-in-2 | Size: Over 200kW | South of Lugo | 2015 | April Monthly Peak | 4 | 110.2525 | 107.0941 | 102.2773 | 102.8666 | 108.5907 | 124.3536 | 148.3118 | 168.255 | 184.1882 | 196.8361 | 205.0846 | 208.9563 | 207.7036 | 210.1593 | 208.1301 | 200.2357 | 191.2593 | 180.7719 | 166.3295 | 164.0221 | 156.6866 | 145.9088 | 129.3873 | 119.1765 | -2.2094 | -1.903 | -2.0926 | -2.2697 | -2.7131 | -2.0069 | -2.5222 | -2.5236 | -5.0044 | -3.9274 | -3.0497 | -2.1256 | -3.1431 | 0.8086 | 8.5089 | 8.1571 | 5.0871 | 5.2812 | -1.5222 | -1.7864 | -0.31614 | -0.84921 | -0.57498 | -0.47787 | 60.9596 | 60.4115 | 59.7615 | 59.3565 | 58.5065 | 57.9519 | 57.7081 | 57.8027 | 59.5407 | 62.7813 | 66.638 | 70.4643 | 73.8818 | 74.8993 | 74.5328 | 73.909 | 72.4227 | 71.0802 | 69.4123 | 67.7618 | 64.9633 | 64.2868 | 63.1052 | 61.4691 | 3.1427 | 3.6407 | 3.3884 | 3.9181 | 4.1889 | 3.1572 | 3.4786 | 3.6378 | 4.457 | 5.2952 | 5.4786 | 4.9866 | 4.2559 | 4.434 | 4.4827 | 4.4892 | 4.4822 | 4.6528 | 4.3046 | 3.6691 | 4.3623 | 3.8456 | 3.8512 | 3.5545
Program Specific1-in-2Size: Over 200kWSouth of Lugo2015May Monthly Peak | Program Specific | 1-in-2 | Size: Over 200kW | South of Lugo | 2015 | May Monthly Peak | 5 | 116.7379 | 114.097 | 108.8407 | 109.3499 | 115.9187 | 132.2682 | 156.0107 | 181.0202 | 200.1094 | 215.3466 | 224.243 | 226.2804 | 222.5576 | 223.7204 | 221.0887 | 211.9025 | 201.1571 | 188.8048 | 173.9752 | 167.5913 | 162.8463 | 151.5594 | 136.2246 | 126.4212 | -2.3394 | -2.0274 | -2.2269 | -2.4128 | -2.8962 | -2.1347 | -2.6531 | -2.715 | -5.437 | -4.2967 | -3.3346 | -2.3018 | -3.3678 | 0.86078 | 9.0386 | 8.6324 | 5.3503 | 5.5158 | -1.5922 | -1.8253 | -0.32857 | -0.8821 | -0.60536 | -0.50692 | 62.8837 | 61.9158 | 60.9286 | 60.5508 | 60.2873 | 59.5445 | 59.5723 | 60.2273 | 62.3721 | 65.0532 | 68.63 | 71.9998 | 74.8768 | 75.5677 | 75.3025 | 75.2687 | 75.8016 | 75.9798 | 74.907 | 72.4038 | 68.5195 | 65.7646 | 65.0356 | 64.2483 | 3.3276 | 3.8787 | 3.6059 | 4.165 | 4.4716 | 3.3581 | 3.6591 | 3.9138 | 4.8423 | 5.7932 | 5.9904 | 5.4 | 4.5602 | 4.7201 | 4.7618 | 4.7508 | 4.7142 | 4.8596 | 4.5025 | 3.7489 | 4.5338 | 3.9945 | 4.0547 | 3.7706
Program Specific1-in-2Size: Over 200kWSouth of Lugo2015June Monthly Peak | Program Specific | 1-in-2 | Size: Over 200kW | South of Lugo | 2015 | June Monthly Peak | 6 | 123.5972 | 119.7022 | 114.8556 | 114.7502 | 122.6806 | 140.5499 | 163.6021 | 187.0903 | 204.5675 | 218.0143 | 226.2912 | 227.9762 | 222.5399 | 223.7046 | 221.9371 | 213.9871 | 204.2994 | 193.2443 | 178.3089 | 172.05 | 168.0781 | 157.3719 | 142.993 | 132.8075 | -2.5864 | -2.3646 | -2.4917 | -2.6009 | -3.0567 | -2.3008 | -2.8683 | -2.8169 | -5.2545 | -4.3132 | -3.4283 | -2.3844 | -3.278 | 0.7909 | 8.9483 | 8.6153 | 5.5877 | 5.6543 | -1.4424 | -1.8797 | -0.57302 | -1.1316 | -0.89581 | -0.80524 | 64.8568 | 64.3285 | 63.48 | 63.0629 | 62.8144 | 62.5584 | 62.3072 | 62.7344 | 64.9495 | 68.5406 | 71.4837 | 73.8979 | 74.656 | 75.6421 | 75.918 | 76.8699 | 78.3457 | 78.6644 | 78.3592 | 75.6848 | 72.3798 | 68.8199 | 66.8557 | 66.2001 | 3.4522 | 3.9874 | 3.7285 | 4.2827 | 4.6372 | 3.4965 | 3.76 | 3.9636 | 4.8505 | 5.7469 | 5.9235 | 5.331 | 4.4681 | 4.6248 | 4.6838 | 4.701 | 4.6915 | 4.8737 | 4.5218 | 3.7712 | 4.5853 | 4.0643 | 4.1705 | 3.8814
Program Specific1-in-2Size: Over 200kWSouth of Lugo2015July Monthly Peak | Program Specific | 1-in-2 | Size: Over 200kW | South of Lugo | 2015 | July Monthly Peak | 7 | 125.5349 | 121.9186 | 117.7684 | 117.9636 | 126.7371 | 145.1475 | 170.8029 | 193.8822 | 208.839 | 220.5632 | 230.8421 | 232.0165 | 226.5626 | 226.5989 | 224.2735 | 218.666 | 208.8609 | 197.4502 | 182.0403 | 174.961 | 171.6363 | 160.3718 | 145.0467 | 134.9752 | -2.9096 | -3.0232 | -2.9243 | -2.8539 | -3.1356 | -2.4613 | -3.2232 | -2.9475 | -4.5766 | -4.2691 | -3.661 | -2.5955 | -3.1054 | 0.62144 | 8.7214 | 8.5387 | 6.1118 | 5.7999 | -0.98114 | -1.9265 | -1.1921 | -1.7116 | -1.5797 | -1.5226 | 65.1342 | 65.0857 | 65.2536 | 65.4717 | 65.3908 | 65.1346 | 64.9511 | 65.3636 | 67.5781 | 70.7102 | 74.6882 | 77.8699 | 79.3097 | 80.3838 | 81.4639 | 81.831 | 82.6477 | 82.3629 | 81.2684 | 78.6944 | 74.8452 | 71.4452 | 69.7649 | 68.7708 | 3.3705 | 3.9039 | 3.675 | 4.2321 | 4.605 | 3.471 | 3.7734 | 3.9484 | 4.76 | 5.5888 | 5.8085 | 5.2153 | 4.3726 | 4.5031 | 4.5498 | 4.6177 | 4.6104 | 4.7869 | 4.4376 | 3.6864 | 4.5009 | 3.9813 | 4.0665 | 3.7919
Program Specific1-in-2Size: Over 200kWSouth of Lugo2015August Monthly Peak | Program Specific | 1-in-2 | Size: Over 200kW | South of Lugo | 2015 | August Monthly Peak | 8 | 124.0778 | 120.7921 | 116.8312 | 117.2591 | 125.7323 | 145.5401 | 174.8236 | 198.9523 | 216.1624 | 232.0341 | 245.6034 | 248.2117 | 243.6134 | 244.8848 | 241.6438 | 232.7584 | 220.885 | 208.2735 | 190.6812 | 183.7432 | 176.2702 | 163.261 | 145.3895 | 135.2353 | -3.3743 | -4.0821 | -3.5549 | -3.1565 | -3.0715 | -2.6205 | -3.7165 | -3.0764 | -3.2825 | -4.3138 | -4.2061 | -3.099 | -2.8944 | 0.3251 | 8.7796 | 8.5857 | 7.2174 | 6.1604 | -0.10927 | -2.0514 | -2.3363 | -2.7568 | -2.7836 | -2.7845 | 72.1762 | 71.3368 | 70.6397 | 69.6032 | 69.2933 | 68.6158 | 68.3587 | 68.8738 | 71.0744 | 75.7193 | 80.9212 | 84.7393 | 86.5681 | 87.3576 | 88.2828 | 87.9736 | 89.1951 | 88.4129 | 86.7869 | 84.14 | 79.0425 | 76.0524 | 74.5412 | 73.3456 | 3.2759 | 3.8033 | 3.585 | 4.1367 | 4.4923 | 3.4224 | 3.7978 | 3.9841 | 4.8448 | 5.7815 | 6.0769 | 5.4863 | 4.6234 | 4.7854 | 4.8204 | 4.8333 | 4.7946 | 4.9651 | 4.5707 | 3.8069 | 4.5454 | 3.9855 | 4.0082 | 3.7359
Program Specific1-in-2Size: Over 200kWSouth of Lugo2015September Monthly Peak | Program Specific | 1-in-2 | Size: Over 200kW | South of Lugo | 2015 | September Monthly Peak | 9 | 123.3132 | 120.8006 | 116.2777 | 116.8557 | 126.0247 | 146.929 | 178.4892 | 202.3134 | 221.7684 | 238.6312 | 250.5814 | 252.2014 | 246.8855 | 248.1181 | 242.8703 | 231.3796 | 219.2069 | 204.9577 | 188.5121 | 184.2613 | 174.471 | 160.8875 | 143.9316 | 133.7568 | -3.0407 | -3.3962 | -3.1272 | -2.9445 | -3.1035 | -2.5483 | -3.5253 | -3.0951 | -4.3098 | -4.5516 | -4.091 | -2.942 | -3.2178 | 0.55104 | 9.2159 | 8.8507 | 6.6903 | 6.0359 | -0.6813 | -2.0393 | -1.6175 | -2.0856 | -2.0056 | -1.9679 | 68.3225 | 67.7032 | 67.0078 | 66.0651 | 65.5768 | 65.3816 | 65.3196 | 65.0293 | 66.6877 | 70.6781 | 75.1013 | 79.5208 | 83.8812 | 86.0069 | 86.9204 | 86.6791 | 86.471 | 85.113 | 82.7443 | 80.1001 | 77.4757 | 75.9704 | 74.988 | 74.1782 | 3.2623 | 3.8113 | 3.5752 | 4.1308 | 4.5119 | 3.4621 | 3.8853 | 4.0596 | 4.9805 | 5.9579 | 6.2127 | 5.5858 | 4.6949 | 4.8584 | 4.8547 | 4.8144 | 4.7677 | 4.896 | 4.5279 | 3.8254 | 4.5081 | 3.9355 | 3.976 | 3.7025
Program Specific1-in-2Size: Over 200kWSouth of Lugo2015October Monthly Peak | Program Specific | 1-in-2 | Size: Over 200kW | South of Lugo | 2015 | October Monthly Peak | 10 | 105.6126 | 102.2177 | 99.1913 | 100.1225 | 105.5096 | 121.7881 | 147.4593 | 166.2564 | 183.3615 | 199.6519 | 210.4814 | 215.8828 | 216.9936 | 219.6012 | 215.3327 | 204.8783 | 193.6704 | 188.4148 | 174.8489 | 165.0849 | 153.6955 | 141.2543 | 125.1039 | 116.5712 | -2.6238 | -2.9161 | -2.6932 | -2.5355 | -2.5968 | -2.1182 | -2.9287 | -2.5455 | -3.5066 | -3.8011 | -3.4486 | -2.5313 | -2.81 | 0.47341 | 8.1456 | 7.8166 | 5.9413 | 5.5505 | -0.59315 | -1.8283 | -1.4695 | -1.8715 | -1.7908 | -1.765 | 68.3553 | 67.8827 | 66.9446 | 65.9682 | 65.486 | 64.1455 | 63.8124 | 63.9938 | 65.6181 | 69.958 | 76.3144 | 82.0275 | 85.6951 | 87.3251 | 88.8722 | 87.9039 | 86.3058 | 83.7917 | 81.582 | 79.2432 | 76.77 | 74.6242 | 72.8435 | 71.1805 | 2.7907 | 3.2213 | 3.0463 | 3.5352 | 3.773 | 2.8663 | 3.2061 | 3.3322 | 4.1132 | 4.9789 | 5.2124 | 4.7758 | 4.1217 | 4.295 | 4.2993 | 4.2581 | 4.2075 | 4.4956 | 4.1948 | 3.4233 | 3.9667 | 3.4512 | 3.4519 | 3.2231
Program Specific1-in-2Size: Over 200kWSouth of Lugo2015November Monthly Peak | Program Specific | 1-in-2 | Size: Over 200kW | South of Lugo | 2015 | November Monthly Peak | 11 | 104.2395 | 100.1226 | 97.1272 | 99.0801 | 104.803 | 120.8456 | 142.8555 | 160.1765 | 176.329 | 188.8261 | 197.1538 | 200.2368 | 198.8286 | 199.8752 | 196.2128 | 186.7769 | 178.1078 | 173.6944 | 162.7173 | 154.9451 | 145.7888 | 135.4105 | 119.3074 | 111.1748 | -2.0889 | -1.7791 | -1.9872 | -2.1862 | -2.6184 | -1.9503 | -2.4294 | -2.4024 | -4.7909 | -3.7676 | -2.9318 | -2.0369 | -3.0088 | 0.76903 | 8.0217 | 7.6089 | 4.7373 | 5.0744 | -1.4891 | -1.6876 | -0.29416 | -0.78811 | -0.53019 | -0.44578 | 57.8024 | 56.5606 | 55.8249 | 55.2028 | 54.4488 | 53.817 | 53.3236 | 53.6118 | 57.3575 | 60.4245 | 66.0987 | 71.4043 | 75.4138 | 77.0162 | 76.7013 | 75.8039 | 73.1139 | 68.9764 | 65.1483 | 63.4814 | 62.3259 | 61.109 | 60.004 | 59.3115 | 2.9713 | 3.4037 | 3.2178 | 3.7738 | 4.0428 | 3.0681 | 3.3506 | 3.4631 | 4.2668 | 5.0797 | 5.2668 | 4.7785 | 4.074 | 4.217 | 4.226 | 4.1875 | 4.174 | 4.4707 | 4.2111 | 3.466 | 4.0589 | 3.5689 | 3.5512 | 3.3159
Program Specific1-in-2Size: Over 200kWSouth of Lugo2015December Monthly Peak | Program Specific | 1-in-2 | Size: Over 200kW | South of Lugo | 2015 | December Monthly Peak | 12 | 100.6503 | 97.9405 | 95.3831 | 96.4733 | 101.6445 | 114.9446 | 138.1569 | 154.0295 | 165.8856 | 173.4906 | 175.9431 | 175.2415 | 171.7524 | 169.7223 | 165.9014 | 158.2405 | 154.494 | 154.0848 | 146.8571 | 142.299 | 134.9295 | 127.5771 | 112.753 | 106.3655 | -2.017 | -1.7403 | -1.9515 | -2.1286 | -2.5395 | -1.8551 | -2.3495 | -2.3102 | -4.5072 | -3.4616 | -2.6164 | -1.7826 | -2.599 | 0.65302 | 6.7825 | 6.4463 | 4.1092 | 4.5015 | -1.344 | -1.5498 | -0.27225 | -0.74252 | -0.50106 | -0.4265 | 51.2913 | 49.9631 | 47.859 | 46.9305 | 46.2176 | 45.4287 | 45.501 | 45.4913 | 46.2869 | 49.4814 | 52.712 | 54.8229 | 56.2526 | 56.579 | 57.3734 | 57.249 | 56.362 | 55.2015 | 53.9401 | 53.3509 | 52.6512 | 51.4001 | 50.4909 | 49.4049 | 2.869 | 3.3295 | 3.16 | 3.6746 | 3.921 | 2.9183 | 3.2404 | 3.3302 | 4.0141 | 4.6672 | 4.7002 | 4.182 | 3.5192 | 3.5808 | 3.5731 | 3.5477 | 3.6206 | 3.9659 | 3.8007 | 3.1831 | 3.7566 | 3.3625 | 3.3561 | 3.1724
Program Specific1-in-2Size: Over 200kWSouth of Lugo2015Typical Event Day | Program Specific | 1-in-2 | Size: Over 200kW | South of Lugo | 2015 | Typical Event Day | 8 | 121.9047 | 118.9537 | 115.1741 | 115.6246 | 123.9753 | 143.1941 | 170.6868 | 192.2057 | 206.6729 | 220.8807 | 233.339 | 235.8605 | 231.0488 | 232.3303 | 229.3441 | 221.03 | 210.0249 | 198.5268 | 182.914 | 176.7526 | 170.6248 | 158.6392 | 142.0563 | 132.319 | -2.9244 | -3.1659 | -2.9901 | -2.861 | -3.0595 | -2.4585 | -3.3033 | -2.9321 | -4.2482 | -4.2412 | -3.7603 | -2.7004 | -3.0817 | 0.57074 | 8.8002 | 8.5344 | 6.2907 | 5.8398 | -0.80785 | -1.9517 | -1.4025 | -1.8923 | -1.7841 | -1.7416 | 67.6224 | 67.1136 | 66.5953 | 66.0507 | 65.7688 | 65.4226 | 65.2342 | 65.5003 | 67.5724 | 71.412 | 75.5486 | 79.007 | 81.1037 | 82.3476 | 83.1463 | 83.3384 | 84.1649 | 83.6383 | 82.2897 | 79.6548 | 75.9358 | 73.072 | 71.5375 | 70.6237 | 3.2427 | 3.7737 | 3.5608 | 4.1098 | 4.4629 | 3.3926 | 3.7359 | 3.878 | 4.667 | 5.5451 | 5.817 | 5.2526 | 4.418 | 4.5743 | 4.6096 | 4.6244 | 4.5932 | 4.7684 | 4.4176 | 3.6897 | 4.433 | 3.9018 | 3.9458 | 3.6829
Program Specific1-in-2Size: Over 200kWSouth of Lugo2016January Monthly Peak | Program Specific | 1-in-2 | Size: Over 200kW | South of Lugo | 2016 | January Monthly Peak | 1 | 102.1772 | 99.4178 | 96.7196 | 97.4697 | 103.0261 | 117.9302 | 142.3854 | 157.9014 | 169.6213 | 180.2979 | 185.9742 | 188.5637 | 187.6155 | 188.9251 | 184.8122 | 175.5585 | 168.0703 | 166.4849 | 157.9608 | 151.772 | 143.3763 | 132.9789 | 118.209 | 110.7363 | -2.0476 | -1.7666 | -1.9789 | -2.1506 | -2.574 | -1.9033 | -2.4214 | -2.3683 | -4.6087 | -3.5974 | -2.7655 | -1.9182 | -2.8391 | 0.7269 | 7.5556 | 7.1518 | 4.4703 | 4.8638 | -1.4456 | -1.653 | -0.28929 | -0.77396 | -0.5253 | -0.44403 | 56.7248 | 56.0311 | 55.7258 | 55.4674 | 54.8475 | 54.6074 | 55.1584 | 55.1713 | 55.758 | 56.905 | 58.3126 | 58.933 | 59.9746 | 60.8789 | 61.6717 | 61.2811 | 61.6359 | 61.3629 | 60.3599 | 59.2304 | 58.6278 | 58.2161 | 57.2751 | 56.1094 | 2.9126 | 3.3797 | 3.2043 | 3.7125 | 3.9743 | 2.9941 | 3.3396 | 3.4139 | 4.1045 | 4.8503 | 4.9681 | 4.4999 | 3.8443 | 3.986 | 3.9804 | 3.936 | 3.9388 | 4.2851 | 4.088 | 3.395 | 3.9917 | 3.5048 | 3.5185 | 3.3028
Program Specific1-in-2Size: Over 200kWSouth of Lugo2016February Monthly Peak | Program Specific | 1-in-2 | Size: Over 200kW | South of Lugo | 2016 | February Monthly Peak | 2 | 102.2479 | 99.4914 | 96.7927 | 97.5139 | 103.1214 | 117.9871 | 142.7103 | 158.4207 | 170.0936 | 180.4371 | 185.7085 | 187.9536 | 186.7888 | 187.9275 | 183.7742 | 174.5405 | 167.3288 | 165.9552 | 157.6151 | 151.7058 | 143.3789 | 133.0034 | 118.1063 | 110.6721 | -2.049 | -1.7679 | -1.9804 | -2.1516 | -2.5764 | -1.9042 | -2.4269 | -2.3761 | -4.6215 | -3.6002 | -2.7616 | -1.912 | -2.8266 | 0.72306 | 7.5131 | 7.1104 | 4.4506 | 4.8483 | -1.4425 | -1.6523 | -0.28929 | -0.7741 | -0.52485 | -0.44377 | 52.2479 | 51.5067 | 51.2063 | 50.8444 | 50.3768 | 49.9564 | 49.5964 | 49.8366 | 51.2186 | 54.8939 | 59.1813 | 63.3779 | 65.0218 | 65.9661 | 66.1672 | 65.0566 | 64.1417 | 63.6386 | 61.1825 | 59.2613 | 58.5033 | 57.5081 | 56.4036 | 55.031 | 2.9146 | 3.3822 | 3.2067 | 3.7142 | 3.978 | 2.9955 | 3.3472 | 3.4252 | 4.116 | 4.854 | 4.961 | 4.4854 | 3.8273 | 3.9649 | 3.9581 | 3.9132 | 3.9214 | 4.2715 | 4.0791 | 3.3936 | 3.9918 | 3.5055 | 3.5154 | 3.3009
Program Specific1-in-2Size: Over 200kWSouth of Lugo2016March Monthly Peak | Program Specific | 1-in-2 | Size: Over 200kW | South of Lugo | 2016 | March Monthly Peak | 3 | 109.8123 | 106.7999 | 102.0503 | 102.4849 | 108.4508 | 123.7688 | 148.5505 | 168.5854 | 183.1924 | 193.3121 | 198.8405 | 200.73 | 198.1695 | 199.6622 | 197.5031 | 189.9429 | 182.8664 | 174.0074 | 161.3708 | 160.9448 | 154.5187 | 144.2608 | 127.518 | 117.6863 | -2.2006 | -1.8977 | -2.0879 | -2.2613 | -2.7096 | -1.9975 | -2.5262 | -2.5285 | -4.9774 | -3.8571 | -2.9569 | -2.0419 | -2.9988 | 0.76822 | 8.0744 | 7.7378 | 4.8638 | 5.0836 | -1.4768 | -1.7529 | -0.31177 | -0.83962 | -0.56667 | -0.47189 | 54.4162 | 53.236 | 52.7425 | 52.7495 | 52.3804 | 51.8758 | 51.3908 | 51.7359 | 53.249 | 54.713 | 56.9391 | 60.0015 | 62.5041 | 64.5045 | 65.2674 | 65.741 | 64.9647 | 63.823 | 60.8938 | 58.5282 | 57.7364 | 56.8728 | 55.6994 | 54.1 | 3.1302 | 3.6307 | 3.3809 | 3.9035 | 4.1835 | 3.1423 | 3.4842 | 3.6449 | 4.4329 | 5.2004 | 5.3118 | 4.7903 | 4.0605 | 4.2125 | 4.2538 | 4.2585 | 4.2855 | 4.4787 | 4.1763 | 3.6002 | 4.302 | 3.8022 | 3.7956 | 3.5101
Program Specific1-in-2Size: Over 200kWSouth of Lugo2016April Monthly Peak | Program Specific | 1-in-2 | Size: Over 200kW | South of Lugo | 2016 | April Monthly Peak | 4 | 110.2525 | 107.0941 | 102.2773 | 102.8666 | 108.5907 | 124.3536 | 148.3118 | 168.255 | 184.1882 | 196.8361 | 205.0846 | 208.9563 | 207.7036 | 210.1593 | 208.1301 | 200.2357 | 191.2593 | 180.7719 | 166.3296 | 164.0221 | 156.6866 | 145.9088 | 129.3872 | 119.1765 | -2.2094 | -1.903 | -2.0926 | -2.2697 | -2.7131 | -2.0069 | -2.5222 | -2.5236 | -5.0044 | -3.9274 | -3.0497 | -2.1256 | -3.1431 | 0.8086 | 8.5089 | 8.1571 | 5.0871 | 5.2812 | -1.5222 | -1.7864 | -0.31614 | -0.84921 | -0.57498 | -0.47787 | 60.9596 | 60.4115 | 59.7615 | 59.3565 | 58.5065 | 57.9519 | 57.7081 | 57.8027 | 59.5407 | 62.7813 | 66.638 | 70.4643 | 73.8818 | 74.8993 | 74.5328 | 73.909 | 72.4227 | 71.0802 | 69.4123 | 67.7618 | 64.9633 | 64.2868 | 63.1052 | 61.4692 | 3.1427 | 3.6407 | 3.3884 | 3.9181 | 4.1889 | 3.1572 | 3.4786 | 3.6378 | 4.457 | 5.2952 | 5.4786 | 4.9866 | 4.2559 | 4.434 | 4.4827 | 4.4892 | 4.4822 | 4.6528 | 4.3046 | 3.6691 | 4.3623 | 3.8456 | 3.8512 | 3.5545
Program Specific1-in-2Size: Over 200kWSouth of Lugo2016May Monthly Peak | Program Specific | 1-in-2 | Size: Over 200kW | South of Lugo | 2016 | May Monthly Peak | 5 | 116.7379 | 114.097 | 108.8407 | 109.3499 | 115.9187 | 132.2682 | 156.0107 | 181.0202 | 200.1094 | 215.3466 | 224.243 | 226.2804 | 222.5577 | 223.7204 | 221.0887 | 211.9025 | 201.1571 | 188.8048 | 173.9752 | 167.5913 | 162.8463 | 151.5594 | 136.2246 | 126.4212 | -2.3394 | -2.0274 | -2.2269 | -2.4128 | -2.8962 | -2.1347 | -2.6531 | -2.715 | -5.437 | -4.2967 | -3.3346 | -2.3018 | -3.3678 | 0.86078 | 9.0386 | 8.6324 | 5.3503 | 5.5158 | -1.5922 | -1.8253 | -0.32857 | -0.8821 | -0.60536 | -0.50692 | 62.8837 | 61.9158 | 60.9286 | 60.5508 | 60.2873 | 59.5445 | 59.5723 | 60.2273 | 62.3721 | 65.0532 | 68.63 | 71.9998 | 74.8768 | 75.5677 | 75.3025 | 75.2687 | 75.8016 | 75.9798 | 74.907 | 72.4038 | 68.5195 | 65.7646 | 65.0356 | 64.2483 | 3.3276 | 3.8787 | 3.6059 | 4.165 | 4.4716 | 3.3581 | 3.6591 | 3.9138 | 4.8423 | 5.7932 | 5.9904 | 5.4 | 4.5602 | 4.7201 | 4.7618 | 4.7508 | 4.7142 | 4.8596 | 4.5025 | 3.7489 | 4.5338 | 3.9945 | 4.0547 | 3.7706
Program Specific1-in-2Size: Over 200kWSouth of Lugo2016June Monthly Peak | Program Specific | 1-in-2 | Size: Over 200kW | South of Lugo | 2016 | June Monthly Peak | 6 | 123.5972 | 119.7022 | 114.8556 | 114.7502 | 122.6806 | 140.5499 | 163.6021 | 187.0904 | 204.5675 | 218.0143 | 226.2912 | 227.9762 | 222.5399 | 223.7046 | 221.9371 | 213.9871 | 204.2994 | 193.2443 | 178.3089 | 172.05 | 168.078 | 157.3719 | 142.993 | 132.8075 | -2.5864 | -2.3646 | -2.4917 | -2.6009 | -3.0567 | -2.3008 | -2.8683 | -2.8169 | -5.2545 | -4.3132 | -3.4283 | -2.3844 | -3.278 | 0.7909 | 8.9483 | 8.6153 | 5.5877 | 5.6543 | -1.4424 | -1.8797 | -0.57302 | -1.1316 | -0.89581 | -0.80524 | 64.8568 | 64.3285 | 63.48 | 63.0629 | 62.8144 | 62.5584 | 62.3072 | 62.7344 | 64.9495 | 68.5406 | 71.4837 | 73.8979 | 74.656 | 75.6421 | 75.918 | 76.8699 | 78.3457 | 78.6643 | 78.3592 | 75.6848 | 72.3798 | 68.8199 | 66.8558 | 66.2001 | 3.4522 | 3.9874 | 3.7285 | 4.2827 | 4.6372 | 3.4965 | 3.76 | 3.9636 | 4.8505 | 5.7469 | 5.9235 | 5.331 | 4.4681 | 4.6248 | 4.6838 | 4.701 | 4.6915 | 4.8737 | 4.5218 | 3.7712 | 4.5853 | 4.0643 | 4.1705 | 3.8814
Program Specific1-in-2Size: Over 200kWSouth of Lugo2016July Monthly Peak | Program Specific | 1-in-2 | Size: Over 200kW | South of Lugo | 2016 | July Monthly Peak | 7 | 125.5349 | 121.9186 | 117.7684 | 117.9636 | 126.7371 | 145.1475 | 170.8029 | 193.8822 | 208.839 | 220.5632 | 230.8421 | 232.0165 | 226.5626 | 226.5989 | 224.2734 | 218.666 | 208.8609 | 197.4502 | 182.0403 | 174.961 | 171.6363 | 160.3718 | 145.0467 | 134.9752 | -2.9096 | -3.0232 | -2.9243 | -2.8539 | -3.1356 | -2.4613 | -3.2232 | -2.9475 | -4.5766 | -4.2691 | -3.661 | -2.5955 | -3.1054 | 0.62144 | 8.7214 | 8.5387 | 6.1118 | 5.7999 | -0.98114 | -1.9265 | -1.1921 | -1.7116 | -1.5797 | -1.5226 | 65.1342 | 65.0857 | 65.2536 | 65.4717 | 65.3908 | 65.1346 | 64.9511 | 65.3636 | 67.5781 | 70.7102 | 74.6882 | 77.8699 | 79.3097 | 80.3838 | 81.4639 | 81.831 | 82.6476 | 82.3629 | 81.2684 | 78.6944 | 74.8452 | 71.4452 | 69.7649 | 68.7708 | 3.3705 | 3.9039 | 3.675 | 4.2321 | 4.605 | 3.471 | 3.7734 | 3.9484 | 4.76 | 5.5888 | 5.8085 | 5.2153 | 4.3726 | 4.5031 | 4.5498 | 4.6177 | 4.6104 | 4.7869 | 4.4376 | 3.6864 | 4.5009 | 3.9813 | 4.0665 | 3.7919
Program Specific1-in-2Size: Over 200kWSouth of Lugo2016August Monthly Peak | Program Specific | 1-in-2 | Size: Over 200kW | South of Lugo | 2016 | August Monthly Peak | 8 | 124.0778 | 120.7921 | 116.8312 | 117.2591 | 125.7323 | 145.5401 | 174.8236 | 198.9523 | 216.1624 | 232.0341 | 245.6034 | 248.2117 | 243.6134 | 244.8849 | 241.6438 | 232.7584 | 220.885 | 208.2735 | 190.6812 | 183.7432 | 176.2702 | 163.261 | 145.3895 | 135.2353 | -3.3743 | -4.0821 | -3.5549 | -3.1565 | -3.0715 | -2.6205 | -3.7165 | -3.0764 | -3.2825 | -4.3138 | -4.2061 | -3.099 | -2.8944 | 0.3251 | 8.7796 | 8.5857 | 7.2174 | 6.1604 | -0.10927 | -2.0514 | -2.3363 | -2.7568 | -2.7836 | -2.7845 | 72.1762 | 71.3368 | 70.6397 | 69.6032 | 69.2933 | 68.6158 | 68.3587 | 68.8738 | 71.0744 | 75.7193 | 80.9212 | 84.7393 | 86.5681 | 87.3576 | 88.2828 | 87.9736 | 89.1951 | 88.4129 | 86.7869 | 84.14 | 79.0425 | 76.0524 | 74.5412 | 73.3456 | 3.2759 | 3.8033 | 3.585 | 4.1367 | 4.4923 | 3.4224 | 3.7978 | 3.9841 | 4.8448 | 5.7815 | 6.0769 | 5.4863 | 4.6234 | 4.7854 | 4.8204 | 4.8333 | 4.7946 | 4.9651 | 4.5707 | 3.8069 | 4.5454 | 3.9855 | 4.0082 | 3.7359
Program Specific1-in-2Size: Over 200kWSouth of Lugo2016September Monthly Peak | Program Specific | 1-in-2 | Size: Over 200kW | South of Lugo | 2016 | September Monthly Peak | 9 | 123.3132 | 120.8006 | 116.2777 | 116.8557 | 126.0247 | 146.929 | 178.4892 | 202.3134 | 221.7684 | 238.6312 | 250.5814 | 252.2014 | 246.8855 | 248.1181 | 242.8703 | 231.3796 | 219.2069 | 204.9577 | 188.5121 | 184.2613 | 174.471 | 160.8875 | 143.9316 | 133.7569 | -3.0407 | -3.3962 | -3.1272 | -2.9445 | -3.1035 | -2.5483 | -3.5253 | -3.0951 | -4.3098 | -4.5516 | -4.091 | -2.942 | -3.2178 | 0.55104 | 9.2159 | 8.8507 | 6.6903 | 6.0359 | -0.6813 | -2.0393 | -1.6175 | -2.0856 | -2.0056 | -1.9679 | 68.3225 | 67.7032 | 67.0078 | 66.0651 | 65.5768 | 65.3816 | 65.3196 | 65.0293 | 66.6877 | 70.6781 | 75.1013 | 79.5208 | 83.8812 | 86.0069 | 86.9204 | 86.6791 | 86.471 | 85.113 | 82.7443 | 80.1001 | 77.4757 | 75.9704 | 74.988 | 74.1782 | 3.2623 | 3.8113 | 3.5752 | 4.1308 | 4.5119 | 3.4621 | 3.8853 | 4.0596 | 4.9805 | 5.9579 | 6.2127 | 5.5858 | 4.6949 | 4.8584 | 4.8547 | 4.8144 | 4.7677 | 4.896 | 4.5279 | 3.8254 | 4.5081 | 3.9355 | 3.976 | 3.7025
Program Specific1-in-2Size: Over 200kWSouth of Lugo2016October Monthly Peak | Program Specific | 1-in-2 | Size: Over 200kW | South of Lugo | 2016 | October Monthly Peak | 10 | 105.6126 | 102.2176 | 99.1913 | 100.1225 | 105.5096 | 121.7881 | 147.4593 | 166.2564 | 183.3615 | 199.6519 | 210.4814 | 215.8828 | 216.9936 | 219.6012 | 215.3327 | 204.8783 | 193.6704 | 188.4148 | 174.8489 | 165.0849 | 153.6955 | 141.2543 | 125.1039 | 116.5712 | -2.6238 | -2.9161 | -2.6932 | -2.5355 | -2.5968 | -2.1182 | -2.9287 | -2.5455 | -3.5066 | -3.8011 | -3.4486 | -2.5313 | -2.81 | 0.47341 | 8.1456 | 7.8166 | 5.9413 | 5.5505 | -0.59315 | -1.8283 | -1.4695 | -1.8715 | -1.7908 | -1.765 | 68.3553 | 67.8827 | 66.9446 | 65.9681 | 65.486 | 64.1455 | 63.8124 | 63.9938 | 65.6181 | 69.958 | 76.3143 | 82.0275 | 85.6951 | 87.3251 | 88.8722 | 87.9039 | 86.3058 | 83.7917 | 81.5819 | 79.2432 | 76.77 | 74.6242 | 72.8435 | 71.1805 | 2.7907 | 3.2213 | 3.0463 | 3.5352 | 3.773 | 2.8663 | 3.2061 | 3.3322 | 4.1132 | 4.9789 | 5.2124 | 4.7758 | 4.1217 | 4.295 | 4.2993 | 4.2581 | 4.2075 | 4.4956 | 4.1948 | 3.4233 | 3.9667 | 3.4512 | 3.4519 | 3.2231
Program Specific1-in-2Size: Over 200kWSouth of Lugo2016November Monthly Peak | Program Specific | 1-in-2 | Size: Over 200kW | South of Lugo | 2016 | November Monthly Peak | 11 | 104.2395 | 100.1226 | 97.1272 | 99.0801 | 104.803 | 120.8456 | 142.8555 | 160.1765 | 176.329 | 188.8261 | 197.1538 | 200.2368 | 198.8286 | 199.8752 | 196.2128 | 186.7769 | 178.1079 | 173.6944 | 162.7173 | 154.945 | 145.7888 | 135.4106 | 119.3074 | 111.1748 | -2.0889 | -1.7791 | -1.9872 | -2.1862 | -2.6184 | -1.9503 | -2.4294 | -2.4024 | -4.7909 | -3.7676 | -2.9318 | -2.0369 | -3.0088 | 0.76903 | 8.0217 | 7.6089 | 4.7373 | 5.0744 | -1.4891 | -1.6876 | -0.29416 | -0.78811 | -0.53019 | -0.44578 | 57.8024 | 56.5606 | 55.8249 | 55.2028 | 54.4488 | 53.817 | 53.3236 | 53.6118 | 57.3575 | 60.4245 | 66.0987 | 71.4043 | 75.4138 | 77.0162 | 76.7013 | 75.8039 | 73.1139 | 68.9764 | 65.1483 | 63.4814 | 62.3259 | 61.109 | 60.004 | 59.3115 | 2.9713 | 3.4037 | 3.2178 | 3.7738 | 4.0428 | 3.0681 | 3.3506 | 3.4631 | 4.2668 | 5.0797 | 5.2668 | 4.7785 | 4.074 | 4.217 | 4.226 | 4.1875 | 4.174 | 4.4707 | 4.2111 | 3.466 | 4.0589 | 3.5689 | 3.5512 | 3.3159
Program Specific1-in-2Size: Over 200kWSouth of Lugo2016December Monthly Peak | Program Specific | 1-in-2 | Size: Over 200kW | South of Lugo | 2016 | December Monthly Peak | 12 | 100.6503 | 97.9406 | 95.3831 | 96.4733 | 101.6445 | 114.9446 | 138.1569 | 154.0295 | 165.8857 | 173.4906 | 175.9431 | 175.2415 | 171.7524 | 169.7223 | 165.9014 | 158.2405 | 154.494 | 154.0848 | 146.8571 | 142.299 | 134.9295 | 127.5771 | 112.753 | 106.3655 | -2.017 | -1.7403 | -1.9515 | -2.1286 | -2.5395 | -1.8551 | -2.3495 | -2.3102 | -4.5072 | -3.4616 | -2.6164 | -1.7826 | -2.599 | 0.65302 | 6.7825 | 6.4463 | 4.1092 | 4.5015 | -1.344 | -1.5498 | -0.27225 | -0.74252 | -0.50106 | -0.4265 | 51.2913 | 49.9631 | 47.859 | 46.9305 | 46.2176 | 45.4287 | 45.501 | 45.4913 | 46.2869 | 49.4814 | 52.712 | 54.8229 | 56.2526 | 56.579 | 57.3734 | 57.249 | 56.362 | 55.2015 | 53.9401 | 53.3509 | 52.6512 | 51.4001 | 50.4909 | 49.4049 | 2.869 | 3.3295 | 3.16 | 3.6746 | 3.921 | 2.9183 | 3.2404 | 3.3302 | 4.0141 | 4.6672 | 4.7002 | 4.182 | 3.5192 | 3.5808 | 3.5731 | 3.5477 | 3.6206 | 3.9659 | 3.8007 | 3.1831 | 3.7566 | 3.3625 | 3.3561 | 3.1724
Program Specific1-in-2Size: Over 200kWSouth of Lugo2016Typical Event Day | Program Specific | 1-in-2 | Size: Over 200kW | South of Lugo | 2016 | Typical Event Day | 8 | 121.9047 | 118.9537 | 115.1741 | 115.6246 | 123.9753 | 143.1941 | 170.6868 | 192.2057 | 206.6729 | 220.8807 | 233.339 | 235.8605 | 231.0488 | 232.3303 | 229.3441 | 221.03 | 210.0248 | 198.5268 | 182.914 | 176.7525 | 170.6248 | 158.6392 | 142.0563 | 132.319 | -2.9244 | -3.1659 | -2.9901 | -2.861 | -3.0595 | -2.4585 | -3.3033 | -2.9321 | -4.2482 | -4.2412 | -3.7603 | -2.7004 | -3.0817 | 0.57074 | 8.8002 | 8.5344 | 6.2907 | 5.8398 | -0.80785 | -1.9517 | -1.4025 | -1.8923 | -1.7841 | -1.7416 | 67.6224 | 67.1136 | 66.5953 | 66.0507 | 65.7688 | 65.4226 | 65.2342 | 65.5003 | 67.5724 | 71.412 | 75.5486 | 79.007 | 81.1037 | 82.3476 | 83.1463 | 83.3384 | 84.1649 | 83.6383 | 82.2897 | 79.6548 | 75.9358 | 73.072 | 71.5375 | 70.6237 | 3.2427 | 3.7737 | 3.5608 | 4.1098 | 4.4629 | 3.3926 | 3.7359 | 3.878 | 4.667 | 5.5451 | 5.817 | 5.2526 | 4.418 | 4.5743 | 4.6096 | 4.6244 | 4.5932 | 4.7684 | 4.4176 | 3.6897 | 4.433 | 3.9018 | 3.9458 | 3.6829
Program Specific1-in-2Size: Over 200kWSouth of Lugo2017January Monthly Peak | Program Specific | 1-in-2 | Size: Over 200kW | South of Lugo | 2017 | January Monthly Peak | 1 | 102.1772 | 99.4178 | 96.7196 | 97.4697 | 103.0261 | 117.9302 | 142.3854 | 157.9014 | 169.6213 | 180.2979 | 185.9742 | 188.5637 | 187.6155 | 188.9251 | 184.8122 | 175.5585 | 168.0703 | 166.4849 | 157.9608 | 151.772 | 143.3763 | 132.9789 | 118.209 | 110.7363 | -2.0476 | -1.7666 | -1.9789 | -2.1506 | -2.574 | -1.9033 | -2.4214 | -2.3683 | -4.6087 | -3.5974 | -2.7655 | -1.9182 | -2.8391 | 0.7269 | 7.5556 | 7.1518 | 4.4703 | 4.8638 | -1.4456 | -1.653 | -0.28929 | -0.77396 | -0.5253 | -0.44403 | 56.7248 | 56.0311 | 55.7258 | 55.4674 | 54.8475 | 54.6074 | 55.1584 | 55.1713 | 55.758 | 56.905 | 58.3126 | 58.933 | 59.9746 | 60.8789 | 61.6717 | 61.2811 | 61.6359 | 61.363 | 60.3599 | 59.2304 | 58.6278 | 58.2161 | 57.2751 | 56.1094 | 2.9126 | 3.3797 | 3.2043 | 3.7125 | 3.9743 | 2.9941 | 3.3396 | 3.4139 | 4.1045 | 4.8503 | 4.9681 | 4.4999 | 3.8443 | 3.986 | 3.9804 | 3.936 | 3.9388 | 4.2851 | 4.088 | 3.395 | 3.9917 | 3.5048 | 3.5185 | 3.3028
Program Specific1-in-2Size: Over 200kWSouth of Lugo2017February Monthly Peak | Program Specific | 1-in-2 | Size: Over 200kW | South of Lugo | 2017 | February Monthly Peak | 2 | 102.2479 | 99.4914 | 96.7927 | 97.5139 | 103.1214 | 117.9871 | 142.7102 | 158.4207 | 170.0936 | 180.4371 | 185.7085 | 187.9536 | 186.7888 | 187.9275 | 183.7742 | 174.5405 | 167.3288 | 165.9552 | 157.6151 | 151.7058 | 143.3789 | 133.0034 | 118.1063 | 110.6721 | -2.049 | -1.7679 | -1.9804 | -2.1516 | -2.5764 | -1.9042 | -2.4269 | -2.3761 | -4.6215 | -3.6002 | -2.7616 | -1.912 | -2.8266 | 0.72306 | 7.5131 | 7.1104 | 4.4506 | 4.8483 | -1.4425 | -1.6523 | -0.28929 | -0.7741 | -0.52485 | -0.44377 | 52.2479 | 51.5067 | 51.2063 | 50.8444 | 50.3768 | 49.9564 | 49.5964 | 49.8366 | 51.2186 | 54.8939 | 59.1813 | 63.3779 | 65.0218 | 65.9661 | 66.1672 | 65.0566 | 64.1417 | 63.6386 | 61.1825 | 59.2613 | 58.5033 | 57.5081 | 56.4036 | 55.031 | 2.9146 | 3.3822 | 3.2067 | 3.7142 | 3.978 | 2.9955 | 3.3472 | 3.4252 | 4.116 | 4.854 | 4.961 | 4.4854 | 3.8273 | 3.9649 | 3.9581 | 3.9132 | 3.9214 | 4.2715 | 4.0791 | 3.3936 | 3.9918 | 3.5055 | 3.5154 | 3.3009
Program Specific1-in-2Size: Over 200kWSouth of Lugo2017March Monthly Peak | Program Specific | 1-in-2 | Size: Over 200kW | South of Lugo | 2017 | March Monthly Peak | 3 | 109.8123 | 106.7999 | 102.0503 | 102.4849 | 108.4508 | 123.7688 | 148.5505 | 168.5854 | 183.1924 | 193.3121 | 198.8405 | 200.73 | 198.1695 | 199.6622 | 197.5031 | 189.9429 | 182.8664 | 174.0074 | 161.3708 | 160.9448 | 154.5187 | 144.2608 | 127.518 | 117.6863 | -2.2006 | -1.8977 | -2.0879 | -2.2613 | -2.7096 | -1.9975 | -2.5262 | -2.5285 | -4.9774 | -3.8571 | -2.9569 | -2.0419 | -2.9988 | 0.76822 | 8.0744 | 7.7378 | 4.8638 | 5.0836 | -1.4768 | -1.7529 | -0.31177 | -0.83962 | -0.56667 | -0.47189 | 54.4162 | 53.236 | 52.7425 | 52.7495 | 52.3804 | 51.8758 | 51.3908 | 51.7359 | 53.249 | 54.713 | 56.9391 | 60.0015 | 62.5041 | 64.5045 | 65.2674 | 65.741 | 64.9647 | 63.823 | 60.8938 | 58.5282 | 57.7364 | 56.8728 | 55.6994 | 54.1 | 3.1302 | 3.6307 | 3.3809 | 3.9035 | 4.1835 | 3.1423 | 3.4842 | 3.6449 | 4.4329 | 5.2004 | 5.3118 | 4.7903 | 4.0605 | 4.2125 | 4.2538 | 4.2585 | 4.2855 | 4.4787 | 4.1763 | 3.6002 | 4.302 | 3.8022 | 3.7956 | 3.5101
Program Specific1-in-2Size: Over 200kWSouth of Lugo2017April Monthly Peak | Program Specific | 1-in-2 | Size: Over 200kW | South of Lugo | 2017 | April Monthly Peak | 4 | 110.2525 | 107.0941 | 102.2773 | 102.8666 | 108.5907 | 124.3536 | 148.3118 | 168.255 | 184.1882 | 196.8362 | 205.0846 | 208.9563 | 207.7036 | 210.1593 | 208.1301 | 200.2357 | 191.2593 | 180.7719 | 166.3296 | 164.0221 | 156.6866 | 145.9088 | 129.3872 | 119.1765 | -2.2094 | -1.903 | -2.0926 | -2.2697 | -2.7131 | -2.0069 | -2.5222 | -2.5236 | -5.0044 | -3.9274 | -3.0497 | -2.1256 | -3.1431 | 0.8086 | 8.5089 | 8.1571 | 5.0871 | 5.2812 | -1.5222 | -1.7864 | -0.31614 | -0.84921 | -0.57498 | -0.47787 | 60.9596 | 60.4115 | 59.7615 | 59.3565 | 58.5065 | 57.9519 | 57.7081 | 57.8027 | 59.5407 | 62.7813 | 66.638 | 70.4643 | 73.8818 | 74.8993 | 74.5328 | 73.909 | 72.4227 | 71.0802 | 69.4123 | 67.7618 | 64.9633 | 64.2868 | 63.1052 | 61.4692 | 3.1427 | 3.6407 | 3.3884 | 3.9181 | 4.1889 | 3.1572 | 3.4786 | 3.6378 | 4.457 | 5.2952 | 5.4786 | 4.9866 | 4.2559 | 4.434 | 4.4827 | 4.4892 | 4.4822 | 4.6528 | 4.3046 | 3.6691 | 4.3623 | 3.8456 | 3.8512 | 3.5545
Program Specific1-in-2Size: Over 200kWSouth of Lugo2017May Monthly Peak | Program Specific | 1-in-2 | Size: Over 200kW | South of Lugo | 2017 | May Monthly Peak | 5 | 116.7379 | 114.097 | 108.8407 | 109.3499 | 115.9187 | 132.2682 | 156.0107 | 181.0202 | 200.1094 | 215.3466 | 224.243 | 226.2804 | 222.5576 | 223.7204 | 221.0887 | 211.9025 | 201.1571 | 188.8048 | 173.9752 | 167.5914 | 162.8462 | 151.5594 | 136.2246 | 126.4212 | -2.3394 | -2.0274 | -2.2269 | -2.4128 | -2.8962 | -2.1347 | -2.6531 | -2.715 | -5.437 | -4.2967 | -3.3346 | -2.3018 | -3.3678 | 0.86078 | 9.0386 | 8.6324 | 5.3503 | 5.5158 | -1.5922 | -1.8253 | -0.32857 | -0.8821 | -0.60536 | -0.50692 | 62.8837 | 61.9158 | 60.9286 | 60.5508 | 60.2873 | 59.5445 | 59.5723 | 60.2273 | 62.3721 | 65.0532 | 68.63 | 71.9998 | 74.8768 | 75.5677 | 75.3025 | 75.2687 | 75.8016 | 75.9798 | 74.907 | 72.4038 | 68.5195 | 65.7646 | 65.0356 | 64.2483 | 3.3276 | 3.8787 | 3.6059 | 4.165 | 4.4716 | 3.3581 | 3.6591 | 3.9138 | 4.8423 | 5.7932 | 5.9904 | 5.4 | 4.5602 | 4.7201 | 4.7618 | 4.7508 | 4.7142 | 4.8596 | 4.5025 | 3.7489 | 4.5338 | 3.9945 | 4.0547 | 3.7706
Program Specific1-in-2Size: Over 200kWSouth of Lugo2017June Monthly Peak | Program Specific | 1-in-2 | Size: Over 200kW | South of Lugo | 2017 | June Monthly Peak | 6 | 123.5972 | 119.7022 | 114.8556 | 114.7502 | 122.6806 | 140.5499 | 163.6021 | 187.0904 | 204.5675 | 218.0143 | 226.2912 | 227.9762 | 222.5399 | 223.7046 | 221.9371 | 213.9871 | 204.2994 | 193.2443 | 178.3089 | 172.05 | 168.078 | 157.3719 | 142.993 | 132.8075 | -2.5864 | -2.3646 | -2.4917 | -2.6009 | -3.0567 | -2.3008 | -2.8683 | -2.8169 | -5.2545 | -4.3132 | -3.4283 | -2.3844 | -3.278 | 0.7909 | 8.9483 | 8.6153 | 5.5877 | 5.6543 | -1.4424 | -1.8797 | -0.57302 | -1.1316 | -0.89581 | -0.80524 | 64.8567 | 64.3285 | 63.48 | 63.0629 | 62.8144 | 62.5584 | 62.3072 | 62.7344 | 64.9495 | 68.5406 | 71.4837 | 73.8979 | 74.656 | 75.6421 | 75.918 | 76.8699 | 78.3457 | 78.6643 | 78.3592 | 75.6848 | 72.3798 | 68.8199 | 66.8557 | 66.2001 | 3.4522 | 3.9874 | 3.7285 | 4.2827 | 4.6372 | 3.4965 | 3.76 | 3.9636 | 4.8505 | 5.7469 | 5.9235 | 5.331 | 4.4681 | 4.6248 | 4.6838 | 4.701 | 4.6915 | 4.8737 | 4.5218 | 3.7712 | 4.5853 | 4.0643 | 4.1705 | 3.8814
Program Specific1-in-2Size: Over 200kWSouth of Lugo2017July Monthly Peak | Program Specific | 1-in-2 | Size: Over 200kW | South of Lugo | 2017 | July Monthly Peak | 7 | 125.5349 | 121.9186 | 117.7684 | 117.9636 | 126.7371 | 145.1475 | 170.8029 | 193.8822 | 208.839 | 220.5632 | 230.8421 | 232.0165 | 226.5626 | 226.5989 | 224.2735 | 218.666 | 208.8609 | 197.4502 | 182.0402 | 174.961 | 171.6363 | 160.3718 | 145.0467 | 134.9752 | -2.9096 | -3.0232 | -2.9243 | -2.8539 | -3.1356 | -2.4613 | -3.2232 | -2.9475 | -4.5766 | -4.2691 | -3.661 | -2.5955 | -3.1054 | 0.62144 | 8.7214 | 8.5387 | 6.1118 | 5.7999 | -0.98114 | -1.9265 | -1.1921 | -1.7116 | -1.5797 | -1.5226 | 65.1342 | 65.0857 | 65.2536 | 65.4717 | 65.3908 | 65.1346 | 64.9511 | 65.3636 | 67.5781 | 70.7102 | 74.6882 | 77.8699 | 79.3097 | 80.3838 | 81.4639 | 81.831 | 82.6477 | 82.3629 | 81.2684 | 78.6944 | 74.8452 | 71.4452 | 69.7649 | 68.7708 | 3.3705 | 3.9039 | 3.675 | 4.2321 | 4.605 | 3.471 | 3.7734 | 3.9484 | 4.76 | 5.5888 | 5.8085 | 5.2153 | 4.3726 | 4.5031 | 4.5498 | 4.6177 | 4.6104 | 4.7869 | 4.4376 | 3.6864 | 4.5009 | 3.9813 | 4.0665 | 3.7919
Program Specific1-in-2Size: Over 200kWSouth of Lugo2017August Monthly Peak | Program Specific | 1-in-2 | Size: Over 200kW | South of Lugo | 2017 | August Monthly Peak | 8 | 124.0778 | 120.7921 | 116.8312 | 117.2591 | 125.7323 | 145.5401 | 174.8236 | 198.9523 | 216.1623 | 232.0341 | 245.6034 | 248.2117 | 243.6134 | 244.8848 | 241.6438 | 232.7584 | 220.885 | 208.2735 | 190.6812 | 183.7432 | 176.2702 | 163.261 | 145.3895 | 135.2353 | -3.3743 | -4.0821 | -3.5549 | -3.1565 | -3.0715 | -2.6205 | -3.7165 | -3.0764 | -3.2825 | -4.3138 | -4.2061 | -3.099 | -2.8944 | 0.3251 | 8.7796 | 8.5857 | 7.2174 | 6.1604 | -0.10927 | -2.0514 | -2.3363 | -2.7568 | -2.7836 | -2.7845 | 72.1762 | 71.3368 | 70.6397 | 69.6032 | 69.2933 | 68.6158 | 68.3587 | 68.8738 | 71.0744 | 75.7193 | 80.9212 | 84.7394 | 86.5681 | 87.3576 | 88.2828 | 87.9736 | 89.1951 | 88.4129 | 86.7869 | 84.14 | 79.0425 | 76.0524 | 74.5412 | 73.3455 | 3.2759 | 3.8033 | 3.585 | 4.1367 | 4.4923 | 3.4224 | 3.7978 | 3.9841 | 4.8448 | 5.7815 | 6.0769 | 5.4863 | 4.6234 | 4.7854 | 4.8204 | 4.8333 | 4.7946 | 4.9651 | 4.5707 | 3.8069 | 4.5454 | 3.9855 | 4.0082 | 3.7359
Program Specific1-in-2Size: Over 200kWSouth of Lugo2017September Monthly Peak | Program Specific | 1-in-2 | Size: Over 200kW | South of Lugo | 2017 | September Monthly Peak | 9 | 123.3132 | 120.8006 | 116.2777 | 116.8557 | 126.0247 | 146.929 | 178.4892 | 202.3134 | 221.7684 | 238.6312 | 250.5814 | 252.2015 | 246.8855 | 248.118 | 242.8703 | 231.3796 | 219.2069 | 204.9577 | 188.5121 | 184.2613 | 174.471 | 160.8875 | 143.9316 | 133.7569 | -3.0407 | -3.3962 | -3.1272 | -2.9445 | -3.1035 | -2.5483 | -3.5253 | -3.0951 | -4.3098 | -4.5516 | -4.091 | -2.942 | -3.2178 | 0.55104 | 9.2159 | 8.8507 | 6.6903 | 6.0359 | -0.6813 | -2.0393 | -1.6175 | -2.0856 | -2.0056 | -1.9679 | 68.3225 | 67.7032 | 67.0078 | 66.0651 | 65.5768 | 65.3816 | 65.3196 | 65.0293 | 66.6877 | 70.6781 | 75.1013 | 79.5208 | 83.8812 | 86.0069 | 86.9204 | 86.6792 | 86.471 | 85.113 | 82.7443 | 80.1001 | 77.4757 | 75.9704 | 74.988 | 74.1782 | 3.2623 | 3.8113 | 3.5752 | 4.1308 | 4.5119 | 3.4621 | 3.8853 | 4.0596 | 4.9805 | 5.9579 | 6.2127 | 5.5858 | 4.6949 | 4.8584 | 4.8547 | 4.8144 | 4.7677 | 4.896 | 4.5279 | 3.8254 | 4.5081 | 3.9355 | 3.976 | 3.7025
Program Specific1-in-2Size: Over 200kWSouth of Lugo2017October Monthly Peak | Program Specific | 1-in-2 | Size: Over 200kW | South of Lugo | 2017 | October Monthly Peak | 10 | 105.6127 | 102.2177 | 99.1913 | 100.1225 | 105.5096 | 121.7881 | 147.4593 | 166.2564 | 183.3615 | 199.6519 | 210.4814 | 215.8828 | 216.9936 | 219.6012 | 215.3327 | 204.8783 | 193.6704 | 188.4148 | 174.8489 | 165.0849 | 153.6955 | 141.2543 | 125.1039 | 116.5712 | -2.6238 | -2.9161 | -2.6932 | -2.5355 | -2.5968 | -2.1182 | -2.9287 | -2.5455 | -3.5066 | -3.8011 | -3.4486 | -2.5313 | -2.81 | 0.47341 | 8.1456 | 7.8166 | 5.9413 | 5.5505 | -0.59315 | -1.8283 | -1.4695 | -1.8715 | -1.7908 | -1.765 | 68.3553 | 67.8827 | 66.9446 | 65.9681 | 65.486 | 64.1455 | 63.8124 | 63.9938 | 65.6181 | 69.958 | 76.3144 | 82.0275 | 85.6951 | 87.3251 | 88.8722 | 87.9039 | 86.3058 | 83.7917 | 81.5819 | 79.2432 | 76.77 | 74.6242 | 72.8435 | 71.1805 | 2.7907 | 3.2213 | 3.0463 | 3.5352 | 3.773 | 2.8663 | 3.2061 | 3.3322 | 4.1132 | 4.9789 | 5.2124 | 4.7758 | 4.1217 | 4.295 | 4.2993 | 4.2581 | 4.2075 | 4.4956 | 4.1948 | 3.4233 | 3.9667 | 3.4512 | 3.4519 | 3.2231
Program Specific1-in-2Size: Over 200kWSouth of Lugo2017November Monthly Peak | Program Specific | 1-in-2 | Size: Over 200kW | South of Lugo | 2017 | November Monthly Peak | 11 | 104.2395 | 100.1226 | 97.1272 | 99.0801 | 104.803 | 120.8456 | 142.8555 | 160.1765 | 176.329 | 188.8261 | 197.1538 | 200.2368 | 198.8286 | 199.8752 | 196.2128 | 186.7769 | 178.1079 | 173.6944 | 162.7173 | 154.9451 | 145.7888 | 135.4105 | 119.3074 | 111.1748 | -2.0889 | -1.7791 | -1.9872 | -2.1862 | -2.6184 | -1.9503 | -2.4294 | -2.4024 | -4.7909 | -3.7676 | -2.9318 | -2.0369 | -3.0088 | 0.76903 | 8.0217 | 7.6089 | 4.7373 | 5.0744 | -1.4891 | -1.6876 | -0.29416 | -0.78811 | -0.53019 | -0.44578 | 57.8024 | 56.5606 | 55.8249 | 55.2028 | 54.4488 | 53.817 | 53.3236 | 53.6118 | 57.3575 | 60.4245 | 66.0987 | 71.4043 | 75.4138 | 77.0162 | 76.7013 | 75.8039 | 73.1139 | 68.9764 | 65.1483 | 63.4814 | 62.3259 | 61.109 | 60.004 | 59.3115 | 2.9713 | 3.4037 | 3.2178 | 3.7738 | 4.0428 | 3.0681 | 3.3506 | 3.4631 | 4.2668 | 5.0797 | 5.2668 | 4.7785 | 4.074 | 4.217 | 4.226 | 4.1875 | 4.174 | 4.4707 | 4.2111 | 3.466 | 4.0589 | 3.5689 | 3.5512 | 3.3159
Program Specific1-in-2Size: Over 200kWSouth of Lugo2017December Monthly Peak | Program Specific | 1-in-2 | Size: Over 200kW | South of Lugo | 2017 | December Monthly Peak | 12 | 100.6503 | 97.9406 | 95.3831 | 96.4733 | 101.6445 | 114.9446 | 138.1569 | 154.0295 | 165.8856 | 173.4906 | 175.9431 | 175.2415 | 171.7524 | 169.7223 | 165.9014 | 158.2405 | 154.4941 | 154.0848 | 146.8571 | 142.299 | 134.9295 | 127.5771 | 112.753 | 106.3655 | -2.017 | -1.7403 | -1.9515 | -2.1286 | -2.5395 | -1.8551 | -2.3495 | -2.3102 | -4.5072 | -3.4616 | -2.6164 | -1.7826 | -2.599 | 0.65302 | 6.7825 | 6.4463 | 4.1092 | 4.5015 | -1.344 | -1.5498 | -0.27225 | -0.74252 | -0.50106 | -0.4265 | 51.2913 | 49.9631 | 47.859 | 46.9305 | 46.2176 | 45.4287 | 45.501 | 45.4913 | 46.2869 | 49.4814 | 52.712 | 54.8229 | 56.2526 | 56.579 | 57.3734 | 57.249 | 56.362 | 55.2015 | 53.9401 | 53.3509 | 52.6512 | 51.4001 | 50.4909 | 49.4049 | 2.869 | 3.3295 | 3.16 | 3.6746 | 3.921 | 2.9183 | 3.2404 | 3.3302 | 4.0141 | 4.6672 | 4.7002 | 4.182 | 3.5192 | 3.5808 | 3.5731 | 3.5477 | 3.6206 | 3.9659 | 3.8007 | 3.1831 | 3.7566 | 3.3625 | 3.3561 | 3.1724
Program Specific1-in-2Size: Over 200kWSouth of Lugo2017Typical Event Day | Program Specific | 1-in-2 | Size: Over 200kW | South of Lugo | 2017 | Typical Event Day | 8 | 121.9047 | 118.9537 | 115.1741 | 115.6246 | 123.9753 | 143.1941 | 170.6868 | 192.2057 | 206.6729 | 220.8807 | 233.339 | 235.8605 | 231.0488 | 232.3303 | 229.3441 | 221.03 | 210.0249 | 198.5268 | 182.914 | 176.7525 | 170.6248 | 158.6393 | 142.0563 | 132.319 | -2.9244 | -3.1659 | -2.9901 | -2.861 | -3.0595 | -2.4585 | -3.3033 | -2.9321 | -4.2482 | -4.2412 | -3.7603 | -2.7004 | -3.0817 | 0.57074 | 8.8002 | 8.5344 | 6.2907 | 5.8398 | -0.80785 | -1.9517 | -1.4025 | -1.8923 | -1.7841 | -1.7416 | 67.6224 | 67.1136 | 66.5953 | 66.0507 | 65.7688 | 65.4226 | 65.2342 | 65.5003 | 67.5724 | 71.412 | 75.5486 | 79.007 | 81.1037 | 82.3476 | 83.1463 | 83.3384 | 84.1649 | 83.6383 | 82.2897 | 79.6548 | 75.9358 | 73.072 | 71.5375 | 70.6237 | 3.2427 | 3.7737 | 3.5608 | 4.1098 | 4.4629 | 3.3926 | 3.7359 | 3.878 | 4.667 | 5.5451 | 5.817 | 5.2526 | 4.418 | 4.5743 | 4.6096 | 4.6244 | 4.5932 | 4.7684 | 4.4176 | 3.6897 | 4.433 | 3.9018 | 3.9458 | 3.6829
Program Specific1-in-2Size: Over 200kWSouth of Lugo2018January Monthly Peak | Program Specific | 1-in-2 | Size: Over 200kW | South of Lugo | 2018 | January Monthly Peak | 1 | 102.1772 | 99.4178 | 96.7196 | 97.4697 | 103.0261 | 117.9302 | 142.3854 | 157.9014 | 169.6213 | 180.2979 | 185.9742 | 188.5637 | 187.6155 | 188.9251 | 184.8122 | 175.5585 | 168.0703 | 166.4849 | 157.9608 | 151.7721 | 143.3763 | 132.9789 | 118.209 | 110.7363 | -2.0476 | -1.7666 | -1.9789 | -2.1506 | -2.574 | -1.9033 | -2.4214 | -2.3683 | -4.6087 | -3.5974 | -2.7655 | -1.9182 | -2.8391 | 0.7269 | 7.5556 | 7.1518 | 4.4703 | 4.8638 | -1.4456 | -1.653 | -0.28929 | -0.77396 | -0.5253 | -0.44403 | 56.7248 | 56.0311 | 55.7258 | 55.4674 | 54.8475 | 54.6074 | 55.1584 | 55.1713 | 55.758 | 56.905 | 58.3126 | 58.933 | 59.9746 | 60.8789 | 61.6717 | 61.2811 | 61.6359 | 61.3629 | 60.3599 | 59.2304 | 58.6278 | 58.2161 | 57.2751 | 56.1094 | 2.9126 | 3.3797 | 3.2043 | 3.7125 | 3.9743 | 2.9941 | 3.3396 | 3.4139 | 4.1045 | 4.8503 | 4.9681 | 4.4999 | 3.8443 | 3.986 | 3.9804 | 3.936 | 3.9388 | 4.2851 | 4.088 | 3.395 | 3.9917 | 3.5048 | 3.5185 | 3.3028
Program Specific1-in-2Size: Over 200kWSouth of Lugo2018February Monthly Peak | Program Specific | 1-in-2 | Size: Over 200kW | South of Lugo | 2018 | February Monthly Peak | 2 | 102.2479 | 99.4914 | 96.7927 | 97.5139 | 103.1214 | 117.9871 | 142.7103 | 158.4207 | 170.0936 | 180.4371 | 185.7085 | 187.9536 | 186.7888 | 187.9275 | 183.7742 | 174.5405 | 167.3288 | 165.9552 | 157.615 | 151.7058 | 143.3789 | 133.0034 | 118.1063 | 110.6721 | -2.049 | -1.7679 | -1.9804 | -2.1516 | -2.5764 | -1.9042 | -2.4269 | -2.3761 | -4.6215 | -3.6002 | -2.7616 | -1.912 | -2.8266 | 0.72307 | 7.5131 | 7.1104 | 4.4506 | 4.8483 | -1.4425 | -1.6523 | -0.28929 | -0.7741 | -0.52485 | -0.44377 | 52.2479 | 51.5067 | 51.2063 | 50.8444 | 50.3768 | 49.9564 | 49.5964 | 49.8366 | 51.2186 | 54.8939 | 59.1813 | 63.3779 | 65.0218 | 65.9661 | 66.1672 | 65.0566 | 64.1417 | 63.6386 | 61.1825 | 59.2613 | 58.5033 | 57.5081 | 56.4036 | 55.031 | 2.9146 | 3.3822 | 3.2067 | 3.7142 | 3.978 | 2.9955 | 3.3472 | 3.4252 | 4.116 | 4.854 | 4.961 | 4.4854 | 3.8273 | 3.9649 | 3.9581 | 3.9132 | 3.9214 | 4.2715 | 4.0791 | 3.3936 | 3.9918 | 3.5055 | 3.5154 | 3.3009
Program Specific1-in-2Size: Over 200kWSouth of Lugo2018March Monthly Peak | Program Specific | 1-in-2 | Size: Over 200kW | South of Lugo | 2018 | March Monthly Peak | 3 | 109.8123 | 106.7999 | 102.0503 | 102.4849 | 108.4508 | 123.7688 | 148.5505 | 168.5854 | 183.1924 | 193.3121 | 198.8405 | 200.73 | 198.1695 | 199.6622 | 197.5031 | 189.943 | 182.8664 | 174.0074 | 161.3708 | 160.9448 | 154.5187 | 144.2608 | 127.518 | 117.6863 | -2.2006 | -1.8977 | -2.0879 | -2.2613 | -2.7096 | -1.9975 | -2.5262 | -2.5285 | -4.9774 | -3.8571 | -2.9569 | -2.0419 | -2.9988 | 0.76822 | 8.0744 | 7.7378 | 4.8638 | 5.0836 | -1.4768 | -1.7529 | -0.31177 | -0.83962 | -0.56667 | -0.47189 | 54.4162 | 53.236 | 52.7425 | 52.7495 | 52.3804 | 51.8758 | 51.3908 | 51.7359 | 53.249 | 54.713 | 56.9391 | 60.0015 | 62.5041 | 64.5045 | 65.2674 | 65.741 | 64.9648 | 63.823 | 60.8938 | 58.5282 | 57.7364 | 56.8728 | 55.6994 | 54.1 | 3.1302 | 3.6307 | 3.3809 | 3.9035 | 4.1835 | 3.1423 | 3.4842 | 3.6449 | 4.4329 | 5.2004 | 5.3118 | 4.7903 | 4.0605 | 4.2125 | 4.2538 | 4.2585 | 4.2855 | 4.4787 | 4.1763 | 3.6002 | 4.3019 | 3.8022 | 3.7956 | 3.5101
Program Specific1-in-2Size: Over 200kWSouth of Lugo2018April Monthly Peak | Program Specific | 1-in-2 | Size: Over 200kW | South of Lugo | 2018 | April Monthly Peak | 4 | 110.2525 | 107.0941 | 102.2773 | 102.8666 | 108.5907 | 124.3536 | 148.3118 | 168.255 | 184.1882 | 196.8361 | 205.0846 | 208.9563 | 207.7036 | 210.1593 | 208.1301 | 200.2357 | 191.2593 | 180.7719 | 166.3295 | 164.0221 | 156.6866 | 145.9088 | 129.3873 | 119.1765 | -2.2094 | -1.903 | -2.0926 | -2.2697 | -2.7131 | -2.0069 | -2.5222 | -2.5236 | -5.0044 | -3.9274 | -3.0497 | -2.1256 | -3.1431 | 0.8086 | 8.5089 | 8.1571 | 5.0871 | 5.2812 | -1.5222 | -1.7864 | -0.31614 | -0.84921 | -0.57498 | -0.47787 | 60.9596 | 60.4115 | 59.7615 | 59.3565 | 58.5065 | 57.9519 | 57.7081 | 57.8027 | 59.5407 | 62.7813 | 66.638 | 70.4643 | 73.8818 | 74.8993 | 74.5328 | 73.909 | 72.4227 | 71.0802 | 69.4123 | 67.7618 | 64.9633 | 64.2868 | 63.1052 | 61.4692 | 3.1427 | 3.6407 | 3.3884 | 3.9181 | 4.1889 | 3.1572 | 3.4786 | 3.6378 | 4.457 | 5.2952 | 5.4786 | 4.9866 | 4.2559 | 4.434 | 4.4827 | 4.4892 | 4.4822 | 4.6528 | 4.3046 | 3.6691 | 4.3623 | 3.8456 | 3.8512 | 3.5545
Program Specific1-in-2Size: Over 200kWSouth of Lugo2018May Monthly Peak | Program Specific | 1-in-2 | Size: Over 200kW | South of Lugo | 2018 | May Monthly Peak | 5 | 116.7379 | 114.097 | 108.8407 | 109.3499 | 115.9187 | 132.2682 | 156.0107 | 181.0202 | 200.1094 | 215.3466 | 224.243 | 226.2804 | 222.5576 | 223.7204 | 221.0887 | 211.9025 | 201.1571 | 188.8048 | 173.9752 | 167.5914 | 162.8462 | 151.5594 | 136.2246 | 126.4212 | -2.3394 | -2.0274 | -2.2269 | -2.4128 | -2.8962 | -2.1347 | -2.6531 | -2.715 | -5.437 | -4.2967 | -3.3346 | -2.3018 | -3.3678 | 0.86078 | 9.0386 | 8.6324 | 5.3503 | 5.5158 | -1.5922 | -1.8253 | -0.32857 | -0.8821 | -0.60536 | -0.50692 | 62.8837 | 61.9158 | 60.9286 | 60.5508 | 60.2873 | 59.5445 | 59.5723 | 60.2273 | 62.3721 | 65.0532 | 68.63 | 71.9998 | 74.8768 | 75.5677 | 75.3025 | 75.2687 | 75.8016 | 75.9798 | 74.907 | 72.4038 | 68.5195 | 65.7646 | 65.0356 | 64.2483 | 3.3276 | 3.8787 | 3.6059 | 4.165 | 4.4716 | 3.3581 | 3.6591 | 3.9138 | 4.8423 | 5.7932 | 5.9904 | 5.4 | 4.5602 | 4.7201 | 4.7618 | 4.7508 | 4.7142 | 4.8596 | 4.5025 | 3.7489 | 4.5338 | 3.9945 | 4.0547 | 3.7706
Program Specific1-in-2Size: Over 200kWSouth of Lugo2018June Monthly Peak | Program Specific | 1-in-2 | Size: Over 200kW | South of Lugo | 2018 | June Monthly Peak | 6 | 123.5972 | 119.7022 | 114.8556 | 114.7502 | 122.6806 | 140.5499 | 163.6021 | 187.0904 | 204.5675 | 218.0143 | 226.2912 | 227.9762 | 222.5399 | 223.7046 | 221.9371 | 213.9871 | 204.2994 | 193.2443 | 178.3089 | 172.05 | 168.078 | 157.3719 | 142.993 | 132.8075 | -2.5864 | -2.3646 | -2.4917 | -2.6009 | -3.0567 | -2.3008 | -2.8683 | -2.8169 | -5.2545 | -4.3132 | -3.4283 | -2.3844 | -3.278 | 0.7909 | 8.9483 | 8.6153 | 5.5877 | 5.6543 | -1.4424 | -1.8797 | -0.57302 | -1.1316 | -0.89581 | -0.80524 | 64.8567 | 64.3285 | 63.48 | 63.0629 | 62.8144 | 62.5584 | 62.3072 | 62.7344 | 64.9495 | 68.5406 | 71.4837 | 73.8979 | 74.656 | 75.6421 | 75.918 | 76.8699 | 78.3457 | 78.6644 | 78.3592 | 75.6848 | 72.3798 | 68.8199 | 66.8558 | 66.2001 | 3.4522 | 3.9874 | 3.7285 | 4.2827 | 4.6372 | 3.4965 | 3.76 | 3.9636 | 4.8505 | 5.7469 | 5.9235 | 5.331 | 4.4681 | 4.6248 | 4.6838 | 4.701 | 4.6915 | 4.8737 | 4.5218 | 3.7712 | 4.5853 | 4.0643 | 4.1705 | 3.8814
Program Specific1-in-2Size: Over 200kWSouth of Lugo2018July Monthly Peak | Program Specific | 1-in-2 | Size: Over 200kW | South of Lugo | 2018 | July Monthly Peak | 7 | 125.5349 | 121.9186 | 117.7684 | 117.9636 | 126.7371 | 145.1475 | 170.8029 | 193.8822 | 208.839 | 220.5632 | 230.8421 | 232.0165 | 226.5626 | 226.5989 | 224.2735 | 218.666 | 208.8609 | 197.4502 | 182.0402 | 174.961 | 171.6363 | 160.3718 | 145.0467 | 134.9752 | -2.9096 | -3.0232 | -2.9243 | -2.8539 | -3.1356 | -2.4613 | -3.2232 | -2.9475 | -4.5766 | -4.2691 | -3.661 | -2.5955 | -3.1054 | 0.62144 | 8.7214 | 8.5387 | 6.1118 | 5.7999 | -0.98114 | -1.9265 | -1.1921 | -1.7116 | -1.5797 | -1.5226 | 65.1342 | 65.0857 | 65.2536 | 65.4717 | 65.3908 | 65.1346 | 64.9511 | 65.3636 | 67.5781 | 70.7102 | 74.6882 | 77.8699 | 79.3097 | 80.3838 | 81.4639 | 81.831 | 82.6477 | 82.3629 | 81.2684 | 78.6944 | 74.8452 | 71.4452 | 69.7649 | 68.7708 | 3.3705 | 3.9039 | 3.675 | 4.2321 | 4.605 | 3.471 | 3.7734 | 3.9484 | 4.76 | 5.5888 | 5.8085 | 5.2153 | 4.3726 | 4.5031 | 4.5498 | 4.6177 | 4.6104 | 4.7869 | 4.4376 | 3.6864 | 4.5009 | 3.9813 | 4.0665 | 3.7919
Program Specific1-in-2Size: Over 200kWSouth of Lugo2018August Monthly Peak | Program Specific | 1-in-2 | Size: Over 200kW | South of Lugo | 2018 | August Monthly Peak | 8 | 124.0778 | 120.7921 | 116.8312 | 117.2591 | 125.7323 | 145.5401 | 174.8236 | 198.9523 | 216.1624 | 232.0341 | 245.6034 | 248.2117 | 243.6134 | 244.8848 | 241.6438 | 232.7584 | 220.885 | 208.2735 | 190.6812 | 183.7432 | 176.2702 | 163.261 | 145.3895 | 135.2353 | -3.3743 | -4.0821 | -3.5549 | -3.1565 | -3.0715 | -2.6205 | -3.7165 | -3.0764 | -3.2825 | -4.3138 | -4.2061 | -3.099 | -2.8944 | 0.3251 | 8.7796 | 8.5857 | 7.2174 | 6.1604 | -0.10927 | -2.0514 | -2.3363 | -2.7568 | -2.7836 | -2.7845 | 72.1762 | 71.3369 | 70.6397 | 69.6032 | 69.2933 | 68.6158 | 68.3587 | 68.8738 | 71.0744 | 75.7193 | 80.9212 | 84.7393 | 86.5681 | 87.3576 | 88.2828 | 87.9736 | 89.1951 | 88.4129 | 86.7869 | 84.14 | 79.0425 | 76.0524 | 74.5412 | 73.3455 | 3.2759 | 3.8033 | 3.585 | 4.1367 | 4.4923 | 3.4224 | 3.7978 | 3.9841 | 4.8448 | 5.7815 | 6.0769 | 5.4863 | 4.6234 | 4.7854 | 4.8204 | 4.8333 | 4.7946 | 4.9651 | 4.5707 | 3.8069 | 4.5454 | 3.9855 | 4.0082 | 3.7359
Program Specific1-in-2Size: Over 200kWSouth of Lugo2018September Monthly Peak | Program Specific | 1-in-2 | Size: Over 200kW | South of Lugo | 2018 | September Monthly Peak | 9 | 123.3132 | 120.8006 | 116.2777 | 116.8557 | 126.0247 | 146.929 | 178.4892 | 202.3134 | 221.7684 | 238.6312 | 250.5814 | 252.2014 | 246.8855 | 248.1181 | 242.8703 | 231.3796 | 219.2069 | 204.9577 | 188.5121 | 184.2613 | 174.471 | 160.8875 | 143.9316 | 133.7569 | -3.0407 | -3.3962 | -3.1272 | -2.9445 | -3.1035 | -2.5483 | -3.5253 | -3.0951 | -4.3098 | -4.5516 | -4.091 | -2.942 | -3.2178 | 0.55104 | 9.2159 | 8.8507 | 6.6903 | 6.0359 | -0.6813 | -2.0393 | -1.6175 | -2.0856 | -2.0056 | -1.9679 | 68.3225 | 67.7032 | 67.0078 | 66.0651 | 65.5768 | 65.3816 | 65.3196 | 65.0293 | 66.6877 | 70.6781 | 75.1013 | 79.5208 | 83.8812 | 86.0069 | 86.9204 | 86.6792 | 86.471 | 85.113 | 82.7443 | 80.1001 | 77.4757 | 75.9704 | 74.988 | 74.1782 | 3.2623 | 3.8113 | 3.5752 | 4.1308 | 4.5119 | 3.4621 | 3.8853 | 4.0596 | 4.9805 | 5.9579 | 6.2127 | 5.5858 | 4.6949 | 4.8584 | 4.8547 | 4.8144 | 4.7677 | 4.896 | 4.5279 | 3.8254 | 4.5081 | 3.9355 | 3.976 | 3.7025
Program Specific1-in-2Size: Over 200kWSouth of Lugo2018October Monthly Peak | Program Specific | 1-in-2 | Size: Over 200kW | South of Lugo | 2018 | October Monthly Peak | 10 | 105.6126 | 102.2177 | 99.1913 | 100.1225 | 105.5096 | 121.7881 | 147.4593 | 166.2564 | 183.3615 | 199.6519 | 210.4814 | 215.8828 | 216.9936 | 219.6012 | 215.3327 | 204.8783 | 193.6704 | 188.4148 | 174.8489 | 165.0849 | 153.6955 | 141.2543 | 125.1039 | 116.5712 | -2.6238 | -2.9161 | -2.6932 | -2.5355 | -2.5968 | -2.1182 | -2.9287 | -2.5455 | -3.5066 | -3.8011 | -3.4486 | -2.5313 | -2.81 | 0.47341 | 8.1456 | 7.8166 | 5.9413 | 5.5505 | -0.59315 | -1.8283 | -1.4695 | -1.8715 | -1.7908 | -1.765 | 68.3553 | 67.8827 | 66.9446 | 65.9682 | 65.486 | 64.1455 | 63.8124 | 63.9938 | 65.6181 | 69.958 | 76.3143 | 82.0275 | 85.6951 | 87.3251 | 88.8722 | 87.9039 | 86.3058 | 83.7917 | 81.582 | 79.2432 | 76.77 | 74.6242 | 72.8435 | 71.1805 | 2.7907 | 3.2213 | 3.0463 | 3.5352 | 3.773 | 2.8663 | 3.2061 | 3.3322 | 4.1132 | 4.9789 | 5.2124 | 4.7758 | 4.1217 | 4.295 | 4.2993 | 4.2581 | 4.2075 | 4.4956 | 4.1948 | 3.4233 | 3.9667 | 3.4512 | 3.4519 | 3.2231
Program Specific1-in-2Size: Over 200kWSouth of Lugo2018November Monthly Peak | Program Specific | 1-in-2 | Size: Over 200kW | South of Lugo | 2018 | November Monthly Peak | 11 | 104.2395 | 100.1226 | 97.1272 | 99.0801 | 104.803 | 120.8456 | 142.8555 | 160.1765 | 176.329 | 188.8261 | 197.1538 | 200.2368 | 198.8286 | 199.8752 | 196.2128 | 186.7769 | 178.1079 | 173.6944 | 162.7173 | 154.9451 | 145.7888 | 135.4106 | 119.3074 | 111.1748 | -2.0889 | -1.7791 | -1.9872 | -2.1862 | -2.6184 | -1.9503 | -2.4294 | -2.4024 | -4.7909 | -3.7676 | -2.9318 | -2.0369 | -3.0088 | 0.76903 | 8.0217 | 7.6089 | 4.7373 | 5.0744 | -1.4891 | -1.6876 | -0.29416 | -0.78811 | -0.53019 | -0.44578 | 57.8024 | 56.5606 | 55.8249 | 55.2028 | 54.4488 | 53.817 | 53.3236 | 53.6118 | 57.3575 | 60.4245 | 66.0987 | 71.4043 | 75.4138 | 77.0162 | 76.7013 | 75.8039 | 73.1139 | 68.9764 | 65.1483 | 63.4814 | 62.3259 | 61.109 | 60.004 | 59.3115 | 2.9713 | 3.4037 | 3.2178 | 3.7738 | 4.0428 | 3.0681 | 3.3506 | 3.4631 | 4.2668 | 5.0797 | 5.2668 | 4.7785 | 4.074 | 4.217 | 4.226 | 4.1875 | 4.174 | 4.4707 | 4.2111 | 3.466 | 4.0589 | 3.5689 | 3.5512 | 3.3159
Program Specific1-in-2Size: Over 200kWSouth of Lugo2018December Monthly Peak | Program Specific | 1-in-2 | Size: Over 200kW | South of Lugo | 2018 | December Monthly Peak | 12 | 100.6503 | 97.9406 | 95.3831 | 96.4733 | 101.6445 | 114.9446 | 138.1569 | 154.0295 | 165.8856 | 173.4906 | 175.9431 | 175.2415 | 171.7524 | 169.7223 | 165.9014 | 158.2405 | 154.494 | 154.0848 | 146.8571 | 142.299 | 134.9295 | 127.5771 | 112.753 | 106.3655 | -2.017 | -1.7403 | -1.9515 | -2.1286 | -2.5395 | -1.8551 | -2.3495 | -2.3102 | -4.5072 | -3.4616 | -2.6164 | -1.7826 | -2.599 | 0.65302 | 6.7825 | 6.4463 | 4.1092 | 4.5015 | -1.344 | -1.5498 | -0.27225 | -0.74252 | -0.50106 | -0.4265 | 51.2913 | 49.9631 | 47.859 | 46.9305 | 46.2176 | 45.4287 | 45.501 | 45.4913 | 46.2869 | 49.4814 | 52.712 | 54.8229 | 56.2526 | 56.579 | 57.3734 | 57.249 | 56.362 | 55.2015 | 53.9401 | 53.3509 | 52.6512 | 51.4001 | 50.4909 | 49.4049 | 2.869 | 3.3295 | 3.16 | 3.6746 | 3.921 | 2.9183 | 3.2404 | 3.3302 | 4.0141 | 4.6672 | 4.7002 | 4.182 | 3.5192 | 3.5808 | 3.5731 | 3.5477 | 3.6206 | 3.9659 | 3.8007 | 3.1831 | 3.7566 | 3.3625 | 3.3561 | 3.1724
Program Specific1-in-2Size: Over 200kWSouth of Lugo2018Typical Event Day | Program Specific | 1-in-2 | Size: Over 200kW | South of Lugo | 2018 | Typical Event Day | 8 | 121.9047 | 118.9537 | 115.1741 | 115.6246 | 123.9753 | 143.1941 | 170.6868 | 192.2057 | 206.6729 | 220.8807 | 233.339 | 235.8605 | 231.0488 | 232.3303 | 229.3441 | 221.03 | 210.0249 | 198.5268 | 182.914 | 176.7525 | 170.6248 | 158.6392 | 142.0563 | 132.319 | -2.9244 | -3.1659 | -2.9901 | -2.861 | -3.0595 | -2.4585 | -3.3033 | -2.9321 | -4.2482 | -4.2412 | -3.7603 | -2.7004 | -3.0817 | 0.57074 | 8.8002 | 8.5344 | 6.2907 | 5.8398 | -0.80785 | -1.9517 | -1.4025 | -1.8923 | -1.7841 | -1.7416 | 67.6224 | 67.1136 | 66.5953 | 66.0507 | 65.7688 | 65.4226 | 65.2342 | 65.5003 | 67.5724 | 71.412 | 75.5486 | 79.007 | 81.1037 | 82.3476 | 83.1463 | 83.3384 | 84.1649 | 83.6383 | 82.2897 | 79.6548 | 75.9358 | 73.072 | 71.5375 | 70.6237 | 3.2427 | 3.7737 | 3.5608 | 4.1098 | 4.4629 | 3.3926 | 3.7359 | 3.878 | 4.667 | 5.5451 | 5.817 | 5.2526 | 4.418 | 4.5743 | 4.6096 | 4.6244 | 4.5932 | 4.7684 | 4.4176 | 3.6897 | 4.433 | 3.9018 | 3.9458 | 3.6829
Program Specific1-in-2Size: Over 200kWSouth of Lugo2019January Monthly Peak | Program Specific | 1-in-2 | Size: Over 200kW | South of Lugo | 2019 | January Monthly Peak | 1 | 102.1772 | 99.4178 | 96.7196 | 97.4697 | 103.0261 | 117.9302 | 142.3854 | 157.9014 | 169.6213 | 180.2979 | 185.9742 | 188.5637 | 187.6155 | 188.9251 | 184.8122 | 175.5585 | 168.0703 | 166.4849 | 157.9609 | 151.7721 | 143.3763 | 132.9789 | 118.209 | 110.7363 | -2.0476 | -1.7666 | -1.9789 | -2.1506 | -2.574 | -1.9033 | -2.4214 | -2.3683 | -4.6087 | -3.5974 | -2.7655 | -1.9182 | -2.8391 | 0.7269 | 7.5556 | 7.1518 | 4.4703 | 4.8638 | -1.4456 | -1.653 | -0.28929 | -0.77396 | -0.5253 | -0.44403 | 56.7248 | 56.0311 | 55.7258 | 55.4674 | 54.8475 | 54.6074 | 55.1584 | 55.1713 | 55.758 | 56.905 | 58.3126 | 58.933 | 59.9746 | 60.8789 | 61.6717 | 61.2811 | 61.6359 | 61.3629 | 60.3599 | 59.2304 | 58.6278 | 58.2161 | 57.2751 | 56.1094 | 2.9126 | 3.3797 | 3.2043 | 3.7125 | 3.9743 | 2.9941 | 3.3396 | 3.4139 | 4.1045 | 4.8503 | 4.9681 | 4.4999 | 3.8443 | 3.986 | 3.9804 | 3.936 | 3.9388 | 4.2851 | 4.088 | 3.395 | 3.9917 | 3.5048 | 3.5185 | 3.3028
Program Specific1-in-2Size: Over 200kWSouth of Lugo2019February Monthly Peak | Program Specific | 1-in-2 | Size: Over 200kW | South of Lugo | 2019 | February Monthly Peak | 2 | 102.2479 | 99.4914 | 96.7927 | 97.5139 | 103.1214 | 117.9871 | 142.7103 | 158.4207 | 170.0936 | 180.4371 | 185.7085 | 187.9536 | 186.7888 | 187.9275 | 183.7742 | 174.5405 | 167.3288 | 165.9552 | 157.6151 | 151.7058 | 143.3789 | 133.0034 | 118.1063 | 110.6721 | -2.049 | -1.7679 | -1.9804 | -2.1516 | -2.5764 | -1.9042 | -2.4269 | -2.3761 | -4.6215 | -3.6002 | -2.7616 | -1.912 | -2.8266 | 0.72306 | 7.5131 | 7.1104 | 4.4506 | 4.8483 | -1.4425 | -1.6523 | -0.28929 | -0.7741 | -0.52485 | -0.44377 | 52.2479 | 51.5067 | 51.2063 | 50.8444 | 50.3768 | 49.9564 | 49.5964 | 49.8366 | 51.2186 | 54.8939 | 59.1813 | 63.3779 | 65.0218 | 65.9661 | 66.1672 | 65.0566 | 64.1417 | 63.6386 | 61.1825 | 59.2613 | 58.5033 | 57.5081 | 56.4036 | 55.031 | 2.9146 | 3.3822 | 3.2067 | 3.7142 | 3.978 | 2.9955 | 3.3472 | 3.4252 | 4.116 | 4.854 | 4.961 | 4.4854 | 3.8273 | 3.9649 | 3.9581 | 3.9132 | 3.9214 | 4.2715 | 4.0791 | 3.3936 | 3.9918 | 3.5055 | 3.5154 | 3.3009
Program Specific1-in-2Size: Over 200kWSouth of Lugo2019March Monthly Peak | Program Specific | 1-in-2 | Size: Over 200kW | South of Lugo | 2019 | March Monthly Peak | 3 | 109.8123 | 106.7999 | 102.0503 | 102.4849 | 108.4508 | 123.7688 | 148.5505 | 168.5854 | 183.1924 | 193.3121 | 198.8405 | 200.73 | 198.1695 | 199.6622 | 197.5031 | 189.943 | 182.8664 | 174.0074 | 161.3708 | 160.9448 | 154.5187 | 144.2608 | 127.518 | 117.6863 | -2.2006 | -1.8977 | -2.0879 | -2.2613 | -2.7096 | -1.9975 | -2.5262 | -2.5285 | -4.9774 | -3.8571 | -2.9569 | -2.0419 | -2.9988 | 0.76822 | 8.0744 | 7.7378 | 4.8638 | 5.0836 | -1.4768 | -1.7529 | -0.31177 | -0.83962 | -0.56667 | -0.47189 | 54.4162 | 53.236 | 52.7425 | 52.7495 | 52.3804 | 51.8758 | 51.3908 | 51.7359 | 53.249 | 54.713 | 56.9391 | 60.0015 | 62.5041 | 64.5045 | 65.2674 | 65.741 | 64.9647 | 63.823 | 60.8938 | 58.5282 | 57.7364 | 56.8728 | 55.6994 | 54.1 | 3.1302 | 3.6307 | 3.3809 | 3.9035 | 4.1835 | 3.1423 | 3.4842 | 3.6449 | 4.4329 | 5.2004 | 5.3118 | 4.7903 | 4.0605 | 4.2125 | 4.2538 | 4.2585 | 4.2855 | 4.4787 | 4.1763 | 3.6002 | 4.3019 | 3.8022 | 3.7956 | 3.5101
Program Specific1-in-2Size: Over 200kWSouth of Lugo2019April Monthly Peak | Program Specific | 1-in-2 | Size: Over 200kW | South of Lugo | 2019 | April Monthly Peak | 4 | 110.2525 | 107.0941 | 102.2773 | 102.8666 | 108.5907 | 124.3536 | 148.3118 | 168.255 | 184.1882 | 196.8362 | 205.0846 | 208.9563 | 207.7036 | 210.1593 | 208.1301 | 200.2357 | 191.2593 | 180.7719 | 166.3295 | 164.0221 | 156.6866 | 145.9088 | 129.3873 | 119.1765 | -2.2094 | -1.903 | -2.0926 | -2.2697 | -2.7131 | -2.0069 | -2.5222 | -2.5236 | -5.0044 | -3.9274 | -3.0497 | -2.1256 | -3.1431 | 0.8086 | 8.5089 | 8.1571 | 5.0871 | 5.2812 | -1.5222 | -1.7864 | -0.31614 | -0.84921 | -0.57498 | -0.47787 | 60.9596 | 60.4115 | 59.7615 | 59.3565 | 58.5065 | 57.9519 | 57.7081 | 57.8027 | 59.5407 | 62.7813 | 66.638 | 70.4643 | 73.8818 | 74.8993 | 74.5328 | 73.909 | 72.4227 | 71.0802 | 69.4123 | 67.7618 | 64.9633 | 64.2868 | 63.1052 | 61.4692 | 3.1427 | 3.6407 | 3.3884 | 3.9181 | 4.1889 | 3.1572 | 3.4786 | 3.6378 | 4.457 | 5.2952 | 5.4786 | 4.9866 | 4.2559 | 4.434 | 4.4827 | 4.4892 | 4.4822 | 4.6528 | 4.3046 | 3.6691 | 4.3623 | 3.8456 | 3.8512 | 3.5545
Program Specific1-in-2Size: Over 200kWSouth of Lugo2019May Monthly Peak | Program Specific | 1-in-2 | Size: Over 200kW | South of Lugo | 2019 | May Monthly Peak | 5 | 116.7379 | 114.097 | 108.8407 | 109.3499 | 115.9187 | 132.2682 | 156.0107 | 181.0202 | 200.1094 | 215.3466 | 224.243 | 226.2804 | 222.5577 | 223.7204 | 221.0888 | 211.9025 | 201.1571 | 188.8048 | 173.9752 | 167.5914 | 162.8462 | 151.5594 | 136.2246 | 126.4212 | -2.3394 | -2.0274 | -2.2269 | -2.4128 | -2.8962 | -2.1347 | -2.6531 | -2.715 | -5.437 | -4.2967 | -3.3346 | -2.3018 | -3.3678 | 0.86078 | 9.0386 | 8.6324 | 5.3503 | 5.5158 | -1.5922 | -1.8253 | -0.32857 | -0.8821 | -0.60536 | -0.50692 | 62.8837 | 61.9158 | 60.9286 | 60.5508 | 60.2873 | 59.5445 | 59.5723 | 60.2273 | 62.3721 | 65.0532 | 68.63 | 71.9998 | 74.8768 | 75.5677 | 75.3025 | 75.2687 | 75.8016 | 75.9798 | 74.907 | 72.4038 | 68.5195 | 65.7646 | 65.0356 | 64.2483 | 3.3276 | 3.8787 | 3.6059 | 4.165 | 4.4716 | 3.3581 | 3.6591 | 3.9138 | 4.8423 | 5.7932 | 5.9904 | 5.4 | 4.5602 | 4.7201 | 4.7618 | 4.7508 | 4.7142 | 4.8596 | 4.5025 | 3.7489 | 4.5338 | 3.9945 | 4.0547 | 3.7706
Program Specific1-in-2Size: Over 200kWSouth of Lugo2019June Monthly Peak | Program Specific | 1-in-2 | Size: Over 200kW | South of Lugo | 2019 | June Monthly Peak | 6 | 123.5973 | 119.7022 | 114.8556 | 114.7502 | 122.6806 | 140.5499 | 163.6021 | 187.0903 | 204.5675 | 218.0143 | 226.2912 | 227.9762 | 222.5399 | 223.7046 | 221.9371 | 213.9871 | 204.2994 | 193.2443 | 178.3089 | 172.05 | 168.078 | 157.3719 | 142.993 | 132.8075 | -2.5864 | -2.3646 | -2.4917 | -2.6009 | -3.0567 | -2.3008 | -2.8683 | -2.8169 | -5.2545 | -4.3132 | -3.4283 | -2.3844 | -3.278 | 0.7909 | 8.9483 | 8.6153 | 5.5877 | 5.6543 | -1.4424 | -1.8797 | -0.57302 | -1.1316 | -0.89581 | -0.80524 | 64.8567 | 64.3285 | 63.48 | 63.0629 | 62.8144 | 62.5584 | 62.3072 | 62.7344 | 64.9495 | 68.5406 | 71.4837 | 73.8979 | 74.656 | 75.6421 | 75.918 | 76.8699 | 78.3457 | 78.6644 | 78.3592 | 75.6848 | 72.3798 | 68.8199 | 66.8558 | 66.2001 | 3.4522 | 3.9874 | 3.7285 | 4.2827 | 4.6372 | 3.4965 | 3.76 | 3.9636 | 4.8505 | 5.7469 | 5.9235 | 5.331 | 4.4681 | 4.6248 | 4.6838 | 4.701 | 4.6915 | 4.8737 | 4.5218 | 3.7712 | 4.5853 | 4.0643 | 4.1705 | 3.8814
Program Specific1-in-2Size: Over 200kWSouth of Lugo2019July Monthly Peak | Program Specific | 1-in-2 | Size: Over 200kW | South of Lugo | 2019 | July Monthly Peak | 7 | 125.5349 | 121.9186 | 117.7684 | 117.9636 | 126.7371 | 145.1475 | 170.8029 | 193.8822 | 208.839 | 220.5632 | 230.8421 | 232.0165 | 226.5626 | 226.5989 | 224.2735 | 218.666 | 208.8609 | 197.4502 | 182.0403 | 174.9611 | 171.6363 | 160.3718 | 145.0467 | 134.9752 | -2.9096 | -3.0232 | -2.9243 | -2.8539 | -3.1356 | -2.4613 | -3.2232 | -2.9475 | -4.5766 | -4.2691 | -3.661 | -2.5955 | -3.1054 | 0.62144 | 8.7214 | 8.5387 | 6.1118 | 5.7999 | -0.98114 | -1.9265 | -1.1921 | -1.7116 | -1.5797 | -1.5226 | 65.1342 | 65.0857 | 65.2536 | 65.4717 | 65.3908 | 65.1346 | 64.9511 | 65.3636 | 67.5781 | 70.7102 | 74.6882 | 77.8699 | 79.3097 | 80.3838 | 81.4639 | 81.831 | 82.6476 | 82.3629 | 81.2684 | 78.6944 | 74.8452 | 71.4452 | 69.7649 | 68.7708 | 3.3705 | 3.9039 | 3.675 | 4.2321 | 4.605 | 3.471 | 3.7734 | 3.9484 | 4.76 | 5.5888 | 5.8085 | 5.2153 | 4.3726 | 4.5031 | 4.5498 | 4.6177 | 4.6104 | 4.7869 | 4.4376 | 3.6864 | 4.5009 | 3.9813 | 4.0665 | 3.7919
Program Specific1-in-2Size: Over 200kWSouth of Lugo2019August Monthly Peak | Program Specific | 1-in-2 | Size: Over 200kW | South of Lugo | 2019 | August Monthly Peak | 8 | 124.0778 | 120.7921 | 116.8312 | 117.2591 | 125.7323 | 145.5401 | 174.8236 | 198.9523 | 216.1624 | 232.0341 | 245.6034 | 248.2117 | 243.6134 | 244.8848 | 241.6438 | 232.7584 | 220.885 | 208.2735 | 190.6812 | 183.7432 | 176.2702 | 163.261 | 145.3895 | 135.2353 | -3.3743 | -4.0821 | -3.5549 | -3.1565 | -3.0715 | -2.6205 | -3.7165 | -3.0764 | -3.2825 | -4.3138 | -4.2061 | -3.099 | -2.8944 | 0.3251 | 8.7796 | 8.5857 | 7.2174 | 6.1604 | -0.10927 | -2.0514 | -2.3363 | -2.7568 | -2.7836 | -2.7845 | 72.1762 | 71.3368 | 70.6397 | 69.6032 | 69.2933 | 68.6158 | 68.3587 | 68.8738 | 71.0744 | 75.7193 | 80.9212 | 84.7393 | 86.568 | 87.3576 | 88.2828 | 87.9736 | 89.1951 | 88.4129 | 86.7869 | 84.14 | 79.0425 | 76.0524 | 74.5412 | 73.3456 | 3.2759 | 3.8033 | 3.585 | 4.1367 | 4.4923 | 3.4224 | 3.7978 | 3.9841 | 4.8448 | 5.7815 | 6.0769 | 5.4863 | 4.6234 | 4.7854 | 4.8204 | 4.8333 | 4.7946 | 4.9651 | 4.5707 | 3.8069 | 4.5454 | 3.9855 | 4.0082 | 3.7359
Program Specific1-in-2Size: Over 200kWSouth of Lugo2019September Monthly Peak | Program Specific | 1-in-2 | Size: Over 200kW | South of Lugo | 2019 | September Monthly Peak | 9 | 123.3132 | 120.8006 | 116.2777 | 116.8557 | 126.0247 | 146.929 | 178.4892 | 202.3134 | 221.7684 | 238.6312 | 250.5814 | 252.2014 | 246.8855 | 248.118 | 242.8703 | 231.3796 | 219.2069 | 204.9577 | 188.5121 | 184.2613 | 174.471 | 160.8875 | 143.9316 | 133.7569 | -3.0407 | -3.3962 | -3.1272 | -2.9445 | -3.1035 | -2.5483 | -3.5254 | -3.0951 | -4.3098 | -4.5516 | -4.091 | -2.942 | -3.2178 | 0.55104 | 9.2159 | 8.8507 | 6.6903 | 6.0359 | -0.6813 | -2.0393 | -1.6175 | -2.0856 | -2.0056 | -1.9679 | 68.3225 | 67.7032 | 67.0078 | 66.0651 | 65.5768 | 65.3816 | 65.3196 | 65.0293 | 66.6877 | 70.6781 | 75.1013 | 79.5208 | 83.8812 | 86.0069 | 86.9204 | 86.6792 | 86.471 | 85.113 | 82.7443 | 80.1001 | 77.4757 | 75.9704 | 74.988 | 74.1782 | 3.2623 | 3.8113 | 3.5752 | 4.1308 | 4.5119 | 3.4621 | 3.8853 | 4.0596 | 4.9805 | 5.9579 | 6.2127 | 5.5858 | 4.6949 | 4.8584 | 4.8547 | 4.8144 | 4.7677 | 4.896 | 4.5279 | 3.8254 | 4.5081 | 3.9355 | 3.976 | 3.7025
Program Specific1-in-2Size: Over 200kWSouth of Lugo2019October Monthly Peak | Program Specific | 1-in-2 | Size: Over 200kW | South of Lugo | 2019 | October Monthly Peak | 10 | 105.6127 | 102.2176 | 99.1913 | 100.1225 | 105.5096 | 121.7881 | 147.4593 | 166.2564 | 183.3615 | 199.6519 | 210.4814 | 215.8828 | 216.9936 | 219.6012 | 215.3328 | 204.8783 | 193.6704 | 188.4148 | 174.8489 | 165.0849 | 153.6955 | 141.2543 | 125.1039 | 116.5712 | -2.6238 | -2.9161 | -2.6932 | -2.5355 | -2.5968 | -2.1182 | -2.9287 | -2.5455 | -3.5066 | -3.8011 | -3.4486 | -2.5313 | -2.81 | 0.47341 | 8.1456 | 7.8166 | 5.9413 | 5.5505 | -0.59315 | -1.8283 | -1.4695 | -1.8715 | -1.7908 | -1.765 | 68.3553 | 67.8827 | 66.9446 | 65.9681 | 65.486 | 64.1455 | 63.8124 | 63.9938 | 65.6181 | 69.958 | 76.3144 | 82.0275 | 85.6951 | 87.3251 | 88.8722 | 87.9039 | 86.3058 | 83.7917 | 81.5819 | 79.2432 | 76.77 | 74.6242 | 72.8435 | 71.1805 | 2.7907 | 3.2213 | 3.0463 | 3.5352 | 3.773 | 2.8663 | 3.2061 | 3.3322 | 4.1132 | 4.9789 | 5.2124 | 4.7758 | 4.1217 | 4.295 | 4.2993 | 4.2581 | 4.2075 | 4.4956 | 4.1948 | 3.4233 | 3.9667 | 3.4512 | 3.4519 | 3.2231
Program Specific1-in-2Size: Over 200kWSouth of Lugo2019November Monthly Peak | Program Specific | 1-in-2 | Size: Over 200kW | South of Lugo | 2019 | November Monthly Peak | 11 | 104.2395 | 100.1226 | 97.1272 | 99.0801 | 104.803 | 120.8456 | 142.8555 | 160.1765 | 176.329 | 188.8261 | 197.1538 | 200.2368 | 198.8286 | 199.8752 | 196.2128 | 186.7769 | 178.1078 | 173.6944 | 162.7173 | 154.9451 | 145.7888 | 135.4105 | 119.3074 | 111.1748 | -2.0889 | -1.7791 | -1.9872 | -2.1862 | -2.6184 | -1.9503 | -2.4294 | -2.4024 | -4.7909 | -3.7676 | -2.9318 | -2.0369 | -3.0088 | 0.76903 | 8.0217 | 7.6088 | 4.7373 | 5.0744 | -1.4891 | -1.6876 | -0.29416 | -0.78811 | -0.53019 | -0.44578 | 57.8024 | 56.5606 | 55.8249 | 55.2028 | 54.4488 | 53.817 | 53.3236 | 53.6118 | 57.3575 | 60.4245 | 66.0987 | 71.4043 | 75.4138 | 77.0162 | 76.7013 | 75.8039 | 73.1139 | 68.9764 | 65.1483 | 63.4814 | 62.3259 | 61.109 | 60.004 | 59.3115 | 2.9713 | 3.4037 | 3.2178 | 3.7738 | 4.0428 | 3.0681 | 3.3506 | 3.4631 | 4.2668 | 5.0797 | 5.2668 | 4.7785 | 4.074 | 4.217 | 4.226 | 4.1875 | 4.174 | 4.4707 | 4.2111 | 3.466 | 4.0589 | 3.5689 | 3.5512 | 3.3159
Program Specific1-in-2Size: Over 200kWSouth of Lugo2019December Monthly Peak | Program Specific | 1-in-2 | Size: Over 200kW | South of Lugo | 2019 | December Monthly Peak | 12 | 100.6503 | 97.9406 | 95.3831 | 96.4733 | 101.6445 | 114.9446 | 138.1569 | 154.0295 | 165.8857 | 173.4906 | 175.9431 | 175.2415 | 171.7524 | 169.7223 | 165.9014 | 158.2405 | 154.4941 | 154.0848 | 146.8571 | 142.299 | 134.9295 | 127.5771 | 112.753 | 106.3655 | -2.017 | -1.7403 | -1.9515 | -2.1286 | -2.5395 | -1.8551 | -2.3495 | -2.3102 | -4.5072 | -3.4616 | -2.6164 | -1.7826 | -2.599 | 0.65302 | 6.7825 | 6.4463 | 4.1092 | 4.5015 | -1.344 | -1.5498 | -0.27225 | -0.74252 | -0.50106 | -0.4265 | 51.2913 | 49.9631 | 47.859 | 46.9305 | 46.2176 | 45.4287 | 45.501 | 45.4913 | 46.2869 | 49.4814 | 52.712 | 54.8229 | 56.2526 | 56.579 | 57.3734 | 57.249 | 56.362 | 55.2015 | 53.9401 | 53.3509 | 52.6512 | 51.4001 | 50.4909 | 49.4049 | 2.869 | 3.3295 | 3.16 | 3.6746 | 3.921 | 2.9183 | 3.2404 | 3.3302 | 4.0141 | 4.6672 | 4.7002 | 4.182 | 3.5192 | 3.5808 | 3.5731 | 3.5477 | 3.6206 | 3.9659 | 3.8007 | 3.1831 | 3.7566 | 3.3625 | 3.3561 | 3.1724
Program Specific1-in-2Size: Over 200kWSouth of Lugo2019Typical Event Day | Program Specific | 1-in-2 | Size: Over 200kW | South of Lugo | 2019 | Typical Event Day | 8 | 121.9047 | 118.9537 | 115.1741 | 115.6246 | 123.9753 | 143.1941 | 170.6868 | 192.2057 | 206.6729 | 220.8807 | 233.339 | 235.8605 | 231.0488 | 232.3303 | 229.3441 | 221.03 | 210.0249 | 198.5268 | 182.914 | 176.7525 | 170.6248 | 158.6393 | 142.0563 | 132.319 | -2.9244 | -3.1659 | -2.9901 | -2.861 | -3.0595 | -2.4585 | -3.3033 | -2.9321 | -4.2482 | -4.2412 | -3.7603 | -2.7004 | -3.0817 | 0.57074 | 8.8002 | 8.5344 | 6.2907 | 5.8398 | -0.80785 | -1.9517 | -1.4025 | -1.8923 | -1.7841 | -1.7416 | 67.6224 | 67.1136 | 66.5953 | 66.0507 | 65.7688 | 65.4226 | 65.2342 | 65.5003 | 67.5724 | 71.412 | 75.5486 | 79.007 | 81.1037 | 82.3476 | 83.1463 | 83.3384 | 84.1649 | 83.6383 | 82.2897 | 79.6548 | 75.9358 | 73.072 | 71.5375 | 70.6237 | 3.2427 | 3.7737 | 3.5608 | 4.1098 | 4.4629 | 3.3926 | 3.7359 | 3.878 | 4.667 | 5.5451 | 5.817 | 5.2526 | 4.418 | 4.5743 | 4.6096 | 4.6244 | 4.5932 | 4.7684 | 4.4176 | 3.6897 | 4.433 | 3.9018 | 3.9458 | 3.6829
Program Specific1-in-2Size: Over 200kWSouth of Lugo2020January Monthly Peak | Program Specific | 1-in-2 | Size: Over 200kW | South of Lugo | 2020 | January Monthly Peak | 1 | 102.1772 | 99.4178 | 96.7196 | 97.4697 | 103.0261 | 117.9302 | 142.3854 | 157.9014 | 169.6213 | 180.2979 | 185.9742 | 188.5637 | 187.6155 | 188.9251 | 184.8122 | 175.5585 | 168.0703 | 166.4849 | 157.9608 | 151.772 | 143.3763 | 132.9789 | 118.209 | 110.7363 | -2.0476 | -1.7666 | -1.9789 | -2.1506 | -2.574 | -1.9033 | -2.4214 | -2.3683 | -4.6087 | -3.5974 | -2.7655 | -1.9182 | -2.8391 | 0.7269 | 7.5556 | 7.1518 | 4.4703 | 4.8638 | -1.4456 | -1.653 | -0.28929 | -0.77396 | -0.5253 | -0.44403 | 56.7248 | 56.0311 | 55.7258 | 55.4674 | 54.8475 | 54.6074 | 55.1584 | 55.1713 | 55.758 | 56.905 | 58.3126 | 58.933 | 59.9746 | 60.8789 | 61.6717 | 61.2811 | 61.6359 | 61.363 | 60.3599 | 59.2304 | 58.6278 | 58.2161 | 57.2751 | 56.1094 | 2.9126 | 3.3797 | 3.2043 | 3.7125 | 3.9743 | 2.9941 | 3.3396 | 3.4139 | 4.1045 | 4.8503 | 4.9681 | 4.4999 | 3.8443 | 3.986 | 3.9804 | 3.936 | 3.9388 | 4.2851 | 4.088 | 3.395 | 3.9917 | 3.5048 | 3.5185 | 3.3028
Program Specific1-in-2Size: Over 200kWSouth of Lugo2020February Monthly Peak | Program Specific | 1-in-2 | Size: Over 200kW | South of Lugo | 2020 | February Monthly Peak | 2 | 102.2479 | 99.4914 | 96.7927 | 97.5139 | 103.1214 | 117.9871 | 142.7103 | 158.4207 | 170.0936 | 180.4371 | 185.7085 | 187.9536 | 186.7888 | 187.9275 | 183.7742 | 174.5405 | 167.3288 | 165.9552 | 157.615 | 151.7058 | 143.3789 | 133.0034 | 118.1063 | 110.6721 | -2.049 | -1.7679 | -1.9804 | -2.1516 | -2.5764 | -1.9042 | -2.4269 | -2.3761 | -4.6215 | -3.6002 | -2.7616 | -1.912 | -2.8266 | 0.72306 | 7.5131 | 7.1104 | 4.4506 | 4.8483 | -1.4425 | -1.6523 | -0.28929 | -0.7741 | -0.52485 | -0.44377 | 52.2479 | 51.5067 | 51.2063 | 50.8444 | 50.3768 | 49.9564 | 49.5964 | 49.8366 | 51.2186 | 54.8939 | 59.1813 | 63.3779 | 65.0218 | 65.9661 | 66.1672 | 65.0566 | 64.1417 | 63.6386 | 61.1825 | 59.2613 | 58.5033 | 57.5081 | 56.4036 | 55.031 | 2.9146 | 3.3822 | 3.2067 | 3.7142 | 3.978 | 2.9955 | 3.3472 | 3.4252 | 4.116 | 4.854 | 4.961 | 4.4854 | 3.8273 | 3.9649 | 3.9581 | 3.9132 | 3.9214 | 4.2715 | 4.0791 | 3.3936 | 3.9918 | 3.5055 | 3.5154 | 3.3009
Program Specific1-in-2Size: Over 200kWSouth of Lugo2020March Monthly Peak | Program Specific | 1-in-2 | Size: Over 200kW | South of Lugo | 2020 | March Monthly Peak | 3 | 109.8123 | 106.7999 | 102.0503 | 102.4849 | 108.4508 | 123.7688 | 148.5505 | 168.5854 | 183.1924 | 193.3121 | 198.8405 | 200.73 | 198.1695 | 199.6622 | 197.5031 | 189.9429 | 182.8664 | 174.0074 | 161.3708 | 160.9448 | 154.5187 | 144.2608 | 127.518 | 117.6863 | -2.2006 | -1.8977 | -2.0879 | -2.2613 | -2.7096 | -1.9975 | -2.5262 | -2.5285 | -4.9774 | -3.8571 | -2.9569 | -2.0419 | -2.9988 | 0.76822 | 8.0744 | 7.7378 | 4.8638 | 5.0836 | -1.4768 | -1.7529 | -0.31177 | -0.83962 | -0.56667 | -0.47189 | 54.4162 | 53.236 | 52.7425 | 52.7495 | 52.3804 | 51.8758 | 51.3908 | 51.7359 | 53.249 | 54.713 | 56.9391 | 60.0015 | 62.5041 | 64.5045 | 65.2674 | 65.741 | 64.9647 | 63.823 | 60.8938 | 58.5282 | 57.7364 | 56.8728 | 55.6994 | 54.1 | 3.1302 | 3.6307 | 3.3809 | 3.9035 | 4.1835 | 3.1423 | 3.4842 | 3.6449 | 4.4329 | 5.2004 | 5.3118 | 4.7903 | 4.0605 | 4.2125 | 4.2538 | 4.2585 | 4.2855 | 4.4787 | 4.1763 | 3.6002 | 4.302 | 3.8022 | 3.7956 | 3.5101
Program Specific1-in-2Size: Over 200kWSouth of Lugo2020April Monthly Peak | Program Specific | 1-in-2 | Size: Over 200kW | South of Lugo | 2020 | April Monthly Peak | 4 | 110.2525 | 107.0941 | 102.2773 | 102.8666 | 108.5907 | 124.3536 | 148.3118 | 168.255 | 184.1882 | 196.8362 | 205.0846 | 208.9563 | 207.7036 | 210.1593 | 208.1301 | 200.2357 | 191.2593 | 180.7719 | 166.3295 | 164.0221 | 156.6866 | 145.9088 | 129.3873 | 119.1765 | -2.2094 | -1.903 | -2.0926 | -2.2697 | -2.7131 | -2.0069 | -2.5222 | -2.5236 | -5.0044 | -3.9274 | -3.0497 | -2.1256 | -3.1431 | 0.8086 | 8.5089 | 8.1571 | 5.0871 | 5.2812 | -1.5222 | -1.7864 | -0.31614 | -0.84921 | -0.57498 | -0.47787 | 60.9596 | 60.4115 | 59.7615 | 59.3565 | 58.5065 | 57.9519 | 57.7081 | 57.8027 | 59.5407 | 62.7813 | 66.638 | 70.4643 | 73.8818 | 74.8993 | 74.5328 | 73.909 | 72.4227 | 71.0802 | 69.4123 | 67.7618 | 64.9633 | 64.2868 | 63.1052 | 61.4692 | 3.1427 | 3.6407 | 3.3884 | 3.9181 | 4.1889 | 3.1572 | 3.4786 | 3.6378 | 4.457 | 5.2952 | 5.4786 | 4.9866 | 4.2559 | 4.434 | 4.4827 | 4.4892 | 4.4822 | 4.6528 | 4.3046 | 3.6691 | 4.3623 | 3.8456 | 3.8512 | 3.5545
Program Specific1-in-2Size: Over 200kWSouth of Lugo2020May Monthly Peak | Program Specific | 1-in-2 | Size: Over 200kW | South of Lugo | 2020 | May Monthly Peak | 5 | 116.7379 | 114.097 | 108.8407 | 109.3499 | 115.9187 | 132.2682 | 156.0107 | 181.0202 | 200.1094 | 215.3466 | 224.243 | 226.2804 | 222.5576 | 223.7204 | 221.0888 | 211.9025 | 201.1571 | 188.8048 | 173.9752 | 167.5913 | 162.8463 | 151.5594 | 136.2246 | 126.4212 | -2.3394 | -2.0274 | -2.2269 | -2.4128 | -2.8962 | -2.1347 | -2.6531 | -2.715 | -5.437 | -4.2967 | -3.3346 | -2.3018 | -3.3678 | 0.86078 | 9.0386 | 8.6324 | 5.3503 | 5.5158 | -1.5922 | -1.8253 | -0.32857 | -0.8821 | -0.60536 | -0.50692 | 62.8837 | 61.9158 | 60.9286 | 60.5508 | 60.2873 | 59.5445 | 59.5723 | 60.2273 | 62.3721 | 65.0532 | 68.63 | 71.9998 | 74.8768 | 75.5677 | 75.3025 | 75.2687 | 75.8016 | 75.9798 | 74.907 | 72.4038 | 68.5195 | 65.7646 | 65.0356 | 64.2483 | 3.3276 | 3.8787 | 3.6059 | 4.165 | 4.4716 | 3.3581 | 3.6591 | 3.9138 | 4.8423 | 5.7932 | 5.9904 | 5.4 | 4.5602 | 4.7201 | 4.7618 | 4.7508 | 4.7142 | 4.8596 | 4.5025 | 3.7489 | 4.5338 | 3.9945 | 4.0547 | 3.7706
Program Specific1-in-2Size: Over 200kWSouth of Lugo2020June Monthly Peak | Program Specific | 1-in-2 | Size: Over 200kW | South of Lugo | 2020 | June Monthly Peak | 6 | 123.5973 | 119.7022 | 114.8556 | 114.7502 | 122.6806 | 140.5499 | 163.6021 | 187.0903 | 204.5675 | 218.0143 | 226.2912 | 227.9762 | 222.5399 | 223.7046 | 221.9371 | 213.9871 | 204.2994 | 193.2443 | 178.3089 | 172.05 | 168.078 | 157.3719 | 142.993 | 132.8075 | -2.5864 | -2.3646 | -2.4917 | -2.6009 | -3.0567 | -2.3008 | -2.8683 | -2.8169 | -5.2545 | -4.3132 | -3.4283 | -2.3844 | -3.278 | 0.7909 | 8.9483 | 8.6153 | 5.5877 | 5.6543 | -1.4424 | -1.8797 | -0.57302 | -1.1316 | -0.89581 | -0.80524 | 64.8568 | 64.3285 | 63.48 | 63.0629 | 62.8144 | 62.5584 | 62.3072 | 62.7344 | 64.9495 | 68.5406 | 71.4837 | 73.8979 | 74.656 | 75.6421 | 75.918 | 76.8699 | 78.3457 | 78.6644 | 78.3592 | 75.6848 | 72.3798 | 68.8199 | 66.8557 | 66.2001 | 3.4522 | 3.9874 | 3.7285 | 4.2827 | 4.6372 | 3.4965 | 3.76 | 3.9636 | 4.8505 | 5.7469 | 5.9235 | 5.331 | 4.4681 | 4.6248 | 4.6838 | 4.701 | 4.6915 | 4.8737 | 4.5218 | 3.7712 | 4.5853 | 4.0643 | 4.1705 | 3.8814
Program Specific1-in-2Size: Over 200kWSouth of Lugo2020July Monthly Peak | Program Specific | 1-in-2 | Size: Over 200kW | South of Lugo | 2020 | July Monthly Peak | 7 | 125.5349 | 121.9186 | 117.7684 | 117.9636 | 126.7371 | 145.1475 | 170.8029 | 193.8822 | 208.839 | 220.5632 | 230.8421 | 232.0165 | 226.5626 | 226.5989 | 224.2735 | 218.666 | 208.8609 | 197.4502 | 182.0403 | 174.961 | 171.6363 | 160.3718 | 145.0467 | 134.9752 | -2.9096 | -3.0232 | -2.9243 | -2.8539 | -3.1356 | -2.4613 | -3.2232 | -2.9475 | -4.5766 | -4.2691 | -3.661 | -2.5955 | -3.1054 | 0.62144 | 8.7214 | 8.5387 | 6.1118 | 5.7999 | -0.98114 | -1.9265 | -1.1921 | -1.7116 | -1.5797 | -1.5226 | 65.1342 | 65.0857 | 65.2536 | 65.4717 | 65.3908 | 65.1346 | 64.9511 | 65.3636 | 67.5781 | 70.7102 | 74.6882 | 77.8699 | 79.3097 | 80.3838 | 81.4639 | 81.831 | 82.6477 | 82.3629 | 81.2684 | 78.6944 | 74.8452 | 71.4452 | 69.7649 | 68.7708 | 3.3705 | 3.9039 | 3.675 | 4.2321 | 4.605 | 3.471 | 3.7734 | 3.9484 | 4.76 | 5.5888 | 5.8085 | 5.2153 | 4.3726 | 4.5031 | 4.5498 | 4.6177 | 4.6104 | 4.7869 | 4.4376 | 3.6864 | 4.5009 | 3.9813 | 4.0665 | 3.7919
Program Specific1-in-2Size: Over 200kWSouth of Lugo2020August Monthly Peak | Program Specific | 1-in-2 | Size: Over 200kW | South of Lugo | 2020 | August Monthly Peak | 8 | 124.0778 | 120.7921 | 116.8312 | 117.2591 | 125.7323 | 145.5401 | 174.8236 | 198.9523 | 216.1624 | 232.0341 | 245.6034 | 248.2117 | 243.6134 | 244.8849 | 241.6438 | 232.7584 | 220.885 | 208.2735 | 190.6812 | 183.7432 | 176.2702 | 163.261 | 145.3895 | 135.2353 | -3.3743 | -4.0821 | -3.5549 | -3.1565 | -3.0715 | -2.6205 | -3.7165 | -3.0764 | -3.2825 | -4.3138 | -4.2061 | -3.099 | -2.8944 | 0.3251 | 8.7796 | 8.5857 | 7.2174 | 6.1604 | -0.10927 | -2.0514 | -2.3363 | -2.7568 | -2.7836 | -2.7845 | 72.1762 | 71.3369 | 70.6397 | 69.6032 | 69.2933 | 68.6158 | 68.3587 | 68.8738 | 71.0744 | 75.7193 | 80.9212 | 84.7393 | 86.5681 | 87.3576 | 88.2828 | 87.9736 | 89.1951 | 88.4129 | 86.7869 | 84.14 | 79.0425 | 76.0524 | 74.5412 | 73.3456 | 3.2759 | 3.8033 | 3.585 | 4.1367 | 4.4923 | 3.4224 | 3.7978 | 3.9841 | 4.8448 | 5.7815 | 6.0769 | 5.4863 | 4.6234 | 4.7854 | 4.8204 | 4.8333 | 4.7946 | 4.9651 | 4.5707 | 3.8069 | 4.5454 | 3.9855 | 4.0082 | 3.7359
Program Specific1-in-2Size: Over 200kWSouth of Lugo2020September Monthly Peak | Program Specific | 1-in-2 | Size: Over 200kW | South of Lugo | 2020 | September Monthly Peak | 9 | 123.3132 | 120.8006 | 116.2777 | 116.8557 | 126.0247 | 146.929 | 178.4892 | 202.3134 | 221.7684 | 238.6312 | 250.5814 | 252.2015 | 246.8855 | 248.1181 | 242.8703 | 231.3796 | 219.2069 | 204.9577 | 188.5121 | 184.2613 | 174.471 | 160.8875 | 143.9316 | 133.7569 | -3.0407 | -3.3962 | -3.1272 | -2.9445 | -3.1035 | -2.5483 | -3.5253 | -3.0951 | -4.3098 | -4.5516 | -4.091 | -2.942 | -3.2178 | 0.55104 | 9.2159 | 8.8507 | 6.6903 | 6.0359 | -0.6813 | -2.0393 | -1.6175 | -2.0856 | -2.0056 | -1.9679 | 68.3225 | 67.7032 | 67.0078 | 66.0651 | 65.5768 | 65.3816 | 65.3196 | 65.0293 | 66.6877 | 70.6781 | 75.1013 | 79.5208 | 83.8812 | 86.0069 | 86.9204 | 86.6791 | 86.471 | 85.113 | 82.7443 | 80.1001 | 77.4757 | 75.9704 | 74.988 | 74.1782 | 3.2623 | 3.8113 | 3.5752 | 4.1308 | 4.5119 | 3.4621 | 3.8853 | 4.0596 | 4.9805 | 5.9579 | 6.2127 | 5.5858 | 4.6949 | 4.8584 | 4.8547 | 4.8144 | 4.7677 | 4.896 | 4.5279 | 3.8254 | 4.5081 | 3.9355 | 3.976 | 3.7025
Program Specific1-in-2Size: Over 200kWSouth of Lugo2020October Monthly Peak | Program Specific | 1-in-2 | Size: Over 200kW | South of Lugo | 2020 | October Monthly Peak | 10 | 105.6127 | 102.2177 | 99.1913 | 100.1225 | 105.5096 | 121.7881 | 147.4593 | 166.2564 | 183.3615 | 199.6519 | 210.4814 | 215.8828 | 216.9936 | 219.6012 | 215.3328 | 204.8783 | 193.6704 | 188.4148 | 174.8489 | 165.0849 | 153.6955 | 141.2543 | 125.1039 | 116.5712 | -2.6238 | -2.9161 | -2.6932 | -2.5355 | -2.5968 | -2.1182 | -2.9287 | -2.5455 | -3.5066 | -3.8011 | -3.4486 | -2.5313 | -2.81 | 0.47341 | 8.1456 | 7.8166 | 5.9413 | 5.5505 | -0.59315 | -1.8283 | -1.4695 | -1.8715 | -1.7908 | -1.765 | 68.3553 | 67.8827 | 66.9446 | 65.9681 | 65.486 | 64.1455 | 63.8124 | 63.9938 | 65.6181 | 69.958 | 76.3143 | 82.0275 | 85.6951 | 87.3251 | 88.8722 | 87.9039 | 86.3058 | 83.7917 | 81.5819 | 79.2432 | 76.77 | 74.6242 | 72.8435 | 71.1805 | 2.7907 | 3.2213 | 3.0463 | 3.5352 | 3.773 | 2.8663 | 3.2061 | 3.3322 | 4.1132 | 4.9789 | 5.2124 | 4.7758 | 4.1217 | 4.295 | 4.2993 | 4.2581 | 4.2075 | 4.4956 | 4.1948 | 3.4233 | 3.9667 | 3.4512 | 3.4519 | 3.2231
Program Specific1-in-2Size: Over 200kWSouth of Lugo2020November Monthly Peak | Program Specific | 1-in-2 | Size: Over 200kW | South of Lugo | 2020 | November Monthly Peak | 11 | 104.2395 | 100.1226 | 97.1272 | 99.0801 | 104.803 | 120.8456 | 142.8555 | 160.1765 | 176.329 | 188.8261 | 197.1538 | 200.2368 | 198.8286 | 199.8752 | 196.2128 | 186.7769 | 178.1078 | 173.6944 | 162.7173 | 154.9451 | 145.7888 | 135.4106 | 119.3074 | 111.1748 | -2.0889 | -1.7791 | -1.9872 | -2.1862 | -2.6184 | -1.9503 | -2.4294 | -2.4024 | -4.7909 | -3.7676 | -2.9318 | -2.0369 | -3.0088 | 0.76903 | 8.0217 | 7.6088 | 4.7373 | 5.0744 | -1.4891 | -1.6876 | -0.29416 | -0.78811 | -0.53019 | -0.44578 | 57.8024 | 56.5606 | 55.8249 | 55.2028 | 54.4488 | 53.817 | 53.3236 | 53.6118 | 57.3575 | 60.4245 | 66.0987 | 71.4043 | 75.4138 | 77.0162 | 76.7013 | 75.8039 | 73.1139 | 68.9764 | 65.1483 | 63.4814 | 62.3259 | 61.109 | 60.004 | 59.3115 | 2.9713 | 3.4037 | 3.2178 | 3.7738 | 4.0428 | 3.0681 | 3.3506 | 3.4631 | 4.2668 | 5.0797 | 5.2668 | 4.7785 | 4.074 | 4.217 | 4.226 | 4.1875 | 4.174 | 4.4707 | 4.2111 | 3.466 | 4.0589 | 3.5689 | 3.5512 | 3.3159
Program Specific1-in-2Size: Over 200kWSouth of Lugo2020December Monthly Peak | Program Specific | 1-in-2 | Size: Over 200kW | South of Lugo | 2020 | December Monthly Peak | 12 | 100.6503 | 97.9406 | 95.3831 | 96.4733 | 101.6445 | 114.9446 | 138.1569 | 154.0295 | 165.8856 | 173.4906 | 175.9431 | 175.2415 | 171.7524 | 169.7223 | 165.9014 | 158.2405 | 154.4941 | 154.0848 | 146.8571 | 142.299 | 134.9295 | 127.5771 | 112.753 | 106.3655 | -2.017 | -1.7403 | -1.9515 | -2.1286 | -2.5395 | -1.8551 | -2.3495 | -2.3102 | -4.5072 | -3.4616 | -2.6164 | -1.7826 | -2.599 | 0.65302 | 6.7825 | 6.4463 | 4.1092 | 4.5015 | -1.344 | -1.5498 | -0.27225 | -0.74252 | -0.50106 | -0.4265 | 51.2913 | 49.9631 | 47.859 | 46.9305 | 46.2176 | 45.4287 | 45.501 | 45.4913 | 46.2869 | 49.4814 | 52.712 | 54.8229 | 56.2526 | 56.579 | 57.3734 | 57.249 | 56.362 | 55.2015 | 53.9401 | 53.3509 | 52.6512 | 51.4001 | 50.4909 | 49.4049 | 2.869 | 3.3295 | 3.16 | 3.6746 | 3.921 | 2.9183 | 3.2404 | 3.3302 | 4.0141 | 4.6672 | 4.7002 | 4.182 | 3.5192 | 3.5808 | 3.5731 | 3.5477 | 3.6206 | 3.9659 | 3.8007 | 3.1831 | 3.7566 | 3.3625 | 3.3561 | 3.1724
Program Specific1-in-2Size: Over 200kWSouth of Lugo2020Typical Event Day | Program Specific | 1-in-2 | Size: Over 200kW | South of Lugo | 2020 | Typical Event Day | 8 | 121.9047 | 118.9537 | 115.1741 | 115.6246 | 123.9753 | 143.1941 | 170.6868 | 192.2057 | 206.6729 | 220.8807 | 233.339 | 235.8605 | 231.0488 | 232.3303 | 229.3441 | 221.03 | 210.0249 | 198.5268 | 182.914 | 176.7526 | 170.6248 | 158.6392 | 142.0563 | 132.319 | -2.9244 | -3.1659 | -2.9901 | -2.861 | -3.0595 | -2.4585 | -3.3033 | -2.9321 | -4.2482 | -4.2412 | -3.7603 | -2.7004 | -3.0817 | 0.57074 | 8.8002 | 8.5344 | 6.2907 | 5.8398 | -0.80785 | -1.9517 | -1.4025 | -1.8923 | -1.7841 | -1.7416 | 67.6224 | 67.1136 | 66.5953 | 66.0507 | 65.7688 | 65.4226 | 65.2342 | 65.5003 | 67.5724 | 71.412 | 75.5486 | 79.007 | 81.1037 | 82.3476 | 83.1463 | 83.3384 | 84.1649 | 83.6383 | 82.2897 | 79.6548 | 75.9358 | 73.072 | 71.5375 | 70.6237 | 3.2427 | 3.7737 | 3.5608 | 4.1098 | 4.4629 | 3.3926 | 3.7359 | 3.878 | 4.667 | 5.5451 | 5.817 | 5.2526 | 4.418 | 4.5743 | 4.6096 | 4.6244 | 4.5932 | 4.7684 | 4.4176 | 3.6897 | 4.433 | 3.9018 | 3.9458 | 3.6829
Program Specific1-in-2Size: Over 200kWSouth of Lugo2021January Monthly Peak | Program Specific | 1-in-2 | Size: Over 200kW | South of Lugo | 2021 | January Monthly Peak | 1 | 102.1772 | 99.4178 | 96.7196 | 97.4697 | 103.0261 | 117.9302 | 142.3854 | 157.9014 | 169.6213 | 180.2979 | 185.9742 | 188.5637 | 187.6155 | 188.9251 | 184.8122 | 175.5585 | 168.0703 | 166.4849 | 157.9608 | 151.772 | 143.3763 | 132.9789 | 118.209 | 110.7363 | -2.0476 | -1.7666 | -1.9789 | -2.1506 | -2.574 | -1.9033 | -2.4214 | -2.3683 | -4.6087 | -3.5974 | -2.7655 | -1.9182 | -2.8391 | 0.7269 | 7.5556 | 7.1518 | 4.4703 | 4.8638 | -1.4456 | -1.653 | -0.28929 | -0.77396 | -0.5253 | -0.44403 | 56.7248 | 56.0311 | 55.7258 | 55.4674 | 54.8475 | 54.6074 | 55.1584 | 55.1713 | 55.758 | 56.905 | 58.3126 | 58.933 | 59.9746 | 60.8789 | 61.6717 | 61.2811 | 61.6359 | 61.363 | 60.3599 | 59.2304 | 58.6278 | 58.2161 | 57.2751 | 56.1094 | 2.9126 | 3.3797 | 3.2043 | 3.7125 | 3.9743 | 2.9941 | 3.3396 | 3.4139 | 4.1045 | 4.8503 | 4.9681 | 4.4999 | 3.8443 | 3.986 | 3.9804 | 3.936 | 3.9388 | 4.2851 | 4.088 | 3.395 | 3.9917 | 3.5048 | 3.5185 | 3.3028
Program Specific1-in-2Size: Over 200kWSouth of Lugo2021February Monthly Peak | Program Specific | 1-in-2 | Size: Over 200kW | South of Lugo | 2021 | February Monthly Peak | 2 | 102.2479 | 99.4914 | 96.7927 | 97.5139 | 103.1214 | 117.9871 | 142.7103 | 158.4207 | 170.0936 | 180.4371 | 185.7085 | 187.9536 | 186.7888 | 187.9275 | 183.7742 | 174.5405 | 167.3288 | 165.9552 | 157.6151 | 151.7058 | 143.3789 | 133.0034 | 118.1063 | 110.6721 | -2.049 | -1.7679 | -1.9804 | -2.1516 | -2.5764 | -1.9042 | -2.4269 | -2.3761 | -4.6215 | -3.6002 | -2.7616 | -1.912 | -2.8266 | 0.72306 | 7.5131 | 7.1104 | 4.4506 | 4.8483 | -1.4425 | -1.6523 | -0.28929 | -0.7741 | -0.52485 | -0.44377 | 52.2478 | 51.5067 | 51.2063 | 50.8444 | 50.3768 | 49.9564 | 49.5964 | 49.8366 | 51.2186 | 54.8939 | 59.1813 | 63.3779 | 65.0218 | 65.9661 | 66.1672 | 65.0566 | 64.1417 | 63.6386 | 61.1825 | 59.2613 | 58.5033 | 57.5081 | 56.4036 | 55.031 | 2.9146 | 3.3822 | 3.2067 | 3.7142 | 3.978 | 2.9955 | 3.3472 | 3.4252 | 4.116 | 4.854 | 4.961 | 4.4854 | 3.8273 | 3.9649 | 3.9581 | 3.9132 | 3.9214 | 4.2715 | 4.0791 | 3.3936 | 3.9918 | 3.5055 | 3.5154 | 3.3009
Program Specific1-in-2Size: Over 200kWSouth of Lugo2021March Monthly Peak | Program Specific | 1-in-2 | Size: Over 200kW | South of Lugo | 2021 | March Monthly Peak | 3 | 109.8123 | 106.7999 | 102.0503 | 102.4849 | 108.4508 | 123.7688 | 148.5505 | 168.5854 | 183.1924 | 193.3121 | 198.8405 | 200.73 | 198.1695 | 199.6622 | 197.5031 | 189.9429 | 182.8664 | 174.0074 | 161.3708 | 160.9448 | 154.5187 | 144.2608 | 127.518 | 117.6863 | -2.2006 | -1.8977 | -2.0879 | -2.2613 | -2.7096 | -1.9975 | -2.5262 | -2.5285 | -4.9774 | -3.8571 | -2.9569 | -2.0419 | -2.9988 | 0.76822 | 8.0744 | 7.7378 | 4.8638 | 5.0836 | -1.4768 | -1.7529 | -0.31177 | -0.83962 | -0.56667 | -0.47189 | 54.4162 | 53.236 | 52.7425 | 52.7495 | 52.3804 | 51.8758 | 51.3908 | 51.7359 | 53.249 | 54.713 | 56.9391 | 60.0015 | 62.5041 | 64.5045 | 65.2674 | 65.741 | 64.9648 | 63.823 | 60.8938 | 58.5282 | 57.7364 | 56.8728 | 55.6994 | 54.1 | 3.1302 | 3.6307 | 3.3809 | 3.9035 | 4.1835 | 3.1423 | 3.4842 | 3.6449 | 4.4329 | 5.2004 | 5.3118 | 4.7903 | 4.0605 | 4.2125 | 4.2538 | 4.2585 | 4.2855 | 4.4787 | 4.1763 | 3.6002 | 4.3019 | 3.8022 | 3.7956 | 3.5101
Program Specific1-in-2Size: Over 200kWSouth of Lugo2021April Monthly Peak | Program Specific | 1-in-2 | Size: Over 200kW | South of Lugo | 2021 | April Monthly Peak | 4 | 110.2525 | 107.0941 | 102.2773 | 102.8666 | 108.5907 | 124.3536 | 148.3118 | 168.255 | 184.1882 | 196.8361 | 205.0846 | 208.9563 | 207.7036 | 210.1593 | 208.1301 | 200.2357 | 191.2593 | 180.7719 | 166.3295 | 164.0221 | 156.6866 | 145.9088 | 129.3872 | 119.1765 | -2.2094 | -1.903 | -2.0926 | -2.2697 | -2.7131 | -2.0069 | -2.5222 | -2.5236 | -5.0044 | -3.9274 | -3.0497 | -2.1256 | -3.1431 | 0.8086 | 8.5089 | 8.1571 | 5.0871 | 5.2812 | -1.5222 | -1.7864 | -0.31614 | -0.84921 | -0.57498 | -0.47787 | 60.9596 | 60.4115 | 59.7615 | 59.3565 | 58.5065 | 57.9519 | 57.7081 | 57.8027 | 59.5407 | 62.7813 | 66.638 | 70.4643 | 73.8818 | 74.8993 | 74.5328 | 73.909 | 72.4227 | 71.0802 | 69.4123 | 67.7618 | 64.9633 | 64.2868 | 63.1052 | 61.4691 | 3.1427 | 3.6407 | 3.3884 | 3.9181 | 4.1889 | 3.1572 | 3.4786 | 3.6378 | 4.457 | 5.2952 | 5.4786 | 4.9866 | 4.2559 | 4.434 | 4.4827 | 4.4892 | 4.4822 | 4.6528 | 4.3046 | 3.6691 | 4.3623 | 3.8456 | 3.8512 | 3.5545
Program Specific1-in-2Size: Over 200kWSouth of Lugo2021May Monthly Peak | Program Specific | 1-in-2 | Size: Over 200kW | South of Lugo | 2021 | May Monthly Peak | 5 | 116.7379 | 114.097 | 108.8407 | 109.3499 | 115.9187 | 132.2682 | 156.0107 | 181.0202 | 200.1094 | 215.3466 | 224.243 | 226.2804 | 222.5577 | 223.7204 | 221.0887 | 211.9025 | 201.1571 | 188.8048 | 173.9752 | 167.5914 | 162.8463 | 151.5594 | 136.2246 | 126.4212 | -2.3394 | -2.0274 | -2.2269 | -2.4128 | -2.8962 | -2.1347 | -2.6531 | -2.715 | -5.437 | -4.2967 | -3.3346 | -2.3018 | -3.3678 | 0.86078 | 9.0386 | 8.6324 | 5.3503 | 5.5158 | -1.5922 | -1.8253 | -0.32857 | -0.8821 | -0.60536 | -0.50692 | 62.8837 | 61.9158 | 60.9286 | 60.5508 | 60.2873 | 59.5445 | 59.5723 | 60.2273 | 62.3721 | 65.0532 | 68.63 | 71.9998 | 74.8768 | 75.5677 | 75.3025 | 75.2687 | 75.8016 | 75.9798 | 74.907 | 72.4038 | 68.5195 | 65.7646 | 65.0356 | 64.2483 | 3.3276 | 3.8787 | 3.6059 | 4.165 | 4.4716 | 3.3581 | 3.6591 | 3.9138 | 4.8423 | 5.7932 | 5.9904 | 5.4 | 4.5602 | 4.7201 | 4.7618 | 4.7508 | 4.7142 | 4.8596 | 4.5025 | 3.7489 | 4.5338 | 3.9945 | 4.0547 | 3.7706
Program Specific1-in-2Size: Over 200kWSouth of Lugo2021June Monthly Peak | Program Specific | 1-in-2 | Size: Over 200kW | South of Lugo | 2021 | June Monthly Peak | 6 | 123.5973 | 119.7023 | 114.8556 | 114.7502 | 122.6806 | 140.5499 | 163.6021 | 187.0904 | 204.5675 | 218.0143 | 226.2912 | 227.9762 | 222.5399 | 223.7046 | 221.937 | 213.9871 | 204.2994 | 193.2443 | 178.3089 | 172.05 | 168.078 | 157.3719 | 142.993 | 132.8075 | -2.5864 | -2.3646 | -2.4917 | -2.6009 | -3.0567 | -2.3008 | -2.8683 | -2.8169 | -5.2545 | -4.3132 | -3.4283 | -2.3844 | -3.278 | 0.7909 | 8.9483 | 8.6153 | 5.5877 | 5.6543 | -1.4424 | -1.8797 | -0.57302 | -1.1316 | -0.89581 | -0.80524 | 64.8568 | 64.3285 | 63.48 | 63.0629 | 62.8144 | 62.5584 | 62.3072 | 62.7344 | 64.9495 | 68.5406 | 71.4837 | 73.8979 | 74.656 | 75.6421 | 75.918 | 76.8699 | 78.3457 | 78.6644 | 78.3592 | 75.6848 | 72.3798 | 68.8199 | 66.8558 | 66.2001 | 3.4522 | 3.9874 | 3.7285 | 4.2827 | 4.6372 | 3.4965 | 3.76 | 3.9636 | 4.8505 | 5.7469 | 5.9235 | 5.331 | 4.4681 | 4.6248 | 4.6838 | 4.701 | 4.6915 | 4.8737 | 4.5218 | 3.7712 | 4.5853 | 4.0643 | 4.1705 | 3.8814
Program Specific1-in-2Size: Over 200kWSouth of Lugo2021July Monthly Peak | Program Specific | 1-in-2 | Size: Over 200kW | South of Lugo | 2021 | July Monthly Peak | 7 | 125.5349 | 121.9186 | 117.7684 | 117.9636 | 126.7371 | 145.1475 | 170.8029 | 193.8822 | 208.839 | 220.5632 | 230.8421 | 232.0165 | 226.5626 | 226.5989 | 224.2734 | 218.666 | 208.8609 | 197.4502 | 182.0402 | 174.961 | 171.6363 | 160.3718 | 145.0467 | 134.9752 | -2.9096 | -3.0232 | -2.9243 | -2.8539 | -3.1356 | -2.4613 | -3.2232 | -2.9475 | -4.5766 | -4.2691 | -3.661 | -2.5955 | -3.1054 | 0.62144 | 8.7214 | 8.5387 | 6.1118 | 5.7999 | -0.98114 | -1.9265 | -1.1921 | -1.7116 | -1.5797 | -1.5226 | 65.1342 | 65.0857 | 65.2536 | 65.4717 | 65.3908 | 65.1346 | 64.9511 | 65.3636 | 67.5781 | 70.7102 | 74.6882 | 77.8699 | 79.3097 | 80.3838 | 81.4639 | 81.831 | 82.6476 | 82.3629 | 81.2684 | 78.6944 | 74.8452 | 71.4452 | 69.7649 | 68.7708 | 3.3705 | 3.9039 | 3.675 | 4.2321 | 4.605 | 3.471 | 3.7734 | 3.9484 | 4.76 | 5.5888 | 5.8085 | 5.2153 | 4.3726 | 4.5031 | 4.5498 | 4.6177 | 4.6104 | 4.7869 | 4.4376 | 3.6864 | 4.5009 | 3.9813 | 4.0665 | 3.7919
Program Specific1-in-2Size: Over 200kWSouth of Lugo2021August Monthly Peak | Program Specific | 1-in-2 | Size: Over 200kW | South of Lugo | 2021 | August Monthly Peak | 8 | 124.0778 | 120.7921 | 116.8312 | 117.2591 | 125.7323 | 145.5401 | 174.8236 | 198.9523 | 216.1624 | 232.0342 | 245.6034 | 248.2117 | 243.6134 | 244.8848 | 241.6439 | 232.7584 | 220.8851 | 208.2735 | 190.6812 | 183.7432 | 176.2702 | 163.261 | 145.3895 | 135.2353 | -3.3743 | -4.0821 | -3.5549 | -3.1565 | -3.0715 | -2.6205 | -3.7165 | -3.0764 | -3.2825 | -4.3138 | -4.2061 | -3.099 | -2.8944 | 0.3251 | 8.7796 | 8.5857 | 7.2174 | 6.1604 | -0.10927 | -2.0514 | -2.3363 | -2.7568 | -2.7836 | -2.7845 | 72.1762 | 71.3368 | 70.6397 | 69.6032 | 69.2933 | 68.6158 | 68.3587 | 68.8738 | 71.0744 | 75.7193 | 80.9212 | 84.7393 | 86.568 | 87.3576 | 88.2828 | 87.9736 | 89.1951 | 88.4129 | 86.7869 | 84.14 | 79.0425 | 76.0524 | 74.5412 | 73.3456 | 3.2759 | 3.8033 | 3.585 | 4.1367 | 4.4923 | 3.4224 | 3.7978 | 3.9841 | 4.8448 | 5.7815 | 6.0769 | 5.4863 | 4.6234 | 4.7854 | 4.8204 | 4.8333 | 4.7946 | 4.9651 | 4.5707 | 3.8069 | 4.5454 | 3.9855 | 4.0082 | 3.7359
Program Specific1-in-2Size: Over 200kWSouth of Lugo2021September Monthly Peak | Program Specific | 1-in-2 | Size: Over 200kW | South of Lugo | 2021 | September Monthly Peak | 9 | 123.3133 | 120.8006 | 116.2777 | 116.8557 | 126.0247 | 146.929 | 178.4892 | 202.3134 | 221.7684 | 238.6312 | 250.5814 | 252.2014 | 246.8855 | 248.1181 | 242.8703 | 231.3796 | 219.2069 | 204.9577 | 188.5121 | 184.2613 | 174.471 | 160.8875 | 143.9316 | 133.7569 | -3.0407 | -3.3962 | -3.1272 | -2.9445 | -3.1035 | -2.5483 | -3.5253 | -3.0951 | -4.3098 | -4.5516 | -4.091 | -2.942 | -3.2178 | 0.55104 | 9.2159 | 8.8507 | 6.6903 | 6.0359 | -0.6813 | -2.0393 | -1.6175 | -2.0856 | -2.0056 | -1.9679 | 68.3225 | 67.7032 | 67.0078 | 66.0651 | 65.5768 | 65.3816 | 65.3196 | 65.0293 | 66.6877 | 70.6781 | 75.1013 | 79.5208 | 83.8812 | 86.0069 | 86.9204 | 86.6792 | 86.471 | 85.113 | 82.7443 | 80.1001 | 77.4757 | 75.9704 | 74.988 | 74.1782 | 3.2623 | 3.8113 | 3.5752 | 4.1308 | 4.5119 | 3.4621 | 3.8853 | 4.0596 | 4.9805 | 5.9579 | 6.2127 | 5.5858 | 4.6949 | 4.8584 | 4.8547 | 4.8144 | 4.7677 | 4.896 | 4.5279 | 3.8254 | 4.5081 | 3.9355 | 3.976 | 3.7025
Program Specific1-in-2Size: Over 200kWSouth of Lugo2021October Monthly Peak | Program Specific | 1-in-2 | Size: Over 200kW | South of Lugo | 2021 | October Monthly Peak | 10 | 105.6126 | 102.2177 | 99.1913 | 100.1225 | 105.5096 | 121.7881 | 147.4593 | 166.2564 | 183.3615 | 199.6519 | 210.4814 | 215.8828 | 216.9936 | 219.6012 | 215.3328 | 204.8783 | 193.6704 | 188.4148 | 174.8489 | 165.0849 | 153.6955 | 141.2543 | 125.1039 | 116.5712 | -2.6238 | -2.9161 | -2.6932 | -2.5355 | -2.5968 | -2.1182 | -2.9287 | -2.5455 | -3.5066 | -3.8011 | -3.4486 | -2.5313 | -2.81 | 0.47341 | 8.1456 | 7.8166 | 5.9413 | 5.5505 | -0.59315 | -1.8283 | -1.4695 | -1.8715 | -1.7908 | -1.765 | 68.3553 | 67.8827 | 66.9446 | 65.9682 | 65.486 | 64.1455 | 63.8124 | 63.9938 | 65.6181 | 69.958 | 76.3143 | 82.0275 | 85.6951 | 87.3251 | 88.8722 | 87.9039 | 86.3058 | 83.7917 | 81.5819 | 79.2432 | 76.77 | 74.6242 | 72.8435 | 71.1805 | 2.7907 | 3.2213 | 3.0463 | 3.5352 | 3.773 | 2.8663 | 3.2061 | 3.3322 | 4.1132 | 4.9789 | 5.2124 | 4.7758 | 4.1217 | 4.295 | 4.2993 | 4.2581 | 4.2075 | 4.4956 | 4.1948 | 3.4233 | 3.9667 | 3.4512 | 3.4519 | 3.2231
Program Specific1-in-2Size: Over 200kWSouth of Lugo2021November Monthly Peak | Program Specific | 1-in-2 | Size: Over 200kW | South of Lugo | 2021 | November Monthly Peak | 11 | 104.2395 | 100.1226 | 97.1272 | 99.0801 | 104.803 | 120.8456 | 142.8555 | 160.1765 | 176.329 | 188.8261 | 197.1538 | 200.2368 | 198.8286 | 199.8752 | 196.2128 | 186.7769 | 178.1079 | 173.6944 | 162.7173 | 154.9451 | 145.7888 | 135.4106 | 119.3074 | 111.1748 | -2.0889 | -1.7791 | -1.9872 | -2.1862 | -2.6184 | -1.9503 | -2.4294 | -2.4024 | -4.7909 | -3.7676 | -2.9318 | -2.0369 | -3.0088 | 0.76903 | 8.0217 | 7.6089 | 4.7373 | 5.0744 | -1.4891 | -1.6876 | -0.29416 | -0.78811 | -0.53019 | -0.44578 | 57.8024 | 56.5606 | 55.8249 | 55.2028 | 54.4488 | 53.817 | 53.3236 | 53.6118 | 57.3575 | 60.4245 | 66.0987 | 71.4043 | 75.4138 | 77.0162 | 76.7013 | 75.8039 | 73.1139 | 68.9764 | 65.1483 | 63.4814 | 62.3259 | 61.109 | 60.004 | 59.3115 | 2.9713 | 3.4037 | 3.2178 | 3.7738 | 4.0428 | 3.0681 | 3.3506 | 3.4631 | 4.2668 | 5.0797 | 5.2668 | 4.7785 | 4.074 | 4.217 | 4.226 | 4.1875 | 4.174 | 4.4707 | 4.2111 | 3.466 | 4.0589 | 3.5689 | 3.5512 | 3.3159
Program Specific1-in-2Size: Over 200kWSouth of Lugo2021December Monthly Peak | Program Specific | 1-in-2 | Size: Over 200kW | South of Lugo | 2021 | December Monthly Peak | 12 | 100.6503 | 97.9406 | 95.3831 | 96.4733 | 101.6445 | 114.9446 | 138.1569 | 154.0295 | 165.8856 | 173.4906 | 175.9431 | 175.2415 | 171.7524 | 169.7223 | 165.9014 | 158.2405 | 154.494 | 154.0848 | 146.8571 | 142.299 | 134.9295 | 127.5771 | 112.753 | 106.3655 | -2.017 | -1.7403 | -1.9515 | -2.1286 | -2.5395 | -1.8551 | -2.3495 | -2.3102 | -4.5072 | -3.4616 | -2.6164 | -1.7826 | -2.599 | 0.65302 | 6.7825 | 6.4463 | 4.1092 | 4.5015 | -1.344 | -1.5498 | -0.27225 | -0.74252 | -0.50106 | -0.4265 | 51.2913 | 49.9631 | 47.859 | 46.9305 | 46.2176 | 45.4287 | 45.501 | 45.4913 | 46.2869 | 49.4814 | 52.712 | 54.8229 | 56.2526 | 56.579 | 57.3734 | 57.249 | 56.362 | 55.2015 | 53.9401 | 53.3509 | 52.6512 | 51.4001 | 50.4909 | 49.4049 | 2.869 | 3.3295 | 3.16 | 3.6746 | 3.921 | 2.9183 | 3.2404 | 3.3302 | 4.0141 | 4.6672 | 4.7002 | 4.182 | 3.5192 | 3.5808 | 3.5731 | 3.5477 | 3.6206 | 3.9659 | 3.8007 | 3.1831 | 3.7566 | 3.3625 | 3.3561 | 3.1724
Program Specific1-in-2Size: Over 200kWSouth of Lugo2021Typical Event Day | Program Specific | 1-in-2 | Size: Over 200kW | South of Lugo | 2021 | Typical Event Day | 8 | 121.9047 | 118.9537 | 115.1741 | 115.6246 | 123.9753 | 143.1941 | 170.6868 | 192.2057 | 206.6729 | 220.8807 | 233.339 | 235.8605 | 231.0488 | 232.3303 | 229.3441 | 221.03 | 210.0249 | 198.5268 | 182.914 | 176.7525 | 170.6248 | 158.6393 | 142.0563 | 132.319 | -2.9244 | -3.1659 | -2.9901 | -2.861 | -3.0595 | -2.4585 | -3.3033 | -2.9321 | -4.2482 | -4.2412 | -3.7603 | -2.7004 | -3.0817 | 0.57074 | 8.8002 | 8.5344 | 6.2907 | 5.8398 | -0.80785 | -1.9517 | -1.4025 | -1.8923 | -1.7841 | -1.7416 | 67.6224 | 67.1136 | 66.5953 | 66.0507 | 65.7688 | 65.4226 | 65.2342 | 65.5003 | 67.5724 | 71.412 | 75.5486 | 79.007 | 81.1037 | 82.3476 | 83.1463 | 83.3384 | 84.1649 | 83.6383 | 82.2897 | 79.6548 | 75.9358 | 73.072 | 71.5375 | 70.6237 | 3.2427 | 3.7737 | 3.5608 | 4.1098 | 4.4629 | 3.3926 | 3.7359 | 3.878 | 4.667 | 5.5451 | 5.817 | 5.2526 | 4.418 | 4.5743 | 4.6096 | 4.6244 | 4.5932 | 4.7684 | 4.4176 | 3.6897 | 4.433 | 3.9018 | 3.9458 | 3.6829
Program Specific1-in-2Size: Over 200kWSouth of Lugo2022January Monthly Peak | Program Specific | 1-in-2 | Size: Over 200kW | South of Lugo | 2022 | January Monthly Peak | 1 | 102.1772 | 99.4178 | 96.7196 | 97.4697 | 103.0261 | 117.9302 | 142.3854 | 157.9014 | 169.6213 | 180.2979 | 185.9742 | 188.5637 | 187.6155 | 188.9251 | 184.8122 | 175.5585 | 168.0703 | 166.4849 | 157.9608 | 151.7721 | 143.3763 | 132.9789 | 118.209 | 110.7363 | -2.0476 | -1.7666 | -1.9789 | -2.1506 | -2.574 | -1.9033 | -2.4214 | -2.3683 | -4.6087 | -3.5974 | -2.7655 | -1.9182 | -2.8391 | 0.7269 | 7.5556 | 7.1518 | 4.4703 | 4.8638 | -1.4456 | -1.653 | -0.28929 | -0.77396 | -0.5253 | -0.44403 | 56.7248 | 56.0311 | 55.7258 | 55.4674 | 54.8475 | 54.6074 | 55.1584 | 55.1713 | 55.758 | 56.905 | 58.3126 | 58.933 | 59.9746 | 60.8789 | 61.6717 | 61.2811 | 61.6359 | 61.363 | 60.3599 | 59.2304 | 58.6278 | 58.2161 | 57.2751 | 56.1094 | 2.9126 | 3.3797 | 3.2043 | 3.7125 | 3.9743 | 2.9941 | 3.3396 | 3.4139 | 4.1045 | 4.8503 | 4.9681 | 4.4999 | 3.8443 | 3.986 | 3.9804 | 3.936 | 3.9388 | 4.2851 | 4.088 | 3.395 | 3.9917 | 3.5048 | 3.5185 | 3.3028
Program Specific1-in-2Size: Over 200kWSouth of Lugo2022February Monthly Peak | Program Specific | 1-in-2 | Size: Over 200kW | South of Lugo | 2022 | February Monthly Peak | 2 | 102.2479 | 99.4914 | 96.7927 | 97.5139 | 103.1214 | 117.9871 | 142.7102 | 158.4207 | 170.0936 | 180.4371 | 185.7085 | 187.9536 | 186.7888 | 187.9275 | 183.7742 | 174.5405 | 167.3288 | 165.9552 | 157.6151 | 151.7058 | 143.3789 | 133.0034 | 118.1063 | 110.6721 | -2.049 | -1.7679 | -1.9804 | -2.1516 | -2.5764 | -1.9042 | -2.4269 | -2.3761 | -4.6215 | -3.6002 | -2.7616 | -1.912 | -2.8266 | 0.72306 | 7.5131 | 7.1104 | 4.4506 | 4.8483 | -1.4425 | -1.6523 | -0.28929 | -0.7741 | -0.52485 | -0.44377 | 52.2479 | 51.5067 | 51.2063 | 50.8444 | 50.3768 | 49.9564 | 49.5964 | 49.8366 | 51.2186 | 54.8939 | 59.1813 | 63.3779 | 65.0218 | 65.9661 | 66.1672 | 65.0566 | 64.1417 | 63.6386 | 61.1825 | 59.2613 | 58.5033 | 57.5081 | 56.4036 | 55.031 | 2.9146 | 3.3822 | 3.2067 | 3.7142 | 3.978 | 2.9955 | 3.3472 | 3.4252 | 4.116 | 4.854 | 4.961 | 4.4854 | 3.8273 | 3.9649 | 3.9581 | 3.9132 | 3.9214 | 4.2715 | 4.0791 | 3.3936 | 3.9918 | 3.5055 | 3.5154 | 3.3009
Program Specific1-in-2Size: Over 200kWSouth of Lugo2022March Monthly Peak | Program Specific | 1-in-2 | Size: Over 200kW | South of Lugo | 2022 | March Monthly Peak | 3 | 109.8123 | 106.7999 | 102.0503 | 102.4849 | 108.4508 | 123.7688 | 148.5505 | 168.5854 | 183.1924 | 193.3121 | 198.8405 | 200.7301 | 198.1695 | 199.6622 | 197.5031 | 189.943 | 182.8664 | 174.0074 | 161.3708 | 160.9448 | 154.5187 | 144.2608 | 127.518 | 117.6863 | -2.2006 | -1.8977 | -2.0879 | -2.2613 | -2.7096 | -1.9975 | -2.5262 | -2.5285 | -4.9774 | -3.8571 | -2.9569 | -2.0419 | -2.9988 | 0.76822 | 8.0744 | 7.7378 | 4.8638 | 5.0836 | -1.4768 | -1.7529 | -0.31177 | -0.83962 | -0.56667 | -0.47189 | 54.4162 | 53.236 | 52.7425 | 52.7495 | 52.3804 | 51.8758 | 51.3908 | 51.7359 | 53.249 | 54.713 | 56.9391 | 60.0015 | 62.5041 | 64.5045 | 65.2674 | 65.741 | 64.9648 | 63.823 | 60.8938 | 58.5282 | 57.7364 | 56.8728 | 55.6994 | 54.1 | 3.1302 | 3.6307 | 3.3809 | 3.9035 | 4.1835 | 3.1423 | 3.4842 | 3.6449 | 4.4329 | 5.2004 | 5.3118 | 4.7903 | 4.0605 | 4.2125 | 4.2538 | 4.2585 | 4.2855 | 4.4787 | 4.1763 | 3.6002 | 4.302 | 3.8022 | 3.7956 | 3.5101
Program Specific1-in-2Size: Over 200kWSouth of Lugo2022April Monthly Peak | Program Specific | 1-in-2 | Size: Over 200kW | South of Lugo | 2022 | April Monthly Peak | 4 | 110.2525 | 107.0941 | 102.2773 | 102.8667 | 108.5907 | 124.3536 | 148.3118 | 168.255 | 184.1882 | 196.8361 | 205.0846 | 208.9563 | 207.7036 | 210.1593 | 208.1301 | 200.2357 | 191.2593 | 180.7719 | 166.3295 | 164.0221 | 156.6866 | 145.9088 | 129.3872 | 119.1765 | -2.2094 | -1.903 | -2.0926 | -2.2697 | -2.7131 | -2.0069 | -2.5222 | -2.5236 | -5.0044 | -3.9274 | -3.0497 | -2.1256 | -3.1431 | 0.8086 | 8.5089 | 8.1571 | 5.0871 | 5.2812 | -1.5222 | -1.7864 | -0.31614 | -0.84921 | -0.57498 | -0.47787 | 60.9596 | 60.4115 | 59.7615 | 59.3565 | 58.5065 | 57.9519 | 57.7081 | 57.8027 | 59.5407 | 62.7813 | 66.638 | 70.4643 | 73.8818 | 74.8993 | 74.5328 | 73.909 | 72.4227 | 71.0802 | 69.4123 | 67.7618 | 64.9633 | 64.2868 | 63.1052 | 61.4692 | 3.1427 | 3.6407 | 3.3884 | 3.9181 | 4.1889 | 3.1572 | 3.4786 | 3.6378 | 4.457 | 5.2952 | 5.4786 | 4.9866 | 4.2559 | 4.434 | 4.4827 | 4.4892 | 4.4822 | 4.6528 | 4.3046 | 3.6691 | 4.3623 | 3.8456 | 3.8512 | 3.5545
Program Specific1-in-2Size: Over 200kWSouth of Lugo2022May Monthly Peak | Program Specific | 1-in-2 | Size: Over 200kW | South of Lugo | 2022 | May Monthly Peak | 5 | 116.7379 | 114.097 | 108.8407 | 109.3499 | 115.9187 | 132.2682 | 156.0107 | 181.0202 | 200.1094 | 215.3466 | 224.243 | 226.2804 | 222.5577 | 223.7204 | 221.0887 | 211.9025 | 201.1571 | 188.8048 | 173.9752 | 167.5914 | 162.8463 | 151.5594 | 136.2246 | 126.4212 | -2.3394 | -2.0274 | -2.2269 | -2.4128 | -2.8962 | -2.1347 | -2.6531 | -2.715 | -5.437 | -4.2967 | -3.3346 | -2.3018 | -3.3678 | 0.86078 | 9.0386 | 8.6324 | 5.3503 | 5.5158 | -1.5922 | -1.8253 | -0.32857 | -0.8821 | -0.60536 | -0.50692 | 62.8837 | 61.9158 | 60.9286 | 60.5508 | 60.2873 | 59.5445 | 59.5723 | 60.2273 | 62.3721 | 65.0532 | 68.63 | 71.9998 | 74.8768 | 75.5677 | 75.3025 | 75.2687 | 75.8016 | 75.9798 | 74.907 | 72.4038 | 68.5195 | 65.7646 | 65.0356 | 64.2483 | 3.3276 | 3.8787 | 3.6059 | 4.165 | 4.4716 | 3.3581 | 3.6591 | 3.9138 | 4.8423 | 5.7932 | 5.9904 | 5.4 | 4.5602 | 4.7201 | 4.7618 | 4.7508 | 4.7142 | 4.8596 | 4.5025 | 3.7489 | 4.5338 | 3.9945 | 4.0547 | 3.7706
Program Specific1-in-2Size: Over 200kWSouth of Lugo2022June Monthly Peak | Program Specific | 1-in-2 | Size: Over 200kW | South of Lugo | 2022 | June Monthly Peak | 6 | 123.5972 | 119.7022 | 114.8556 | 114.7502 | 122.6806 | 140.5499 | 163.6021 | 187.0903 | 204.5675 | 218.0143 | 226.2912 | 227.9762 | 222.5399 | 223.7046 | 221.9371 | 213.9871 | 204.2994 | 193.2443 | 178.3089 | 172.05 | 168.0781 | 157.3719 | 142.993 | 132.8075 | -2.5864 | -2.3646 | -2.4917 | -2.6009 | -3.0567 | -2.3008 | -2.8683 | -2.8169 | -5.2545 | -4.3132 | -3.4283 | -2.3844 | -3.278 | 0.7909 | 8.9483 | 8.6153 | 5.5877 | 5.6543 | -1.4424 | -1.8797 | -0.57302 | -1.1316 | -0.89581 | -0.80524 | 64.8568 | 64.3285 | 63.48 | 63.0629 | 62.8144 | 62.5584 | 62.3072 | 62.7344 | 64.9495 | 68.5406 | 71.4837 | 73.8979 | 74.656 | 75.6421 | 75.918 | 76.8699 | 78.3457 | 78.6644 | 78.3592 | 75.6848 | 72.3798 | 68.8199 | 66.8557 | 66.2001 | 3.4522 | 3.9874 | 3.7285 | 4.2827 | 4.6372 | 3.4965 | 3.76 | 3.9636 | 4.8505 | 5.7469 | 5.9235 | 5.331 | 4.4681 | 4.6248 | 4.6838 | 4.701 | 4.6915 | 4.8737 | 4.5218 | 3.7712 | 4.5853 | 4.0643 | 4.1705 | 3.8814
Program Specific1-in-2Size: Over 200kWSouth of Lugo2022July Monthly Peak | Program Specific | 1-in-2 | Size: Over 200kW | South of Lugo | 2022 | July Monthly Peak | 7 | 125.5349 | 121.9186 | 117.7684 | 117.9636 | 126.7371 | 145.1475 | 170.8029 | 193.8822 | 208.839 | 220.5632 | 230.8421 | 232.0165 | 226.5626 | 226.5989 | 224.2735 | 218.666 | 208.8609 | 197.4502 | 182.0403 | 174.961 | 171.6363 | 160.3718 | 145.0467 | 134.9752 | -2.9096 | -3.0232 | -2.9243 | -2.8539 | -3.1356 | -2.4613 | -3.2232 | -2.9475 | -4.5766 | -4.2691 | -3.661 | -2.5955 | -3.1054 | 0.62144 | 8.7214 | 8.5387 | 6.1118 | 5.7999 | -0.98114 | -1.9265 | -1.1921 | -1.7116 | -1.5797 | -1.5226 | 65.1342 | 65.0857 | 65.2536 | 65.4717 | 65.3908 | 65.1346 | 64.9511 | 65.3636 | 67.5781 | 70.7102 | 74.6882 | 77.8699 | 79.3097 | 80.3838 | 81.4639 | 81.8311 | 82.6477 | 82.3629 | 81.2684 | 78.6944 | 74.8452 | 71.4452 | 69.7649 | 68.7708 | 3.3705 | 3.9039 | 3.675 | 4.2321 | 4.605 | 3.471 | 3.7734 | 3.9484 | 4.76 | 5.5888 | 5.8085 | 5.2153 | 4.3726 | 4.5031 | 4.5498 | 4.6177 | 4.6104 | 4.7869 | 4.4376 | 3.6864 | 4.5009 | 3.9813 | 4.0665 | 3.7919
Program Specific1-in-2Size: Over 200kWSouth of Lugo2022August Monthly Peak | Program Specific | 1-in-2 | Size: Over 200kW | South of Lugo | 2022 | August Monthly Peak | 8 | 124.0778 | 120.7921 | 116.8312 | 117.2591 | 125.7323 | 145.5401 | 174.8236 | 198.9523 | 216.1623 | 232.0341 | 245.6034 | 248.2117 | 243.6134 | 244.8848 | 241.6438 | 232.7584 | 220.885 | 208.2735 | 190.6812 | 183.7432 | 176.2702 | 163.261 | 145.3895 | 135.2353 | -3.3743 | -4.0821 | -3.5549 | -3.1565 | -3.0715 | -2.6205 | -3.7165 | -3.0764 | -3.2825 | -4.3138 | -4.2061 | -3.099 | -2.8944 | 0.3251 | 8.7796 | 8.5857 | 7.2174 | 6.1604 | -0.10927 | -2.0514 | -2.3363 | -2.7568 | -2.7836 | -2.7845 | 72.1762 | 71.3369 | 70.6397 | 69.6032 | 69.2933 | 68.6158 | 68.3587 | 68.8738 | 71.0744 | 75.7193 | 80.9212 | 84.7393 | 86.5681 | 87.3576 | 88.2828 | 87.9736 | 89.1951 | 88.4129 | 86.7869 | 84.14 | 79.0425 | 76.0524 | 74.5412 | 73.3455 | 3.2759 | 3.8033 | 3.585 | 4.1367 | 4.4923 | 3.4224 | 3.7978 | 3.9841 | 4.8448 | 5.7815 | 6.0769 | 5.4863 | 4.6234 | 4.7854 | 4.8204 | 4.8333 | 4.7946 | 4.9651 | 4.5707 | 3.8069 | 4.5454 | 3.9855 | 4.0082 | 3.7359
Program Specific1-in-2Size: Over 200kWSouth of Lugo2022September Monthly Peak | Program Specific | 1-in-2 | Size: Over 200kW | South of Lugo | 2022 | September Monthly Peak | 9 | 123.3133 | 120.8006 | 116.2777 | 116.8557 | 126.0247 | 146.929 | 178.4892 | 202.3134 | 221.7684 | 238.6312 | 250.5814 | 252.2014 | 246.8855 | 248.118 | 242.8703 | 231.3796 | 219.2069 | 204.9576 | 188.5121 | 184.2613 | 174.471 | 160.8875 | 143.9316 | 133.7569 | -3.0407 | -3.3962 | -3.1272 | -2.9445 | -3.1035 | -2.5483 | -3.5253 | -3.0951 | -4.3098 | -4.5516 | -4.091 | -2.942 | -3.2178 | 0.55104 | 9.2159 | 8.8507 | 6.6903 | 6.0359 | -0.6813 | -2.0393 | -1.6175 | -2.0856 | -2.0056 | -1.9679 | 68.3225 | 67.7032 | 67.0078 | 66.0651 | 65.5768 | 65.3816 | 65.3196 | 65.0293 | 66.6877 | 70.6781 | 75.1013 | 79.5208 | 83.8812 | 86.0069 | 86.9204 | 86.6792 | 86.471 | 85.113 | 82.7443 | 80.1001 | 77.4757 | 75.9704 | 74.988 | 74.1782 | 3.2623 | 3.8113 | 3.5752 | 4.1308 | 4.5119 | 3.4621 | 3.8853 | 4.0596 | 4.9805 | 5.9579 | 6.2127 | 5.5858 | 4.6949 | 4.8584 | 4.8547 | 4.8144 | 4.7677 | 4.896 | 4.5279 | 3.8254 | 4.5081 | 3.9355 | 3.976 | 3.7025
Program Specific1-in-2Size: Over 200kWSouth of Lugo2022October Monthly Peak | Program Specific | 1-in-2 | Size: Over 200kW | South of Lugo | 2022 | October Monthly Peak | 10 | 105.6126 | 102.2177 | 99.1913 | 100.1225 | 105.5096 | 121.7881 | 147.4593 | 166.2564 | 183.3615 | 199.6519 | 210.4814 | 215.8828 | 216.9936 | 219.6012 | 215.3327 | 204.8783 | 193.6704 | 188.4148 | 174.8489 | 165.0849 | 153.6955 | 141.2543 | 125.1039 | 116.5712 | -2.6238 | -2.9161 | -2.6932 | -2.5355 | -2.5968 | -2.1182 | -2.9287 | -2.5455 | -3.5066 | -3.8011 | -3.4486 | -2.5313 | -2.81 | 0.47341 | 8.1456 | 7.8166 | 5.9413 | 5.5505 | -0.59315 | -1.8283 | -1.4695 | -1.8715 | -1.7908 | -1.765 | 68.3553 | 67.8827 | 66.9446 | 65.9682 | 65.486 | 64.1455 | 63.8124 | 63.9938 | 65.6181 | 69.958 | 76.3144 | 82.0275 | 85.6951 | 87.3251 | 88.8722 | 87.9039 | 86.3058 | 83.7917 | 81.5819 | 79.2432 | 76.77 | 74.6242 | 72.8435 | 71.1805 | 2.7907 | 3.2213 | 3.0463 | 3.5352 | 3.773 | 2.8663 | 3.2061 | 3.3322 | 4.1132 | 4.9789 | 5.2124 | 4.7758 | 4.1217 | 4.295 | 4.2993 | 4.2581 | 4.2075 | 4.4956 | 4.1948 | 3.4233 | 3.9667 | 3.4512 | 3.4519 | 3.2231
Program Specific1-in-2Size: Over 200kWSouth of Lugo2022November Monthly Peak | Program Specific | 1-in-2 | Size: Over 200kW | South of Lugo | 2022 | November Monthly Peak | 11 | 104.2395 | 100.1226 | 97.1272 | 99.0801 | 104.803 | 120.8456 | 142.8555 | 160.1765 | 176.329 | 188.8261 | 197.1538 | 200.2368 | 198.8286 | 199.8752 | 196.2128 | 186.7769 | 178.1078 | 173.6944 | 162.7173 | 154.9451 | 145.7888 | 135.4106 | 119.3074 | 111.1748 | -2.0889 | -1.7791 | -1.9872 | -2.1862 | -2.6184 | -1.9503 | -2.4294 | -2.4024 | -4.7909 | -3.7676 | -2.9318 | -2.0369 | -3.0088 | 0.76903 | 8.0217 | 7.6088 | 4.7373 | 5.0744 | -1.4891 | -1.6876 | -0.29416 | -0.78811 | -0.53019 | -0.44578 | 57.8024 | 56.5606 | 55.8249 | 55.2028 | 54.4488 | 53.817 | 53.3236 | 53.6118 | 57.3575 | 60.4245 | 66.0987 | 71.4043 | 75.4138 | 77.0162 | 76.7013 | 75.8039 | 73.1139 | 68.9764 | 65.1483 | 63.4814 | 62.3259 | 61.109 | 60.004 | 59.3115 | 2.9713 | 3.4037 | 3.2178 | 3.7738 | 4.0428 | 3.0681 | 3.3506 | 3.4631 | 4.2668 | 5.0797 | 5.2668 | 4.7785 | 4.074 | 4.217 | 4.226 | 4.1875 | 4.174 | 4.4707 | 4.2111 | 3.466 | 4.0589 | 3.5689 | 3.5512 | 3.3159
Program Specific1-in-2Size: Over 200kWSouth of Lugo2022December Monthly Peak | Program Specific | 1-in-2 | Size: Over 200kW | South of Lugo | 2022 | December Monthly Peak | 12 | 100.6503 | 97.9406 | 95.3831 | 96.4733 | 101.6445 | 114.9446 | 138.1569 | 154.0295 | 165.8856 | 173.4906 | 175.9431 | 175.2415 | 171.7524 | 169.7223 | 165.9014 | 158.2405 | 154.4941 | 154.0848 | 146.8571 | 142.299 | 134.9295 | 127.5771 | 112.753 | 106.3655 | -2.017 | -1.7403 | -1.9515 | -2.1286 | -2.5395 | -1.8551 | -2.3495 | -2.3102 | -4.5072 | -3.4616 | -2.6164 | -1.7826 | -2.599 | 0.65302 | 6.7825 | 6.4463 | 4.1092 | 4.5015 | -1.344 | -1.5498 | -0.27225 | -0.74252 | -0.50106 | -0.4265 | 51.2913 | 49.9631 | 47.859 | 46.9305 | 46.2176 | 45.4287 | 45.501 | 45.4913 | 46.2869 | 49.4814 | 52.712 | 54.8229 | 56.2526 | 56.579 | 57.3734 | 57.249 | 56.362 | 55.2015 | 53.9401 | 53.3509 | 52.6512 | 51.4001 | 50.4909 | 49.4049 | 2.869 | 3.3295 | 3.16 | 3.6746 | 3.921 | 2.9183 | 3.2404 | 3.3302 | 4.0141 | 4.6672 | 4.7002 | 4.182 | 3.5192 | 3.5808 | 3.5731 | 3.5477 | 3.6206 | 3.9659 | 3.8007 | 3.1831 | 3.7566 | 3.3625 | 3.3561 | 3.1724
Program Specific1-in-2Size: Over 200kWSouth of Lugo2022Typical Event Day | Program Specific | 1-in-2 | Size: Over 200kW | South of Lugo | 2022 | Typical Event Day | 8 | 121.9047 | 118.9537 | 115.1741 | 115.6246 | 123.9753 | 143.1941 | 170.6868 | 192.2057 | 206.673 | 220.8807 | 233.339 | 235.8605 | 231.0488 | 232.3303 | 229.3441 | 221.03 | 210.0249 | 198.5268 | 182.914 | 176.7525 | 170.6248 | 158.6393 | 142.0563 | 132.319 | -2.9244 | -3.1659 | -2.9901 | -2.861 | -3.0595 | -2.4585 | -3.3033 | -2.9321 | -4.2482 | -4.2412 | -3.7603 | -2.7004 | -3.0817 | 0.57074 | 8.8002 | 8.5344 | 6.2907 | 5.8398 | -0.80785 | -1.9517 | -1.4025 | -1.8923 | -1.7841 | -1.7416 | 67.6224 | 67.1136 | 66.5953 | 66.0507 | 65.7688 | 65.4226 | 65.2342 | 65.5003 | 67.5724 | 71.412 | 75.5486 | 79.007 | 81.1037 | 82.3476 | 83.1463 | 83.3384 | 84.1649 | 83.6383 | 82.2897 | 79.6548 | 75.9358 | 73.072 | 71.5375 | 70.6237 | 3.2427 | 3.7737 | 3.5608 | 4.1098 | 4.4629 | 3.3926 | 3.7359 | 3.878 | 4.667 | 5.5451 | 5.817 | 5.2526 | 4.418 | 4.5743 | 4.6096 | 4.6244 | 4.5932 | 4.7684 | 4.4176 | 3.6897 | 4.433 | 3.9018 | 3.9458 | 3.6829
Program Specific1-in-2Size: Over 200kWSouth of Lugo2023January Monthly Peak | Program Specific | 1-in-2 | Size: Over 200kW | South of Lugo | 2023 | January Monthly Peak | 1 | 102.1772 | 99.4179 | 96.7196 | 97.4697 | 103.0261 | 117.9302 | 142.3854 | 157.9014 | 169.6213 | 180.2979 | 185.9742 | 188.5637 | 187.6155 | 188.9251 | 184.8122 | 175.5585 | 168.0703 | 166.4849 | 157.9608 | 151.772 | 143.3763 | 132.9789 | 118.209 | 110.7363 | -2.0476 | -1.7666 | -1.9789 | -2.1506 | -2.574 | -1.9033 | -2.4214 | -2.3683 | -4.6087 | -3.5974 | -2.7655 | -1.9182 | -2.8391 | 0.7269 | 7.5556 | 7.1518 | 4.4703 | 4.8638 | -1.4456 | -1.653 | -0.28929 | -0.77396 | -0.5253 | -0.44403 | 56.7248 | 56.0311 | 55.7258 | 55.4674 | 54.8475 | 54.6074 | 55.1584 | 55.1713 | 55.758 | 56.905 | 58.3126 | 58.933 | 59.9746 | 60.8789 | 61.6717 | 61.2811 | 61.6359 | 61.363 | 60.3599 | 59.2304 | 58.6278 | 58.2161 | 57.2751 | 56.1094 | 2.9126 | 3.3797 | 3.2043 | 3.7125 | 3.9743 | 2.9941 | 3.3396 | 3.4139 | 4.1045 | 4.8503 | 4.9681 | 4.4999 | 3.8443 | 3.986 | 3.9804 | 3.936 | 3.9388 | 4.2851 | 4.088 | 3.395 | 3.9917 | 3.5048 | 3.5185 | 3.3028
Program Specific1-in-2Size: Over 200kWSouth of Lugo2023February Monthly Peak | Program Specific | 1-in-2 | Size: Over 200kW | South of Lugo | 2023 | February Monthly Peak | 2 | 102.2479 | 99.4914 | 96.7927 | 97.5139 | 103.1214 | 117.9871 | 142.7102 | 158.4207 | 170.0936 | 180.4371 | 185.7085 | 187.9536 | 186.7888 | 187.9275 | 183.7742 | 174.5405 | 167.3288 | 165.9552 | 157.6151 | 151.7058 | 143.3789 | 133.0034 | 118.1063 | 110.6721 | -2.049 | -1.7679 | -1.9804 | -2.1516 | -2.5764 | -1.9042 | -2.4269 | -2.3761 | -4.6215 | -3.6002 | -2.7616 | -1.912 | -2.8266 | 0.72306 | 7.5131 | 7.1104 | 4.4506 | 4.8483 | -1.4425 | -1.6523 | -0.28929 | -0.7741 | -0.52485 | -0.44377 | 52.2479 | 51.5067 | 51.2063 | 50.8444 | 50.3768 | 49.9564 | 49.5964 | 49.8366 | 51.2186 | 54.8939 | 59.1813 | 63.3779 | 65.0218 | 65.9661 | 66.1672 | 65.0566 | 64.1417 | 63.6386 | 61.1825 | 59.2613 | 58.5033 | 57.5081 | 56.4036 | 55.031 | 2.9146 | 3.3822 | 3.2067 | 3.7142 | 3.978 | 2.9955 | 3.3472 | 3.4252 | 4.116 | 4.854 | 4.961 | 4.4854 | 3.8273 | 3.9649 | 3.9581 | 3.9132 | 3.9214 | 4.2715 | 4.0791 | 3.3936 | 3.9918 | 3.5055 | 3.5154 | 3.3009
Program Specific1-in-2Size: Over 200kWSouth of Lugo2023March Monthly Peak | Program Specific | 1-in-2 | Size: Over 200kW | South of Lugo | 2023 | March Monthly Peak | 3 | 109.8123 | 106.7999 | 102.0503 | 102.4849 | 108.4508 | 123.7688 | 148.5505 | 168.5854 | 183.1924 | 193.3121 | 198.8405 | 200.73 | 198.1695 | 199.6622 | 197.5031 | 189.943 | 182.8664 | 174.0074 | 161.3708 | 160.9448 | 154.5187 | 144.2608 | 127.518 | 117.6863 | -2.2006 | -1.8977 | -2.0879 | -2.2613 | -2.7096 | -1.9975 | -2.5262 | -2.5285 | -4.9774 | -3.8571 | -2.9569 | -2.0419 | -2.9988 | 0.76821 | 8.0744 | 7.7378 | 4.8638 | 5.0836 | -1.4768 | -1.7529 | -0.31177 | -0.83962 | -0.56667 | -0.47189 | 54.4162 | 53.236 | 52.7425 | 52.7495 | 52.3804 | 51.8758 | 51.3908 | 51.7359 | 53.249 | 54.713 | 56.9391 | 60.0015 | 62.5041 | 64.5045 | 65.2674 | 65.741 | 64.9647 | 63.823 | 60.8938 | 58.5282 | 57.7364 | 56.8728 | 55.6994 | 54.1 | 3.1302 | 3.6307 | 3.3809 | 3.9035 | 4.1835 | 3.1423 | 3.4842 | 3.6449 | 4.4329 | 5.2004 | 5.3118 | 4.7903 | 4.0605 | 4.2125 | 4.2538 | 4.2585 | 4.2855 | 4.4787 | 4.1763 | 3.6002 | 4.3019 | 3.8022 | 3.7956 | 3.5101
Program Specific1-in-2Size: Over 200kWSouth of Lugo2023April Monthly Peak | Program Specific | 1-in-2 | Size: Over 200kW | South of Lugo | 2023 | April Monthly Peak | 4 | 110.2525 | 107.0941 | 102.2773 | 102.8667 | 108.5907 | 124.3536 | 148.3118 | 168.255 | 184.1882 | 196.8361 | 205.0846 | 208.9563 | 207.7036 | 210.1593 | 208.1301 | 200.2357 | 191.2593 | 180.7719 | 166.3295 | 164.0221 | 156.6866 | 145.9088 | 129.3872 | 119.1765 | -2.2094 | -1.903 | -2.0926 | -2.2697 | -2.7131 | -2.0069 | -2.5222 | -2.5236 | -5.0044 | -3.9274 | -3.0497 | -2.1256 | -3.1431 | 0.8086 | 8.5089 | 8.1571 | 5.0871 | 5.2812 | -1.5222 | -1.7864 | -0.31614 | -0.84921 | -0.57498 | -0.47787 | 60.9596 | 60.4115 | 59.7615 | 59.3565 | 58.5065 | 57.9519 | 57.7081 | 57.8027 | 59.5407 | 62.7813 | 66.638 | 70.4643 | 73.8818 | 74.8993 | 74.5328 | 73.909 | 72.4227 | 71.0802 | 69.4123 | 67.7618 | 64.9633 | 64.2868 | 63.1052 | 61.4691 | 3.1427 | 3.6407 | 3.3884 | 3.9181 | 4.1889 | 3.1572 | 3.4786 | 3.6378 | 4.457 | 5.2952 | 5.4786 | 4.9866 | 4.2559 | 4.434 | 4.4827 | 4.4892 | 4.4822 | 4.6528 | 4.3046 | 3.6691 | 4.3623 | 3.8456 | 3.8512 | 3.5545
Program Specific1-in-2Size: Over 200kWSouth of Lugo2023May Monthly Peak | Program Specific | 1-in-2 | Size: Over 200kW | South of Lugo | 2023 | May Monthly Peak | 5 | 116.7379 | 114.097 | 108.8407 | 109.3499 | 115.9187 | 132.2682 | 156.0107 | 181.0202 | 200.1094 | 215.3466 | 224.243 | 226.2804 | 222.5576 | 223.7204 | 221.0887 | 211.9025 | 201.1571 | 188.8048 | 173.9752 | 167.5914 | 162.8463 | 151.5594 | 136.2246 | 126.4212 | -2.3394 | -2.0274 | -2.2269 | -2.4128 | -2.8962 | -2.1347 | -2.6531 | -2.715 | -5.437 | -4.2967 | -3.3346 | -2.3018 | -3.3678 | 0.86078 | 9.0386 | 8.6324 | 5.3503 | 5.5158 | -1.5922 | -1.8253 | -0.32857 | -0.8821 | -0.60536 | -0.50692 | 62.8837 | 61.9158 | 60.9286 | 60.5508 | 60.2873 | 59.5445 | 59.5723 | 60.2273 | 62.3721 | 65.0532 | 68.63 | 71.9998 | 74.8768 | 75.5677 | 75.3025 | 75.2687 | 75.8016 | 75.9798 | 74.907 | 72.4038 | 68.5195 | 65.7646 | 65.0356 | 64.2483 | 3.3276 | 3.8787 | 3.6059 | 4.165 | 4.4716 | 3.3581 | 3.6591 | 3.9138 | 4.8423 | 5.7932 | 5.9904 | 5.4 | 4.5602 | 4.7201 | 4.7618 | 4.7508 | 4.7142 | 4.8596 | 4.5025 | 3.7489 | 4.5338 | 3.9945 | 4.0547 | 3.7706
Program Specific1-in-2Size: Over 200kWSouth of Lugo2023June Monthly Peak | Program Specific | 1-in-2 | Size: Over 200kW | South of Lugo | 2023 | June Monthly Peak | 6 | 123.5972 | 119.7023 | 114.8556 | 114.7502 | 122.6806 | 140.5499 | 163.6021 | 187.0903 | 204.5675 | 218.0143 | 226.2912 | 227.9762 | 222.5399 | 223.7046 | 221.9371 | 213.9871 | 204.2994 | 193.2443 | 178.3089 | 172.05 | 168.078 | 157.3719 | 142.993 | 132.8075 | -2.5864 | -2.3646 | -2.4917 | -2.6009 | -3.0567 | -2.3008 | -2.8683 | -2.8169 | -5.2545 | -4.3132 | -3.4283 | -2.3844 | -3.278 | 0.7909 | 8.9483 | 8.6153 | 5.5877 | 5.6543 | -1.4424 | -1.8797 | -0.57302 | -1.1316 | -0.89581 | -0.80524 | 64.8567 | 64.3285 | 63.48 | 63.0629 | 62.8144 | 62.5584 | 62.3072 | 62.7344 | 64.9495 | 68.5406 | 71.4837 | 73.8979 | 74.656 | 75.6421 | 75.918 | 76.8699 | 78.3457 | 78.6643 | 78.3592 | 75.6848 | 72.3798 | 68.8199 | 66.8557 | 66.2001 | 3.4522 | 3.9874 | 3.7285 | 4.2827 | 4.6372 | 3.4965 | 3.76 | 3.9636 | 4.8505 | 5.7469 | 5.9235 | 5.331 | 4.4681 | 4.6248 | 4.6838 | 4.701 | 4.6915 | 4.8737 | 4.5218 | 3.7712 | 4.5853 | 4.0643 | 4.1705 | 3.8814
Program Specific1-in-2Size: Over 200kWSouth of Lugo2023July Monthly Peak | Program Specific | 1-in-2 | Size: Over 200kW | South of Lugo | 2023 | July Monthly Peak | 7 | 125.5349 | 121.9186 | 117.7684 | 117.9636 | 126.7371 | 145.1475 | 170.8029 | 193.8822 | 208.839 | 220.5632 | 230.8421 | 232.0165 | 226.5626 | 226.5989 | 224.2735 | 218.666 | 208.8609 | 197.4502 | 182.0402 | 174.961 | 171.6363 | 160.3718 | 145.0467 | 134.9752 | -2.9096 | -3.0232 | -2.9243 | -2.8539 | -3.1356 | -2.4613 | -3.2232 | -2.9475 | -4.5766 | -4.2691 | -3.661 | -2.5955 | -3.1054 | 0.62144 | 8.7214 | 8.5387 | 6.1118 | 5.7999 | -0.98114 | -1.9265 | -1.1921 | -1.7116 | -1.5797 | -1.5226 | 65.1342 | 65.0857 | 65.2536 | 65.4717 | 65.3908 | 65.1346 | 64.9511 | 65.3636 | 67.5781 | 70.7102 | 74.6882 | 77.8699 | 79.3097 | 80.3838 | 81.4639 | 81.831 | 82.6477 | 82.3629 | 81.2684 | 78.6944 | 74.8452 | 71.4452 | 69.7649 | 68.7708 | 3.3705 | 3.9039 | 3.675 | 4.2321 | 4.605 | 3.471 | 3.7734 | 3.9484 | 4.76 | 5.5888 | 5.8085 | 5.2153 | 4.3726 | 4.5031 | 4.5498 | 4.6177 | 4.6104 | 4.7869 | 4.4376 | 3.6864 | 4.5009 | 3.9813 | 4.0665 | 3.7919
Program Specific1-in-2Size: Over 200kWSouth of Lugo2023August Monthly Peak | Program Specific | 1-in-2 | Size: Over 200kW | South of Lugo | 2023 | August Monthly Peak | 8 | 124.0778 | 120.7921 | 116.8312 | 117.2591 | 125.7323 | 145.5401 | 174.8236 | 198.9523 | 216.1624 | 232.0342 | 245.6034 | 248.2117 | 243.6134 | 244.8848 | 241.6439 | 232.7584 | 220.885 | 208.2735 | 190.6812 | 183.7432 | 176.2702 | 163.261 | 145.3895 | 135.2353 | -3.3743 | -4.0821 | -3.5549 | -3.1565 | -3.0715 | -2.6205 | -3.7165 | -3.0764 | -3.2825 | -4.3138 | -4.2061 | -3.099 | -2.8944 | 0.3251 | 8.7796 | 8.5857 | 7.2174 | 6.1604 | -0.10927 | -2.0514 | -2.3363 | -2.7568 | -2.7836 | -2.7845 | 72.1762 | 71.3368 | 70.6397 | 69.6032 | 69.2933 | 68.6158 | 68.3587 | 68.8738 | 71.0744 | 75.7193 | 80.9212 | 84.7394 | 86.5681 | 87.3576 | 88.2828 | 87.9736 | 89.1951 | 88.4129 | 86.7869 | 84.14 | 79.0425 | 76.0524 | 74.5412 | 73.3455 | 3.2759 | 3.8033 | 3.585 | 4.1367 | 4.4923 | 3.4224 | 3.7978 | 3.9841 | 4.8448 | 5.7815 | 6.0769 | 5.4863 | 4.6234 | 4.7854 | 4.8204 | 4.8333 | 4.7946 | 4.9651 | 4.5707 | 3.8069 | 4.5454 | 3.9855 | 4.0082 | 3.7359
Program Specific1-in-2Size: Over 200kWSouth of Lugo2023September Monthly Peak | Program Specific | 1-in-2 | Size: Over 200kW | South of Lugo | 2023 | September Monthly Peak | 9 | 123.3132 | 120.8006 | 116.2777 | 116.8557 | 126.0247 | 146.929 | 178.4892 | 202.3134 | 221.7684 | 238.6312 | 250.5814 | 252.2014 | 246.8855 | 248.118 | 242.8703 | 231.3796 | 219.2069 | 204.9576 | 188.5121 | 184.2613 | 174.471 | 160.8875 | 143.9316 | 133.7568 | -3.0407 | -3.3962 | -3.1272 | -2.9445 | -3.1035 | -2.5483 | -3.5253 | -3.0951 | -4.3098 | -4.5516 | -4.091 | -2.942 | -3.2178 | 0.55104 | 9.2159 | 8.8507 | 6.6903 | 6.0359 | -0.6813 | -2.0393 | -1.6175 | -2.0856 | -2.0056 | -1.9679 | 68.3225 | 67.7032 | 67.0078 | 66.0651 | 65.5768 | 65.3816 | 65.3196 | 65.0293 | 66.6877 | 70.6781 | 75.1013 | 79.5208 | 83.8812 | 86.0069 | 86.9204 | 86.6792 | 86.471 | 85.113 | 82.7443 | 80.1001 | 77.4757 | 75.9704 | 74.988 | 74.1782 | 3.2623 | 3.8113 | 3.5752 | 4.1308 | 4.5119 | 3.4621 | 3.8853 | 4.0596 | 4.9805 | 5.9579 | 6.2127 | 5.5858 | 4.6949 | 4.8584 | 4.8547 | 4.8144 | 4.7677 | 4.896 | 4.5279 | 3.8254 | 4.5081 | 3.9355 | 3.976 | 3.7025
Program Specific1-in-2Size: Over 200kWSouth of Lugo2023October Monthly Peak | Program Specific | 1-in-2 | Size: Over 200kW | South of Lugo | 2023 | October Monthly Peak | 10 | 105.6126 | 102.2177 | 99.1913 | 100.1225 | 105.5096 | 121.7881 | 147.4593 | 166.2564 | 183.3615 | 199.6519 | 210.4814 | 215.8828 | 216.9936 | 219.6012 | 215.3328 | 204.8783 | 193.6704 | 188.4148 | 174.8489 | 165.0849 | 153.6955 | 141.2543 | 125.1039 | 116.5712 | -2.6238 | -2.9161 | -2.6932 | -2.5355 | -2.5968 | -2.1182 | -2.9287 | -2.5455 | -3.5066 | -3.8011 | -3.4486 | -2.5313 | -2.81 | 0.47341 | 8.1456 | 7.8166 | 5.9413 | 5.5505 | -0.59315 | -1.8283 | -1.4695 | -1.8715 | -1.7908 | -1.765 | 68.3553 | 67.8827 | 66.9446 | 65.9681 | 65.486 | 64.1455 | 63.8124 | 63.9938 | 65.6181 | 69.958 | 76.3143 | 82.0275 | 85.6951 | 87.3251 | 88.8722 | 87.9039 | 86.3058 | 83.7917 | 81.5819 | 79.2432 | 76.77 | 74.6242 | 72.8435 | 71.1805 | 2.7907 | 3.2213 | 3.0463 | 3.5352 | 3.773 | 2.8663 | 3.2061 | 3.3322 | 4.1132 | 4.9789 | 5.2124 | 4.7758 | 4.1217 | 4.295 | 4.2993 | 4.2581 | 4.2075 | 4.4956 | 4.1948 | 3.4233 | 3.9667 | 3.4512 | 3.4519 | 3.2231
Program Specific1-in-2Size: Over 200kWSouth of Lugo2023November Monthly Peak | Program Specific | 1-in-2 | Size: Over 200kW | South of Lugo | 2023 | November Monthly Peak | 11 | 104.2395 | 100.1226 | 97.1272 | 99.0801 | 104.803 | 120.8456 | 142.8555 | 160.1765 | 176.329 | 188.8261 | 197.1538 | 200.2368 | 198.8286 | 199.8752 | 196.2128 | 186.7769 | 178.1078 | 173.6944 | 162.7173 | 154.9451 | 145.7888 | 135.4106 | 119.3074 | 111.1748 | -2.0889 | -1.7791 | -1.9872 | -2.1862 | -2.6184 | -1.9503 | -2.4294 | -2.4024 | -4.7909 | -3.7676 | -2.9318 | -2.0369 | -3.0088 | 0.76903 | 8.0217 | 7.6088 | 4.7373 | 5.0744 | -1.4891 | -1.6876 | -0.29416 | -0.78811 | -0.53019 | -0.44578 | 57.8024 | 56.5606 | 55.8249 | 55.2028 | 54.4488 | 53.817 | 53.3236 | 53.6118 | 57.3575 | 60.4245 | 66.0987 | 71.4043 | 75.4138 | 77.0162 | 76.7013 | 75.8039 | 73.1139 | 68.9764 | 65.1483 | 63.4814 | 62.3259 | 61.109 | 60.004 | 59.3115 | 2.9713 | 3.4037 | 3.2178 | 3.7738 | 4.0428 | 3.0681 | 3.3506 | 3.4631 | 4.2668 | 5.0797 | 5.2668 | 4.7785 | 4.074 | 4.217 | 4.226 | 4.1875 | 4.174 | 4.4707 | 4.2111 | 3.466 | 4.0589 | 3.5689 | 3.5512 | 3.3159
Program Specific1-in-2Size: Over 200kWSouth of Lugo2023December Monthly Peak | Program Specific | 1-in-2 | Size: Over 200kW | South of Lugo | 2023 | December Monthly Peak | 12 | 100.6503 | 97.9406 | 95.3831 | 96.4733 | 101.6445 | 114.9446 | 138.1569 | 154.0295 | 165.8856 | 173.4906 | 175.9431 | 175.2415 | 171.7524 | 169.7223 | 165.9014 | 158.2405 | 154.494 | 154.0848 | 146.8571 | 142.299 | 134.9295 | 127.5771 | 112.753 | 106.3655 | -2.017 | -1.7403 | -1.9515 | -2.1286 | -2.5395 | -1.8551 | -2.3495 | -2.3102 | -4.5072 | -3.4616 | -2.6164 | -1.7826 | -2.599 | 0.65302 | 6.7825 | 6.4463 | 4.1092 | 4.5015 | -1.344 | -1.5498 | -0.27225 | -0.74252 | -0.50106 | -0.4265 | 51.2913 | 49.9631 | 47.859 | 46.9305 | 46.2176 | 45.4287 | 45.501 | 45.4913 | 46.2869 | 49.4814 | 52.712 | 54.8229 | 56.2526 | 56.579 | 57.3734 | 57.249 | 56.362 | 55.2015 | 53.9401 | 53.3509 | 52.6512 | 51.4001 | 50.4909 | 49.4049 | 2.869 | 3.3295 | 3.16 | 3.6746 | 3.921 | 2.9183 | 3.2404 | 3.3302 | 4.0141 | 4.6672 | 4.7002 | 4.182 | 3.5192 | 3.5808 | 3.5731 | 3.5477 | 3.6206 | 3.9659 | 3.8007 | 3.1831 | 3.7566 | 3.3625 | 3.3561 | 3.1724
Program Specific1-in-2Size: Over 200kWSouth of Lugo2023Typical Event Day | Program Specific | 1-in-2 | Size: Over 200kW | South of Lugo | 2023 | Typical Event Day | 8 | 121.9047 | 118.9537 | 115.1741 | 115.6246 | 123.9753 | 143.1941 | 170.6868 | 192.2057 | 206.6729 | 220.8807 | 233.339 | 235.8605 | 231.0488 | 232.3303 | 229.3441 | 221.03 | 210.0249 | 198.5268 | 182.914 | 176.7526 | 170.6248 | 158.6392 | 142.0563 | 132.319 | -2.9244 | -3.1659 | -2.9901 | -2.861 | -3.0595 | -2.4585 | -3.3033 | -2.9321 | -4.2482 | -4.2412 | -3.7603 | -2.7004 | -3.0817 | 0.57074 | 8.8002 | 8.5344 | 6.2907 | 5.8398 | -0.80785 | -1.9517 | -1.4025 | -1.8923 | -1.7841 | -1.7416 | 67.6224 | 67.1136 | 66.5953 | 66.0507 | 65.7688 | 65.4226 | 65.2342 | 65.5003 | 67.5724 | 71.412 | 75.5486 | 79.007 | 81.1037 | 82.3476 | 83.1463 | 83.3384 | 84.1649 | 83.6383 | 82.2897 | 79.6548 | 75.9358 | 73.072 | 71.5375 | 70.6237 | 3.2427 | 3.7737 | 3.5608 | 4.1098 | 4.4629 | 3.3926 | 3.7359 | 3.878 | 4.667 | 5.5451 | 5.817 | 5.2526 | 4.418 | 4.5743 | 4.6096 | 4.6244 | 4.5932 | 4.7684 | 4.4176 | 3.6897 | 4.433 | 3.9018 | 3.9458 | 3.6829
Program Specific1-in-2Size: Over 200kWSouth of Lugo2024January Monthly Peak | Program Specific | 1-in-2 | Size: Over 200kW | South of Lugo | 2024 | January Monthly Peak | 1 | 102.1772 | 99.4179 | 96.7196 | 97.4697 | 103.0261 | 117.9302 | 142.3854 | 157.9014 | 169.6213 | 180.2979 | 185.9742 | 188.5637 | 187.6155 | 188.9251 | 184.8122 | 175.5585 | 168.0703 | 166.4849 | 157.9608 | 151.772 | 143.3763 | 132.9789 | 118.209 | 110.7363 | -2.0476 | -1.7666 | -1.9789 | -2.1506 | -2.574 | -1.9033 | -2.4214 | -2.3683 | -4.6087 | -3.5974 | -2.7655 | -1.9182 | -2.8391 | 0.7269 | 7.5556 | 7.1518 | 4.4703 | 4.8638 | -1.4456 | -1.653 | -0.28929 | -0.77396 | -0.5253 | -0.44403 | 56.7248 | 56.0311 | 55.7258 | 55.4674 | 54.8475 | 54.6074 | 55.1584 | 55.1713 | 55.758 | 56.905 | 58.3126 | 58.933 | 59.9746 | 60.8789 | 61.6717 | 61.2811 | 61.6359 | 61.363 | 60.3599 | 59.2304 | 58.6278 | 58.2161 | 57.2751 | 56.1094 | 2.9126 | 3.3797 | 3.2043 | 3.7125 | 3.9743 | 2.9941 | 3.3396 | 3.4139 | 4.1045 | 4.8503 | 4.9681 | 4.4999 | 3.8443 | 3.986 | 3.9804 | 3.936 | 3.9388 | 4.2851 | 4.088 | 3.395 | 3.9917 | 3.5048 | 3.5185 | 3.3028
Program Specific1-in-2Size: Over 200kWSouth of Lugo2024February Monthly Peak | Program Specific | 1-in-2 | Size: Over 200kW | South of Lugo | 2024 | February Monthly Peak | 2 | 102.2479 | 99.4914 | 96.7927 | 97.5139 | 103.1214 | 117.9871 | 142.7103 | 158.4207 | 170.0936 | 180.4371 | 185.7085 | 187.9536 | 186.7888 | 187.9275 | 183.7742 | 174.5405 | 167.3288 | 165.9552 | 157.6151 | 151.7058 | 143.3789 | 133.0034 | 118.1063 | 110.6721 | -2.049 | -1.7679 | -1.9804 | -2.1516 | -2.5764 | -1.9042 | -2.4269 | -2.3761 | -4.6215 | -3.6002 | -2.7616 | -1.912 | -2.8266 | 0.72306 | 7.5131 | 7.1104 | 4.4506 | 4.8483 | -1.4425 | -1.6523 | -0.28929 | -0.7741 | -0.52485 | -0.44377 | 52.2478 | 51.5067 | 51.2063 | 50.8444 | 50.3768 | 49.9564 | 49.5964 | 49.8366 | 51.2186 | 54.8939 | 59.1813 | 63.3779 | 65.0218 | 65.9661 | 66.1672 | 65.0566 | 64.1417 | 63.6386 | 61.1825 | 59.2613 | 58.5033 | 57.5081 | 56.4036 | 55.031 | 2.9146 | 3.3822 | 3.2067 | 3.7142 | 3.978 | 2.9955 | 3.3472 | 3.4252 | 4.116 | 4.854 | 4.961 | 4.4854 | 3.8273 | 3.9649 | 3.9581 | 3.9132 | 3.9214 | 4.2715 | 4.0791 | 3.3936 | 3.9918 | 3.5055 | 3.5154 | 3.3009
Program Specific1-in-2Size: Over 200kWSouth of Lugo2024March Monthly Peak | Program Specific | 1-in-2 | Size: Over 200kW | South of Lugo | 2024 | March Monthly Peak | 3 | 109.8123 | 106.7999 | 102.0503 | 102.4849 | 108.4508 | 123.7688 | 148.5505 | 168.5854 | 183.1924 | 193.3121 | 198.8405 | 200.73 | 198.1695 | 199.6622 | 197.5031 | 189.9429 | 182.8664 | 174.0074 | 161.3708 | 160.9448 | 154.5187 | 144.2608 | 127.518 | 117.6863 | -2.2006 | -1.8977 | -2.0879 | -2.2613 | -2.7096 | -1.9975 | -2.5262 | -2.5285 | -4.9774 | -3.8571 | -2.9569 | -2.0419 | -2.9988 | 0.76821 | 8.0744 | 7.7378 | 4.8638 | 5.0836 | -1.4768 | -1.7529 | -0.31177 | -0.83962 | -0.56667 | -0.47189 | 54.4162 | 53.236 | 52.7425 | 52.7495 | 52.3804 | 51.8758 | 51.3908 | 51.7359 | 53.249 | 54.713 | 56.9391 | 60.0015 | 62.5041 | 64.5045 | 65.2674 | 65.741 | 64.9647 | 63.823 | 60.8938 | 58.5282 | 57.7364 | 56.8728 | 55.6994 | 54.1 | 3.1302 | 3.6307 | 3.3809 | 3.9035 | 4.1835 | 3.1423 | 3.4842 | 3.6449 | 4.4329 | 5.2004 | 5.3118 | 4.7903 | 4.0605 | 4.2125 | 4.2538 | 4.2585 | 4.2855 | 4.4787 | 4.1763 | 3.6002 | 4.3019 | 3.8022 | 3.7956 | 3.5101
Program Specific1-in-2Size: Over 200kWSouth of Lugo2024April Monthly Peak | Program Specific | 1-in-2 | Size: Over 200kW | South of Lugo | 2024 | April Monthly Peak | 4 | 110.2525 | 107.0941 | 102.2773 | 102.8666 | 108.5907 | 124.3536 | 148.3118 | 168.255 | 184.1882 | 196.8362 | 205.0846 | 208.9563 | 207.7036 | 210.1593 | 208.1301 | 200.2357 | 191.2593 | 180.7719 | 166.3295 | 164.0221 | 156.6866 | 145.9088 | 129.3873 | 119.1765 | -2.2094 | -1.903 | -2.0926 | -2.2697 | -2.7131 | -2.0069 | -2.5222 | -2.5236 | -5.0044 | -3.9274 | -3.0497 | -2.1256 | -3.1431 | 0.8086 | 8.5089 | 8.1571 | 5.0871 | 5.2812 | -1.5222 | -1.7864 | -0.31614 | -0.84921 | -0.57498 | -0.47787 | 60.9596 | 60.4115 | 59.7615 | 59.3565 | 58.5065 | 57.9519 | 57.7081 | 57.8027 | 59.5407 | 62.7813 | 66.638 | 70.4643 | 73.8818 | 74.8993 | 74.5328 | 73.909 | 72.4227 | 71.0802 | 69.4123 | 67.7618 | 64.9633 | 64.2868 | 63.1052 | 61.4692 | 3.1427 | 3.6407 | 3.3884 | 3.9181 | 4.1889 | 3.1572 | 3.4786 | 3.6378 | 4.457 | 5.2952 | 5.4786 | 4.9866 | 4.2559 | 4.434 | 4.4827 | 4.4892 | 4.4822 | 4.6528 | 4.3046 | 3.6691 | 4.3623 | 3.8456 | 3.8512 | 3.5545
Program Specific1-in-2Size: Over 200kWSouth of Lugo2024May Monthly Peak | Program Specific | 1-in-2 | Size: Over 200kW | South of Lugo | 2024 | May Monthly Peak | 5 | 116.7379 | 114.097 | 108.8407 | 109.3499 | 115.9187 | 132.2682 | 156.0107 | 181.0202 | 200.1094 | 215.3466 | 224.243 | 226.2804 | 222.5577 | 223.7204 | 221.0887 | 211.9025 | 201.1571 | 188.8048 | 173.9752 | 167.5914 | 162.8463 | 151.5594 | 136.2246 | 126.4212 | -2.3394 | -2.0274 | -2.2269 | -2.4128 | -2.8962 | -2.1347 | -2.6531 | -2.715 | -5.437 | -4.2967 | -3.3346 | -2.3018 | -3.3678 | 0.86078 | 9.0386 | 8.6324 | 5.3503 | 5.5158 | -1.5922 | -1.8253 | -0.32857 | -0.8821 | -0.60536 | -0.50692 | 62.8837 | 61.9158 | 60.9286 | 60.5508 | 60.2873 | 59.5445 | 59.5723 | 60.2273 | 62.3721 | 65.0532 | 68.63 | 71.9998 | 74.8768 | 75.5677 | 75.3025 | 75.2687 | 75.8016 | 75.9798 | 74.907 | 72.4038 | 68.5195 | 65.7646 | 65.0356 | 64.2483 | 3.3276 | 3.8787 | 3.6059 | 4.165 | 4.4716 | 3.3581 | 3.6591 | 3.9138 | 4.8423 | 5.7932 | 5.9904 | 5.4 | 4.5602 | 4.7201 | 4.7618 | 4.7508 | 4.7142 | 4.8596 | 4.5025 | 3.7489 | 4.5338 | 3.9945 | 4.0547 | 3.7706
Program Specific1-in-2Size: Over 200kWSouth of Lugo2024June Monthly Peak | Program Specific | 1-in-2 | Size: Over 200kW | South of Lugo | 2024 | June Monthly Peak | 6 | 123.5973 | 119.7022 | 114.8556 | 114.7502 | 122.6806 | 140.5499 | 163.6021 | 187.0903 | 204.5675 | 218.0143 | 226.2912 | 227.9762 | 222.5399 | 223.7046 | 221.9371 | 213.9871 | 204.2994 | 193.2443 | 178.3089 | 172.05 | 168.0781 | 157.3719 | 142.993 | 132.8075 | -2.5864 | -2.3646 | -2.4917 | -2.6009 | -3.0567 | -2.3008 | -2.8683 | -2.8169 | -5.2545 | -4.3132 | -3.4283 | -2.3844 | -3.278 | 0.7909 | 8.9483 | 8.6153 | 5.5877 | 5.6543 | -1.4424 | -1.8797 | -0.57302 | -1.1316 | -0.89581 | -0.80524 | 64.8568 | 64.3285 | 63.48 | 63.0629 | 62.8144 | 62.5584 | 62.3072 | 62.7344 | 64.9495 | 68.5406 | 71.4837 | 73.8979 | 74.656 | 75.6421 | 75.918 | 76.8699 | 78.3457 | 78.6643 | 78.3592 | 75.6848 | 72.3798 | 68.8199 | 66.8558 | 66.2001 | 3.4522 | 3.9874 | 3.7285 | 4.2827 | 4.6372 | 3.4965 | 3.76 | 3.9636 | 4.8505 | 5.7469 | 5.9235 | 5.331 | 4.4681 | 4.6248 | 4.6838 | 4.701 | 4.6915 | 4.8737 | 4.5218 | 3.7712 | 4.5853 | 4.0643 | 4.1705 | 3.8814
Program Specific1-in-2Size: Over 200kWSouth of Lugo2024July Monthly Peak | Program Specific | 1-in-2 | Size: Over 200kW | South of Lugo | 2024 | July Monthly Peak | 7 | 125.5349 | 121.9186 | 117.7684 | 117.9636 | 126.7371 | 145.1475 | 170.8029 | 193.8822 | 208.839 | 220.5632 | 230.8421 | 232.0165 | 226.5626 | 226.5989 | 224.2735 | 218.666 | 208.8609 | 197.4502 | 182.0402 | 174.961 | 171.6363 | 160.3718 | 145.0467 | 134.9752 | -2.9096 | -3.0232 | -2.9243 | -2.8539 | -3.1356 | -2.4613 | -3.2232 | -2.9475 | -4.5766 | -4.2691 | -3.661 | -2.5955 | -3.1054 | 0.62144 | 8.7214 | 8.5387 | 6.1118 | 5.7999 | -0.98114 | -1.9265 | -1.1921 | -1.7116 | -1.5797 | -1.5226 | 65.1342 | 65.0857 | 65.2536 | 65.4717 | 65.3908 | 65.1346 | 64.9511 | 65.3636 | 67.5781 | 70.7102 | 74.6882 | 77.8699 | 79.3097 | 80.3838 | 81.4639 | 81.831 | 82.6477 | 82.3629 | 81.2684 | 78.6944 | 74.8452 | 71.4452 | 69.7649 | 68.7708 | 3.3705 | 3.9039 | 3.675 | 4.2321 | 4.605 | 3.471 | 3.7734 | 3.9484 | 4.76 | 5.5888 | 5.8085 | 5.2153 | 4.3726 | 4.5031 | 4.5498 | 4.6177 | 4.6104 | 4.7869 | 4.4376 | 3.6864 | 4.5009 | 3.9813 | 4.0665 | 3.7919
Program Specific1-in-2Size: Over 200kWSouth of Lugo2024August Monthly Peak | Program Specific | 1-in-2 | Size: Over 200kW | South of Lugo | 2024 | August Monthly Peak | 8 | 124.0778 | 120.7921 | 116.8312 | 117.2591 | 125.7323 | 145.5401 | 174.8236 | 198.9523 | 216.1624 | 232.0342 | 245.6034 | 248.2117 | 243.6134 | 244.8848 | 241.6439 | 232.7584 | 220.885 | 208.2735 | 190.6812 | 183.7432 | 176.2702 | 163.261 | 145.3895 | 135.2353 | -3.3743 | -4.0821 | -3.5549 | -3.1565 | -3.0715 | -2.6205 | -3.7165 | -3.0764 | -3.2825 | -4.3138 | -4.2061 | -3.099 | -2.8944 | 0.3251 | 8.7796 | 8.5857 | 7.2174 | 6.1604 | -0.10927 | -2.0514 | -2.3363 | -2.7568 | -2.7836 | -2.7845 | 72.1762 | 71.3368 | 70.6397 | 69.6032 | 69.2933 | 68.6158 | 68.3587 | 68.8738 | 71.0744 | 75.7193 | 80.9212 | 84.7393 | 86.5681 | 87.3576 | 88.2828 | 87.9736 | 89.1951 | 88.4129 | 86.7869 | 84.14 | 79.0425 | 76.0524 | 74.5412 | 73.3456 | 3.2759 | 3.8033 | 3.585 | 4.1367 | 4.4923 | 3.4224 | 3.7978 | 3.9841 | 4.8448 | 5.7815 | 6.0769 | 5.4863 | 4.6234 | 4.7854 | 4.8204 | 4.8333 | 4.7946 | 4.9651 | 4.5707 | 3.8069 | 4.5454 | 3.9855 | 4.0082 | 3.7359
Program Specific1-in-2Size: Over 200kWSouth of Lugo2024September Monthly Peak | Program Specific | 1-in-2 | Size: Over 200kW | South of Lugo | 2024 | September Monthly Peak | 9 | 123.3133 | 120.8006 | 116.2777 | 116.8557 | 126.0247 | 146.929 | 178.4892 | 202.3134 | 221.7684 | 238.6312 | 250.5814 | 252.2015 | 246.8855 | 248.1181 | 242.8703 | 231.3796 | 219.2069 | 204.9577 | 188.5121 | 184.2613 | 174.471 | 160.8875 | 143.9316 | 133.7569 | -3.0407 | -3.3962 | -3.1272 | -2.9445 | -3.1035 | -2.5483 | -3.5253 | -3.0951 | -4.3098 | -4.5516 | -4.091 | -2.942 | -3.2178 | 0.55104 | 9.2159 | 8.8507 | 6.6903 | 6.0359 | -0.6813 | -2.0393 | -1.6175 | -2.0856 | -2.0056 | -1.9679 | 68.3225 | 67.7032 | 67.0078 | 66.0651 | 65.5768 | 65.3816 | 65.3196 | 65.0293 | 66.6877 | 70.6781 | 75.1013 | 79.5208 | 83.8812 | 86.0069 | 86.9204 | 86.6792 | 86.471 | 85.113 | 82.7443 | 80.1001 | 77.4757 | 75.9704 | 74.988 | 74.1782 | 3.2623 | 3.8113 | 3.5752 | 4.1308 | 4.5119 | 3.4621 | 3.8853 | 4.0596 | 4.9805 | 5.9579 | 6.2127 | 5.5858 | 4.6949 | 4.8584 | 4.8547 | 4.8144 | 4.7677 | 4.896 | 4.5279 | 3.8254 | 4.5081 | 3.9355 | 3.976 | 3.7025
Program Specific1-in-2Size: Over 200kWSouth of Lugo2024October Monthly Peak | Program Specific | 1-in-2 | Size: Over 200kW | South of Lugo | 2024 | October Monthly Peak | 10 | 105.6126 | 102.2177 | 99.1913 | 100.1225 | 105.5096 | 121.7881 | 147.4593 | 166.2564 | 183.3615 | 199.6519 | 210.4814 | 215.8828 | 216.9936 | 219.6012 | 215.3328 | 204.8783 | 193.6704 | 188.4148 | 174.8489 | 165.0849 | 153.6955 | 141.2543 | 125.1039 | 116.5712 | -2.6238 | -2.9161 | -2.6932 | -2.5355 | -2.5968 | -2.1182 | -2.9287 | -2.5455 | -3.5066 | -3.8011 | -3.4486 | -2.5313 | -2.81 | 0.47341 | 8.1456 | 7.8166 | 5.9413 | 5.5505 | -0.59315 | -1.8283 | -1.4695 | -1.8715 | -1.7908 | -1.765 | 68.3553 | 67.8827 | 66.9446 | 65.9682 | 65.486 | 64.1455 | 63.8124 | 63.9938 | 65.6181 | 69.958 | 76.3143 | 82.0275 | 85.6951 | 87.3251 | 88.8722 | 87.9039 | 86.3058 | 83.7917 | 81.5819 | 79.2432 | 76.77 | 74.6242 | 72.8435 | 71.1805 | 2.7907 | 3.2213 | 3.0463 | 3.5352 | 3.773 | 2.8663 | 3.2061 | 3.3322 | 4.1132 | 4.9789 | 5.2124 | 4.7758 | 4.1217 | 4.295 | 4.2993 | 4.2581 | 4.2075 | 4.4956 | 4.1948 | 3.4233 | 3.9667 | 3.4512 | 3.4519 | 3.2231
Program Specific1-in-2Size: Over 200kWSouth of Lugo2024November Monthly Peak | Program Specific | 1-in-2 | Size: Over 200kW | South of Lugo | 2024 | November Monthly Peak | 11 | 104.2395 | 100.1226 | 97.1272 | 99.0801 | 104.803 | 120.8456 | 142.8555 | 160.1765 | 176.329 | 188.8261 | 197.1538 | 200.2368 | 198.8286 | 199.8752 | 196.2128 | 186.7769 | 178.1078 | 173.6944 | 162.7173 | 154.9451 | 145.7888 | 135.4105 | 119.3074 | 111.1748 | -2.0889 | -1.7791 | -1.9872 | -2.1862 | -2.6184 | -1.9503 | -2.4294 | -2.4024 | -4.7909 | -3.7676 | -2.9318 | -2.0369 | -3.0088 | 0.76903 | 8.0217 | 7.6089 | 4.7373 | 5.0744 | -1.4891 | -1.6876 | -0.29416 | -0.78811 | -0.53019 | -0.44578 | 57.8024 | 56.5606 | 55.8249 | 55.2028 | 54.4488 | 53.817 | 53.3236 | 53.6118 | 57.3575 | 60.4245 | 66.0987 | 71.4043 | 75.4138 | 77.0162 | 76.7013 | 75.8039 | 73.1139 | 68.9764 | 65.1483 | 63.4814 | 62.3259 | 61.109 | 60.004 | 59.3115 | 2.9713 | 3.4037 | 3.2178 | 3.7738 | 4.0428 | 3.0681 | 3.3506 | 3.4631 | 4.2668 | 5.0797 | 5.2668 | 4.7785 | 4.074 | 4.217 | 4.226 | 4.1875 | 4.174 | 4.4707 | 4.2111 | 3.466 | 4.0589 | 3.5689 | 3.5512 | 3.3159
Program Specific1-in-2Size: Over 200kWSouth of Lugo2024December Monthly Peak | Program Specific | 1-in-2 | Size: Over 200kW | South of Lugo | 2024 | December Monthly Peak | 12 | 100.6503 | 97.9405 | 95.3831 | 96.4733 | 101.6445 | 114.9446 | 138.1569 | 154.0295 | 165.8857 | 173.4906 | 175.9431 | 175.2415 | 171.7524 | 169.7223 | 165.9014 | 158.2405 | 154.494 | 154.0848 | 146.8571 | 142.299 | 134.9295 | 127.5771 | 112.753 | 106.3655 | -2.017 | -1.7403 | -1.9515 | -2.1286 | -2.5395 | -1.8551 | -2.3495 | -2.3102 | -4.5072 | -3.4616 | -2.6164 | -1.7826 | -2.599 | 0.65302 | 6.7825 | 6.4463 | 4.1092 | 4.5015 | -1.344 | -1.5498 | -0.27225 | -0.74252 | -0.50106 | -0.4265 | 51.2913 | 49.9631 | 47.859 | 46.9305 | 46.2176 | 45.4287 | 45.501 | 45.4913 | 46.2869 | 49.4814 | 52.712 | 54.8229 | 56.2526 | 56.579 | 57.3734 | 57.249 | 56.362 | 55.2015 | 53.9401 | 53.3509 | 52.6512 | 51.4001 | 50.4909 | 49.4049 | 2.869 | 3.3295 | 3.16 | 3.6746 | 3.921 | 2.9183 | 3.2404 | 3.3302 | 4.0141 | 4.6672 | 4.7002 | 4.182 | 3.5192 | 3.5808 | 3.5731 | 3.5477 | 3.6206 | 3.9659 | 3.8007 | 3.1831 | 3.7566 | 3.3625 | 3.3561 | 3.1724
Program Specific1-in-2Size: Over 200kWSouth of Lugo2024Typical Event Day | Program Specific | 1-in-2 | Size: Over 200kW | South of Lugo | 2024 | Typical Event Day | 8 | 121.9047 | 118.9537 | 115.1741 | 115.6246 | 123.9753 | 143.1941 | 170.6868 | 192.2057 | 206.6729 | 220.8807 | 233.339 | 235.8605 | 231.0488 | 232.3303 | 229.3441 | 221.03 | 210.0248 | 198.5268 | 182.914 | 176.7526 | 170.6248 | 158.6392 | 142.0563 | 132.319 | -2.9244 | -3.1659 | -2.9901 | -2.861 | -3.0595 | -2.4585 | -3.3033 | -2.9321 | -4.2482 | -4.2412 | -3.7603 | -2.7004 | -3.0817 | 0.57074 | 8.8002 | 8.5344 | 6.2907 | 5.8398 | -0.80785 | -1.9517 | -1.4025 | -1.8923 | -1.7841 | -1.7416 | 67.6224 | 67.1136 | 66.5953 | 66.0507 | 65.7688 | 65.4226 | 65.2342 | 65.5003 | 67.5724 | 71.412 | 75.5486 | 79.007 | 81.1037 | 82.3476 | 83.1463 | 83.3384 | 84.1649 | 83.6383 | 82.2897 | 79.6548 | 75.9358 | 73.072 | 71.5375 | 70.6237 | 3.2427 | 3.7737 | 3.5608 | 4.1098 | 4.4629 | 3.3926 | 3.7359 | 3.878 | 4.667 | 5.5451 | 5.817 | 5.2526 | 4.418 | 4.5743 | 4.6096 | 4.6244 | 4.5932 | 4.7684 | 4.4176 | 3.6897 | 4.433 | 3.9018 | 3.9458 | 3.6829
Program Specific1-in-2Size: Over 200kWSouth of Lugo2025January Monthly Peak | Program Specific | 1-in-2 | Size: Over 200kW | South of Lugo | 2025 | January Monthly Peak | 1 | 102.1772 | 99.4179 | 96.7196 | 97.4697 | 103.0261 | 117.9302 | 142.3854 | 157.9014 | 169.6213 | 180.2979 | 185.9742 | 188.5637 | 187.6155 | 188.9251 | 184.8122 | 175.5585 | 168.0703 | 166.4849 | 157.9608 | 151.772 | 143.3763 | 132.9789 | 118.209 | 110.7363 | -2.0476 | -1.7666 | -1.9789 | -2.1506 | -2.574 | -1.9033 | -2.4214 | -2.3683 | -4.6087 | -3.5974 | -2.7655 | -1.9182 | -2.8391 | 0.7269 | 7.5556 | 7.1518 | 4.4703 | 4.8638 | -1.4456 | -1.653 | -0.28929 | -0.77396 | -0.5253 | -0.44403 | 56.7248 | 56.0311 | 55.7258 | 55.4674 | 54.8475 | 54.6074 | 55.1584 | 55.1713 | 55.758 | 56.905 | 58.3126 | 58.933 | 59.9746 | 60.8789 | 61.6717 | 61.2811 | 61.6359 | 61.363 | 60.3599 | 59.2304 | 58.6278 | 58.2161 | 57.2751 | 56.1094 | 2.9126 | 3.3797 | 3.2043 | 3.7125 | 3.9743 | 2.9941 | 3.3396 | 3.4139 | 4.1045 | 4.8503 | 4.9681 | 4.4999 | 3.8443 | 3.986 | 3.9804 | 3.936 | 3.9388 | 4.2851 | 4.088 | 3.395 | 3.9917 | 3.5048 | 3.5185 | 3.3028
Program Specific1-in-2Size: Over 200kWSouth of Lugo2025February Monthly Peak | Program Specific | 1-in-2 | Size: Over 200kW | South of Lugo | 2025 | February Monthly Peak | 2 | 102.2479 | 99.4914 | 96.7927 | 97.5139 | 103.1214 | 117.9871 | 142.7102 | 158.4207 | 170.0936 | 180.4371 | 185.7085 | 187.9536 | 186.7888 | 187.9275 | 183.7742 | 174.5405 | 167.3288 | 165.9552 | 157.6151 | 151.7058 | 143.3789 | 133.0034 | 118.1063 | 110.6721 | -2.049 | -1.7679 | -1.9804 | -2.1516 | -2.5764 | -1.9042 | -2.4269 | -2.3761 | -4.6215 | -3.6002 | -2.7616 | -1.912 | -2.8266 | 0.72306 | 7.5131 | 7.1104 | 4.4506 | 4.8483 | -1.4425 | -1.6523 | -0.28929 | -0.7741 | -0.52485 | -0.44377 | 52.2479 | 51.5067 | 51.2063 | 50.8444 | 50.3768 | 49.9564 | 49.5964 | 49.8366 | 51.2186 | 54.8939 | 59.1813 | 63.3779 | 65.0218 | 65.9661 | 66.1672 | 65.0566 | 64.1417 | 63.6386 | 61.1825 | 59.2613 | 58.5033 | 57.5081 | 56.4036 | 55.031 | 2.9146 | 3.3822 | 3.2067 | 3.7142 | 3.978 | 2.9955 | 3.3472 | 3.4252 | 4.116 | 4.854 | 4.961 | 4.4854 | 3.8273 | 3.9649 | 3.9581 | 3.9132 | 3.9214 | 4.2715 | 4.0791 | 3.3936 | 3.9918 | 3.5055 | 3.5154 | 3.3009
Program Specific1-in-2Size: Over 200kWSouth of Lugo2025March Monthly Peak | Program Specific | 1-in-2 | Size: Over 200kW | South of Lugo | 2025 | March Monthly Peak | 3 | 109.8123 | 106.7999 | 102.0503 | 102.4849 | 108.4508 | 123.7688 | 148.5505 | 168.5854 | 183.1924 | 193.3121 | 198.8405 | 200.73 | 198.1695 | 199.6622 | 197.5031 | 189.9429 | 182.8664 | 174.0074 | 161.3708 | 160.9448 | 154.5187 | 144.2608 | 127.518 | 117.6863 | -2.2006 | -1.8977 | -2.0879 | -2.2613 | -2.7096 | -1.9975 | -2.5262 | -2.5285 | -4.9774 | -3.8571 | -2.9569 | -2.0419 | -2.9988 | 0.76821 | 8.0744 | 7.7378 | 4.8638 | 5.0836 | -1.4768 | -1.7529 | -0.31177 | -0.83962 | -0.56667 | -0.47189 | 54.4162 | 53.236 | 52.7425 | 52.7495 | 52.3804 | 51.8758 | 51.3908 | 51.7359 | 53.249 | 54.713 | 56.9391 | 60.0015 | 62.5041 | 64.5045 | 65.2674 | 65.741 | 64.9647 | 63.823 | 60.8938 | 58.5282 | 57.7364 | 56.8728 | 55.6994 | 54.1 | 3.1302 | 3.6307 | 3.3809 | 3.9035 | 4.1835 | 3.1423 | 3.4842 | 3.6449 | 4.4329 | 5.2004 | 5.3118 | 4.7903 | 4.0605 | 4.2125 | 4.2538 | 4.2585 | 4.2855 | 4.4787 | 4.1763 | 3.6002 | 4.302 | 3.8022 | 3.7956 | 3.5101
Program Specific1-in-2Size: Over 200kWSouth of Lugo2025April Monthly Peak | Program Specific | 1-in-2 | Size: Over 200kW | South of Lugo | 2025 | April Monthly Peak | 4 | 110.2525 | 107.0941 | 102.2773 | 102.8666 | 108.5907 | 124.3536 | 148.3118 | 168.255 | 184.1882 | 196.8361 | 205.0846 | 208.9563 | 207.7036 | 210.1593 | 208.1301 | 200.2357 | 191.2593 | 180.7719 | 166.3295 | 164.0221 | 156.6866 | 145.9088 | 129.3873 | 119.1765 | -2.2094 | -1.903 | -2.0926 | -2.2697 | -2.7131 | -2.0069 | -2.5222 | -2.5236 | -5.0044 | -3.9274 | -3.0497 | -2.1256 | -3.1431 | 0.8086 | 8.5089 | 8.1571 | 5.0871 | 5.2812 | -1.5222 | -1.7864 | -0.31614 | -0.84921 | -0.57498 | -0.47787 | 60.9596 | 60.4115 | 59.7615 | 59.3565 | 58.5065 | 57.9519 | 57.7081 | 57.8027 | 59.5407 | 62.7813 | 66.638 | 70.4643 | 73.8818 | 74.8993 | 74.5328 | 73.909 | 72.4227 | 71.0802 | 69.4123 | 67.7618 | 64.9633 | 64.2868 | 63.1052 | 61.4692 | 3.1427 | 3.6407 | 3.3884 | 3.9181 | 4.1889 | 3.1572 | 3.4786 | 3.6378 | 4.457 | 5.2952 | 5.4786 | 4.9866 | 4.2559 | 4.434 | 4.4827 | 4.4892 | 4.4822 | 4.6528 | 4.3046 | 3.6691 | 4.3623 | 3.8456 | 3.8512 | 3.5545
Program Specific1-in-2Size: Over 200kWSouth of Lugo2025May Monthly Peak | Program Specific | 1-in-2 | Size: Over 200kW | South of Lugo | 2025 | May Monthly Peak | 5 | 116.7379 | 114.097 | 108.8407 | 109.3499 | 115.9187 | 132.2682 | 156.0107 | 181.0202 | 200.1094 | 215.3466 | 224.243 | 226.2804 | 222.5576 | 223.7204 | 221.0887 | 211.9025 | 201.1571 | 188.8048 | 173.9752 | 167.5914 | 162.8462 | 151.5594 | 136.2246 | 126.4212 | -2.3394 | -2.0274 | -2.2269 | -2.4128 | -2.8962 | -2.1347 | -2.6531 | -2.715 | -5.437 | -4.2967 | -3.3346 | -2.3018 | -3.3678 | 0.86078 | 9.0386 | 8.6324 | 5.3503 | 5.5158 | -1.5922 | -1.8253 | -0.32857 | -0.8821 | -0.60536 | -0.50692 | 62.8837 | 61.9158 | 60.9286 | 60.5508 | 60.2873 | 59.5445 | 59.5723 | 60.2273 | 62.3721 | 65.0532 | 68.63 | 71.9998 | 74.8768 | 75.5677 | 75.3025 | 75.2687 | 75.8016 | 75.9798 | 74.907 | 72.4038 | 68.5195 | 65.7646 | 65.0356 | 64.2483 | 3.3276 | 3.8787 | 3.6059 | 4.165 | 4.4716 | 3.3581 | 3.6591 | 3.9138 | 4.8423 | 5.7932 | 5.9904 | 5.4 | 4.5602 | 4.7201 | 4.7618 | 4.7508 | 4.7142 | 4.8596 | 4.5025 | 3.7489 | 4.5338 | 3.9945 | 4.0547 | 3.7706
Program Specific1-in-2Size: Over 200kWSouth of Lugo2025June Monthly Peak | Program Specific | 1-in-2 | Size: Over 200kW | South of Lugo | 2025 | June Monthly Peak | 6 | 123.5973 | 119.7022 | 114.8556 | 114.7502 | 122.6806 | 140.5499 | 163.6021 | 187.0904 | 204.5675 | 218.0143 | 226.2912 | 227.9762 | 222.5399 | 223.7046 | 221.9371 | 213.9871 | 204.2994 | 193.2443 | 178.3089 | 172.05 | 168.0781 | 157.3719 | 142.993 | 132.8075 | -2.5864 | -2.3646 | -2.4917 | -2.6009 | -3.0567 | -2.3008 | -2.8683 | -2.8169 | -5.2545 | -4.3132 | -3.4283 | -2.3844 | -3.278 | 0.7909 | 8.9483 | 8.6153 | 5.5877 | 5.6543 | -1.4424 | -1.8797 | -0.57302 | -1.1316 | -0.89581 | -0.80524 | 64.8567 | 64.3285 | 63.48 | 63.0629 | 62.8144 | 62.5584 | 62.3072 | 62.7344 | 64.9495 | 68.5406 | 71.4837 | 73.8979 | 74.656 | 75.6421 | 75.918 | 76.8699 | 78.3457 | 78.6644 | 78.3592 | 75.6848 | 72.3798 | 68.8199 | 66.8557 | 66.2001 | 3.4522 | 3.9874 | 3.7285 | 4.2827 | 4.6372 | 3.4965 | 3.76 | 3.9636 | 4.8505 | 5.7469 | 5.9235 | 5.331 | 4.4681 | 4.6248 | 4.6838 | 4.701 | 4.6915 | 4.8737 | 4.5218 | 3.7712 | 4.5853 | 4.0643 | 4.1705 | 3.8814
Program Specific1-in-2Size: Over 200kWSouth of Lugo2025July Monthly Peak | Program Specific | 1-in-2 | Size: Over 200kW | South of Lugo | 2025 | July Monthly Peak | 7 | 125.5349 | 121.9186 | 117.7684 | 117.9636 | 126.7371 | 145.1475 | 170.8029 | 193.8822 | 208.839 | 220.5632 | 230.8421 | 232.0165 | 226.5626 | 226.5989 | 224.2735 | 218.666 | 208.8609 | 197.4502 | 182.0402 | 174.961 | 171.6363 | 160.3718 | 145.0467 | 134.9752 | -2.9096 | -3.0232 | -2.9243 | -2.8539 | -3.1356 | -2.4613 | -3.2232 | -2.9475 | -4.5766 | -4.2691 | -3.661 | -2.5955 | -3.1054 | 0.62144 | 8.7214 | 8.5387 | 6.1118 | 5.7999 | -0.98114 | -1.9265 | -1.1921 | -1.7116 | -1.5797 | -1.5226 | 65.1342 | 65.0857 | 65.2536 | 65.4717 | 65.3908 | 65.1346 | 64.9511 | 65.3636 | 67.5781 | 70.7102 | 74.6882 | 77.8699 | 79.3097 | 80.3838 | 81.4639 | 81.831 | 82.6477 | 82.3629 | 81.2684 | 78.6944 | 74.8452 | 71.4452 | 69.7649 | 68.7708 | 3.3705 | 3.9039 | 3.675 | 4.2321 | 4.605 | 3.471 | 3.7734 | 3.9484 | 4.76 | 5.5888 | 5.8085 | 5.2153 | 4.3726 | 4.5031 | 4.5498 | 4.6177 | 4.6104 | 4.7869 | 4.4376 | 3.6864 | 4.5009 | 3.9813 | 4.0665 | 3.7919
Program Specific1-in-2Size: Over 200kWSouth of Lugo2025August Monthly Peak | Program Specific | 1-in-2 | Size: Over 200kW | South of Lugo | 2025 | August Monthly Peak | 8 | 124.0778 | 120.7921 | 116.8312 | 117.2591 | 125.7323 | 145.5401 | 174.8236 | 198.9523 | 216.1624 | 232.0342 | 245.6034 | 248.2117 | 243.6134 | 244.8848 | 241.6438 | 232.7584 | 220.885 | 208.2735 | 190.6812 | 183.7432 | 176.2702 | 163.261 | 145.3895 | 135.2353 | -3.3743 | -4.0821 | -3.5549 | -3.1565 | -3.0715 | -2.6205 | -3.7165 | -3.0764 | -3.2825 | -4.3138 | -4.2061 | -3.099 | -2.8944 | 0.3251 | 8.7796 | 8.5857 | 7.2174 | 6.1604 | -0.10927 | -2.0514 | -2.3363 | -2.7568 | -2.7836 | -2.7845 | 72.1762 | 71.3369 | 70.6397 | 69.6032 | 69.2933 | 68.6158 | 68.3587 | 68.8738 | 71.0744 | 75.7193 | 80.9212 | 84.7394 | 86.5681 | 87.3576 | 88.2828 | 87.9736 | 89.1951 | 88.4129 | 86.7869 | 84.14 | 79.0425 | 76.0524 | 74.5412 | 73.3455 | 3.2759 | 3.8033 | 3.585 | 4.1367 | 4.4923 | 3.4224 | 3.7978 | 3.9841 | 4.8448 | 5.7815 | 6.0769 | 5.4863 | 4.6234 | 4.7854 | 4.8204 | 4.8333 | 4.7946 | 4.9651 | 4.5707 | 3.8069 | 4.5454 | 3.9855 | 4.0082 | 3.7359
Program Specific1-in-2Size: Over 200kWSouth of Lugo2025September Monthly Peak | Program Specific | 1-in-2 | Size: Over 200kW | South of Lugo | 2025 | September Monthly Peak | 9 | 123.3132 | 120.8006 | 116.2777 | 116.8557 | 126.0247 | 146.929 | 178.4892 | 202.3134 | 221.7684 | 238.6312 | 250.5814 | 252.2015 | 246.8855 | 248.1181 | 242.8703 | 231.3796 | 219.2069 | 204.9577 | 188.5121 | 184.2613 | 174.471 | 160.8875 | 143.9316 | 133.7568 | -3.0407 | -3.3962 | -3.1272 | -2.9445 | -3.1035 | -2.5483 | -3.5253 | -3.0951 | -4.3098 | -4.5516 | -4.091 | -2.942 | -3.2178 | 0.55104 | 9.2159 | 8.8507 | 6.6903 | 6.0359 | -0.6813 | -2.0393 | -1.6175 | -2.0856 | -2.0056 | -1.9679 | 68.3225 | 67.7032 | 67.0078 | 66.0651 | 65.5768 | 65.3816 | 65.3196 | 65.0293 | 66.6877 | 70.6781 | 75.1013 | 79.5208 | 83.8812 | 86.0069 | 86.9204 | 86.6791 | 86.471 | 85.113 | 82.7443 | 80.1001 | 77.4757 | 75.9704 | 74.988 | 74.1782 | 3.2623 | 3.8113 | 3.5752 | 4.1308 | 4.5119 | 3.4621 | 3.8853 | 4.0596 | 4.9805 | 5.9579 | 6.2127 | 5.5858 | 4.6949 | 4.8584 | 4.8547 | 4.8144 | 4.7677 | 4.896 | 4.5279 | 3.8254 | 4.5081 | 3.9355 | 3.976 | 3.7025
Program Specific1-in-2Size: Over 200kWSouth of Lugo2025October Monthly Peak | Program Specific | 1-in-2 | Size: Over 200kW | South of Lugo | 2025 | October Monthly Peak | 10 | 105.6126 | 102.2176 | 99.1913 | 100.1225 | 105.5096 | 121.7881 | 147.4593 | 166.2564 | 183.3615 | 199.6519 | 210.4814 | 215.8828 | 216.9936 | 219.6012 | 215.3327 | 204.8783 | 193.6704 | 188.4148 | 174.8489 | 165.0849 | 153.6955 | 141.2543 | 125.1039 | 116.5712 | -2.6238 | -2.9161 | -2.6932 | -2.5355 | -2.5968 | -2.1182 | -2.9287 | -2.5455 | -3.5066 | -3.8011 | -3.4486 | -2.5313 | -2.81 | 0.47341 | 8.1456 | 7.8166 | 5.9413 | 5.5505 | -0.59315 | -1.8283 | -1.4695 | -1.8715 | -1.7908 | -1.765 | 68.3553 | 67.8827 | 66.9446 | 65.9682 | 65.486 | 64.1455 | 63.8124 | 63.9938 | 65.6181 | 69.958 | 76.3143 | 82.0275 | 85.6951 | 87.3251 | 88.8722 | 87.9039 | 86.3058 | 83.7917 | 81.5819 | 79.2432 | 76.77 | 74.6242 | 72.8435 | 71.1805 | 2.7907 | 3.2213 | 3.0463 | 3.5352 | 3.773 | 2.8663 | 3.2061 | 3.3322 | 4.1132 | 4.9789 | 5.2124 | 4.7758 | 4.1217 | 4.295 | 4.2993 | 4.2581 | 4.2075 | 4.4956 | 4.1948 | 3.4233 | 3.9667 | 3.4512 | 3.4519 | 3.2231
Program Specific1-in-2Size: Over 200kWSouth of Lugo2025November Monthly Peak | Program Specific | 1-in-2 | Size: Over 200kW | South of Lugo | 2025 | November Monthly Peak | 11 | 104.2395 | 100.1226 | 97.1272 | 99.0801 | 104.803 | 120.8456 | 142.8555 | 160.1765 | 176.329 | 188.8262 | 197.1538 | 200.2368 | 198.8286 | 199.8752 | 196.2129 | 186.7769 | 178.1078 | 173.6944 | 162.7173 | 154.9451 | 145.7888 | 135.4106 | 119.3074 | 111.1748 | -2.0889 | -1.7791 | -1.9872 | -2.1862 | -2.6184 | -1.9503 | -2.4294 | -2.4024 | -4.7909 | -3.7676 | -2.9318 | -2.0369 | -3.0088 | 0.76903 | 8.0217 | 7.6088 | 4.7373 | 5.0744 | -1.4891 | -1.6876 | -0.29416 | -0.78811 | -0.53019 | -0.44578 | 57.8024 | 56.5606 | 55.8249 | 55.2028 | 54.4488 | 53.817 | 53.3236 | 53.6118 | 57.3575 | 60.4245 | 66.0987 | 71.4043 | 75.4138 | 77.0162 | 76.7013 | 75.8039 | 73.1139 | 68.9764 | 65.1483 | 63.4814 | 62.3259 | 61.109 | 60.004 | 59.3115 | 2.9713 | 3.4037 | 3.2178 | 3.7738 | 4.0428 | 3.0681 | 3.3506 | 3.4631 | 4.2668 | 5.0797 | 5.2668 | 4.7785 | 4.074 | 4.217 | 4.226 | 4.1875 | 4.174 | 4.4707 | 4.2111 | 3.466 | 4.0589 | 3.5689 | 3.5512 | 3.3159
Program Specific1-in-2Size: Over 200kWSouth of Lugo2025December Monthly Peak | Program Specific | 1-in-2 | Size: Over 200kW | South of Lugo | 2025 | December Monthly Peak | 12 | 100.6503 | 97.9405 | 95.3831 | 96.4733 | 101.6445 | 114.9446 | 138.1569 | 154.0295 | 165.8857 | 173.4906 | 175.9431 | 175.2415 | 171.7524 | 169.7223 | 165.9014 | 158.2405 | 154.4941 | 154.0848 | 146.8571 | 142.299 | 134.9295 | 127.5771 | 112.753 | 106.3655 | -2.017 | -1.7403 | -1.9515 | -2.1286 | -2.5395 | -1.8551 | -2.3495 | -2.3102 | -4.5072 | -3.4616 | -2.6164 | -1.7826 | -2.599 | 0.65302 | 6.7825 | 6.4463 | 4.1092 | 4.5015 | -1.344 | -1.5498 | -0.27225 | -0.74252 | -0.50106 | -0.4265 | 51.2913 | 49.9631 | 47.859 | 46.9305 | 46.2176 | 45.4287 | 45.501 | 45.4913 | 46.2869 | 49.4814 | 52.712 | 54.8229 | 56.2526 | 56.579 | 57.3734 | 57.249 | 56.362 | 55.2015 | 53.9401 | 53.3509 | 52.6512 | 51.4001 | 50.4909 | 49.4049 | 2.869 | 3.3295 | 3.16 | 3.6746 | 3.921 | 2.9183 | 3.2404 | 3.3302 | 4.0141 | 4.6672 | 4.7002 | 4.182 | 3.5192 | 3.5808 | 3.5731 | 3.5477 | 3.6206 | 3.9659 | 3.8007 | 3.1831 | 3.7566 | 3.3625 | 3.3561 | 3.1724
Program Specific1-in-2Size: Over 200kWSouth of Lugo2025Typical Event Day | Program Specific | 1-in-2 | Size: Over 200kW | South of Lugo | 2025 | Typical Event Day | 8 | 121.9047 | 118.9537 | 115.1741 | 115.6246 | 123.9753 | 143.1941 | 170.6868 | 192.2057 | 206.6729 | 220.8807 | 233.339 | 235.8605 | 231.0488 | 232.3303 | 229.3441 | 221.03 | 210.0249 | 198.5268 | 182.914 | 176.7525 | 170.6248 | 158.6392 | 142.0563 | 132.319 | -2.9244 | -3.1659 | -2.9901 | -2.861 | -3.0595 | -2.4585 | -3.3033 | -2.9321 | -4.2482 | -4.2412 | -3.7603 | -2.7004 | -3.0817 | 0.57074 | 8.8002 | 8.5344 | 6.2907 | 5.8398 | -0.80785 | -1.9517 | -1.4025 | -1.8923 | -1.7841 | -1.7416 | 67.6224 | 67.1136 | 66.5953 | 66.0507 | 65.7688 | 65.4226 | 65.2342 | 65.5003 | 67.5724 | 71.412 | 75.5486 | 79.007 | 81.1037 | 82.3476 | 83.1463 | 83.3384 | 84.1649 | 83.6383 | 82.2897 | 79.6548 | 75.9358 | 73.072 | 71.5375 | 70.6237 | 3.2427 | 3.7737 | 3.5608 | 4.1098 | 4.4629 | 3.3926 | 3.7359 | 3.878 | 4.667 | 5.5451 | 5.817 | 5.2526 | 4.418 | 4.5743 | 4.6096 | 4.6244 | 4.5932 | 4.7684 | 4.4176 | 3.6897 | 4.433 | 3.9018 | 3.9458 | 3.6829
Program Specific1-in-10Size: Over 200kWOther2015January Monthly Peak | Program Specific | 1-in-10 | Size: Over 200kW | Other | 2015 | January Monthly Peak | 1 | 134.991 | 131.9961 | 127.6906 | 127.8198 | 135.6583 | 157.9197 | 189.8378 | 208.5901 | 215.0254 | 214.8416 | 215.7305 | 212.1729 | 207.6661 | 208.5775 | 200.8614 | 190.4184 | 180.6798 | 178.3076 | 175.3667 | 170.0851 | 164.3429 | 157.3731 | 149.0611 | 143.8435 | -1.7246 | -1.9178 | -1.2023 | -3.43 | -4.275 | -3.7215 | -1.4493 | -4.374 | -3.6334 | -4.4465 | -0.0033793 | 0.43914 | 1.5074 | 2.8951 | 7.3557 | 6.7094 | 9.2553 | 8.5768 | 4.4075 | 4.5468 | 3.9487 | 3.8564 | 2.6907 | 2.1553 | 44.6315 | 43.8592 | 43.1436 | 42.6299 | 42.2604 | 41.9663 | 41.7847 | 41.5001 | 42.0574 | 44.3488 | 47.0143 | 49.4149 | 51.371 | 52.0211 | 52.2785 | 52.1887 | 51.3156 | 50.0305 | 48.1622 | 46.5237 | 45.2142 | 44.3793 | 43.691 | 42.9825 | 5.5821 | 5.5635 | 6.0593 | 6.0071 | 5.9352 | 5.7314 | 6.8529 | 6.3709 | 7.4937 | 7.2846 | 6.3104 | 5.7507 | 5.3862 | 5.4174 | 4.6653 | 3.8741 | 3.2975 | 3.4366 | 3.4333 | 5.6811 | 6.1351 | 6.2798 | 5.4795 | 5.8823
Program Specific1-in-10Size: Over 200kWOther2015February Monthly Peak | Program Specific | 1-in-10 | Size: Over 200kW | Other | 2015 | February Monthly Peak | 2 | 130.5784 | 127.9155 | 123.3972 | 122.8885 | 130.3214 | 150.9074 | 180.2889 | 196.0141 | 201.4558 | 202.4693 | 205.0098 | 203.798 | 200.551 | 202.6931 | 196.247 | 185.9902 | 175.8781 | 172.8568 | 169.1702 | 163.2626 | 158.3646 | 152.5943 | 144.0288 | 139.4789 | -1.6682 | -1.8585 | -1.1618 | -3.2977 | -4.1068 | -3.5562 | -1.3764 | -4.1103 | -3.4041 | -4.1904 | -0.0032113 | 0.42181 | 1.4558 | 2.8134 | 7.1867 | 6.5534 | 9.0094 | 8.3147 | 4.2518 | 4.3644 | 3.8051 | 3.7393 | 2.5999 | 2.0899 | 51.8368 | 51.109 | 50.3626 | 49.8797 | 49.6925 | 48.9807 | 47.9627 | 48.3646 | 49.6526 | 51.7281 | 53.992 | 55.5569 | 57.3349 | 58.8332 | 59.8056 | 60.0557 | 59.2848 | 58.4833 | 56.6593 | 54.7342 | 53.201 | 51.9464 | 51.2955 | 50.4122 | 5.3996 | 5.3915 | 5.8556 | 5.7754 | 5.7017 | 5.4769 | 6.5082 | 5.9868 | 7.0208 | 6.8651 | 5.9968 | 5.5237 | 5.2016 | 5.2645 | 4.5582 | 3.784 | 3.2099 | 3.3315 | 3.312 | 5.4533 | 5.912 | 6.0891 | 5.2946 | 5.7039
Program Specific1-in-10Size: Over 200kWOther2015March Monthly Peak | Program Specific | 1-in-10 | Size: Over 200kW | Other | 2015 | March Monthly Peak | 3 | 133.849 | 130.4809 | 126.1732 | 123.4157 | 130.0198 | 148.162 | 173.6578 | 190.5503 | 199.2104 | 202.6716 | 209.2772 | 211.4981 | 209.9239 | 214.3135 | 209.729 | 198.9489 | 186.244 | 174.3869 | 169.6063 | 167.7607 | 165.2607 | 159.3133 | 148.8199 | 142.67 | -1.71 | -1.8958 | -1.188 | -3.3118 | -4.0973 | -3.4915 | -1.3257 | -3.9957 | -3.3662 | -4.1946 | -0.0032782 | 0.43774 | 1.5238 | 2.9747 | 7.6804 | 7.01 | 9.5404 | 8.3883 | 4.2627 | 4.4847 | 3.9708 | 3.9039 | 2.6863 | 2.1377 | 59.3372 | 57.9395 | 57.3448 | 56.7033 | 55.7753 | 54.921 | 54.1993 | 53.9229 | 55.2166 | 59.19 | 64.1408 | 68.732 | 72.2527 | 74.1246 | 75.2396 | 75.9217 | 75.7707 | 74.3203 | 72.3384 | 69.6771 | 66.3387 | 63.8017 | 61.624 | 59.9284 | 5.5348 | 5.4996 | 5.9873 | 5.8002 | 5.6885 | 5.3773 | 6.2688 | 5.8199 | 6.9425 | 6.8719 | 6.1217 | 5.7324 | 5.4447 | 5.5663 | 4.8713 | 4.0477 | 3.3991 | 3.361 | 3.3205 | 5.6035 | 6.1694 | 6.3572 | 5.4707 | 5.8344
Program Specific1-in-10Size: Over 200kWOther2015April Monthly Peak | Program Specific | 1-in-10 | Size: Over 200kW | Other | 2015 | April Monthly Peak | 4 | 137.4586 | 134.1301 | 129.3943 | 126.5803 | 133.2125 | 152.0705 | 178.8942 | 199.4998 | 212.7236 | 220.7552 | 230.3513 | 234.2167 | 234.0558 | 239.1721 | 234.2704 | 221.0304 | 204.9645 | 190.1018 | 182.8642 | 179.3384 | 174.7533 | 166.9192 | 154.7726 | 147.4746 | -1.1476 | -1.6295 | -0.95835 | -2.1744 | -3.1777 | -3.0696 | -2.5507 | -3.5505 | -3.53 | -4.3996 | -1.8831 | -2.404 | -1.2662 | -0.291 | 5.6179 | 6.2112 | 7.4631 | 6.8679 | 3.9185 | 3.4505 | 2.7929 | 3.6236 | 2.7789 | 2.6142 | 69.3348 | 68.1359 | 66.6439 | 65.7702 | 64.8057 | 63.7443 | 63.1309 | 63.1668 | 66.3207 | 71.8791 | 77.3191 | 82.3642 | 85.6065 | 87.6523 | 88.7016 | 89.1028 | 88.7514 | 87.6875 | 85.6341 | 81.9091 | 77.4097 | 73.8403 | 71.3454 | 69.4389 | 5.3538 | 5.3249 | 5.7833 | 5.6031 | 5.4894 | 5.1984 | 6.0825 | 5.7391 | 6.9826 | 7.0501 | 6.3465 | 5.9792 | 5.7178 | 5.851 | 5.1251 | 4.2356 | 3.5233 | 3.451 | 3.372 | 5.6421 | 6.1446 | 6.2736 | 5.3588 | 5.6803
Program Specific1-in-10Size: Over 200kWOther2015May Monthly Peak | Program Specific | 1-in-10 | Size: Over 200kW | Other | 2015 | May Monthly Peak | 5 | 141.2216 | 138.3621 | 133.2674 | 131.4867 | 138.7087 | 158.3404 | 184.2391 | 210.6575 | 229.2648 | 240.1369 | 251.0582 | 254.0448 | 252.6242 | 257.0727 | 251.3008 | 235.2703 | 217.2533 | 200.3437 | 190.9375 | 185.0187 | 180.2758 | 172.3589 | 160.6579 | 153.1101 | -0.91105 | -1.5398 | -0.87229 | -1.7145 | -2.8535 | -2.9668 | -3.1499 | -3.4627 | -3.7746 | -4.707 | -2.9302 | -3.9503 | -2.7382 | -1.976 | 4.665 | 5.8921 | 6.5313 | 6.2098 | 3.7884 | 2.9657 | 2.2595 | 3.5351 | 2.8779 | 2.8941 | 73.0737 | 71.3736 | 70.0693 | 69.0876 | 68.172 | 67.1979 | 66.8651 | 67.2619 | 70.6929 | 76.062 | 81.0028 | 84.4466 | 87.4485 | 89.4579 | 90.5855 | 90.8977 | 90.0126 | 88.523 | 87.1119 | 84.5016 | 80.592 | 76.8271 | 74.4464 | 72.1309 | 5.5296 | 5.5221 | 5.9881 | 5.8513 | 5.7463 | 5.4415 | 6.2976 | 6.0923 | 7.5656 | 7.7099 | 6.9538 | 6.5199 | 6.2042 | 6.3223 | 5.5269 | 4.5324 | 3.7544 | 3.6562 | 3.5396 | 5.8517 | 6.3725 | 6.5125 | 5.5922 | 5.9288
Program Specific1-in-10Size: Over 200kWOther2015June Monthly Peak | Program Specific | 1-in-10 | Size: Over 200kW | Other | 2015 | June Monthly Peak | 6 | 145.7874 | 142.8299 | 138.1876 | 136.3659 | 143.1898 | 162.4336 | 187.3281 | 210.827 | 226.2184 | 236.1083 | 245.8644 | 244.8846 | 238.7941 | 242.1757 | 236.7683 | 225.1966 | 209.2779 | 194.0727 | 187.7165 | 181.9814 | 180.3137 | 173.8747 | 162.9444 | 156.2677 | -1.1028 | -1.675 | -0.97431 | -2.1093 | -3.2215 | -3.1816 | -2.8907 | -3.6336 | -3.7417 | -4.6735 | -2.3652 | -3.0483 | -1.8275 | -0.9421 | 5.1478 | 6.0438 | 7.0712 | 6.5998 | 3.8994 | 3.2599 | 2.6248 | 3.6885 | 2.9228 | 2.846 | 70.1804 | 69.0134 | 68.1613 | 67.2203 | 66.1292 | 65.038 | 64.4813 | 65.6903 | 69.3011 | 74.037 | 78.9236 | 83.2335 | 86.0672 | 87.9806 | 89.1685 | 89.4066 | 89.586 | 88.533 | 87.4991 | 85.074 | 81.3968 | 77.5968 | 75.2705 | 73.5384 | 5.6772 | 5.6693 | 6.1753 | 6.0353 | 5.8996 | 5.5517 | 6.3682 | 6.0639 | 7.4243 | 7.5391 | 6.7728 | 6.2505 | 5.8326 | 5.9235 | 5.1789 | 4.3147 | 3.5969 | 3.5225 | 3.4609 | 5.7243 | 6.3391 | 6.5339 | 5.6408 | 6.018
Program Specific1-in-10Size: Over 200kWOther2015July Monthly Peak | Program Specific | 1-in-10 | Size: Over 200kW | Other | 2015 | July Monthly Peak | 7 | 149.7166 | 145.948 | 141.8169 | 141.2435 | 148.6538 | 169.6762 | 194.4356 | 215.9783 | 229.2438 | 238.2688 | 245.8525 | 244.4652 | 238.6799 | 241.3673 | 235.6965 | 226.0972 | 211.7408 | 197.5766 | 191.8485 | 186.5878 | 184.8657 | 177.8065 | 166.6117 | 159.6745 | -0.8145 | -1.5449 | -0.8632 | -1.5303 | -2.7982 | -3.0483 | -3.6184 | -3.3937 | -3.7584 | -4.6286 | -3.3275 | -4.4898 | -3.2775 | -2.6874 | 3.695 | 5.294 | 5.6494 | 5.5838 | 3.6442 | 2.6717 | 1.9774 | 3.5333 | 2.9809 | 3.1182 | 75.4454 | 74.0263 | 72.8301 | 71.7021 | 70.9375 | 70.2689 | 69.9211 | 70.3606 | 73.061 | 77.5834 | 82.2321 | 85.8707 | 87.7176 | 88.5894 | 89.784 | 90.4846 | 90.2147 | 89.5768 | 88.2527 | 85.9762 | 82.5128 | 79.2682 | 77.1752 | 75.8074 | 5.9247 | 5.8869 | 6.4402 | 6.3525 | 6.2239 | 5.8932 | 6.7169 | 6.3128 | 7.6455 | 7.7314 | 6.8822 | 6.3409 | 5.9242 | 5.9993 | 5.239 | 4.4021 | 3.6982 | 3.6442 | 3.5944 | 5.9643 | 6.6044 | 6.79 | 5.8612 | 6.2489
Program Specific1-in-10Size: Over 200kWOther2015August Monthly Peak | Program Specific | 1-in-10 | Size: Over 200kW | Other | 2015 | August Monthly Peak | 8 | 151.0156 | 147.4445 | 143.1081 | 142.5575 | 150.3518 | 172.3895 | 199.9195 | 223.8723 | 241.2487 | 252.786 | 262.1596 | 262.8048 | 257.626 | 261.6685 | 255.415 | 241.4939 | 223.1536 | 206.614 | 198.4782 | 193.9696 | 190.3068 | 180.7407 | 169.2831 | 161.5648 | -0.67072 | -1.4815 | -0.80619 | -1.2339 | -2.5703 | -2.9655 | -4.0192 | -3.3575 | -3.9387 | -4.8669 | -4.0309 | -5.5579 | -4.2741 | -3.8047 | 3.2757 | 5.2659 | 5.208 | 5.281 | 3.6042 | 2.4495 | 1.6902 | 3.4776 | 3.0251 | 3.2551 | 74.9853 | 74.1124 | 73.2054 | 72.4606 | 71.7246 | 71.2879 | 70.9367 | 71.1439 | 73.7377 | 78.665 | 83.1445 | 87.316 | 90.2954 | 92.2829 | 93.4454 | 94.4962 | 94.7859 | 93.9941 | 93.1255 | 90.5259 | 86.4964 | 83.4286 | 81.3195 | 79.2371 | 6.0689 | 6.0396 | 6.5997 | 6.5111 | 6.3928 | 6.0804 | 7.0136 | 6.6451 | 8.1708 | 8.3298 | 7.4526 | 6.9224 | 6.4938 | 6.6049 | 5.7654 | 4.7749 | 3.958 | 3.87 | 3.7763 | 6.2965 | 6.9043 | 7.0092 | 6.0477 | 6.421
Program Specific1-in-10Size: Over 200kWOther2015September Monthly Peak | Program Specific | 1-in-10 | Size: Over 200kW | Other | 2015 | September Monthly Peak | 9 | 152.7393 | 148.8758 | 144.069 | 144.3678 | 152.8185 | 175.7577 | 206.5278 | 232.9799 | 254.9823 | 267.9844 | 278.0772 | 278.85 | 273.9546 | 277.9806 | 270.9587 | 254.1997 | 233.2613 | 215.2696 | 207.0634 | 203.558 | 195.8005 | 185.2126 | 172.5691 | 163.7757 | -0.57498 | -1.4417 | -0.76735 | -1.0364 | -2.4335 | -2.9326 | -4.3612 | -3.3811 | -4.1511 | -5.1281 | -4.6225 | -6.4231 | -5.0757 | -4.6836 | 2.9513 | 5.2656 | 4.9156 | 5.1081 | 3.6428 | 2.3374 | 1.4981 | 3.4845 | 3.0812 | 3.3684 | 77.0494 | 75.931 | 74.8413 | 74.1643 | 73.4147 | 72.8777 | 72.5594 | 72.5076 | 74.4524 | 78.8453 | 83.6044 | 88.0358 | 91.4057 | 93.7437 | 94.5302 | 94.549 | 93.8087 | 92.2926 | 90.5616 | 87.5548 | 83.6705 | 80.6665 | 78.3855 | 76.6525 | 6.2185 | 6.1781 | 6.731 | 6.6801 | 6.5827 | 6.2804 | 7.3402 | 7.0059 | 8.749 | 8.9462 | 8.0086 | 7.4412 | 6.9958 | 7.1085 | 6.1963 | 5.0919 | 4.1914 | 4.0849 | 3.9913 | 6.6942 | 7.1966 | 7.2766 | 6.2458 | 6.5941
Program Specific1-in-10Size: Over 200kWOther2015October Monthly Peak | Program Specific | 1-in-10 | Size: Over 200kW | Other | 2015 | October Monthly Peak | 10 | 133.5035 | 131.1264 | 125.7705 | 124.7447 | 131.9528 | 152.5856 | 182.4344 | 202.1764 | 214.373 | 223.6129 | 232.1145 | 235.1391 | 235.0287 | 239.1723 | 233.0572 | 218.9267 | 203.1029 | 194.7641 | 186.5873 | 177.5316 | 169.8075 | 161.7704 | 150.3491 | 144.3783 | -0.9467 | -1.5044 | -0.85975 | -1.8007 | -2.8606 | -2.9335 | -2.9444 | -3.416 | -3.5389 | -4.4079 | -2.4354 | -3.237 | -2.1171 | -1.3164 | 4.7522 | 5.7086 | 6.5409 | 6.374 | 3.802 | 3.038 | 2.3258 | 3.3833 | 2.6954 | 2.6718 | 72.1614 | 70.9462 | 70.1722 | 69.1761 | 68.1914 | 67.2966 | 66.999 | 66.5771 | 67.2133 | 71.1834 | 76.505 | 82.1646 | 86.7583 | 89.5013 | 90.4175 | 90.7871 | 90.3601 | 89.0291 | 85.9577 | 81.4121 | 77.5841 | 75.1145 | 73.3463 | 71.7215 | 5.2067 | 5.2126 | 5.6289 | 5.5293 | 5.4448 | 5.223 | 6.2112 | 5.8239 | 7.0462 | 7.151 | 6.4037 | 6.0108 | 5.7493 | 5.8589 | 5.1054 | 4.2009 | 3.496 | 3.5404 | 3.4453 | 5.5928 | 5.9788 | 6.0883 | 5.2127 | 5.5686
Program Specific1-in-10Size: Over 200kWOther2015November Monthly Peak | Program Specific | 1-in-10 | Size: Over 200kW | Other | 2015 | November Monthly Peak | 11 | 138.0873 | 135.3773 | 130.5117 | 129.0277 | 136.5194 | 157.1613 | 183.6133 | 204.7156 | 218.6242 | 226.5414 | 235.116 | 238.0226 | 237.0511 | 240.6344 | 234.5321 | 219.0285 | 204.443 | 196.4015 | 187.5296 | 178.8629 | 171.7368 | 164.4173 | 152.3737 | 146.0885 | -1.2541 | -1.698 | -1.0101 | -2.4229 | -3.4298 | -3.2604 | -2.4165 | -3.7509 | -3.6389 | -4.5437 | -1.6042 | -1.9566 | -0.78485 | 0.3091 | 6.1153 | 6.4138 | 7.9459 | 7.4851 | 4.1336 | 3.6634 | 2.9736 | 3.6454 | 2.7383 | 2.5233 | 68.4987 | 67.1652 | 66.4237 | 65.2565 | 64.5838 | 63.7858 | 63.1391 | 63.1864 | 65.4369 | 70.337 | 76.2758 | 80.997 | 84.1474 | 85.687 | 86.6147 | 86.4085 | 84.6631 | 81.8589 | 78.7458 | 75.4293 | 73.0142 | 71.265 | 69.5153 | 68.2758 | 5.3953 | 5.3914 | 5.8518 | 5.7296 | 5.6436 | 5.3895 | 6.2628 | 5.9078 | 7.1991 | 7.2578 | 6.4983 | 6.0957 | 5.8094 | 5.9054 | 5.1471 | 4.2105 | 3.5255 | 3.5767 | 3.469 | 5.645 | 6.0577 | 6.1992 | 5.2925 | 5.6448
Program Specific1-in-10Size: Over 200kWOther2015December Monthly Peak | Program Specific | 1-in-10 | Size: Over 200kW | Other | 2015 | December Monthly Peak | 12 | 129.7243 | 127.161 | 123.3501 | 123.125 | 130.6859 | 150.5583 | 177.1791 | 192.2462 | 198.671 | 199.013 | 199.4179 | 195.7775 | 190.635 | 190.4353 | 183.3925 | 174.7677 | 168.6764 | 167.2299 | 163.7017 | 158.8026 | 153.835 | 147.7788 | 139.9486 | 135.6235 | -1.6573 | -1.8475 | -1.1614 | -3.304 | -4.1183 | -3.548 | -1.3526 | -4.0313 | -3.3571 | -4.1189 | -0.0031237 | 0.40521 | 1.3838 | 2.6433 | 6.716 | 6.1579 | 8.6405 | 8.044 | 4.1143 | 4.2452 | 3.6963 | 3.6213 | 2.5262 | 2.0321 | 45.4525 | 44.7738 | 44.398 | 44.1499 | 43.9945 | 43.719 | 44.1043 | 44.1981 | 44.7014 | 46.4447 | 48.4902 | 50.4598 | 51.8807 | 52.2721 | 52.2753 | 52.2263 | 51.7818 | 50.6075 | 49.3006 | 48.1059 | 46.8902 | 46.188 | 45.8703 | 45.2599 | 5.3643 | 5.3597 | 5.8534 | 5.7865 | 5.7176 | 5.4643 | 6.3959 | 5.8717 | 6.9237 | 6.7479 | 5.8333 | 5.3063 | 4.9444 | 4.9462 | 4.2596 | 3.5557 | 3.0785 | 3.2231 | 3.2049 | 5.3043 | 5.7429 | 5.8969 | 5.1446 | 5.5462
Program Specific1-in-10Size: Over 200kWOther2015Typical Event Day | Program Specific | 1-in-10 | Size: Over 200kW | Other | 2015 | Typical Event Day | 8 | 149.8182 | 146.2771 | 141.9992 | 141.387 | 149.1298 | 170.8392 | 197.825 | 220.7179 | 237.101 | 247.8927 | 256.8769 | 257.4713 | 252.1631 | 256.2051 | 250.157 | 236.7315 | 218.9972 | 202.9636 | 195.2171 | 190.9616 | 187.7967 | 178.7309 | 167.5633 | 160.1423 | -0.79444 | -1.5375 | -0.85544 | -1.4894 | -2.7716 | -3.0512 | -3.7222 | -3.4464 | -3.885 | -4.8097 | -3.5419 | -4.8274 | -3.562 | -2.9728 | 3.8234 | 5.4906 | 5.7421 | 5.6605 | 3.6857 | 2.6898 | 1.9618 | 3.5362 | 2.9975 | 3.141 | 74.4151 | 73.2708 | 72.2595 | 71.3868 | 70.5515 | 69.8681 | 69.4746 | 69.9256 | 72.638 | 77.2827 | 81.9762 | 86.114 | 88.8715 | 90.6492 | 91.732 | 92.2341 | 92.0988 | 91.0991 | 89.8597 | 87.2827 | 83.5191 | 80.24 | 78.0377 | 76.3089 | 5.9396 | 5.9111 | 6.4603 | 6.3706 | 6.2554 | 5.9445 | 6.8466 | 6.4632 | 7.9221 | 8.0585 | 7.204 | 6.6905 | 6.2704 | 6.3799 | 5.5706 | 4.6177 | 3.832 | 3.7504 | 3.6642 | 6.1153 | 6.7215 | 6.8378 | 5.9056 | 6.2787
Program Specific1-in-10Size: Over 200kWOther2016January Monthly Peak | Program Specific | 1-in-10 | Size: Over 200kW | Other | 2016 | January Monthly Peak | 1 | 134.991 | 131.9961 | 127.6906 | 127.8198 | 135.6583 | 157.9197 | 189.8378 | 208.5901 | 215.0254 | 214.8416 | 215.7305 | 212.1729 | 207.6661 | 208.5775 | 200.8615 | 190.4184 | 180.6798 | 178.3076 | 175.3667 | 170.0851 | 164.3429 | 157.3731 | 149.0611 | 143.8435 | -1.7246 | -1.9178 | -1.2023 | -3.43 | -4.275 | -3.7215 | -1.4493 | -4.374 | -3.6334 | -4.4465 | -0.0033793 | 0.43914 | 1.5074 | 2.8951 | 7.3557 | 6.7094 | 9.2553 | 8.5768 | 4.4075 | 4.5468 | 3.9487 | 3.8564 | 2.6907 | 2.1553 | 44.6315 | 43.8592 | 43.1436 | 42.6299 | 42.2604 | 41.9663 | 41.7847 | 41.5001 | 42.0574 | 44.3488 | 47.0143 | 49.4149 | 51.371 | 52.0211 | 52.2785 | 52.1887 | 51.3156 | 50.0305 | 48.1622 | 46.5237 | 45.2142 | 44.3793 | 43.691 | 42.9825 | 5.5821 | 5.5635 | 6.0593 | 6.0071 | 5.9352 | 5.7314 | 6.8529 | 6.3709 | 7.4937 | 7.2846 | 6.3104 | 5.7507 | 5.3862 | 5.4174 | 4.6653 | 3.8741 | 3.2975 | 3.4366 | 3.4333 | 5.6811 | 6.1351 | 6.2798 | 5.4795 | 5.8823
Program Specific1-in-10Size: Over 200kWOther2016February Monthly Peak | Program Specific | 1-in-10 | Size: Over 200kW | Other | 2016 | February Monthly Peak | 2 | 130.5783 | 127.9155 | 123.3972 | 122.8885 | 130.3214 | 150.9074 | 180.2889 | 196.0141 | 201.4558 | 202.4693 | 205.0098 | 203.798 | 200.551 | 202.6931 | 196.247 | 185.9902 | 175.8781 | 172.8568 | 169.1702 | 163.2626 | 158.3646 | 152.5943 | 144.0288 | 139.4789 | -1.6682 | -1.8585 | -1.1618 | -3.2977 | -4.1068 | -3.5562 | -1.3764 | -4.1103 | -3.4041 | -4.1904 | -0.0032113 | 0.42181 | 1.4558 | 2.8134 | 7.1867 | 6.5534 | 9.0094 | 8.3147 | 4.2518 | 4.3644 | 3.8051 | 3.7393 | 2.5999 | 2.0899 | 51.8368 | 51.109 | 50.3626 | 49.8797 | 49.6925 | 48.9807 | 47.9627 | 48.3646 | 49.6526 | 51.7281 | 53.992 | 55.5569 | 57.3349 | 58.8332 | 59.8056 | 60.0557 | 59.2848 | 58.4833 | 56.6593 | 54.7342 | 53.201 | 51.9464 | 51.2955 | 50.4122 | 5.3996 | 5.3915 | 5.8556 | 5.7754 | 5.7017 | 5.4769 | 6.5082 | 5.9868 | 7.0208 | 6.8651 | 5.9968 | 5.5237 | 5.2016 | 5.2645 | 4.5582 | 3.784 | 3.2099 | 3.3315 | 3.312 | 5.4533 | 5.912 | 6.0891 | 5.2946 | 5.7039
Program Specific1-in-10Size: Over 200kWOther2016March Monthly Peak | Program Specific | 1-in-10 | Size: Over 200kW | Other | 2016 | March Monthly Peak | 3 | 133.849 | 130.4809 | 126.1732 | 123.4157 | 130.0198 | 148.162 | 173.6578 | 190.5503 | 199.2104 | 202.6716 | 209.2772 | 211.4981 | 209.9239 | 214.3135 | 209.729 | 198.9489 | 186.244 | 174.3869 | 169.6063 | 167.7607 | 165.2607 | 159.3133 | 148.8199 | 142.67 | -1.71 | -1.8958 | -1.188 | -3.3118 | -4.0973 | -3.4915 | -1.3257 | -3.9957 | -3.3662 | -4.1946 | -0.0032782 | 0.43774 | 1.5238 | 2.9747 | 7.6804 | 7.01 | 9.5404 | 8.3883 | 4.2627 | 4.4847 | 3.9708 | 3.9039 | 2.6863 | 2.1377 | 59.3372 | 57.9395 | 57.3448 | 56.7033 | 55.7753 | 54.921 | 54.1993 | 53.9229 | 55.2166 | 59.19 | 64.1408 | 68.732 | 72.2527 | 74.1246 | 75.2396 | 75.9217 | 75.7707 | 74.3203 | 72.3384 | 69.6771 | 66.3387 | 63.8017 | 61.624 | 59.9284 | 5.5348 | 5.4996 | 5.9873 | 5.8002 | 5.6885 | 5.3773 | 6.2688 | 5.8199 | 6.9425 | 6.8719 | 6.1217 | 5.7324 | 5.4447 | 5.5663 | 4.8713 | 4.0477 | 3.3991 | 3.361 | 3.3205 | 5.6035 | 6.1694 | 6.3572 | 5.4707 | 5.8344
Program Specific1-in-10Size: Over 200kWOther2016April Monthly Peak | Program Specific | 1-in-10 | Size: Over 200kW | Other | 2016 | April Monthly Peak | 4 | 137.4586 | 134.1301 | 129.3943 | 126.5803 | 133.2125 | 152.0705 | 178.8942 | 199.4998 | 212.7236 | 220.7552 | 230.3513 | 234.2167 | 234.0557 | 239.1721 | 234.2704 | 221.0304 | 204.9645 | 190.1018 | 182.8642 | 179.3384 | 174.7533 | 166.9192 | 154.7726 | 147.4746 | -1.1476 | -1.6295 | -0.95835 | -2.1744 | -3.1777 | -3.0696 | -2.5507 | -3.5505 | -3.53 | -4.3996 | -1.8831 | -2.404 | -1.2662 | -0.291 | 5.6179 | 6.2112 | 7.4631 | 6.8679 | 3.9185 | 3.4505 | 2.7929 | 3.6236 | 2.7789 | 2.6142 | 69.3348 | 68.1359 | 66.6439 | 65.7702 | 64.8057 | 63.7443 | 63.1309 | 63.1668 | 66.3207 | 71.8791 | 77.3191 | 82.3642 | 85.6065 | 87.6523 | 88.7016 | 89.1028 | 88.7514 | 87.6875 | 85.6341 | 81.9091 | 77.4097 | 73.8403 | 71.3454 | 69.4389 | 5.3538 | 5.3249 | 5.7833 | 5.6031 | 5.4894 | 5.1984 | 6.0825 | 5.7391 | 6.9826 | 7.0501 | 6.3465 | 5.9792 | 5.7178 | 5.851 | 5.1251 | 4.2356 | 3.5233 | 3.451 | 3.372 | 5.6421 | 6.1446 | 6.2736 | 5.3588 | 5.6803
Program Specific1-in-10Size: Over 200kWOther2016May Monthly Peak | Program Specific | 1-in-10 | Size: Over 200kW | Other | 2016 | May Monthly Peak | 5 | 141.2216 | 138.3621 | 133.2674 | 131.4866 | 138.7087 | 158.3404 | 184.2391 | 210.6575 | 229.2647 | 240.1369 | 251.0582 | 254.0448 | 252.6242 | 257.0727 | 251.3008 | 235.2702 | 217.2533 | 200.3437 | 190.9375 | 185.0187 | 180.2758 | 172.3589 | 160.6579 | 153.1101 | -0.91105 | -1.5398 | -0.87229 | -1.7145 | -2.8535 | -2.9668 | -3.1499 | -3.4627 | -3.7746 | -4.707 | -2.9302 | -3.9503 | -2.7382 | -1.976 | 4.665 | 5.8921 | 6.5313 | 6.2098 | 3.7884 | 2.9657 | 2.2595 | 3.5351 | 2.8779 | 2.8941 | 73.0737 | 71.3736 | 70.0693 | 69.0876 | 68.172 | 67.1979 | 66.8651 | 67.2619 | 70.6929 | 76.062 | 81.0028 | 84.4466 | 87.4485 | 89.4579 | 90.5855 | 90.8977 | 90.0126 | 88.523 | 87.1119 | 84.5016 | 80.592 | 76.8271 | 74.4464 | 72.1309 | 5.5296 | 5.5221 | 5.9881 | 5.8513 | 5.7463 | 5.4415 | 6.2976 | 6.0923 | 7.5656 | 7.7099 | 6.9538 | 6.5199 | 6.2042 | 6.3223 | 5.5269 | 4.5324 | 3.7544 | 3.6562 | 3.5396 | 5.8517 | 6.3725 | 6.5125 | 5.5922 | 5.9288
Program Specific1-in-10Size: Over 200kWOther2016June Monthly Peak | Program Specific | 1-in-10 | Size: Over 200kW | Other | 2016 | June Monthly Peak | 6 | 145.7874 | 142.8299 | 138.1876 | 136.3659 | 143.1898 | 162.4336 | 187.3281 | 210.827 | 226.2184 | 236.1083 | 245.8644 | 244.8846 | 238.7941 | 242.1757 | 236.7683 | 225.1966 | 209.2779 | 194.0727 | 187.7166 | 181.9814 | 180.3137 | 173.8747 | 162.9444 | 156.2677 | -1.1028 | -1.675 | -0.97431 | -2.1093 | -3.2215 | -3.1816 | -2.8907 | -3.6336 | -3.7417 | -4.6735 | -2.3652 | -3.0483 | -1.8275 | -0.9421 | 5.1478 | 6.0438 | 7.0712 | 6.5998 | 3.8994 | 3.2599 | 2.6248 | 3.6885 | 2.9228 | 2.846 | 70.1804 | 69.0134 | 68.1613 | 67.2203 | 66.1292 | 65.038 | 64.4813 | 65.6903 | 69.3011 | 74.037 | 78.9236 | 83.2335 | 86.0672 | 87.9806 | 89.1685 | 89.4066 | 89.586 | 88.533 | 87.4991 | 85.074 | 81.3968 | 77.5968 | 75.2705 | 73.5384 | 5.6772 | 5.6693 | 6.1753 | 6.0353 | 5.8996 | 5.5517 | 6.3682 | 6.0639 | 7.4243 | 7.5391 | 6.7728 | 6.2505 | 5.8326 | 5.9235 | 5.1789 | 4.3147 | 3.5969 | 3.5225 | 3.4609 | 5.7243 | 6.3391 | 6.5339 | 5.6408 | 6.018
Program Specific1-in-10Size: Over 200kWOther2016July Monthly Peak | Program Specific | 1-in-10 | Size: Over 200kW | Other | 2016 | July Monthly Peak | 7 | 149.7166 | 145.948 | 141.8169 | 141.2435 | 148.6538 | 169.6762 | 194.4356 | 215.9783 | 229.2438 | 238.2688 | 245.8525 | 244.4652 | 238.6799 | 241.3673 | 235.6965 | 226.0973 | 211.7408 | 197.5766 | 191.8485 | 186.5878 | 184.8657 | 177.8065 | 166.6117 | 159.6744 | -0.8145 | -1.5449 | -0.8632 | -1.5303 | -2.7982 | -3.0483 | -3.6184 | -3.3937 | -3.7584 | -4.6286 | -3.3275 | -4.4898 | -3.2775 | -2.6874 | 3.695 | 5.294 | 5.6494 | 5.5838 | 3.6442 | 2.6717 | 1.9774 | 3.5333 | 2.9809 | 3.1182 | 75.4454 | 74.0263 | 72.8301 | 71.7021 | 70.9375 | 70.2689 | 69.9211 | 70.3606 | 73.061 | 77.5834 | 82.2321 | 85.8707 | 87.7176 | 88.5894 | 89.784 | 90.4846 | 90.2147 | 89.5768 | 88.2527 | 85.9762 | 82.5128 | 79.2682 | 77.1752 | 75.8074 | 5.9247 | 5.8869 | 6.4402 | 6.3525 | 6.2239 | 5.8932 | 6.7169 | 6.3128 | 7.6455 | 7.7314 | 6.8822 | 6.3409 | 5.9242 | 5.9993 | 5.239 | 4.4021 | 3.6982 | 3.6442 | 3.5944 | 5.9643 | 6.6044 | 6.79 | 5.8612 | 6.2489
Program Specific1-in-10Size: Over 200kWOther2016August Monthly Peak | Program Specific | 1-in-10 | Size: Over 200kW | Other | 2016 | August Monthly Peak | 8 | 151.0156 | 147.4445 | 143.108 | 142.5575 | 150.3518 | 172.3895 | 199.9195 | 223.8723 | 241.2487 | 252.786 | 262.1595 | 262.8048 | 257.626 | 261.6685 | 255.415 | 241.4939 | 223.1536 | 206.614 | 198.4782 | 193.9697 | 190.3067 | 180.7407 | 169.2831 | 161.5648 | -0.67072 | -1.4815 | -0.80619 | -1.2339 | -2.5703 | -2.9655 | -4.0192 | -3.3575 | -3.9387 | -4.8669 | -4.0309 | -5.5579 | -4.2741 | -3.8047 | 3.2757 | 5.2659 | 5.208 | 5.281 | 3.6042 | 2.4495 | 1.6902 | 3.4776 | 3.0251 | 3.2551 | 74.9853 | 74.1124 | 73.2054 | 72.4606 | 71.7246 | 71.2879 | 70.9367 | 71.1439 | 73.7377 | 78.665 | 83.1445 | 87.316 | 90.2954 | 92.2829 | 93.4454 | 94.4962 | 94.7859 | 93.9941 | 93.1255 | 90.5259 | 86.4964 | 83.4286 | 81.3195 | 79.2371 | 6.0689 | 6.0396 | 6.5997 | 6.5111 | 6.3928 | 6.0804 | 7.0136 | 6.6451 | 8.1708 | 8.3298 | 7.4526 | 6.9224 | 6.4938 | 6.6049 | 5.7654 | 4.7749 | 3.958 | 3.87 | 3.7763 | 6.2965 | 6.9043 | 7.0092 | 6.0477 | 6.421
Program Specific1-in-10Size: Over 200kWOther2016September Monthly Peak | Program Specific | 1-in-10 | Size: Over 200kW | Other | 2016 | September Monthly Peak | 9 | 152.7393 | 148.8758 | 144.069 | 144.3678 | 152.8185 | 175.7577 | 206.5278 | 232.9799 | 254.9822 | 267.9844 | 278.0771 | 278.85 | 273.9546 | 277.9806 | 270.9587 | 254.1997 | 233.2613 | 215.2696 | 207.0634 | 203.558 | 195.8005 | 185.2126 | 172.5691 | 163.7757 | -0.57498 | -1.4417 | -0.76735 | -1.0364 | -2.4335 | -2.9326 | -4.3612 | -3.3811 | -4.1511 | -5.1281 | -4.6225 | -6.4231 | -5.0757 | -4.6836 | 2.9513 | 5.2656 | 4.9156 | 5.1081 | 3.6428 | 2.3374 | 1.4981 | 3.4845 | 3.0812 | 3.3684 | 77.0494 | 75.931 | 74.8413 | 74.1643 | 73.4147 | 72.8777 | 72.5594 | 72.5076 | 74.4524 | 78.8453 | 83.6044 | 88.0358 | 91.4057 | 93.7437 | 94.5302 | 94.549 | 93.8087 | 92.2926 | 90.5616 | 87.5548 | 83.6705 | 80.6665 | 78.3855 | 76.6525 | 6.2185 | 6.1781 | 6.731 | 6.6801 | 6.5827 | 6.2804 | 7.3402 | 7.0059 | 8.749 | 8.9462 | 8.0086 | 7.4412 | 6.9958 | 7.1085 | 6.1963 | 5.0919 | 4.1914 | 4.0849 | 3.9913 | 6.6942 | 7.1966 | 7.2766 | 6.2458 | 6.5941
Program Specific1-in-10Size: Over 200kWOther2016October Monthly Peak | Program Specific | 1-in-10 | Size: Over 200kW | Other | 2016 | October Monthly Peak | 10 | 133.5034 | 131.1264 | 125.7705 | 124.7447 | 131.9528 | 152.5856 | 182.4344 | 202.1765 | 214.373 | 223.6129 | 232.1145 | 235.1391 | 235.0287 | 239.1723 | 233.0571 | 218.9266 | 203.1029 | 194.7641 | 186.5873 | 177.5316 | 169.8075 | 161.7704 | 150.3491 | 144.3783 | -0.9467 | -1.5044 | -0.85975 | -1.8007 | -2.8606 | -2.9335 | -2.9444 | -3.416 | -3.5389 | -4.4079 | -2.4354 | -3.237 | -2.1171 | -1.3164 | 4.7522 | 5.7086 | 6.5409 | 6.374 | 3.802 | 3.038 | 2.3258 | 3.3833 | 2.6954 | 2.6718 | 72.1614 | 70.9462 | 70.1722 | 69.1761 | 68.1914 | 67.2966 | 66.999 | 66.5771 | 67.2133 | 71.1834 | 76.505 | 82.1646 | 86.7583 | 89.5013 | 90.4175 | 90.7871 | 90.3601 | 89.0291 | 85.9577 | 81.4121 | 77.5841 | 75.1145 | 73.3463 | 71.7215 | 5.2067 | 5.2126 | 5.6289 | 5.5293 | 5.4448 | 5.223 | 6.2112 | 5.8239 | 7.0462 | 7.151 | 6.4037 | 6.0108 | 5.7493 | 5.8589 | 5.1054 | 4.2009 | 3.496 | 3.5404 | 3.4453 | 5.5928 | 5.9788 | 6.0883 | 5.2127 | 5.5686
Program Specific1-in-10Size: Over 200kWOther2016November Monthly Peak | Program Specific | 1-in-10 | Size: Over 200kW | Other | 2016 | November Monthly Peak | 11 | 138.0873 | 135.3773 | 130.5117 | 129.0277 | 136.5194 | 157.1613 | 183.6133 | 204.7156 | 218.6242 | 226.5414 | 235.1159 | 238.0226 | 237.0511 | 240.6343 | 234.5321 | 219.0285 | 204.443 | 196.4015 | 187.5296 | 178.8629 | 171.7368 | 164.4173 | 152.3737 | 146.0885 | -1.2541 | -1.698 | -1.0101 | -2.4229 | -3.4298 | -3.2604 | -2.4165 | -3.7509 | -3.6389 | -4.5437 | -1.6042 | -1.9566 | -0.78485 | 0.3091 | 6.1153 | 6.4138 | 7.9459 | 7.4851 | 4.1336 | 3.6634 | 2.9736 | 3.6454 | 2.7383 | 2.5233 | 68.4987 | 67.1652 | 66.4237 | 65.2565 | 64.5838 | 63.7858 | 63.1391 | 63.1864 | 65.4369 | 70.337 | 76.2758 | 80.997 | 84.1474 | 85.687 | 86.6147 | 86.4085 | 84.6631 | 81.8589 | 78.7458 | 75.4293 | 73.0142 | 71.265 | 69.5153 | 68.2758 | 5.3953 | 5.3914 | 5.8518 | 5.7296 | 5.6436 | 5.3895 | 6.2628 | 5.9078 | 7.1991 | 7.2578 | 6.4983 | 6.0957 | 5.8094 | 5.9054 | 5.1471 | 4.2105 | 3.5255 | 3.5767 | 3.469 | 5.645 | 6.0577 | 6.1992 | 5.2925 | 5.6448
Program Specific1-in-10Size: Over 200kWOther2016December Monthly Peak | Program Specific | 1-in-10 | Size: Over 200kW | Other | 2016 | December Monthly Peak | 12 | 129.7243 | 127.161 | 123.3501 | 123.125 | 130.6859 | 150.5583 | 177.1791 | 192.2462 | 198.671 | 199.0131 | 199.4179 | 195.7775 | 190.635 | 190.4353 | 183.3926 | 174.7677 | 168.6764 | 167.2299 | 163.7017 | 158.8026 | 153.835 | 147.7788 | 139.9486 | 135.6235 | -1.6573 | -1.8475 | -1.1614 | -3.304 | -4.1183 | -3.548 | -1.3526 | -4.0313 | -3.3571 | -4.1189 | -0.0031237 | 0.40521 | 1.3838 | 2.6433 | 6.716 | 6.1579 | 8.6405 | 8.044 | 4.1143 | 4.2452 | 3.6963 | 3.6213 | 2.5262 | 2.0321 | 45.4525 | 44.7738 | 44.398 | 44.1499 | 43.9945 | 43.719 | 44.1043 | 44.1981 | 44.7014 | 46.4447 | 48.4902 | 50.4598 | 51.8807 | 52.2721 | 52.2753 | 52.2263 | 51.7818 | 50.6075 | 49.3006 | 48.1059 | 46.8902 | 46.188 | 45.8703 | 45.2599 | 5.3643 | 5.3597 | 5.8534 | 5.7865 | 5.7176 | 5.4643 | 6.3959 | 5.8717 | 6.9237 | 6.7479 | 5.8333 | 5.3063 | 4.9444 | 4.9462 | 4.2596 | 3.5557 | 3.0785 | 3.2231 | 3.2049 | 5.3043 | 5.7429 | 5.8969 | 5.1446 | 5.5462
Program Specific1-in-10Size: Over 200kWOther2016Typical Event Day | Program Specific | 1-in-10 | Size: Over 200kW | Other | 2016 | Typical Event Day | 8 | 149.8182 | 146.2772 | 141.9991 | 141.387 | 149.1298 | 170.8392 | 197.825 | 220.7178 | 237.101 | 247.8927 | 256.877 | 257.4713 | 252.1631 | 256.2051 | 250.157 | 236.7315 | 218.9972 | 202.9636 | 195.2171 | 190.9616 | 187.7967 | 178.7309 | 167.5633 | 160.1424 | -0.79444 | -1.5375 | -0.85544 | -1.4894 | -2.7716 | -3.0512 | -3.7222 | -3.4464 | -3.885 | -4.8097 | -3.5419 | -4.8274 | -3.562 | -2.9728 | 3.8234 | 5.4906 | 5.7421 | 5.6605 | 3.6857 | 2.6898 | 1.9618 | 3.5362 | 2.9975 | 3.141 | 74.4151 | 73.2708 | 72.2595 | 71.3868 | 70.5515 | 69.8681 | 69.4746 | 69.9256 | 72.638 | 77.2827 | 81.9762 | 86.114 | 88.8715 | 90.6492 | 91.732 | 92.2341 | 92.0988 | 91.0991 | 89.8597 | 87.2827 | 83.5191 | 80.24 | 78.0377 | 76.3088 | 5.9396 | 5.9111 | 6.4603 | 6.3706 | 6.2554 | 5.9445 | 6.8466 | 6.4632 | 7.9221 | 8.0585 | 7.204 | 6.6905 | 6.2704 | 6.3799 | 5.5706 | 4.6177 | 3.832 | 3.7504 | 3.6642 | 6.1153 | 6.7215 | 6.8378 | 5.9056 | 6.2787
Program Specific1-in-10Size: Over 200kWOther2017January Monthly Peak | Program Specific | 1-in-10 | Size: Over 200kW | Other | 2017 | January Monthly Peak | 1 | 134.991 | 131.9961 | 127.6906 | 127.8198 | 135.6583 | 157.9197 | 189.8378 | 208.5901 | 215.0254 | 214.8416 | 215.7305 | 212.1729 | 207.6661 | 208.5775 | 200.8614 | 190.4184 | 180.6798 | 178.3076 | 175.3667 | 170.0851 | 164.3429 | 157.3731 | 149.0611 | 143.8435 | -1.7246 | -1.9178 | -1.2023 | -3.43 | -4.275 | -3.7215 | -1.4493 | -4.374 | -3.6334 | -4.4465 | -0.0033793 | 0.43914 | 1.5074 | 2.8951 | 7.3557 | 6.7094 | 9.2553 | 8.5768 | 4.4075 | 4.5468 | 3.9487 | 3.8564 | 2.6907 | 2.1553 | 44.6315 | 43.8592 | 43.1436 | 42.6299 | 42.2604 | 41.9663 | 41.7847 | 41.5001 | 42.0574 | 44.3488 | 47.0143 | 49.4149 | 51.371 | 52.0211 | 52.2785 | 52.1887 | 51.3156 | 50.0305 | 48.1622 | 46.5237 | 45.2142 | 44.3793 | 43.691 | 42.9825 | 5.5821 | 5.5635 | 6.0593 | 6.0071 | 5.9352 | 5.7314 | 6.8529 | 6.3709 | 7.4937 | 7.2846 | 6.3104 | 5.7507 | 5.3862 | 5.4174 | 4.6653 | 3.8741 | 3.2975 | 3.4366 | 3.4333 | 5.6811 | 6.1351 | 6.2798 | 5.4795 | 5.8823
Program Specific1-in-10Size: Over 200kWOther2017February Monthly Peak | Program Specific | 1-in-10 | Size: Over 200kW | Other | 2017 | February Monthly Peak | 2 | 130.5784 | 127.9155 | 123.3972 | 122.8885 | 130.3214 | 150.9074 | 180.2889 | 196.0141 | 201.4558 | 202.4693 | 205.0098 | 203.798 | 200.551 | 202.6931 | 196.247 | 185.9902 | 175.8781 | 172.8568 | 169.1702 | 163.2626 | 158.3646 | 152.5943 | 144.0288 | 139.4789 | -1.6682 | -1.8585 | -1.1618 | -3.2977 | -4.1068 | -3.5562 | -1.3764 | -4.1103 | -3.4041 | -4.1904 | -0.0032113 | 0.42181 | 1.4558 | 2.8134 | 7.1867 | 6.5534 | 9.0094 | 8.3147 | 4.2518 | 4.3644 | 3.8051 | 3.7393 | 2.5999 | 2.0899 | 51.8368 | 51.109 | 50.3626 | 49.8797 | 49.6925 | 48.9807 | 47.9627 | 48.3646 | 49.6526 | 51.7281 | 53.992 | 55.5569 | 57.3349 | 58.8332 | 59.8056 | 60.0557 | 59.2848 | 58.4833 | 56.6593 | 54.7342 | 53.201 | 51.9464 | 51.2955 | 50.4122 | 5.3996 | 5.3915 | 5.8556 | 5.7754 | 5.7017 | 5.4769 | 6.5082 | 5.9868 | 7.0208 | 6.8651 | 5.9968 | 5.5237 | 5.2016 | 5.2645 | 4.5582 | 3.784 | 3.2099 | 3.3315 | 3.312 | 5.4533 | 5.912 | 6.0891 | 5.2946 | 5.7039
Program Specific1-in-10Size: Over 200kWOther2017March Monthly Peak | Program Specific | 1-in-10 | Size: Over 200kW | Other | 2017 | March Monthly Peak | 3 | 133.849 | 130.4809 | 126.1732 | 123.4157 | 130.0198 | 148.162 | 173.6578 | 190.5503 | 199.2104 | 202.6716 | 209.2772 | 211.4981 | 209.9239 | 214.3135 | 209.729 | 198.9489 | 186.244 | 174.3869 | 169.6063 | 167.7607 | 165.2607 | 159.3133 | 148.8199 | 142.67 | -1.71 | -1.8958 | -1.188 | -3.3118 | -4.0973 | -3.4915 | -1.3257 | -3.9957 | -3.3662 | -4.1946 | -0.0032782 | 0.43774 | 1.5238 | 2.9747 | 7.6804 | 7.01 | 9.5404 | 8.3883 | 4.2627 | 4.4847 | 3.9708 | 3.9039 | 2.6863 | 2.1377 | 59.3372 | 57.9395 | 57.3448 | 56.7033 | 55.7753 | 54.921 | 54.1993 | 53.9229 | 55.2166 | 59.19 | 64.1408 | 68.732 | 72.2527 | 74.1246 | 75.2396 | 75.9217 | 75.7707 | 74.3203 | 72.3384 | 69.6771 | 66.3387 | 63.8017 | 61.624 | 59.9284 | 5.5348 | 5.4996 | 5.9873 | 5.8002 | 5.6885 | 5.3773 | 6.2688 | 5.8199 | 6.9425 | 6.8719 | 6.1217 | 5.7324 | 5.4447 | 5.5663 | 4.8713 | 4.0477 | 3.3991 | 3.361 | 3.3205 | 5.6035 | 6.1694 | 6.3572 | 5.4707 | 5.8344
Program Specific1-in-10Size: Over 200kWOther2017April Monthly Peak | Program Specific | 1-in-10 | Size: Over 200kW | Other | 2017 | April Monthly Peak | 4 | 137.4586 | 134.1301 | 129.3943 | 126.5803 | 133.2125 | 152.0705 | 178.8942 | 199.4998 | 212.7236 | 220.7552 | 230.3513 | 234.2167 | 234.0558 | 239.1721 | 234.2704 | 221.0304 | 204.9645 | 190.1018 | 182.8642 | 179.3384 | 174.7533 | 166.9192 | 154.7726 | 147.4746 | -1.1476 | -1.6295 | -0.95835 | -2.1744 | -3.1777 | -3.0696 | -2.5507 | -3.5505 | -3.53 | -4.3996 | -1.8831 | -2.404 | -1.2662 | -0.291 | 5.6179 | 6.2112 | 7.4631 | 6.8679 | 3.9185 | 3.4505 | 2.7929 | 3.6236 | 2.7789 | 2.6142 | 69.3348 | 68.1359 | 66.6439 | 65.7702 | 64.8057 | 63.7443 | 63.1309 | 63.1668 | 66.3207 | 71.8791 | 77.3191 | 82.3642 | 85.6065 | 87.6523 | 88.7016 | 89.1028 | 88.7514 | 87.6875 | 85.6341 | 81.9091 | 77.4097 | 73.8403 | 71.3454 | 69.4389 | 5.3538 | 5.3249 | 5.7833 | 5.6031 | 5.4894 | 5.1984 | 6.0825 | 5.7391 | 6.9826 | 7.0501 | 6.3465 | 5.9792 | 5.7178 | 5.851 | 5.1251 | 4.2356 | 3.5233 | 3.451 | 3.372 | 5.6421 | 6.1446 | 6.2736 | 5.3588 | 5.6803
Program Specific1-in-10Size: Over 200kWOther2017May Monthly Peak | Program Specific | 1-in-10 | Size: Over 200kW | Other | 2017 | May Monthly Peak | 5 | 141.2217 | 138.3621 | 133.2674 | 131.4866 | 138.7087 | 158.3404 | 184.2391 | 210.6575 | 229.2647 | 240.1369 | 251.0582 | 254.0448 | 252.6242 | 257.0727 | 251.3008 | 235.2703 | 217.2533 | 200.3437 | 190.9375 | 185.0187 | 180.2758 | 172.3589 | 160.6579 | 153.1101 | -0.91105 | -1.5398 | -0.87229 | -1.7145 | -2.8535 | -2.9668 | -3.1499 | -3.4627 | -3.7746 | -4.707 | -2.9302 | -3.9503 | -2.7382 | -1.976 | 4.665 | 5.8921 | 6.5313 | 6.2098 | 3.7884 | 2.9657 | 2.2595 | 3.5351 | 2.8779 | 2.8941 | 73.0737 | 71.3736 | 70.0693 | 69.0876 | 68.172 | 67.1979 | 66.8651 | 67.2619 | 70.6929 | 76.062 | 81.0028 | 84.4466 | 87.4485 | 89.4579 | 90.5855 | 90.8977 | 90.0126 | 88.523 | 87.1119 | 84.5016 | 80.592 | 76.8271 | 74.4464 | 72.1309 | 5.5296 | 5.5221 | 5.9881 | 5.8513 | 5.7463 | 5.4415 | 6.2976 | 6.0923 | 7.5656 | 7.7099 | 6.9538 | 6.5199 | 6.2042 | 6.3223 | 5.5269 | 4.5324 | 3.7544 | 3.6562 | 3.5396 | 5.8517 | 6.3725 | 6.5125 | 5.5922 | 5.9288
Program Specific1-in-10Size: Over 200kWOther2017June Monthly Peak | Program Specific | 1-in-10 | Size: Over 200kW | Other | 2017 | June Monthly Peak | 6 | 145.7874 | 142.8299 | 138.1876 | 136.3659 | 143.1898 | 162.4336 | 187.3281 | 210.827 | 226.2184 | 236.1083 | 245.8644 | 244.8846 | 238.7941 | 242.1757 | 236.7683 | 225.1966 | 209.2779 | 194.0727 | 187.7166 | 181.9814 | 180.3137 | 173.8747 | 162.9444 | 156.2677 | -1.1028 | -1.675 | -0.97431 | -2.1093 | -3.2215 | -3.1816 | -2.8907 | -3.6336 | -3.7417 | -4.6735 | -2.3652 | -3.0483 | -1.8275 | -0.9421 | 5.1478 | 6.0438 | 7.0712 | 6.5998 | 3.8994 | 3.2599 | 2.6248 | 3.6885 | 2.9228 | 2.846 | 70.1804 | 69.0134 | 68.1613 | 67.2203 | 66.1292 | 65.038 | 64.4813 | 65.6903 | 69.3011 | 74.037 | 78.9236 | 83.2335 | 86.0672 | 87.9806 | 89.1685 | 89.4066 | 89.586 | 88.5329 | 87.4991 | 85.074 | 81.3968 | 77.5968 | 75.2705 | 73.5384 | 5.6772 | 5.6693 | 6.1753 | 6.0353 | 5.8996 | 5.5517 | 6.3682 | 6.0639 | 7.4243 | 7.5391 | 6.7728 | 6.2505 | 5.8326 | 5.9235 | 5.1789 | 4.3147 | 3.5969 | 3.5225 | 3.4609 | 5.7243 | 6.3391 | 6.5339 | 5.6408 | 6.018
Program Specific1-in-10Size: Over 200kWOther2017July Monthly Peak | Program Specific | 1-in-10 | Size: Over 200kW | Other | 2017 | July Monthly Peak | 7 | 149.7166 | 145.948 | 141.8169 | 141.2435 | 148.6538 | 169.6762 | 194.4356 | 215.9783 | 229.2438 | 238.2688 | 245.8525 | 244.4652 | 238.6799 | 241.3673 | 235.6965 | 226.0973 | 211.7408 | 197.5766 | 191.8485 | 186.5878 | 184.8657 | 177.8065 | 166.6117 | 159.6745 | -0.8145 | -1.5449 | -0.8632 | -1.5303 | -2.7982 | -3.0483 | -3.6184 | -3.3937 | -3.7584 | -4.6286 | -3.3275 | -4.4898 | -3.2775 | -2.6874 | 3.695 | 5.294 | 5.6494 | 5.5838 | 3.6442 | 2.6717 | 1.9774 | 3.5333 | 2.9809 | 3.1182 | 75.4454 | 74.0263 | 72.8301 | 71.7021 | 70.9375 | 70.2689 | 69.9211 | 70.3606 | 73.061 | 77.5834 | 82.2321 | 85.8707 | 87.7176 | 88.5894 | 89.784 | 90.4846 | 90.2147 | 89.5768 | 88.2527 | 85.9762 | 82.5128 | 79.2682 | 77.1752 | 75.8074 | 5.9247 | 5.8869 | 6.4402 | 6.3525 | 6.2239 | 5.8932 | 6.7169 | 6.3128 | 7.6455 | 7.7314 | 6.8822 | 6.3409 | 5.9242 | 5.9993 | 5.239 | 4.4021 | 3.6982 | 3.6442 | 3.5944 | 5.9643 | 6.6044 | 6.79 | 5.8612 | 6.2489
Program Specific1-in-10Size: Over 200kWOther2017August Monthly Peak | Program Specific | 1-in-10 | Size: Over 200kW | Other | 2017 | August Monthly Peak | 8 | 151.0156 | 147.4445 | 143.108 | 142.5575 | 150.3518 | 172.3895 | 199.9195 | 223.8723 | 241.2487 | 252.786 | 262.1595 | 262.8048 | 257.626 | 261.6686 | 255.415 | 241.4939 | 223.1536 | 206.614 | 198.4782 | 193.9696 | 190.3068 | 180.7407 | 169.2831 | 161.5648 | -0.67072 | -1.4815 | -0.80619 | -1.2339 | -2.5703 | -2.9655 | -4.0192 | -3.3575 | -3.9387 | -4.8669 | -4.0309 | -5.5579 | -4.2741 | -3.8047 | 3.2757 | 5.2659 | 5.208 | 5.281 | 3.6042 | 2.4495 | 1.6902 | 3.4776 | 3.0251 | 3.2551 | 74.9853 | 74.1124 | 73.2054 | 72.4606 | 71.7246 | 71.2879 | 70.9367 | 71.1439 | 73.7377 | 78.665 | 83.1445 | 87.316 | 90.2954 | 92.2829 | 93.4454 | 94.4962 | 94.7859 | 93.9941 | 93.1255 | 90.5259 | 86.4964 | 83.4286 | 81.3195 | 79.237 | 6.0689 | 6.0396 | 6.5997 | 6.5111 | 6.3928 | 6.0804 | 7.0136 | 6.6451 | 8.1708 | 8.3298 | 7.4526 | 6.9224 | 6.4938 | 6.6049 | 5.7654 | 4.7749 | 3.958 | 3.87 | 3.7763 | 6.2965 | 6.9043 | 7.0092 | 6.0477 | 6.421
Program Specific1-in-10Size: Over 200kWOther2017September Monthly Peak | Program Specific | 1-in-10 | Size: Over 200kW | Other | 2017 | September Monthly Peak | 9 | 152.7393 | 148.8758 | 144.069 | 144.3678 | 152.8185 | 175.7577 | 206.5278 | 232.9799 | 254.9823 | 267.9844 | 278.0771 | 278.85 | 273.9546 | 277.9806 | 270.9587 | 254.1997 | 233.2613 | 215.2696 | 207.0634 | 203.558 | 195.8005 | 185.2126 | 172.5691 | 163.7757 | -0.57498 | -1.4417 | -0.76735 | -1.0364 | -2.4335 | -2.9326 | -4.3612 | -3.3811 | -4.1511 | -5.1281 | -4.6225 | -6.4231 | -5.0757 | -4.6836 | 2.9513 | 5.2656 | 4.9156 | 5.1081 | 3.6428 | 2.3374 | 1.4981 | 3.4845 | 3.0812 | 3.3684 | 77.0494 | 75.931 | 74.8413 | 74.1643 | 73.4147 | 72.8777 | 72.5594 | 72.5076 | 74.4524 | 78.8453 | 83.6044 | 88.0358 | 91.4057 | 93.7437 | 94.5302 | 94.549 | 93.8087 | 92.2926 | 90.5616 | 87.5548 | 83.6705 | 80.6665 | 78.3855 | 76.6525 | 6.2185 | 6.1781 | 6.731 | 6.6801 | 6.5827 | 6.2804 | 7.3402 | 7.0059 | 8.749 | 8.9462 | 8.0086 | 7.4412 | 6.9958 | 7.1085 | 6.1963 | 5.0919 | 4.1914 | 4.0849 | 3.9913 | 6.6942 | 7.1966 | 7.2766 | 6.2458 | 6.5941
Program Specific1-in-10Size: Over 200kWOther2017October Monthly Peak | Program Specific | 1-in-10 | Size: Over 200kW | Other | 2017 | October Monthly Peak | 10 | 133.5034 | 131.1264 | 125.7705 | 124.7447 | 131.9528 | 152.5856 | 182.4344 | 202.1765 | 214.3731 | 223.6129 | 232.1145 | 235.1391 | 235.0287 | 239.1723 | 233.0572 | 218.9266 | 203.1029 | 194.7641 | 186.5873 | 177.5316 | 169.8075 | 161.7704 | 150.3491 | 144.3783 | -0.9467 | -1.5044 | -0.85975 | -1.8007 | -2.8606 | -2.9335 | -2.9444 | -3.416 | -3.5389 | -4.4079 | -2.4354 | -3.237 | -2.1171 | -1.3164 | 4.7522 | 5.7086 | 6.5409 | 6.374 | 3.802 | 3.038 | 2.3258 | 3.3833 | 2.6954 | 2.6718 | 72.1614 | 70.9462 | 70.1722 | 69.1762 | 68.1914 | 67.2966 | 66.999 | 66.5771 | 67.2133 | 71.1834 | 76.505 | 82.1646 | 86.7583 | 89.5013 | 90.4175 | 90.7871 | 90.3601 | 89.0291 | 85.9578 | 81.4121 | 77.5841 | 75.1145 | 73.3463 | 71.7215 | 5.2067 | 5.2126 | 5.6289 | 5.5293 | 5.4448 | 5.223 | 6.2112 | 5.8239 | 7.0462 | 7.151 | 6.4037 | 6.0108 | 5.7493 | 5.8589 | 5.1054 | 4.2009 | 3.496 | 3.5404 | 3.4453 | 5.5928 | 5.9788 | 6.0883 | 5.2127 | 5.5686
Program Specific1-in-10Size: Over 200kWOther2017November Monthly Peak | Program Specific | 1-in-10 | Size: Over 200kW | Other | 2017 | November Monthly Peak | 11 | 138.0873 | 135.3773 | 130.5117 | 129.0277 | 136.5194 | 157.1613 | 183.6133 | 204.7156 | 218.6242 | 226.5414 | 235.1159 | 238.0226 | 237.0511 | 240.6344 | 234.5321 | 219.0285 | 204.4431 | 196.4015 | 187.5296 | 178.8629 | 171.7368 | 164.4173 | 152.3737 | 146.0885 | -1.2541 | -1.698 | -1.0101 | -2.4229 | -3.4298 | -3.2604 | -2.4165 | -3.7509 | -3.6389 | -4.5437 | -1.6042 | -1.9566 | -0.78485 | 0.3091 | 6.1153 | 6.4138 | 7.9459 | 7.4851 | 4.1336 | 3.6634 | 2.9736 | 3.6454 | 2.7383 | 2.5233 | 68.4987 | 67.1652 | 66.4237 | 65.2565 | 64.5838 | 63.7858 | 63.1391 | 63.1864 | 65.4369 | 70.337 | 76.2758 | 80.997 | 84.1474 | 85.687 | 86.6147 | 86.4085 | 84.6631 | 81.8589 | 78.7458 | 75.4293 | 73.0142 | 71.265 | 69.5153 | 68.2758 | 5.3953 | 5.3914 | 5.8518 | 5.7296 | 5.6436 | 5.3895 | 6.2628 | 5.9078 | 7.1991 | 7.2578 | 6.4983 | 6.0956 | 5.8094 | 5.9054 | 5.1471 | 4.2105 | 3.5255 | 3.5767 | 3.469 | 5.645 | 6.0577 | 6.1992 | 5.2925 | 5.6448
Program Specific1-in-10Size: Over 200kWOther2017December Monthly Peak | Program Specific | 1-in-10 | Size: Over 200kW | Other | 2017 | December Monthly Peak | 12 | 129.7243 | 127.161 | 123.3501 | 123.125 | 130.6858 | 150.5583 | 177.1791 | 192.2462 | 198.671 | 199.0131 | 199.4179 | 195.7775 | 190.635 | 190.4353 | 183.3926 | 174.7677 | 168.6764 | 167.2299 | 163.7017 | 158.8026 | 153.835 | 147.7788 | 139.9486 | 135.6235 | -1.6573 | -1.8475 | -1.1614 | -3.304 | -4.1183 | -3.548 | -1.3526 | -4.0313 | -3.3571 | -4.1189 | -0.0031237 | 0.40521 | 1.3838 | 2.6433 | 6.716 | 6.1579 | 8.6405 | 8.044 | 4.1143 | 4.2452 | 3.6963 | 3.6213 | 2.5262 | 2.0321 | 45.4525 | 44.7738 | 44.398 | 44.1499 | 43.9945 | 43.719 | 44.1043 | 44.1981 | 44.7014 | 46.4447 | 48.4902 | 50.4598 | 51.8807 | 52.2721 | 52.2753 | 52.2263 | 51.7818 | 50.6075 | 49.3006 | 48.1059 | 46.8902 | 46.188 | 45.8703 | 45.2599 | 5.3643 | 5.3597 | 5.8534 | 5.7865 | 5.7176 | 5.4643 | 6.3959 | 5.8717 | 6.9237 | 6.7479 | 5.8333 | 5.3063 | 4.9444 | 4.9462 | 4.2596 | 3.5557 | 3.0785 | 3.2231 | 3.2049 | 5.3043 | 5.7429 | 5.8969 | 5.1446 | 5.5462
Program Specific1-in-10Size: Over 200kWOther2017Typical Event Day | Program Specific | 1-in-10 | Size: Over 200kW | Other | 2017 | Typical Event Day | 8 | 149.8182 | 146.2771 | 141.9991 | 141.387 | 149.1298 | 170.8392 | 197.825 | 220.7178 | 237.101 | 247.8927 | 256.8769 | 257.4713 | 252.163 | 256.2051 | 250.157 | 236.7315 | 218.9972 | 202.9636 | 195.2171 | 190.9616 | 187.7967 | 178.7309 | 167.5633 | 160.1423 | -0.79444 | -1.5375 | -0.85544 | -1.4894 | -2.7716 | -3.0512 | -3.7222 | -3.4464 | -3.885 | -4.8097 | -3.5419 | -4.8274 | -3.562 | -2.9728 | 3.8234 | 5.4906 | 5.7421 | 5.6605 | 3.6857 | 2.6898 | 1.9618 | 3.5362 | 2.9975 | 3.141 | 74.4151 | 73.2708 | 72.2595 | 71.3868 | 70.5515 | 69.8681 | 69.4746 | 69.9256 | 72.638 | 77.2827 | 81.9762 | 86.114 | 88.8715 | 90.6492 | 91.732 | 92.2341 | 92.0988 | 91.0991 | 89.8597 | 87.2827 | 83.5191 | 80.24 | 78.0377 | 76.3088 | 5.9396 | 5.9111 | 6.4603 | 6.3706 | 6.2554 | 5.9445 | 6.8466 | 6.4632 | 7.9221 | 8.0585 | 7.204 | 6.6905 | 6.2704 | 6.3799 | 5.5706 | 4.6177 | 3.832 | 3.7504 | 3.6642 | 6.1153 | 6.7215 | 6.8378 | 5.9056 | 6.2787
Program Specific1-in-10Size: Over 200kWOther2018January Monthly Peak | Program Specific | 1-in-10 | Size: Over 200kW | Other | 2018 | January Monthly Peak | 1 | 134.991 | 131.9961 | 127.6906 | 127.8198 | 135.6583 | 157.9197 | 189.8378 | 208.5901 | 215.0254 | 214.8416 | 215.7305 | 212.1729 | 207.6661 | 208.5775 | 200.8614 | 190.4184 | 180.6798 | 178.3076 | 175.3667 | 170.0851 | 164.3429 | 157.3731 | 149.0611 | 143.8435 | -1.7246 | -1.9178 | -1.2023 | -3.43 | -4.275 | -3.7215 | -1.4493 | -4.374 | -3.6334 | -4.4465 | -0.0033793 | 0.43914 | 1.5074 | 2.8951 | 7.3557 | 6.7094 | 9.2553 | 8.5768 | 4.4075 | 4.5468 | 3.9487 | 3.8564 | 2.6907 | 2.1553 | 44.6315 | 43.8592 | 43.1436 | 42.6299 | 42.2604 | 41.9663 | 41.7847 | 41.5001 | 42.0574 | 44.3488 | 47.0143 | 49.4149 | 51.371 | 52.0211 | 52.2785 | 52.1887 | 51.3156 | 50.0305 | 48.1622 | 46.5237 | 45.2142 | 44.3793 | 43.691 | 42.9825 | 5.5821 | 5.5635 | 6.0593 | 6.0071 | 5.9352 | 5.7314 | 6.8529 | 6.3709 | 7.4937 | 7.2846 | 6.3104 | 5.7507 | 5.3862 | 5.4174 | 4.6653 | 3.8741 | 3.2975 | 3.4366 | 3.4333 | 5.6811 | 6.1351 | 6.2798 | 5.4795 | 5.8823
Program Specific1-in-10Size: Over 200kWOther2018February Monthly Peak | Program Specific | 1-in-10 | Size: Over 200kW | Other | 2018 | February Monthly Peak | 2 | 130.5784 | 127.9155 | 123.3972 | 122.8885 | 130.3214 | 150.9074 | 180.2889 | 196.0141 | 201.4558 | 202.4693 | 205.0098 | 203.798 | 200.551 | 202.6931 | 196.247 | 185.9902 | 175.8781 | 172.8568 | 169.1702 | 163.2626 | 158.3646 | 152.5943 | 144.0288 | 139.4789 | -1.6682 | -1.8585 | -1.1618 | -3.2977 | -4.1068 | -3.5562 | -1.3764 | -4.1103 | -3.4041 | -4.1904 | -0.0032113 | 0.42181 | 1.4558 | 2.8134 | 7.1867 | 6.5534 | 9.0094 | 8.3147 | 4.2518 | 4.3644 | 3.8051 | 3.7393 | 2.5999 | 2.0899 | 51.8368 | 51.109 | 50.3626 | 49.8798 | 49.6925 | 48.9807 | 47.9627 | 48.3646 | 49.6526 | 51.7281 | 53.992 | 55.5569 | 57.3349 | 58.8332 | 59.8056 | 60.0557 | 59.2848 | 58.4833 | 56.6593 | 54.7342 | 53.201 | 51.9464 | 51.2955 | 50.4122 | 5.3996 | 5.3915 | 5.8556 | 5.7754 | 5.7017 | 5.4769 | 6.5082 | 5.9868 | 7.0208 | 6.8651 | 5.9968 | 5.5237 | 5.2016 | 5.2645 | 4.5582 | 3.784 | 3.2099 | 3.3315 | 3.312 | 5.4533 | 5.912 | 6.0891 | 5.2946 | 5.7039
Program Specific1-in-10Size: Over 200kWOther2018March Monthly Peak | Program Specific | 1-in-10 | Size: Over 200kW | Other | 2018 | March Monthly Peak | 3 | 133.849 | 130.4809 | 126.1732 | 123.4157 | 130.0198 | 148.162 | 173.6578 | 190.5503 | 199.2104 | 202.6716 | 209.2772 | 211.4981 | 209.9239 | 214.3135 | 209.729 | 198.9489 | 186.244 | 174.3869 | 169.6063 | 167.7607 | 165.2607 | 159.3133 | 148.8199 | 142.67 | -1.71 | -1.8958 | -1.188 | -3.3118 | -4.0973 | -3.4915 | -1.3257 | -3.9957 | -3.3662 | -4.1946 | -0.0032782 | 0.43774 | 1.5238 | 2.9747 | 7.6804 | 7.01 | 9.5404 | 8.3883 | 4.2627 | 4.4847 | 3.9708 | 3.9039 | 2.6863 | 2.1377 | 59.3372 | 57.9395 | 57.3448 | 56.7033 | 55.7753 | 54.921 | 54.1993 | 53.9229 | 55.2166 | 59.19 | 64.1408 | 68.732 | 72.2527 | 74.1246 | 75.2396 | 75.9217 | 75.7707 | 74.3203 | 72.3384 | 69.6771 | 66.3387 | 63.8017 | 61.624 | 59.9284 | 5.5348 | 5.4996 | 5.9873 | 5.8002 | 5.6885 | 5.3773 | 6.2688 | 5.8199 | 6.9425 | 6.8719 | 6.1217 | 5.7324 | 5.4447 | 5.5663 | 4.8713 | 4.0477 | 3.3991 | 3.361 | 3.3205 | 5.6035 | 6.1694 | 6.3572 | 5.4707 | 5.8344
Program Specific1-in-10Size: Over 200kWOther2018April Monthly Peak | Program Specific | 1-in-10 | Size: Over 200kW | Other | 2018 | April Monthly Peak | 4 | 137.4586 | 134.1301 | 129.3943 | 126.5803 | 133.2125 | 152.0705 | 178.8942 | 199.4998 | 212.7236 | 220.7552 | 230.3513 | 234.2167 | 234.0557 | 239.1721 | 234.2704 | 221.0304 | 204.9645 | 190.1018 | 182.8642 | 179.3384 | 174.7533 | 166.9192 | 154.7726 | 147.4746 | -1.1476 | -1.6295 | -0.95835 | -2.1744 | -3.1777 | -3.0696 | -2.5507 | -3.5505 | -3.53 | -4.3996 | -1.8831 | -2.404 | -1.2662 | -0.291 | 5.6179 | 6.2112 | 7.4631 | 6.8679 | 3.9185 | 3.4505 | 2.7929 | 3.6236 | 2.7789 | 2.6142 | 69.3348 | 68.1359 | 66.6439 | 65.7702 | 64.8057 | 63.7443 | 63.131 | 63.1668 | 66.3207 | 71.8791 | 77.3191 | 82.3642 | 85.6065 | 87.6523 | 88.7016 | 89.1028 | 88.7514 | 87.6875 | 85.6341 | 81.9091 | 77.4097 | 73.8403 | 71.3454 | 69.4389 | 5.3538 | 5.3249 | 5.7833 | 5.6031 | 5.4894 | 5.1984 | 6.0825 | 5.7391 | 6.9826 | 7.0501 | 6.3465 | 5.9792 | 5.7178 | 5.851 | 5.1251 | 4.2356 | 3.5233 | 3.451 | 3.372 | 5.6421 | 6.1446 | 6.2736 | 5.3588 | 5.6803
Program Specific1-in-10Size: Over 200kWOther2018May Monthly Peak | Program Specific | 1-in-10 | Size: Over 200kW | Other | 2018 | May Monthly Peak | 5 | 141.2217 | 138.3621 | 133.2674 | 131.4866 | 138.7087 | 158.3404 | 184.2391 | 210.6575 | 229.2647 | 240.1369 | 251.0582 | 254.0448 | 252.6242 | 257.0727 | 251.3008 | 235.2703 | 217.2533 | 200.3437 | 190.9375 | 185.0187 | 180.2758 | 172.3589 | 160.6579 | 153.1101 | -0.91105 | -1.5398 | -0.87229 | -1.7145 | -2.8535 | -2.9668 | -3.1499 | -3.4627 | -3.7746 | -4.707 | -2.9302 | -3.9503 | -2.7382 | -1.976 | 4.665 | 5.8921 | 6.5313 | 6.2098 | 3.7884 | 2.9657 | 2.2595 | 3.5351 | 2.8779 | 2.8941 | 73.0737 | 71.3736 | 70.0693 | 69.0876 | 68.172 | 67.1979 | 66.8651 | 67.2619 | 70.6929 | 76.062 | 81.0028 | 84.4466 | 87.4485 | 89.4579 | 90.5855 | 90.8977 | 90.0126 | 88.523 | 87.1119 | 84.5016 | 80.592 | 76.8271 | 74.4464 | 72.1309 | 5.5296 | 5.5221 | 5.9881 | 5.8513 | 5.7463 | 5.4415 | 6.2976 | 6.0923 | 7.5656 | 7.7099 | 6.9538 | 6.5199 | 6.2042 | 6.3223 | 5.5269 | 4.5324 | 3.7544 | 3.6562 | 3.5396 | 5.8517 | 6.3725 | 6.5125 | 5.5922 | 5.9288
Program Specific1-in-10Size: Over 200kWOther2018June Monthly Peak | Program Specific | 1-in-10 | Size: Over 200kW | Other | 2018 | June Monthly Peak | 6 | 145.7874 | 142.8299 | 138.1876 | 136.3659 | 143.1898 | 162.4336 | 187.3281 | 210.827 | 226.2184 | 236.1083 | 245.8644 | 244.8846 | 238.7941 | 242.1757 | 236.7683 | 225.1966 | 209.2779 | 194.0727 | 187.7165 | 181.9814 | 180.3137 | 173.8747 | 162.9444 | 156.2677 | -1.1028 | -1.675 | -0.97431 | -2.1093 | -3.2215 | -3.1816 | -2.8907 | -3.6336 | -3.7417 | -4.6735 | -2.3652 | -3.0483 | -1.8275 | -0.9421 | 5.1478 | 6.0438 | 7.0712 | 6.5998 | 3.8994 | 3.2599 | 2.6248 | 3.6885 | 2.9228 | 2.846 | 70.1804 | 69.0134 | 68.1613 | 67.2203 | 66.1292 | 65.038 | 64.4813 | 65.6903 | 69.3011 | 74.037 | 78.9236 | 83.2335 | 86.0672 | 87.9806 | 89.1685 | 89.4066 | 89.586 | 88.5329 | 87.4991 | 85.074 | 81.3968 | 77.5968 | 75.2705 | 73.5385 | 5.6772 | 5.6693 | 6.1753 | 6.0353 | 5.8996 | 5.5517 | 6.3682 | 6.0639 | 7.4243 | 7.5391 | 6.7728 | 6.2505 | 5.8326 | 5.9235 | 5.1789 | 4.3147 | 3.5969 | 3.5225 | 3.4609 | 5.7243 | 6.3391 | 6.5339 | 5.6408 | 6.018
Program Specific1-in-10Size: Over 200kWOther2018July Monthly Peak | Program Specific | 1-in-10 | Size: Over 200kW | Other | 2018 | July Monthly Peak | 7 | 149.7166 | 145.948 | 141.8169 | 141.2435 | 148.6538 | 169.6762 | 194.4356 | 215.9783 | 229.2438 | 238.2688 | 245.8525 | 244.4652 | 238.6799 | 241.3673 | 235.6965 | 226.0973 | 211.7408 | 197.5766 | 191.8485 | 186.5878 | 184.8657 | 177.8065 | 166.6117 | 159.6745 | -0.8145 | -1.5449 | -0.8632 | -1.5303 | -2.7982 | -3.0483 | -3.6184 | -3.3937 | -3.7584 | -4.6286 | -3.3275 | -4.4898 | -3.2775 | -2.6874 | 3.695 | 5.294 | 5.6494 | 5.5838 | 3.6442 | 2.6717 | 1.9774 | 3.5333 | 2.9809 | 3.1182 | 75.4454 | 74.0263 | 72.8301 | 71.7021 | 70.9375 | 70.2689 | 69.9211 | 70.3606 | 73.061 | 77.5834 | 82.2321 | 85.8707 | 87.7176 | 88.5894 | 89.784 | 90.4846 | 90.2147 | 89.5768 | 88.2527 | 85.9762 | 82.5128 | 79.2682 | 77.1752 | 75.8074 | 5.9247 | 5.8869 | 6.4402 | 6.3525 | 6.2239 | 5.8932 | 6.7169 | 6.3128 | 7.6455 | 7.7314 | 6.8822 | 6.3409 | 5.9242 | 5.9993 | 5.239 | 4.4021 | 3.6982 | 3.6442 | 3.5944 | 5.9643 | 6.6044 | 6.79 | 5.8612 | 6.2489
Program Specific1-in-10Size: Over 200kWOther2018August Monthly Peak | Program Specific | 1-in-10 | Size: Over 200kW | Other | 2018 | August Monthly Peak | 8 | 151.0156 | 147.4445 | 143.108 | 142.5575 | 150.3518 | 172.3895 | 199.9195 | 223.8723 | 241.2487 | 252.786 | 262.1595 | 262.8048 | 257.626 | 261.6685 | 255.415 | 241.4939 | 223.1536 | 206.614 | 198.4782 | 193.9697 | 190.3067 | 180.7407 | 169.283 | 161.5648 | -0.67072 | -1.4815 | -0.80619 | -1.2339 | -2.5703 | -2.9655 | -4.0192 | -3.3575 | -3.9387 | -4.8669 | -4.0309 | -5.5579 | -4.2741 | -3.8047 | 3.2757 | 5.2659 | 5.208 | 5.281 | 3.6042 | 2.4495 | 1.6902 | 3.4776 | 3.0251 | 3.2551 | 74.9853 | 74.1124 | 73.2054 | 72.4606 | 71.7246 | 71.2879 | 70.9367 | 71.1439 | 73.7377 | 78.665 | 83.1445 | 87.316 | 90.2954 | 92.2829 | 93.4454 | 94.4962 | 94.7859 | 93.9941 | 93.1255 | 90.5259 | 86.4964 | 83.4286 | 81.3195 | 79.2371 | 6.0689 | 6.0396 | 6.5997 | 6.5111 | 6.3928 | 6.0804 | 7.0136 | 6.6451 | 8.1708 | 8.3298 | 7.4526 | 6.9224 | 6.4938 | 6.6049 | 5.7654 | 4.7749 | 3.958 | 3.87 | 3.7763 | 6.2965 | 6.9043 | 7.0092 | 6.0477 | 6.421
Program Specific1-in-10Size: Over 200kWOther2018September Monthly Peak | Program Specific | 1-in-10 | Size: Over 200kW | Other | 2018 | September Monthly Peak | 9 | 152.7393 | 148.8758 | 144.069 | 144.3678 | 152.8185 | 175.7577 | 206.5278 | 232.9799 | 254.9823 | 267.9844 | 278.0771 | 278.85 | 273.9546 | 277.9806 | 270.9587 | 254.1997 | 233.2613 | 215.2696 | 207.0634 | 203.558 | 195.8005 | 185.2126 | 172.5691 | 163.7757 | -0.57498 | -1.4417 | -0.76735 | -1.0364 | -2.4335 | -2.9326 | -4.3612 | -3.3811 | -4.1511 | -5.1281 | -4.6225 | -6.4231 | -5.0757 | -4.6836 | 2.9513 | 5.2656 | 4.9156 | 5.1081 | 3.6428 | 2.3374 | 1.4981 | 3.4845 | 3.0812 | 3.3684 | 77.0494 | 75.931 | 74.8413 | 74.1643 | 73.4148 | 72.8777 | 72.5594 | 72.5076 | 74.4524 | 78.8453 | 83.6044 | 88.0358 | 91.4057 | 93.7437 | 94.5302 | 94.549 | 93.8087 | 92.2926 | 90.5616 | 87.5548 | 83.6705 | 80.6665 | 78.3855 | 76.6525 | 6.2185 | 6.1781 | 6.731 | 6.6801 | 6.5827 | 6.2804 | 7.3402 | 7.0059 | 8.749 | 8.9462 | 8.0086 | 7.4412 | 6.9958 | 7.1085 | 6.1963 | 5.0919 | 4.1914 | 4.0849 | 3.9913 | 6.6942 | 7.1966 | 7.2766 | 6.2458 | 6.5941
Program Specific1-in-10Size: Over 200kWOther2018October Monthly Peak | Program Specific | 1-in-10 | Size: Over 200kW | Other | 2018 | October Monthly Peak | 10 | 133.5034 | 131.1264 | 125.7705 | 124.7447 | 131.9528 | 152.5856 | 182.4344 | 202.1765 | 214.373 | 223.6129 | 232.1145 | 235.1391 | 235.0287 | 239.1723 | 233.0572 | 218.9267 | 203.1029 | 194.7641 | 186.5873 | 177.5316 | 169.8075 | 161.7704 | 150.3492 | 144.3783 | -0.9467 | -1.5044 | -0.85975 | -1.8007 | -2.8606 | -2.9335 | -2.9444 | -3.416 | -3.5389 | -4.4079 | -2.4354 | -3.237 | -2.1171 | -1.3164 | 4.7522 | 5.7086 | 6.5409 | 6.374 | 3.802 | 3.038 | 2.3258 | 3.3833 | 2.6954 | 2.6718 | 72.1614 | 70.9462 | 70.1722 | 69.1762 | 68.1914 | 67.2966 | 66.999 | 66.5771 | 67.2133 | 71.1834 | 76.505 | 82.1646 | 86.7583 | 89.5013 | 90.4175 | 90.7871 | 90.3601 | 89.0291 | 85.9577 | 81.4121 | 77.5841 | 75.1145 | 73.3463 | 71.7215 | 5.2067 | 5.2126 | 5.6289 | 5.5293 | 5.4448 | 5.223 | 6.2112 | 5.8239 | 7.0462 | 7.151 | 6.4037 | 6.0108 | 5.7493 | 5.8589 | 5.1054 | 4.2009 | 3.496 | 3.5404 | 3.4453 | 5.5928 | 5.9788 | 6.0883 | 5.2127 | 5.5686
Program Specific1-in-10Size: Over 200kWOther2018November Monthly Peak | Program Specific | 1-in-10 | Size: Over 200kW | Other | 2018 | November Monthly Peak | 11 | 138.0873 | 135.3773 | 130.5117 | 129.0277 | 136.5194 | 157.1613 | 183.6133 | 204.7156 | 218.6242 | 226.5414 | 235.116 | 238.0226 | 237.0511 | 240.6344 | 234.5321 | 219.0285 | 204.443 | 196.4015 | 187.5296 | 178.8629 | 171.7368 | 164.4173 | 152.3737 | 146.0885 | -1.2541 | -1.698 | -1.0101 | -2.4229 | -3.4298 | -3.2604 | -2.4165 | -3.7509 | -3.6389 | -4.5437 | -1.6042 | -1.9566 | -0.78485 | 0.3091 | 6.1153 | 6.4138 | 7.9459 | 7.4851 | 4.1336 | 3.6634 | 2.9736 | 3.6454 | 2.7383 | 2.5233 | 68.4987 | 67.1652 | 66.4237 | 65.2565 | 64.5838 | 63.7858 | 63.1391 | 63.1864 | 65.4369 | 70.337 | 76.2758 | 80.997 | 84.1474 | 85.687 | 86.6147 | 86.4085 | 84.6631 | 81.8589 | 78.7458 | 75.4293 | 73.0142 | 71.265 | 69.5153 | 68.2758 | 5.3953 | 5.3914 | 5.8518 | 5.7296 | 5.6436 | 5.3895 | 6.2628 | 5.9078 | 7.1991 | 7.2578 | 6.4983 | 6.0956 | 5.8094 | 5.9054 | 5.1471 | 4.2105 | 3.5255 | 3.5767 | 3.469 | 5.645 | 6.0577 | 6.1992 | 5.2925 | 5.6448
Program Specific1-in-10Size: Over 200kWOther2018December Monthly Peak | Program Specific | 1-in-10 | Size: Over 200kW | Other | 2018 | December Monthly Peak | 12 | 129.7243 | 127.161 | 123.3501 | 123.125 | 130.6859 | 150.5583 | 177.1791 | 192.2462 | 198.671 | 199.0131 | 199.4179 | 195.7775 | 190.635 | 190.4353 | 183.3925 | 174.7676 | 168.6764 | 167.2299 | 163.7017 | 158.8026 | 153.835 | 147.7788 | 139.9486 | 135.6235 | -1.6573 | -1.8475 | -1.1614 | -3.304 | -4.1183 | -3.548 | -1.3526 | -4.0313 | -3.3571 | -4.1189 | -0.0031237 | 0.40521 | 1.3838 | 2.6433 | 6.716 | 6.1579 | 8.6405 | 8.044 | 4.1143 | 4.2452 | 3.6963 | 3.6213 | 2.5262 | 2.0321 | 45.4525 | 44.7738 | 44.398 | 44.1499 | 43.9945 | 43.719 | 44.1043 | 44.1981 | 44.7014 | 46.4447 | 48.4902 | 50.4598 | 51.8807 | 52.2721 | 52.2753 | 52.2263 | 51.7818 | 50.6075 | 49.3006 | 48.1059 | 46.8902 | 46.188 | 45.8703 | 45.2599 | 5.3643 | 5.3597 | 5.8534 | 5.7865 | 5.7176 | 5.4643 | 6.3959 | 5.8717 | 6.9237 | 6.7479 | 5.8333 | 5.3063 | 4.9444 | 4.9462 | 4.2596 | 3.5557 | 3.0785 | 3.2231 | 3.2049 | 5.3043 | 5.7429 | 5.8969 | 5.1446 | 5.5462
Program Specific1-in-10Size: Over 200kWOther2018Typical Event Day | Program Specific | 1-in-10 | Size: Over 200kW | Other | 2018 | Typical Event Day | 8 | 149.8182 | 146.2771 | 141.9991 | 141.387 | 149.1298 | 170.8392 | 197.825 | 220.7179 | 237.101 | 247.8927 | 256.877 | 257.4713 | 252.1631 | 256.2051 | 250.157 | 236.7315 | 218.9972 | 202.9636 | 195.2171 | 190.9616 | 187.7967 | 178.7309 | 167.5633 | 160.1424 | -0.79444 | -1.5375 | -0.85544 | -1.4894 | -2.7716 | -3.0512 | -3.7222 | -3.4464 | -3.885 | -4.8097 | -3.5419 | -4.8274 | -3.562 | -2.9728 | 3.8234 | 5.4906 | 5.7421 | 5.6605 | 3.6857 | 2.6898 | 1.9618 | 3.5362 | 2.9975 | 3.141 | 74.4151 | 73.2708 | 72.2595 | 71.3868 | 70.5515 | 69.8681 | 69.4746 | 69.9256 | 72.638 | 77.2827 | 81.9762 | 86.114 | 88.8715 | 90.6492 | 91.732 | 92.2341 | 92.0988 | 91.0991 | 89.8597 | 87.2827 | 83.5191 | 80.24 | 78.0377 | 76.3089 | 5.9396 | 5.9111 | 6.4603 | 6.3706 | 6.2554 | 5.9445 | 6.8466 | 6.4632 | 7.9221 | 8.0585 | 7.204 | 6.6905 | 6.2704 | 6.3799 | 5.5706 | 4.6177 | 3.832 | 3.7504 | 3.6642 | 6.1153 | 6.7215 | 6.8378 | 5.9056 | 6.2787
Program Specific1-in-10Size: Over 200kWOther2019January Monthly Peak | Program Specific | 1-in-10 | Size: Over 200kW | Other | 2019 | January Monthly Peak | 1 | 134.991 | 131.9961 | 127.6906 | 127.8198 | 135.6583 | 157.9197 | 189.8378 | 208.5901 | 215.0254 | 214.8416 | 215.7305 | 212.1729 | 207.6661 | 208.5775 | 200.8614 | 190.4184 | 180.6798 | 178.3076 | 175.3667 | 170.0851 | 164.3429 | 157.3731 | 149.0611 | 143.8435 | -1.7246 | -1.9178 | -1.2023 | -3.43 | -4.275 | -3.7215 | -1.4493 | -4.374 | -3.6334 | -4.4465 | -0.0033793 | 0.43914 | 1.5074 | 2.8951 | 7.3557 | 6.7094 | 9.2553 | 8.5768 | 4.4075 | 4.5468 | 3.9487 | 3.8564 | 2.6907 | 2.1553 | 44.6315 | 43.8592 | 43.1436 | 42.6299 | 42.2604 | 41.9663 | 41.7847 | 41.5001 | 42.0574 | 44.3488 | 47.0143 | 49.4149 | 51.371 | 52.0211 | 52.2785 | 52.1887 | 51.3156 | 50.0305 | 48.1622 | 46.5237 | 45.2142 | 44.3793 | 43.691 | 42.9825 | 5.5821 | 5.5635 | 6.0593 | 6.0071 | 5.9352 | 5.7314 | 6.8529 | 6.3709 | 7.4937 | 7.2846 | 6.3104 | 5.7507 | 5.3862 | 5.4174 | 4.6653 | 3.8741 | 3.2975 | 3.4366 | 3.4333 | 5.6811 | 6.1351 | 6.2798 | 5.4795 | 5.8823
Program Specific1-in-10Size: Over 200kWOther2019February Monthly Peak | Program Specific | 1-in-10 | Size: Over 200kW | Other | 2019 | February Monthly Peak | 2 | 130.5784 | 127.9155 | 123.3972 | 122.8885 | 130.3214 | 150.9074 | 180.2889 | 196.0141 | 201.4558 | 202.4693 | 205.0098 | 203.798 | 200.551 | 202.6931 | 196.247 | 185.9902 | 175.8781 | 172.8568 | 169.1702 | 163.2626 | 158.3646 | 152.5943 | 144.0288 | 139.4789 | -1.6682 | -1.8585 | -1.1618 | -3.2977 | -4.1068 | -3.5562 | -1.3764 | -4.1103 | -3.4041 | -4.1904 | -0.0032113 | 0.42181 | 1.4558 | 2.8134 | 7.1867 | 6.5534 | 9.0094 | 8.3147 | 4.2518 | 4.3644 | 3.8051 | 3.7393 | 2.5999 | 2.0899 | 51.8368 | 51.109 | 50.3626 | 49.8798 | 49.6925 | 48.9807 | 47.9627 | 48.3646 | 49.6526 | 51.7281 | 53.992 | 55.5569 | 57.3349 | 58.8332 | 59.8056 | 60.0557 | 59.2848 | 58.4833 | 56.6593 | 54.7342 | 53.201 | 51.9464 | 51.2955 | 50.4122 | 5.3996 | 5.3915 | 5.8556 | 5.7754 | 5.7017 | 5.4769 | 6.5082 | 5.9868 | 7.0208 | 6.8651 | 5.9968 | 5.5237 | 5.2016 | 5.2645 | 4.5582 | 3.784 | 3.2099 | 3.3315 | 3.312 | 5.4533 | 5.912 | 6.0891 | 5.2946 | 5.7039
Program Specific1-in-10Size: Over 200kWOther2019March Monthly Peak | Program Specific | 1-in-10 | Size: Over 200kW | Other | 2019 | March Monthly Peak | 3 | 133.849 | 130.4809 | 126.1732 | 123.4157 | 130.0198 | 148.162 | 173.6578 | 190.5503 | 199.2104 | 202.6716 | 209.2772 | 211.4981 | 209.9239 | 214.3135 | 209.729 | 198.9489 | 186.244 | 174.3869 | 169.6063 | 167.7607 | 165.2607 | 159.3133 | 148.8199 | 142.67 | -1.71 | -1.8958 | -1.188 | -3.3118 | -4.0973 | -3.4915 | -1.3257 | -3.9957 | -3.3662 | -4.1946 | -0.0032782 | 0.43774 | 1.5238 | 2.9747 | 7.6804 | 7.01 | 9.5404 | 8.3883 | 4.2627 | 4.4847 | 3.9708 | 3.9039 | 2.6863 | 2.1377 | 59.3372 | 57.9395 | 57.3448 | 56.7033 | 55.7753 | 54.921 | 54.1993 | 53.9229 | 55.2166 | 59.19 | 64.1408 | 68.732 | 72.2527 | 74.1246 | 75.2396 | 75.9217 | 75.7707 | 74.3203 | 72.3384 | 69.6771 | 66.3387 | 63.8017 | 61.624 | 59.9284 | 5.5348 | 5.4996 | 5.9873 | 5.8002 | 5.6885 | 5.3773 | 6.2688 | 5.8199 | 6.9425 | 6.8719 | 6.1217 | 5.7324 | 5.4447 | 5.5663 | 4.8713 | 4.0477 | 3.3991 | 3.361 | 3.3205 | 5.6035 | 6.1694 | 6.3572 | 5.4707 | 5.8344
Program Specific1-in-10Size: Over 200kWOther2019April Monthly Peak | Program Specific | 1-in-10 | Size: Over 200kW | Other | 2019 | April Monthly Peak | 4 | 137.4586 | 134.1301 | 129.3943 | 126.5803 | 133.2125 | 152.0705 | 178.8942 | 199.4998 | 212.7236 | 220.7553 | 230.3513 | 234.2167 | 234.0558 | 239.1721 | 234.2704 | 221.0304 | 204.9645 | 190.1018 | 182.8642 | 179.3384 | 174.7533 | 166.9192 | 154.7726 | 147.4746 | -1.1476 | -1.6295 | -0.95835 | -2.1744 | -3.1777 | -3.0696 | -2.5507 | -3.5505 | -3.53 | -4.3996 | -1.8831 | -2.404 | -1.2662 | -0.291 | 5.6179 | 6.2112 | 7.4631 | 6.8679 | 3.9185 | 3.4505 | 2.7929 | 3.6236 | 2.7789 | 2.6142 | 69.3348 | 68.1359 | 66.6439 | 65.7702 | 64.8057 | 63.7443 | 63.131 | 63.1668 | 66.3207 | 71.8791 | 77.3191 | 82.3642 | 85.6065 | 87.6523 | 88.7016 | 89.1028 | 88.7514 | 87.6875 | 85.6341 | 81.9091 | 77.4097 | 73.8403 | 71.3454 | 69.4389 | 5.3538 | 5.3249 | 5.7833 | 5.6031 | 5.4894 | 5.1984 | 6.0825 | 5.7391 | 6.9826 | 7.0501 | 6.3465 | 5.9792 | 5.7178 | 5.851 | 5.1251 | 4.2356 | 3.5233 | 3.451 | 3.372 | 5.6421 | 6.1446 | 6.2736 | 5.3588 | 5.6803
Program Specific1-in-10Size: Over 200kWOther2019May Monthly Peak | Program Specific | 1-in-10 | Size: Over 200kW | Other | 2019 | May Monthly Peak | 5 | 141.2217 | 138.3621 | 133.2674 | 131.4867 | 138.7087 | 158.3404 | 184.2391 | 210.6575 | 229.2647 | 240.1369 | 251.0582 | 254.0448 | 252.6242 | 257.0727 | 251.3008 | 235.2702 | 217.2533 | 200.3437 | 190.9375 | 185.0187 | 180.2758 | 172.3589 | 160.6579 | 153.1101 | -0.91105 | -1.5398 | -0.87229 | -1.7145 | -2.8535 | -2.9668 | -3.1499 | -3.4627 | -3.7746 | -4.707 | -2.9302 | -3.9503 | -2.7382 | -1.976 | 4.665 | 5.8921 | 6.5313 | 6.2098 | 3.7884 | 2.9657 | 2.2595 | 3.5351 | 2.8779 | 2.8941 | 73.0737 | 71.3736 | 70.0693 | 69.0876 | 68.172 | 67.1979 | 66.8651 | 67.2619 | 70.6929 | 76.062 | 81.0028 | 84.4466 | 87.4485 | 89.4579 | 90.5855 | 90.8977 | 90.0126 | 88.523 | 87.1119 | 84.5016 | 80.592 | 76.8271 | 74.4464 | 72.1309 | 5.5296 | 5.5221 | 5.9881 | 5.8513 | 5.7463 | 5.4415 | 6.2976 | 6.0923 | 7.5656 | 7.7099 | 6.9538 | 6.5199 | 6.2042 | 6.3223 | 5.5269 | 4.5324 | 3.7544 | 3.6562 | 3.5396 | 5.8517 | 6.3725 | 6.5125 | 5.5922 | 5.9288
Program Specific1-in-10Size: Over 200kWOther2019June Monthly Peak | Program Specific | 1-in-10 | Size: Over 200kW | Other | 2019 | June Monthly Peak | 6 | 145.7874 | 142.8299 | 138.1876 | 136.3659 | 143.1898 | 162.4336 | 187.3281 | 210.827 | 226.2184 | 236.1083 | 245.8644 | 244.8846 | 238.7941 | 242.1757 | 236.7683 | 225.1966 | 209.2779 | 194.0727 | 187.7166 | 181.9814 | 180.3137 | 173.8747 | 162.9444 | 156.2677 | -1.1028 | -1.675 | -0.97431 | -2.1093 | -3.2215 | -3.1816 | -2.8907 | -3.6336 | -3.7417 | -4.6735 | -2.3652 | -3.0483 | -1.8275 | -0.9421 | 5.1478 | 6.0438 | 7.0712 | 6.5998 | 3.8994 | 3.2599 | 2.6248 | 3.6885 | 2.9228 | 2.846 | 70.1804 | 69.0134 | 68.1613 | 67.2203 | 66.1292 | 65.038 | 64.4813 | 65.6903 | 69.3011 | 74.037 | 78.9236 | 83.2335 | 86.0672 | 87.9806 | 89.1685 | 89.4066 | 89.586 | 88.533 | 87.4991 | 85.074 | 81.3968 | 77.5968 | 75.2705 | 73.5384 | 5.6772 | 5.6693 | 6.1753 | 6.0353 | 5.8996 | 5.5517 | 6.3682 | 6.0639 | 7.4243 | 7.5391 | 6.7728 | 6.2505 | 5.8326 | 5.9235 | 5.1789 | 4.3147 | 3.5969 | 3.5225 | 3.4609 | 5.7243 | 6.3391 | 6.5339 | 5.6408 | 6.018
Program Specific1-in-10Size: Over 200kWOther2019July Monthly Peak | Program Specific | 1-in-10 | Size: Over 200kW | Other | 2019 | July Monthly Peak | 7 | 149.7166 | 145.948 | 141.8169 | 141.2435 | 148.6538 | 169.6762 | 194.4356 | 215.9783 | 229.2438 | 238.2688 | 245.8525 | 244.4652 | 238.6799 | 241.3673 | 235.6965 | 226.0973 | 211.7408 | 197.5766 | 191.8485 | 186.5878 | 184.8657 | 177.8065 | 166.6117 | 159.6745 | -0.8145 | -1.5449 | -0.8632 | -1.5303 | -2.7982 | -3.0483 | -3.6184 | -3.3937 | -3.7584 | -4.6286 | -3.3275 | -4.4898 | -3.2775 | -2.6874 | 3.695 | 5.294 | 5.6494 | 5.5838 | 3.6442 | 2.6717 | 1.9774 | 3.5333 | 2.9809 | 3.1182 | 75.4454 | 74.0263 | 72.8301 | 71.7021 | 70.9375 | 70.2689 | 69.9211 | 70.3606 | 73.061 | 77.5834 | 82.2321 | 85.8707 | 87.7176 | 88.5894 | 89.784 | 90.4846 | 90.2147 | 89.5768 | 88.2527 | 85.9762 | 82.5128 | 79.2682 | 77.1752 | 75.8074 | 5.9247 | 5.8869 | 6.4402 | 6.3525 | 6.2239 | 5.8932 | 6.7169 | 6.3128 | 7.6455 | 7.7314 | 6.8822 | 6.3409 | 5.9242 | 5.9993 | 5.239 | 4.4021 | 3.6982 | 3.6442 | 3.5944 | 5.9643 | 6.6044 | 6.79 | 5.8612 | 6.2489
Program Specific1-in-10Size: Over 200kWOther2019August Monthly Peak | Program Specific | 1-in-10 | Size: Over 200kW | Other | 2019 | August Monthly Peak | 8 | 151.0156 | 147.4445 | 143.108 | 142.5575 | 150.3518 | 172.3895 | 199.9195 | 223.8723 | 241.2487 | 252.786 | 262.1595 | 262.8048 | 257.626 | 261.6686 | 255.415 | 241.4939 | 223.1536 | 206.614 | 198.4782 | 193.9697 | 190.3067 | 180.7407 | 169.2831 | 161.5648 | -0.67072 | -1.4815 | -0.80619 | -1.2339 | -2.5703 | -2.9655 | -4.0192 | -3.3575 | -3.9387 | -4.8669 | -4.0309 | -5.5579 | -4.2741 | -3.8047 | 3.2757 | 5.2659 | 5.208 | 5.281 | 3.6042 | 2.4495 | 1.6902 | 3.4776 | 3.0251 | 3.2551 | 74.9853 | 74.1124 | 73.2054 | 72.4606 | 71.7246 | 71.2879 | 70.9367 | 71.1439 | 73.7377 | 78.665 | 83.1445 | 87.316 | 90.2954 | 92.2829 | 93.4454 | 94.4962 | 94.7859 | 93.9941 | 93.1255 | 90.5259 | 86.4964 | 83.4286 | 81.3195 | 79.237 | 6.0689 | 6.0396 | 6.5997 | 6.5111 | 6.3928 | 6.0804 | 7.0136 | 6.6451 | 8.1708 | 8.3298 | 7.4526 | 6.9224 | 6.4938 | 6.6049 | 5.7654 | 4.7749 | 3.958 | 3.87 | 3.7763 | 6.2965 | 6.9043 | 7.0092 | 6.0477 | 6.421
Program Specific1-in-10Size: Over 200kWOther2019September Monthly Peak | Program Specific | 1-in-10 | Size: Over 200kW | Other | 2019 | September Monthly Peak | 9 | 152.7393 | 148.8758 | 144.069 | 144.3678 | 152.8185 | 175.7577 | 206.5278 | 232.9799 | 254.9823 | 267.9844 | 278.0771 | 278.85 | 273.9546 | 277.9806 | 270.9587 | 254.1997 | 233.2613 | 215.2696 | 207.0634 | 203.558 | 195.8005 | 185.2126 | 172.5691 | 163.7757 | -0.57498 | -1.4417 | -0.76735 | -1.0364 | -2.4335 | -2.9326 | -4.3612 | -3.3811 | -4.1511 | -5.1281 | -4.6225 | -6.4231 | -5.0757 | -4.6836 | 2.9513 | 5.2656 | 4.9156 | 5.1081 | 3.6428 | 2.3374 | 1.4981 | 3.4845 | 3.0812 | 3.3684 | 77.0494 | 75.931 | 74.8413 | 74.1643 | 73.4147 | 72.8777 | 72.5594 | 72.5076 | 74.4524 | 78.8453 | 83.6044 | 88.0358 | 91.4057 | 93.7437 | 94.5302 | 94.549 | 93.8087 | 92.2926 | 90.5616 | 87.5548 | 83.6705 | 80.6665 | 78.3855 | 76.6525 | 6.2185 | 6.1781 | 6.731 | 6.6801 | 6.5827 | 6.2804 | 7.3402 | 7.0059 | 8.749 | 8.9462 | 8.0086 | 7.4412 | 6.9958 | 7.1085 | 6.1963 | 5.0919 | 4.1914 | 4.0849 | 3.9913 | 6.6942 | 7.1966 | 7.2766 | 6.2458 | 6.5941
Program Specific1-in-10Size: Over 200kWOther2019October Monthly Peak | Program Specific | 1-in-10 | Size: Over 200kW | Other | 2019 | October Monthly Peak | 10 | 133.5034 | 131.1264 | 125.7705 | 124.7447 | 131.9528 | 152.5856 | 182.4344 | 202.1765 | 214.373 | 223.6129 | 232.1145 | 235.1391 | 235.0287 | 239.1723 | 233.0572 | 218.9267 | 203.1029 | 194.7641 | 186.5873 | 177.5316 | 169.8075 | 161.7704 | 150.3491 | 144.3783 | -0.9467 | -1.5044 | -0.85975 | -1.8007 | -2.8606 | -2.9335 | -2.9444 | -3.416 | -3.5389 | -4.4079 | -2.4354 | -3.237 | -2.1171 | -1.3164 | 4.7522 | 5.7086 | 6.5409 | 6.374 | 3.802 | 3.038 | 2.3258 | 3.3833 | 2.6954 | 2.6718 | 72.1614 | 70.9462 | 70.1722 | 69.1761 | 68.1914 | 67.2966 | 66.999 | 66.5771 | 67.2133 | 71.1834 | 76.505 | 82.1646 | 86.7583 | 89.5013 | 90.4175 | 90.7871 | 90.3601 | 89.0291 | 85.9577 | 81.4121 | 77.5841 | 75.1145 | 73.3463 | 71.7215 | 5.2067 | 5.2126 | 5.6289 | 5.5293 | 5.4448 | 5.223 | 6.2112 | 5.8239 | 7.0462 | 7.151 | 6.4037 | 6.0108 | 5.7493 | 5.8589 | 5.1054 | 4.2009 | 3.496 | 3.5404 | 3.4453 | 5.5928 | 5.9788 | 6.0883 | 5.2127 | 5.5686
Program Specific1-in-10Size: Over 200kWOther2019November Monthly Peak | Program Specific | 1-in-10 | Size: Over 200kW | Other | 2019 | November Monthly Peak | 11 | 138.0873 | 135.3773 | 130.5117 | 129.0277 | 136.5194 | 157.1613 | 183.6133 | 204.7156 | 218.6242 | 226.5414 | 235.116 | 238.0226 | 237.0511 | 240.6343 | 234.5321 | 219.0285 | 204.443 | 196.4015 | 187.5296 | 178.8629 | 171.7368 | 164.4173 | 152.3737 | 146.0885 | -1.2541 | -1.698 | -1.0101 | -2.4229 | -3.4298 | -3.2604 | -2.4165 | -3.7509 | -3.6389 | -4.5437 | -1.6042 | -1.9566 | -0.78485 | 0.3091 | 6.1153 | 6.4138 | 7.9459 | 7.4851 | 4.1336 | 3.6634 | 2.9736 | 3.6454 | 2.7383 | 2.5233 | 68.4987 | 67.1652 | 66.4237 | 65.2565 | 64.5838 | 63.7858 | 63.1391 | 63.1864 | 65.4369 | 70.337 | 76.2758 | 80.997 | 84.1474 | 85.687 | 86.6147 | 86.4085 | 84.6631 | 81.8589 | 78.7458 | 75.4293 | 73.0142 | 71.265 | 69.5153 | 68.2758 | 5.3953 | 5.3914 | 5.8518 | 5.7296 | 5.6436 | 5.3895 | 6.2628 | 5.9078 | 7.1991 | 7.2578 | 6.4983 | 6.0957 | 5.8094 | 5.9054 | 5.1471 | 4.2105 | 3.5255 | 3.5767 | 3.469 | 5.645 | 6.0577 | 6.1992 | 5.2925 | 5.6448
Program Specific1-in-10Size: Over 200kWOther2019December Monthly Peak | Program Specific | 1-in-10 | Size: Over 200kW | Other | 2019 | December Monthly Peak | 12 | 129.7243 | 127.161 | 123.3501 | 123.125 | 130.6858 | 150.5583 | 177.1791 | 192.2462 | 198.671 | 199.0131 | 199.4179 | 195.7775 | 190.635 | 190.4353 | 183.3925 | 174.7677 | 168.6764 | 167.2299 | 163.7017 | 158.8026 | 153.835 | 147.7788 | 139.9486 | 135.6235 | -1.6573 | -1.8475 | -1.1614 | -3.304 | -4.1183 | -3.548 | -1.3526 | -4.0313 | -3.3571 | -4.1189 | -0.0031237 | 0.40521 | 1.3838 | 2.6433 | 6.716 | 6.1579 | 8.6405 | 8.044 | 4.1143 | 4.2452 | 3.6963 | 3.6213 | 2.5262 | 2.0321 | 45.4525 | 44.7738 | 44.398 | 44.1499 | 43.9945 | 43.719 | 44.1043 | 44.1981 | 44.7014 | 46.4447 | 48.4902 | 50.4598 | 51.8807 | 52.272 | 52.2753 | 52.2263 | 51.7818 | 50.6075 | 49.3006 | 48.1059 | 46.8902 | 46.188 | 45.8703 | 45.2599 | 5.3643 | 5.3597 | 5.8534 | 5.7865 | 5.7176 | 5.4643 | 6.3959 | 5.8717 | 6.9237 | 6.7479 | 5.8333 | 5.3063 | 4.9444 | 4.9462 | 4.2596 | 3.5557 | 3.0785 | 3.2231 | 3.2049 | 5.3043 | 5.7429 | 5.8969 | 5.1446 | 5.5462
Program Specific1-in-10Size: Over 200kWOther2019Typical Event Day | Program Specific | 1-in-10 | Size: Over 200kW | Other | 2019 | Typical Event Day | 8 | 149.8182 | 146.2771 | 141.9991 | 141.387 | 149.1299 | 170.8392 | 197.825 | 220.7178 | 237.101 | 247.8927 | 256.877 | 257.4713 | 252.1631 | 256.2051 | 250.157 | 236.7315 | 218.9972 | 202.9636 | 195.2171 | 190.9616 | 187.7967 | 178.7309 | 167.5633 | 160.1423 | -0.79444 | -1.5375 | -0.85544 | -1.4894 | -2.7716 | -3.0512 | -3.7222 | -3.4464 | -3.885 | -4.8097 | -3.5419 | -4.8274 | -3.562 | -2.9728 | 3.8234 | 5.4906 | 5.7421 | 5.6605 | 3.6857 | 2.6898 | 1.9618 | 3.5362 | 2.9975 | 3.141 | 74.4151 | 73.2708 | 72.2595 | 71.3868 | 70.5515 | 69.8681 | 69.4746 | 69.9256 | 72.638 | 77.2827 | 81.9762 | 86.114 | 88.8715 | 90.6492 | 91.732 | 92.2341 | 92.0988 | 91.0991 | 89.8597 | 87.2827 | 83.5191 | 80.24 | 78.0377 | 76.3089 | 5.9396 | 5.9111 | 6.4603 | 6.3706 | 6.2554 | 5.9445 | 6.8466 | 6.4632 | 7.9221 | 8.0585 | 7.204 | 6.6905 | 6.2704 | 6.3799 | 5.5706 | 4.6177 | 3.832 | 3.7504 | 3.6642 | 6.1153 | 6.7215 | 6.8378 | 5.9056 | 6.2787
Program Specific1-in-10Size: Over 200kWOther2020January Monthly Peak | Program Specific | 1-in-10 | Size: Over 200kW | Other | 2020 | January Monthly Peak | 1 | 134.991 | 131.9961 | 127.6906 | 127.8198 | 135.6583 | 157.9197 | 189.8378 | 208.5901 | 215.0254 | 214.8416 | 215.7305 | 212.1729 | 207.6661 | 208.5775 | 200.8614 | 190.4184 | 180.6798 | 178.3076 | 175.3667 | 170.0851 | 164.3429 | 157.3731 | 149.0611 | 143.8435 | -1.7246 | -1.9178 | -1.2023 | -3.43 | -4.275 | -3.7215 | -1.4493 | -4.374 | -3.6334 | -4.4465 | -0.0033793 | 0.43914 | 1.5074 | 2.8951 | 7.3557 | 6.7094 | 9.2553 | 8.5768 | 4.4075 | 4.5468 | 3.9487 | 3.8564 | 2.6907 | 2.1553 | 44.6315 | 43.8592 | 43.1436 | 42.6299 | 42.2604 | 41.9663 | 41.7847 | 41.5001 | 42.0574 | 44.3488 | 47.0143 | 49.4149 | 51.371 | 52.0211 | 52.2785 | 52.1887 | 51.3156 | 50.0305 | 48.1622 | 46.5237 | 45.2142 | 44.3793 | 43.691 | 42.9825 | 5.5821 | 5.5635 | 6.0593 | 6.0071 | 5.9352 | 5.7314 | 6.8529 | 6.3709 | 7.4937 | 7.2846 | 6.3104 | 5.7507 | 5.3862 | 5.4174 | 4.6653 | 3.8741 | 3.2975 | 3.4366 | 3.4333 | 5.6811 | 6.1351 | 6.2798 | 5.4795 | 5.8823
Program Specific1-in-10Size: Over 200kWOther2020February Monthly Peak | Program Specific | 1-in-10 | Size: Over 200kW | Other | 2020 | February Monthly Peak | 2 | 130.5784 | 127.9155 | 123.3972 | 122.8885 | 130.3214 | 150.9074 | 180.2889 | 196.0141 | 201.4558 | 202.4693 | 205.0098 | 203.798 | 200.551 | 202.6931 | 196.247 | 185.9902 | 175.8781 | 172.8568 | 169.1702 | 163.2626 | 158.3646 | 152.5943 | 144.0288 | 139.4789 | -1.6682 | -1.8585 | -1.1618 | -3.2977 | -4.1068 | -3.5562 | -1.3764 | -4.1103 | -3.4041 | -4.1904 | -0.0032113 | 0.42181 | 1.4558 | 2.8134 | 7.1867 | 6.5534 | 9.0094 | 8.3147 | 4.2518 | 4.3644 | 3.8051 | 3.7393 | 2.5999 | 2.0899 | 51.8368 | 51.109 | 50.3626 | 49.8797 | 49.6925 | 48.9807 | 47.9627 | 48.3646 | 49.6526 | 51.7281 | 53.992 | 55.5569 | 57.3349 | 58.8332 | 59.8056 | 60.0557 | 59.2848 | 58.4833 | 56.6593 | 54.7342 | 53.201 | 51.9464 | 51.2955 | 50.4122 | 5.3996 | 5.3915 | 5.8556 | 5.7754 | 5.7017 | 5.4769 | 6.5082 | 5.9868 | 7.0208 | 6.8651 | 5.9968 | 5.5237 | 5.2016 | 5.2645 | 4.5582 | 3.784 | 3.2099 | 3.3315 | 3.312 | 5.4533 | 5.912 | 6.0891 | 5.2946 | 5.7039
Program Specific1-in-10Size: Over 200kWOther2020March Monthly Peak | Program Specific | 1-in-10 | Size: Over 200kW | Other | 2020 | March Monthly Peak | 3 | 133.849 | 130.4809 | 126.1732 | 123.4157 | 130.0198 | 148.162 | 173.6578 | 190.5503 | 199.2104 | 202.6716 | 209.2772 | 211.4981 | 209.9239 | 214.3135 | 209.729 | 198.9489 | 186.244 | 174.3869 | 169.6063 | 167.7607 | 165.2607 | 159.3133 | 148.8199 | 142.67 | -1.71 | -1.8958 | -1.188 | -3.3118 | -4.0973 | -3.4915 | -1.3257 | -3.9957 | -3.3662 | -4.1946 | -0.0032782 | 0.43774 | 1.5238 | 2.9747 | 7.6804 | 7.01 | 9.5404 | 8.3883 | 4.2627 | 4.4847 | 3.9708 | 3.9039 | 2.6863 | 2.1377 | 59.3372 | 57.9395 | 57.3448 | 56.7033 | 55.7753 | 54.921 | 54.1993 | 53.9229 | 55.2166 | 59.19 | 64.1408 | 68.732 | 72.2527 | 74.1246 | 75.2396 | 75.9217 | 75.7707 | 74.3203 | 72.3384 | 69.6771 | 66.3387 | 63.8017 | 61.624 | 59.9284 | 5.5348 | 5.4996 | 5.9873 | 5.8002 | 5.6885 | 5.3773 | 6.2688 | 5.8199 | 6.9425 | 6.8719 | 6.1217 | 5.7324 | 5.4447 | 5.5663 | 4.8713 | 4.0477 | 3.3991 | 3.361 | 3.3205 | 5.6035 | 6.1694 | 6.3572 | 5.4707 | 5.8344
Program Specific1-in-10Size: Over 200kWOther2020April Monthly Peak | Program Specific | 1-in-10 | Size: Over 200kW | Other | 2020 | April Monthly Peak | 4 | 137.4586 | 134.1301 | 129.3943 | 126.5803 | 133.2125 | 152.0705 | 178.8942 | 199.4998 | 212.7236 | 220.7552 | 230.3513 | 234.2167 | 234.0558 | 239.1721 | 234.2704 | 221.0304 | 204.9645 | 190.1018 | 182.8642 | 179.3384 | 174.7533 | 166.9192 | 154.7726 | 147.4746 | -1.1476 | -1.6295 | -0.95835 | -2.1744 | -3.1777 | -3.0696 | -2.5507 | -3.5505 | -3.53 | -4.3996 | -1.8831 | -2.404 | -1.2662 | -0.291 | 5.6179 | 6.2112 | 7.4631 | 6.8679 | 3.9185 | 3.4505 | 2.7929 | 3.6236 | 2.7789 | 2.6142 | 69.3348 | 68.1359 | 66.6439 | 65.7702 | 64.8057 | 63.7443 | 63.1309 | 63.1668 | 66.3207 | 71.8791 | 77.3191 | 82.3642 | 85.6065 | 87.6523 | 88.7016 | 89.1028 | 88.7514 | 87.6875 | 85.6341 | 81.9091 | 77.4097 | 73.8403 | 71.3454 | 69.4389 | 5.3538 | 5.3249 | 5.7833 | 5.6031 | 5.4894 | 5.1984 | 6.0825 | 5.7391 | 6.9826 | 7.0501 | 6.3465 | 5.9792 | 5.7178 | 5.851 | 5.1251 | 4.2356 | 3.5233 | 3.451 | 3.372 | 5.6421 | 6.1446 | 6.2736 | 5.3588 | 5.6803
Program Specific1-in-10Size: Over 200kWOther2020May Monthly Peak | Program Specific | 1-in-10 | Size: Over 200kW | Other | 2020 | May Monthly Peak | 5 | 141.2216 | 138.3621 | 133.2674 | 131.4866 | 138.7087 | 158.3404 | 184.2391 | 210.6575 | 229.2647 | 240.1369 | 251.0582 | 254.0448 | 252.6242 | 257.0727 | 251.3008 | 235.2703 | 217.2533 | 200.3437 | 190.9375 | 185.0187 | 180.2758 | 172.3589 | 160.6579 | 153.1101 | -0.91105 | -1.5398 | -0.87229 | -1.7145 | -2.8535 | -2.9668 | -3.1499 | -3.4627 | -3.7746 | -4.707 | -2.9302 | -3.9503 | -2.7382 | -1.976 | 4.665 | 5.8921 | 6.5313 | 6.2098 | 3.7884 | 2.9657 | 2.2595 | 3.5351 | 2.8779 | 2.8941 | 73.0737 | 71.3736 | 70.0693 | 69.0876 | 68.172 | 67.1979 | 66.8651 | 67.2619 | 70.6929 | 76.062 | 81.0028 | 84.4466 | 87.4485 | 89.4579 | 90.5855 | 90.8977 | 90.0126 | 88.523 | 87.1119 | 84.5016 | 80.592 | 76.8271 | 74.4464 | 72.1309 | 5.5296 | 5.5221 | 5.9881 | 5.8513 | 5.7463 | 5.4415 | 6.2976 | 6.0923 | 7.5656 | 7.7099 | 6.9538 | 6.5199 | 6.2042 | 6.3223 | 5.5269 | 4.5324 | 3.7544 | 3.6562 | 3.5396 | 5.8517 | 6.3725 | 6.5125 | 5.5922 | 5.9288
Program Specific1-in-10Size: Over 200kWOther2020June Monthly Peak | Program Specific | 1-in-10 | Size: Over 200kW | Other | 2020 | June Monthly Peak | 6 | 145.7874 | 142.8299 | 138.1876 | 136.3659 | 143.1898 | 162.4336 | 187.3281 | 210.827 | 226.2184 | 236.1083 | 245.8644 | 244.8846 | 238.7941 | 242.1757 | 236.7683 | 225.1966 | 209.2779 | 194.0727 | 187.7166 | 181.9814 | 180.3137 | 173.8747 | 162.9444 | 156.2677 | -1.1028 | -1.675 | -0.97431 | -2.1093 | -3.2215 | -3.1816 | -2.8907 | -3.6336 | -3.7417 | -4.6735 | -2.3652 | -3.0483 | -1.8275 | -0.9421 | 5.1478 | 6.0438 | 7.0712 | 6.5998 | 3.8994 | 3.2599 | 2.6248 | 3.6885 | 2.9228 | 2.846 | 70.1804 | 69.0134 | 68.1613 | 67.2203 | 66.1292 | 65.038 | 64.4813 | 65.6903 | 69.3011 | 74.037 | 78.9236 | 83.2335 | 86.0672 | 87.9806 | 89.1685 | 89.4066 | 89.586 | 88.533 | 87.4991 | 85.074 | 81.3968 | 77.5968 | 75.2705 | 73.5384 | 5.6772 | 5.6693 | 6.1753 | 6.0353 | 5.8996 | 5.5517 | 6.3682 | 6.0639 | 7.4243 | 7.5391 | 6.7728 | 6.2505 | 5.8326 | 5.9235 | 5.1789 | 4.3147 | 3.5969 | 3.5225 | 3.4609 | 5.7243 | 6.3391 | 6.5339 | 5.6408 | 6.018
Program Specific1-in-10Size: Over 200kWOther2020July Monthly Peak | Program Specific | 1-in-10 | Size: Over 200kW | Other | 2020 | July Monthly Peak | 7 | 149.7166 | 145.948 | 141.8169 | 141.2435 | 148.6538 | 169.6762 | 194.4356 | 215.9783 | 229.2438 | 238.2688 | 245.8525 | 244.4652 | 238.6799 | 241.3673 | 235.6965 | 226.0973 | 211.7408 | 197.5766 | 191.8485 | 186.5878 | 184.8657 | 177.8065 | 166.6117 | 159.6745 | -0.8145 | -1.5449 | -0.8632 | -1.5303 | -2.7982 | -3.0483 | -3.6184 | -3.3937 | -3.7584 | -4.6286 | -3.3275 | -4.4898 | -3.2775 | -2.6874 | 3.695 | 5.294 | 5.6494 | 5.5838 | 3.6442 | 2.6717 | 1.9774 | 3.5333 | 2.9809 | 3.1182 | 75.4454 | 74.0263 | 72.8301 | 71.7021 | 70.9375 | 70.2689 | 69.9211 | 70.3606 | 73.061 | 77.5834 | 82.2321 | 85.8707 | 87.7176 | 88.5894 | 89.784 | 90.4846 | 90.2147 | 89.5768 | 88.2527 | 85.9762 | 82.5128 | 79.2682 | 77.1752 | 75.8074 | 5.9247 | 5.8869 | 6.4402 | 6.3525 | 6.2239 | 5.8932 | 6.7169 | 6.3128 | 7.6455 | 7.7314 | 6.8822 | 6.3409 | 5.9242 | 5.9993 | 5.239 | 4.4021 | 3.6982 | 3.6442 | 3.5944 | 5.9643 | 6.6044 | 6.79 | 5.8612 | 6.2489
Program Specific1-in-10Size: Over 200kWOther2020August Monthly Peak | Program Specific | 1-in-10 | Size: Over 200kW | Other | 2020 | August Monthly Peak | 8 | 151.0156 | 147.4445 | 143.108 | 142.5575 | 150.3518 | 172.3895 | 199.9195 | 223.8723 | 241.2487 | 252.786 | 262.1595 | 262.8047 | 257.626 | 261.6685 | 255.415 | 241.4939 | 223.1536 | 206.614 | 198.4782 | 193.9696 | 190.3068 | 180.7407 | 169.283 | 161.5648 | -0.67072 | -1.4815 | -0.80619 | -1.2339 | -2.5703 | -2.9655 | -4.0192 | -3.3575 | -3.9387 | -4.8669 | -4.0309 | -5.5579 | -4.2741 | -3.8047 | 3.2757 | 5.2659 | 5.208 | 5.281 | 3.6042 | 2.4495 | 1.6902 | 3.4776 | 3.0251 | 3.2551 | 74.9853 | 74.1124 | 73.2054 | 72.4606 | 71.7246 | 71.2879 | 70.9367 | 71.1439 | 73.7377 | 78.665 | 83.1445 | 87.316 | 90.2954 | 92.2829 | 93.4454 | 94.4962 | 94.7859 | 93.9941 | 93.1255 | 90.5259 | 86.4964 | 83.4286 | 81.3195 | 79.2371 | 6.0689 | 6.0396 | 6.5997 | 6.5111 | 6.3928 | 6.0804 | 7.0136 | 6.6451 | 8.1708 | 8.3298 | 7.4526 | 6.9224 | 6.4938 | 6.6049 | 5.7654 | 4.7749 | 3.958 | 3.87 | 3.7763 | 6.2965 | 6.9043 | 7.0092 | 6.0477 | 6.421
Program Specific1-in-10Size: Over 200kWOther2020September Monthly Peak | Program Specific | 1-in-10 | Size: Over 200kW | Other | 2020 | September Monthly Peak | 9 | 152.7393 | 148.8758 | 144.069 | 144.3678 | 152.8185 | 175.7577 | 206.5278 | 232.9799 | 254.9822 | 267.9844 | 278.0771 | 278.85 | 273.9546 | 277.9806 | 270.9587 | 254.1997 | 233.2613 | 215.2696 | 207.0634 | 203.558 | 195.8005 | 185.2126 | 172.5691 | 163.7757 | -0.57498 | -1.4417 | -0.76735 | -1.0364 | -2.4335 | -2.9326 | -4.3612 | -3.3811 | -4.1511 | -5.1281 | -4.6225 | -6.4231 | -5.0757 | -4.6836 | 2.9513 | 5.2656 | 4.9156 | 5.1081 | 3.6428 | 2.3374 | 1.4981 | 3.4845 | 3.0812 | 3.3684 | 77.0494 | 75.931 | 74.8413 | 74.1643 | 73.4148 | 72.8777 | 72.5594 | 72.5076 | 74.4524 | 78.8453 | 83.6044 | 88.0358 | 91.4057 | 93.7437 | 94.5302 | 94.549 | 93.8087 | 92.2926 | 90.5616 | 87.5548 | 83.6705 | 80.6665 | 78.3855 | 76.6525 | 6.2185 | 6.1781 | 6.731 | 6.6801 | 6.5827 | 6.2804 | 7.3402 | 7.0059 | 8.749 | 8.9462 | 8.0086 | 7.4412 | 6.9958 | 7.1085 | 6.1963 | 5.0919 | 4.1914 | 4.0849 | 3.9913 | 6.6942 | 7.1966 | 7.2766 | 6.2458 | 6.5941
Program Specific1-in-10Size: Over 200kWOther2020October Monthly Peak | Program Specific | 1-in-10 | Size: Over 200kW | Other | 2020 | October Monthly Peak | 10 | 133.5034 | 131.1264 | 125.7705 | 124.7447 | 131.9528 | 152.5856 | 182.4344 | 202.1765 | 214.373 | 223.6129 | 232.1145 | 235.1391 | 235.0287 | 239.1723 | 233.0572 | 218.9267 | 203.1029 | 194.7641 | 186.5873 | 177.5316 | 169.8075 | 161.7705 | 150.3492 | 144.3783 | -0.9467 | -1.5044 | -0.85975 | -1.8007 | -2.8606 | -2.9335 | -2.9444 | -3.416 | -3.5389 | -4.4079 | -2.4354 | -3.237 | -2.1171 | -1.3164 | 4.7522 | 5.7086 | 6.5409 | 6.374 | 3.802 | 3.038 | 2.3258 | 3.3833 | 2.6954 | 2.6718 | 72.1614 | 70.9462 | 70.1722 | 69.1762 | 68.1914 | 67.2966 | 66.999 | 66.5771 | 67.2133 | 71.1834 | 76.505 | 82.1646 | 86.7583 | 89.5013 | 90.4175 | 90.7871 | 90.3601 | 89.0291 | 85.9578 | 81.4121 | 77.5841 | 75.1145 | 73.3463 | 71.7215 | 5.2067 | 5.2126 | 5.6289 | 5.5293 | 5.4448 | 5.223 | 6.2112 | 5.8239 | 7.0462 | 7.151 | 6.4037 | 6.0108 | 5.7493 | 5.8589 | 5.1054 | 4.2009 | 3.496 | 3.5404 | 3.4453 | 5.5928 | 5.9788 | 6.0883 | 5.2127 | 5.5686
Program Specific1-in-10Size: Over 200kWOther2020November Monthly Peak | Program Specific | 1-in-10 | Size: Over 200kW | Other | 2020 | November Monthly Peak | 11 | 138.0873 | 135.3773 | 130.5117 | 129.0277 | 136.5194 | 157.1613 | 183.6133 | 204.7156 | 218.6242 | 226.5414 | 235.116 | 238.0226 | 237.0511 | 240.6344 | 234.5321 | 219.0285 | 204.4431 | 196.4015 | 187.5296 | 178.8629 | 171.7368 | 164.4173 | 152.3737 | 146.0885 | -1.2541 | -1.698 | -1.0101 | -2.4229 | -3.4298 | -3.2604 | -2.4165 | -3.7509 | -3.6389 | -4.5437 | -1.6042 | -1.9566 | -0.78485 | 0.3091 | 6.1153 | 6.4138 | 7.9459 | 7.4851 | 4.1336 | 3.6634 | 2.9736 | 3.6454 | 2.7383 | 2.5233 | 68.4987 | 67.1652 | 66.4237 | 65.2565 | 64.5838 | 63.7858 | 63.1391 | 63.1864 | 65.4369 | 70.337 | 76.2758 | 80.997 | 84.1474 | 85.687 | 86.6147 | 86.4085 | 84.6631 | 81.8589 | 78.7458 | 75.4293 | 73.0142 | 71.265 | 69.5153 | 68.2758 | 5.3953 | 5.3914 | 5.8518 | 5.7296 | 5.6436 | 5.3895 | 6.2628 | 5.9078 | 7.1991 | 7.2578 | 6.4983 | 6.0957 | 5.8094 | 5.9054 | 5.1471 | 4.2105 | 3.5255 | 3.5767 | 3.469 | 5.645 | 6.0577 | 6.1992 | 5.2925 | 5.6448
Program Specific1-in-10Size: Over 200kWOther2020December Monthly Peak | Program Specific | 1-in-10 | Size: Over 200kW | Other | 2020 | December Monthly Peak | 12 | 129.7243 | 127.161 | 123.3501 | 123.125 | 130.6859 | 150.5583 | 177.1791 | 192.2462 | 198.671 | 199.0131 | 199.4179 | 195.7775 | 190.635 | 190.4353 | 183.3925 | 174.7677 | 168.6764 | 167.2299 | 163.7017 | 158.8026 | 153.835 | 147.7788 | 139.9486 | 135.6235 | -1.6573 | -1.8475 | -1.1614 | -3.304 | -4.1183 | -3.548 | -1.3526 | -4.0313 | -3.3571 | -4.1189 | -0.0031237 | 0.40521 | 1.3838 | 2.6433 | 6.716 | 6.1579 | 8.6405 | 8.044 | 4.1143 | 4.2452 | 3.6963 | 3.6213 | 2.5262 | 2.0321 | 45.4525 | 44.7738 | 44.398 | 44.1499 | 43.9945 | 43.719 | 44.1043 | 44.1981 | 44.7014 | 46.4447 | 48.4902 | 50.4598 | 51.8807 | 52.2721 | 52.2753 | 52.2263 | 51.7818 | 50.6075 | 49.3006 | 48.1059 | 46.8902 | 46.188 | 45.8703 | 45.2599 | 5.3643 | 5.3597 | 5.8534 | 5.7865 | 5.7176 | 5.4643 | 6.3959 | 5.8717 | 6.9237 | 6.7479 | 5.8333 | 5.3063 | 4.9444 | 4.9462 | 4.2596 | 3.5557 | 3.0785 | 3.2231 | 3.2049 | 5.3043 | 5.7429 | 5.8969 | 5.1446 | 5.5462
Program Specific1-in-10Size: Over 200kWOther2020Typical Event Day | Program Specific | 1-in-10 | Size: Over 200kW | Other | 2020 | Typical Event Day | 8 | 149.8182 | 146.2771 | 141.9991 | 141.387 | 149.1299 | 170.8392 | 197.825 | 220.7178 | 237.101 | 247.8927 | 256.877 | 257.4713 | 252.1631 | 256.2051 | 250.157 | 236.7315 | 218.9972 | 202.9636 | 195.2171 | 190.9616 | 187.7967 | 178.7309 | 167.5633 | 160.1423 | -0.79444 | -1.5375 | -0.85544 | -1.4894 | -2.7716 | -3.0512 | -3.7222 | -3.4464 | -3.885 | -4.8097 | -3.5419 | -4.8274 | -3.562 | -2.9728 | 3.8234 | 5.4906 | 5.7421 | 5.6605 | 3.6857 | 2.6898 | 1.9618 | 3.5362 | 2.9975 | 3.141 | 74.4151 | 73.2708 | 72.2595 | 71.3868 | 70.5515 | 69.8681 | 69.4746 | 69.9256 | 72.638 | 77.2827 | 81.9762 | 86.114 | 88.8715 | 90.6492 | 91.732 | 92.2341 | 92.0988 | 91.0991 | 89.8597 | 87.2827 | 83.5191 | 80.24 | 78.0377 | 76.3089 | 5.9396 | 5.9111 | 6.4603 | 6.3706 | 6.2554 | 5.9445 | 6.8466 | 6.4632 | 7.9221 | 8.0585 | 7.204 | 6.6905 | 6.2704 | 6.3799 | 5.5706 | 4.6177 | 3.832 | 3.7504 | 3.6642 | 6.1153 | 6.7215 | 6.8378 | 5.9056 | 6.2787
Program Specific1-in-10Size: Over 200kWOther2021January Monthly Peak | Program Specific | 1-in-10 | Size: Over 200kW | Other | 2021 | January Monthly Peak | 1 | 134.991 | 131.9961 | 127.6906 | 127.8198 | 135.6583 | 157.9197 | 189.8378 | 208.5901 | 215.0254 | 214.8416 | 215.7305 | 212.1728 | 207.6661 | 208.5775 | 200.8614 | 190.4184 | 180.6798 | 178.3076 | 175.3667 | 170.0851 | 164.3429 | 157.3731 | 149.0611 | 143.8435 | -1.7246 | -1.9178 | -1.2023 | -3.43 | -4.275 | -3.7215 | -1.4493 | -4.374 | -3.6334 | -4.4465 | -0.0033793 | 0.43914 | 1.5074 | 2.8951 | 7.3557 | 6.7094 | 9.2553 | 8.5768 | 4.4075 | 4.5468 | 3.9487 | 3.8564 | 2.6907 | 2.1553 | 44.6315 | 43.8592 | 43.1436 | 42.6299 | 42.2604 | 41.9663 | 41.7847 | 41.5001 | 42.0574 | 44.3488 | 47.0143 | 49.4149 | 51.371 | 52.0211 | 52.2785 | 52.1887 | 51.3156 | 50.0305 | 48.1622 | 46.5237 | 45.2142 | 44.3793 | 43.691 | 42.9825 | 5.5821 | 5.5635 | 6.0593 | 6.0071 | 5.9352 | 5.7314 | 6.8529 | 6.3709 | 7.4937 | 7.2846 | 6.3104 | 5.7507 | 5.3862 | 5.4174 | 4.6653 | 3.8741 | 3.2975 | 3.4366 | 3.4333 | 5.6811 | 6.1351 | 6.2798 | 5.4795 | 5.8823
Program Specific1-in-10Size: Over 200kWOther2021February Monthly Peak | Program Specific | 1-in-10 | Size: Over 200kW | Other | 2021 | February Monthly Peak | 2 | 130.5784 | 127.9155 | 123.3972 | 122.8885 | 130.3214 | 150.9074 | 180.2889 | 196.0141 | 201.4558 | 202.4693 | 205.0098 | 203.798 | 200.551 | 202.6931 | 196.247 | 185.9902 | 175.8781 | 172.8568 | 169.1702 | 163.2626 | 158.3646 | 152.5943 | 144.0288 | 139.4789 | -1.6682 | -1.8585 | -1.1618 | -3.2977 | -4.1068 | -3.5562 | -1.3764 | -4.1103 | -3.4041 | -4.1904 | -0.0032113 | 0.42181 | 1.4558 | 2.8134 | 7.1867 | 6.5534 | 9.0094 | 8.3147 | 4.2518 | 4.3644 | 3.8051 | 3.7393 | 2.5999 | 2.0899 | 51.8368 | 51.109 | 50.3626 | 49.8798 | 49.6925 | 48.9807 | 47.9627 | 48.3646 | 49.6526 | 51.7281 | 53.992 | 55.5569 | 57.3349 | 58.8332 | 59.8056 | 60.0557 | 59.2848 | 58.4833 | 56.6593 | 54.7342 | 53.201 | 51.9464 | 51.2955 | 50.4122 | 5.3996 | 5.3915 | 5.8556 | 5.7754 | 5.7017 | 5.4769 | 6.5082 | 5.9868 | 7.0208 | 6.8651 | 5.9968 | 5.5237 | 5.2016 | 5.2645 | 4.5582 | 3.784 | 3.2099 | 3.3315 | 3.312 | 5.4533 | 5.912 | 6.0891 | 5.2946 | 5.7039
Program Specific1-in-10Size: Over 200kWOther2021March Monthly Peak | Program Specific | 1-in-10 | Size: Over 200kW | Other | 2021 | March Monthly Peak | 3 | 133.849 | 130.4809 | 126.1732 | 123.4157 | 130.0198 | 148.162 | 173.6578 | 190.5503 | 199.2104 | 202.6716 | 209.2772 | 211.4981 | 209.9239 | 214.3135 | 209.729 | 198.9489 | 186.244 | 174.3869 | 169.6063 | 167.7607 | 165.2607 | 159.3133 | 148.8199 | 142.67 | -1.71 | -1.8958 | -1.188 | -3.3118 | -4.0973 | -3.4915 | -1.3257 | -3.9957 | -3.3662 | -4.1946 | -0.0032782 | 0.43774 | 1.5238 | 2.9747 | 7.6804 | 7.01 | 9.5404 | 8.3883 | 4.2627 | 4.4847 | 3.9708 | 3.9039 | 2.6863 | 2.1377 | 59.3372 | 57.9395 | 57.3448 | 56.7033 | 55.7753 | 54.921 | 54.1993 | 53.9229 | 55.2166 | 59.19 | 64.1408 | 68.732 | 72.2527 | 74.1246 | 75.2396 | 75.9217 | 75.7707 | 74.3203 | 72.3384 | 69.6771 | 66.3387 | 63.8017 | 61.624 | 59.9284 | 5.5348 | 5.4996 | 5.9873 | 5.8002 | 5.6885 | 5.3773 | 6.2688 | 5.8199 | 6.9425 | 6.8719 | 6.1217 | 5.7324 | 5.4447 | 5.5663 | 4.8713 | 4.0477 | 3.3991 | 3.361 | 3.3205 | 5.6035 | 6.1694 | 6.3572 | 5.4707 | 5.8344
Program Specific1-in-10Size: Over 200kWOther2021April Monthly Peak | Program Specific | 1-in-10 | Size: Over 200kW | Other | 2021 | April Monthly Peak | 4 | 137.4586 | 134.1301 | 129.3943 | 126.5803 | 133.2125 | 152.0705 | 178.8942 | 199.4998 | 212.7236 | 220.7553 | 230.3513 | 234.2167 | 234.0557 | 239.1721 | 234.2704 | 221.0304 | 204.9645 | 190.1018 | 182.8642 | 179.3384 | 174.7533 | 166.9192 | 154.7726 | 147.4746 | -1.1476 | -1.6295 | -0.95835 | -2.1744 | -3.1777 | -3.0696 | -2.5507 | -3.5505 | -3.53 | -4.3996 | -1.8831 | -2.404 | -1.2662 | -0.291 | 5.6179 | 6.2112 | 7.4631 | 6.8679 | 3.9185 | 3.4505 | 2.7929 | 3.6236 | 2.7789 | 2.6142 | 69.3348 | 68.1359 | 66.6439 | 65.7702 | 64.8057 | 63.7443 | 63.1309 | 63.1668 | 66.3207 | 71.8791 | 77.3191 | 82.3642 | 85.6065 | 87.6523 | 88.7016 | 89.1028 | 88.7514 | 87.6875 | 85.6341 | 81.9091 | 77.4097 | 73.8403 | 71.3454 | 69.4389 | 5.3538 | 5.3249 | 5.7833 | 5.6031 | 5.4894 | 5.1984 | 6.0825 | 5.7391 | 6.9826 | 7.0501 | 6.3465 | 5.9792 | 5.7178 | 5.851 | 5.1251 | 4.2356 | 3.5233 | 3.451 | 3.372 | 5.6421 | 6.1446 | 6.2736 | 5.3588 | 5.6803
Program Specific1-in-10Size: Over 200kWOther2021May Monthly Peak | Program Specific | 1-in-10 | Size: Over 200kW | Other | 2021 | May Monthly Peak | 5 | 141.2216 | 138.3621 | 133.2674 | 131.4866 | 138.7087 | 158.3404 | 184.2391 | 210.6575 | 229.2647 | 240.1369 | 251.0582 | 254.0448 | 252.6242 | 257.0727 | 251.3008 | 235.2703 | 217.2533 | 200.3437 | 190.9375 | 185.0187 | 180.2758 | 172.3589 | 160.6579 | 153.1101 | -0.91105 | -1.5398 | -0.87229 | -1.7145 | -2.8535 | -2.9668 | -3.1499 | -3.4627 | -3.7746 | -4.707 | -2.9302 | -3.9503 | -2.7382 | -1.976 | 4.665 | 5.8921 | 6.5313 | 6.2098 | 3.7884 | 2.9657 | 2.2595 | 3.5351 | 2.8779 | 2.8941 | 73.0737 | 71.3736 | 70.0693 | 69.0876 | 68.172 | 67.1979 | 66.8651 | 67.2619 | 70.6929 | 76.062 | 81.0028 | 84.4466 | 87.4485 | 89.4579 | 90.5855 | 90.8977 | 90.0126 | 88.523 | 87.1119 | 84.5016 | 80.592 | 76.8271 | 74.4464 | 72.1309 | 5.5296 | 5.5221 | 5.9881 | 5.8513 | 5.7463 | 5.4415 | 6.2976 | 6.0923 | 7.5656 | 7.7099 | 6.9538 | 6.5199 | 6.2042 | 6.3223 | 5.5269 | 4.5324 | 3.7544 | 3.6562 | 3.5396 | 5.8517 | 6.3725 | 6.5125 | 5.5922 | 5.9288
Program Specific1-in-10Size: Over 200kWOther2021June Monthly Peak | Program Specific | 1-in-10 | Size: Over 200kW | Other | 2021 | June Monthly Peak | 6 | 145.7874 | 142.8299 | 138.1876 | 136.3659 | 143.1898 | 162.4336 | 187.3281 | 210.827 | 226.2184 | 236.1083 | 245.8644 | 244.8846 | 238.7941 | 242.1757 | 236.7683 | 225.1966 | 209.2779 | 194.0727 | 187.7166 | 181.9814 | 180.3137 | 173.8747 | 162.9444 | 156.2677 | -1.1028 | -1.675 | -0.97431 | -2.1093 | -3.2215 | -3.1816 | -2.8907 | -3.6336 | -3.7417 | -4.6735 | -2.3652 | -3.0483 | -1.8275 | -0.9421 | 5.1478 | 6.0438 | 7.0712 | 6.5998 | 3.8994 | 3.2599 | 2.6248 | 3.6885 | 2.9228 | 2.846 | 70.1804 | 69.0134 | 68.1613 | 67.2203 | 66.1292 | 65.038 | 64.4813 | 65.6903 | 69.3011 | 74.037 | 78.9236 | 83.2335 | 86.0672 | 87.9806 | 89.1685 | 89.4066 | 89.586 | 88.5329 | 87.4991 | 85.074 | 81.3968 | 77.5968 | 75.2705 | 73.5384 | 5.6772 | 5.6693 | 6.1753 | 6.0353 | 5.8996 | 5.5517 | 6.3682 | 6.0639 | 7.4243 | 7.5391 | 6.7728 | 6.2505 | 5.8326 | 5.9235 | 5.1789 | 4.3147 | 3.5969 | 3.5225 | 3.4609 | 5.7243 | 6.3391 | 6.5339 | 5.6408 | 6.018
Program Specific1-in-10Size: Over 200kWOther2021July Monthly Peak | Program Specific | 1-in-10 | Size: Over 200kW | Other | 2021 | July Monthly Peak | 7 | 149.7166 | 145.948 | 141.8169 | 141.2435 | 148.6538 | 169.6762 | 194.4356 | 215.9783 | 229.2438 | 238.2688 | 245.8525 | 244.4652 | 238.6799 | 241.3673 | 235.6965 | 226.0973 | 211.7408 | 197.5766 | 191.8485 | 186.5878 | 184.8657 | 177.8065 | 166.6117 | 159.6745 | -0.8145 | -1.5449 | -0.8632 | -1.5303 | -2.7982 | -3.0483 | -3.6184 | -3.3937 | -3.7584 | -4.6286 | -3.3275 | -4.4898 | -3.2775 | -2.6874 | 3.695 | 5.294 | 5.6494 | 5.5838 | 3.6442 | 2.6717 | 1.9774 | 3.5333 | 2.9809 | 3.1182 | 75.4454 | 74.0263 | 72.8301 | 71.7021 | 70.9375 | 70.2689 | 69.9211 | 70.3606 | 73.061 | 77.5834 | 82.2321 | 85.8707 | 87.7176 | 88.5894 | 89.784 | 90.4846 | 90.2147 | 89.5768 | 88.2527 | 85.9762 | 82.5128 | 79.2682 | 77.1752 | 75.8074 | 5.9247 | 5.8869 | 6.4402 | 6.3525 | 6.2239 | 5.8932 | 6.7169 | 6.3128 | 7.6455 | 7.7314 | 6.8822 | 6.3409 | 5.9242 | 5.9993 | 5.239 | 4.4021 | 3.6982 | 3.6442 | 3.5944 | 5.9643 | 6.6044 | 6.79 | 5.8612 | 6.2489
Program Specific1-in-10Size: Over 200kWOther2021August Monthly Peak | Program Specific | 1-in-10 | Size: Over 200kW | Other | 2021 | August Monthly Peak | 8 | 151.0156 | 147.4445 | 143.108 | 142.5575 | 150.3518 | 172.3895 | 199.9195 | 223.8723 | 241.2487 | 252.786 | 262.1595 | 262.8048 | 257.626 | 261.6685 | 255.415 | 241.4939 | 223.1536 | 206.614 | 198.4782 | 193.9697 | 190.3068 | 180.7407 | 169.283 | 161.5648 | -0.67072 | -1.4815 | -0.80619 | -1.2339 | -2.5703 | -2.9655 | -4.0192 | -3.3575 | -3.9387 | -4.8669 | -4.0309 | -5.5579 | -4.2741 | -3.8047 | 3.2757 | 5.2659 | 5.208 | 5.281 | 3.6042 | 2.4495 | 1.6902 | 3.4776 | 3.0251 | 3.2551 | 74.9853 | 74.1124 | 73.2054 | 72.4606 | 71.7246 | 71.2879 | 70.9367 | 71.1439 | 73.7377 | 78.665 | 83.1445 | 87.316 | 90.2954 | 92.2829 | 93.4454 | 94.4962 | 94.7859 | 93.9941 | 93.1255 | 90.5259 | 86.4964 | 83.4286 | 81.3196 | 79.237 | 6.0689 | 6.0396 | 6.5997 | 6.5111 | 6.3928 | 6.0804 | 7.0136 | 6.6451 | 8.1708 | 8.3298 | 7.4526 | 6.9224 | 6.4938 | 6.6049 | 5.7654 | 4.7749 | 3.958 | 3.87 | 3.7763 | 6.2965 | 6.9043 | 7.0092 | 6.0477 | 6.421
Program Specific1-in-10Size: Over 200kWOther2021September Monthly Peak | Program Specific | 1-in-10 | Size: Over 200kW | Other | 2021 | September Monthly Peak | 9 | 152.7393 | 148.8758 | 144.069 | 144.3678 | 152.8185 | 175.7577 | 206.5278 | 232.9799 | 254.9823 | 267.9844 | 278.0771 | 278.85 | 273.9546 | 277.9806 | 270.9587 | 254.1997 | 233.2613 | 215.2696 | 207.0634 | 203.558 | 195.8005 | 185.2126 | 172.5691 | 163.7757 | -0.57498 | -1.4417 | -0.76735 | -1.0364 | -2.4335 | -2.9326 | -4.3612 | -3.3811 | -4.1511 | -5.1281 | -4.6225 | -6.4231 | -5.0757 | -4.6836 | 2.9513 | 5.2656 | 4.9156 | 5.1081 | 3.6428 | 2.3374 | 1.4981 | 3.4845 | 3.0812 | 3.3684 | 77.0494 | 75.931 | 74.8413 | 74.1643 | 73.4148 | 72.8777 | 72.5594 | 72.5076 | 74.4524 | 78.8453 | 83.6044 | 88.0358 | 91.4057 | 93.7437 | 94.5302 | 94.549 | 93.8087 | 92.2926 | 90.5616 | 87.5548 | 83.6705 | 80.6665 | 78.3855 | 76.6525 | 6.2185 | 6.1781 | 6.731 | 6.6801 | 6.5827 | 6.2804 | 7.3402 | 7.0059 | 8.749 | 8.9462 | 8.0086 | 7.4412 | 6.9958 | 7.1085 | 6.1963 | 5.0919 | 4.1914 | 4.0849 | 3.9913 | 6.6942 | 7.1966 | 7.2766 | 6.2458 | 6.5941
Program Specific1-in-10Size: Over 200kWOther2021October Monthly Peak | Program Specific | 1-in-10 | Size: Over 200kW | Other | 2021 | October Monthly Peak | 10 | 133.5034 | 131.1264 | 125.7705 | 124.7447 | 131.9528 | 152.5856 | 182.4344 | 202.1764 | 214.3731 | 223.6129 | 232.1145 | 235.1391 | 235.0287 | 239.1723 | 233.0572 | 218.9267 | 203.1029 | 194.7641 | 186.5873 | 177.5316 | 169.8075 | 161.7704 | 150.3492 | 144.3783 | -0.9467 | -1.5044 | -0.85975 | -1.8007 | -2.8606 | -2.9335 | -2.9444 | -3.416 | -3.5389 | -4.4079 | -2.4354 | -3.237 | -2.1171 | -1.3164 | 4.7522 | 5.7086 | 6.5409 | 6.374 | 3.802 | 3.038 | 2.3258 | 3.3833 | 2.6954 | 2.6718 | 72.1614 | 70.9462 | 70.1722 | 69.1762 | 68.1914 | 67.2966 | 66.999 | 66.5771 | 67.2133 | 71.1834 | 76.505 | 82.1646 | 86.7583 | 89.5013 | 90.4175 | 90.7871 | 90.3601 | 89.0291 | 85.9578 | 81.4121 | 77.5841 | 75.1145 | 73.3463 | 71.7215 | 5.2067 | 5.2126 | 5.6289 | 5.5293 | 5.4448 | 5.223 | 6.2112 | 5.8239 | 7.0462 | 7.151 | 6.4037 | 6.0108 | 5.7493 | 5.8589 | 5.1054 | 4.2009 | 3.496 | 3.5404 | 3.4453 | 5.5928 | 5.9788 | 6.0883 | 5.2127 | 5.5686
Program Specific1-in-10Size: Over 200kWOther2021November Monthly Peak | Program Specific | 1-in-10 | Size: Over 200kW | Other | 2021 | November Monthly Peak | 11 | 138.0873 | 135.3773 | 130.5117 | 129.0277 | 136.5194 | 157.1613 | 183.6133 | 204.7156 | 218.6242 | 226.5414 | 235.116 | 238.0226 | 237.0511 | 240.6344 | 234.5321 | 219.0285 | 204.4431 | 196.4015 | 187.5296 | 178.8629 | 171.7368 | 164.4173 | 152.3737 | 146.0885 | -1.2541 | -1.698 | -1.0101 | -2.4229 | -3.4298 | -3.2604 | -2.4165 | -3.7509 | -3.6389 | -4.5437 | -1.6042 | -1.9566 | -0.78485 | 0.3091 | 6.1153 | 6.4138 | 7.9459 | 7.4851 | 4.1336 | 3.6634 | 2.9736 | 3.6454 | 2.7383 | 2.5233 | 68.4987 | 67.1652 | 66.4237 | 65.2565 | 64.5838 | 63.7858 | 63.1391 | 63.1864 | 65.4369 | 70.337 | 76.2758 | 80.997 | 84.1474 | 85.687 | 86.6147 | 86.4085 | 84.6631 | 81.8589 | 78.7458 | 75.4293 | 73.0142 | 71.265 | 69.5153 | 68.2758 | 5.3953 | 5.3914 | 5.8518 | 5.7296 | 5.6436 | 5.3895 | 6.2628 | 5.9078 | 7.1991 | 7.2578 | 6.4983 | 6.0957 | 5.8094 | 5.9054 | 5.1471 | 4.2105 | 3.5255 | 3.5767 | 3.469 | 5.645 | 6.0577 | 6.1992 | 5.2925 | 5.6448
Program Specific1-in-10Size: Over 200kWOther2021December Monthly Peak | Program Specific | 1-in-10 | Size: Over 200kW | Other | 2021 | December Monthly Peak | 12 | 129.7243 | 127.161 | 123.3501 | 123.125 | 130.6858 | 150.5583 | 177.1791 | 192.2462 | 198.671 | 199.013 | 199.4179 | 195.7775 | 190.635 | 190.4353 | 183.3926 | 174.7677 | 168.6764 | 167.2299 | 163.7017 | 158.8026 | 153.835 | 147.7788 | 139.9486 | 135.6235 | -1.6573 | -1.8475 | -1.1614 | -3.304 | -4.1183 | -3.548 | -1.3526 | -4.0313 | -3.3571 | -4.1189 | -0.0031237 | 0.40521 | 1.3838 | 2.6433 | 6.716 | 6.1579 | 8.6405 | 8.044 | 4.1143 | 4.2452 | 3.6963 | 3.6213 | 2.5262 | 2.0321 | 45.4525 | 44.7738 | 44.398 | 44.1499 | 43.9945 | 43.719 | 44.1043 | 44.1981 | 44.7014 | 46.4447 | 48.4902 | 50.4598 | 51.8807 | 52.2721 | 52.2753 | 52.2263 | 51.7818 | 50.6075 | 49.3006 | 48.1059 | 46.8902 | 46.188 | 45.8703 | 45.2599 | 5.3643 | 5.3597 | 5.8534 | 5.7865 | 5.7176 | 5.4643 | 6.3959 | 5.8717 | 6.9237 | 6.7479 | 5.8333 | 5.3063 | 4.9444 | 4.9462 | 4.2596 | 3.5557 | 3.0785 | 3.2231 | 3.2049 | 5.3043 | 5.7429 | 5.8969 | 5.1446 | 5.5462
Program Specific1-in-10Size: Over 200kWOther2021Typical Event Day | Program Specific | 1-in-10 | Size: Over 200kW | Other | 2021 | Typical Event Day | 8 | 149.8182 | 146.2771 | 141.9991 | 141.387 | 149.1299 | 170.8392 | 197.825 | 220.7178 | 237.101 | 247.8927 | 256.877 | 257.4713 | 252.1631 | 256.2051 | 250.157 | 236.7315 | 218.9972 | 202.9636 | 195.2171 | 190.9616 | 187.7967 | 178.7309 | 167.5633 | 160.1423 | -0.79444 | -1.5375 | -0.85544 | -1.4894 | -2.7716 | -3.0512 | -3.7222 | -3.4464 | -3.885 | -4.8097 | -3.5419 | -4.8274 | -3.562 | -2.9728 | 3.8234 | 5.4906 | 5.7421 | 5.6605 | 3.6857 | 2.6898 | 1.9618 | 3.5362 | 2.9975 | 3.141 | 74.4151 | 73.2708 | 72.2595 | 71.3868 | 70.5515 | 69.8681 | 69.4746 | 69.9256 | 72.638 | 77.2827 | 81.9762 | 86.114 | 88.8715 | 90.6492 | 91.732 | 92.2341 | 92.0988 | 91.0991 | 89.8597 | 87.2827 | 83.5191 | 80.24 | 78.0377 | 76.3089 | 5.9396 | 5.9111 | 6.4603 | 6.3706 | 6.2554 | 5.9445 | 6.8466 | 6.4632 | 7.9221 | 8.0585 | 7.204 | 6.6905 | 6.2704 | 6.3799 | 5.5706 | 4.6177 | 3.832 | 3.7504 | 3.6642 | 6.1153 | 6.7215 | 6.8378 | 5.9056 | 6.2787
Program Specific1-in-10Size: Over 200kWOther2022January Monthly Peak | Program Specific | 1-in-10 | Size: Over 200kW | Other | 2022 | January Monthly Peak | 1 | 134.991 | 131.9961 | 127.6906 | 127.8198 | 135.6583 | 157.9197 | 189.8378 | 208.5901 | 215.0254 | 214.8416 | 215.7305 | 212.1729 | 207.6661 | 208.5775 | 200.8614 | 190.4184 | 180.6798 | 178.3076 | 175.3667 | 170.0851 | 164.3429 | 157.3731 | 149.0611 | 143.8435 | -1.7246 | -1.9178 | -1.2023 | -3.43 | -4.275 | -3.7215 | -1.4493 | -4.374 | -3.6334 | -4.4465 | -0.0033793 | 0.43914 | 1.5074 | 2.8951 | 7.3557 | 6.7094 | 9.2553 | 8.5768 | 4.4075 | 4.5468 | 3.9487 | 3.8564 | 2.6907 | 2.1553 | 44.6315 | 43.8592 | 43.1436 | 42.6299 | 42.2604 | 41.9663 | 41.7847 | 41.5001 | 42.0574 | 44.3488 | 47.0143 | 49.4149 | 51.371 | 52.0211 | 52.2785 | 52.1887 | 51.3156 | 50.0305 | 48.1622 | 46.5237 | 45.2142 | 44.3793 | 43.691 | 42.9825 | 5.5821 | 5.5635 | 6.0593 | 6.0071 | 5.9352 | 5.7314 | 6.8529 | 6.3709 | 7.4937 | 7.2846 | 6.3104 | 5.7507 | 5.3862 | 5.4174 | 4.6653 | 3.8741 | 3.2975 | 3.4366 | 3.4333 | 5.6811 | 6.1351 | 6.2798 | 5.4795 | 5.8823
Program Specific1-in-10Size: Over 200kWOther2022February Monthly Peak | Program Specific | 1-in-10 | Size: Over 200kW | Other | 2022 | February Monthly Peak | 2 | 130.5784 | 127.9155 | 123.3972 | 122.8885 | 130.3214 | 150.9074 | 180.2889 | 196.0141 | 201.4558 | 202.4693 | 205.0098 | 203.798 | 200.551 | 202.6931 | 196.247 | 185.9902 | 175.8781 | 172.8568 | 169.1702 | 163.2626 | 158.3646 | 152.5943 | 144.0288 | 139.4789 | -1.6682 | -1.8585 | -1.1618 | -3.2977 | -4.1068 | -3.5562 | -1.3764 | -4.1103 | -3.4041 | -4.1904 | -0.0032113 | 0.42181 | 1.4558 | 2.8134 | 7.1867 | 6.5534 | 9.0094 | 8.3147 | 4.2518 | 4.3644 | 3.8051 | 3.7393 | 2.5999 | 2.0899 | 51.8368 | 51.109 | 50.3626 | 49.8797 | 49.6925 | 48.9807 | 47.9627 | 48.3646 | 49.6526 | 51.7281 | 53.992 | 55.5569 | 57.3349 | 58.8332 | 59.8056 | 60.0557 | 59.2848 | 58.4833 | 56.6593 | 54.7342 | 53.201 | 51.9464 | 51.2955 | 50.4122 | 5.3996 | 5.3915 | 5.8556 | 5.7754 | 5.7017 | 5.4769 | 6.5082 | 5.9868 | 7.0208 | 6.8651 | 5.9968 | 5.5237 | 5.2016 | 5.2645 | 4.5582 | 3.784 | 3.2099 | 3.3315 | 3.312 | 5.4533 | 5.912 | 6.0891 | 5.2946 | 5.7039
Program Specific1-in-10Size: Over 200kWOther2022March Monthly Peak | Program Specific | 1-in-10 | Size: Over 200kW | Other | 2022 | March Monthly Peak | 3 | 133.849 | 130.4809 | 126.1732 | 123.4157 | 130.0198 | 148.162 | 173.6578 | 190.5503 | 199.2104 | 202.6716 | 209.2772 | 211.4981 | 209.9239 | 214.3135 | 209.729 | 198.9489 | 186.244 | 174.3869 | 169.6063 | 167.7607 | 165.2607 | 159.3133 | 148.8199 | 142.67 | -1.71 | -1.8958 | -1.188 | -3.3118 | -4.0973 | -3.4915 | -1.3257 | -3.9957 | -3.3662 | -4.1946 | -0.0032782 | 0.43774 | 1.5238 | 2.9747 | 7.6804 | 7.01 | 9.5404 | 8.3883 | 4.2627 | 4.4847 | 3.9708 | 3.9039 | 2.6863 | 2.1377 | 59.3372 | 57.9395 | 57.3448 | 56.7033 | 55.7753 | 54.921 | 54.1993 | 53.9229 | 55.2166 | 59.19 | 64.1408 | 68.732 | 72.2527 | 74.1246 | 75.2396 | 75.9217 | 75.7707 | 74.3203 | 72.3384 | 69.6771 | 66.3387 | 63.8017 | 61.624 | 59.9284 | 5.5348 | 5.4996 | 5.9873 | 5.8002 | 5.6885 | 5.3773 | 6.2688 | 5.8199 | 6.9425 | 6.8719 | 6.1217 | 5.7324 | 5.4447 | 5.5663 | 4.8713 | 4.0477 | 3.3991 | 3.361 | 3.3205 | 5.6035 | 6.1694 | 6.3572 | 5.4707 | 5.8344
Program Specific1-in-10Size: Over 200kWOther2022April Monthly Peak | Program Specific | 1-in-10 | Size: Over 200kW | Other | 2022 | April Monthly Peak | 4 | 137.4586 | 134.1301 | 129.3943 | 126.5803 | 133.2125 | 152.0705 | 178.8942 | 199.4998 | 212.7236 | 220.7552 | 230.3513 | 234.2167 | 234.0558 | 239.1721 | 234.2704 | 221.0304 | 204.9645 | 190.1018 | 182.8642 | 179.3384 | 174.7533 | 166.9192 | 154.7726 | 147.4746 | -1.1476 | -1.6295 | -0.95835 | -2.1744 | -3.1777 | -3.0696 | -2.5507 | -3.5505 | -3.53 | -4.3996 | -1.8831 | -2.404 | -1.2662 | -0.291 | 5.6179 | 6.2112 | 7.4631 | 6.8679 | 3.9185 | 3.4505 | 2.7929 | 3.6236 | 2.7789 | 2.6142 | 69.3348 | 68.1359 | 66.6439 | 65.7702 | 64.8057 | 63.7443 | 63.131 | 63.1668 | 66.3207 | 71.8791 | 77.3191 | 82.3642 | 85.6065 | 87.6523 | 88.7016 | 89.1028 | 88.7514 | 87.6875 | 85.6341 | 81.9091 | 77.4097 | 73.8403 | 71.3454 | 69.4389 | 5.3538 | 5.3249 | 5.7833 | 5.6031 | 5.4894 | 5.1984 | 6.0825 | 5.7391 | 6.9826 | 7.0501 | 6.3465 | 5.9792 | 5.7178 | 5.851 | 5.1251 | 4.2356 | 3.5233 | 3.451 | 3.372 | 5.6421 | 6.1446 | 6.2736 | 5.3588 | 5.6803
Program Specific1-in-10Size: Over 200kWOther2022May Monthly Peak | Program Specific | 1-in-10 | Size: Over 200kW | Other | 2022 | May Monthly Peak | 5 | 141.2217 | 138.3621 | 133.2674 | 131.4867 | 138.7087 | 158.3404 | 184.2391 | 210.6575 | 229.2647 | 240.1369 | 251.0582 | 254.0448 | 252.6242 | 257.0727 | 251.3008 | 235.2703 | 217.2533 | 200.3437 | 190.9375 | 185.0187 | 180.2758 | 172.3588 | 160.6579 | 153.1101 | -0.91105 | -1.5398 | -0.87229 | -1.7145 | -2.8535 | -2.9668 | -3.1499 | -3.4627 | -3.7746 | -4.707 | -2.9302 | -3.9503 | -2.7382 | -1.976 | 4.665 | 5.8921 | 6.5313 | 6.2098 | 3.7884 | 2.9657 | 2.2595 | 3.5351 | 2.8779 | 2.8941 | 73.0737 | 71.3736 | 70.0693 | 69.0876 | 68.172 | 67.1979 | 66.8651 | 67.2619 | 70.6929 | 76.062 | 81.0028 | 84.4466 | 87.4485 | 89.4579 | 90.5855 | 90.8977 | 90.0126 | 88.523 | 87.1119 | 84.5016 | 80.592 | 76.8271 | 74.4464 | 72.1309 | 5.5296 | 5.5221 | 5.9881 | 5.8513 | 5.7463 | 5.4415 | 6.2976 | 6.0923 | 7.5656 | 7.7099 | 6.9538 | 6.5199 | 6.2042 | 6.3223 | 5.5269 | 4.5324 | 3.7544 | 3.6562 | 3.5396 | 5.8517 | 6.3725 | 6.5125 | 5.5922 | 5.9288
Program Specific1-in-10Size: Over 200kWOther2022June Monthly Peak | Program Specific | 1-in-10 | Size: Over 200kW | Other | 2022 | June Monthly Peak | 6 | 145.7874 | 142.8299 | 138.1876 | 136.3659 | 143.1898 | 162.4336 | 187.3281 | 210.827 | 226.2184 | 236.1083 | 245.8644 | 244.8846 | 238.7941 | 242.1757 | 236.7683 | 225.1966 | 209.2779 | 194.0727 | 187.7165 | 181.9814 | 180.3137 | 173.8747 | 162.9444 | 156.2677 | -1.1028 | -1.675 | -0.97431 | -2.1093 | -3.2215 | -3.1816 | -2.8907 | -3.6336 | -3.7417 | -4.6735 | -2.3652 | -3.0483 | -1.8275 | -0.9421 | 5.1478 | 6.0438 | 7.0712 | 6.5998 | 3.8994 | 3.2599 | 2.6248 | 3.6885 | 2.9228 | 2.846 | 70.1804 | 69.0134 | 68.1613 | 67.2203 | 66.1292 | 65.038 | 64.4813 | 65.6903 | 69.3011 | 74.037 | 78.9236 | 83.2335 | 86.0672 | 87.9806 | 89.1685 | 89.4066 | 89.586 | 88.533 | 87.4991 | 85.074 | 81.3968 | 77.5968 | 75.2705 | 73.5384 | 5.6772 | 5.6693 | 6.1753 | 6.0353 | 5.8996 | 5.5517 | 6.3682 | 6.0639 | 7.4243 | 7.5391 | 6.7728 | 6.2505 | 5.8326 | 5.9235 | 5.1789 | 4.3147 | 3.5969 | 3.5225 | 3.4609 | 5.7243 | 6.3391 | 6.5339 | 5.6408 | 6.018
Program Specific1-in-10Size: Over 200kWOther2022July Monthly Peak | Program Specific | 1-in-10 | Size: Over 200kW | Other | 2022 | July Monthly Peak | 7 | 149.7166 | 145.948 | 141.8169 | 141.2435 | 148.6538 | 169.6762 | 194.4356 | 215.9783 | 229.2438 | 238.2688 | 245.8525 | 244.4652 | 238.6799 | 241.3673 | 235.6965 | 226.0973 | 211.7408 | 197.5766 | 191.8485 | 186.5878 | 184.8657 | 177.8065 | 166.6117 | 159.6744 | -0.8145 | -1.5449 | -0.8632 | -1.5303 | -2.7982 | -3.0483 | -3.6184 | -3.3937 | -3.7584 | -4.6286 | -3.3275 | -4.4898 | -3.2775 | -2.6874 | 3.695 | 5.294 | 5.6494 | 5.5838 | 3.6442 | 2.6717 | 1.9774 | 3.5333 | 2.9809 | 3.1182 | 75.4454 | 74.0263 | 72.8301 | 71.7021 | 70.9375 | 70.2689 | 69.9211 | 70.3606 | 73.061 | 77.5834 | 82.2321 | 85.8707 | 87.7176 | 88.5894 | 89.784 | 90.4846 | 90.2147 | 89.5768 | 88.2527 | 85.9762 | 82.5128 | 79.2682 | 77.1752 | 75.8074 | 5.9247 | 5.8869 | 6.4402 | 6.3525 | 6.2239 | 5.8932 | 6.7169 | 6.3128 | 7.6455 | 7.7314 | 6.8822 | 6.3409 | 5.9242 | 5.9993 | 5.239 | 4.4021 | 3.6982 | 3.6442 | 3.5944 | 5.9643 | 6.6044 | 6.79 | 5.8612 | 6.2489
Program Specific1-in-10Size: Over 200kWOther2022August Monthly Peak | Program Specific | 1-in-10 | Size: Over 200kW | Other | 2022 | August Monthly Peak | 8 | 151.0156 | 147.4445 | 143.108 | 142.5575 | 150.3518 | 172.3895 | 199.9195 | 223.8723 | 241.2487 | 252.786 | 262.1595 | 262.8047 | 257.626 | 261.6685 | 255.415 | 241.4939 | 223.1536 | 206.614 | 198.4782 | 193.9697 | 190.3068 | 180.7407 | 169.283 | 161.5648 | -0.67072 | -1.4815 | -0.80619 | -1.2339 | -2.5703 | -2.9655 | -4.0192 | -3.3575 | -3.9387 | -4.8669 | -4.0309 | -5.5579 | -4.2741 | -3.8047 | 3.2757 | 5.2659 | 5.208 | 5.281 | 3.6042 | 2.4495 | 1.6902 | 3.4776 | 3.0251 | 3.2551 | 74.9853 | 74.1124 | 73.2054 | 72.4606 | 71.7246 | 71.2879 | 70.9367 | 71.1439 | 73.7377 | 78.665 | 83.1445 | 87.316 | 90.2954 | 92.2829 | 93.4454 | 94.4962 | 94.7859 | 93.9941 | 93.1255 | 90.5259 | 86.4964 | 83.4286 | 81.3196 | 79.2371 | 6.0689 | 6.0396 | 6.5997 | 6.5111 | 6.3928 | 6.0804 | 7.0136 | 6.6451 | 8.1708 | 8.3298 | 7.4526 | 6.9224 | 6.4938 | 6.6049 | 5.7654 | 4.7749 | 3.958 | 3.87 | 3.7763 | 6.2965 | 6.9043 | 7.0092 | 6.0477 | 6.421
Program Specific1-in-10Size: Over 200kWOther2022September Monthly Peak | Program Specific | 1-in-10 | Size: Over 200kW | Other | 2022 | September Monthly Peak | 9 | 152.7393 | 148.8758 | 144.069 | 144.3678 | 152.8185 | 175.7577 | 206.5278 | 232.9799 | 254.9823 | 267.9844 | 278.0771 | 278.85 | 273.9546 | 277.9806 | 270.9587 | 254.1997 | 233.2613 | 215.2696 | 207.0634 | 203.558 | 195.8005 | 185.2127 | 172.5691 | 163.7757 | -0.57498 | -1.4417 | -0.76735 | -1.0364 | -2.4335 | -2.9326 | -4.3612 | -3.3811 | -4.1511 | -5.1281 | -4.6225 | -6.4231 | -5.0757 | -4.6836 | 2.9513 | 5.2656 | 4.9156 | 5.1081 | 3.6428 | 2.3374 | 1.4981 | 3.4845 | 3.0812 | 3.3684 | 77.0494 | 75.931 | 74.8413 | 74.1643 | 73.4147 | 72.8777 | 72.5594 | 72.5076 | 74.4524 | 78.8453 | 83.6044 | 88.0358 | 91.4057 | 93.7437 | 94.5302 | 94.549 | 93.8087 | 92.2926 | 90.5616 | 87.5548 | 83.6705 | 80.6665 | 78.3855 | 76.6525 | 6.2185 | 6.1781 | 6.731 | 6.6801 | 6.5827 | 6.2804 | 7.3402 | 7.0059 | 8.749 | 8.9462 | 8.0086 | 7.4412 | 6.9958 | 7.1085 | 6.1963 | 5.0919 | 4.1914 | 4.0849 | 3.9913 | 6.6942 | 7.1966 | 7.2766 | 6.2458 | 6.5941
Program Specific1-in-10Size: Over 200kWOther2022October Monthly Peak | Program Specific | 1-in-10 | Size: Over 200kW | Other | 2022 | October Monthly Peak | 10 | 133.5035 | 131.1264 | 125.7705 | 124.7447 | 131.9528 | 152.5856 | 182.4344 | 202.1764 | 214.373 | 223.6129 | 232.1145 | 235.1391 | 235.0287 | 239.1723 | 233.0572 | 218.9267 | 203.1029 | 194.7641 | 186.5873 | 177.5316 | 169.8075 | 161.7704 | 150.3491 | 144.3783 | -0.9467 | -1.5044 | -0.85975 | -1.8007 | -2.8606 | -2.9335 | -2.9444 | -3.416 | -3.5389 | -4.4079 | -2.4354 | -3.237 | -2.1171 | -1.3164 | 4.7522 | 5.7086 | 6.5409 | 6.374 | 3.802 | 3.038 | 2.3258 | 3.3833 | 2.6954 | 2.6718 | 72.1614 | 70.9462 | 70.1722 | 69.1762 | 68.1914 | 67.2966 | 66.999 | 66.5771 | 67.2133 | 71.1834 | 76.505 | 82.1646 | 86.7583 | 89.5013 | 90.4175 | 90.7871 | 90.3601 | 89.0292 | 85.9578 | 81.4121 | 77.5841 | 75.1145 | 73.3463 | 71.7215 | 5.2067 | 5.2126 | 5.6289 | 5.5293 | 5.4448 | 5.223 | 6.2112 | 5.8239 | 7.0462 | 7.151 | 6.4037 | 6.0108 | 5.7493 | 5.8589 | 5.1054 | 4.2009 | 3.496 | 3.5404 | 3.4453 | 5.5928 | 5.9788 | 6.0883 | 5.2127 | 5.5686
Program Specific1-in-10Size: Over 200kWOther2022November Monthly Peak | Program Specific | 1-in-10 | Size: Over 200kW | Other | 2022 | November Monthly Peak | 11 | 138.0873 | 135.3773 | 130.5117 | 129.0277 | 136.5194 | 157.1613 | 183.6133 | 204.7156 | 218.6242 | 226.5414 | 235.116 | 238.0226 | 237.0511 | 240.6343 | 234.5321 | 219.0285 | 204.4431 | 196.4015 | 187.5296 | 178.8629 | 171.7368 | 164.4173 | 152.3737 | 146.0885 | -1.2541 | -1.698 | -1.0101 | -2.4229 | -3.4298 | -3.2604 | -2.4165 | -3.7509 | -3.6389 | -4.5437 | -1.6042 | -1.9566 | -0.78485 | 0.3091 | 6.1153 | 6.4138 | 7.9459 | 7.4851 | 4.1336 | 3.6634 | 2.9736 | 3.6454 | 2.7383 | 2.5233 | 68.4987 | 67.1652 | 66.4237 | 65.2565 | 64.5838 | 63.7858 | 63.1391 | 63.1864 | 65.4369 | 70.337 | 76.2758 | 80.997 | 84.1474 | 85.687 | 86.6147 | 86.4085 | 84.6631 | 81.8589 | 78.7458 | 75.4293 | 73.0142 | 71.265 | 69.5153 | 68.2758 | 5.3953 | 5.3914 | 5.8518 | 5.7296 | 5.6436 | 5.3895 | 6.2628 | 5.9078 | 7.1991 | 7.2578 | 6.4983 | 6.0957 | 5.8094 | 5.9054 | 5.1471 | 4.2105 | 3.5255 | 3.5767 | 3.469 | 5.645 | 6.0577 | 6.1992 | 5.2925 | 5.6448
Program Specific1-in-10Size: Over 200kWOther2022December Monthly Peak | Program Specific | 1-in-10 | Size: Over 200kW | Other | 2022 | December Monthly Peak | 12 | 129.7243 | 127.161 | 123.3501 | 123.125 | 130.6859 | 150.5583 | 177.1791 | 192.2462 | 198.671 | 199.0131 | 199.4179 | 195.7775 | 190.635 | 190.4353 | 183.3925 | 174.7677 | 168.6764 | 167.2299 | 163.7017 | 158.8026 | 153.835 | 147.7788 | 139.9486 | 135.6235 | -1.6573 | -1.8475 | -1.1614 | -3.304 | -4.1183 | -3.548 | -1.3526 | -4.0313 | -3.3571 | -4.1189 | -0.0031237 | 0.40521 | 1.3838 | 2.6433 | 6.716 | 6.1579 | 8.6405 | 8.044 | 4.1143 | 4.2452 | 3.6963 | 3.6213 | 2.5262 | 2.0321 | 45.4525 | 44.7738 | 44.398 | 44.1499 | 43.9945 | 43.719 | 44.1043 | 44.1981 | 44.7014 | 46.4447 | 48.4902 | 50.4598 | 51.8807 | 52.2721 | 52.2753 | 52.2263 | 51.7818 | 50.6075 | 49.3006 | 48.1059 | 46.8902 | 46.188 | 45.8703 | 45.2599 | 5.3643 | 5.3597 | 5.8534 | 5.7865 | 5.7176 | 5.4643 | 6.3959 | 5.8717 | 6.9237 | 6.7479 | 5.8333 | 5.3063 | 4.9444 | 4.9462 | 4.2596 | 3.5557 | 3.0785 | 3.2231 | 3.2049 | 5.3043 | 5.7429 | 5.8969 | 5.1446 | 5.5462
Program Specific1-in-10Size: Over 200kWOther2022Typical Event Day | Program Specific | 1-in-10 | Size: Over 200kW | Other | 2022 | Typical Event Day | 8 | 149.8182 | 146.2771 | 141.9991 | 141.387 | 149.1299 | 170.8392 | 197.825 | 220.7179 | 237.101 | 247.8927 | 256.877 | 257.4713 | 252.1631 | 256.2051 | 250.157 | 236.7315 | 218.9972 | 202.9636 | 195.2171 | 190.9616 | 187.7967 | 178.7309 | 167.5633 | 160.1424 | -0.79444 | -1.5375 | -0.85544 | -1.4894 | -2.7716 | -3.0512 | -3.7222 | -3.4464 | -3.885 | -4.8097 | -3.5419 | -4.8274 | -3.562 | -2.9728 | 3.8234 | 5.4906 | 5.7421 | 5.6605 | 3.6857 | 2.6898 | 1.9618 | 3.5362 | 2.9975 | 3.141 | 74.4151 | 73.2708 | 72.2595 | 71.3868 | 70.5515 | 69.8681 | 69.4746 | 69.9256 | 72.638 | 77.2827 | 81.9762 | 86.114 | 88.8715 | 90.6492 | 91.732 | 92.2341 | 92.0988 | 91.0991 | 89.8597 | 87.2827 | 83.5191 | 80.24 | 78.0377 | 76.3088 | 5.9396 | 5.9111 | 6.4603 | 6.3706 | 6.2554 | 5.9445 | 6.8466 | 6.4632 | 7.9221 | 8.0585 | 7.204 | 6.6905 | 6.2704 | 6.3799 | 5.5706 | 4.6177 | 3.832 | 3.7504 | 3.6642 | 6.1153 | 6.7215 | 6.8378 | 5.9056 | 6.2787
Program Specific1-in-10Size: Over 200kWOther2023January Monthly Peak | Program Specific | 1-in-10 | Size: Over 200kW | Other | 2023 | January Monthly Peak | 1 | 134.991 | 131.9961 | 127.6906 | 127.8198 | 135.6583 | 157.9197 | 189.8378 | 208.5901 | 215.0254 | 214.8416 | 215.7305 | 212.1729 | 207.6661 | 208.5775 | 200.8614 | 190.4184 | 180.6798 | 178.3076 | 175.3667 | 170.0851 | 164.3429 | 157.3731 | 149.0611 | 143.8435 | -1.7246 | -1.9178 | -1.2023 | -3.43 | -4.275 | -3.7215 | -1.4493 | -4.374 | -3.6334 | -4.4465 | -0.0033793 | 0.43914 | 1.5074 | 2.8951 | 7.3557 | 6.7094 | 9.2553 | 8.5768 | 4.4075 | 4.5468 | 3.9487 | 3.8564 | 2.6907 | 2.1553 | 44.6315 | 43.8592 | 43.1436 | 42.6299 | 42.2604 | 41.9663 | 41.7847 | 41.5001 | 42.0574 | 44.3488 | 47.0143 | 49.4149 | 51.371 | 52.0211 | 52.2785 | 52.1887 | 51.3156 | 50.0305 | 48.1622 | 46.5237 | 45.2142 | 44.3793 | 43.691 | 42.9825 | 5.5821 | 5.5635 | 6.0593 | 6.0071 | 5.9352 | 5.7314 | 6.8529 | 6.3709 | 7.4937 | 7.2846 | 6.3104 | 5.7507 | 5.3862 | 5.4174 | 4.6653 | 3.8741 | 3.2975 | 3.4366 | 3.4333 | 5.6811 | 6.1351 | 6.2798 | 5.4795 | 5.8823
Program Specific1-in-10Size: Over 200kWOther2023February Monthly Peak | Program Specific | 1-in-10 | Size: Over 200kW | Other | 2023 | February Monthly Peak | 2 | 130.5784 | 127.9155 | 123.3972 | 122.8885 | 130.3214 | 150.9074 | 180.2889 | 196.0141 | 201.4558 | 202.4693 | 205.0098 | 203.798 | 200.551 | 202.6931 | 196.247 | 185.9902 | 175.8781 | 172.8568 | 169.1702 | 163.2626 | 158.3646 | 152.5943 | 144.0288 | 139.4789 | -1.6682 | -1.8585 | -1.1618 | -3.2977 | -4.1068 | -3.5562 | -1.3764 | -4.1103 | -3.4041 | -4.1904 | -0.0032113 | 0.42181 | 1.4558 | 2.8134 | 7.1867 | 6.5534 | 9.0094 | 8.3147 | 4.2518 | 4.3644 | 3.8051 | 3.7393 | 2.5999 | 2.0899 | 51.8368 | 51.109 | 50.3626 | 49.8798 | 49.6925 | 48.9807 | 47.9627 | 48.3646 | 49.6526 | 51.7281 | 53.992 | 55.5569 | 57.3349 | 58.8332 | 59.8056 | 60.0557 | 59.2848 | 58.4833 | 56.6593 | 54.7342 | 53.201 | 51.9464 | 51.2955 | 50.4122 | 5.3996 | 5.3915 | 5.8556 | 5.7754 | 5.7017 | 5.4769 | 6.5082 | 5.9868 | 7.0208 | 6.8651 | 5.9968 | 5.5237 | 5.2016 | 5.2645 | 4.5582 | 3.784 | 3.2099 | 3.3315 | 3.312 | 5.4533 | 5.912 | 6.0891 | 5.2946 | 5.7039
Program Specific1-in-10Size: Over 200kWOther2023March Monthly Peak | Program Specific | 1-in-10 | Size: Over 200kW | Other | 2023 | March Monthly Peak | 3 | 133.849 | 130.4809 | 126.1732 | 123.4157 | 130.0198 | 148.162 | 173.6578 | 190.5503 | 199.2104 | 202.6716 | 209.2772 | 211.4981 | 209.9239 | 214.3135 | 209.729 | 198.9489 | 186.244 | 174.3869 | 169.6063 | 167.7607 | 165.2607 | 159.3133 | 148.8199 | 142.67 | -1.71 | -1.8958 | -1.188 | -3.3118 | -4.0973 | -3.4915 | -1.3257 | -3.9957 | -3.3662 | -4.1946 | -0.0032782 | 0.43774 | 1.5238 | 2.9747 | 7.6804 | 7.01 | 9.5404 | 8.3883 | 4.2627 | 4.4847 | 3.9708 | 3.9039 | 2.6863 | 2.1377 | 59.3372 | 57.9395 | 57.3448 | 56.7033 | 55.7753 | 54.921 | 54.1993 | 53.9229 | 55.2166 | 59.19 | 64.1408 | 68.732 | 72.2527 | 74.1246 | 75.2396 | 75.9217 | 75.7707 | 74.3203 | 72.3384 | 69.6771 | 66.3387 | 63.8017 | 61.624 | 59.9284 | 5.5348 | 5.4996 | 5.9873 | 5.8002 | 5.6885 | 5.3773 | 6.2688 | 5.8199 | 6.9425 | 6.8719 | 6.1217 | 5.7324 | 5.4447 | 5.5663 | 4.8713 | 4.0477 | 3.3991 | 3.361 | 3.3205 | 5.6035 | 6.1694 | 6.3572 | 5.4707 | 5.8344
Program Specific1-in-10Size: Over 200kWOther2023April Monthly Peak | Program Specific | 1-in-10 | Size: Over 200kW | Other | 2023 | April Monthly Peak | 4 | 137.4586 | 134.1301 | 129.3943 | 126.5803 | 133.2125 | 152.0705 | 178.8942 | 199.4998 | 212.7236 | 220.7553 | 230.3513 | 234.2167 | 234.0558 | 239.1721 | 234.2704 | 221.0304 | 204.9645 | 190.1018 | 182.8642 | 179.3384 | 174.7533 | 166.9192 | 154.7726 | 147.4746 | -1.1476 | -1.6295 | -0.95835 | -2.1744 | -3.1777 | -3.0696 | -2.5507 | -3.5505 | -3.53 | -4.3996 | -1.8831 | -2.404 | -1.2662 | -0.291 | 5.6179 | 6.2112 | 7.4631 | 6.8679 | 3.9185 | 3.4505 | 2.7929 | 3.6236 | 2.7789 | 2.6142 | 69.3348 | 68.1359 | 66.6439 | 65.7702 | 64.8057 | 63.7443 | 63.1309 | 63.1668 | 66.3207 | 71.8791 | 77.3191 | 82.3642 | 85.6065 | 87.6523 | 88.7016 | 89.1028 | 88.7514 | 87.6875 | 85.6341 | 81.9091 | 77.4097 | 73.8403 | 71.3454 | 69.4389 | 5.3538 | 5.3249 | 5.7833 | 5.6031 | 5.4894 | 5.1984 | 6.0825 | 5.7391 | 6.9826 | 7.0501 | 6.3465 | 5.9792 | 5.7178 | 5.851 | 5.1251 | 4.2356 | 3.5233 | 3.451 | 3.372 | 5.6421 | 6.1446 | 6.2736 | 5.3588 | 5.6803
Program Specific1-in-10Size: Over 200kWOther2023May Monthly Peak | Program Specific | 1-in-10 | Size: Over 200kW | Other | 2023 | May Monthly Peak | 5 | 141.2217 | 138.3621 | 133.2674 | 131.4866 | 138.7087 | 158.3404 | 184.2391 | 210.6575 | 229.2647 | 240.1369 | 251.0582 | 254.0448 | 252.6242 | 257.0727 | 251.3008 | 235.2702 | 217.2533 | 200.3437 | 190.9375 | 185.0187 | 180.2758 | 172.3589 | 160.6579 | 153.1101 | -0.91105 | -1.5398 | -0.87229 | -1.7145 | -2.8535 | -2.9668 | -3.1499 | -3.4627 | -3.7746 | -4.707 | -2.9302 | -3.9503 | -2.7382 | -1.976 | 4.665 | 5.8921 | 6.5313 | 6.2098 | 3.7884 | 2.9657 | 2.2595 | 3.5351 | 2.8779 | 2.8941 | 73.0737 | 71.3736 | 70.0693 | 69.0876 | 68.172 | 67.1979 | 66.8651 | 67.2619 | 70.6929 | 76.062 | 81.0028 | 84.4466 | 87.4485 | 89.4579 | 90.5855 | 90.8977 | 90.0126 | 88.523 | 87.1119 | 84.5016 | 80.592 | 76.8271 | 74.4464 | 72.1309 | 5.5296 | 5.5221 | 5.9881 | 5.8513 | 5.7463 | 5.4415 | 6.2976 | 6.0923 | 7.5656 | 7.7099 | 6.9538 | 6.5199 | 6.2042 | 6.3223 | 5.5269 | 4.5324 | 3.7544 | 3.6562 | 3.5396 | 5.8517 | 6.3725 | 6.5125 | 5.5922 | 5.9288
Program Specific1-in-10Size: Over 200kWOther2023June Monthly Peak | Program Specific | 1-in-10 | Size: Over 200kW | Other | 2023 | June Monthly Peak | 6 | 145.7874 | 142.8299 | 138.1876 | 136.3659 | 143.1898 | 162.4336 | 187.3281 | 210.827 | 226.2184 | 236.1083 | 245.8644 | 244.8846 | 238.7941 | 242.1757 | 236.7683 | 225.1966 | 209.2779 | 194.0727 | 187.7165 | 181.9814 | 180.3137 | 173.8747 | 162.9444 | 156.2677 | -1.1028 | -1.675 | -0.97431 | -2.1093 | -3.2215 | -3.1816 | -2.8907 | -3.6336 | -3.7417 | -4.6735 | -2.3652 | -3.0483 | -1.8275 | -0.9421 | 5.1478 | 6.0438 | 7.0712 | 6.5998 | 3.8994 | 3.2599 | 2.6248 | 3.6885 | 2.9228 | 2.846 | 70.1804 | 69.0134 | 68.1613 | 67.2203 | 66.1292 | 65.038 | 64.4813 | 65.6903 | 69.3011 | 74.037 | 78.9236 | 83.2335 | 86.0672 | 87.9806 | 89.1685 | 89.4066 | 89.586 | 88.533 | 87.4991 | 85.074 | 81.3968 | 77.5968 | 75.2705 | 73.5385 | 5.6772 | 5.6693 | 6.1753 | 6.0353 | 5.8996 | 5.5517 | 6.3682 | 6.0639 | 7.4243 | 7.5391 | 6.7728 | 6.2505 | 5.8326 | 5.9235 | 5.1789 | 4.3147 | 3.5969 | 3.5225 | 3.4609 | 5.7243 | 6.3391 | 6.5339 | 5.6408 | 6.018
Program Specific1-in-10Size: Over 200kWOther2023July Monthly Peak | Program Specific | 1-in-10 | Size: Over 200kW | Other | 2023 | July Monthly Peak | 7 | 149.7166 | 145.948 | 141.8169 | 141.2435 | 148.6538 | 169.6762 | 194.4356 | 215.9783 | 229.2438 | 238.2688 | 245.8525 | 244.4652 | 238.6798 | 241.3673 | 235.6965 | 226.0973 | 211.7408 | 197.5766 | 191.8485 | 186.5878 | 184.8657 | 177.8065 | 166.6117 | 159.6745 | -0.8145 | -1.5449 | -0.8632 | -1.5303 | -2.7982 | -3.0483 | -3.6184 | -3.3937 | -3.7584 | -4.6286 | -3.3275 | -4.4898 | -3.2775 | -2.6874 | 3.695 | 5.294 | 5.6494 | 5.5838 | 3.6442 | 2.6717 | 1.9774 | 3.5333 | 2.9809 | 3.1182 | 75.4454 | 74.0263 | 72.8301 | 71.7021 | 70.9375 | 70.2689 | 69.9211 | 70.3606 | 73.061 | 77.5834 | 82.2321 | 85.8707 | 87.7176 | 88.5894 | 89.784 | 90.4846 | 90.2147 | 89.5768 | 88.2527 | 85.9762 | 82.5128 | 79.2682 | 77.1752 | 75.8074 | 5.9247 | 5.8869 | 6.4402 | 6.3525 | 6.2239 | 5.8932 | 6.7169 | 6.3128 | 7.6455 | 7.7314 | 6.8822 | 6.3409 | 5.9242 | 5.9993 | 5.239 | 4.4021 | 3.6982 | 3.6442 | 3.5944 | 5.9643 | 6.6044 | 6.79 | 5.8612 | 6.2489
Program Specific1-in-10Size: Over 200kWOther2023August Monthly Peak | Program Specific | 1-in-10 | Size: Over 200kW | Other | 2023 | August Monthly Peak | 8 | 151.0156 | 147.4445 | 143.1081 | 142.5575 | 150.3518 | 172.3895 | 199.9195 | 223.8723 | 241.2487 | 252.786 | 262.1595 | 262.8047 | 257.626 | 261.6685 | 255.415 | 241.4939 | 223.1536 | 206.614 | 198.4782 | 193.9697 | 190.3067 | 180.7407 | 169.2831 | 161.5648 | -0.67072 | -1.4815 | -0.80619 | -1.2339 | -2.5703 | -2.9655 | -4.0192 | -3.3575 | -3.9387 | -4.8669 | -4.0309 | -5.5579 | -4.2741 | -3.8047 | 3.2757 | 5.2659 | 5.208 | 5.281 | 3.6042 | 2.4495 | 1.6902 | 3.4776 | 3.0251 | 3.2551 | 74.9853 | 74.1124 | 73.2054 | 72.4606 | 71.7246 | 71.2879 | 70.9367 | 71.1439 | 73.7377 | 78.665 | 83.1445 | 87.316 | 90.2954 | 92.2829 | 93.4454 | 94.4962 | 94.7859 | 93.9941 | 93.1255 | 90.5259 | 86.4964 | 83.4286 | 81.3195 | 79.2371 | 6.0689 | 6.0396 | 6.5997 | 6.5111 | 6.3928 | 6.0804 | 7.0136 | 6.6451 | 8.1708 | 8.3298 | 7.4526 | 6.9224 | 6.4938 | 6.6049 | 5.7654 | 4.7749 | 3.958 | 3.87 | 3.7763 | 6.2965 | 6.9043 | 7.0092 | 6.0477 | 6.421
Program Specific1-in-10Size: Over 200kWOther2023September Monthly Peak | Program Specific | 1-in-10 | Size: Over 200kW | Other | 2023 | September Monthly Peak | 9 | 152.7393 | 148.8758 | 144.069 | 144.3678 | 152.8185 | 175.7577 | 206.5278 | 232.9799 | 254.9823 | 267.9844 | 278.0771 | 278.85 | 273.9546 | 277.9806 | 270.9587 | 254.1997 | 233.2613 | 215.2696 | 207.0634 | 203.558 | 195.8005 | 185.2127 | 172.5691 | 163.7757 | -0.57498 | -1.4417 | -0.76735 | -1.0364 | -2.4335 | -2.9326 | -4.3612 | -3.3811 | -4.1511 | -5.1281 | -4.6225 | -6.4231 | -5.0757 | -4.6836 | 2.9513 | 5.2656 | 4.9156 | 5.1081 | 3.6428 | 2.3374 | 1.4981 | 3.4845 | 3.0812 | 3.3684 | 77.0494 | 75.931 | 74.8413 | 74.1643 | 73.4147 | 72.8777 | 72.5594 | 72.5076 | 74.4524 | 78.8453 | 83.6044 | 88.0358 | 91.4057 | 93.7437 | 94.5302 | 94.549 | 93.8087 | 92.2926 | 90.5616 | 87.5548 | 83.6705 | 80.6665 | 78.3855 | 76.6525 | 6.2185 | 6.1781 | 6.731 | 6.6801 | 6.5827 | 6.2804 | 7.3402 | 7.0059 | 8.749 | 8.9462 | 8.0086 | 7.4412 | 6.9958 | 7.1085 | 6.1963 | 5.0919 | 4.1914 | 4.0849 | 3.9913 | 6.6942 | 7.1966 | 7.2766 | 6.2458 | 6.5941
Program Specific1-in-10Size: Over 200kWOther2023October Monthly Peak | Program Specific | 1-in-10 | Size: Over 200kW | Other | 2023 | October Monthly Peak | 10 | 133.5034 | 131.1264 | 125.7705 | 124.7447 | 131.9528 | 152.5856 | 182.4344 | 202.1764 | 214.373 | 223.6129 | 232.1145 | 235.1391 | 235.0287 | 239.1723 | 233.0572 | 218.9266 | 203.1029 | 194.7641 | 186.5873 | 177.5316 | 169.8075 | 161.7704 | 150.3491 | 144.3783 | -0.9467 | -1.5044 | -0.85975 | -1.8007 | -2.8606 | -2.9335 | -2.9444 | -3.416 | -3.5389 | -4.4079 | -2.4354 | -3.237 | -2.1171 | -1.3164 | 4.7522 | 5.7086 | 6.5409 | 6.374 | 3.802 | 3.038 | 2.3258 | 3.3833 | 2.6954 | 2.6718 | 72.1614 | 70.9462 | 70.1722 | 69.1762 | 68.1914 | 67.2966 | 66.999 | 66.5771 | 67.2133 | 71.1834 | 76.505 | 82.1646 | 86.7583 | 89.5013 | 90.4175 | 90.7871 | 90.3601 | 89.0291 | 85.9577 | 81.4121 | 77.5841 | 75.1145 | 73.3463 | 71.7215 | 5.2067 | 5.2126 | 5.6289 | 5.5293 | 5.4448 | 5.223 | 6.2112 | 5.8239 | 7.0462 | 7.151 | 6.4037 | 6.0108 | 5.7493 | 5.8589 | 5.1054 | 4.2009 | 3.496 | 3.5404 | 3.4453 | 5.5928 | 5.9788 | 6.0883 | 5.2127 | 5.5686
Program Specific1-in-10Size: Over 200kWOther2023November Monthly Peak | Program Specific | 1-in-10 | Size: Over 200kW | Other | 2023 | November Monthly Peak | 11 | 138.0873 | 135.3773 | 130.5117 | 129.0277 | 136.5194 | 157.1613 | 183.6133 | 204.7156 | 218.6242 | 226.5414 | 235.116 | 238.0226 | 237.0511 | 240.6343 | 234.5321 | 219.0285 | 204.4431 | 196.4015 | 187.5296 | 178.8629 | 171.7368 | 164.4173 | 152.3737 | 146.0885 | -1.2541 | -1.698 | -1.0101 | -2.4229 | -3.4298 | -3.2604 | -2.4165 | -3.7509 | -3.6389 | -4.5437 | -1.6042 | -1.9566 | -0.78485 | 0.3091 | 6.1153 | 6.4138 | 7.9459 | 7.4851 | 4.1336 | 3.6634 | 2.9736 | 3.6454 | 2.7383 | 2.5233 | 68.4987 | 67.1652 | 66.4237 | 65.2565 | 64.5838 | 63.7858 | 63.1391 | 63.1864 | 65.4369 | 70.337 | 76.2758 | 80.997 | 84.1474 | 85.687 | 86.6147 | 86.4085 | 84.6631 | 81.8589 | 78.7458 | 75.4293 | 73.0142 | 71.265 | 69.5153 | 68.2758 | 5.3953 | 5.3914 | 5.8518 | 5.7296 | 5.6436 | 5.3895 | 6.2628 | 5.9078 | 7.1991 | 7.2578 | 6.4983 | 6.0957 | 5.8094 | 5.9054 | 5.1471 | 4.2105 | 3.5255 | 3.5767 | 3.469 | 5.645 | 6.0577 | 6.1992 | 5.2925 | 5.6448
Program Specific1-in-10Size: Over 200kWOther2023December Monthly Peak | Program Specific | 1-in-10 | Size: Over 200kW | Other | 2023 | December Monthly Peak | 12 | 129.7243 | 127.161 | 123.3501 | 123.125 | 130.6859 | 150.5583 | 177.1791 | 192.2462 | 198.671 | 199.0131 | 199.4179 | 195.7775 | 190.635 | 190.4353 | 183.3925 | 174.7677 | 168.6764 | 167.2299 | 163.7017 | 158.8026 | 153.835 | 147.7788 | 139.9486 | 135.6235 | -1.6573 | -1.8475 | -1.1614 | -3.304 | -4.1183 | -3.548 | -1.3526 | -4.0313 | -3.3571 | -4.1189 | -0.0031237 | 0.40521 | 1.3838 | 2.6433 | 6.716 | 6.1579 | 8.6405 | 8.044 | 4.1143 | 4.2452 | 3.6963 | 3.6213 | 2.5262 | 2.0321 | 45.4525 | 44.7738 | 44.398 | 44.1499 | 43.9945 | 43.719 | 44.1043 | 44.1981 | 44.7014 | 46.4447 | 48.4902 | 50.4598 | 51.8807 | 52.2721 | 52.2753 | 52.2263 | 51.7818 | 50.6075 | 49.3006 | 48.1059 | 46.8902 | 46.188 | 45.8703 | 45.2599 | 5.3643 | 5.3597 | 5.8534 | 5.7865 | 5.7176 | 5.4643 | 6.3959 | 5.8717 | 6.9237 | 6.7479 | 5.8333 | 5.3063 | 4.9444 | 4.9462 | 4.2596 | 3.5557 | 3.0785 | 3.2231 | 3.2049 | 5.3043 | 5.7429 | 5.8969 | 5.1446 | 5.5462
Program Specific1-in-10Size: Over 200kWOther2023Typical Event Day | Program Specific | 1-in-10 | Size: Over 200kW | Other | 2023 | Typical Event Day | 8 | 149.8182 | 146.2772 | 141.9991 | 141.387 | 149.1299 | 170.8392 | 197.825 | 220.7178 | 237.101 | 247.8927 | 256.877 | 257.4714 | 252.1631 | 256.2051 | 250.157 | 236.7315 | 218.9972 | 202.9636 | 195.2171 | 190.9616 | 187.7967 | 178.7309 | 167.5633 | 160.1424 | -0.79444 | -1.5375 | -0.85544 | -1.4894 | -2.7716 | -3.0512 | -3.7222 | -3.4464 | -3.885 | -4.8097 | -3.5419 | -4.8274 | -3.562 | -2.9728 | 3.8234 | 5.4906 | 5.7421 | 5.6605 | 3.6857 | 2.6898 | 1.9618 | 3.5362 | 2.9975 | 3.141 | 74.4151 | 73.2708 | 72.2595 | 71.3868 | 70.5515 | 69.8681 | 69.4746 | 69.9256 | 72.638 | 77.2827 | 81.9762 | 86.114 | 88.8715 | 90.6492 | 91.732 | 92.2341 | 92.0988 | 91.0991 | 89.8597 | 87.2827 | 83.5191 | 80.24 | 78.0377 | 76.3089 | 5.9396 | 5.9111 | 6.4603 | 6.3706 | 6.2554 | 5.9445 | 6.8466 | 6.4632 | 7.9221 | 8.0585 | 7.204 | 6.6905 | 6.2704 | 6.3799 | 5.5706 | 4.6177 | 3.832 | 3.7504 | 3.6642 | 6.1153 | 6.7215 | 6.8378 | 5.9056 | 6.2787
Program Specific1-in-10Size: Over 200kWOther2024January Monthly Peak | Program Specific | 1-in-10 | Size: Over 200kW | Other | 2024 | January Monthly Peak | 1 | 134.991 | 131.9961 | 127.6906 | 127.8198 | 135.6583 | 157.9197 | 189.8378 | 208.5901 | 215.0254 | 214.8416 | 215.7305 | 212.1729 | 207.6661 | 208.5775 | 200.8615 | 190.4184 | 180.6798 | 178.3076 | 175.3667 | 170.0851 | 164.3429 | 157.3731 | 149.0611 | 143.8435 | -1.7246 | -1.9178 | -1.2023 | -3.43 | -4.275 | -3.7215 | -1.4493 | -4.374 | -3.6334 | -4.4465 | -0.0033793 | 0.43914 | 1.5074 | 2.8951 | 7.3557 | 6.7094 | 9.2553 | 8.5768 | 4.4075 | 4.5468 | 3.9487 | 3.8564 | 2.6907 | 2.1553 | 44.6315 | 43.8592 | 43.1436 | 42.6299 | 42.2604 | 41.9663 | 41.7847 | 41.5001 | 42.0574 | 44.3488 | 47.0143 | 49.4149 | 51.371 | 52.0211 | 52.2785 | 52.1887 | 51.3156 | 50.0305 | 48.1622 | 46.5237 | 45.2142 | 44.3793 | 43.691 | 42.9825 | 5.5821 | 5.5635 | 6.0593 | 6.0071 | 5.9352 | 5.7314 | 6.8529 | 6.3709 | 7.4937 | 7.2846 | 6.3104 | 5.7507 | 5.3862 | 5.4174 | 4.6653 | 3.8741 | 3.2975 | 3.4366 | 3.4333 | 5.6811 | 6.1351 | 6.2798 | 5.4795 | 5.8823
Program Specific1-in-10Size: Over 200kWOther2024February Monthly Peak | Program Specific | 1-in-10 | Size: Over 200kW | Other | 2024 | February Monthly Peak | 2 | 130.5784 | 127.9155 | 123.3972 | 122.8885 | 130.3214 | 150.9074 | 180.2889 | 196.0141 | 201.4558 | 202.4693 | 205.0098 | 203.798 | 200.551 | 202.6931 | 196.247 | 185.9902 | 175.8781 | 172.8568 | 169.1702 | 163.2626 | 158.3646 | 152.5943 | 144.0288 | 139.4789 | -1.6682 | -1.8585 | -1.1618 | -3.2977 | -4.1068 | -3.5562 | -1.3764 | -4.1103 | -3.4041 | -4.1904 | -0.0032113 | 0.42181 | 1.4558 | 2.8134 | 7.1867 | 6.5534 | 9.0094 | 8.3147 | 4.2518 | 4.3644 | 3.8051 | 3.7393 | 2.5999 | 2.0899 | 51.8368 | 51.109 | 50.3626 | 49.8798 | 49.6925 | 48.9807 | 47.9627 | 48.3646 | 49.6526 | 51.7281 | 53.992 | 55.5569 | 57.3349 | 58.8332 | 59.8056 | 60.0557 | 59.2848 | 58.4833 | 56.6593 | 54.7342 | 53.201 | 51.9464 | 51.2955 | 50.4122 | 5.3996 | 5.3915 | 5.8556 | 5.7754 | 5.7017 | 5.4769 | 6.5082 | 5.9868 | 7.0208 | 6.8651 | 5.9968 | 5.5237 | 5.2016 | 5.2645 | 4.5582 | 3.784 | 3.2099 | 3.3315 | 3.312 | 5.4533 | 5.912 | 6.0891 | 5.2946 | 5.7039
Program Specific1-in-10Size: Over 200kWOther2024March Monthly Peak | Program Specific | 1-in-10 | Size: Over 200kW | Other | 2024 | March Monthly Peak | 3 | 133.849 | 130.4809 | 126.1732 | 123.4157 | 130.0198 | 148.162 | 173.6578 | 190.5503 | 199.2104 | 202.6716 | 209.2772 | 211.4981 | 209.9239 | 214.3135 | 209.729 | 198.9489 | 186.244 | 174.3869 | 169.6063 | 167.7607 | 165.2607 | 159.3133 | 148.8199 | 142.67 | -1.71 | -1.8958 | -1.188 | -3.3118 | -4.0973 | -3.4915 | -1.3257 | -3.9957 | -3.3662 | -4.1946 | -0.0032782 | 0.43774 | 1.5238 | 2.9747 | 7.6804 | 7.01 | 9.5404 | 8.3883 | 4.2627 | 4.4847 | 3.9708 | 3.9039 | 2.6863 | 2.1377 | 59.3372 | 57.9395 | 57.3448 | 56.7033 | 55.7753 | 54.921 | 54.1993 | 53.9229 | 55.2166 | 59.19 | 64.1408 | 68.732 | 72.2527 | 74.1246 | 75.2396 | 75.9217 | 75.7707 | 74.3203 | 72.3384 | 69.6771 | 66.3387 | 63.8017 | 61.624 | 59.9284 | 5.5348 | 5.4996 | 5.9873 | 5.8002 | 5.6885 | 5.3773 | 6.2688 | 5.8199 | 6.9425 | 6.8719 | 6.1217 | 5.7324 | 5.4447 | 5.5663 | 4.8713 | 4.0477 | 3.3991 | 3.361 | 3.3205 | 5.6035 | 6.1694 | 6.3572 | 5.4707 | 5.8344
Program Specific1-in-10Size: Over 200kWOther2024April Monthly Peak | Program Specific | 1-in-10 | Size: Over 200kW | Other | 2024 | April Monthly Peak | 4 | 137.4586 | 134.1301 | 129.3943 | 126.5803 | 133.2125 | 152.0705 | 178.8942 | 199.4998 | 212.7236 | 220.7553 | 230.3513 | 234.2167 | 234.0558 | 239.1721 | 234.2704 | 221.0304 | 204.9645 | 190.1018 | 182.8642 | 179.3384 | 174.7533 | 166.9192 | 154.7726 | 147.4746 | -1.1476 | -1.6295 | -0.95835 | -2.1744 | -3.1777 | -3.0696 | -2.5507 | -3.5505 | -3.53 | -4.3996 | -1.8831 | -2.404 | -1.2662 | -0.291 | 5.6179 | 6.2112 | 7.4631 | 6.8679 | 3.9185 | 3.4505 | 2.7929 | 3.6236 | 2.7789 | 2.6142 | 69.3348 | 68.1359 | 66.6439 | 65.7702 | 64.8057 | 63.7443 | 63.131 | 63.1668 | 66.3207 | 71.8791 | 77.3191 | 82.3642 | 85.6065 | 87.6523 | 88.7016 | 89.1028 | 88.7514 | 87.6875 | 85.6341 | 81.9091 | 77.4097 | 73.8403 | 71.3454 | 69.4389 | 5.3538 | 5.3249 | 5.7833 | 5.6031 | 5.4894 | 5.1984 | 6.0825 | 5.7391 | 6.9826 | 7.0501 | 6.3465 | 5.9792 | 5.7178 | 5.851 | 5.1251 | 4.2356 | 3.5233 | 3.451 | 3.372 | 5.6421 | 6.1446 | 6.2736 | 5.3588 | 5.6803
Program Specific1-in-10Size: Over 200kWOther2024May Monthly Peak | Program Specific | 1-in-10 | Size: Over 200kW | Other | 2024 | May Monthly Peak | 5 | 141.2216 | 138.3621 | 133.2674 | 131.4866 | 138.7087 | 158.3404 | 184.2391 | 210.6575 | 229.2647 | 240.1369 | 251.0582 | 254.0448 | 252.6242 | 257.0727 | 251.3008 | 235.2703 | 217.2533 | 200.3437 | 190.9375 | 185.0187 | 180.2758 | 172.3589 | 160.6579 | 153.1101 | -0.91105 | -1.5398 | -0.87229 | -1.7145 | -2.8535 | -2.9668 | -3.1499 | -3.4627 | -3.7746 | -4.707 | -2.9302 | -3.9503 | -2.7382 | -1.976 | 4.665 | 5.8921 | 6.5313 | 6.2098 | 3.7884 | 2.9657 | 2.2595 | 3.5351 | 2.8779 | 2.8941 | 73.0737 | 71.3736 | 70.0693 | 69.0876 | 68.172 | 67.1979 | 66.8651 | 67.2619 | 70.6929 | 76.062 | 81.0028 | 84.4466 | 87.4485 | 89.4579 | 90.5855 | 90.8977 | 90.0126 | 88.523 | 87.1119 | 84.5016 | 80.592 | 76.8271 | 74.4464 | 72.1309 | 5.5296 | 5.5221 | 5.9881 | 5.8513 | 5.7463 | 5.4415 | 6.2976 | 6.0923 | 7.5656 | 7.7099 | 6.9538 | 6.5199 | 6.2042 | 6.3223 | 5.5269 | 4.5324 | 3.7544 | 3.6562 | 3.5396 | 5.8517 | 6.3725 | 6.5125 | 5.5922 | 5.9288
Program Specific1-in-10Size: Over 200kWOther2024June Monthly Peak | Program Specific | 1-in-10 | Size: Over 200kW | Other | 2024 | June Monthly Peak | 6 | 145.7874 | 142.8299 | 138.1876 | 136.3659 | 143.1898 | 162.4336 | 187.3281 | 210.827 | 226.2184 | 236.1083 | 245.8644 | 244.8846 | 238.7941 | 242.1757 | 236.7683 | 225.1966 | 209.2779 | 194.0727 | 187.7166 | 181.9814 | 180.3137 | 173.8747 | 162.9445 | 156.2677 | -1.1028 | -1.675 | -0.97431 | -2.1093 | -3.2215 | -3.1816 | -2.8907 | -3.6336 | -3.7417 | -4.6735 | -2.3652 | -3.0483 | -1.8275 | -0.9421 | 5.1478 | 6.0438 | 7.0712 | 6.5998 | 3.8994 | 3.2599 | 2.6248 | 3.6885 | 2.9228 | 2.846 | 70.1804 | 69.0134 | 68.1613 | 67.2203 | 66.1292 | 65.038 | 64.4813 | 65.6903 | 69.3011 | 74.037 | 78.9236 | 83.2335 | 86.0672 | 87.9806 | 89.1685 | 89.4066 | 89.586 | 88.5329 | 87.4991 | 85.074 | 81.3968 | 77.5968 | 75.2705 | 73.5384 | 5.6772 | 5.6693 | 6.1753 | 6.0353 | 5.8996 | 5.5517 | 6.3682 | 6.0639 | 7.4243 | 7.5391 | 6.7728 | 6.2505 | 5.8326 | 5.9235 | 5.1789 | 4.3147 | 3.5969 | 3.5225 | 3.4609 | 5.7243 | 6.3391 | 6.5339 | 5.6408 | 6.018
Program Specific1-in-10Size: Over 200kWOther2024July Monthly Peak | Program Specific | 1-in-10 | Size: Over 200kW | Other | 2024 | July Monthly Peak | 7 | 149.7166 | 145.948 | 141.8169 | 141.2435 | 148.6538 | 169.6762 | 194.4356 | 215.9783 | 229.2438 | 238.2688 | 245.8525 | 244.4652 | 238.6799 | 241.3673 | 235.6965 | 226.0973 | 211.7408 | 197.5766 | 191.8485 | 186.5878 | 184.8657 | 177.8065 | 166.6117 | 159.6744 | -0.8145 | -1.5449 | -0.8632 | -1.5303 | -2.7982 | -3.0483 | -3.6184 | -3.3937 | -3.7584 | -4.6286 | -3.3275 | -4.4898 | -3.2775 | -2.6874 | 3.695 | 5.294 | 5.6494 | 5.5838 | 3.6442 | 2.6717 | 1.9774 | 3.5333 | 2.9809 | 3.1182 | 75.4454 | 74.0263 | 72.8301 | 71.7021 | 70.9375 | 70.2689 | 69.9211 | 70.3606 | 73.061 | 77.5834 | 82.2321 | 85.8707 | 87.7176 | 88.5894 | 89.784 | 90.4846 | 90.2147 | 89.5768 | 88.2527 | 85.9762 | 82.5128 | 79.2682 | 77.1752 | 75.8074 | 5.9247 | 5.8869 | 6.4402 | 6.3525 | 6.2239 | 5.8932 | 6.7169 | 6.3128 | 7.6455 | 7.7314 | 6.8822 | 6.3409 | 5.9242 | 5.9993 | 5.239 | 4.4021 | 3.6982 | 3.6442 | 3.5944 | 5.9643 | 6.6044 | 6.79 | 5.8612 | 6.2489
Program Specific1-in-10Size: Over 200kWOther2024August Monthly Peak | Program Specific | 1-in-10 | Size: Over 200kW | Other | 2024 | August Monthly Peak | 8 | 151.0156 | 147.4445 | 143.108 | 142.5575 | 150.3518 | 172.3895 | 199.9195 | 223.8723 | 241.2487 | 252.786 | 262.1595 | 262.8047 | 257.626 | 261.6686 | 255.415 | 241.4939 | 223.1536 | 206.614 | 198.4782 | 193.9697 | 190.3068 | 180.7407 | 169.2831 | 161.5648 | -0.67072 | -1.4815 | -0.80619 | -1.2339 | -2.5703 | -2.9655 | -4.0192 | -3.3575 | -3.9387 | -4.8669 | -4.0309 | -5.5579 | -4.2741 | -3.8047 | 3.2757 | 5.2659 | 5.208 | 5.281 | 3.6042 | 2.4495 | 1.6902 | 3.4776 | 3.0251 | 3.2551 | 74.9853 | 74.1124 | 73.2054 | 72.4606 | 71.7246 | 71.2879 | 70.9367 | 71.1439 | 73.7377 | 78.665 | 83.1445 | 87.316 | 90.2954 | 92.2829 | 93.4454 | 94.4962 | 94.7859 | 93.9941 | 93.1255 | 90.5259 | 86.4964 | 83.4286 | 81.3195 | 79.237 | 6.0689 | 6.0396 | 6.5997 | 6.5111 | 6.3928 | 6.0804 | 7.0136 | 6.6451 | 8.1708 | 8.3298 | 7.4526 | 6.9224 | 6.4938 | 6.6049 | 5.7654 | 4.7749 | 3.958 | 3.87 | 3.7763 | 6.2965 | 6.9043 | 7.0092 | 6.0477 | 6.421
Program Specific1-in-10Size: Over 200kWOther2024September Monthly Peak | Program Specific | 1-in-10 | Size: Over 200kW | Other | 2024 | September Monthly Peak | 9 | 152.7393 | 148.8758 | 144.069 | 144.3678 | 152.8185 | 175.7577 | 206.5278 | 232.9799 | 254.9823 | 267.9844 | 278.0772 | 278.85 | 273.9546 | 277.9806 | 270.9587 | 254.1997 | 233.2613 | 215.2696 | 207.0634 | 203.558 | 195.8005 | 185.2127 | 172.5691 | 163.7757 | -0.57498 | -1.4417 | -0.76735 | -1.0364 | -2.4335 | -2.9326 | -4.3612 | -3.3811 | -4.1511 | -5.1281 | -4.6225 | -6.4231 | -5.0757 | -4.6836 | 2.9513 | 5.2656 | 4.9156 | 5.1081 | 3.6428 | 2.3374 | 1.4981 | 3.4845 | 3.0812 | 3.3684 | 77.0494 | 75.931 | 74.8413 | 74.1643 | 73.4148 | 72.8777 | 72.5594 | 72.5076 | 74.4524 | 78.8453 | 83.6044 | 88.0358 | 91.4057 | 93.7437 | 94.5302 | 94.549 | 93.8087 | 92.2926 | 90.5616 | 87.5548 | 83.6705 | 80.6665 | 78.3855 | 76.6525 | 6.2185 | 6.1781 | 6.731 | 6.6801 | 6.5827 | 6.2804 | 7.3402 | 7.0059 | 8.749 | 8.9462 | 8.0086 | 7.4412 | 6.9958 | 7.1085 | 6.1963 | 5.0919 | 4.1914 | 4.0849 | 3.9913 | 6.6942 | 7.1966 | 7.2766 | 6.2458 | 6.5941
Program Specific1-in-10Size: Over 200kWOther2024October Monthly Peak | Program Specific | 1-in-10 | Size: Over 200kW | Other | 2024 | October Monthly Peak | 10 | 133.5034 | 131.1264 | 125.7705 | 124.7447 | 131.9528 | 152.5856 | 182.4344 | 202.1765 | 214.3731 | 223.6129 | 232.1145 | 235.1391 | 235.0287 | 239.1723 | 233.0572 | 218.9266 | 203.1029 | 194.7641 | 186.5873 | 177.5316 | 169.8075 | 161.7704 | 150.3491 | 144.3783 | -0.9467 | -1.5044 | -0.85975 | -1.8007 | -2.8606 | -2.9335 | -2.9444 | -3.416 | -3.5389 | -4.4079 | -2.4354 | -3.237 | -2.1171 | -1.3164 | 4.7522 | 5.7086 | 6.5409 | 6.374 | 3.802 | 3.038 | 2.3258 | 3.3833 | 2.6954 | 2.6718 | 72.1614 | 70.9462 | 70.1722 | 69.1762 | 68.1914 | 67.2966 | 66.999 | 66.5771 | 67.2133 | 71.1834 | 76.505 | 82.1646 | 86.7583 | 89.5013 | 90.4175 | 90.7871 | 90.3601 | 89.0291 | 85.9577 | 81.4121 | 77.5841 | 75.1145 | 73.3463 | 71.7215 | 5.2067 | 5.2126 | 5.6289 | 5.5293 | 5.4448 | 5.223 | 6.2112 | 5.8239 | 7.0462 | 7.151 | 6.4037 | 6.0108 | 5.7493 | 5.8589 | 5.1054 | 4.2009 | 3.496 | 3.5404 | 3.4453 | 5.5928 | 5.9788 | 6.0883 | 5.2127 | 5.5686
Program Specific1-in-10Size: Over 200kWOther2024November Monthly Peak | Program Specific | 1-in-10 | Size: Over 200kW | Other | 2024 | November Monthly Peak | 11 | 138.0873 | 135.3773 | 130.5117 | 129.0277 | 136.5194 | 157.1613 | 183.6133 | 204.7156 | 218.6242 | 226.5414 | 235.116 | 238.0226 | 237.0511 | 240.6344 | 234.5321 | 219.0285 | 204.4431 | 196.4015 | 187.5296 | 178.8629 | 171.7368 | 164.4173 | 152.3737 | 146.0885 | -1.2541 | -1.698 | -1.0101 | -2.4229 | -3.4298 | -3.2604 | -2.4165 | -3.7509 | -3.6389 | -4.5437 | -1.6042 | -1.9566 | -0.78485 | 0.3091 | 6.1153 | 6.4138 | 7.9459 | 7.4851 | 4.1336 | 3.6634 | 2.9736 | 3.6454 | 2.7383 | 2.5233 | 68.4987 | 67.1652 | 66.4237 | 65.2565 | 64.5838 | 63.7858 | 63.1391 | 63.1864 | 65.4369 | 70.337 | 76.2758 | 80.997 | 84.1474 | 85.687 | 86.6147 | 86.4085 | 84.6631 | 81.8589 | 78.7458 | 75.4293 | 73.0142 | 71.265 | 69.5153 | 68.2758 | 5.3953 | 5.3914 | 5.8518 | 5.7296 | 5.6436 | 5.3895 | 6.2628 | 5.9078 | 7.1991 | 7.2578 | 6.4983 | 6.0957 | 5.8094 | 5.9054 | 5.1471 | 4.2105 | 3.5255 | 3.5767 | 3.469 | 5.645 | 6.0577 | 6.1992 | 5.2925 | 5.6448
Program Specific1-in-10Size: Over 200kWOther2024December Monthly Peak | Program Specific | 1-in-10 | Size: Over 200kW | Other | 2024 | December Monthly Peak | 12 | 129.7243 | 127.161 | 123.3501 | 123.125 | 130.6858 | 150.5583 | 177.1791 | 192.2462 | 198.671 | 199.013 | 199.4179 | 195.7775 | 190.635 | 190.4353 | 183.3925 | 174.7677 | 168.6764 | 167.2299 | 163.7017 | 158.8026 | 153.835 | 147.7788 | 139.9486 | 135.6235 | -1.6573 | -1.8475 | -1.1614 | -3.304 | -4.1183 | -3.548 | -1.3526 | -4.0313 | -3.3571 | -4.1189 | -0.0031237 | 0.40521 | 1.3838 | 2.6433 | 6.716 | 6.1579 | 8.6405 | 8.044 | 4.1143 | 4.2452 | 3.6963 | 3.6213 | 2.5262 | 2.0321 | 45.4525 | 44.7738 | 44.398 | 44.1499 | 43.9945 | 43.719 | 44.1043 | 44.1981 | 44.7014 | 46.4447 | 48.4902 | 50.4598 | 51.8807 | 52.2721 | 52.2753 | 52.2263 | 51.7818 | 50.6075 | 49.3006 | 48.1059 | 46.8902 | 46.188 | 45.8703 | 45.2599 | 5.3643 | 5.3597 | 5.8534 | 5.7865 | 5.7176 | 5.4643 | 6.3959 | 5.8717 | 6.9237 | 6.7479 | 5.8333 | 5.3063 | 4.9444 | 4.9462 | 4.2596 | 3.5557 | 3.0785 | 3.2231 | 3.2049 | 5.3043 | 5.7429 | 5.8969 | 5.1446 | 5.5462
Program Specific1-in-10Size: Over 200kWOther2024Typical Event Day | Program Specific | 1-in-10 | Size: Over 200kW | Other | 2024 | Typical Event Day | 8 | 149.8182 | 146.2772 | 141.9992 | 141.387 | 149.1299 | 170.8392 | 197.825 | 220.7178 | 237.101 | 247.8927 | 256.877 | 257.4713 | 252.1631 | 256.2051 | 250.157 | 236.7315 | 218.9972 | 202.9636 | 195.2171 | 190.9616 | 187.7967 | 178.7309 | 167.5633 | 160.1423 | -0.79444 | -1.5375 | -0.85544 | -1.4894 | -2.7716 | -3.0512 | -3.7222 | -3.4464 | -3.885 | -4.8097 | -3.5419 | -4.8274 | -3.562 | -2.9728 | 3.8234 | 5.4906 | 5.7421 | 5.6605 | 3.6857 | 2.6898 | 1.9618 | 3.5362 | 2.9975 | 3.141 | 74.4151 | 73.2708 | 72.2595 | 71.3868 | 70.5515 | 69.8681 | 69.4746 | 69.9256 | 72.638 | 77.2827 | 81.9761 | 86.114 | 88.8715 | 90.6492 | 91.732 | 92.2341 | 92.0988 | 91.0991 | 89.8597 | 87.2827 | 83.5191 | 80.24 | 78.0377 | 76.3088 | 5.9396 | 5.9111 | 6.4603 | 6.3706 | 6.2554 | 5.9445 | 6.8466 | 6.4632 | 7.9221 | 8.0585 | 7.204 | 6.6905 | 6.2704 | 6.3799 | 5.5706 | 4.6177 | 3.832 | 3.7504 | 3.6642 | 6.1153 | 6.7215 | 6.8378 | 5.9056 | 6.2787
Program Specific1-in-10Size: Over 200kWOther2025January Monthly Peak | Program Specific | 1-in-10 | Size: Over 200kW | Other | 2025 | January Monthly Peak | 1 | 134.991 | 131.9961 | 127.6906 | 127.8198 | 135.6583 | 157.9197 | 189.8379 | 208.5901 | 215.0254 | 214.8416 | 215.7305 | 212.1728 | 207.6661 | 208.5775 | 200.8614 | 190.4184 | 180.6798 | 178.3076 | 175.3667 | 170.0851 | 164.3429 | 157.3731 | 149.0611 | 143.8435 | -1.7246 | -1.9178 | -1.2023 | -3.43 | -4.275 | -3.7215 | -1.4493 | -4.374 | -3.6334 | -4.4465 | -0.0033793 | 0.43914 | 1.5074 | 2.8951 | 7.3557 | 6.7094 | 9.2553 | 8.5768 | 4.4075 | 4.5468 | 3.9487 | 3.8564 | 2.6907 | 2.1553 | 44.6315 | 43.8592 | 43.1436 | 42.6299 | 42.2604 | 41.9663 | 41.7847 | 41.5001 | 42.0574 | 44.3488 | 47.0143 | 49.4149 | 51.371 | 52.0211 | 52.2785 | 52.1887 | 51.3156 | 50.0305 | 48.1622 | 46.5237 | 45.2142 | 44.3793 | 43.691 | 42.9825 | 5.5821 | 5.5635 | 6.0593 | 6.0071 | 5.9352 | 5.7314 | 6.8529 | 6.3709 | 7.4937 | 7.2846 | 6.3104 | 5.7507 | 5.3862 | 5.4174 | 4.6653 | 3.8741 | 3.2975 | 3.4366 | 3.4333 | 5.6811 | 6.1351 | 6.2798 | 5.4795 | 5.8823
Program Specific1-in-10Size: Over 200kWOther2025February Monthly Peak | Program Specific | 1-in-10 | Size: Over 200kW | Other | 2025 | February Monthly Peak | 2 | 130.5784 | 127.9155 | 123.3972 | 122.8885 | 130.3214 | 150.9074 | 180.2889 | 196.0141 | 201.4558 | 202.4693 | 205.0098 | 203.798 | 200.551 | 202.6931 | 196.247 | 185.9902 | 175.8781 | 172.8568 | 169.1702 | 163.2626 | 158.3646 | 152.5943 | 144.0288 | 139.4789 | -1.6682 | -1.8585 | -1.1618 | -3.2977 | -4.1068 | -3.5562 | -1.3764 | -4.1103 | -3.4041 | -4.1904 | -0.0032113 | 0.42181 | 1.4558 | 2.8134 | 7.1867 | 6.5534 | 9.0094 | 8.3147 | 4.2518 | 4.3644 | 3.8051 | 3.7393 | 2.5999 | 2.0899 | 51.8368 | 51.109 | 50.3626 | 49.8797 | 49.6925 | 48.9807 | 47.9627 | 48.3646 | 49.6526 | 51.7281 | 53.992 | 55.5569 | 57.3349 | 58.8332 | 59.8056 | 60.0557 | 59.2848 | 58.4833 | 56.6593 | 54.7342 | 53.201 | 51.9464 | 51.2955 | 50.4122 | 5.3996 | 5.3915 | 5.8556 | 5.7754 | 5.7017 | 5.4769 | 6.5082 | 5.9868 | 7.0208 | 6.8651 | 5.9968 | 5.5237 | 5.2016 | 5.2645 | 4.5582 | 3.784 | 3.2099 | 3.3315 | 3.312 | 5.4533 | 5.912 | 6.0891 | 5.2946 | 5.7039
Program Specific1-in-10Size: Over 200kWOther2025March Monthly Peak | Program Specific | 1-in-10 | Size: Over 200kW | Other | 2025 | March Monthly Peak | 3 | 133.849 | 130.4809 | 126.1732 | 123.4157 | 130.0198 | 148.162 | 173.6578 | 190.5503 | 199.2104 | 202.6716 | 209.2772 | 211.4981 | 209.9239 | 214.3135 | 209.729 | 198.9489 | 186.244 | 174.3869 | 169.6063 | 167.7607 | 165.2607 | 159.3133 | 148.8199 | 142.67 | -1.71 | -1.8958 | -1.188 | -3.3118 | -4.0973 | -3.4915 | -1.3257 | -3.9957 | -3.3662 | -4.1946 | -0.0032782 | 0.43774 | 1.5238 | 2.9747 | 7.6804 | 7.01 | 9.5404 | 8.3883 | 4.2627 | 4.4847 | 3.9708 | 3.9039 | 2.6863 | 2.1377 | 59.3372 | 57.9395 | 57.3448 | 56.7033 | 55.7753 | 54.921 | 54.1993 | 53.9229 | 55.2166 | 59.19 | 64.1408 | 68.732 | 72.2527 | 74.1246 | 75.2396 | 75.9217 | 75.7707 | 74.3203 | 72.3384 | 69.6771 | 66.3387 | 63.8017 | 61.624 | 59.9284 | 5.5348 | 5.4996 | 5.9873 | 5.8002 | 5.6885 | 5.3773 | 6.2688 | 5.8199 | 6.9425 | 6.8719 | 6.1217 | 5.7324 | 5.4447 | 5.5663 | 4.8713 | 4.0477 | 3.3991 | 3.361 | 3.3205 | 5.6035 | 6.1694 | 6.3572 | 5.4707 | 5.8344
Program Specific1-in-10Size: Over 200kWOther2025April Monthly Peak | Program Specific | 1-in-10 | Size: Over 200kW | Other | 2025 | April Monthly Peak | 4 | 137.4586 | 134.1301 | 129.3943 | 126.5803 | 133.2125 | 152.0705 | 178.8942 | 199.4998 | 212.7236 | 220.7553 | 230.3513 | 234.2167 | 234.0558 | 239.1721 | 234.2704 | 221.0304 | 204.9645 | 190.1018 | 182.8642 | 179.3384 | 174.7533 | 166.9192 | 154.7726 | 147.4746 | -1.1476 | -1.6295 | -0.95835 | -2.1744 | -3.1777 | -3.0696 | -2.5507 | -3.5505 | -3.53 | -4.3996 | -1.8831 | -2.404 | -1.2662 | -0.291 | 5.6179 | 6.2112 | 7.4631 | 6.8679 | 3.9185 | 3.4505 | 2.7929 | 3.6236 | 2.7789 | 2.6142 | 69.3348 | 68.1359 | 66.6439 | 65.7702 | 64.8057 | 63.7443 | 63.131 | 63.1668 | 66.3207 | 71.8791 | 77.3191 | 82.3642 | 85.6065 | 87.6523 | 88.7016 | 89.1028 | 88.7514 | 87.6875 | 85.6341 | 81.9091 | 77.4097 | 73.8403 | 71.3454 | 69.4389 | 5.3538 | 5.3249 | 5.7833 | 5.6031 | 5.4894 | 5.1984 | 6.0825 | 5.7391 | 6.9826 | 7.0501 | 6.3465 | 5.9792 | 5.7178 | 5.851 | 5.1251 | 4.2356 | 3.5233 | 3.451 | 3.372 | 5.6421 | 6.1446 | 6.2736 | 5.3588 | 5.6803
Program Specific1-in-10Size: Over 200kWOther2025May Monthly Peak | Program Specific | 1-in-10 | Size: Over 200kW | Other | 2025 | May Monthly Peak | 5 | 141.2217 | 138.3621 | 133.2674 | 131.4866 | 138.7087 | 158.3404 | 184.2391 | 210.6575 | 229.2647 | 240.1369 | 251.0582 | 254.0448 | 252.6242 | 257.0727 | 251.3008 | 235.2702 | 217.2533 | 200.3437 | 190.9375 | 185.0187 | 180.2758 | 172.3589 | 160.6579 | 153.1101 | -0.91105 | -1.5398 | -0.87229 | -1.7145 | -2.8535 | -2.9668 | -3.1499 | -3.4627 | -3.7746 | -4.707 | -2.9302 | -3.9503 | -2.7382 | -1.976 | 4.665 | 5.8921 | 6.5313 | 6.2098 | 3.7884 | 2.9657 | 2.2595 | 3.5351 | 2.8779 | 2.8941 | 73.0737 | 71.3736 | 70.0693 | 69.0876 | 68.172 | 67.1979 | 66.8651 | 67.2619 | 70.6929 | 76.062 | 81.0028 | 84.4466 | 87.4485 | 89.4579 | 90.5855 | 90.8977 | 90.0126 | 88.523 | 87.1119 | 84.5016 | 80.592 | 76.8271 | 74.4464 | 72.1309 | 5.5296 | 5.5221 | 5.9881 | 5.8513 | 5.7463 | 5.4415 | 6.2976 | 6.0923 | 7.5656 | 7.7099 | 6.9538 | 6.5199 | 6.2042 | 6.3223 | 5.5269 | 4.5324 | 3.7544 | 3.6562 | 3.5396 | 5.8517 | 6.3725 | 6.5125 | 5.5922 | 5.9288
Program Specific1-in-10Size: Over 200kWOther2025June Monthly Peak | Program Specific | 1-in-10 | Size: Over 200kW | Other | 2025 | June Monthly Peak | 6 | 145.7874 | 142.8299 | 138.1876 | 136.3659 | 143.1898 | 162.4336 | 187.3281 | 210.827 | 226.2184 | 236.1083 | 245.8644 | 244.8846 | 238.7941 | 242.1757 | 236.7683 | 225.1966 | 209.2779 | 194.0727 | 187.7166 | 181.9814 | 180.3137 | 173.8747 | 162.9444 | 156.2677 | -1.1028 | -1.675 | -0.97431 | -2.1093 | -3.2215 | -3.1816 | -2.8907 | -3.6336 | -3.7417 | -4.6735 | -2.3652 | -3.0483 | -1.8275 | -0.9421 | 5.1478 | 6.0438 | 7.0712 | 6.5998 | 3.8994 | 3.2599 | 2.6248 | 3.6885 | 2.9228 | 2.846 | 70.1804 | 69.0134 | 68.1613 | 67.2203 | 66.1292 | 65.038 | 64.4813 | 65.6903 | 69.3011 | 74.037 | 78.9236 | 83.2335 | 86.0672 | 87.9806 | 89.1685 | 89.4066 | 89.586 | 88.533 | 87.4991 | 85.074 | 81.3968 | 77.5968 | 75.2705 | 73.5384 | 5.6772 | 5.6693 | 6.1753 | 6.0353 | 5.8996 | 5.5517 | 6.3682 | 6.0639 | 7.4243 | 7.5391 | 6.7728 | 6.2505 | 5.8326 | 5.9235 | 5.1789 | 4.3147 | 3.5969 | 3.5225 | 3.4609 | 5.7243 | 6.3391 | 6.5339 | 5.6408 | 6.018
Program Specific1-in-10Size: Over 200kWOther2025July Monthly Peak | Program Specific | 1-in-10 | Size: Over 200kW | Other | 2025 | July Monthly Peak | 7 | 149.7166 | 145.948 | 141.8169 | 141.2434 | 148.6538 | 169.6762 | 194.4356 | 215.9783 | 229.2438 | 238.2688 | 245.8525 | 244.4652 | 238.6799 | 241.3673 | 235.6965 | 226.0973 | 211.7408 | 197.5766 | 191.8485 | 186.5878 | 184.8657 | 177.8065 | 166.6117 | 159.6744 | -0.8145 | -1.5449 | -0.8632 | -1.5303 | -2.7982 | -3.0483 | -3.6184 | -3.3937 | -3.7584 | -4.6286 | -3.3275 | -4.4898 | -3.2775 | -2.6874 | 3.695 | 5.294 | 5.6494 | 5.5838 | 3.6442 | 2.6717 | 1.9774 | 3.5333 | 2.9809 | 3.1182 | 75.4454 | 74.0263 | 72.8301 | 71.7021 | 70.9375 | 70.2689 | 69.9211 | 70.3606 | 73.061 | 77.5834 | 82.2321 | 85.8707 | 87.7176 | 88.5894 | 89.784 | 90.4846 | 90.2147 | 89.5768 | 88.2527 | 85.9762 | 82.5128 | 79.2682 | 77.1752 | 75.8074 | 5.9247 | 5.8869 | 6.4402 | 6.3525 | 6.2239 | 5.8932 | 6.7169 | 6.3128 | 7.6455 | 7.7314 | 6.8822 | 6.3409 | 5.9242 | 5.9993 | 5.239 | 4.4021 | 3.6982 | 3.6442 | 3.5944 | 5.9643 | 6.6044 | 6.79 | 5.8612 | 6.2489
Program Specific1-in-10Size: Over 200kWOther2025August Monthly Peak | Program Specific | 1-in-10 | Size: Over 200kW | Other | 2025 | August Monthly Peak | 8 | 151.0156 | 147.4445 | 143.1081 | 142.5575 | 150.3518 | 172.3895 | 199.9195 | 223.8723 | 241.2487 | 252.786 | 262.1595 | 262.8047 | 257.626 | 261.6685 | 255.415 | 241.4939 | 223.1536 | 206.614 | 198.4782 | 193.9697 | 190.3067 | 180.7407 | 169.2831 | 161.5648 | -0.67072 | -1.4815 | -0.80619 | -1.2339 | -2.5703 | -2.9655 | -4.0192 | -3.3575 | -3.9387 | -4.8669 | -4.0309 | -5.5579 | -4.2741 | -3.8047 | 3.2757 | 5.2659 | 5.208 | 5.281 | 3.6042 | 2.4495 | 1.6902 | 3.4776 | 3.0251 | 3.2551 | 74.9853 | 74.1124 | 73.2054 | 72.4606 | 71.7246 | 71.2879 | 70.9367 | 71.1439 | 73.7377 | 78.665 | 83.1445 | 87.316 | 90.2954 | 92.2829 | 93.4454 | 94.4962 | 94.7859 | 93.9941 | 93.1255 | 90.5259 | 86.4964 | 83.4286 | 81.3195 | 79.2371 | 6.0689 | 6.0396 | 6.5997 | 6.5111 | 6.3928 | 6.0804 | 7.0136 | 6.6451 | 8.1708 | 8.3298 | 7.4526 | 6.9224 | 6.4938 | 6.6049 | 5.7654 | 4.7749 | 3.958 | 3.87 | 3.7763 | 6.2965 | 6.9043 | 7.0092 | 6.0477 | 6.421
Program Specific1-in-10Size: Over 200kWOther2025September Monthly Peak | Program Specific | 1-in-10 | Size: Over 200kW | Other | 2025 | September Monthly Peak | 9 | 152.7393 | 148.8758 | 144.069 | 144.3678 | 152.8185 | 175.7577 | 206.5278 | 232.9799 | 254.9822 | 267.9844 | 278.0772 | 278.85 | 273.9546 | 277.9806 | 270.9587 | 254.1997 | 233.2613 | 215.2696 | 207.0634 | 203.558 | 195.8005 | 185.2126 | 172.5691 | 163.7757 | -0.57498 | -1.4417 | -0.76735 | -1.0364 | -2.4335 | -2.9326 | -4.3612 | -3.3811 | -4.1511 | -5.1281 | -4.6225 | -6.4231 | -5.0757 | -4.6836 | 2.9513 | 5.2656 | 4.9156 | 5.1081 | 3.6428 | 2.3374 | 1.4981 | 3.4845 | 3.0812 | 3.3684 | 77.0494 | 75.931 | 74.8413 | 74.1643 | 73.4148 | 72.8777 | 72.5594 | 72.5076 | 74.4524 | 78.8453 | 83.6044 | 88.0358 | 91.4057 | 93.7437 | 94.5302 | 94.549 | 93.8087 | 92.2926 | 90.5616 | 87.5548 | 83.6705 | 80.6665 | 78.3855 | 76.6525 | 6.2185 | 6.1781 | 6.731 | 6.6801 | 6.5827 | 6.2804 | 7.3402 | 7.0059 | 8.749 | 8.9462 | 8.0086 | 7.4412 | 6.9958 | 7.1085 | 6.1963 | 5.0919 | 4.1914 | 4.0849 | 3.9913 | 6.6942 | 7.1966 | 7.2766 | 6.2458 | 6.5941
Program Specific1-in-10Size: Over 200kWOther2025October Monthly Peak | Program Specific | 1-in-10 | Size: Over 200kW | Other | 2025 | October Monthly Peak | 10 | 133.5035 | 131.1264 | 125.7705 | 124.7447 | 131.9528 | 152.5856 | 182.4344 | 202.1764 | 214.373 | 223.6129 | 232.1145 | 235.1391 | 235.0287 | 239.1723 | 233.0572 | 218.9267 | 203.1029 | 194.7641 | 186.5873 | 177.5316 | 169.8075 | 161.7704 | 150.3492 | 144.3783 | -0.9467 | -1.5044 | -0.85975 | -1.8007 | -2.8606 | -2.9335 | -2.9444 | -3.416 | -3.5389 | -4.4079 | -2.4354 | -3.237 | -2.1171 | -1.3164 | 4.7522 | 5.7086 | 6.5409 | 6.374 | 3.802 | 3.038 | 2.3258 | 3.3833 | 2.6954 | 2.6718 | 72.1614 | 70.9462 | 70.1722 | 69.1761 | 68.1914 | 67.2966 | 66.999 | 66.5771 | 67.2133 | 71.1834 | 76.505 | 82.1646 | 86.7583 | 89.5013 | 90.4175 | 90.7871 | 90.3601 | 89.0292 | 85.9578 | 81.4121 | 77.5841 | 75.1145 | 73.3463 | 71.7215 | 5.2067 | 5.2126 | 5.6289 | 5.5293 | 5.4448 | 5.223 | 6.2112 | 5.8239 | 7.0462 | 7.151 | 6.4037 | 6.0108 | 5.7493 | 5.8589 | 5.1054 | 4.2009 | 3.496 | 3.5404 | 3.4453 | 5.5928 | 5.9788 | 6.0883 | 5.2127 | 5.5686
Program Specific1-in-10Size: Over 200kWOther2025November Monthly Peak | Program Specific | 1-in-10 | Size: Over 200kW | Other | 2025 | November Monthly Peak | 11 | 138.0873 | 135.3773 | 130.5117 | 129.0277 | 136.5194 | 157.1613 | 183.6133 | 204.7156 | 218.6242 | 226.5414 | 235.116 | 238.0226 | 237.0511 | 240.6344 | 234.5321 | 219.0285 | 204.4431 | 196.4015 | 187.5296 | 178.8629 | 171.7368 | 164.4173 | 152.3737 | 146.0885 | -1.2541 | -1.698 | -1.0101 | -2.4229 | -3.4298 | -3.2604 | -2.4165 | -3.7509 | -3.6389 | -4.5437 | -1.6042 | -1.9566 | -0.78485 | 0.3091 | 6.1153 | 6.4138 | 7.9459 | 7.4851 | 4.1336 | 3.6634 | 2.9736 | 3.6454 | 2.7383 | 2.5233 | 68.4987 | 67.1652 | 66.4237 | 65.2565 | 64.5838 | 63.7858 | 63.1391 | 63.1864 | 65.4369 | 70.337 | 76.2758 | 80.997 | 84.1474 | 85.687 | 86.6147 | 86.4085 | 84.6631 | 81.8589 | 78.7458 | 75.4293 | 73.0142 | 71.265 | 69.5153 | 68.2758 | 5.3953 | 5.3914 | 5.8518 | 5.7296 | 5.6436 | 5.3895 | 6.2628 | 5.9078 | 7.1991 | 7.2578 | 6.4983 | 6.0957 | 5.8094 | 5.9054 | 5.1471 | 4.2105 | 3.5255 | 3.5767 | 3.469 | 5.645 | 6.0577 | 6.1992 | 5.2925 | 5.6448
Program Specific1-in-10Size: Over 200kWOther2025December Monthly Peak | Program Specific | 1-in-10 | Size: Over 200kW | Other | 2025 | December Monthly Peak | 12 | 129.7243 | 127.161 | 123.3501 | 123.125 | 130.6858 | 150.5583 | 177.1791 | 192.2462 | 198.671 | 199.0131 | 199.4179 | 195.7775 | 190.635 | 190.4353 | 183.3925 | 174.7677 | 168.6764 | 167.2299 | 163.7017 | 158.8026 | 153.835 | 147.7788 | 139.9486 | 135.6235 | -1.6573 | -1.8475 | -1.1614 | -3.304 | -4.1183 | -3.548 | -1.3526 | -4.0313 | -3.3571 | -4.1189 | -0.0031237 | 0.40521 | 1.3838 | 2.6433 | 6.716 | 6.1579 | 8.6405 | 8.044 | 4.1143 | 4.2452 | 3.6963 | 3.6213 | 2.5262 | 2.0321 | 45.4525 | 44.7738 | 44.398 | 44.1499 | 43.9945 | 43.719 | 44.1043 | 44.1981 | 44.7014 | 46.4447 | 48.4902 | 50.4598 | 51.8807 | 52.2721 | 52.2753 | 52.2263 | 51.7818 | 50.6075 | 49.3006 | 48.1059 | 46.8902 | 46.188 | 45.8703 | 45.2599 | 5.3643 | 5.3597 | 5.8534 | 5.7865 | 5.7176 | 5.4643 | 6.3959 | 5.8717 | 6.9237 | 6.7479 | 5.8333 | 5.3063 | 4.9444 | 4.9462 | 4.2596 | 3.5557 | 3.0785 | 3.2231 | 3.2049 | 5.3043 | 5.7429 | 5.8969 | 5.1446 | 5.5462
Program Specific1-in-10Size: Over 200kWOther2025Typical Event Day | Program Specific | 1-in-10 | Size: Over 200kW | Other | 2025 | Typical Event Day | 8 | 149.8182 | 146.2771 | 141.9991 | 141.387 | 149.1298 | 170.8392 | 197.825 | 220.7179 | 237.101 | 247.8927 | 256.8769 | 257.4713 | 252.1631 | 256.2051 | 250.157 | 236.7315 | 218.9972 | 202.9636 | 195.2171 | 190.9616 | 187.7967 | 178.7309 | 167.5633 | 160.1423 | -0.79444 | -1.5375 | -0.85544 | -1.4894 | -2.7716 | -3.0512 | -3.7222 | -3.4464 | -3.885 | -4.8097 | -3.5419 | -4.8274 | -3.562 | -2.9728 | 3.8234 | 5.4906 | 5.7421 | 5.6605 | 3.6857 | 2.6898 | 1.9618 | 3.5362 | 2.9975 | 3.141 | 74.4151 | 73.2708 | 72.2595 | 71.3868 | 70.5515 | 69.8681 | 69.4746 | 69.9256 | 72.6381 | 77.2827 | 81.9762 | 86.114 | 88.8715 | 90.6492 | 91.732 | 92.2341 | 92.0988 | 91.0991 | 89.8597 | 87.2827 | 83.5191 | 80.24 | 78.0377 | 76.3089 | 5.9396 | 5.9111 | 6.4603 | 6.3706 | 6.2554 | 5.9445 | 6.8466 | 6.4632 | 7.9221 | 8.0585 | 7.204 | 6.6905 | 6.2704 | 6.3799 | 5.5706 | 4.6177 | 3.832 | 3.7504 | 3.6642 | 6.1153 | 6.7215 | 6.8378 | 5.9056 | 6.2787
Program Specific1-in-2Size: Over 200kWOther2015January Monthly Peak | Program Specific | 1-in-2 | Size: Over 200kW | Other | 2015 | January Monthly Peak | 1 | 130.9633 | 128.2677 | 123.7752 | 123.3292 | 130.8011 | 151.5412 | 181.153 | 197.1273 | 202.6102 | 203.4521 | 205.796 | 204.3365 | 200.95 | 202.9637 | 196.3981 | 186.153 | 176.1179 | 173.196 | 169.6116 | 163.7851 | 158.8303 | 152.9664 | 144.4455 | 139.8446 | -1.6732 | -1.8636 | -1.1654 | -3.3095 | -4.1219 | -3.5711 | -1.383 | -4.1336 | -3.4236 | -4.2108 | -0.0032236 | 0.42292 | 1.4587 | 2.8172 | 7.1922 | 6.5591 | 9.0217 | 8.331 | 4.2629 | 4.3784 | 3.8163 | 3.7484 | 2.6074 | 2.0954 | 50.7344 | 50.2822 | 50.007 | 49.5728 | 49.3962 | 48.9016 | 49.0637 | 48.845 | 49.0394 | 50.5049 | 52.5164 | 54.5077 | 56.1867 | 57.2078 | 57.9164 | 57.9486 | 57.763 | 56.8801 | 55.2198 | 53.7586 | 53.1526 | 52.7456 | 51.9806 | 51.1275 | 5.4155 | 5.4063 | 5.8735 | 5.7961 | 5.7226 | 5.4999 | 6.5394 | 6.0208 | 7.061 | 6.8984 | 6.0198 | 5.5383 | 5.212 | 5.2716 | 4.5617 | 3.7873 | 3.2143 | 3.3381 | 3.3206 | 5.4707 | 5.9293 | 6.104 | 5.3099 | 5.7188
Program Specific1-in-2Size: Over 200kWOther2015February Monthly Peak | Program Specific | 1-in-2 | Size: Over 200kW | Other | 2015 | February Monthly Peak | 2 | 129.8372 | 127.2423 | 122.6649 | 122.0266 | 129.3795 | 149.6587 | 178.5852 | 193.85 | 199.2703 | 200.7004 | 203.6868 | 203.0074 | 200.0668 | 202.4829 | 196.278 | 185.963 | 175.6458 | 172.3782 | 168.4474 | 162.3495 | 157.5391 | 151.9352 | 143.2549 | 138.7937 | -1.6588 | -1.8487 | -1.1549 | -3.2745 | -4.0771 | -3.5268 | -1.3634 | -4.0649 | -3.3672 | -4.1538 | -0.0031906 | 0.42017 | 1.4523 | 2.8105 | 7.1878 | 6.5524 | 8.9975 | 8.2916 | 4.2336 | 4.34 | 3.7853 | 3.7231 | 2.5859 | 2.0796 | 50.8904 | 50.3095 | 49.9289 | 49.5306 | 49.2085 | 48.953 | 48.512 | 48.8358 | 50.2409 | 53.8616 | 57.8705 | 60.9629 | 62.6113 | 63.26 | 63.7721 | 63.7014 | 63.518 | 62.7503 | 60.72 | 58.3395 | 56.9223 | 56.1588 | 55.3218 | 54.1042 | 5.3689 | 5.3631 | 5.8208 | 5.7349 | 5.6604 | 5.4316 | 6.4467 | 5.9207 | 6.9446 | 6.8051 | 5.9581 | 5.5023 | 5.1891 | 5.2591 | 4.5589 | 3.7835 | 3.2056 | 3.3223 | 3.2978 | 5.4228 | 5.8811 | 6.0628 | 5.2661 | 5.6758
Program Specific1-in-2Size: Over 200kWOther2015March Monthly Peak | Program Specific | 1-in-2 | Size: Over 200kW | Other | 2015 | March Monthly Peak | 3 | 134.9606 | 131.4039 | 127.3528 | 124.951 | 131.7597 | 150.5447 | 176.9315 | 194.1694 | 201.8147 | 203.1027 | 207.8281 | 208.2564 | 205.5407 | 209.0357 | 203.888 | 193.8391 | 182.4649 | 171.9639 | 168.4055 | 167.4569 | 165.2145 | 159.2704 | 149.4682 | 143.3532 | -1.7242 | -1.9092 | -1.1991 | -3.353 | -4.1521 | -3.5477 | -1.3507 | -4.0716 | -3.4102 | -4.2036 | -0.0032555 | 0.43103 | 1.492 | 2.9015 | 7.4665 | 6.8299 | 9.3468 | 8.2717 | 4.2326 | 4.4766 | 3.9697 | 3.9029 | 2.698 | 2.148 | 52.4465 | 51.7066 | 51.063 | 50.6601 | 50.086 | 49.8044 | 49.5354 | 49.6054 | 51.2827 | 53.4797 | 56.1341 | 58.8351 | 61.3885 | 63.2676 | 64.1852 | 64.6492 | 64.2812 | 63.2491 | 60.8799 | 57.965 | 56.241 | 54.954 | 53.7511 | 52.5707 | 5.5808 | 5.5385 | 6.0433 | 5.8723 | 5.7646 | 5.4638 | 6.387 | 5.9304 | 7.0333 | 6.8866 | 6.0793 | 5.6445 | 5.331 | 5.4293 | 4.7356 | 3.9437 | 3.3301 | 3.3143 | 3.297 | 5.5933 | 6.1677 | 6.3555 | 5.4945 | 5.8623
Program Specific1-in-2Size: Over 200kWOther2015April Monthly Peak | Program Specific | 1-in-2 | Size: Over 200kW | Other | 2015 | April Monthly Peak | 4 | 134.2969 | 130.9723 | 126.5369 | 123.7007 | 130.2707 | 148.4206 | 173.9887 | 191.4952 | 201.1862 | 205.902 | 213.4165 | 216.2829 | 215.1868 | 219.8813 | 215.3469 | 203.9757 | 190.3995 | 177.7313 | 172.2659 | 169.9403 | 167.0087 | 160.7151 | 149.786 | 143.4191 | -1.7158 | -1.9029 | -1.1914 | -3.3195 | -4.1052 | -3.4976 | -1.3283 | -4.0155 | -3.3996 | -4.2615 | -0.003343 | 0.44765 | 1.562 | 3.052 | 7.8861 | 7.1871 | 9.7532 | 8.5491 | 4.3296 | 4.5429 | 4.0128 | 3.9383 | 2.7038 | 2.1489 | 62.0466 | 61.0444 | 60.2687 | 59.4675 | 58.656 | 58.0134 | 57.53 | 57.3908 | 59.3786 | 63.2637 | 68.0471 | 72.5762 | 76.0677 | 78.2824 | 79.4356 | 79.7658 | 79.2574 | 78.8372 | 77.4141 | 75.0583 | 71.3012 | 68.7641 | 66.6171 | 64.8897 | 5.5534 | 5.5203 | 6.0046 | 5.8135 | 5.6994 | 5.3867 | 6.2807 | 5.8487 | 7.0114 | 6.9815 | 6.2427 | 5.8621 | 5.5812 | 5.711 | 5.0018 | 4.1499 | 3.4749 | 3.4255 | 3.3726 | 5.6763 | 6.2347 | 6.4132 | 5.5062 | 5.865
Program Specific1-in-2Size: Over 200kWOther2015May Monthly Peak | Program Specific | 1-in-2 | Size: Over 200kW | Other | 2015 | May Monthly Peak | 5 | 136.6711 | 133.8674 | 129.1078 | 127.2017 | 134.2851 | 152.7919 | 176.7627 | 198.9204 | 213.0489 | 220.045 | 228.6716 | 230.796 | 228.4241 | 232.5454 | 227.4187 | 213.7051 | 198.6794 | 184.3572 | 177.0063 | 172.4607 | 169.8725 | 164.0264 | 153.7773 | 147.4724 | -1.6048 | -1.8706 | -1.155 | -3.1266 | -3.9916 | -3.48 | -1.6228 | -4.0239 | -3.5849 | -4.5148 | -0.4392 | -0.18692 | 0.98246 | 2.4081 | 7.6571 | 7.174 | 9.4902 | 8.3524 | 4.2956 | 4.3086 | 3.7625 | 3.9123 | 2.7724 | 2.3041 | 64.4984 | 63.4364 | 62.4816 | 61.6612 | 60.8529 | 59.9547 | 59.3801 | 60.0523 | 63.0148 | 66.6672 | 70.6402 | 74.3846 | 77.7487 | 80.1935 | 81.6547 | 82.1055 | 81.9883 | 81.1623 | 79.4117 | 77.137 | 73.2988 | 70.145 | 68.2972 | 66.6171 | 5.528 | 5.519 | 5.9926 | 5.8474 | 5.7466 | 5.4241 | 6.2413 | 5.9427 | 7.2624 | 7.2979 | 6.5427 | 6.1186 | 5.795 | 5.9078 | 5.1667 | 4.2528 | 3.5467 | 3.4755 | 3.3896 | 5.6345 | 6.2029 | 6.4022 | 5.5293 | 5.8989
Program Specific1-in-2Size: Over 200kWOther2015June Monthly Peak | Program Specific | 1-in-2 | Size: Over 200kW | Other | 2015 | June Monthly Peak | 6 | 143.4448 | 140.5184 | 136.0441 | 134.1535 | 140.9038 | 159.5635 | 183.4598 | 204.7748 | 217.8889 | 225.8254 | 234.4332 | 233.0364 | 226.4747 | 229.7011 | 224.6312 | 214.2348 | 199.8282 | 185.9282 | 180.6069 | 175.5621 | 174.9931 | 169.6132 | 159.4163 | 153.3749 | -1.4641 | -1.8475 | -1.1223 | -2.8483 | -3.8141 | -3.4473 | -2.1057 | -3.9171 | -3.6434 | -4.5734 | -1.1135 | -1.1854 | -0.020827 | 1.1762 | 6.5786 | 6.6618 | 8.5186 | 7.6516 | 4.151 | 3.93 | 3.3877 | 3.8811 | 2.8687 | 2.5422 | 67.2331 | 65.9595 | 64.9337 | 64.0654 | 63.1711 | 62.5665 | 62.0643 | 62.8355 | 65.8238 | 69.8868 | 73.7699 | 77.2529 | 79.838 | 82.0402 | 83.1276 | 83.6821 | 83.9549 | 83.6299 | 82.3128 | 79.9481 | 76.793 | 73.2802 | 70.9397 | 69.3433 | 5.6631 | 5.6546 | 6.1635 | 6.0194 | 5.8856 | 5.5289 | 6.3228 | 5.9712 | 7.2497 | 7.3104 | 6.5471 | 6.0302 | 5.6081 | 5.6959 | 4.9812 | 4.1613 | 3.4819 | 3.4213 | 3.3758 | 5.5986 | 6.237 | 6.4618 | 5.5949 | 5.9882
Program Specific1-in-2Size: Over 200kWOther2015July Monthly Peak | Program Specific | 1-in-2 | Size: Over 200kW | Other | 2015 | July Monthly Peak | 7 | 146.6155 | 142.9113 | 138.9577 | 138.2499 | 145.5402 | 165.7406 | 189.1231 | 207.8668 | 218.3971 | 225.2499 | 231.6368 | 229.9631 | 223.7361 | 226.3471 | 221.177 | 212.9616 | 200.3337 | 187.6337 | 183.047 | 178.5368 | 178.1652 | 172.4407 | 162.078 | 155.9369 | -1.1931 | -1.72 | -1.0159 | -2.3112 | -3.4187 | -3.3189 | -2.7562 | -3.668 | -3.621 | -4.481 | -1.9836 | -2.4954 | -1.3454 | -0.4382 | 5.1707 | 5.9121 | 7.1531 | 6.6716 | 3.8901 | 3.3714 | 2.7791 | 3.7205 | 2.9093 | 2.7846 | 69.4434 | 68.5819 | 67.9039 | 67.225 | 66.5474 | 66.098 | 65.7812 | 66.1655 | 68.623 | 72.445 | 76.7436 | 80.4414 | 83.3223 | 85.7304 | 87.4449 | 87.8663 | 87.7678 | 86.7609 | 85.4356 | 83.5497 | 80.2279 | 76.4653 | 74.0109 | 72.4383 | 5.7083 | 5.6714 | 6.2084 | 6.1174 | 5.9952 | 5.6636 | 6.4279 | 5.9776 | 7.1662 | 7.1909 | 6.3795 | 5.8684 | 5.4637 | 5.5352 | 4.8368 | 4.0794 | 3.4424 | 3.4049 | 3.3741 | 5.6148 | 6.2623 | 6.4787 | 5.6097 | 6.004
Program Specific1-in-2Size: Over 200kWOther2015August Monthly Peak | Program Specific | 1-in-2 | Size: Over 200kW | Other | 2015 | August Monthly Peak | 8 | 149.3725 | 145.8422 | 141.5869 | 140.9529 | 148.6771 | 170.2653 | 197.0499 | 219.5461 | 235.5532 | 246.0578 | 254.8898 | 255.4592 | 250.0985 | 254.1375 | 248.1645 | 234.9275 | 217.4249 | 201.5858 | 193.9893 | 189.8317 | 186.8547 | 177.9765 | 166.9201 | 159.6108 | -0.8427 | -1.5595 | -0.87473 | -1.589 | -2.8504 | -3.085 | -3.6077 | -3.4814 | -3.8651 | -4.7885 | -3.3553 | -4.5484 | -3.2903 | -2.6551 | 4.0331 | 5.577 | 5.9475 | 5.8069 | 3.7175 | 2.7828 | 2.0671 | 3.5593 | 2.9872 | 3.0971 | 73.6674 | 72.8139 | 71.879 | 70.7724 | 70.0435 | 69.3948 | 68.8302 | 68.8544 | 71.5502 | 76.4576 | 81.3858 | 85.3175 | 88.3412 | 90.5487 | 91.8058 | 91.9892 | 91.9373 | 90.7046 | 88.716 | 86.072 | 82.2993 | 79.6112 | 77.7757 | 76.0507 | 5.8962 | 5.8678 | 6.4135 | 6.3234 | 6.2092 | 5.8988 | 6.7901 | 6.4009 | 7.8361 | 7.964 | 7.1172 | 6.6093 | 6.192 | 6.3008 | 5.5022 | 4.5625 | 3.7879 | 3.7087 | 3.6253 | 6.0527 | 6.6586 | 6.7793 | 5.8573 | 6.2306
Program Specific1-in-2Size: Over 200kWOther2015September Monthly Peak | Program Specific | 1-in-2 | Size: Over 200kW | Other | 2015 | September Monthly Peak | 9 | 147.3744 | 143.6343 | 139.1112 | 139.1552 | 147.3862 | 168.878 | 197.237 | 218.8948 | 236.3111 | 245.7709 | 253.9618 | 254.3776 | 248.813 | 252.7742 | 246.6464 | 232.192 | 214.1014 | 198.5055 | 192.1548 | 189.8627 | 184.3874 | 176.0733 | 164.7971 | 157.3576 | -1.181 | -1.7191 | -1.0092 | -2.2887 | -3.4304 | -3.3657 | -2.9111 | -3.8431 | -3.916 | -4.8839 | -2.2329 | -2.8483 | -1.5846 | -0.59637 | 5.6787 | 6.3995 | 7.5557 | 6.9916 | 4.0637 | 3.5453 | 2.8346 | 3.785 | 2.9577 | 2.8221 | 68.7464 | 67.7068 | 66.9078 | 65.9956 | 65.3684 | 64.7651 | 64.5773 | 64.3384 | 66.3151 | 71.2443 | 76.8974 | 82.1803 | 86.4632 | 89.1106 | 90.3247 | 90.5925 | 89.9519 | 88.7162 | 86.2379 | 82.7633 | 79.0234 | 76.6352 | 75.1399 | 74.04 | 5.7372 | 5.6994 | 6.2146 | 6.1568 | 6.0706 | 5.7702 | 6.7029 | 6.294 | 7.7531 | 7.8452 | 6.9937 | 6.4908 | 6.0754 | 6.1807 | 5.3932 | 4.4473 | 3.6786 | 3.6018 | 3.5416 | 5.9703 | 6.4803 | 6.6145 | 5.7032 | 6.0581
Program Specific1-in-2Size: Over 200kWOther2015October Monthly Peak | Program Specific | 1-in-2 | Size: Over 200kW | Other | 2015 | October Monthly Peak | 10 | 132.0468 | 129.6954 | 124.4316 | 123.3513 | 130.5074 | 150.7637 | 179.9767 | 198.3858 | 209.2425 | 217.3805 | 225.2561 | 228.0939 | 227.7401 | 231.8224 | 225.9317 | 212.4852 | 197.5273 | 189.9283 | 182.3326 | 173.6617 | 166.5924 | 159.1956 | 148.1925 | 142.6045 | -1.1245 | -1.5873 | -0.93105 | -2.164 | -3.151 | -3.0625 | -2.521 | -3.5545 | -3.4746 | -4.3387 | -1.7719 | -2.2346 | -1.1228 | -0.14961 | 5.526 | 6.0284 | 7.303 | 6.9477 | 3.9327 | 3.3905 | 2.7132 | 3.4728 | 2.6613 | 2.5131 | 68.8641 | 68.2986 | 67.2455 | 66.2706 | 65.5648 | 64.8027 | 64.4408 | 64.4694 | 65.2731 | 69.8116 | 75.7752 | 81.1614 | 84.8994 | 87.0188 | 88.3126 | 88.3846 | 87.3089 | 85.9473 | 83.6213 | 79.9488 | 76.3994 | 73.8078 | 71.7425 | 70.2242 | 5.1454 | 5.1512 | 5.5641 | 5.4628 | 5.3805 | 5.1561 | 6.1222 | 5.7097 | 6.8716 | 6.9456 | 6.209 | 5.8256 | 5.5661 | 5.6738 | 4.945 | 4.0737 | 3.3971 | 3.4494 | 3.3638 | 5.466 | 5.8604 | 5.9861 | 5.1334 | 5.4953
Program Specific1-in-2Size: Over 200kWOther2015November Monthly Peak | Program Specific | 1-in-2 | Size: Over 200kW | Other | 2015 | November Monthly Peak | 11 | 135.2391 | 132.4995 | 127.9683 | 126.5255 | 133.9933 | 154.0666 | 179.4664 | 197.6459 | 207.975 | 212.3178 | 218.5578 | 220.1875 | 218.1149 | 221.1348 | 215.287 | 201.7111 | 189.7566 | 184.0663 | 177.1154 | 169.7618 | 164.273 | 158.437 | 147.6871 | 142.3043 | -1.7278 | -1.9251 | -1.2049 | -3.3953 | -4.2225 | -3.6307 | -1.3701 | -4.1445 | -3.5143 | -4.3943 | -0.0034235 | 0.45573 | 1.5833 | 3.0694 | 7.884 | 7.1073 | 9.7203 | 8.8538 | 4.4515 | 4.5382 | 3.9471 | 3.8825 | 2.6659 | 2.1322 | 58.1487 | 57.2085 | 56.2419 | 55.4333 | 54.5643 | 54.0346 | 53.5527 | 53.3922 | 56.8008 | 62.1726 | 68.2786 | 73.4887 | 76.9369 | 78.5181 | 79.0987 | 78.6853 | 76.4661 | 72.3688 | 68.0085 | 65.3376 | 63.2396 | 61.5976 | 60.5404 | 59.461 | 5.5923 | 5.5847 | 6.0725 | 5.9463 | 5.8623 | 5.5916 | 6.4785 | 6.0366 | 7.248 | 7.199 | 6.3931 | 5.9679 | 5.6572 | 5.7435 | 5.0004 | 4.1039 | 3.4632 | 3.5476 | 3.4675 | 5.6703 | 6.1325 | 6.3222 | 5.429 | 5.8194
Program Specific1-in-2Size: Over 200kWOther2015December Monthly Peak | Program Specific | 1-in-2 | Size: Over 200kW | Other | 2015 | December Monthly Peak | 12 | 129.415 | 126.8736 | 123.0504 | 122.7829 | 130.3166 | 150.0743 | 176.5204 | 191.3702 | 197.7099 | 198.113 | 198.6156 | 195.125 | 190.0607 | 189.9401 | 182.9834 | 174.3811 | 168.2788 | 166.8014 | 163.2336 | 158.2996 | 153.3969 | 147.4286 | 139.5883 | 135.3125 | -1.6534 | -1.8434 | -1.1586 | -3.2948 | -4.1067 | -3.5366 | -1.3476 | -4.0129 | -3.3408 | -4.1003 | -0.0031112 | 0.40386 | 1.3796 | 2.6364 | 6.701 | 6.1443 | 8.6201 | 8.0234 | 4.1026 | 4.2318 | 3.6857 | 3.6127 | 2.5197 | 2.0275 | 46.9167 | 46.3612 | 45.3556 | 44.488 | 43.8061 | 43.2631 | 43.0949 | 42.7972 | 43.1221 | 45.914 | 48.5933 | 50.9158 | 52.5283 | 53.442 | 54.0763 | 54.2103 | 53.6956 | 52.4692 | 50.7807 | 49.4902 | 48.4573 | 47.6202 | 46.7976 | 45.7963 | 5.3515 | 5.3476 | 5.8391 | 5.7704 | 5.7014 | 5.4467 | 6.3721 | 5.8449 | 6.8902 | 6.7174 | 5.8098 | 5.2886 | 4.9295 | 4.9333 | 4.2501 | 3.5478 | 3.0712 | 3.2148 | 3.1958 | 5.2875 | 5.7265 | 5.883 | 5.1313 | 5.5335
Program Specific1-in-2Size: Over 200kWOther2015Typical Event Day | Program Specific | 1-in-2 | Size: Over 200kW | Other | 2015 | Typical Event Day | 8 | 146.6707 | 143.1961 | 139.096 | 138.3454 | 145.9651 | 166.8377 | 192.4231 | 212.4797 | 226.1009 | 234.7087 | 242.4946 | 242.8118 | 237.0644 | 241.0355 | 235.4982 | 223.4687 | 207.4749 | 192.9142 | 186.3146 | 182.8126 | 181.0132 | 173.2986 | 162.9686 | 156.3534 | -1.1734 | -1.7128 | -1.0082 | -2.2713 | -3.3939 | -3.3233 | -2.844 | -3.7284 | -3.7466 | -4.6635 | -2.1382 | -2.728 | -1.519 | -0.57983 | 5.4129 | 6.1542 | 7.3125 | 6.7875 | 3.9381 | 3.4095 | 2.7782 | 3.7239 | 2.9248 | 2.8054 | 69.7725 | 68.7655 | 67.9061 | 67.0146 | 66.2826 | 65.7061 | 65.3133 | 65.5484 | 68.078 | 72.5084 | 77.1991 | 81.298 | 84.4911 | 86.8575 | 88.1757 | 88.5325 | 88.403 | 87.4529 | 85.6756 | 83.0833 | 79.5859 | 76.498 | 74.4665 | 72.9681 | 5.7098 | 5.682 | 6.2139 | 6.121 | 6.012 | 5.7004 | 6.5393 | 6.1095 | 7.4181 | 7.4921 | 6.6778 | 6.1956 | 5.7885 | 5.8937 | 5.1494 | 4.2802 | 3.5648 | 3.5003 | 3.434 | 5.7486 | 6.3616 | 6.5102 | 5.6399 | 6.0194
Program Specific1-in-2Size: Over 200kWOther2016January Monthly Peak | Program Specific | 1-in-2 | Size: Over 200kW | Other | 2016 | January Monthly Peak | 1 | 130.9633 | 128.2677 | 123.7753 | 123.3292 | 130.8011 | 151.5412 | 181.153 | 197.1273 | 202.6102 | 203.4521 | 205.796 | 204.3365 | 200.95 | 202.9637 | 196.3981 | 186.153 | 176.1179 | 173.196 | 169.6116 | 163.7851 | 158.8303 | 152.9664 | 144.4455 | 139.8446 | -1.6732 | -1.8636 | -1.1654 | -3.3095 | -4.1219 | -3.5711 | -1.383 | -4.1336 | -3.4236 | -4.2108 | -0.0032236 | 0.42292 | 1.4587 | 2.8172 | 7.1922 | 6.5591 | 9.0217 | 8.331 | 4.2629 | 4.3784 | 3.8163 | 3.7484 | 2.6074 | 2.0954 | 50.7344 | 50.2822 | 50.007 | 49.5728 | 49.3962 | 48.9016 | 49.0637 | 48.845 | 49.0394 | 50.5049 | 52.5164 | 54.5077 | 56.1867 | 57.2078 | 57.9164 | 57.9486 | 57.763 | 56.8801 | 55.2198 | 53.7586 | 53.1526 | 52.7456 | 51.9806 | 51.1275 | 5.4155 | 5.4063 | 5.8735 | 5.7961 | 5.7226 | 5.4999 | 6.5394 | 6.0208 | 7.061 | 6.8984 | 6.0198 | 5.5383 | 5.212 | 5.2716 | 4.5617 | 3.7873 | 3.2143 | 3.3381 | 3.3206 | 5.4707 | 5.9293 | 6.104 | 5.3099 | 5.7188
Program Specific1-in-2Size: Over 200kWOther2016February Monthly Peak | Program Specific | 1-in-2 | Size: Over 200kW | Other | 2016 | February Monthly Peak | 2 | 129.8372 | 127.2423 | 122.6649 | 122.0266 | 129.3795 | 149.6588 | 178.5852 | 193.85 | 199.2704 | 200.7004 | 203.6868 | 203.0074 | 200.0668 | 202.4829 | 196.2781 | 185.963 | 175.6458 | 172.3783 | 168.4474 | 162.3495 | 157.5391 | 151.9352 | 143.2549 | 138.7937 | -1.6588 | -1.8487 | -1.1549 | -3.2745 | -4.0771 | -3.5268 | -1.3634 | -4.0649 | -3.3672 | -4.1538 | -0.0031906 | 0.42017 | 1.4523 | 2.8105 | 7.1878 | 6.5524 | 8.9975 | 8.2916 | 4.2336 | 4.34 | 3.7853 | 3.7231 | 2.5859 | 2.0796 | 50.8904 | 50.3095 | 49.9289 | 49.5306 | 49.2085 | 48.953 | 48.512 | 48.8358 | 50.2409 | 53.8616 | 57.8705 | 60.9629 | 62.6113 | 63.26 | 63.7721 | 63.7014 | 63.518 | 62.7503 | 60.72 | 58.3395 | 56.9223 | 56.1588 | 55.3218 | 54.1042 | 5.3689 | 5.3631 | 5.8208 | 5.7349 | 5.6604 | 5.4316 | 6.4467 | 5.9207 | 6.9446 | 6.8051 | 5.9581 | 5.5023 | 5.1891 | 5.2591 | 4.5589 | 3.7835 | 3.2056 | 3.3223 | 3.2978 | 5.4228 | 5.8811 | 6.0628 | 5.2661 | 5.6758
Program Specific1-in-2Size: Over 200kWOther2016March Monthly Peak | Program Specific | 1-in-2 | Size: Over 200kW | Other | 2016 | March Monthly Peak | 3 | 134.9606 | 131.4039 | 127.3528 | 124.951 | 131.7597 | 150.5447 | 176.9315 | 194.1694 | 201.8147 | 203.1027 | 207.8281 | 208.2564 | 205.5407 | 209.0357 | 203.888 | 193.8391 | 182.4649 | 171.9639 | 168.4055 | 167.4569 | 165.2145 | 159.2704 | 149.4682 | 143.3532 | -1.7242 | -1.9092 | -1.1991 | -3.353 | -4.1521 | -3.5477 | -1.3507 | -4.0716 | -3.4102 | -4.2036 | -0.0032555 | 0.43103 | 1.492 | 2.9015 | 7.4665 | 6.8299 | 9.3468 | 8.2717 | 4.2326 | 4.4766 | 3.9697 | 3.9029 | 2.698 | 2.148 | 52.4465 | 51.7066 | 51.063 | 50.6601 | 50.086 | 49.8044 | 49.5354 | 49.6054 | 51.2827 | 53.4797 | 56.1341 | 58.8351 | 61.3885 | 63.2676 | 64.1852 | 64.6492 | 64.2812 | 63.2491 | 60.8799 | 57.965 | 56.241 | 54.954 | 53.7511 | 52.5707 | 5.5808 | 5.5385 | 6.0433 | 5.8723 | 5.7646 | 5.4638 | 6.387 | 5.9304 | 7.0333 | 6.8866 | 6.0793 | 5.6445 | 5.331 | 5.4293 | 4.7356 | 3.9437 | 3.3301 | 3.3143 | 3.297 | 5.5933 | 6.1677 | 6.3555 | 5.4945 | 5.8623
Program Specific1-in-2Size: Over 200kWOther2016April Monthly Peak | Program Specific | 1-in-2 | Size: Over 200kW | Other | 2016 | April Monthly Peak | 4 | 134.2969 | 130.9723 | 126.5369 | 123.7007 | 130.2707 | 148.4206 | 173.9887 | 191.4952 | 201.1862 | 205.902 | 213.4165 | 216.2829 | 215.1868 | 219.8813 | 215.3469 | 203.9757 | 190.3995 | 177.7313 | 172.2659 | 169.9403 | 167.0087 | 160.7151 | 149.786 | 143.4191 | -1.7158 | -1.9029 | -1.1914 | -3.3195 | -4.1052 | -3.4976 | -1.3283 | -4.0155 | -3.3996 | -4.2615 | -0.003343 | 0.44765 | 1.562 | 3.052 | 7.8861 | 7.1871 | 9.7532 | 8.5491 | 4.3296 | 4.5429 | 4.0128 | 3.9383 | 2.7038 | 2.1489 | 62.0466 | 61.0444 | 60.2687 | 59.4675 | 58.656 | 58.0134 | 57.53 | 57.3908 | 59.3786 | 63.2637 | 68.0471 | 72.5762 | 76.0677 | 78.2824 | 79.4356 | 79.7658 | 79.2575 | 78.8372 | 77.4141 | 75.0583 | 71.3012 | 68.7641 | 66.6171 | 64.8897 | 5.5534 | 5.5203 | 6.0046 | 5.8135 | 5.6994 | 5.3867 | 6.2807 | 5.8487 | 7.0114 | 6.9815 | 6.2427 | 5.8621 | 5.5812 | 5.711 | 5.0018 | 4.1499 | 3.4749 | 3.4255 | 3.3726 | 5.6763 | 6.2347 | 6.4132 | 5.5062 | 5.865
Program Specific1-in-2Size: Over 200kWOther2016May Monthly Peak | Program Specific | 1-in-2 | Size: Over 200kW | Other | 2016 | May Monthly Peak | 5 | 136.6711 | 133.8674 | 129.1078 | 127.2017 | 134.2851 | 152.7919 | 176.7627 | 198.9204 | 213.0488 | 220.045 | 228.6716 | 230.796 | 228.4241 | 232.5454 | 227.4187 | 213.7051 | 198.6794 | 184.3572 | 177.0063 | 172.4607 | 169.8725 | 164.0264 | 153.7773 | 147.4724 | -1.6048 | -1.8706 | -1.155 | -3.1266 | -3.9916 | -3.48 | -1.6228 | -4.0239 | -3.5849 | -4.5148 | -0.4392 | -0.18692 | 0.98246 | 2.4081 | 7.6571 | 7.174 | 9.4902 | 8.3524 | 4.2956 | 4.3086 | 3.7625 | 3.9123 | 2.7724 | 2.3041 | 64.4984 | 63.4364 | 62.4816 | 61.6612 | 60.8529 | 59.9547 | 59.3801 | 60.0523 | 63.0148 | 66.6672 | 70.6402 | 74.3846 | 77.7487 | 80.1935 | 81.6547 | 82.1055 | 81.9883 | 81.1623 | 79.4117 | 77.137 | 73.2988 | 70.145 | 68.2972 | 66.6171 | 5.528 | 5.519 | 5.9926 | 5.8474 | 5.7466 | 5.4241 | 6.2413 | 5.9427 | 7.2624 | 7.2979 | 6.5427 | 6.1186 | 5.795 | 5.9078 | 5.1667 | 4.2528 | 3.5467 | 3.4755 | 3.3896 | 5.6345 | 6.2029 | 6.4022 | 5.5293 | 5.8989
Program Specific1-in-2Size: Over 200kWOther2016June Monthly Peak | Program Specific | 1-in-2 | Size: Over 200kW | Other | 2016 | June Monthly Peak | 6 | 143.4448 | 140.5184 | 136.0441 | 134.1535 | 140.9038 | 159.5635 | 183.4599 | 204.7748 | 217.8889 | 225.8254 | 234.4332 | 233.0364 | 226.4747 | 229.7011 | 224.6312 | 214.2348 | 199.8282 | 185.9282 | 180.6069 | 175.5621 | 174.9931 | 169.6132 | 159.4163 | 153.3748 | -1.4641 | -1.8475 | -1.1223 | -2.8483 | -3.8141 | -3.4473 | -2.1057 | -3.9171 | -3.6434 | -4.5734 | -1.1135 | -1.1854 | -0.020827 | 1.1762 | 6.5786 | 6.6618 | 8.5186 | 7.6516 | 4.151 | 3.93 | 3.3877 | 3.8811 | 2.8687 | 2.5422 | 67.2331 | 65.9595 | 64.9337 | 64.0654 | 63.1711 | 62.5665 | 62.0643 | 62.8355 | 65.8238 | 69.8868 | 73.7699 | 77.2529 | 79.838 | 82.0402 | 83.1276 | 83.6821 | 83.9549 | 83.6299 | 82.3128 | 79.9481 | 76.793 | 73.2802 | 70.9397 | 69.3433 | 5.6631 | 5.6546 | 6.1635 | 6.0194 | 5.8856 | 5.5289 | 6.3228 | 5.9712 | 7.2497 | 7.3104 | 6.5471 | 6.0302 | 5.6081 | 5.6959 | 4.9812 | 4.1613 | 3.4819 | 3.4213 | 3.3758 | 5.5986 | 6.237 | 6.4618 | 5.5949 | 5.9882
Program Specific1-in-2Size: Over 200kWOther2016July Monthly Peak | Program Specific | 1-in-2 | Size: Over 200kW | Other | 2016 | July Monthly Peak | 7 | 146.6155 | 142.9113 | 138.9577 | 138.2499 | 145.5402 | 165.7406 | 189.1231 | 207.8668 | 218.3971 | 225.2499 | 231.6368 | 229.9631 | 223.7361 | 226.3471 | 221.177 | 212.9616 | 200.3337 | 187.6338 | 183.047 | 178.5368 | 178.1652 | 172.4407 | 162.078 | 155.9369 | -1.1931 | -1.72 | -1.0159 | -2.3112 | -3.4187 | -3.3189 | -2.7562 | -3.668 | -3.621 | -4.481 | -1.9836 | -2.4954 | -1.3454 | -0.4382 | 5.1707 | 5.9121 | 7.1531 | 6.6716 | 3.8901 | 3.3714 | 2.7791 | 3.7205 | 2.9093 | 2.7846 | 69.4434 | 68.5819 | 67.9039 | 67.225 | 66.5474 | 66.098 | 65.7812 | 66.1655 | 68.623 | 72.445 | 76.7436 | 80.4414 | 83.3223 | 85.7304 | 87.4449 | 87.8663 | 87.7678 | 86.7609 | 85.4356 | 83.5497 | 80.2279 | 76.4653 | 74.0109 | 72.4383 | 5.7083 | 5.6714 | 6.2084 | 6.1174 | 5.9952 | 5.6636 | 6.4279 | 5.9776 | 7.1662 | 7.1909 | 6.3795 | 5.8684 | 5.4637 | 5.5352 | 4.8368 | 4.0794 | 3.4424 | 3.4049 | 3.3741 | 5.6148 | 6.2623 | 6.4787 | 5.6097 | 6.004
Program Specific1-in-2Size: Over 200kWOther2016August Monthly Peak | Program Specific | 1-in-2 | Size: Over 200kW | Other | 2016 | August Monthly Peak | 8 | 149.3725 | 145.8421 | 141.5869 | 140.9529 | 148.6771 | 170.2653 | 197.0499 | 219.5461 | 235.5532 | 246.0578 | 254.8898 | 255.4592 | 250.0985 | 254.1375 | 248.1645 | 234.9275 | 217.425 | 201.5858 | 193.9893 | 189.8317 | 186.8547 | 177.9765 | 166.9201 | 159.6108 | -0.8427 | -1.5595 | -0.87473 | -1.589 | -2.8504 | -3.085 | -3.6077 | -3.4814 | -3.8651 | -4.7885 | -3.3553 | -4.5484 | -3.2903 | -2.6551 | 4.0331 | 5.577 | 5.9475 | 5.8069 | 3.7175 | 2.7828 | 2.0671 | 3.5593 | 2.9872 | 3.0971 | 73.6674 | 72.8139 | 71.879 | 70.7724 | 70.0435 | 69.3948 | 68.8302 | 68.8544 | 71.5502 | 76.4576 | 81.3858 | 85.3175 | 88.3412 | 90.5487 | 91.8058 | 91.9892 | 91.9373 | 90.7046 | 88.716 | 86.072 | 82.2993 | 79.6112 | 77.7756 | 76.0507 | 5.8962 | 5.8678 | 6.4135 | 6.3234 | 6.2092 | 5.8988 | 6.7901 | 6.4009 | 7.8361 | 7.964 | 7.1172 | 6.6093 | 6.192 | 6.3008 | 5.5022 | 4.5625 | 3.7879 | 3.7087 | 3.6253 | 6.0527 | 6.6586 | 6.7793 | 5.8573 | 6.2306
Program Specific1-in-2Size: Over 200kWOther2016September Monthly Peak | Program Specific | 1-in-2 | Size: Over 200kW | Other | 2016 | September Monthly Peak | 9 | 147.3744 | 143.6343 | 139.1112 | 139.1552 | 147.3862 | 168.878 | 197.237 | 218.8948 | 236.3111 | 245.7709 | 253.9618 | 254.3776 | 248.813 | 252.7742 | 246.6463 | 232.1919 | 214.1014 | 198.5055 | 192.1548 | 189.8627 | 184.3874 | 176.0733 | 164.7971 | 157.3576 | -1.181 | -1.7191 | -1.0092 | -2.2887 | -3.4304 | -3.3657 | -2.9111 | -3.8431 | -3.916 | -4.8839 | -2.2329 | -2.8483 | -1.5846 | -0.59637 | 5.6787 | 6.3995 | 7.5557 | 6.9916 | 4.0637 | 3.5453 | 2.8346 | 3.785 | 2.9577 | 2.8221 | 68.7464 | 67.7068 | 66.9078 | 65.9956 | 65.3684 | 64.7652 | 64.5773 | 64.3384 | 66.3151 | 71.2443 | 76.8973 | 82.1803 | 86.4632 | 89.1106 | 90.3247 | 90.5925 | 89.9519 | 88.7162 | 86.2379 | 82.7633 | 79.0234 | 76.6352 | 75.1399 | 74.04 | 5.7372 | 5.6994 | 6.2146 | 6.1568 | 6.0706 | 5.7702 | 6.7029 | 6.294 | 7.7531 | 7.8452 | 6.9937 | 6.4908 | 6.0754 | 6.1807 | 5.3932 | 4.4473 | 3.6786 | 3.6018 | 3.5416 | 5.9703 | 6.4803 | 6.6145 | 5.7032 | 6.0581
Program Specific1-in-2Size: Over 200kWOther2016October Monthly Peak | Program Specific | 1-in-2 | Size: Over 200kW | Other | 2016 | October Monthly Peak | 10 | 132.0468 | 129.6954 | 124.4316 | 123.3513 | 130.5074 | 150.7637 | 179.9767 | 198.3858 | 209.2425 | 217.3805 | 225.2561 | 228.0939 | 227.7401 | 231.8224 | 225.9318 | 212.4852 | 197.5273 | 189.9283 | 182.3326 | 173.6616 | 166.5924 | 159.1956 | 148.1926 | 142.6045 | -1.1245 | -1.5873 | -0.93105 | -2.164 | -3.151 | -3.0625 | -2.521 | -3.5545 | -3.4746 | -4.3387 | -1.7719 | -2.2346 | -1.1228 | -0.14961 | 5.526 | 6.0284 | 7.303 | 6.9477 | 3.9327 | 3.3905 | 2.7132 | 3.4728 | 2.6613 | 2.5131 | 68.8641 | 68.2986 | 67.2455 | 66.2706 | 65.5648 | 64.8027 | 64.4408 | 64.4694 | 65.2731 | 69.8116 | 75.7752 | 81.1614 | 84.8994 | 87.0188 | 88.3126 | 88.3846 | 87.3089 | 85.9473 | 83.6213 | 79.9488 | 76.3994 | 73.8078 | 71.7425 | 70.2242 | 5.1454 | 5.1512 | 5.5641 | 5.4628 | 5.3805 | 5.1561 | 6.1222 | 5.7097 | 6.8716 | 6.9456 | 6.209 | 5.8256 | 5.5661 | 5.6738 | 4.945 | 4.0737 | 3.3971 | 3.4494 | 3.3638 | 5.466 | 5.8604 | 5.9861 | 5.1334 | 5.4953
Program Specific1-in-2Size: Over 200kWOther2016November Monthly Peak | Program Specific | 1-in-2 | Size: Over 200kW | Other | 2016 | November Monthly Peak | 11 | 135.2391 | 132.4995 | 127.9683 | 126.5255 | 133.9933 | 154.0666 | 179.4664 | 197.6459 | 207.975 | 212.3178 | 218.5578 | 220.1875 | 218.1149 | 221.1348 | 215.287 | 201.7111 | 189.7566 | 184.0663 | 177.1154 | 169.7618 | 164.273 | 158.437 | 147.6871 | 142.3043 | -1.7278 | -1.9251 | -1.2049 | -3.3953 | -4.2225 | -3.6307 | -1.3701 | -4.1445 | -3.5143 | -4.3943 | -0.0034235 | 0.45573 | 1.5833 | 3.0694 | 7.884 | 7.1073 | 9.7203 | 8.8538 | 4.4515 | 4.5382 | 3.9471 | 3.8825 | 2.6659 | 2.1322 | 58.1487 | 57.2085 | 56.2419 | 55.4333 | 54.5643 | 54.0346 | 53.5527 | 53.3922 | 56.8008 | 62.1726 | 68.2786 | 73.4887 | 76.9369 | 78.5181 | 79.0987 | 78.6853 | 76.4661 | 72.3688 | 68.0085 | 65.3376 | 63.2396 | 61.5976 | 60.5404 | 59.461 | 5.5923 | 5.5847 | 6.0725 | 5.9463 | 5.8623 | 5.5916 | 6.4785 | 6.0366 | 7.248 | 7.199 | 6.3931 | 5.9679 | 5.6572 | 5.7435 | 5.0004 | 4.1039 | 3.4632 | 3.5476 | 3.4675 | 5.6703 | 6.1325 | 6.3222 | 5.429 | 5.8194
Program Specific1-in-2Size: Over 200kWOther2016December Monthly Peak | Program Specific | 1-in-2 | Size: Over 200kW | Other | 2016 | December Monthly Peak | 12 | 129.415 | 126.8736 | 123.0504 | 122.7829 | 130.3166 | 150.0743 | 176.5204 | 191.3702 | 197.7099 | 198.1129 | 198.6156 | 195.125 | 190.0607 | 189.9401 | 182.9834 | 174.3811 | 168.2788 | 166.8014 | 163.2336 | 158.2997 | 153.3969 | 147.4286 | 139.5883 | 135.3125 | -1.6534 | -1.8434 | -1.1586 | -3.2948 | -4.1067 | -3.5366 | -1.3476 | -4.0129 | -3.3408 | -4.1003 | -0.0031112 | 0.40386 | 1.3796 | 2.6364 | 6.701 | 6.1443 | 8.6201 | 8.0234 | 4.1026 | 4.2318 | 3.6857 | 3.6127 | 2.5197 | 2.0275 | 46.9167 | 46.3612 | 45.3556 | 44.488 | 43.8061 | 43.2631 | 43.0949 | 42.7972 | 43.1221 | 45.914 | 48.5933 | 50.9158 | 52.5283 | 53.442 | 54.0763 | 54.2103 | 53.6956 | 52.4692 | 50.7807 | 49.4902 | 48.4573 | 47.6202 | 46.7976 | 45.7963 | 5.3515 | 5.3476 | 5.8391 | 5.7704 | 5.7014 | 5.4467 | 6.3721 | 5.8449 | 6.8902 | 6.7174 | 5.8098 | 5.2886 | 4.9295 | 4.9333 | 4.2501 | 3.5478 | 3.0712 | 3.2148 | 3.1958 | 5.2875 | 5.7265 | 5.883 | 5.1313 | 5.5335
Program Specific1-in-2Size: Over 200kWOther2016Typical Event Day | Program Specific | 1-in-2 | Size: Over 200kW | Other | 2016 | Typical Event Day | 8 | 146.6707 | 143.1961 | 139.0959 | 138.3454 | 145.9651 | 166.8377 | 192.4231 | 212.4797 | 226.1009 | 234.7087 | 242.4946 | 242.8118 | 237.0644 | 241.0355 | 235.4982 | 223.4687 | 207.4749 | 192.9142 | 186.3146 | 182.8126 | 181.0132 | 173.2986 | 162.9686 | 156.3534 | -1.1734 | -1.7128 | -1.0082 | -2.2713 | -3.3939 | -3.3233 | -2.844 | -3.7284 | -3.7466 | -4.6635 | -2.1382 | -2.728 | -1.519 | -0.57983 | 5.4129 | 6.1542 | 7.3125 | 6.7875 | 3.9381 | 3.4095 | 2.7782 | 3.7239 | 2.9248 | 2.8054 | 69.7725 | 68.7655 | 67.9061 | 67.0146 | 66.2826 | 65.7061 | 65.3133 | 65.5484 | 68.078 | 72.5084 | 77.1991 | 81.298 | 84.4911 | 86.8575 | 88.1757 | 88.5325 | 88.403 | 87.4529 | 85.6756 | 83.0833 | 79.5859 | 76.498 | 74.4665 | 72.9681 | 5.7098 | 5.682 | 6.2139 | 6.121 | 6.012 | 5.7004 | 6.5393 | 6.1095 | 7.4181 | 7.4921 | 6.6778 | 6.1956 | 5.7885 | 5.8937 | 5.1494 | 4.2802 | 3.5648 | 3.5003 | 3.434 | 5.7486 | 6.3616 | 6.5102 | 5.6399 | 6.0194
Program Specific1-in-2Size: Over 200kWOther2017January Monthly Peak | Program Specific | 1-in-2 | Size: Over 200kW | Other | 2017 | January Monthly Peak | 1 | 130.9633 | 128.2677 | 123.7752 | 123.3292 | 130.8011 | 151.5412 | 181.153 | 197.1273 | 202.6102 | 203.4521 | 205.796 | 204.3365 | 200.95 | 202.9637 | 196.3981 | 186.153 | 176.1179 | 173.196 | 169.6116 | 163.7851 | 158.8303 | 152.9664 | 144.4455 | 139.8446 | -1.6732 | -1.8636 | -1.1654 | -3.3095 | -4.1219 | -3.5711 | -1.383 | -4.1336 | -3.4236 | -4.2108 | -0.0032236 | 0.42292 | 1.4587 | 2.8172 | 7.1922 | 6.5591 | 9.0217 | 8.331 | 4.2629 | 4.3784 | 3.8163 | 3.7484 | 2.6074 | 2.0954 | 50.7344 | 50.2822 | 50.007 | 49.5728 | 49.3962 | 48.9016 | 49.0637 | 48.845 | 49.0394 | 50.5049 | 52.5164 | 54.5077 | 56.1867 | 57.2078 | 57.9164 | 57.9486 | 57.763 | 56.8801 | 55.2197 | 53.7586 | 53.1526 | 52.7456 | 51.9806 | 51.1275 | 5.4155 | 5.4063 | 5.8735 | 5.7961 | 5.7226 | 5.4999 | 6.5394 | 6.0208 | 7.061 | 6.8984 | 6.0198 | 5.5383 | 5.212 | 5.2716 | 4.5617 | 3.7873 | 3.2143 | 3.3381 | 3.3206 | 5.4707 | 5.9293 | 6.104 | 5.3099 | 5.7188
Program Specific1-in-2Size: Over 200kWOther2017February Monthly Peak | Program Specific | 1-in-2 | Size: Over 200kW | Other | 2017 | February Monthly Peak | 2 | 129.8372 | 127.2423 | 122.6648 | 122.0266 | 129.3795 | 149.6587 | 178.5852 | 193.85 | 199.2704 | 200.7004 | 203.6868 | 203.0074 | 200.0668 | 202.4829 | 196.278 | 185.963 | 175.6458 | 172.3783 | 168.4474 | 162.3495 | 157.5391 | 151.9352 | 143.2549 | 138.7937 | -1.6588 | -1.8487 | -1.1549 | -3.2745 | -4.0771 | -3.5268 | -1.3634 | -4.0649 | -3.3672 | -4.1538 | -0.0031906 | 0.42017 | 1.4523 | 2.8105 | 7.1878 | 6.5524 | 8.9975 | 8.2916 | 4.2336 | 4.34 | 3.7853 | 3.7231 | 2.5859 | 2.0796 | 50.8904 | 50.3096 | 49.9289 | 49.5306 | 49.2085 | 48.953 | 48.512 | 48.8358 | 50.2409 | 53.8616 | 57.8705 | 60.9629 | 62.6113 | 63.26 | 63.7721 | 63.7014 | 63.518 | 62.7503 | 60.72 | 58.3395 | 56.9223 | 56.1588 | 55.3218 | 54.1042 | 5.3689 | 5.3631 | 5.8208 | 5.7349 | 5.6604 | 5.4316 | 6.4467 | 5.9207 | 6.9446 | 6.8051 | 5.9581 | 5.5023 | 5.1891 | 5.2591 | 4.5589 | 3.7835 | 3.2056 | 3.3223 | 3.2978 | 5.4228 | 5.8811 | 6.0628 | 5.2661 | 5.6758
Program Specific1-in-2Size: Over 200kWOther2017March Monthly Peak | Program Specific | 1-in-2 | Size: Over 200kW | Other | 2017 | March Monthly Peak | 3 | 134.9606 | 131.4039 | 127.3528 | 124.951 | 131.7597 | 150.5447 | 176.9315 | 194.1693 | 201.8147 | 203.1027 | 207.8281 | 208.2564 | 205.5407 | 209.0357 | 203.888 | 193.8391 | 182.4649 | 171.9639 | 168.4055 | 167.4569 | 165.2145 | 159.2704 | 149.4682 | 143.3532 | -1.7242 | -1.9092 | -1.1991 | -3.353 | -4.1521 | -3.5477 | -1.3507 | -4.0716 | -3.4102 | -4.2036 | -0.0032555 | 0.43103 | 1.492 | 2.9015 | 7.4665 | 6.8299 | 9.3468 | 8.2717 | 4.2326 | 4.4766 | 3.9697 | 3.9029 | 2.698 | 2.148 | 52.4465 | 51.7066 | 51.063 | 50.6601 | 50.086 | 49.8044 | 49.5354 | 49.6054 | 51.2827 | 53.4797 | 56.1341 | 58.8351 | 61.3885 | 63.2676 | 64.1852 | 64.6492 | 64.2812 | 63.2491 | 60.8799 | 57.965 | 56.241 | 54.954 | 53.7511 | 52.5707 | 5.5808 | 5.5385 | 6.0433 | 5.8723 | 5.7646 | 5.4638 | 6.387 | 5.9304 | 7.0333 | 6.8866 | 6.0793 | 5.6445 | 5.331 | 5.4293 | 4.7356 | 3.9437 | 3.3301 | 3.3143 | 3.297 | 5.5933 | 6.1677 | 6.3555 | 5.4945 | 5.8623
Program Specific1-in-2Size: Over 200kWOther2017April Monthly Peak | Program Specific | 1-in-2 | Size: Over 200kW | Other | 2017 | April Monthly Peak | 4 | 134.2969 | 130.9723 | 126.5369 | 123.7007 | 130.2707 | 148.4206 | 173.9887 | 191.4952 | 201.1862 | 205.902 | 213.4165 | 216.2829 | 215.1868 | 219.8813 | 215.3469 | 203.9757 | 190.3995 | 177.7313 | 172.2659 | 169.9403 | 167.0087 | 160.7151 | 149.786 | 143.4191 | -1.7158 | -1.9029 | -1.1914 | -3.3195 | -4.1052 | -3.4976 | -1.3283 | -4.0155 | -3.3996 | -4.2615 | -0.003343 | 0.44765 | 1.562 | 3.052 | 7.8861 | 7.1871 | 9.7532 | 8.5491 | 4.3296 | 4.5429 | 4.0128 | 3.9383 | 2.7038 | 2.1489 | 62.0466 | 61.0444 | 60.2687 | 59.4675 | 58.656 | 58.0134 | 57.53 | 57.3908 | 59.3786 | 63.2637 | 68.0471 | 72.5762 | 76.0677 | 78.2824 | 79.4356 | 79.7658 | 79.2575 | 78.8372 | 77.4141 | 75.0583 | 71.3012 | 68.7641 | 66.6171 | 64.8897 | 5.5534 | 5.5203 | 6.0046 | 5.8135 | 5.6994 | 5.3867 | 6.2807 | 5.8487 | 7.0114 | 6.9815 | 6.2427 | 5.8621 | 5.5812 | 5.711 | 5.0018 | 4.1499 | 3.4749 | 3.4255 | 3.3726 | 5.6763 | 6.2347 | 6.4132 | 5.5062 | 5.865
Program Specific1-in-2Size: Over 200kWOther2017May Monthly Peak | Program Specific | 1-in-2 | Size: Over 200kW | Other | 2017 | May Monthly Peak | 5 | 136.6711 | 133.8674 | 129.1078 | 127.2017 | 134.2851 | 152.7919 | 176.7627 | 198.9204 | 213.0488 | 220.045 | 228.6716 | 230.796 | 228.4241 | 232.5454 | 227.4187 | 213.7051 | 198.6794 | 184.3572 | 177.0063 | 172.4607 | 169.8725 | 164.0264 | 153.7773 | 147.4724 | -1.6048 | -1.8706 | -1.155 | -3.1266 | -3.9916 | -3.48 | -1.6228 | -4.0239 | -3.5849 | -4.5148 | -0.4392 | -0.18692 | 0.98246 | 2.4081 | 7.6571 | 7.174 | 9.4902 | 8.3524 | 4.2956 | 4.3086 | 3.7625 | 3.9123 | 2.7724 | 2.3041 | 64.4984 | 63.4364 | 62.4816 | 61.6612 | 60.8529 | 59.9547 | 59.3801 | 60.0523 | 63.0148 | 66.6672 | 70.6402 | 74.3846 | 77.7487 | 80.1935 | 81.6547 | 82.1055 | 81.9883 | 81.1623 | 79.4117 | 77.137 | 73.2988 | 70.145 | 68.2972 | 66.6171 | 5.528 | 5.519 | 5.9926 | 5.8474 | 5.7466 | 5.4241 | 6.2413 | 5.9427 | 7.2624 | 7.2979 | 6.5427 | 6.1186 | 5.795 | 5.9078 | 5.1667 | 4.2528 | 3.5467 | 3.4755 | 3.3896 | 5.6345 | 6.2029 | 6.4022 | 5.5293 | 5.8989
Program Specific1-in-2Size: Over 200kWOther2017June Monthly Peak | Program Specific | 1-in-2 | Size: Over 200kW | Other | 2017 | June Monthly Peak | 6 | 143.4448 | 140.5184 | 136.0441 | 134.1535 | 140.9038 | 159.5635 | 183.4599 | 204.7748 | 217.8889 | 225.8255 | 234.4332 | 233.0364 | 226.4747 | 229.7011 | 224.6312 | 214.2348 | 199.8282 | 185.9282 | 180.6069 | 175.5621 | 174.9931 | 169.6132 | 159.4163 | 153.3749 | -1.4641 | -1.8475 | -1.1223 | -2.8483 | -3.8141 | -3.4473 | -2.1057 | -3.9171 | -3.6434 | -4.5734 | -1.1135 | -1.1854 | -0.020827 | 1.1762 | 6.5786 | 6.6618 | 8.5186 | 7.6516 | 4.151 | 3.93 | 3.3877 | 3.8811 | 2.8687 | 2.5422 | 67.2331 | 65.9595 | 64.9337 | 64.0654 | 63.1711 | 62.5665 | 62.0643 | 62.8355 | 65.8238 | 69.8868 | 73.7699 | 77.2528 | 79.838 | 82.0402 | 83.1276 | 83.6821 | 83.9549 | 83.6299 | 82.3128 | 79.9481 | 76.793 | 73.2802 | 70.9397 | 69.3433 | 5.6631 | 5.6546 | 6.1635 | 6.0194 | 5.8856 | 5.5289 | 6.3228 | 5.9712 | 7.2497 | 7.3104 | 6.5471 | 6.0302 | 5.6081 | 5.6959 | 4.9812 | 4.1613 | 3.4819 | 3.4213 | 3.3758 | 5.5986 | 6.237 | 6.4618 | 5.5949 | 5.9882
Program Specific1-in-2Size: Over 200kWOther2017July Monthly Peak | Program Specific | 1-in-2 | Size: Over 200kW | Other | 2017 | July Monthly Peak | 7 | 146.6155 | 142.9113 | 138.9577 | 138.2499 | 145.5402 | 165.7406 | 189.1231 | 207.8667 | 218.3971 | 225.2499 | 231.6368 | 229.9631 | 223.7361 | 226.3471 | 221.177 | 212.9616 | 200.3337 | 187.6337 | 183.047 | 178.5368 | 178.1652 | 172.4407 | 162.078 | 155.9369 | -1.1931 | -1.72 | -1.0159 | -2.3112 | -3.4187 | -3.3189 | -2.7562 | -3.668 | -3.621 | -4.481 | -1.9836 | -2.4954 | -1.3454 | -0.4382 | 5.1707 | 5.9121 | 7.1531 | 6.6716 | 3.8901 | 3.3714 | 2.7791 | 3.7205 | 2.9093 | 2.7846 | 69.4434 | 68.5819 | 67.9039 | 67.225 | 66.5474 | 66.098 | 65.7812 | 66.1655 | 68.623 | 72.445 | 76.7436 | 80.4414 | 83.3223 | 85.7304 | 87.4449 | 87.8663 | 87.7678 | 86.7609 | 85.4356 | 83.5497 | 80.2279 | 76.4653 | 74.0109 | 72.4383 | 5.7083 | 5.6714 | 6.2084 | 6.1174 | 5.9952 | 5.6636 | 6.4279 | 5.9776 | 7.1662 | 7.1909 | 6.3795 | 5.8684 | 5.4637 | 5.5352 | 4.8368 | 4.0794 | 3.4424 | 3.4049 | 3.3741 | 5.6148 | 6.2623 | 6.4787 | 5.6097 | 6.004
Program Specific1-in-2Size: Over 200kWOther2017August Monthly Peak | Program Specific | 1-in-2 | Size: Over 200kW | Other | 2017 | August Monthly Peak | 8 | 149.3725 | 145.8422 | 141.5869 | 140.9529 | 148.6771 | 170.2653 | 197.0499 | 219.546 | 235.5532 | 246.0578 | 254.8898 | 255.4592 | 250.0985 | 254.1375 | 248.1645 | 234.9275 | 217.425 | 201.5858 | 193.9893 | 189.8317 | 186.8547 | 177.9765 | 166.9201 | 159.6108 | -0.8427 | -1.5595 | -0.87473 | -1.589 | -2.8504 | -3.085 | -3.6077 | -3.4814 | -3.8651 | -4.7885 | -3.3553 | -4.5484 | -3.2903 | -2.6551 | 4.0331 | 5.577 | 5.9475 | 5.8069 | 3.7175 | 2.7828 | 2.0671 | 3.5593 | 2.9872 | 3.0971 | 73.6674 | 72.8139 | 71.879 | 70.7724 | 70.0435 | 69.3948 | 68.8302 | 68.8544 | 71.5502 | 76.4576 | 81.3858 | 85.3175 | 88.3412 | 90.5487 | 91.8058 | 91.9892 | 91.9373 | 90.7046 | 88.716 | 86.072 | 82.2993 | 79.6112 | 77.7756 | 76.0507 | 5.8962 | 5.8678 | 6.4135 | 6.3234 | 6.2092 | 5.8988 | 6.7901 | 6.4009 | 7.8361 | 7.964 | 7.1172 | 6.6093 | 6.192 | 6.3008 | 5.5022 | 4.5625 | 3.7879 | 3.7087 | 3.6253 | 6.0527 | 6.6586 | 6.7793 | 5.8573 | 6.2306
Program Specific1-in-2Size: Over 200kWOther2017September Monthly Peak | Program Specific | 1-in-2 | Size: Over 200kW | Other | 2017 | September Monthly Peak | 9 | 147.3744 | 143.6343 | 139.1112 | 139.1552 | 147.3862 | 168.878 | 197.237 | 218.8948 | 236.3111 | 245.7709 | 253.9618 | 254.3776 | 248.813 | 252.7742 | 246.6463 | 232.192 | 214.1014 | 198.5055 | 192.1548 | 189.8627 | 184.3874 | 176.0733 | 164.7971 | 157.3576 | -1.181 | -1.7191 | -1.0092 | -2.2887 | -3.4304 | -3.3657 | -2.9111 | -3.8431 | -3.916 | -4.8839 | -2.2329 | -2.8483 | -1.5846 | -0.59637 | 5.6787 | 6.3995 | 7.5557 | 6.9916 | 4.0637 | 3.5453 | 2.8346 | 3.785 | 2.9577 | 2.8221 | 68.7464 | 67.7068 | 66.9078 | 65.9956 | 65.3684 | 64.7651 | 64.5773 | 64.3384 | 66.3151 | 71.2443 | 76.8973 | 82.1803 | 86.4632 | 89.1106 | 90.3247 | 90.5925 | 89.9519 | 88.7162 | 86.2379 | 82.7633 | 79.0234 | 76.6352 | 75.1399 | 74.04 | 5.7372 | 5.6994 | 6.2146 | 6.1568 | 6.0706 | 5.7702 | 6.7029 | 6.294 | 7.7531 | 7.8452 | 6.9937 | 6.4908 | 6.0754 | 6.1807 | 5.3932 | 4.4473 | 3.6786 | 3.6018 | 3.5416 | 5.9703 | 6.4803 | 6.6145 | 5.7032 | 6.0581
Program Specific1-in-2Size: Over 200kWOther2017October Monthly Peak | Program Specific | 1-in-2 | Size: Over 200kW | Other | 2017 | October Monthly Peak | 10 | 132.0468 | 129.6954 | 124.4316 | 123.3513 | 130.5074 | 150.7637 | 179.9767 | 198.3858 | 209.2425 | 217.3805 | 225.2561 | 228.0939 | 227.7401 | 231.8224 | 225.9318 | 212.4852 | 197.5273 | 189.9282 | 182.3326 | 173.6617 | 166.5924 | 159.1956 | 148.1926 | 142.6045 | -1.1245 | -1.5873 | -0.93105 | -2.164 | -3.151 | -3.0625 | -2.521 | -3.5545 | -3.4746 | -4.3387 | -1.7719 | -2.2346 | -1.1228 | -0.14961 | 5.526 | 6.0284 | 7.303 | 6.9477 | 3.9327 | 3.3905 | 2.7132 | 3.4728 | 2.6613 | 2.5131 | 68.8641 | 68.2986 | 67.2455 | 66.2706 | 65.5648 | 64.8027 | 64.4408 | 64.4694 | 65.2731 | 69.8116 | 75.7752 | 81.1614 | 84.8994 | 87.0188 | 88.3126 | 88.3846 | 87.3089 | 85.9473 | 83.6213 | 79.9488 | 76.3994 | 73.8078 | 71.7425 | 70.2242 | 5.1454 | 5.1512 | 5.5641 | 5.4628 | 5.3805 | 5.1561 | 6.1222 | 5.7097 | 6.8716 | 6.9456 | 6.209 | 5.8256 | 5.5661 | 5.6738 | 4.945 | 4.0737 | 3.3971 | 3.4494 | 3.3638 | 5.466 | 5.8604 | 5.9861 | 5.1334 | 5.4953
Program Specific1-in-2Size: Over 200kWOther2017November Monthly Peak | Program Specific | 1-in-2 | Size: Over 200kW | Other | 2017 | November Monthly Peak | 11 | 135.2391 | 132.4995 | 127.9683 | 126.5255 | 133.9933 | 154.0666 | 179.4664 | 197.6459 | 207.975 | 212.3178 | 218.5578 | 220.1875 | 218.1149 | 221.1348 | 215.287 | 201.7111 | 189.7566 | 184.0663 | 177.1154 | 169.7618 | 164.273 | 158.437 | 147.6871 | 142.3043 | -1.7278 | -1.9251 | -1.2049 | -3.3953 | -4.2225 | -3.6307 | -1.3701 | -4.1445 | -3.5143 | -4.3943 | -0.0034235 | 0.45573 | 1.5833 | 3.0694 | 7.884 | 7.1073 | 9.7203 | 8.8538 | 4.4515 | 4.5382 | 3.9471 | 3.8825 | 2.6659 | 2.1322 | 58.1487 | 57.2085 | 56.2419 | 55.4333 | 54.5643 | 54.0346 | 53.5527 | 53.3922 | 56.8008 | 62.1726 | 68.2786 | 73.4887 | 76.9369 | 78.5181 | 79.0987 | 78.6853 | 76.4661 | 72.3688 | 68.0085 | 65.3376 | 63.2396 | 61.5976 | 60.5404 | 59.461 | 5.5923 | 5.5847 | 6.0725 | 5.9463 | 5.8623 | 5.5916 | 6.4785 | 6.0366 | 7.248 | 7.199 | 6.3931 | 5.9679 | 5.6572 | 5.7435 | 5.0004 | 4.1039 | 3.4632 | 3.5476 | 3.4675 | 5.6703 | 6.1325 | 6.3222 | 5.429 | 5.8194
Program Specific1-in-2Size: Over 200kWOther2017December Monthly Peak | Program Specific | 1-in-2 | Size: Over 200kW | Other | 2017 | December Monthly Peak | 12 | 129.415 | 126.8736 | 123.0504 | 122.7829 | 130.3166 | 150.0743 | 176.5204 | 191.3702 | 197.7099 | 198.1129 | 198.6156 | 195.125 | 190.0607 | 189.9401 | 182.9834 | 174.3811 | 168.2788 | 166.8014 | 163.2336 | 158.2997 | 153.3969 | 147.4286 | 139.5883 | 135.3125 | -1.6534 | -1.8434 | -1.1586 | -3.2948 | -4.1067 | -3.5366 | -1.3476 | -4.0129 | -3.3408 | -4.1003 | -0.0031112 | 0.40386 | 1.3796 | 2.6364 | 6.701 | 6.1443 | 8.6201 | 8.0234 | 4.1026 | 4.2318 | 3.6857 | 3.6127 | 2.5197 | 2.0275 | 46.9167 | 46.3612 | 45.3556 | 44.488 | 43.8061 | 43.2631 | 43.0949 | 42.7972 | 43.1221 | 45.914 | 48.5933 | 50.9158 | 52.5283 | 53.442 | 54.0763 | 54.2103 | 53.6956 | 52.4692 | 50.7807 | 49.4902 | 48.4573 | 47.6202 | 46.7976 | 45.7963 | 5.3515 | 5.3476 | 5.8391 | 5.7704 | 5.7014 | 5.4467 | 6.3721 | 5.8449 | 6.8902 | 6.7174 | 5.8098 | 5.2886 | 4.9295 | 4.9333 | 4.2501 | 3.5478 | 3.0712 | 3.2148 | 3.1958 | 5.2875 | 5.7265 | 5.883 | 5.1313 | 5.5335
Program Specific1-in-2Size: Over 200kWOther2017Typical Event Day | Program Specific | 1-in-2 | Size: Over 200kW | Other | 2017 | Typical Event Day | 8 | 146.6707 | 143.1961 | 139.0959 | 138.3454 | 145.9651 | 166.8377 | 192.4231 | 212.4797 | 226.1009 | 234.7087 | 242.4946 | 242.8118 | 237.0644 | 241.0355 | 235.4982 | 223.4687 | 207.4749 | 192.9142 | 186.3146 | 182.8126 | 181.0132 | 173.2986 | 162.9686 | 156.3534 | -1.1734 | -1.7128 | -1.0082 | -2.2713 | -3.3939 | -3.3233 | -2.844 | -3.7284 | -3.7465 | -4.6635 | -2.1382 | -2.728 | -1.519 | -0.57983 | 5.4129 | 6.1542 | 7.3125 | 6.7875 | 3.9381 | 3.4095 | 2.7782 | 3.7239 | 2.9248 | 2.8054 | 69.7725 | 68.7655 | 67.9061 | 67.0146 | 66.2826 | 65.7061 | 65.3133 | 65.5484 | 68.078 | 72.5084 | 77.1991 | 81.298 | 84.4911 | 86.8575 | 88.1757 | 88.5325 | 88.403 | 87.4529 | 85.6756 | 83.0833 | 79.5859 | 76.498 | 74.4665 | 72.9681 | 5.7098 | 5.682 | 6.2139 | 6.121 | 6.012 | 5.7004 | 6.5393 | 6.1095 | 7.4181 | 7.4921 | 6.6778 | 6.1956 | 5.7885 | 5.8937 | 5.1494 | 4.2802 | 3.5648 | 3.5003 | 3.434 | 5.7486 | 6.3616 | 6.5102 | 5.6399 | 6.0194
Program Specific1-in-2Size: Over 200kWOther2018January Monthly Peak | Program Specific | 1-in-2 | Size: Over 200kW | Other | 2018 | January Monthly Peak | 1 | 130.9633 | 128.2677 | 123.7752 | 123.3292 | 130.8011 | 151.5412 | 181.153 | 197.1273 | 202.6102 | 203.4521 | 205.796 | 204.3365 | 200.95 | 202.9637 | 196.3981 | 186.153 | 176.1179 | 173.196 | 169.6116 | 163.7851 | 158.8303 | 152.9664 | 144.4455 | 139.8446 | -1.6732 | -1.8636 | -1.1654 | -3.3095 | -4.1219 | -3.5711 | -1.383 | -4.1336 | -3.4236 | -4.2108 | -0.0032236 | 0.42292 | 1.4587 | 2.8172 | 7.1922 | 6.5591 | 9.0217 | 8.331 | 4.2629 | 4.3784 | 3.8163 | 3.7484 | 2.6074 | 2.0954 | 50.7344 | 50.2822 | 50.007 | 49.5728 | 49.3962 | 48.9016 | 49.0637 | 48.845 | 49.0394 | 50.5049 | 52.5164 | 54.5077 | 56.1867 | 57.2078 | 57.9164 | 57.9486 | 57.763 | 56.8801 | 55.2197 | 53.7586 | 53.1526 | 52.7456 | 51.9806 | 51.1275 | 5.4155 | 5.4063 | 5.8735 | 5.7961 | 5.7226 | 5.4999 | 6.5394 | 6.0208 | 7.061 | 6.8984 | 6.0198 | 5.5383 | 5.212 | 5.2716 | 4.5617 | 3.7873 | 3.2143 | 3.3381 | 3.3206 | 5.4707 | 5.9293 | 6.104 | 5.3099 | 5.7188
Program Specific1-in-2Size: Over 200kWOther2018February Monthly Peak | Program Specific | 1-in-2 | Size: Over 200kW | Other | 2018 | February Monthly Peak | 2 | 129.8372 | 127.2423 | 122.6648 | 122.0266 | 129.3795 | 149.6587 | 178.5852 | 193.85 | 199.2704 | 200.7004 | 203.6869 | 203.0074 | 200.0668 | 202.4829 | 196.278 | 185.963 | 175.6458 | 172.3782 | 168.4474 | 162.3495 | 157.5391 | 151.9352 | 143.2549 | 138.7937 | -1.6588 | -1.8487 | -1.1549 | -3.2745 | -4.0771 | -3.5268 | -1.3634 | -4.0649 | -3.3672 | -4.1538 | -0.0031906 | 0.42017 | 1.4523 | 2.8105 | 7.1878 | 6.5524 | 8.9975 | 8.2916 | 4.2336 | 4.34 | 3.7853 | 3.7231 | 2.5859 | 2.0796 | 50.8904 | 50.3096 | 49.9289 | 49.5306 | 49.2085 | 48.953 | 48.512 | 48.8358 | 50.2409 | 53.8616 | 57.8705 | 60.9629 | 62.6113 | 63.26 | 63.7721 | 63.7014 | 63.518 | 62.7503 | 60.72 | 58.3395 | 56.9223 | 56.1588 | 55.3218 | 54.1042 | 5.3689 | 5.3631 | 5.8208 | 5.7349 | 5.6604 | 5.4316 | 6.4467 | 5.9207 | 6.9446 | 6.8051 | 5.9581 | 5.5023 | 5.1891 | 5.2591 | 4.5589 | 3.7835 | 3.2056 | 3.3223 | 3.2978 | 5.4228 | 5.8811 | 6.0628 | 5.2661 | 5.6758
Program Specific1-in-2Size: Over 200kWOther2018March Monthly Peak | Program Specific | 1-in-2 | Size: Over 200kW | Other | 2018 | March Monthly Peak | 3 | 134.9606 | 131.4039 | 127.3528 | 124.951 | 131.7597 | 150.5447 | 176.9315 | 194.1694 | 201.8147 | 203.1027 | 207.8281 | 208.2564 | 205.5407 | 209.0357 | 203.888 | 193.8391 | 182.4649 | 171.9639 | 168.4055 | 167.4569 | 165.2145 | 159.2704 | 149.4682 | 143.3532 | -1.7242 | -1.9092 | -1.1991 | -3.353 | -4.1521 | -3.5477 | -1.3507 | -4.0716 | -3.4102 | -4.2036 | -0.0032555 | 0.43103 | 1.492 | 2.9015 | 7.4665 | 6.8299 | 9.3468 | 8.2717 | 4.2326 | 4.4766 | 3.9697 | 3.9029 | 2.698 | 2.148 | 52.4465 | 51.7066 | 51.063 | 50.6601 | 50.086 | 49.8044 | 49.5354 | 49.6054 | 51.2827 | 53.4797 | 56.1341 | 58.8351 | 61.3885 | 63.2676 | 64.1852 | 64.6492 | 64.2812 | 63.2491 | 60.8799 | 57.965 | 56.241 | 54.954 | 53.7511 | 52.5707 | 5.5808 | 5.5385 | 6.0433 | 5.8723 | 5.7646 | 5.4638 | 6.387 | 5.9304 | 7.0333 | 6.8866 | 6.0793 | 5.6445 | 5.331 | 5.4293 | 4.7356 | 3.9437 | 3.3301 | 3.3143 | 3.297 | 5.5933 | 6.1677 | 6.3555 | 5.4945 | 5.8623
Program Specific1-in-2Size: Over 200kWOther2018April Monthly Peak | Program Specific | 1-in-2 | Size: Over 200kW | Other | 2018 | April Monthly Peak | 4 | 134.2969 | 130.9723 | 126.5369 | 123.7007 | 130.2707 | 148.4206 | 173.9887 | 191.4952 | 201.1862 | 205.902 | 213.4165 | 216.2829 | 215.1868 | 219.8813 | 215.3469 | 203.9757 | 190.3995 | 177.7313 | 172.2659 | 169.9403 | 167.0087 | 160.7151 | 149.786 | 143.4191 | -1.7158 | -1.9029 | -1.1914 | -3.3195 | -4.1052 | -3.4976 | -1.3283 | -4.0155 | -3.3996 | -4.2615 | -0.003343 | 0.44765 | 1.562 | 3.052 | 7.8861 | 7.1871 | 9.7532 | 8.5491 | 4.3296 | 4.5429 | 4.0128 | 3.9383 | 2.7038 | 2.1489 | 62.0466 | 61.0444 | 60.2687 | 59.4675 | 58.656 | 58.0134 | 57.53 | 57.3908 | 59.3786 | 63.2637 | 68.0471 | 72.5762 | 76.0677 | 78.2824 | 79.4356 | 79.7658 | 79.2574 | 78.8372 | 77.4141 | 75.0583 | 71.3012 | 68.7641 | 66.6171 | 64.8897 | 5.5534 | 5.5203 | 6.0046 | 5.8135 | 5.6994 | 5.3867 | 6.2807 | 5.8487 | 7.0114 | 6.9815 | 6.2427 | 5.8621 | 5.5812 | 5.711 | 5.0018 | 4.1499 | 3.4749 | 3.4255 | 3.3726 | 5.6763 | 6.2347 | 6.4132 | 5.5062 | 5.865
Program Specific1-in-2Size: Over 200kWOther2018May Monthly Peak | Program Specific | 1-in-2 | Size: Over 200kW | Other | 2018 | May Monthly Peak | 5 | 136.6711 | 133.8674 | 129.1078 | 127.2017 | 134.2851 | 152.7919 | 176.7627 | 198.9204 | 213.0488 | 220.045 | 228.6716 | 230.796 | 228.4241 | 232.5454 | 227.4187 | 213.7051 | 198.6794 | 184.3572 | 177.0063 | 172.4607 | 169.8725 | 164.0264 | 153.7773 | 147.4724 | -1.6048 | -1.8706 | -1.155 | -3.1266 | -3.9916 | -3.48 | -1.6228 | -4.0239 | -3.5849 | -4.5148 | -0.4392 | -0.18692 | 0.98246 | 2.4081 | 7.6571 | 7.174 | 9.4902 | 8.3524 | 4.2956 | 4.3086 | 3.7625 | 3.9123 | 2.7724 | 2.3041 | 64.4984 | 63.4364 | 62.4816 | 61.6612 | 60.8529 | 59.9547 | 59.3801 | 60.0523 | 63.0148 | 66.6672 | 70.6402 | 74.3846 | 77.7487 | 80.1935 | 81.6547 | 82.1055 | 81.9883 | 81.1623 | 79.4117 | 77.137 | 73.2988 | 70.145 | 68.2972 | 66.6171 | 5.528 | 5.519 | 5.9926 | 5.8474 | 5.7466 | 5.4241 | 6.2413 | 5.9427 | 7.2624 | 7.2979 | 6.5427 | 6.1186 | 5.795 | 5.9078 | 5.1667 | 4.2528 | 3.5467 | 3.4755 | 3.3896 | 5.6345 | 6.2029 | 6.4022 | 5.5293 | 5.8989
Program Specific1-in-2Size: Over 200kWOther2018June Monthly Peak | Program Specific | 1-in-2 | Size: Over 200kW | Other | 2018 | June Monthly Peak | 6 | 143.4448 | 140.5184 | 136.0441 | 134.1535 | 140.9038 | 159.5635 | 183.4598 | 204.7748 | 217.8889 | 225.8255 | 234.4332 | 233.0364 | 226.4747 | 229.7011 | 224.6312 | 214.2348 | 199.8282 | 185.9282 | 180.6069 | 175.5621 | 174.9931 | 169.6132 | 159.4163 | 153.3748 | -1.4641 | -1.8475 | -1.1223 | -2.8483 | -3.8141 | -3.4473 | -2.1057 | -3.9171 | -3.6434 | -4.5734 | -1.1135 | -1.1854 | -0.020827 | 1.1762 | 6.5786 | 6.6618 | 8.5186 | 7.6516 | 4.151 | 3.93 | 3.3877 | 3.8811 | 2.8687 | 2.5422 | 67.2331 | 65.9595 | 64.9337 | 64.0654 | 63.1711 | 62.5665 | 62.0643 | 62.8355 | 65.8238 | 69.8868 | 73.7699 | 77.2529 | 79.838 | 82.0402 | 83.1276 | 83.6821 | 83.9549 | 83.6299 | 82.3128 | 79.9481 | 76.793 | 73.2802 | 70.9397 | 69.3433 | 5.6631 | 5.6546 | 6.1635 | 6.0194 | 5.8856 | 5.5289 | 6.3228 | 5.9712 | 7.2497 | 7.3104 | 6.5471 | 6.0302 | 5.6081 | 5.6959 | 4.9812 | 4.1613 | 3.4819 | 3.4213 | 3.3758 | 5.5986 | 6.237 | 6.4618 | 5.5949 | 5.9882
Program Specific1-in-2Size: Over 200kWOther2018July Monthly Peak | Program Specific | 1-in-2 | Size: Over 200kW | Other | 2018 | July Monthly Peak | 7 | 146.6155 | 142.9113 | 138.9577 | 138.2499 | 145.5402 | 165.7406 | 189.1231 | 207.8667 | 218.3971 | 225.2499 | 231.6368 | 229.9631 | 223.7361 | 226.3471 | 221.177 | 212.9616 | 200.3337 | 187.6338 | 183.0471 | 178.5368 | 178.1652 | 172.4407 | 162.078 | 155.9369 | -1.1931 | -1.72 | -1.0159 | -2.3112 | -3.4187 | -3.3189 | -2.7562 | -3.668 | -3.621 | -4.481 | -1.9836 | -2.4954 | -1.3454 | -0.4382 | 5.1707 | 5.9121 | 7.1531 | 6.6716 | 3.8901 | 3.3714 | 2.7791 | 3.7205 | 2.9093 | 2.7846 | 69.4434 | 68.5819 | 67.9039 | 67.225 | 66.5474 | 66.098 | 65.7812 | 66.1655 | 68.623 | 72.445 | 76.7436 | 80.4414 | 83.3223 | 85.7304 | 87.4449 | 87.8663 | 87.7678 | 86.7609 | 85.4356 | 83.5497 | 80.2279 | 76.4653 | 74.0109 | 72.4383 | 5.7083 | 5.6714 | 6.2084 | 6.1174 | 5.9952 | 5.6636 | 6.4279 | 5.9776 | 7.1662 | 7.1909 | 6.3795 | 5.8684 | 5.4637 | 5.5352 | 4.8368 | 4.0794 | 3.4424 | 3.4049 | 3.3741 | 5.6148 | 6.2623 | 6.4787 | 5.6097 | 6.004
Program Specific1-in-2Size: Over 200kWOther2018August Monthly Peak | Program Specific | 1-in-2 | Size: Over 200kW | Other | 2018 | August Monthly Peak | 8 | 149.3725 | 145.8421 | 141.5869 | 140.9529 | 148.6771 | 170.2653 | 197.0499 | 219.546 | 235.5532 | 246.0578 | 254.8898 | 255.4592 | 250.0985 | 254.1375 | 248.1645 | 234.9275 | 217.4249 | 201.5857 | 193.9893 | 189.8317 | 186.8547 | 177.9765 | 166.9201 | 159.6108 | -0.8427 | -1.5595 | -0.87473 | -1.589 | -2.8504 | -3.085 | -3.6077 | -3.4814 | -3.8651 | -4.7885 | -3.3553 | -4.5484 | -3.2903 | -2.6551 | 4.0331 | 5.577 | 5.9475 | 5.8068 | 3.7175 | 2.7828 | 2.0671 | 3.5593 | 2.9872 | 3.0971 | 73.6674 | 72.8139 | 71.879 | 70.7724 | 70.0435 | 69.3948 | 68.8302 | 68.8544 | 71.5502 | 76.4576 | 81.3858 | 85.3175 | 88.3412 | 90.5487 | 91.8058 | 91.9892 | 91.9373 | 90.7046 | 88.716 | 86.072 | 82.2993 | 79.6112 | 77.7756 | 76.0507 | 5.8962 | 5.8678 | 6.4135 | 6.3234 | 6.2092 | 5.8988 | 6.7901 | 6.4009 | 7.8361 | 7.964 | 7.1172 | 6.6093 | 6.192 | 6.3008 | 5.5022 | 4.5625 | 3.7879 | 3.7087 | 3.6253 | 6.0527 | 6.6586 | 6.7793 | 5.8573 | 6.2306
Program Specific1-in-2Size: Over 200kWOther2018September Monthly Peak | Program Specific | 1-in-2 | Size: Over 200kW | Other | 2018 | September Monthly Peak | 9 | 147.3744 | 143.6343 | 139.1112 | 139.1552 | 147.3862 | 168.878 | 197.237 | 218.8948 | 236.3111 | 245.7709 | 253.9618 | 254.3776 | 248.813 | 252.7742 | 246.6464 | 232.192 | 214.1014 | 198.5055 | 192.1548 | 189.8627 | 184.3874 | 176.0733 | 164.7971 | 157.3576 | -1.181 | -1.7191 | -1.0092 | -2.2887 | -3.4304 | -3.3657 | -2.9111 | -3.8431 | -3.916 | -4.8839 | -2.2329 | -2.8483 | -1.5846 | -0.59637 | 5.6787 | 6.3995 | 7.5557 | 6.9916 | 4.0637 | 3.5453 | 2.8346 | 3.785 | 2.9577 | 2.8221 | 68.7464 | 67.7068 | 66.9078 | 65.9956 | 65.3684 | 64.7651 | 64.5773 | 64.3384 | 66.3151 | 71.2443 | 76.8973 | 82.1803 | 86.4632 | 89.1106 | 90.3247 | 90.5925 | 89.9519 | 88.7162 | 86.2379 | 82.7633 | 79.0234 | 76.6352 | 75.1399 | 74.04 | 5.7372 | 5.6994 | 6.2146 | 6.1568 | 6.0706 | 5.7702 | 6.7029 | 6.294 | 7.7531 | 7.8452 | 6.9937 | 6.4908 | 6.0754 | 6.1807 | 5.3932 | 4.4473 | 3.6786 | 3.6018 | 3.5416 | 5.9703 | 6.4803 | 6.6145 | 5.7032 | 6.0581
Program Specific1-in-2Size: Over 200kWOther2018October Monthly Peak | Program Specific | 1-in-2 | Size: Over 200kW | Other | 2018 | October Monthly Peak | 10 | 132.0468 | 129.6954 | 124.4316 | 123.3513 | 130.5074 | 150.7637 | 179.9767 | 198.3858 | 209.2425 | 217.3805 | 225.2561 | 228.0939 | 227.7401 | 231.8224 | 225.9317 | 212.4852 | 197.5273 | 189.9283 | 182.3326 | 173.6616 | 166.5924 | 159.1956 | 148.1926 | 142.6045 | -1.1245 | -1.5873 | -0.93105 | -2.164 | -3.151 | -3.0625 | -2.521 | -3.5545 | -3.4746 | -4.3387 | -1.7719 | -2.2346 | -1.1228 | -0.14961 | 5.526 | 6.0285 | 7.303 | 6.9477 | 3.9327 | 3.3905 | 2.7132 | 3.4728 | 2.6613 | 2.5131 | 68.8641 | 68.2986 | 67.2455 | 66.2706 | 65.5648 | 64.8027 | 64.4408 | 64.4694 | 65.2731 | 69.8116 | 75.7752 | 81.1614 | 84.8994 | 87.0188 | 88.3126 | 88.3846 | 87.3089 | 85.9473 | 83.6213 | 79.9488 | 76.3994 | 73.8078 | 71.7425 | 70.2242 | 5.1454 | 5.1512 | 5.5641 | 5.4628 | 5.3805 | 5.1561 | 6.1222 | 5.7097 | 6.8716 | 6.9456 | 6.209 | 5.8256 | 5.5661 | 5.6738 | 4.945 | 4.0737 | 3.3971 | 3.4494 | 3.3638 | 5.466 | 5.8604 | 5.9861 | 5.1334 | 5.4953
Program Specific1-in-2Size: Over 200kWOther2018November Monthly Peak | Program Specific | 1-in-2 | Size: Over 200kW | Other | 2018 | November Monthly Peak | 11 | 135.2391 | 132.4995 | 127.9683 | 126.5255 | 133.9933 | 154.0666 | 179.4664 | 197.6459 | 207.975 | 212.3178 | 218.5578 | 220.1875 | 218.1149 | 221.1348 | 215.287 | 201.7111 | 189.7566 | 184.0663 | 177.1154 | 169.7618 | 164.273 | 158.437 | 147.6871 | 142.3043 | -1.7278 | -1.9251 | -1.2049 | -3.3953 | -4.2225 | -3.6307 | -1.3701 | -4.1445 | -3.5143 | -4.3943 | -0.0034235 | 0.45573 | 1.5833 | 3.0694 | 7.884 | 7.1073 | 9.7203 | 8.8538 | 4.4515 | 4.5382 | 3.9471 | 3.8825 | 2.6659 | 2.1322 | 58.1487 | 57.2085 | 56.2419 | 55.4333 | 54.5643 | 54.0346 | 53.5527 | 53.3922 | 56.8008 | 62.1726 | 68.2786 | 73.4887 | 76.9369 | 78.5181 | 79.0987 | 78.6853 | 76.4661 | 72.3688 | 68.0085 | 65.3376 | 63.2396 | 61.5976 | 60.5404 | 59.461 | 5.5923 | 5.5847 | 6.0725 | 5.9463 | 5.8623 | 5.5916 | 6.4785 | 6.0366 | 7.248 | 7.199 | 6.3931 | 5.9679 | 5.6572 | 5.7435 | 5.0004 | 4.1039 | 3.4632 | 3.5476 | 3.4675 | 5.6703 | 6.1325 | 6.3222 | 5.429 | 5.8194
Program Specific1-in-2Size: Over 200kWOther2018December Monthly Peak | Program Specific | 1-in-2 | Size: Over 200kW | Other | 2018 | December Monthly Peak | 12 | 129.415 | 126.8736 | 123.0504 | 122.7829 | 130.3166 | 150.0743 | 176.5204 | 191.3702 | 197.7099 | 198.113 | 198.6156 | 195.125 | 190.0607 | 189.9401 | 182.9834 | 174.3811 | 168.2788 | 166.8014 | 163.2336 | 158.2997 | 153.3969 | 147.4286 | 139.5883 | 135.3125 | -1.6534 | -1.8434 | -1.1586 | -3.2948 | -4.1067 | -3.5366 | -1.3476 | -4.0129 | -3.3408 | -4.1003 | -0.0031112 | 0.40386 | 1.3796 | 2.6364 | 6.701 | 6.1443 | 8.6201 | 8.0234 | 4.1026 | 4.2318 | 3.6857 | 3.6127 | 2.5197 | 2.0275 | 46.9167 | 46.3612 | 45.3556 | 44.488 | 43.8061 | 43.2631 | 43.0949 | 42.7972 | 43.1221 | 45.914 | 48.5933 | 50.9158 | 52.5283 | 53.442 | 54.0763 | 54.2103 | 53.6956 | 52.4692 | 50.7807 | 49.4902 | 48.4573 | 47.6202 | 46.7976 | 45.7963 | 5.3515 | 5.3476 | 5.8391 | 5.7704 | 5.7014 | 5.4467 | 6.3721 | 5.8449 | 6.8902 | 6.7174 | 5.8098 | 5.2886 | 4.9295 | 4.9333 | 4.2501 | 3.5478 | 3.0712 | 3.2148 | 3.1958 | 5.2875 | 5.7265 | 5.883 | 5.1313 | 5.5335
Program Specific1-in-2Size: Over 200kWOther2018Typical Event Day | Program Specific | 1-in-2 | Size: Over 200kW | Other | 2018 | Typical Event Day | 8 | 146.6707 | 143.1961 | 139.0959 | 138.3454 | 145.9651 | 166.8377 | 192.4231 | 212.4797 | 226.1009 | 234.7087 | 242.4946 | 242.8118 | 237.0644 | 241.0355 | 235.4982 | 223.4687 | 207.4749 | 192.9142 | 186.3146 | 182.8126 | 181.0132 | 173.2986 | 162.9686 | 156.3534 | -1.1734 | -1.7128 | -1.0082 | -2.2713 | -3.3939 | -3.3233 | -2.844 | -3.7284 | -3.7465 | -4.6635 | -2.1382 | -2.728 | -1.519 | -0.57983 | 5.4129 | 6.1542 | 7.3125 | 6.7875 | 3.9381 | 3.4095 | 2.7782 | 3.7239 | 2.9248 | 2.8054 | 69.7725 | 68.7655 | 67.9061 | 67.0146 | 66.2826 | 65.7061 | 65.3133 | 65.5484 | 68.078 | 72.5084 | 77.1991 | 81.298 | 84.4911 | 86.8575 | 88.1757 | 88.5325 | 88.403 | 87.4529 | 85.6756 | 83.0833 | 79.5859 | 76.498 | 74.4665 | 72.9681 | 5.7098 | 5.682 | 6.2139 | 6.121 | 6.012 | 5.7004 | 6.5393 | 6.1095 | 7.4181 | 7.4921 | 6.6778 | 6.1956 | 5.7885 | 5.8937 | 5.1494 | 4.2802 | 3.5648 | 3.5003 | 3.434 | 5.7486 | 6.3616 | 6.5102 | 5.6399 | 6.0194
Program Specific1-in-2Size: Over 200kWOther2019January Monthly Peak | Program Specific | 1-in-2 | Size: Over 200kW | Other | 2019 | January Monthly Peak | 1 | 130.9633 | 128.2677 | 123.7752 | 123.3292 | 130.8011 | 151.5412 | 181.153 | 197.1273 | 202.6102 | 203.4521 | 205.796 | 204.3365 | 200.95 | 202.9637 | 196.3981 | 186.153 | 176.1179 | 173.196 | 169.6116 | 163.7851 | 158.8303 | 152.9664 | 144.4455 | 139.8446 | -1.6732 | -1.8636 | -1.1654 | -3.3095 | -4.1219 | -3.5711 | -1.383 | -4.1336 | -3.4236 | -4.2108 | -0.0032236 | 0.42292 | 1.4587 | 2.8172 | 7.1922 | 6.5591 | 9.0217 | 8.331 | 4.2629 | 4.3784 | 3.8163 | 3.7484 | 2.6074 | 2.0954 | 50.7344 | 50.2822 | 50.007 | 49.5728 | 49.3962 | 48.9016 | 49.0637 | 48.845 | 49.0394 | 50.5049 | 52.5164 | 54.5077 | 56.1867 | 57.2078 | 57.9164 | 57.9486 | 57.763 | 56.8801 | 55.2197 | 53.7586 | 53.1526 | 52.7456 | 51.9806 | 51.1275 | 5.4155 | 5.4063 | 5.8735 | 5.7961 | 5.7226 | 5.4999 | 6.5394 | 6.0208 | 7.061 | 6.8984 | 6.0198 | 5.5383 | 5.212 | 5.2716 | 4.5617 | 3.7873 | 3.2143 | 3.3381 | 3.3206 | 5.4707 | 5.9293 | 6.104 | 5.3099 | 5.7188
Program Specific1-in-2Size: Over 200kWOther2019February Monthly Peak | Program Specific | 1-in-2 | Size: Over 200kW | Other | 2019 | February Monthly Peak | 2 | 129.8372 | 127.2423 | 122.6648 | 122.0266 | 129.3795 | 149.6588 | 178.5852 | 193.85 | 199.2704 | 200.7004 | 203.6869 | 203.0074 | 200.0668 | 202.4829 | 196.278 | 185.963 | 175.6458 | 172.3782 | 168.4474 | 162.3495 | 157.5391 | 151.9352 | 143.2549 | 138.7937 | -1.6588 | -1.8487 | -1.1549 | -3.2745 | -4.0771 | -3.5268 | -1.3634 | -4.0649 | -3.3672 | -4.1538 | -0.0031906 | 0.42017 | 1.4523 | 2.8105 | 7.1878 | 6.5524 | 8.9975 | 8.2916 | 4.2336 | 4.34 | 3.7853 | 3.7231 | 2.5859 | 2.0796 | 50.8904 | 50.3095 | 49.9289 | 49.5306 | 49.2085 | 48.953 | 48.512 | 48.8358 | 50.2409 | 53.8616 | 57.8705 | 60.9629 | 62.6113 | 63.26 | 63.7721 | 63.7014 | 63.518 | 62.7503 | 60.72 | 58.3395 | 56.9223 | 56.1588 | 55.3218 | 54.1042 | 5.3689 | 5.3631 | 5.8208 | 5.7349 | 5.6604 | 5.4316 | 6.4467 | 5.9207 | 6.9446 | 6.8051 | 5.9581 | 5.5023 | 5.1891 | 5.2591 | 4.5589 | 3.7835 | 3.2057 | 3.3223 | 3.2978 | 5.4228 | 5.8811 | 6.0628 | 5.2661 | 5.6758
Program Specific1-in-2Size: Over 200kWOther2019March Monthly Peak | Program Specific | 1-in-2 | Size: Over 200kW | Other | 2019 | March Monthly Peak | 3 | 134.9606 | 131.4039 | 127.3528 | 124.951 | 131.7597 | 150.5447 | 176.9315 | 194.1694 | 201.8147 | 203.1027 | 207.8281 | 208.2564 | 205.5407 | 209.0357 | 203.888 | 193.8392 | 182.4649 | 171.9639 | 168.4055 | 167.4569 | 165.2145 | 159.2704 | 149.4682 | 143.3532 | -1.7242 | -1.9092 | -1.1991 | -3.353 | -4.1521 | -3.5477 | -1.3507 | -4.0716 | -3.4102 | -4.2036 | -0.0032555 | 0.43103 | 1.492 | 2.9015 | 7.4665 | 6.8299 | 9.3468 | 8.2717 | 4.2326 | 4.4766 | 3.9697 | 3.9029 | 2.698 | 2.148 | 52.4465 | 51.7066 | 51.063 | 50.6601 | 50.086 | 49.8044 | 49.5354 | 49.6054 | 51.2827 | 53.4797 | 56.1341 | 58.8351 | 61.3885 | 63.2676 | 64.1852 | 64.6492 | 64.2812 | 63.2491 | 60.8799 | 57.965 | 56.241 | 54.954 | 53.7511 | 52.5707 | 5.5808 | 5.5385 | 6.0433 | 5.8723 | 5.7646 | 5.4638 | 6.387 | 5.9304 | 7.0333 | 6.8866 | 6.0793 | 5.6445 | 5.331 | 5.4293 | 4.7356 | 3.9437 | 3.3301 | 3.3143 | 3.297 | 5.5933 | 6.1677 | 6.3555 | 5.4945 | 5.8623
Program Specific1-in-2Size: Over 200kWOther2019April Monthly Peak | Program Specific | 1-in-2 | Size: Over 200kW | Other | 2019 | April Monthly Peak | 4 | 134.2969 | 130.9723 | 126.5369 | 123.7007 | 130.2707 | 148.4206 | 173.9887 | 191.4952 | 201.1862 | 205.902 | 213.4165 | 216.2829 | 215.1868 | 219.8813 | 215.3469 | 203.9757 | 190.3995 | 177.7313 | 172.2659 | 169.9403 | 167.0087 | 160.7151 | 149.786 | 143.4191 | -1.7158 | -1.9029 | -1.1914 | -3.3195 | -4.1052 | -3.4976 | -1.3283 | -4.0155 | -3.3996 | -4.2615 | -0.003343 | 0.44765 | 1.562 | 3.052 | 7.8861 | 7.1871 | 9.7532 | 8.5491 | 4.3296 | 4.5429 | 4.0128 | 3.9383 | 2.7038 | 2.1489 | 62.0466 | 61.0444 | 60.2687 | 59.4675 | 58.656 | 58.0134 | 57.53 | 57.3908 | 59.3786 | 63.2637 | 68.0471 | 72.5762 | 76.0677 | 78.2824 | 79.4356 | 79.7658 | 79.2574 | 78.8372 | 77.4141 | 75.0583 | 71.3012 | 68.7641 | 66.6171 | 64.8897 | 5.5534 | 5.5203 | 6.0046 | 5.8135 | 5.6994 | 5.3867 | 6.2807 | 5.8487 | 7.0114 | 6.9815 | 6.2427 | 5.8621 | 5.5812 | 5.711 | 5.0018 | 4.1499 | 3.4749 | 3.4255 | 3.3726 | 5.6763 | 6.2347 | 6.4132 | 5.5062 | 5.865
Program Specific1-in-2Size: Over 200kWOther2019May Monthly Peak | Program Specific | 1-in-2 | Size: Over 200kW | Other | 2019 | May Monthly Peak | 5 | 136.6711 | 133.8674 | 129.1078 | 127.2017 | 134.2851 | 152.7919 | 176.7627 | 198.9204 | 213.0488 | 220.045 | 228.6716 | 230.796 | 228.4241 | 232.5454 | 227.4187 | 213.7051 | 198.6794 | 184.3572 | 177.0063 | 172.4607 | 169.8725 | 164.0264 | 153.7773 | 147.4724 | -1.6048 | -1.8706 | -1.155 | -3.1266 | -3.9916 | -3.48 | -1.6228 | -4.0239 | -3.5849 | -4.5148 | -0.4392 | -0.18692 | 0.98246 | 2.4081 | 7.6571 | 7.174 | 9.4902 | 8.3524 | 4.2956 | 4.3086 | 3.7625 | 3.9123 | 2.7724 | 2.3041 | 64.4984 | 63.4364 | 62.4816 | 61.6612 | 60.8529 | 59.9547 | 59.3801 | 60.0523 | 63.0148 | 66.6672 | 70.6402 | 74.3846 | 77.7487 | 80.1935 | 81.6547 | 82.1055 | 81.9883 | 81.1623 | 79.4117 | 77.137 | 73.2988 | 70.145 | 68.2972 | 66.6171 | 5.528 | 5.519 | 5.9926 | 5.8474 | 5.7466 | 5.4241 | 6.2413 | 5.9427 | 7.2624 | 7.2979 | 6.5427 | 6.1186 | 5.795 | 5.9078 | 5.1667 | 4.2528 | 3.5467 | 3.4755 | 3.3896 | 5.6345 | 6.2029 | 6.4022 | 5.5293 | 5.8989
Program Specific1-in-2Size: Over 200kWOther2019June Monthly Peak | Program Specific | 1-in-2 | Size: Over 200kW | Other | 2019 | June Monthly Peak | 6 | 143.4448 | 140.5184 | 136.0441 | 134.1535 | 140.9038 | 159.5635 | 183.4598 | 204.7748 | 217.8889 | 225.8255 | 234.4332 | 233.0364 | 226.4747 | 229.7011 | 224.6312 | 214.2348 | 199.8282 | 185.9282 | 180.6069 | 175.5621 | 174.9931 | 169.6132 | 159.4163 | 153.3748 | -1.4641 | -1.8475 | -1.1223 | -2.8483 | -3.8141 | -3.4473 | -2.1057 | -3.9171 | -3.6434 | -4.5734 | -1.1135 | -1.1854 | -0.020827 | 1.1762 | 6.5786 | 6.6618 | 8.5186 | 7.6516 | 4.151 | 3.93 | 3.3877 | 3.8811 | 2.8687 | 2.5422 | 67.2331 | 65.9595 | 64.9337 | 64.0654 | 63.1711 | 62.5665 | 62.0643 | 62.8355 | 65.8238 | 69.8868 | 73.7699 | 77.2529 | 79.838 | 82.0402 | 83.1276 | 83.6821 | 83.9549 | 83.6299 | 82.3128 | 79.9481 | 76.793 | 73.2802 | 70.9397 | 69.3433 | 5.6631 | 5.6546 | 6.1635 | 6.0194 | 5.8856 | 5.5289 | 6.3228 | 5.9712 | 7.2497 | 7.3104 | 6.5471 | 6.0302 | 5.6081 | 5.6959 | 4.9812 | 4.1613 | 3.4819 | 3.4213 | 3.3758 | 5.5986 | 6.237 | 6.4618 | 5.5949 | 5.9882
Program Specific1-in-2Size: Over 200kWOther2019July Monthly Peak | Program Specific | 1-in-2 | Size: Over 200kW | Other | 2019 | July Monthly Peak | 7 | 146.6155 | 142.9113 | 138.9577 | 138.2499 | 145.5402 | 165.7406 | 189.1231 | 207.8668 | 218.3971 | 225.2499 | 231.6368 | 229.9631 | 223.7361 | 226.3471 | 221.177 | 212.9616 | 200.3337 | 187.6338 | 183.047 | 178.5368 | 178.1652 | 172.4407 | 162.078 | 155.9369 | -1.1931 | -1.72 | -1.0159 | -2.3112 | -3.4187 | -3.3189 | -2.7562 | -3.668 | -3.621 | -4.481 | -1.9836 | -2.4954 | -1.3454 | -0.4382 | 5.1707 | 5.9121 | 7.1531 | 6.6716 | 3.8901 | 3.3714 | 2.7791 | 3.7205 | 2.9093 | 2.7846 | 69.4434 | 68.5819 | 67.9039 | 67.225 | 66.5474 | 66.098 | 65.7812 | 66.1655 | 68.623 | 72.445 | 76.7436 | 80.4414 | 83.3223 | 85.7304 | 87.4449 | 87.8663 | 87.7678 | 86.7609 | 85.4356 | 83.5497 | 80.2279 | 76.4653 | 74.0109 | 72.4383 | 5.7083 | 5.6714 | 6.2084 | 6.1174 | 5.9952 | 5.6636 | 6.4279 | 5.9776 | 7.1662 | 7.1909 | 6.3795 | 5.8684 | 5.4637 | 5.5352 | 4.8368 | 4.0794 | 3.4424 | 3.4049 | 3.3741 | 5.6148 | 6.2623 | 6.4787 | 5.6097 | 6.004
Program Specific1-in-2Size: Over 200kWOther2019August Monthly Peak | Program Specific | 1-in-2 | Size: Over 200kW | Other | 2019 | August Monthly Peak | 8 | 149.3725 | 145.8421 | 141.5869 | 140.9529 | 148.6771 | 170.2653 | 197.0499 | 219.5461 | 235.5532 | 246.0578 | 254.8898 | 255.4592 | 250.0985 | 254.1375 | 248.1645 | 234.9275 | 217.4249 | 201.5858 | 193.9893 | 189.8317 | 186.8547 | 177.9765 | 166.9201 | 159.6108 | -0.8427 | -1.5595 | -0.87473 | -1.589 | -2.8504 | -3.085 | -3.6077 | -3.4814 | -3.8651 | -4.7885 | -3.3553 | -4.5484 | -3.2903 | -2.6551 | 4.0331 | 5.577 | 5.9475 | 5.8069 | 3.7175 | 2.7828 | 2.0671 | 3.5593 | 2.9872 | 3.0971 | 73.6674 | 72.8139 | 71.879 | 70.7724 | 70.0435 | 69.3948 | 68.8302 | 68.8544 | 71.5502 | 76.4576 | 81.3858 | 85.3175 | 88.3412 | 90.5487 | 91.8058 | 91.9892 | 91.9373 | 90.7046 | 88.716 | 86.072 | 82.2993 | 79.6112 | 77.7756 | 76.0507 | 5.8962 | 5.8678 | 6.4135 | 6.3234 | 6.2092 | 5.8988 | 6.7901 | 6.4009 | 7.8361 | 7.964 | 7.1172 | 6.6093 | 6.192 | 6.3008 | 5.5022 | 4.5625 | 3.7879 | 3.7087 | 3.6253 | 6.0527 | 6.6586 | 6.7793 | 5.8573 | 6.2306
Program Specific1-in-2Size: Over 200kWOther2019September Monthly Peak | Program Specific | 1-in-2 | Size: Over 200kW | Other | 2019 | September Monthly Peak | 9 | 147.3744 | 143.6343 | 139.1112 | 139.1552 | 147.3862 | 168.878 | 197.237 | 218.8948 | 236.3111 | 245.7709 | 253.9618 | 254.3776 | 248.813 | 252.7742 | 246.6464 | 232.1919 | 214.1014 | 198.5055 | 192.1548 | 189.8627 | 184.3874 | 176.0733 | 164.7971 | 157.3576 | -1.181 | -1.7191 | -1.0092 | -2.2887 | -3.4304 | -3.3657 | -2.9111 | -3.8431 | -3.916 | -4.8839 | -2.2329 | -2.8483 | -1.5846 | -0.59637 | 5.6787 | 6.3995 | 7.5557 | 6.9916 | 4.0637 | 3.5453 | 2.8346 | 3.785 | 2.9577 | 2.8221 | 68.7464 | 67.7068 | 66.9078 | 65.9956 | 65.3684 | 64.7652 | 64.5773 | 64.3384 | 66.3151 | 71.2443 | 76.8973 | 82.1804 | 86.4632 | 89.1106 | 90.3247 | 90.5925 | 89.9519 | 88.7162 | 86.2379 | 82.7633 | 79.0234 | 76.6352 | 75.1399 | 74.04 | 5.7372 | 5.6994 | 6.2146 | 6.1568 | 6.0706 | 5.7702 | 6.7029 | 6.294 | 7.7531 | 7.8452 | 6.9937 | 6.4908 | 6.0754 | 6.1807 | 5.3932 | 4.4473 | 3.6786 | 3.6018 | 3.5416 | 5.9703 | 6.4803 | 6.6145 | 5.7032 | 6.0581
Program Specific1-in-2Size: Over 200kWOther2019October Monthly Peak | Program Specific | 1-in-2 | Size: Over 200kW | Other | 2019 | October Monthly Peak | 10 | 132.0468 | 129.6954 | 124.4316 | 123.3513 | 130.5074 | 150.7637 | 179.9767 | 198.3858 | 209.2425 | 217.3805 | 225.2561 | 228.0939 | 227.7401 | 231.8224 | 225.9317 | 212.4852 | 197.5273 | 189.9283 | 182.3326 | 173.6617 | 166.5924 | 159.1956 | 148.1926 | 142.6045 | -1.1245 | -1.5873 | -0.93105 | -2.164 | -3.151 | -3.0625 | -2.521 | -3.5545 | -3.4746 | -4.3387 | -1.7719 | -2.2346 | -1.1228 | -0.14961 | 5.526 | 6.0285 | 7.303 | 6.9477 | 3.9327 | 3.3905 | 2.7132 | 3.4728 | 2.6613 | 2.5131 | 68.8641 | 68.2986 | 67.2455 | 66.2706 | 65.5648 | 64.8027 | 64.4408 | 64.4694 | 65.2731 | 69.8116 | 75.7752 | 81.1614 | 84.8994 | 87.0188 | 88.3126 | 88.3846 | 87.3089 | 85.9473 | 83.6213 | 79.9488 | 76.3994 | 73.8078 | 71.7425 | 70.2242 | 5.1454 | 5.1512 | 5.5641 | 5.4628 | 5.3805 | 5.1561 | 6.1222 | 5.7097 | 6.8716 | 6.9456 | 6.209 | 5.8256 | 5.5661 | 5.6738 | 4.945 | 4.0737 | 3.3971 | 3.4494 | 3.3638 | 5.466 | 5.8604 | 5.9861 | 5.1334 | 5.4953
Program Specific1-in-2Size: Over 200kWOther2019November Monthly Peak | Program Specific | 1-in-2 | Size: Over 200kW | Other | 2019 | November Monthly Peak | 11 | 135.2391 | 132.4995 | 127.9683 | 126.5255 | 133.9933 | 154.0666 | 179.4664 | 197.6459 | 207.975 | 212.3178 | 218.5578 | 220.1875 | 218.1149 | 221.1348 | 215.287 | 201.7111 | 189.7566 | 184.0663 | 177.1154 | 169.7618 | 164.273 | 158.437 | 147.6871 | 142.3043 | -1.7278 | -1.9251 | -1.2049 | -3.3953 | -4.2225 | -3.6307 | -1.3701 | -4.1445 | -3.5143 | -4.3943 | -0.0034235 | 0.45573 | 1.5833 | 3.0694 | 7.884 | 7.1073 | 9.7203 | 8.8538 | 4.4515 | 4.5382 | 3.9471 | 3.8825 | 2.6659 | 2.1322 | 58.1487 | 57.2085 | 56.2419 | 55.4333 | 54.5643 | 54.0346 | 53.5527 | 53.3922 | 56.8008 | 62.1726 | 68.2786 | 73.4887 | 76.9369 | 78.5181 | 79.0987 | 78.6853 | 76.4661 | 72.3688 | 68.0085 | 65.3376 | 63.2396 | 61.5976 | 60.5404 | 59.461 | 5.5923 | 5.5847 | 6.0725 | 5.9463 | 5.8623 | 5.5916 | 6.4785 | 6.0366 | 7.248 | 7.199 | 6.3931 | 5.9679 | 5.6572 | 5.7435 | 5.0004 | 4.1039 | 3.4632 | 3.5476 | 3.4675 | 5.6703 | 6.1325 | 6.3222 | 5.429 | 5.8194
Program Specific1-in-2Size: Over 200kWOther2019December Monthly Peak | Program Specific | 1-in-2 | Size: Over 200kW | Other | 2019 | December Monthly Peak | 12 | 129.415 | 126.8736 | 123.0504 | 122.7829 | 130.3166 | 150.0743 | 176.5204 | 191.3702 | 197.7099 | 198.1129 | 198.6156 | 195.125 | 190.0607 | 189.9401 | 182.9834 | 174.381 | 168.2788 | 166.8014 | 163.2336 | 158.2997 | 153.3969 | 147.4286 | 139.5883 | 135.3125 | -1.6534 | -1.8434 | -1.1586 | -3.2948 | -4.1067 | -3.5366 | -1.3476 | -4.0129 | -3.3408 | -4.1003 | -0.0031112 | 0.40386 | 1.3796 | 2.6364 | 6.701 | 6.1443 | 8.6201 | 8.0234 | 4.1026 | 4.2318 | 3.6857 | 3.6127 | 2.5197 | 2.0275 | 46.9167 | 46.3612 | 45.3556 | 44.488 | 43.8061 | 43.2631 | 43.0949 | 42.7972 | 43.1221 | 45.914 | 48.5933 | 50.9158 | 52.5283 | 53.442 | 54.0763 | 54.2103 | 53.6956 | 52.4692 | 50.7807 | 49.4902 | 48.4573 | 47.6202 | 46.7976 | 45.7963 | 5.3515 | 5.3476 | 5.8391 | 5.7704 | 5.7014 | 5.4467 | 6.3721 | 5.8449 | 6.8902 | 6.7174 | 5.8098 | 5.2886 | 4.9295 | 4.9333 | 4.2501 | 3.5478 | 3.0712 | 3.2148 | 3.1958 | 5.2875 | 5.7265 | 5.883 | 5.1313 | 5.5335
Program Specific1-in-2Size: Over 200kWOther2019Typical Event Day | Program Specific | 1-in-2 | Size: Over 200kW | Other | 2019 | Typical Event Day | 8 | 146.6707 | 143.1961 | 139.096 | 138.3454 | 145.9651 | 166.8377 | 192.4231 | 212.4797 | 226.1009 | 234.7087 | 242.4947 | 242.8118 | 237.0644 | 241.0355 | 235.4981 | 223.4687 | 207.4749 | 192.9142 | 186.3146 | 182.8126 | 181.0132 | 173.2986 | 162.9686 | 156.3534 | -1.1734 | -1.7128 | -1.0082 | -2.2713 | -3.3939 | -3.3233 | -2.844 | -3.7284 | -3.7465 | -4.6635 | -2.1382 | -2.728 | -1.519 | -0.57983 | 5.4129 | 6.1542 | 7.3125 | 6.7875 | 3.9381 | 3.4095 | 2.7782 | 3.7239 | 2.9248 | 2.8054 | 69.7725 | 68.7655 | 67.9061 | 67.0146 | 66.2826 | 65.7061 | 65.3133 | 65.5484 | 68.078 | 72.5084 | 77.1991 | 81.298 | 84.4911 | 86.8575 | 88.1757 | 88.5325 | 88.403 | 87.4529 | 85.6756 | 83.0833 | 79.5859 | 76.498 | 74.4665 | 72.9681 | 5.7098 | 5.682 | 6.2139 | 6.121 | 6.012 | 5.7004 | 6.5393 | 6.1095 | 7.4181 | 7.4921 | 6.6778 | 6.1956 | 5.7885 | 5.8937 | 5.1494 | 4.2802 | 3.5648 | 3.5003 | 3.434 | 5.7486 | 6.3616 | 6.5102 | 5.6399 | 6.0194
Program Specific1-in-2Size: Over 200kWOther2020January Monthly Peak | Program Specific | 1-in-2 | Size: Over 200kW | Other | 2020 | January Monthly Peak | 1 | 130.9633 | 128.2677 | 123.7752 | 123.3292 | 130.8011 | 151.5412 | 181.153 | 197.1273 | 202.6102 | 203.4521 | 205.796 | 204.3365 | 200.95 | 202.9637 | 196.3981 | 186.153 | 176.1179 | 173.196 | 169.6116 | 163.7851 | 158.8303 | 152.9664 | 144.4455 | 139.8446 | -1.6732 | -1.8636 | -1.1654 | -3.3095 | -4.1219 | -3.5711 | -1.383 | -4.1336 | -3.4236 | -4.2108 | -0.0032236 | 0.42292 | 1.4587 | 2.8172 | 7.1922 | 6.5591 | 9.0217 | 8.331 | 4.2629 | 4.3784 | 3.8163 | 3.7484 | 2.6074 | 2.0954 | 50.7344 | 50.2822 | 50.007 | 49.5728 | 49.3962 | 48.9016 | 49.0637 | 48.845 | 49.0394 | 50.5049 | 52.5164 | 54.5077 | 56.1867 | 57.2078 | 57.9164 | 57.9486 | 57.763 | 56.8801 | 55.2197 | 53.7586 | 53.1526 | 52.7456 | 51.9806 | 51.1275 | 5.4155 | 5.4063 | 5.8735 | 5.7961 | 5.7226 | 5.4999 | 6.5394 | 6.0208 | 7.061 | 6.8984 | 6.0198 | 5.5383 | 5.212 | 5.2716 | 4.5617 | 3.7873 | 3.2143 | 3.3381 | 3.3206 | 5.4707 | 5.9293 | 6.104 | 5.3099 | 5.7188
Program Specific1-in-2Size: Over 200kWOther2020February Monthly Peak | Program Specific | 1-in-2 | Size: Over 200kW | Other | 2020 | February Monthly Peak | 2 | 129.8372 | 127.2423 | 122.6648 | 122.0266 | 129.3795 | 149.6588 | 178.5852 | 193.85 | 199.2704 | 200.7004 | 203.6868 | 203.0074 | 200.0668 | 202.4829 | 196.278 | 185.963 | 175.6458 | 172.3783 | 168.4474 | 162.3495 | 157.5391 | 151.9352 | 143.2549 | 138.7937 | -1.6588 | -1.8487 | -1.1549 | -3.2745 | -4.0771 | -3.5268 | -1.3634 | -4.0649 | -3.3672 | -4.1538 | -0.0031906 | 0.42017 | 1.4523 | 2.8105 | 7.1878 | 6.5524 | 8.9975 | 8.2916 | 4.2336 | 4.34 | 3.7853 | 3.7231 | 2.5859 | 2.0796 | 50.8904 | 50.3095 | 49.9289 | 49.5306 | 49.2085 | 48.953 | 48.512 | 48.8358 | 50.2409 | 53.8616 | 57.8705 | 60.9629 | 62.6113 | 63.26 | 63.7721 | 63.7014 | 63.518 | 62.7503 | 60.72 | 58.3395 | 56.9223 | 56.1588 | 55.3218 | 54.1042 | 5.3689 | 5.3631 | 5.8208 | 5.7349 | 5.6604 | 5.4316 | 6.4467 | 5.9207 | 6.9446 | 6.8051 | 5.9581 | 5.5023 | 5.1891 | 5.2591 | 4.5589 | 3.7835 | 3.2057 | 3.3223 | 3.2978 | 5.4228 | 5.8811 | 6.0628 | 5.2661 | 5.6758
Program Specific1-in-2Size: Over 200kWOther2020March Monthly Peak | Program Specific | 1-in-2 | Size: Over 200kW | Other | 2020 | March Monthly Peak | 3 | 134.9606 | 131.4039 | 127.3528 | 124.951 | 131.7597 | 150.5447 | 176.9315 | 194.1694 | 201.8147 | 203.1026 | 207.8281 | 208.2564 | 205.5407 | 209.0357 | 203.888 | 193.8391 | 182.4649 | 171.9639 | 168.4055 | 167.4569 | 165.2145 | 159.2704 | 149.4682 | 143.3532 | -1.7242 | -1.9092 | -1.1991 | -3.353 | -4.1521 | -3.5477 | -1.3507 | -4.0716 | -3.4102 | -4.2036 | -0.0032555 | 0.43103 | 1.492 | 2.9015 | 7.4665 | 6.8299 | 9.3468 | 8.2717 | 4.2326 | 4.4766 | 3.9697 | 3.9029 | 2.698 | 2.148 | 52.4465 | 51.7066 | 51.063 | 50.6601 | 50.086 | 49.8044 | 49.5354 | 49.6054 | 51.2827 | 53.4797 | 56.1341 | 58.8351 | 61.3885 | 63.2676 | 64.1852 | 64.6492 | 64.2812 | 63.2491 | 60.8799 | 57.965 | 56.241 | 54.954 | 53.7511 | 52.5707 | 5.5808 | 5.5385 | 6.0433 | 5.8723 | 5.7646 | 5.4638 | 6.387 | 5.9304 | 7.0333 | 6.8866 | 6.0793 | 5.6445 | 5.331 | 5.4293 | 4.7356 | 3.9437 | 3.3301 | 3.3143 | 3.297 | 5.5933 | 6.1677 | 6.3555 | 5.4945 | 5.8623
Program Specific1-in-2Size: Over 200kWOther2020April Monthly Peak | Program Specific | 1-in-2 | Size: Over 200kW | Other | 2020 | April Monthly Peak | 4 | 134.2969 | 130.9723 | 126.5369 | 123.7007 | 130.2707 | 148.4206 | 173.9887 | 191.4952 | 201.1862 | 205.902 | 213.4165 | 216.2829 | 215.1868 | 219.8813 | 215.3469 | 203.9757 | 190.3995 | 177.7313 | 172.2659 | 169.9403 | 167.0087 | 160.7151 | 149.786 | 143.4191 | -1.7158 | -1.9029 | -1.1914 | -3.3195 | -4.1052 | -3.4976 | -1.3283 | -4.0155 | -3.3996 | -4.2615 | -0.003343 | 0.44765 | 1.562 | 3.052 | 7.8861 | 7.1871 | 9.7532 | 8.5491 | 4.3296 | 4.5429 | 4.0128 | 3.9383 | 2.7038 | 2.1489 | 62.0466 | 61.0444 | 60.2687 | 59.4675 | 58.656 | 58.0134 | 57.53 | 57.3908 | 59.3786 | 63.2637 | 68.0471 | 72.5762 | 76.0677 | 78.2824 | 79.4356 | 79.7658 | 79.2574 | 78.8372 | 77.4141 | 75.0583 | 71.3012 | 68.7641 | 66.6171 | 64.8897 | 5.5534 | 5.5203 | 6.0046 | 5.8135 | 5.6994 | 5.3867 | 6.2807 | 5.8487 | 7.0114 | 6.9815 | 6.2427 | 5.8621 | 5.5812 | 5.711 | 5.0018 | 4.1499 | 3.4749 | 3.4255 | 3.3726 | 5.6763 | 6.2347 | 6.4132 | 5.5062 | 5.865
Program Specific1-in-2Size: Over 200kWOther2020May Monthly Peak | Program Specific | 1-in-2 | Size: Over 200kW | Other | 2020 | May Monthly Peak | 5 | 136.6711 | 133.8674 | 129.1078 | 127.2017 | 134.2851 | 152.7919 | 176.7627 | 198.9204 | 213.0488 | 220.045 | 228.6716 | 230.796 | 228.4241 | 232.5454 | 227.4187 | 213.7051 | 198.6794 | 184.3572 | 177.0063 | 172.4607 | 169.8725 | 164.0264 | 153.7773 | 147.4724 | -1.6048 | -1.8706 | -1.155 | -3.1266 | -3.9916 | -3.48 | -1.6228 | -4.0239 | -3.5849 | -4.5148 | -0.4392 | -0.18692 | 0.98246 | 2.4081 | 7.6571 | 7.174 | 9.4902 | 8.3524 | 4.2956 | 4.3086 | 3.7625 | 3.9123 | 2.7724 | 2.3041 | 64.4984 | 63.4364 | 62.4816 | 61.6612 | 60.8529 | 59.9547 | 59.3801 | 60.0523 | 63.0148 | 66.6672 | 70.6402 | 74.3846 | 77.7487 | 80.1935 | 81.6547 | 82.1055 | 81.9883 | 81.1623 | 79.4117 | 77.137 | 73.2988 | 70.145 | 68.2972 | 66.6171 | 5.528 | 5.519 | 5.9926 | 5.8474 | 5.7466 | 5.4241 | 6.2413 | 5.9427 | 7.2624 | 7.2979 | 6.5427 | 6.1186 | 5.795 | 5.9078 | 5.1667 | 4.2528 | 3.5467 | 3.4755 | 3.3896 | 5.6345 | 6.2029 | 6.4022 | 5.5293 | 5.8989
Program Specific1-in-2Size: Over 200kWOther2020June Monthly Peak | Program Specific | 1-in-2 | Size: Over 200kW | Other | 2020 | June Monthly Peak | 6 | 143.4448 | 140.5184 | 136.0441 | 134.1535 | 140.9038 | 159.5635 | 183.4599 | 204.7748 | 217.8889 | 225.8255 | 234.4332 | 233.0364 | 226.4747 | 229.7011 | 224.6312 | 214.2348 | 199.8282 | 185.9282 | 180.6069 | 175.5621 | 174.9931 | 169.6132 | 159.4163 | 153.3748 | -1.4641 | -1.8475 | -1.1223 | -2.8483 | -3.8141 | -3.4473 | -2.1057 | -3.9171 | -3.6434 | -4.5734 | -1.1135 | -1.1854 | -0.020827 | 1.1762 | 6.5786 | 6.6618 | 8.5186 | 7.6516 | 4.151 | 3.93 | 3.3877 | 3.8811 | 2.8687 | 2.5422 | 67.2331 | 65.9595 | 64.9337 | 64.0654 | 63.1711 | 62.5665 | 62.0643 | 62.8355 | 65.8238 | 69.8868 | 73.7699 | 77.2529 | 79.838 | 82.0402 | 83.1276 | 83.6821 | 83.9549 | 83.6299 | 82.3128 | 79.9481 | 76.793 | 73.2802 | 70.9397 | 69.3433 | 5.6631 | 5.6546 | 6.1635 | 6.0194 | 5.8856 | 5.5289 | 6.3228 | 5.9712 | 7.2497 | 7.3104 | 6.5471 | 6.0302 | 5.6081 | 5.6959 | 4.9812 | 4.1613 | 3.4819 | 3.4213 | 3.3758 | 5.5986 | 6.237 | 6.4618 | 5.5949 | 5.9882
Program Specific1-in-2Size: Over 200kWOther2020July Monthly Peak | Program Specific | 1-in-2 | Size: Over 200kW | Other | 2020 | July Monthly Peak | 7 | 146.6155 | 142.9113 | 138.9577 | 138.2499 | 145.5402 | 165.7406 | 189.1231 | 207.8667 | 218.3971 | 225.2499 | 231.6368 | 229.9631 | 223.7361 | 226.3471 | 221.177 | 212.9616 | 200.3337 | 187.6337 | 183.047 | 178.5368 | 178.1652 | 172.4407 | 162.078 | 155.9369 | -1.1931 | -1.72 | -1.0159 | -2.3112 | -3.4187 | -3.3189 | -2.7562 | -3.668 | -3.621 | -4.481 | -1.9836 | -2.4954 | -1.3454 | -0.4382 | 5.1707 | 5.9121 | 7.1531 | 6.6716 | 3.8901 | 3.3714 | 2.7791 | 3.7205 | 2.9093 | 2.7846 | 69.4434 | 68.5819 | 67.9039 | 67.225 | 66.5474 | 66.098 | 65.7812 | 66.1655 | 68.623 | 72.445 | 76.7436 | 80.4414 | 83.3223 | 85.7304 | 87.4449 | 87.8663 | 87.7678 | 86.7609 | 85.4356 | 83.5497 | 80.2279 | 76.4653 | 74.0109 | 72.4383 | 5.7083 | 5.6714 | 6.2084 | 6.1174 | 5.9952 | 5.6636 | 6.4279 | 5.9776 | 7.1662 | 7.1909 | 6.3795 | 5.8684 | 5.4637 | 5.5352 | 4.8368 | 4.0794 | 3.4424 | 3.4049 | 3.3741 | 5.6148 | 6.2623 | 6.4787 | 5.6097 | 6.004
Program Specific1-in-2Size: Over 200kWOther2020August Monthly Peak | Program Specific | 1-in-2 | Size: Over 200kW | Other | 2020 | August Monthly Peak | 8 | 149.3725 | 145.8421 | 141.5869 | 140.9529 | 148.6771 | 170.2653 | 197.0499 | 219.5461 | 235.5532 | 246.0578 | 254.8898 | 255.4592 | 250.0985 | 254.1375 | 248.1645 | 234.9275 | 217.4249 | 201.5858 | 193.9893 | 189.8317 | 186.8547 | 177.9765 | 166.9201 | 159.6108 | -0.8427 | -1.5595 | -0.87473 | -1.589 | -2.8504 | -3.085 | -3.6077 | -3.4814 | -3.8651 | -4.7885 | -3.3553 | -4.5484 | -3.2903 | -2.6551 | 4.0331 | 5.577 | 5.9475 | 5.8069 | 3.7175 | 2.7828 | 2.0671 | 3.5593 | 2.9872 | 3.0971 | 73.6674 | 72.8139 | 71.879 | 70.7724 | 70.0435 | 69.3948 | 68.8302 | 68.8544 | 71.5502 | 76.4576 | 81.3858 | 85.3175 | 88.3412 | 90.5487 | 91.8058 | 91.9892 | 91.9373 | 90.7046 | 88.716 | 86.072 | 82.2993 | 79.6112 | 77.7756 | 76.0507 | 5.8962 | 5.8678 | 6.4135 | 6.3234 | 6.2092 | 5.8988 | 6.7901 | 6.4009 | 7.8361 | 7.964 | 7.1172 | 6.6093 | 6.192 | 6.3008 | 5.5022 | 4.5625 | 3.7879 | 3.7087 | 3.6253 | 6.0527 | 6.6586 | 6.7793 | 5.8573 | 6.2306
Program Specific1-in-2Size: Over 200kWOther2020September Monthly Peak | Program Specific | 1-in-2 | Size: Over 200kW | Other | 2020 | September Monthly Peak | 9 | 147.3744 | 143.6343 | 139.1112 | 139.1552 | 147.3862 | 168.878 | 197.237 | 218.8948 | 236.3111 | 245.7709 | 253.9618 | 254.3776 | 248.813 | 252.7742 | 246.6463 | 232.192 | 214.1014 | 198.5055 | 192.1548 | 189.8627 | 184.3874 | 176.0733 | 164.7971 | 157.3576 | -1.181 | -1.7191 | -1.0092 | -2.2887 | -3.4304 | -3.3657 | -2.9111 | -3.8431 | -3.916 | -4.8839 | -2.2329 | -2.8483 | -1.5846 | -0.59637 | 5.6787 | 6.3995 | 7.5557 | 6.9916 | 4.0637 | 3.5453 | 2.8346 | 3.785 | 2.9577 | 2.8221 | 68.7464 | 67.7068 | 66.9078 | 65.9956 | 65.3684 | 64.7651 | 64.5773 | 64.3384 | 66.3151 | 71.2443 | 76.8973 | 82.1804 | 86.4632 | 89.1106 | 90.3247 | 90.5925 | 89.9519 | 88.7162 | 86.2379 | 82.7633 | 79.0234 | 76.6352 | 75.1399 | 74.04 | 5.7372 | 5.6994 | 6.2146 | 6.1568 | 6.0706 | 5.7702 | 6.7029 | 6.294 | 7.7531 | 7.8452 | 6.9937 | 6.4908 | 6.0754 | 6.1807 | 5.3932 | 4.4473 | 3.6786 | 3.6018 | 3.5416 | 5.9703 | 6.4803 | 6.6145 | 5.7032 | 6.0581
Program Specific1-in-2Size: Over 200kWOther2020October Monthly Peak | Program Specific | 1-in-2 | Size: Over 200kW | Other | 2020 | October Monthly Peak | 10 | 132.0468 | 129.6954 | 124.4316 | 123.3513 | 130.5074 | 150.7638 | 179.9767 | 198.3858 | 209.2425 | 217.3805 | 225.2561 | 228.0939 | 227.7401 | 231.8224 | 225.9317 | 212.4852 | 197.5273 | 189.9282 | 182.3326 | 173.6617 | 166.5924 | 159.1956 | 148.1925 | 142.6045 | -1.1245 | -1.5873 | -0.93105 | -2.164 | -3.151 | -3.0625 | -2.521 | -3.5545 | -3.4746 | -4.3387 | -1.7719 | -2.2346 | -1.1228 | -0.14961 | 5.526 | 6.0284 | 7.303 | 6.9477 | 3.9327 | 3.3905 | 2.7132 | 3.4728 | 2.6613 | 2.5131 | 68.8641 | 68.2986 | 67.2455 | 66.2706 | 65.5648 | 64.8027 | 64.4408 | 64.4694 | 65.2731 | 69.8116 | 75.7752 | 81.1614 | 84.8994 | 87.0188 | 88.3126 | 88.3846 | 87.3089 | 85.9473 | 83.6213 | 79.9488 | 76.3994 | 73.8078 | 71.7425 | 70.2242 | 5.1454 | 5.1512 | 5.5641 | 5.4628 | 5.3805 | 5.1561 | 6.1222 | 5.7097 | 6.8716 | 6.9456 | 6.209 | 5.8256 | 5.5661 | 5.6738 | 4.945 | 4.0737 | 3.3971 | 3.4494 | 3.3638 | 5.466 | 5.8604 | 5.9861 | 5.1334 | 5.4953
Program Specific1-in-2Size: Over 200kWOther2020November Monthly Peak | Program Specific | 1-in-2 | Size: Over 200kW | Other | 2020 | November Monthly Peak | 11 | 135.2391 | 132.4995 | 127.9683 | 126.5255 | 133.9933 | 154.0666 | 179.4664 | 197.6459 | 207.975 | 212.3178 | 218.5578 | 220.1875 | 218.1149 | 221.1348 | 215.287 | 201.7111 | 189.7566 | 184.0663 | 177.1154 | 169.7618 | 164.273 | 158.437 | 147.6871 | 142.3043 | -1.7278 | -1.9251 | -1.2049 | -3.3953 | -4.2225 | -3.6307 | -1.3701 | -4.1445 | -3.5143 | -4.3943 | -0.0034235 | 0.45573 | 1.5833 | 3.0694 | 7.884 | 7.1073 | 9.7203 | 8.8538 | 4.4515 | 4.5382 | 3.9471 | 3.8825 | 2.6659 | 2.1322 | 58.1487 | 57.2085 | 56.2419 | 55.4333 | 54.5643 | 54.0346 | 53.5527 | 53.3922 | 56.8008 | 62.1726 | 68.2786 | 73.4887 | 76.9369 | 78.5181 | 79.0987 | 78.6853 | 76.4661 | 72.3688 | 68.0085 | 65.3376 | 63.2396 | 61.5976 | 60.5404 | 59.461 | 5.5923 | 5.5847 | 6.0725 | 5.9463 | 5.8623 | 5.5916 | 6.4785 | 6.0366 | 7.248 | 7.199 | 6.3931 | 5.9679 | 5.6572 | 5.7435 | 5.0004 | 4.1039 | 3.4632 | 3.5476 | 3.4675 | 5.6703 | 6.1325 | 6.3222 | 5.429 | 5.8194
Program Specific1-in-2Size: Over 200kWOther2020December Monthly Peak | Program Specific | 1-in-2 | Size: Over 200kW | Other | 2020 | December Monthly Peak | 12 | 129.415 | 126.8736 | 123.0504 | 122.7829 | 130.3166 | 150.0743 | 176.5204 | 191.3702 | 197.7099 | 198.1129 | 198.6156 | 195.125 | 190.0607 | 189.9401 | 182.9834 | 174.3811 | 168.2788 | 166.8014 | 163.2336 | 158.2997 | 153.3969 | 147.4286 | 139.5883 | 135.3125 | -1.6534 | -1.8434 | -1.1586 | -3.2948 | -4.1067 | -3.5366 | -1.3476 | -4.0129 | -3.3408 | -4.1003 | -0.0031112 | 0.40386 | 1.3796 | 2.6364 | 6.701 | 6.1443 | 8.6201 | 8.0234 | 4.1026 | 4.2318 | 3.6857 | 3.6127 | 2.5197 | 2.0275 | 46.9167 | 46.3612 | 45.3556 | 44.488 | 43.8061 | 43.2631 | 43.0949 | 42.7972 | 43.1221 | 45.914 | 48.5933 | 50.9158 | 52.5283 | 53.442 | 54.0763 | 54.2103 | 53.6956 | 52.4692 | 50.7807 | 49.4902 | 48.4573 | 47.6202 | 46.7976 | 45.7963 | 5.3515 | 5.3476 | 5.8391 | 5.7704 | 5.7014 | 5.4467 | 6.3721 | 5.8449 | 6.8902 | 6.7174 | 5.8098 | 5.2886 | 4.9295 | 4.9333 | 4.2501 | 3.5478 | 3.0712 | 3.2148 | 3.1958 | 5.2875 | 5.7265 | 5.883 | 5.1313 | 5.5335
Program Specific1-in-2Size: Over 200kWOther2020Typical Event Day | Program Specific | 1-in-2 | Size: Over 200kW | Other | 2020 | Typical Event Day | 8 | 146.6707 | 143.1961 | 139.096 | 138.3454 | 145.9651 | 166.8377 | 192.4231 | 212.4797 | 226.1009 | 234.7087 | 242.4946 | 242.8118 | 237.0644 | 241.0355 | 235.4981 | 223.4687 | 207.4749 | 192.9142 | 186.3146 | 182.8126 | 181.0132 | 173.2986 | 162.9686 | 156.3534 | -1.1734 | -1.7128 | -1.0082 | -2.2713 | -3.3939 | -3.3233 | -2.844 | -3.7284 | -3.7466 | -4.6635 | -2.1382 | -2.728 | -1.519 | -0.57983 | 5.4129 | 6.1542 | 7.3125 | 6.7875 | 3.9381 | 3.4095 | 2.7782 | 3.7239 | 2.9248 | 2.8054 | 69.7725 | 68.7655 | 67.9061 | 67.0146 | 66.2826 | 65.7061 | 65.3133 | 65.5484 | 68.078 | 72.5084 | 77.1991 | 81.298 | 84.4911 | 86.8575 | 88.1757 | 88.5325 | 88.403 | 87.4529 | 85.6756 | 83.0833 | 79.5859 | 76.498 | 74.4665 | 72.9681 | 5.7098 | 5.682 | 6.2139 | 6.121 | 6.012 | 5.7004 | 6.5393 | 6.1095 | 7.4181 | 7.4921 | 6.6778 | 6.1956 | 5.7885 | 5.8937 | 5.1494 | 4.2802 | 3.5648 | 3.5003 | 3.434 | 5.7486 | 6.3616 | 6.5102 | 5.6399 | 6.0194
Program Specific1-in-2Size: Over 200kWOther2021January Monthly Peak | Program Specific | 1-in-2 | Size: Over 200kW | Other | 2021 | January Monthly Peak | 1 | 130.9633 | 128.2677 | 123.7752 | 123.3292 | 130.8011 | 151.5412 | 181.153 | 197.1273 | 202.6102 | 203.4521 | 205.796 | 204.3365 | 200.95 | 202.9637 | 196.3981 | 186.153 | 176.1179 | 173.196 | 169.6116 | 163.7851 | 158.8303 | 152.9664 | 144.4455 | 139.8446 | -1.6732 | -1.8636 | -1.1654 | -3.3095 | -4.1219 | -3.5711 | -1.383 | -4.1336 | -3.4236 | -4.2108 | -0.0032236 | 0.42292 | 1.4587 | 2.8172 | 7.1922 | 6.5591 | 9.0217 | 8.331 | 4.2629 | 4.3784 | 3.8163 | 3.7484 | 2.6074 | 2.0954 | 50.7344 | 50.2822 | 50.007 | 49.5728 | 49.3962 | 48.9016 | 49.0637 | 48.845 | 49.0394 | 50.5049 | 52.5164 | 54.5077 | 56.1867 | 57.2078 | 57.9164 | 57.9486 | 57.763 | 56.8801 | 55.2197 | 53.7586 | 53.1526 | 52.7456 | 51.9806 | 51.1275 | 5.4155 | 5.4063 | 5.8735 | 5.7961 | 5.7226 | 5.4999 | 6.5394 | 6.0208 | 7.061 | 6.8984 | 6.0198 | 5.5383 | 5.212 | 5.2716 | 4.5617 | 3.7873 | 3.2143 | 3.3381 | 3.3206 | 5.4707 | 5.9293 | 6.104 | 5.3099 | 5.7188
Program Specific1-in-2Size: Over 200kWOther2021February Monthly Peak | Program Specific | 1-in-2 | Size: Over 200kW | Other | 2021 | February Monthly Peak | 2 | 129.8372 | 127.2423 | 122.6648 | 122.0266 | 129.3795 | 149.6588 | 178.5852 | 193.85 | 199.2704 | 200.7004 | 203.6868 | 203.0074 | 200.0668 | 202.4829 | 196.2781 | 185.963 | 175.6458 | 172.3783 | 168.4474 | 162.3495 | 157.5391 | 151.9352 | 143.2549 | 138.7937 | -1.6588 | -1.8487 | -1.1549 | -3.2745 | -4.0771 | -3.5268 | -1.3634 | -4.0649 | -3.3672 | -4.1538 | -0.0031906 | 0.42017 | 1.4523 | 2.8105 | 7.1878 | 6.5524 | 8.9975 | 8.2916 | 4.2336 | 4.34 | 3.7853 | 3.7231 | 2.5859 | 2.0796 | 50.8904 | 50.3095 | 49.9289 | 49.5306 | 49.2085 | 48.953 | 48.512 | 48.8358 | 50.2409 | 53.8616 | 57.8705 | 60.9629 | 62.6113 | 63.26 | 63.7721 | 63.7014 | 63.518 | 62.7503 | 60.72 | 58.3395 | 56.9223 | 56.1588 | 55.3218 | 54.1042 | 5.3689 | 5.3631 | 5.8208 | 5.7349 | 5.6604 | 5.4316 | 6.4467 | 5.9207 | 6.9446 | 6.8051 | 5.9581 | 5.5023 | 5.1891 | 5.2591 | 4.5589 | 3.7835 | 3.2056 | 3.3223 | 3.2978 | 5.4228 | 5.8811 | 6.0628 | 5.2661 | 5.6758
Program Specific1-in-2Size: Over 200kWOther2021March Monthly Peak | Program Specific | 1-in-2 | Size: Over 200kW | Other | 2021 | March Monthly Peak | 3 | 134.9606 | 131.4039 | 127.3528 | 124.951 | 131.7597 | 150.5447 | 176.9315 | 194.1694 | 201.8147 | 203.1026 | 207.8281 | 208.2564 | 205.5407 | 209.0357 | 203.888 | 193.8391 | 182.4649 | 171.9639 | 168.4055 | 167.4569 | 165.2145 | 159.2704 | 149.4682 | 143.3532 | -1.7242 | -1.9092 | -1.1991 | -3.353 | -4.1521 | -3.5477 | -1.3507 | -4.0716 | -3.4102 | -4.2036 | -0.0032555 | 0.43103 | 1.492 | 2.9015 | 7.4665 | 6.8299 | 9.3468 | 8.2717 | 4.2326 | 4.4766 | 3.9697 | 3.9029 | 2.698 | 2.148 | 52.4465 | 51.7066 | 51.063 | 50.6601 | 50.086 | 49.8044 | 49.5354 | 49.6054 | 51.2827 | 53.4797 | 56.1341 | 58.8351 | 61.3885 | 63.2676 | 64.1852 | 64.6492 | 64.2812 | 63.2491 | 60.8799 | 57.965 | 56.241 | 54.954 | 53.7511 | 52.5707 | 5.5808 | 5.5385 | 6.0433 | 5.8723 | 5.7646 | 5.4638 | 6.387 | 5.9304 | 7.0333 | 6.8866 | 6.0793 | 5.6445 | 5.331 | 5.4293 | 4.7356 | 3.9437 | 3.3301 | 3.3143 | 3.297 | 5.5933 | 6.1677 | 6.3555 | 5.4945 | 5.8623
Program Specific1-in-2Size: Over 200kWOther2021April Monthly Peak | Program Specific | 1-in-2 | Size: Over 200kW | Other | 2021 | April Monthly Peak | 4 | 134.2969 | 130.9723 | 126.5369 | 123.7007 | 130.2707 | 148.4206 | 173.9887 | 191.4952 | 201.1862 | 205.902 | 213.4165 | 216.2829 | 215.1868 | 219.8813 | 215.3469 | 203.9757 | 190.3995 | 177.7313 | 172.2659 | 169.9403 | 167.0087 | 160.7151 | 149.786 | 143.4191 | -1.7158 | -1.9029 | -1.1914 | -3.3195 | -4.1052 | -3.4976 | -1.3283 | -4.0155 | -3.3996 | -4.2615 | -0.003343 | 0.44765 | 1.562 | 3.052 | 7.8861 | 7.1871 | 9.7532 | 8.5491 | 4.3296 | 4.5429 | 4.0128 | 3.9383 | 2.7038 | 2.1489 | 62.0466 | 61.0444 | 60.2687 | 59.4675 | 58.656 | 58.0134 | 57.53 | 57.3908 | 59.3786 | 63.2637 | 68.0471 | 72.5762 | 76.0677 | 78.2824 | 79.4356 | 79.7658 | 79.2574 | 78.8372 | 77.4141 | 75.0583 | 71.3012 | 68.7641 | 66.6171 | 64.8897 | 5.5534 | 5.5203 | 6.0046 | 5.8135 | 5.6994 | 5.3867 | 6.2807 | 5.8487 | 7.0114 | 6.9815 | 6.2427 | 5.8621 | 5.5812 | 5.711 | 5.0018 | 4.1499 | 3.4749 | 3.4255 | 3.3726 | 5.6763 | 6.2347 | 6.4132 | 5.5062 | 5.865
Program Specific1-in-2Size: Over 200kWOther2021May Monthly Peak | Program Specific | 1-in-2 | Size: Over 200kW | Other | 2021 | May Monthly Peak | 5 | 136.6711 | 133.8674 | 129.1078 | 127.2017 | 134.2851 | 152.7919 | 176.7627 | 198.9204 | 213.0488 | 220.045 | 228.6716 | 230.796 | 228.4241 | 232.5454 | 227.4187 | 213.7051 | 198.6794 | 184.3572 | 177.0063 | 172.4607 | 169.8725 | 164.0264 | 153.7773 | 147.4724 | -1.6048 | -1.8706 | -1.155 | -3.1266 | -3.9916 | -3.48 | -1.6228 | -4.0239 | -3.5849 | -4.5148 | -0.4392 | -0.18692 | 0.98246 | 2.4081 | 7.6571 | 7.174 | 9.4902 | 8.3524 | 4.2956 | 4.3086 | 3.7625 | 3.9123 | 2.7724 | 2.3041 | 64.4984 | 63.4364 | 62.4816 | 61.6612 | 60.8529 | 59.9547 | 59.3801 | 60.0523 | 63.0148 | 66.6672 | 70.6402 | 74.3846 | 77.7487 | 80.1935 | 81.6547 | 82.1055 | 81.9883 | 81.1623 | 79.4117 | 77.137 | 73.2988 | 70.145 | 68.2972 | 66.6171 | 5.528 | 5.519 | 5.9926 | 5.8474 | 5.7466 | 5.4241 | 6.2413 | 5.9427 | 7.2624 | 7.2979 | 6.5427 | 6.1186 | 5.795 | 5.9078 | 5.1667 | 4.2528 | 3.5467 | 3.4755 | 3.3896 | 5.6345 | 6.2029 | 6.4022 | 5.5293 | 5.8989
Program Specific1-in-2Size: Over 200kWOther2021June Monthly Peak | Program Specific | 1-in-2 | Size: Over 200kW | Other | 2021 | June Monthly Peak | 6 | 143.4448 | 140.5184 | 136.0441 | 134.1535 | 140.9038 | 159.5635 | 183.4598 | 204.7748 | 217.8889 | 225.8255 | 234.4332 | 233.0364 | 226.4747 | 229.7011 | 224.6312 | 214.2348 | 199.8282 | 185.9282 | 180.6069 | 175.5621 | 174.9931 | 169.6132 | 159.4163 | 153.3748 | -1.4641 | -1.8475 | -1.1223 | -2.8483 | -3.8141 | -3.4473 | -2.1057 | -3.9171 | -3.6434 | -4.5734 | -1.1135 | -1.1854 | -0.020827 | 1.1762 | 6.5786 | 6.6618 | 8.5186 | 7.6516 | 4.151 | 3.93 | 3.3877 | 3.8811 | 2.8687 | 2.5422 | 67.2331 | 65.9595 | 64.9337 | 64.0654 | 63.1711 | 62.5665 | 62.0643 | 62.8355 | 65.8238 | 69.8868 | 73.7699 | 77.2529 | 79.838 | 82.0402 | 83.1276 | 83.6821 | 83.9549 | 83.6299 | 82.3128 | 79.9481 | 76.793 | 73.2802 | 70.9397 | 69.3433 | 5.6631 | 5.6546 | 6.1635 | 6.0194 | 5.8856 | 5.5289 | 6.3228 | 5.9712 | 7.2497 | 7.3104 | 6.5471 | 6.0302 | 5.6081 | 5.6959 | 4.9812 | 4.1613 | 3.4819 | 3.4213 | 3.3758 | 5.5986 | 6.237 | 6.4618 | 5.5949 | 5.9882
Program Specific1-in-2Size: Over 200kWOther2021July Monthly Peak | Program Specific | 1-in-2 | Size: Over 200kW | Other | 2021 | July Monthly Peak | 7 | 146.6155 | 142.9113 | 138.9577 | 138.2499 | 145.5402 | 165.7406 | 189.1231 | 207.8668 | 218.3971 | 225.2499 | 231.6368 | 229.9631 | 223.7361 | 226.3471 | 221.177 | 212.9616 | 200.3337 | 187.6337 | 183.047 | 178.5368 | 178.1652 | 172.4407 | 162.078 | 155.9369 | -1.1931 | -1.72 | -1.0159 | -2.3112 | -3.4187 | -3.3189 | -2.7562 | -3.668 | -3.621 | -4.481 | -1.9836 | -2.4954 | -1.3454 | -0.4382 | 5.1707 | 5.9121 | 7.1531 | 6.6716 | 3.8901 | 3.3714 | 2.7791 | 3.7205 | 2.9093 | 2.7846 | 69.4434 | 68.5819 | 67.9039 | 67.225 | 66.5474 | 66.098 | 65.7812 | 66.1655 | 68.623 | 72.445 | 76.7436 | 80.4414 | 83.3223 | 85.7304 | 87.4449 | 87.8663 | 87.7678 | 86.7609 | 85.4356 | 83.5497 | 80.2279 | 76.4653 | 74.0109 | 72.4383 | 5.7083 | 5.6714 | 6.2084 | 6.1174 | 5.9952 | 5.6636 | 6.4279 | 5.9776 | 7.1662 | 7.1909 | 6.3795 | 5.8684 | 5.4637 | 5.5352 | 4.8368 | 4.0794 | 3.4424 | 3.4049 | 3.3741 | 5.6148 | 6.2623 | 6.4787 | 5.6097 | 6.004
Program Specific1-in-2Size: Over 200kWOther2021August Monthly Peak | Program Specific | 1-in-2 | Size: Over 200kW | Other | 2021 | August Monthly Peak | 8 | 149.3725 | 145.8421 | 141.5869 | 140.9529 | 148.6771 | 170.2653 | 197.0499 | 219.5461 | 235.5532 | 246.0578 | 254.8898 | 255.4592 | 250.0985 | 254.1375 | 248.1645 | 234.9275 | 217.4249 | 201.5858 | 193.9893 | 189.8317 | 186.8547 | 177.9765 | 166.9201 | 159.6108 | -0.8427 | -1.5595 | -0.87473 | -1.589 | -2.8504 | -3.085 | -3.6077 | -3.4814 | -3.8651 | -4.7885 | -3.3553 | -4.5484 | -3.2903 | -2.6551 | 4.0331 | 5.577 | 5.9475 | 5.8069 | 3.7175 | 2.7828 | 2.0671 | 3.5593 | 2.9872 | 3.0971 | 73.6674 | 72.8139 | 71.879 | 70.7724 | 70.0435 | 69.3948 | 68.8302 | 68.8544 | 71.5502 | 76.4576 | 81.3858 | 85.3175 | 88.3412 | 90.5487 | 91.8058 | 91.9892 | 91.9373 | 90.7046 | 88.716 | 86.072 | 82.2993 | 79.6112 | 77.7756 | 76.0507 | 5.8962 | 5.8678 | 6.4135 | 6.3234 | 6.2092 | 5.8988 | 6.7901 | 6.4009 | 7.8361 | 7.964 | 7.1172 | 6.6093 | 6.192 | 6.3008 | 5.5022 | 4.5625 | 3.7879 | 3.7087 | 3.6253 | 6.0527 | 6.6586 | 6.7793 | 5.8573 | 6.2306
Program Specific1-in-2Size: Over 200kWOther2021September Monthly Peak | Program Specific | 1-in-2 | Size: Over 200kW | Other | 2021 | September Monthly Peak | 9 | 147.3744 | 143.6343 | 139.1112 | 139.1552 | 147.3862 | 168.878 | 197.237 | 218.8948 | 236.3111 | 245.7709 | 253.9618 | 254.3776 | 248.813 | 252.7742 | 246.6463 | 232.192 | 214.1014 | 198.5055 | 192.1548 | 189.8627 | 184.3874 | 176.0733 | 164.7971 | 157.3576 | -1.181 | -1.7191 | -1.0092 | -2.2887 | -3.4304 | -3.3657 | -2.9111 | -3.8431 | -3.916 | -4.8839 | -2.2329 | -2.8483 | -1.5846 | -0.59637 | 5.6787 | 6.3995 | 7.5557 | 6.9916 | 4.0637 | 3.5453 | 2.8346 | 3.785 | 2.9577 | 2.8221 | 68.7464 | 67.7068 | 66.9078 | 65.9956 | 65.3684 | 64.7651 | 64.5773 | 64.3384 | 66.3151 | 71.2443 | 76.8973 | 82.1803 | 86.4632 | 89.1106 | 90.3247 | 90.5925 | 89.9519 | 88.7162 | 86.2379 | 82.7633 | 79.0234 | 76.6352 | 75.1399 | 74.04 | 5.7372 | 5.6994 | 6.2146 | 6.1568 | 6.0706 | 5.7702 | 6.7029 | 6.294 | 7.7531 | 7.8452 | 6.9937 | 6.4908 | 6.0754 | 6.1807 | 5.3932 | 4.4473 | 3.6786 | 3.6018 | 3.5416 | 5.9703 | 6.4803 | 6.6145 | 5.7032 | 6.0581
Program Specific1-in-2Size: Over 200kWOther2021October Monthly Peak | Program Specific | 1-in-2 | Size: Over 200kW | Other | 2021 | October Monthly Peak | 10 | 132.0468 | 129.6954 | 124.4316 | 123.3513 | 130.5074 | 150.7637 | 179.9767 | 198.3858 | 209.2425 | 217.3805 | 225.2561 | 228.0939 | 227.7401 | 231.8224 | 225.9317 | 212.4852 | 197.5273 | 189.9283 | 182.3326 | 173.6617 | 166.5924 | 159.1956 | 148.1926 | 142.6045 | -1.1245 | -1.5873 | -0.93105 | -2.164 | -3.151 | -3.0625 | -2.521 | -3.5545 | -3.4746 | -4.3387 | -1.7719 | -2.2346 | -1.1228 | -0.14961 | 5.526 | 6.0284 | 7.303 | 6.9477 | 3.9327 | 3.3905 | 2.7132 | 3.4728 | 2.6613 | 2.5131 | 68.8641 | 68.2986 | 67.2455 | 66.2706 | 65.5648 | 64.8027 | 64.4408 | 64.4694 | 65.2731 | 69.8116 | 75.7752 | 81.1614 | 84.8994 | 87.0188 | 88.3126 | 88.3846 | 87.3089 | 85.9473 | 83.6213 | 79.9488 | 76.3994 | 73.8078 | 71.7425 | 70.2242 | 5.1454 | 5.1512 | 5.5641 | 5.4628 | 5.3805 | 5.1561 | 6.1222 | 5.7097 | 6.8716 | 6.9456 | 6.209 | 5.8256 | 5.5661 | 5.6738 | 4.945 | 4.0737 | 3.3971 | 3.4494 | 3.3638 | 5.466 | 5.8604 | 5.9861 | 5.1334 | 5.4953
Program Specific1-in-2Size: Over 200kWOther2021November Monthly Peak | Program Specific | 1-in-2 | Size: Over 200kW | Other | 2021 | November Monthly Peak | 11 | 135.2391 | 132.4995 | 127.9683 | 126.5255 | 133.9933 | 154.0666 | 179.4664 | 197.6459 | 207.975 | 212.3178 | 218.5579 | 220.1875 | 218.1149 | 221.1348 | 215.287 | 201.7111 | 189.7566 | 184.0663 | 177.1154 | 169.7618 | 164.273 | 158.437 | 147.6871 | 142.3043 | -1.7278 | -1.9251 | -1.2049 | -3.3953 | -4.2225 | -3.6307 | -1.3701 | -4.1445 | -3.5143 | -4.3943 | -0.0034235 | 0.45573 | 1.5833 | 3.0694 | 7.884 | 7.1073 | 9.7203 | 8.8538 | 4.4515 | 4.5382 | 3.9471 | 3.8825 | 2.6659 | 2.1322 | 58.1487 | 57.2085 | 56.2419 | 55.4333 | 54.5643 | 54.0346 | 53.5527 | 53.3922 | 56.8008 | 62.1726 | 68.2786 | 73.4887 | 76.9369 | 78.5181 | 79.0987 | 78.6853 | 76.4661 | 72.3688 | 68.0085 | 65.3376 | 63.2396 | 61.5976 | 60.5404 | 59.461 | 5.5923 | 5.5847 | 6.0725 | 5.9463 | 5.8623 | 5.5916 | 6.4785 | 6.0366 | 7.248 | 7.199 | 6.3931 | 5.9679 | 5.6572 | 5.7435 | 5.0004 | 4.1039 | 3.4632 | 3.5476 | 3.4675 | 5.6703 | 6.1325 | 6.3222 | 5.429 | 5.8194
Program Specific1-in-2Size: Over 200kWOther2021December Monthly Peak | Program Specific | 1-in-2 | Size: Over 200kW | Other | 2021 | December Monthly Peak | 12 | 129.415 | 126.8736 | 123.0504 | 122.7829 | 130.3166 | 150.0743 | 176.5204 | 191.3702 | 197.7099 | 198.1129 | 198.6156 | 195.125 | 190.0607 | 189.9401 | 182.9834 | 174.3811 | 168.2788 | 166.8014 | 163.2336 | 158.2997 | 153.3969 | 147.4286 | 139.5883 | 135.3125 | -1.6534 | -1.8434 | -1.1586 | -3.2948 | -4.1067 | -3.5366 | -1.3476 | -4.0129 | -3.3408 | -4.1003 | -0.0031112 | 0.40386 | 1.3796 | 2.6364 | 6.701 | 6.1443 | 8.6201 | 8.0234 | 4.1026 | 4.2318 | 3.6857 | 3.6127 | 2.5197 | 2.0275 | 46.9167 | 46.3612 | 45.3556 | 44.488 | 43.8061 | 43.2631 | 43.0949 | 42.7972 | 43.1221 | 45.914 | 48.5933 | 50.9158 | 52.5283 | 53.442 | 54.0763 | 54.2103 | 53.6956 | 52.4692 | 50.7807 | 49.4902 | 48.4573 | 47.6202 | 46.7976 | 45.7963 | 5.3515 | 5.3476 | 5.8391 | 5.7704 | 5.7014 | 5.4467 | 6.3721 | 5.8449 | 6.8902 | 6.7174 | 5.8098 | 5.2886 | 4.9295 | 4.9333 | 4.2501 | 3.5478 | 3.0712 | 3.2148 | 3.1958 | 5.2875 | 5.7265 | 5.883 | 5.1313 | 5.5335
Program Specific1-in-2Size: Over 200kWOther2021Typical Event Day | Program Specific | 1-in-2 | Size: Over 200kW | Other | 2021 | Typical Event Day | 8 | 146.6707 | 143.1961 | 139.0959 | 138.3454 | 145.9651 | 166.8377 | 192.4231 | 212.4797 | 226.1009 | 234.7087 | 242.4946 | 242.8118 | 237.0644 | 241.0355 | 235.4981 | 223.4687 | 207.4749 | 192.9142 | 186.3146 | 182.8126 | 181.0132 | 173.2986 | 162.9686 | 156.3534 | -1.1734 | -1.7128 | -1.0082 | -2.2713 | -3.3939 | -3.3233 | -2.844 | -3.7284 | -3.7465 | -4.6635 | -2.1382 | -2.728 | -1.519 | -0.57983 | 5.4129 | 6.1542 | 7.3125 | 6.7875 | 3.9381 | 3.4095 | 2.7782 | 3.7239 | 2.9248 | 2.8054 | 69.7725 | 68.7655 | 67.9061 | 67.0146 | 66.2826 | 65.7061 | 65.3133 | 65.5484 | 68.078 | 72.5084 | 77.1991 | 81.298 | 84.4911 | 86.8575 | 88.1757 | 88.5325 | 88.403 | 87.4529 | 85.6756 | 83.0833 | 79.5859 | 76.498 | 74.4665 | 72.9681 | 5.7098 | 5.682 | 6.2139 | 6.121 | 6.012 | 5.7004 | 6.5393 | 6.1095 | 7.4181 | 7.4921 | 6.6778 | 6.1956 | 5.7885 | 5.8937 | 5.1494 | 4.2802 | 3.5648 | 3.5003 | 3.434 | 5.7486 | 6.3616 | 6.5102 | 5.6399 | 6.0194
Program Specific1-in-2Size: Over 200kWOther2022January Monthly Peak | Program Specific | 1-in-2 | Size: Over 200kW | Other | 2022 | January Monthly Peak | 1 | 130.9633 | 128.2677 | 123.7752 | 123.3292 | 130.8011 | 151.5412 | 181.153 | 197.1273 | 202.6102 | 203.4521 | 205.796 | 204.3365 | 200.95 | 202.9637 | 196.3981 | 186.153 | 176.1179 | 173.196 | 169.6116 | 163.7851 | 158.8303 | 152.9664 | 144.4455 | 139.8446 | -1.6732 | -1.8636 | -1.1654 | -3.3095 | -4.1219 | -3.5711 | -1.383 | -4.1336 | -3.4236 | -4.2108 | -0.0032236 | 0.42292 | 1.4587 | 2.8172 | 7.1922 | 6.5591 | 9.0217 | 8.331 | 4.2629 | 4.3784 | 3.8163 | 3.7484 | 2.6074 | 2.0954 | 50.7344 | 50.2822 | 50.007 | 49.5728 | 49.3962 | 48.9016 | 49.0637 | 48.845 | 49.0394 | 50.5049 | 52.5164 | 54.5077 | 56.1867 | 57.2078 | 57.9164 | 57.9486 | 57.763 | 56.8801 | 55.2198 | 53.7586 | 53.1526 | 52.7456 | 51.9806 | 51.1275 | 5.4155 | 5.4063 | 5.8735 | 5.7961 | 5.7226 | 5.4999 | 6.5394 | 6.0208 | 7.061 | 6.8984 | 6.0198 | 5.5383 | 5.212 | 5.2716 | 4.5617 | 3.7873 | 3.2143 | 3.3381 | 3.3206 | 5.4707 | 5.9293 | 6.104 | 5.3099 | 5.7188
Program Specific1-in-2Size: Over 200kWOther2022February Monthly Peak | Program Specific | 1-in-2 | Size: Over 200kW | Other | 2022 | February Monthly Peak | 2 | 129.8372 | 127.2423 | 122.6648 | 122.0266 | 129.3795 | 149.6587 | 178.5852 | 193.85 | 199.2704 | 200.7004 | 203.6868 | 203.0074 | 200.0668 | 202.4829 | 196.2781 | 185.963 | 175.6458 | 172.3783 | 168.4474 | 162.3495 | 157.5391 | 151.9352 | 143.2549 | 138.7937 | -1.6588 | -1.8487 | -1.1549 | -3.2745 | -4.0771 | -3.5268 | -1.3634 | -4.0649 | -3.3672 | -4.1538 | -0.0031906 | 0.42017 | 1.4523 | 2.8105 | 7.1878 | 6.5524 | 8.9975 | 8.2916 | 4.2336 | 4.34 | 3.7853 | 3.7231 | 2.5859 | 2.0796 | 50.8904 | 50.3096 | 49.9289 | 49.5306 | 49.2085 | 48.953 | 48.512 | 48.8358 | 50.2409 | 53.8616 | 57.8705 | 60.9629 | 62.6113 | 63.26 | 63.7721 | 63.7014 | 63.518 | 62.7503 | 60.72 | 58.3395 | 56.9223 | 56.1588 | 55.3218 | 54.1042 | 5.3689 | 5.3631 | 5.8208 | 5.7349 | 5.6604 | 5.4316 | 6.4467 | 5.9207 | 6.9446 | 6.8051 | 5.9581 | 5.5023 | 5.1891 | 5.2591 | 4.5589 | 3.7835 | 3.2057 | 3.3223 | 3.2978 | 5.4228 | 5.8811 | 6.0628 | 5.2661 | 5.6758
Program Specific1-in-2Size: Over 200kWOther2022March Monthly Peak | Program Specific | 1-in-2 | Size: Over 200kW | Other | 2022 | March Monthly Peak | 3 | 134.9606 | 131.4039 | 127.3528 | 124.951 | 131.7597 | 150.5447 | 176.9315 | 194.1694 | 201.8147 | 203.1027 | 207.8281 | 208.2564 | 205.5407 | 209.0357 | 203.888 | 193.8391 | 182.4649 | 171.9639 | 168.4055 | 167.4569 | 165.2145 | 159.2704 | 149.4682 | 143.3532 | -1.7242 | -1.9092 | -1.1991 | -3.353 | -4.1521 | -3.5477 | -1.3507 | -4.0716 | -3.4102 | -4.2036 | -0.0032555 | 0.43103 | 1.492 | 2.9015 | 7.4665 | 6.8299 | 9.3468 | 8.2717 | 4.2326 | 4.4766 | 3.9697 | 3.9029 | 2.698 | 2.148 | 52.4465 | 51.7066 | 51.063 | 50.6601 | 50.086 | 49.8044 | 49.5354 | 49.6054 | 51.2827 | 53.4797 | 56.1341 | 58.8351 | 61.3885 | 63.2676 | 64.1852 | 64.6492 | 64.2812 | 63.2491 | 60.8799 | 57.965 | 56.241 | 54.954 | 53.7511 | 52.5707 | 5.5808 | 5.5385 | 6.0433 | 5.8723 | 5.7646 | 5.4638 | 6.387 | 5.9304 | 7.0333 | 6.8866 | 6.0793 | 5.6445 | 5.331 | 5.4293 | 4.7356 | 3.9437 | 3.3301 | 3.3143 | 3.297 | 5.5933 | 6.1677 | 6.3555 | 5.4945 | 5.8623
Program Specific1-in-2Size: Over 200kWOther2022April Monthly Peak | Program Specific | 1-in-2 | Size: Over 200kW | Other | 2022 | April Monthly Peak | 4 | 134.2969 | 130.9723 | 126.5369 | 123.7007 | 130.2707 | 148.4206 | 173.9887 | 191.4952 | 201.1862 | 205.902 | 213.4165 | 216.2829 | 215.1868 | 219.8813 | 215.3469 | 203.9757 | 190.3995 | 177.7313 | 172.2659 | 169.9403 | 167.0087 | 160.7151 | 149.786 | 143.4191 | -1.7158 | -1.9029 | -1.1914 | -3.3195 | -4.1052 | -3.4976 | -1.3283 | -4.0155 | -3.3996 | -4.2615 | -0.003343 | 0.44765 | 1.562 | 3.052 | 7.8861 | 7.1871 | 9.7532 | 8.5491 | 4.3296 | 4.5429 | 4.0128 | 3.9383 | 2.7038 | 2.1489 | 62.0466 | 61.0444 | 60.2687 | 59.4675 | 58.656 | 58.0134 | 57.53 | 57.3908 | 59.3786 | 63.2637 | 68.0471 | 72.5762 | 76.0677 | 78.2824 | 79.4356 | 79.7658 | 79.2574 | 78.8372 | 77.4141 | 75.0583 | 71.3012 | 68.7641 | 66.6171 | 64.8897 | 5.5534 | 5.5203 | 6.0046 | 5.8135 | 5.6994 | 5.3867 | 6.2807 | 5.8487 | 7.0114 | 6.9815 | 6.2427 | 5.8621 | 5.5812 | 5.711 | 5.0018 | 4.1499 | 3.4749 | 3.4255 | 3.3726 | 5.6763 | 6.2347 | 6.4132 | 5.5062 | 5.865
Program Specific1-in-2Size: Over 200kWOther2022May Monthly Peak | Program Specific | 1-in-2 | Size: Over 200kW | Other | 2022 | May Monthly Peak | 5 | 136.6711 | 133.8674 | 129.1078 | 127.2017 | 134.2851 | 152.7919 | 176.7627 | 198.9204 | 213.0488 | 220.045 | 228.6716 | 230.796 | 228.4241 | 232.5454 | 227.4187 | 213.7051 | 198.6794 | 184.3572 | 177.0063 | 172.4607 | 169.8725 | 164.0264 | 153.7773 | 147.4724 | -1.6048 | -1.8706 | -1.155 | -3.1266 | -3.9916 | -3.48 | -1.6228 | -4.0239 | -3.5849 | -4.5148 | -0.4392 | -0.18692 | 0.98246 | 2.4081 | 7.6571 | 7.174 | 9.4902 | 8.3524 | 4.2956 | 4.3086 | 3.7625 | 3.9123 | 2.7724 | 2.3041 | 64.4984 | 63.4364 | 62.4816 | 61.6612 | 60.8529 | 59.9547 | 59.3801 | 60.0523 | 63.0148 | 66.6672 | 70.6402 | 74.3846 | 77.7487 | 80.1935 | 81.6547 | 82.1055 | 81.9883 | 81.1623 | 79.4117 | 77.137 | 73.2988 | 70.145 | 68.2972 | 66.6171 | 5.528 | 5.519 | 5.9926 | 5.8474 | 5.7466 | 5.4241 | 6.2413 | 5.9427 | 7.2624 | 7.2979 | 6.5427 | 6.1186 | 5.795 | 5.9078 | 5.1667 | 4.2528 | 3.5467 | 3.4755 | 3.3896 | 5.6345 | 6.2029 | 6.4022 | 5.5293 | 5.8989
Program Specific1-in-2Size: Over 200kWOther2022June Monthly Peak | Program Specific | 1-in-2 | Size: Over 200kW | Other | 2022 | June Monthly Peak | 6 | 143.4448 | 140.5184 | 136.044 | 134.1535 | 140.9038 | 159.5635 | 183.4599 | 204.7748 | 217.8889 | 225.8254 | 234.4332 | 233.0364 | 226.4747 | 229.7011 | 224.6312 | 214.2348 | 199.8282 | 185.9282 | 180.6069 | 175.5621 | 174.9931 | 169.6132 | 159.4163 | 153.3749 | -1.4641 | -1.8475 | -1.1223 | -2.8483 | -3.8141 | -3.4473 | -2.1057 | -3.9171 | -3.6434 | -4.5734 | -1.1135 | -1.1854 | -0.020827 | 1.1762 | 6.5786 | 6.6618 | 8.5186 | 7.6516 | 4.151 | 3.93 | 3.3877 | 3.8811 | 2.8687 | 2.5422 | 67.2331 | 65.9595 | 64.9337 | 64.0654 | 63.1711 | 62.5665 | 62.0643 | 62.8355 | 65.8238 | 69.8868 | 73.7699 | 77.2528 | 79.838 | 82.0402 | 83.1276 | 83.6821 | 83.9549 | 83.6299 | 82.3128 | 79.9481 | 76.793 | 73.2802 | 70.9397 | 69.3433 | 5.6631 | 5.6546 | 6.1635 | 6.0194 | 5.8856 | 5.5289 | 6.3228 | 5.9712 | 7.2497 | 7.3104 | 6.5471 | 6.0302 | 5.6081 | 5.6959 | 4.9812 | 4.1613 | 3.4819 | 3.4213 | 3.3758 | 5.5986 | 6.237 | 6.4618 | 5.5949 | 5.9882
Program Specific1-in-2Size: Over 200kWOther2022July Monthly Peak | Program Specific | 1-in-2 | Size: Over 200kW | Other | 2022 | July Monthly Peak | 7 | 146.6155 | 142.9113 | 138.9577 | 138.2499 | 145.5402 | 165.7406 | 189.1231 | 207.8667 | 218.3971 | 225.2499 | 231.6368 | 229.9631 | 223.7361 | 226.3471 | 221.177 | 212.9616 | 200.3337 | 187.6338 | 183.047 | 178.5368 | 178.1652 | 172.4407 | 162.078 | 155.9369 | -1.1931 | -1.72 | -1.0159 | -2.3112 | -3.4187 | -3.3189 | -2.7562 | -3.668 | -3.621 | -4.481 | -1.9836 | -2.4954 | -1.3454 | -0.4382 | 5.1707 | 5.9121 | 7.1531 | 6.6716 | 3.8901 | 3.3714 | 2.7791 | 3.7205 | 2.9093 | 2.7846 | 69.4434 | 68.5819 | 67.9039 | 67.225 | 66.5474 | 66.098 | 65.7812 | 66.1655 | 68.623 | 72.445 | 76.7436 | 80.4414 | 83.3223 | 85.7304 | 87.4449 | 87.8663 | 87.7678 | 86.7609 | 85.4356 | 83.5497 | 80.2279 | 76.4653 | 74.0109 | 72.4383 | 5.7083 | 5.6714 | 6.2084 | 6.1174 | 5.9952 | 5.6636 | 6.4279 | 5.9776 | 7.1662 | 7.1909 | 6.3795 | 5.8684 | 5.4637 | 5.5352 | 4.8368 | 4.0794 | 3.4424 | 3.4049 | 3.3741 | 5.6148 | 6.2623 | 6.4787 | 5.6097 | 6.004
Program Specific1-in-2Size: Over 200kWOther2022August Monthly Peak | Program Specific | 1-in-2 | Size: Over 200kW | Other | 2022 | August Monthly Peak | 8 | 149.3725 | 145.8422 | 141.5869 | 140.9529 | 148.6771 | 170.2653 | 197.0499 | 219.546 | 235.5532 | 246.0578 | 254.8898 | 255.4592 | 250.0985 | 254.1375 | 248.1645 | 234.9275 | 217.4249 | 201.5857 | 193.9893 | 189.8317 | 186.8547 | 177.9765 | 166.9201 | 159.6108 | -0.8427 | -1.5595 | -0.87473 | -1.589 | -2.8504 | -3.085 | -3.6077 | -3.4814 | -3.8651 | -4.7885 | -3.3553 | -4.5484 | -3.2903 | -2.6551 | 4.0331 | 5.577 | 5.9475 | 5.8068 | 3.7175 | 2.7828 | 2.0671 | 3.5593 | 2.9872 | 3.0971 | 73.6674 | 72.8139 | 71.879 | 70.7724 | 70.0435 | 69.3948 | 68.8302 | 68.8543 | 71.5502 | 76.4576 | 81.3858 | 85.3175 | 88.3412 | 90.5487 | 91.8058 | 91.9892 | 91.9373 | 90.7046 | 88.716 | 86.072 | 82.2993 | 79.6112 | 77.7757 | 76.0507 | 5.8962 | 5.8678 | 6.4135 | 6.3234 | 6.2092 | 5.8988 | 6.7901 | 6.4009 | 7.8361 | 7.964 | 7.1172 | 6.6093 | 6.192 | 6.3008 | 5.5022 | 4.5625 | 3.7879 | 3.7087 | 3.6253 | 6.0527 | 6.6586 | 6.7793 | 5.8573 | 6.2306
Program Specific1-in-2Size: Over 200kWOther2022September Monthly Peak | Program Specific | 1-in-2 | Size: Over 200kW | Other | 2022 | September Monthly Peak | 9 | 147.3744 | 143.6343 | 139.1112 | 139.1552 | 147.3862 | 168.878 | 197.237 | 218.8948 | 236.3111 | 245.7709 | 253.9618 | 254.3776 | 248.813 | 252.7742 | 246.6463 | 232.1919 | 214.1014 | 198.5055 | 192.1548 | 189.8627 | 184.3874 | 176.0733 | 164.7971 | 157.3576 | -1.181 | -1.7191 | -1.0092 | -2.2887 | -3.4304 | -3.3657 | -2.9111 | -3.8431 | -3.916 | -4.8839 | -2.2329 | -2.8483 | -1.5846 | -0.59637 | 5.6787 | 6.3995 | 7.5557 | 6.9916 | 4.0637 | 3.5453 | 2.8346 | 3.785 | 2.9577 | 2.8221 | 68.7464 | 67.7068 | 66.9078 | 65.9956 | 65.3684 | 64.7651 | 64.5773 | 64.3384 | 66.3151 | 71.2443 | 76.8974 | 82.1804 | 86.4632 | 89.1106 | 90.3247 | 90.5925 | 89.9519 | 88.7162 | 86.2379 | 82.7633 | 79.0234 | 76.6352 | 75.1399 | 74.04 | 5.7372 | 5.6994 | 6.2146 | 6.1568 | 6.0706 | 5.7702 | 6.7029 | 6.294 | 7.7531 | 7.8452 | 6.9937 | 6.4908 | 6.0754 | 6.1807 | 5.3932 | 4.4473 | 3.6786 | 3.6018 | 3.5416 | 5.9703 | 6.4803 | 6.6145 | 5.7032 | 6.0581
Program Specific1-in-2Size: Over 200kWOther2022October Monthly Peak | Program Specific | 1-in-2 | Size: Over 200kW | Other | 2022 | October Monthly Peak | 10 | 132.0468 | 129.6954 | 124.4316 | 123.3513 | 130.5074 | 150.7638 | 179.9766 | 198.3858 | 209.2425 | 217.3805 | 225.2561 | 228.0939 | 227.7401 | 231.8224 | 225.9317 | 212.4852 | 197.5273 | 189.9282 | 182.3326 | 173.6617 | 166.5924 | 159.1956 | 148.1926 | 142.6045 | -1.1245 | -1.5873 | -0.93105 | -2.164 | -3.151 | -3.0625 | -2.521 | -3.5545 | -3.4746 | -4.3387 | -1.7719 | -2.2346 | -1.1228 | -0.14961 | 5.526 | 6.0284 | 7.303 | 6.9477 | 3.9327 | 3.3905 | 2.7132 | 3.4728 | 2.6613 | 2.5131 | 68.8641 | 68.2986 | 67.2455 | 66.2706 | 65.5648 | 64.8027 | 64.4408 | 64.4694 | 65.2731 | 69.8116 | 75.7752 | 81.1614 | 84.8994 | 87.0188 | 88.3126 | 88.3846 | 87.3089 | 85.9473 | 83.6213 | 79.9488 | 76.3994 | 73.8078 | 71.7425 | 70.2242 | 5.1454 | 5.1512 | 5.5641 | 5.4628 | 5.3805 | 5.1561 | 6.1222 | 5.7097 | 6.8716 | 6.9456 | 6.209 | 5.8256 | 5.5661 | 5.6738 | 4.945 | 4.0737 | 3.3971 | 3.4494 | 3.3638 | 5.466 | 5.8604 | 5.9861 | 5.1334 | 5.4953
Program Specific1-in-2Size: Over 200kWOther2022November Monthly Peak | Program Specific | 1-in-2 | Size: Over 200kW | Other | 2022 | November Monthly Peak | 11 | 135.2391 | 132.4995 | 127.9683 | 126.5255 | 133.9933 | 154.0666 | 179.4664 | 197.6459 | 207.975 | 212.3178 | 218.5578 | 220.1875 | 218.1149 | 221.1348 | 215.287 | 201.7111 | 189.7566 | 184.0663 | 177.1154 | 169.7618 | 164.273 | 158.437 | 147.6871 | 142.3043 | -1.7278 | -1.9251 | -1.2049 | -3.3953 | -4.2225 | -3.6307 | -1.3701 | -4.1445 | -3.5143 | -4.3943 | -0.0034235 | 0.45573 | 1.5833 | 3.0694 | 7.884 | 7.1073 | 9.7203 | 8.8538 | 4.4515 | 4.5382 | 3.9471 | 3.8825 | 2.6659 | 2.1322 | 58.1487 | 57.2085 | 56.2419 | 55.4333 | 54.5643 | 54.0346 | 53.5527 | 53.3922 | 56.8008 | 62.1726 | 68.2786 | 73.4887 | 76.9369 | 78.5181 | 79.0987 | 78.6853 | 76.4661 | 72.3688 | 68.0085 | 65.3376 | 63.2396 | 61.5976 | 60.5404 | 59.461 | 5.5923 | 5.5847 | 6.0725 | 5.9463 | 5.8623 | 5.5916 | 6.4785 | 6.0366 | 7.248 | 7.199 | 6.3931 | 5.9679 | 5.6572 | 5.7435 | 5.0004 | 4.1039 | 3.4632 | 3.5476 | 3.4675 | 5.6703 | 6.1325 | 6.3222 | 5.429 | 5.8194
Program Specific1-in-2Size: Over 200kWOther2022December Monthly Peak | Program Specific | 1-in-2 | Size: Over 200kW | Other | 2022 | December Monthly Peak | 12 | 129.415 | 126.8736 | 123.0504 | 122.7829 | 130.3166 | 150.0743 | 176.5204 | 191.3702 | 197.7099 | 198.113 | 198.6156 | 195.125 | 190.0607 | 189.9401 | 182.9834 | 174.3811 | 168.2788 | 166.8014 | 163.2336 | 158.2997 | 153.3969 | 147.4286 | 139.5883 | 135.3125 | -1.6534 | -1.8434 | -1.1586 | -3.2948 | -4.1067 | -3.5366 | -1.3476 | -4.0129 | -3.3408 | -4.1003 | -0.0031112 | 0.40386 | 1.3796 | 2.6364 | 6.701 | 6.1443 | 8.6201 | 8.0234 | 4.1026 | 4.2318 | 3.6857 | 3.6127 | 2.5197 | 2.0275 | 46.9167 | 46.3612 | 45.3556 | 44.488 | 43.8061 | 43.2631 | 43.0949 | 42.7972 | 43.1221 | 45.914 | 48.5933 | 50.9158 | 52.5283 | 53.442 | 54.0763 | 54.2103 | 53.6956 | 52.4692 | 50.7807 | 49.4902 | 48.4573 | 47.6202 | 46.7976 | 45.7963 | 5.3515 | 5.3476 | 5.8391 | 5.7704 | 5.7014 | 5.4467 | 6.3721 | 5.8449 | 6.8902 | 6.7174 | 5.8098 | 5.2886 | 4.9295 | 4.9333 | 4.2501 | 3.5478 | 3.0712 | 3.2148 | 3.1958 | 5.2875 | 5.7265 | 5.883 | 5.1313 | 5.5335
Program Specific1-in-2Size: Over 200kWOther2022Typical Event Day | Program Specific | 1-in-2 | Size: Over 200kW | Other | 2022 | Typical Event Day | 8 | 146.6707 | 143.1961 | 139.0959 | 138.3454 | 145.9651 | 166.8377 | 192.4231 | 212.4797 | 226.1009 | 234.7087 | 242.4946 | 242.8118 | 237.0644 | 241.0355 | 235.4982 | 223.4687 | 207.4749 | 192.9142 | 186.3146 | 182.8126 | 181.0132 | 173.2986 | 162.9686 | 156.3534 | -1.1734 | -1.7128 | -1.0082 | -2.2713 | -3.3939 | -3.3233 | -2.844 | -3.7284 | -3.7465 | -4.6635 | -2.1382 | -2.728 | -1.519 | -0.57983 | 5.4129 | 6.1542 | 7.3125 | 6.7875 | 3.9381 | 3.4095 | 2.7782 | 3.7239 | 2.9248 | 2.8054 | 69.7725 | 68.7655 | 67.9061 | 67.0146 | 66.2826 | 65.7061 | 65.3133 | 65.5484 | 68.078 | 72.5084 | 77.1991 | 81.298 | 84.4911 | 86.8575 | 88.1757 | 88.5325 | 88.403 | 87.4529 | 85.6756 | 83.0833 | 79.5859 | 76.498 | 74.4665 | 72.9681 | 5.7098 | 5.682 | 6.2139 | 6.121 | 6.012 | 5.7004 | 6.5393 | 6.1095 | 7.4181 | 7.4921 | 6.6778 | 6.1956 | 5.7885 | 5.8937 | 5.1494 | 4.2802 | 3.5648 | 3.5003 | 3.434 | 5.7486 | 6.3616 | 6.5102 | 5.6399 | 6.0194
Program Specific1-in-2Size: Over 200kWOther2023January Monthly Peak | Program Specific | 1-in-2 | Size: Over 200kW | Other | 2023 | January Monthly Peak | 1 | 130.9633 | 128.2677 | 123.7752 | 123.3292 | 130.8011 | 151.5412 | 181.153 | 197.1273 | 202.6102 | 203.4521 | 205.796 | 204.3365 | 200.95 | 202.9637 | 196.3981 | 186.153 | 176.1179 | 173.196 | 169.6116 | 163.7851 | 158.8303 | 152.9664 | 144.4455 | 139.8446 | -1.6732 | -1.8636 | -1.1654 | -3.3095 | -4.1219 | -3.5711 | -1.383 | -4.1336 | -3.4236 | -4.2108 | -0.0032236 | 0.42292 | 1.4587 | 2.8172 | 7.1922 | 6.5591 | 9.0217 | 8.331 | 4.2629 | 4.3784 | 3.8163 | 3.7484 | 2.6074 | 2.0954 | 50.7344 | 50.2822 | 50.007 | 49.5728 | 49.3962 | 48.9016 | 49.0637 | 48.845 | 49.0394 | 50.5049 | 52.5164 | 54.5077 | 56.1867 | 57.2078 | 57.9164 | 57.9486 | 57.763 | 56.8801 | 55.2197 | 53.7586 | 53.1526 | 52.7456 | 51.9806 | 51.1275 | 5.4155 | 5.4063 | 5.8735 | 5.7961 | 5.7226 | 5.4999 | 6.5394 | 6.0208 | 7.061 | 6.8984 | 6.0198 | 5.5383 | 5.212 | 5.2716 | 4.5617 | 3.7873 | 3.2143 | 3.3381 | 3.3206 | 5.4707 | 5.9293 | 6.104 | 5.3099 | 5.7188
Program Specific1-in-2Size: Over 200kWOther2023February Monthly Peak | Program Specific | 1-in-2 | Size: Over 200kW | Other | 2023 | February Monthly Peak | 2 | 129.8372 | 127.2423 | 122.6648 | 122.0266 | 129.3795 | 149.6588 | 178.5852 | 193.85 | 199.2704 | 200.7004 | 203.6868 | 203.0074 | 200.0668 | 202.4829 | 196.278 | 185.963 | 175.6458 | 172.3783 | 168.4474 | 162.3495 | 157.5391 | 151.9352 | 143.2549 | 138.7937 | -1.6588 | -1.8487 | -1.1549 | -3.2745 | -4.0771 | -3.5268 | -1.3634 | -4.0649 | -3.3672 | -4.1538 | -0.0031906 | 0.42017 | 1.4523 | 2.8105 | 7.1878 | 6.5524 | 8.9975 | 8.2916 | 4.2336 | 4.34 | 3.7853 | 3.7231 | 2.5859 | 2.0796 | 50.8904 | 50.3096 | 49.9289 | 49.5306 | 49.2085 | 48.953 | 48.512 | 48.8358 | 50.2409 | 53.8616 | 57.8705 | 60.9629 | 62.6113 | 63.26 | 63.7721 | 63.7014 | 63.518 | 62.7503 | 60.72 | 58.3395 | 56.9223 | 56.1588 | 55.3218 | 54.1042 | 5.3689 | 5.3631 | 5.8208 | 5.7349 | 5.6604 | 5.4316 | 6.4467 | 5.9207 | 6.9446 | 6.8051 | 5.9581 | 5.5023 | 5.1891 | 5.2591 | 4.5589 | 3.7835 | 3.2056 | 3.3223 | 3.2978 | 5.4228 | 5.8811 | 6.0628 | 5.2661 | 5.6758
Program Specific1-in-2Size: Over 200kWOther2023March Monthly Peak | Program Specific | 1-in-2 | Size: Over 200kW | Other | 2023 | March Monthly Peak | 3 | 134.9606 | 131.4039 | 127.3528 | 124.951 | 131.7597 | 150.5447 | 176.9315 | 194.1694 | 201.8147 | 203.1026 | 207.8281 | 208.2564 | 205.5407 | 209.0357 | 203.888 | 193.8391 | 182.4649 | 171.9639 | 168.4055 | 167.4569 | 165.2145 | 159.2704 | 149.4682 | 143.3532 | -1.7242 | -1.9092 | -1.1991 | -3.353 | -4.1521 | -3.5477 | -1.3507 | -4.0716 | -3.4102 | -4.2036 | -0.0032555 | 0.43103 | 1.492 | 2.9015 | 7.4665 | 6.8299 | 9.3468 | 8.2717 | 4.2326 | 4.4766 | 3.9697 | 3.9029 | 2.698 | 2.148 | 52.4465 | 51.7066 | 51.063 | 50.6601 | 50.086 | 49.8044 | 49.5354 | 49.6054 | 51.2827 | 53.4797 | 56.1341 | 58.8351 | 61.3885 | 63.2676 | 64.1852 | 64.6492 | 64.2812 | 63.2491 | 60.8799 | 57.965 | 56.241 | 54.954 | 53.7511 | 52.5707 | 5.5808 | 5.5385 | 6.0433 | 5.8723 | 5.7646 | 5.4638 | 6.387 | 5.9304 | 7.0333 | 6.8866 | 6.0793 | 5.6445 | 5.331 | 5.4293 | 4.7356 | 3.9437 | 3.3301 | 3.3143 | 3.297 | 5.5933 | 6.1677 | 6.3555 | 5.4945 | 5.8623
Program Specific1-in-2Size: Over 200kWOther2023April Monthly Peak | Program Specific | 1-in-2 | Size: Over 200kW | Other | 2023 | April Monthly Peak | 4 | 134.2969 | 130.9723 | 126.5369 | 123.7007 | 130.2707 | 148.4206 | 173.9887 | 191.4952 | 201.1862 | 205.902 | 213.4165 | 216.2829 | 215.1868 | 219.8813 | 215.3469 | 203.9757 | 190.3995 | 177.7313 | 172.2659 | 169.9403 | 167.0087 | 160.7151 | 149.786 | 143.4191 | -1.7158 | -1.9029 | -1.1914 | -3.3195 | -4.1052 | -3.4976 | -1.3283 | -4.0155 | -3.3996 | -4.2615 | -0.003343 | 0.44765 | 1.562 | 3.052 | 7.8861 | 7.1871 | 9.7532 | 8.5491 | 4.3296 | 4.5429 | 4.0128 | 3.9383 | 2.7038 | 2.1489 | 62.0466 | 61.0444 | 60.2687 | 59.4675 | 58.656 | 58.0134 | 57.53 | 57.3908 | 59.3786 | 63.2637 | 68.0471 | 72.5762 | 76.0677 | 78.2824 | 79.4356 | 79.7658 | 79.2575 | 78.8372 | 77.4141 | 75.0583 | 71.3012 | 68.7641 | 66.6171 | 64.8897 | 5.5534 | 5.5203 | 6.0046 | 5.8135 | 5.6994 | 5.3867 | 6.2807 | 5.8487 | 7.0114 | 6.9815 | 6.2427 | 5.8621 | 5.5812 | 5.711 | 5.0018 | 4.1499 | 3.4749 | 3.4255 | 3.3726 | 5.6763 | 6.2347 | 6.4132 | 5.5062 | 5.865
Program Specific1-in-2Size: Over 200kWOther2023May Monthly Peak | Program Specific | 1-in-2 | Size: Over 200kW | Other | 2023 | May Monthly Peak | 5 | 136.6711 | 133.8674 | 129.1078 | 127.2017 | 134.2851 | 152.7919 | 176.7627 | 198.9204 | 213.0488 | 220.045 | 228.6716 | 230.796 | 228.4241 | 232.5454 | 227.4187 | 213.7051 | 198.6794 | 184.3572 | 177.0063 | 172.4607 | 169.8725 | 164.0264 | 153.7773 | 147.4724 | -1.6048 | -1.8706 | -1.155 | -3.1266 | -3.9916 | -3.48 | -1.6228 | -4.0239 | -3.5849 | -4.5148 | -0.4392 | -0.18692 | 0.98246 | 2.4081 | 7.6571 | 7.174 | 9.4902 | 8.3524 | 4.2956 | 4.3086 | 3.7625 | 3.9123 | 2.7724 | 2.3041 | 64.4984 | 63.4364 | 62.4816 | 61.6612 | 60.8529 | 59.9547 | 59.3801 | 60.0523 | 63.0148 | 66.6672 | 70.6402 | 74.3846 | 77.7487 | 80.1935 | 81.6547 | 82.1055 | 81.9883 | 81.1623 | 79.4117 | 77.137 | 73.2988 | 70.145 | 68.2972 | 66.6171 | 5.528 | 5.519 | 5.9926 | 5.8474 | 5.7466 | 5.4241 | 6.2413 | 5.9427 | 7.2624 | 7.2979 | 6.5427 | 6.1186 | 5.795 | 5.9078 | 5.1667 | 4.2528 | 3.5467 | 3.4755 | 3.3896 | 5.6345 | 6.2029 | 6.4022 | 5.5293 | 5.8989
Program Specific1-in-2Size: Over 200kWOther2023June Monthly Peak | Program Specific | 1-in-2 | Size: Over 200kW | Other | 2023 | June Monthly Peak | 6 | 143.4448 | 140.5184 | 136.0441 | 134.1535 | 140.9038 | 159.5635 | 183.4599 | 204.7748 | 217.8889 | 225.8255 | 234.4332 | 233.0364 | 226.4747 | 229.7011 | 224.6312 | 214.2348 | 199.8282 | 185.9282 | 180.6069 | 175.5621 | 174.9931 | 169.6132 | 159.4163 | 153.3748 | -1.4641 | -1.8475 | -1.1223 | -2.8483 | -3.8141 | -3.4473 | -2.1057 | -3.9171 | -3.6434 | -4.5734 | -1.1135 | -1.1854 | -0.020827 | 1.1762 | 6.5786 | 6.6618 | 8.5186 | 7.6516 | 4.151 | 3.93 | 3.3877 | 3.8811 | 2.8687 | 2.5422 | 67.2331 | 65.9595 | 64.9337 | 64.0654 | 63.1711 | 62.5665 | 62.0643 | 62.8355 | 65.8238 | 69.8868 | 73.7699 | 77.2529 | 79.838 | 82.0402 | 83.1276 | 83.6821 | 83.9549 | 83.6299 | 82.3128 | 79.9481 | 76.793 | 73.2802 | 70.9397 | 69.3433 | 5.6631 | 5.6546 | 6.1635 | 6.0194 | 5.8856 | 5.5289 | 6.3228 | 5.9712 | 7.2497 | 7.3104 | 6.5471 | 6.0302 | 5.6081 | 5.6959 | 4.9812 | 4.1613 | 3.4819 | 3.4213 | 3.3758 | 5.5986 | 6.237 | 6.4618 | 5.5949 | 5.9882
Program Specific1-in-2Size: Over 200kWOther2023July Monthly Peak | Program Specific | 1-in-2 | Size: Over 200kW | Other | 2023 | July Monthly Peak | 7 | 146.6155 | 142.9113 | 138.9577 | 138.2499 | 145.5402 | 165.7406 | 189.1231 | 207.8667 | 218.3971 | 225.2499 | 231.6368 | 229.9631 | 223.7361 | 226.3471 | 221.177 | 212.9616 | 200.3337 | 187.6337 | 183.047 | 178.5368 | 178.1652 | 172.4407 | 162.078 | 155.9369 | -1.1931 | -1.72 | -1.0159 | -2.3112 | -3.4187 | -3.3189 | -2.7562 | -3.668 | -3.621 | -4.481 | -1.9836 | -2.4954 | -1.3454 | -0.4382 | 5.1707 | 5.9121 | 7.1531 | 6.6716 | 3.8901 | 3.3714 | 2.7791 | 3.7205 | 2.9093 | 2.7846 | 69.4434 | 68.5819 | 67.9039 | 67.225 | 66.5474 | 66.098 | 65.7812 | 66.1655 | 68.623 | 72.445 | 76.7436 | 80.4414 | 83.3223 | 85.7304 | 87.4449 | 87.8663 | 87.7678 | 86.7609 | 85.4356 | 83.5497 | 80.2279 | 76.4653 | 74.0109 | 72.4383 | 5.7083 | 5.6714 | 6.2084 | 6.1174 | 5.9952 | 5.6636 | 6.4279 | 5.9776 | 7.1662 | 7.1909 | 6.3795 | 5.8684 | 5.4637 | 5.5352 | 4.8368 | 4.0794 | 3.4424 | 3.4049 | 3.3741 | 5.6148 | 6.2623 | 6.4787 | 5.6097 | 6.004
Program Specific1-in-2Size: Over 200kWOther2023August Monthly Peak | Program Specific | 1-in-2 | Size: Over 200kW | Other | 2023 | August Monthly Peak | 8 | 149.3725 | 145.8422 | 141.5869 | 140.9529 | 148.6771 | 170.2653 | 197.0499 | 219.5461 | 235.5532 | 246.0578 | 254.8898 | 255.4592 | 250.0985 | 254.1375 | 248.1645 | 234.9275 | 217.4249 | 201.5858 | 193.9893 | 189.8317 | 186.8547 | 177.9765 | 166.9201 | 159.6108 | -0.8427 | -1.5595 | -0.87473 | -1.589 | -2.8504 | -3.085 | -3.6077 | -3.4814 | -3.8651 | -4.7885 | -3.3553 | -4.5484 | -3.2903 | -2.6551 | 4.0331 | 5.577 | 5.9475 | 5.8069 | 3.7175 | 2.7828 | 2.0671 | 3.5593 | 2.9872 | 3.0971 | 73.6674 | 72.8139 | 71.879 | 70.7724 | 70.0435 | 69.3948 | 68.8302 | 68.8544 | 71.5502 | 76.4576 | 81.3858 | 85.3175 | 88.3412 | 90.5487 | 91.8058 | 91.9892 | 91.9373 | 90.7046 | 88.716 | 86.072 | 82.2993 | 79.6112 | 77.7756 | 76.0507 | 5.8962 | 5.8678 | 6.4135 | 6.3234 | 6.2092 | 5.8988 | 6.7901 | 6.4009 | 7.8361 | 7.964 | 7.1172 | 6.6093 | 6.192 | 6.3008 | 5.5022 | 4.5625 | 3.7879 | 3.7087 | 3.6253 | 6.0527 | 6.6586 | 6.7793 | 5.8573 | 6.2306
Program Specific1-in-2Size: Over 200kWOther2023September Monthly Peak | Program Specific | 1-in-2 | Size: Over 200kW | Other | 2023 | September Monthly Peak | 9 | 147.3744 | 143.6343 | 139.1112 | 139.1552 | 147.3862 | 168.878 | 197.237 | 218.8948 | 236.3111 | 245.7709 | 253.9618 | 254.3776 | 248.813 | 252.7742 | 246.6463 | 232.1919 | 214.1014 | 198.5055 | 192.1548 | 189.8627 | 184.3874 | 176.0733 | 164.7971 | 157.3576 | -1.181 | -1.7191 | -1.0092 | -2.2887 | -3.4304 | -3.3657 | -2.9111 | -3.8431 | -3.916 | -4.8839 | -2.2329 | -2.8483 | -1.5846 | -0.59637 | 5.6787 | 6.3995 | 7.5557 | 6.9916 | 4.0637 | 3.5453 | 2.8346 | 3.785 | 2.9577 | 2.8221 | 68.7464 | 67.7068 | 66.9078 | 65.9956 | 65.3684 | 64.7652 | 64.5773 | 64.3384 | 66.3151 | 71.2443 | 76.8974 | 82.1803 | 86.4632 | 89.1106 | 90.3247 | 90.5925 | 89.9519 | 88.7162 | 86.2379 | 82.7633 | 79.0234 | 76.6352 | 75.1399 | 74.04 | 5.7372 | 5.6994 | 6.2146 | 6.1568 | 6.0706 | 5.7702 | 6.7029 | 6.294 | 7.7531 | 7.8452 | 6.9937 | 6.4908 | 6.0754 | 6.1807 | 5.3932 | 4.4473 | 3.6786 | 3.6018 | 3.5416 | 5.9703 | 6.4803 | 6.6145 | 5.7032 | 6.0581
Program Specific1-in-2Size: Over 200kWOther2023October Monthly Peak | Program Specific | 1-in-2 | Size: Over 200kW | Other | 2023 | October Monthly Peak | 10 | 132.0468 | 129.6954 | 124.4316 | 123.3513 | 130.5074 | 150.7637 | 179.9766 | 198.3858 | 209.2425 | 217.3805 | 225.2561 | 228.0939 | 227.7401 | 231.8224 | 225.9317 | 212.4852 | 197.5273 | 189.9282 | 182.3326 | 173.6617 | 166.5924 | 159.1956 | 148.1925 | 142.6045 | -1.1245 | -1.5873 | -0.93105 | -2.164 | -3.151 | -3.0625 | -2.521 | -3.5545 | -3.4746 | -4.3387 | -1.7719 | -2.2346 | -1.1228 | -0.14961 | 5.526 | 6.0284 | 7.303 | 6.9477 | 3.9327 | 3.3905 | 2.7132 | 3.4728 | 2.6613 | 2.5131 | 68.8641 | 68.2986 | 67.2455 | 66.2706 | 65.5648 | 64.8027 | 64.4408 | 64.4694 | 65.2731 | 69.8116 | 75.7752 | 81.1614 | 84.8994 | 87.0188 | 88.3126 | 88.3846 | 87.3089 | 85.9473 | 83.6213 | 79.9488 | 76.3994 | 73.8078 | 71.7425 | 70.2242 | 5.1454 | 5.1512 | 5.5641 | 5.4628 | 5.3805 | 5.1561 | 6.1222 | 5.7097 | 6.8716 | 6.9456 | 6.209 | 5.8256 | 5.5661 | 5.6738 | 4.945 | 4.0737 | 3.3971 | 3.4494 | 3.3638 | 5.466 | 5.8604 | 5.9861 | 5.1334 | 5.4953
Program Specific1-in-2Size: Over 200kWOther2023November Monthly Peak | Program Specific | 1-in-2 | Size: Over 200kW | Other | 2023 | November Monthly Peak | 11 | 135.2391 | 132.4995 | 127.9683 | 126.5255 | 133.9933 | 154.0666 | 179.4664 | 197.6459 | 207.975 | 212.3178 | 218.5579 | 220.1875 | 218.1149 | 221.1348 | 215.287 | 201.7111 | 189.7566 | 184.0663 | 177.1154 | 169.7618 | 164.273 | 158.437 | 147.6871 | 142.3043 | -1.7278 | -1.9251 | -1.2049 | -3.3953 | -4.2225 | -3.6307 | -1.3701 | -4.1445 | -3.5143 | -4.3943 | -0.0034235 | 0.45573 | 1.5833 | 3.0694 | 7.884 | 7.1073 | 9.7203 | 8.8538 | 4.4515 | 4.5382 | 3.9471 | 3.8825 | 2.6659 | 2.1322 | 58.1487 | 57.2085 | 56.2419 | 55.4333 | 54.5643 | 54.0346 | 53.5527 | 53.3922 | 56.8008 | 62.1726 | 68.2786 | 73.4887 | 76.9369 | 78.5181 | 79.0987 | 78.6853 | 76.4661 | 72.3688 | 68.0085 | 65.3376 | 63.2396 | 61.5976 | 60.5404 | 59.461 | 5.5923 | 5.5847 | 6.0725 | 5.9463 | 5.8623 | 5.5916 | 6.4785 | 6.0366 | 7.248 | 7.199 | 6.3931 | 5.9679 | 5.6572 | 5.7435 | 5.0004 | 4.1039 | 3.4632 | 3.5476 | 3.4675 | 5.6703 | 6.1325 | 6.3222 | 5.429 | 5.8194
Program Specific1-in-2Size: Over 200kWOther2023December Monthly Peak | Program Specific | 1-in-2 | Size: Over 200kW | Other | 2023 | December Monthly Peak | 12 | 129.415 | 126.8736 | 123.0504 | 122.7829 | 130.3166 | 150.0743 | 176.5204 | 191.3702 | 197.7099 | 198.1129 | 198.6156 | 195.125 | 190.0607 | 189.9401 | 182.9834 | 174.3811 | 168.2788 | 166.8014 | 163.2336 | 158.2997 | 153.3969 | 147.4286 | 139.5883 | 135.3125 | -1.6534 | -1.8434 | -1.1586 | -3.2948 | -4.1067 | -3.5366 | -1.3476 | -4.0129 | -3.3408 | -4.1003 | -0.0031112 | 0.40386 | 1.3796 | 2.6364 | 6.701 | 6.1443 | 8.6201 | 8.0234 | 4.1026 | 4.2318 | 3.6857 | 3.6127 | 2.5197 | 2.0275 | 46.9167 | 46.3612 | 45.3556 | 44.488 | 43.8061 | 43.2631 | 43.0949 | 42.7972 | 43.1221 | 45.914 | 48.5933 | 50.9158 | 52.5283 | 53.442 | 54.0763 | 54.2103 | 53.6956 | 52.4692 | 50.7807 | 49.4902 | 48.4573 | 47.6202 | 46.7976 | 45.7963 | 5.3515 | 5.3476 | 5.8391 | 5.7704 | 5.7014 | 5.4467 | 6.3721 | 5.8449 | 6.8902 | 6.7174 | 5.8098 | 5.2886 | 4.9295 | 4.9333 | 4.2501 | 3.5478 | 3.0712 | 3.2148 | 3.1958 | 5.2875 | 5.7265 | 5.883 | 5.1313 | 5.5335
Program Specific1-in-2Size: Over 200kWOther2023Typical Event Day | Program Specific | 1-in-2 | Size: Over 200kW | Other | 2023 | Typical Event Day | 8 | 146.6707 | 143.1961 | 139.0959 | 138.3454 | 145.9651 | 166.8377 | 192.4231 | 212.4797 | 226.1009 | 234.7087 | 242.4946 | 242.8118 | 237.0644 | 241.0355 | 235.4982 | 223.4687 | 207.4749 | 192.9142 | 186.3146 | 182.8126 | 181.0132 | 173.2986 | 162.9686 | 156.3534 | -1.1734 | -1.7128 | -1.0082 | -2.2713 | -3.3939 | -3.3233 | -2.844 | -3.7284 | -3.7465 | -4.6635 | -2.1382 | -2.728 | -1.519 | -0.57983 | 5.4129 | 6.1542 | 7.3125 | 6.7875 | 3.9381 | 3.4095 | 2.7782 | 3.7239 | 2.9248 | 2.8054 | 69.7725 | 68.7655 | 67.9061 | 67.0146 | 66.2826 | 65.7061 | 65.3133 | 65.5484 | 68.078 | 72.5084 | 77.1991 | 81.298 | 84.4911 | 86.8575 | 88.1757 | 88.5325 | 88.403 | 87.4529 | 85.6756 | 83.0833 | 79.5859 | 76.498 | 74.4665 | 72.9681 | 5.7098 | 5.682 | 6.2139 | 6.121 | 6.012 | 5.7004 | 6.5393 | 6.1095 | 7.4181 | 7.4921 | 6.6778 | 6.1956 | 5.7885 | 5.8937 | 5.1494 | 4.2802 | 3.5648 | 3.5003 | 3.434 | 5.7486 | 6.3616 | 6.5102 | 5.6399 | 6.0194
Program Specific1-in-2Size: Over 200kWOther2024January Monthly Peak | Program Specific | 1-in-2 | Size: Over 200kW | Other | 2024 | January Monthly Peak | 1 | 130.9633 | 128.2677 | 123.7752 | 123.3292 | 130.8011 | 151.5412 | 181.153 | 197.1273 | 202.6102 | 203.4521 | 205.796 | 204.3365 | 200.95 | 202.9637 | 196.3981 | 186.153 | 176.1179 | 173.196 | 169.6116 | 163.7851 | 158.8303 | 152.9664 | 144.4455 | 139.8446 | -1.6732 | -1.8636 | -1.1654 | -3.3095 | -4.1219 | -3.5711 | -1.383 | -4.1336 | -3.4236 | -4.2108 | -0.0032236 | 0.42292 | 1.4587 | 2.8172 | 7.1922 | 6.5591 | 9.0217 | 8.331 | 4.2629 | 4.3784 | 3.8163 | 3.7484 | 2.6074 | 2.0954 | 50.7344 | 50.2822 | 50.007 | 49.5728 | 49.3962 | 48.9016 | 49.0637 | 48.845 | 49.0394 | 50.5049 | 52.5164 | 54.5077 | 56.1867 | 57.2078 | 57.9164 | 57.9486 | 57.763 | 56.8801 | 55.2197 | 53.7586 | 53.1526 | 52.7456 | 51.9806 | 51.1275 | 5.4155 | 5.4063 | 5.8735 | 5.7961 | 5.7226 | 5.4999 | 6.5394 | 6.0208 | 7.061 | 6.8984 | 6.0198 | 5.5383 | 5.212 | 5.2716 | 4.5617 | 3.7873 | 3.2143 | 3.3381 | 3.3206 | 5.4707 | 5.9293 | 6.104 | 5.3099 | 5.7188
Program Specific1-in-2Size: Over 200kWOther2024February Monthly Peak | Program Specific | 1-in-2 | Size: Over 200kW | Other | 2024 | February Monthly Peak | 2 | 129.8372 | 127.2423 | 122.6649 | 122.0266 | 129.3795 | 149.6587 | 178.5852 | 193.85 | 199.2704 | 200.7004 | 203.6868 | 203.0074 | 200.0668 | 202.4829 | 196.278 | 185.963 | 175.6458 | 172.3782 | 168.4474 | 162.3495 | 157.5391 | 151.9352 | 143.2549 | 138.7937 | -1.6588 | -1.8487 | -1.1549 | -3.2745 | -4.0771 | -3.5268 | -1.3634 | -4.0649 | -3.3672 | -4.1538 | -0.0031906 | 0.42017 | 1.4523 | 2.8105 | 7.1878 | 6.5524 | 8.9975 | 8.2916 | 4.2336 | 4.34 | 3.7853 | 3.7231 | 2.5859 | 2.0796 | 50.8904 | 50.3096 | 49.9289 | 49.5306 | 49.2085 | 48.953 | 48.512 | 48.8358 | 50.2409 | 53.8616 | 57.8705 | 60.9629 | 62.6113 | 63.26 | 63.7721 | 63.7014 | 63.518 | 62.7503 | 60.72 | 58.3395 | 56.9223 | 56.1588 | 55.3218 | 54.1042 | 5.3689 | 5.3631 | 5.8208 | 5.7349 | 5.6604 | 5.4316 | 6.4467 | 5.9207 | 6.9446 | 6.8051 | 5.9581 | 5.5023 | 5.1891 | 5.2591 | 4.5589 | 3.7835 | 3.2057 | 3.3223 | 3.2978 | 5.4228 | 5.8811 | 6.0628 | 5.2661 | 5.6758
Program Specific1-in-2Size: Over 200kWOther2024March Monthly Peak | Program Specific | 1-in-2 | Size: Over 200kW | Other | 2024 | March Monthly Peak | 3 | 134.9606 | 131.4039 | 127.3528 | 124.951 | 131.7597 | 150.5447 | 176.9315 | 194.1694 | 201.8147 | 203.1027 | 207.8281 | 208.2564 | 205.5407 | 209.0357 | 203.888 | 193.8391 | 182.4649 | 171.9639 | 168.4055 | 167.4569 | 165.2145 | 159.2704 | 149.4682 | 143.3532 | -1.7242 | -1.9092 | -1.1991 | -3.353 | -4.1521 | -3.5477 | -1.3507 | -4.0716 | -3.4102 | -4.2036 | -0.0032555 | 0.43103 | 1.492 | 2.9015 | 7.4665 | 6.8299 | 9.3468 | 8.2717 | 4.2326 | 4.4766 | 3.9697 | 3.9029 | 2.698 | 2.148 | 52.4465 | 51.7066 | 51.063 | 50.6601 | 50.086 | 49.8044 | 49.5354 | 49.6054 | 51.2827 | 53.4797 | 56.1341 | 58.8351 | 61.3885 | 63.2676 | 64.1852 | 64.6492 | 64.2812 | 63.2491 | 60.8799 | 57.965 | 56.241 | 54.954 | 53.7511 | 52.5707 | 5.5808 | 5.5385 | 6.0433 | 5.8723 | 5.7646 | 5.4638 | 6.387 | 5.9304 | 7.0333 | 6.8866 | 6.0793 | 5.6445 | 5.331 | 5.4293 | 4.7356 | 3.9437 | 3.3301 | 3.3143 | 3.297 | 5.5933 | 6.1677 | 6.3555 | 5.4945 | 5.8623
Program Specific1-in-2Size: Over 200kWOther2024April Monthly Peak | Program Specific | 1-in-2 | Size: Over 200kW | Other | 2024 | April Monthly Peak | 4 | 134.2969 | 130.9723 | 126.5369 | 123.7007 | 130.2707 | 148.4206 | 173.9887 | 191.4952 | 201.1862 | 205.902 | 213.4165 | 216.2829 | 215.1868 | 219.8813 | 215.3469 | 203.9757 | 190.3995 | 177.7313 | 172.2659 | 169.9403 | 167.0087 | 160.7151 | 149.786 | 143.4191 | -1.7158 | -1.9029 | -1.1914 | -3.3195 | -4.1052 | -3.4976 | -1.3283 | -4.0155 | -3.3996 | -4.2615 | -0.003343 | 0.44765 | 1.562 | 3.052 | 7.8861 | 7.1871 | 9.7532 | 8.5491 | 4.3296 | 4.5429 | 4.0128 | 3.9383 | 2.7038 | 2.1489 | 62.0466 | 61.0444 | 60.2687 | 59.4675 | 58.656 | 58.0134 | 57.53 | 57.3908 | 59.3786 | 63.2637 | 68.0471 | 72.5762 | 76.0677 | 78.2824 | 79.4356 | 79.7658 | 79.2575 | 78.8372 | 77.4141 | 75.0583 | 71.3012 | 68.7641 | 66.6171 | 64.8897 | 5.5534 | 5.5203 | 6.0046 | 5.8135 | 5.6994 | 5.3867 | 6.2807 | 5.8487 | 7.0114 | 6.9815 | 6.2427 | 5.8621 | 5.5812 | 5.711 | 5.0018 | 4.1499 | 3.4749 | 3.4255 | 3.3726 | 5.6763 | 6.2347 | 6.4132 | 5.5062 | 5.865
Program Specific1-in-2Size: Over 200kWOther2024May Monthly Peak | Program Specific | 1-in-2 | Size: Over 200kW | Other | 2024 | May Monthly Peak | 5 | 136.6711 | 133.8674 | 129.1078 | 127.2017 | 134.2851 | 152.7919 | 176.7627 | 198.9204 | 213.0488 | 220.045 | 228.6716 | 230.796 | 228.4241 | 232.5454 | 227.4187 | 213.7051 | 198.6794 | 184.3572 | 177.0063 | 172.4607 | 169.8725 | 164.0264 | 153.7773 | 147.4724 | -1.6048 | -1.8706 | -1.155 | -3.1266 | -3.9916 | -3.48 | -1.6228 | -4.0239 | -3.5849 | -4.5148 | -0.4392 | -0.18692 | 0.98246 | 2.4081 | 7.6571 | 7.174 | 9.4902 | 8.3524 | 4.2956 | 4.3086 | 3.7625 | 3.9123 | 2.7724 | 2.3041 | 64.4984 | 63.4364 | 62.4816 | 61.6612 | 60.8529 | 59.9547 | 59.3801 | 60.0523 | 63.0148 | 66.6672 | 70.6402 | 74.3846 | 77.7487 | 80.1935 | 81.6547 | 82.1055 | 81.9883 | 81.1623 | 79.4117 | 77.137 | 73.2988 | 70.145 | 68.2972 | 66.6171 | 5.528 | 5.519 | 5.9926 | 5.8474 | 5.7466 | 5.4241 | 6.2413 | 5.9427 | 7.2624 | 7.2979 | 6.5427 | 6.1186 | 5.795 | 5.9078 | 5.1667 | 4.2528 | 3.5467 | 3.4755 | 3.3896 | 5.6345 | 6.2029 | 6.4022 | 5.5293 | 5.8989
Program Specific1-in-2Size: Over 200kWOther2024June Monthly Peak | Program Specific | 1-in-2 | Size: Over 200kW | Other | 2024 | June Monthly Peak | 6 | 143.4448 | 140.5184 | 136.044 | 134.1535 | 140.9038 | 159.5635 | 183.4598 | 204.7748 | 217.8889 | 225.8254 | 234.4332 | 233.0364 | 226.4747 | 229.7011 | 224.6312 | 214.2348 | 199.8282 | 185.9282 | 180.6069 | 175.5621 | 174.9931 | 169.6132 | 159.4163 | 153.3748 | -1.4641 | -1.8475 | -1.1223 | -2.8483 | -3.8141 | -3.4473 | -2.1057 | -3.9171 | -3.6434 | -4.5734 | -1.1135 | -1.1854 | -0.020827 | 1.1762 | 6.5786 | 6.6618 | 8.5186 | 7.6516 | 4.151 | 3.93 | 3.3877 | 3.8811 | 2.8687 | 2.5422 | 67.2331 | 65.9595 | 64.9337 | 64.0654 | 63.1711 | 62.5665 | 62.0643 | 62.8355 | 65.8238 | 69.8868 | 73.7699 | 77.2529 | 79.838 | 82.0402 | 83.1276 | 83.6821 | 83.9549 | 83.6299 | 82.3128 | 79.9481 | 76.793 | 73.2802 | 70.9397 | 69.3433 | 5.6631 | 5.6546 | 6.1635 | 6.0194 | 5.8856 | 5.5289 | 6.3228 | 5.9712 | 7.2497 | 7.3104 | 6.5471 | 6.0302 | 5.6081 | 5.6959 | 4.9812 | 4.1613 | 3.4819 | 3.4213 | 3.3758 | 5.5986 | 6.237 | 6.4618 | 5.5949 | 5.9882
Program Specific1-in-2Size: Over 200kWOther2024July Monthly Peak | Program Specific | 1-in-2 | Size: Over 200kW | Other | 2024 | July Monthly Peak | 7 | 146.6155 | 142.9113 | 138.9577 | 138.2499 | 145.5402 | 165.7406 | 189.1231 | 207.8667 | 218.3971 | 225.2499 | 231.6368 | 229.9631 | 223.7361 | 226.3471 | 221.177 | 212.9616 | 200.3337 | 187.6337 | 183.047 | 178.5368 | 178.1652 | 172.4407 | 162.078 | 155.9369 | -1.1931 | -1.72 | -1.0159 | -2.3112 | -3.4187 | -3.3189 | -2.7562 | -3.668 | -3.621 | -4.481 | -1.9836 | -2.4954 | -1.3454 | -0.4382 | 5.1707 | 5.9121 | 7.1531 | 6.6716 | 3.8901 | 3.3714 | 2.7791 | 3.7205 | 2.9093 | 2.7846 | 69.4434 | 68.5819 | 67.9039 | 67.225 | 66.5474 | 66.098 | 65.7812 | 66.1655 | 68.623 | 72.445 | 76.7436 | 80.4414 | 83.3223 | 85.7304 | 87.4449 | 87.8663 | 87.7678 | 86.7609 | 85.4356 | 83.5497 | 80.2279 | 76.4653 | 74.0109 | 72.4383 | 5.7083 | 5.6714 | 6.2084 | 6.1174 | 5.9952 | 5.6636 | 6.4279 | 5.9776 | 7.1662 | 7.1909 | 6.3795 | 5.8684 | 5.4637 | 5.5352 | 4.8368 | 4.0794 | 3.4424 | 3.4049 | 3.3741 | 5.6148 | 6.2623 | 6.4787 | 5.6097 | 6.004
Program Specific1-in-2Size: Over 200kWOther2024August Monthly Peak | Program Specific | 1-in-2 | Size: Over 200kW | Other | 2024 | August Monthly Peak | 8 | 149.3725 | 145.8422 | 141.5869 | 140.9529 | 148.6771 | 170.2653 | 197.0499 | 219.546 | 235.5532 | 246.0578 | 254.8898 | 255.4592 | 250.0985 | 254.1375 | 248.1645 | 234.9275 | 217.4249 | 201.5858 | 193.9893 | 189.8317 | 186.8547 | 177.9765 | 166.9201 | 159.6108 | -0.8427 | -1.5595 | -0.87473 | -1.589 | -2.8504 | -3.085 | -3.6077 | -3.4814 | -3.8651 | -4.7885 | -3.3553 | -4.5484 | -3.2903 | -2.6551 | 4.0331 | 5.577 | 5.9475 | 5.8069 | 3.7175 | 2.7828 | 2.0671 | 3.5593 | 2.9872 | 3.0971 | 73.6674 | 72.8139 | 71.879 | 70.7724 | 70.0435 | 69.3948 | 68.8302 | 68.8543 | 71.5502 | 76.4576 | 81.3858 | 85.3175 | 88.3412 | 90.5487 | 91.8058 | 91.9892 | 91.9373 | 90.7046 | 88.716 | 86.072 | 82.2993 | 79.6112 | 77.7756 | 76.0507 | 5.8962 | 5.8678 | 6.4135 | 6.3234 | 6.2092 | 5.8988 | 6.7901 | 6.4009 | 7.8361 | 7.964 | 7.1172 | 6.6093 | 6.192 | 6.3008 | 5.5022 | 4.5625 | 3.7879 | 3.7087 | 3.6253 | 6.0527 | 6.6586 | 6.7793 | 5.8573 | 6.2306
Program Specific1-in-2Size: Over 200kWOther2024September Monthly Peak | Program Specific | 1-in-2 | Size: Over 200kW | Other | 2024 | September Monthly Peak | 9 | 147.3744 | 143.6343 | 139.1112 | 139.1552 | 147.3862 | 168.878 | 197.237 | 218.8948 | 236.3111 | 245.7709 | 253.9618 | 254.3776 | 248.813 | 252.7742 | 246.6463 | 232.192 | 214.1014 | 198.5055 | 192.1548 | 189.8627 | 184.3874 | 176.0733 | 164.7971 | 157.3576 | -1.181 | -1.7191 | -1.0092 | -2.2887 | -3.4304 | -3.3657 | -2.9111 | -3.8431 | -3.916 | -4.8839 | -2.2329 | -2.8483 | -1.5846 | -0.59637 | 5.6787 | 6.3995 | 7.5557 | 6.9916 | 4.0637 | 3.5453 | 2.8346 | 3.785 | 2.9577 | 2.8221 | 68.7464 | 67.7068 | 66.9078 | 65.9956 | 65.3684 | 64.7651 | 64.5773 | 64.3384 | 66.3151 | 71.2443 | 76.8973 | 82.1804 | 86.4632 | 89.1106 | 90.3247 | 90.5925 | 89.9519 | 88.7162 | 86.2379 | 82.7633 | 79.0234 | 76.6352 | 75.1399 | 74.04 | 5.7372 | 5.6994 | 6.2146 | 6.1568 | 6.0706 | 5.7702 | 6.7029 | 6.294 | 7.7531 | 7.8452 | 6.9937 | 6.4908 | 6.0754 | 6.1807 | 5.3932 | 4.4473 | 3.6786 | 3.6018 | 3.5416 | 5.9703 | 6.4803 | 6.6145 | 5.7032 | 6.0581
Program Specific1-in-2Size: Over 200kWOther2024October Monthly Peak | Program Specific | 1-in-2 | Size: Over 200kW | Other | 2024 | October Monthly Peak | 10 | 132.0468 | 129.6954 | 124.4316 | 123.3513 | 130.5074 | 150.7638 | 179.9767 | 198.3858 | 209.2425 | 217.3805 | 225.2561 | 228.0939 | 227.7401 | 231.8224 | 225.9317 | 212.4852 | 197.5273 | 189.9282 | 182.3326 | 173.6617 | 166.5924 | 159.1956 | 148.1925 | 142.6045 | -1.1245 | -1.5873 | -0.93105 | -2.164 | -3.151 | -3.0625 | -2.521 | -3.5545 | -3.4746 | -4.3387 | -1.7719 | -2.2346 | -1.1228 | -0.14961 | 5.526 | 6.0284 | 7.303 | 6.9477 | 3.9327 | 3.3905 | 2.7132 | 3.4728 | 2.6613 | 2.5131 | 68.8641 | 68.2986 | 67.2455 | 66.2706 | 65.5648 | 64.8027 | 64.4408 | 64.4694 | 65.2731 | 69.8116 | 75.7752 | 81.1614 | 84.8994 | 87.0188 | 88.3126 | 88.3846 | 87.3089 | 85.9473 | 83.6213 | 79.9488 | 76.3994 | 73.8078 | 71.7425 | 70.2242 | 5.1454 | 5.1512 | 5.5641 | 5.4628 | 5.3805 | 5.1561 | 6.1222 | 5.7097 | 6.8716 | 6.9456 | 6.209 | 5.8256 | 5.5661 | 5.6738 | 4.945 | 4.0737 | 3.3971 | 3.4494 | 3.3638 | 5.466 | 5.8604 | 5.9861 | 5.1334 | 5.4953
Program Specific1-in-2Size: Over 200kWOther2024November Monthly Peak | Program Specific | 1-in-2 | Size: Over 200kW | Other | 2024 | November Monthly Peak | 11 | 135.2391 | 132.4995 | 127.9683 | 126.5255 | 133.9933 | 154.0666 | 179.4664 | 197.6459 | 207.975 | 212.3178 | 218.5579 | 220.1875 | 218.1149 | 221.1348 | 215.287 | 201.7111 | 189.7566 | 184.0663 | 177.1154 | 169.7618 | 164.273 | 158.437 | 147.6871 | 142.3043 | -1.7278 | -1.9251 | -1.2049 | -3.3953 | -4.2225 | -3.6307 | -1.3701 | -4.1445 | -3.5143 | -4.3943 | -0.0034235 | 0.45573 | 1.5833 | 3.0694 | 7.884 | 7.1073 | 9.7203 | 8.8538 | 4.4515 | 4.5382 | 3.9471 | 3.8825 | 2.6659 | 2.1322 | 58.1487 | 57.2085 | 56.2419 | 55.4333 | 54.5643 | 54.0346 | 53.5527 | 53.3922 | 56.8008 | 62.1726 | 68.2786 | 73.4887 | 76.9369 | 78.5181 | 79.0987 | 78.6853 | 76.4661 | 72.3688 | 68.0085 | 65.3376 | 63.2396 | 61.5976 | 60.5404 | 59.461 | 5.5923 | 5.5847 | 6.0725 | 5.9463 | 5.8623 | 5.5916 | 6.4785 | 6.0366 | 7.248 | 7.199 | 6.3931 | 5.9679 | 5.6572 | 5.7435 | 5.0004 | 4.1039 | 3.4632 | 3.5476 | 3.4675 | 5.6703 | 6.1325 | 6.3222 | 5.429 | 5.8194
Program Specific1-in-2Size: Over 200kWOther2024December Monthly Peak | Program Specific | 1-in-2 | Size: Over 200kW | Other | 2024 | December Monthly Peak | 12 | 129.415 | 126.8736 | 123.0504 | 122.7829 | 130.3166 | 150.0743 | 176.5204 | 191.3702 | 197.7099 | 198.113 | 198.6156 | 195.125 | 190.0607 | 189.9401 | 182.9834 | 174.3811 | 168.2788 | 166.8014 | 163.2336 | 158.2996 | 153.3969 | 147.4286 | 139.5883 | 135.3125 | -1.6534 | -1.8434 | -1.1586 | -3.2948 | -4.1067 | -3.5366 | -1.3476 | -4.0129 | -3.3408 | -4.1003 | -0.0031112 | 0.40386 | 1.3796 | 2.6364 | 6.701 | 6.1443 | 8.6201 | 8.0234 | 4.1026 | 4.2318 | 3.6857 | 3.6127 | 2.5197 | 2.0275 | 46.9167 | 46.3612 | 45.3556 | 44.488 | 43.8061 | 43.2631 | 43.0949 | 42.7972 | 43.1221 | 45.914 | 48.5933 | 50.9158 | 52.5283 | 53.442 | 54.0763 | 54.2103 | 53.6956 | 52.4692 | 50.7807 | 49.4902 | 48.4573 | 47.6202 | 46.7976 | 45.7963 | 5.3515 | 5.3476 | 5.8391 | 5.7704 | 5.7014 | 5.4467 | 6.3721 | 5.8449 | 6.8902 | 6.7174 | 5.8098 | 5.2886 | 4.9295 | 4.9333 | 4.2501 | 3.5478 | 3.0712 | 3.2148 | 3.1958 | 5.2875 | 5.7265 | 5.883 | 5.1313 | 5.5335
Program Specific1-in-2Size: Over 200kWOther2024Typical Event Day | Program Specific | 1-in-2 | Size: Over 200kW | Other | 2024 | Typical Event Day | 8 | 146.6707 | 143.1961 | 139.0959 | 138.3454 | 145.9651 | 166.8377 | 192.4231 | 212.4797 | 226.1009 | 234.7087 | 242.4947 | 242.8118 | 237.0644 | 241.0355 | 235.4982 | 223.4687 | 207.4749 | 192.9142 | 186.3146 | 182.8126 | 181.0132 | 173.2986 | 162.9686 | 156.3534 | -1.1734 | -1.7128 | -1.0082 | -2.2713 | -3.3939 | -3.3233 | -2.844 | -3.7284 | -3.7466 | -4.6635 | -2.1382 | -2.728 | -1.519 | -0.57983 | 5.4129 | 6.1542 | 7.3125 | 6.7875 | 3.9381 | 3.4095 | 2.7782 | 3.7239 | 2.9248 | 2.8054 | 69.7725 | 68.7655 | 67.9061 | 67.0146 | 66.2826 | 65.7061 | 65.3133 | 65.5484 | 68.078 | 72.5084 | 77.1991 | 81.298 | 84.4911 | 86.8575 | 88.1757 | 88.5325 | 88.403 | 87.4529 | 85.6756 | 83.0833 | 79.5859 | 76.498 | 74.4665 | 72.9681 | 5.7098 | 5.682 | 6.2139 | 6.121 | 6.012 | 5.7004 | 6.5393 | 6.1095 | 7.4181 | 7.4921 | 6.6778 | 6.1956 | 5.7885 | 5.8937 | 5.1494 | 4.2802 | 3.5648 | 3.5003 | 3.434 | 5.7486 | 6.3616 | 6.5102 | 5.6399 | 6.0194
Program Specific1-in-2Size: Over 200kWOther2025January Monthly Peak | Program Specific | 1-in-2 | Size: Over 200kW | Other | 2025 | January Monthly Peak | 1 | 130.9633 | 128.2677 | 123.7752 | 123.3292 | 130.8011 | 151.5412 | 181.153 | 197.1273 | 202.6102 | 203.4521 | 205.796 | 204.3365 | 200.95 | 202.9637 | 196.3981 | 186.153 | 176.1179 | 173.196 | 169.6116 | 163.7851 | 158.8303 | 152.9664 | 144.4455 | 139.8446 | -1.6732 | -1.8636 | -1.1654 | -3.3095 | -4.1219 | -3.5711 | -1.383 | -4.1336 | -3.4236 | -4.2108 | -0.0032236 | 0.42292 | 1.4587 | 2.8172 | 7.1922 | 6.5591 | 9.0217 | 8.331 | 4.2629 | 4.3784 | 3.8163 | 3.7484 | 2.6074 | 2.0954 | 50.7344 | 50.2822 | 50.007 | 49.5728 | 49.3962 | 48.9016 | 49.0637 | 48.845 | 49.0394 | 50.5049 | 52.5164 | 54.5077 | 56.1867 | 57.2078 | 57.9164 | 57.9486 | 57.763 | 56.8801 | 55.2197 | 53.7586 | 53.1526 | 52.7456 | 51.9806 | 51.1275 | 5.4155 | 5.4063 | 5.8735 | 5.7961 | 5.7226 | 5.4999 | 6.5394 | 6.0208 | 7.061 | 6.8984 | 6.0198 | 5.5383 | 5.212 | 5.2716 | 4.5617 | 3.7873 | 3.2143 | 3.3381 | 3.3206 | 5.4707 | 5.9293 | 6.104 | 5.3099 | 5.7188
Program Specific1-in-2Size: Over 200kWOther2025February Monthly Peak | Program Specific | 1-in-2 | Size: Over 200kW | Other | 2025 | February Monthly Peak | 2 | 129.8372 | 127.2423 | 122.6648 | 122.0266 | 129.3795 | 149.6588 | 178.5852 | 193.85 | 199.2704 | 200.7004 | 203.6868 | 203.0074 | 200.0668 | 202.4829 | 196.278 | 185.963 | 175.6458 | 172.3782 | 168.4474 | 162.3495 | 157.5391 | 151.9352 | 143.2549 | 138.7937 | -1.6588 | -1.8487 | -1.1549 | -3.2745 | -4.0771 | -3.5268 | -1.3634 | -4.0649 | -3.3672 | -4.1538 | -0.0031906 | 0.42017 | 1.4523 | 2.8105 | 7.1878 | 6.5524 | 8.9975 | 8.2916 | 4.2336 | 4.34 | 3.7853 | 3.7231 | 2.5859 | 2.0796 | 50.8904 | 50.3096 | 49.9289 | 49.5306 | 49.2085 | 48.953 | 48.512 | 48.8358 | 50.2409 | 53.8616 | 57.8705 | 60.9629 | 62.6113 | 63.26 | 63.7721 | 63.7014 | 63.518 | 62.7503 | 60.72 | 58.3395 | 56.9223 | 56.1588 | 55.3218 | 54.1042 | 5.3689 | 5.3631 | 5.8208 | 5.7349 | 5.6604 | 5.4316 | 6.4467 | 5.9207 | 6.9446 | 6.8051 | 5.9581 | 5.5023 | 5.1891 | 5.2591 | 4.5589 | 3.7835 | 3.2056 | 3.3223 | 3.2978 | 5.4228 | 5.8811 | 6.0628 | 5.2661 | 5.6758
Program Specific1-in-2Size: Over 200kWOther2025March Monthly Peak | Program Specific | 1-in-2 | Size: Over 200kW | Other | 2025 | March Monthly Peak | 3 | 134.9606 | 131.4039 | 127.3528 | 124.951 | 131.7597 | 150.5447 | 176.9315 | 194.1694 | 201.8147 | 203.1027 | 207.8281 | 208.2564 | 205.5407 | 209.0357 | 203.888 | 193.8391 | 182.4649 | 171.9639 | 168.4055 | 167.4569 | 165.2145 | 159.2704 | 149.4682 | 143.3532 | -1.7242 | -1.9092 | -1.1991 | -3.353 | -4.1521 | -3.5477 | -1.3507 | -4.0716 | -3.4102 | -4.2036 | -0.0032555 | 0.43103 | 1.492 | 2.9015 | 7.4665 | 6.8299 | 9.3468 | 8.2717 | 4.2326 | 4.4766 | 3.9697 | 3.9029 | 2.698 | 2.148 | 52.4465 | 51.7066 | 51.063 | 50.6601 | 50.086 | 49.8044 | 49.5354 | 49.6054 | 51.2827 | 53.4797 | 56.1341 | 58.8351 | 61.3885 | 63.2676 | 64.1852 | 64.6492 | 64.2812 | 63.2491 | 60.8799 | 57.965 | 56.241 | 54.954 | 53.7511 | 52.5707 | 5.5808 | 5.5385 | 6.0433 | 5.8723 | 5.7646 | 5.4638 | 6.387 | 5.9304 | 7.0333 | 6.8866 | 6.0793 | 5.6445 | 5.331 | 5.4293 | 4.7356 | 3.9437 | 3.3301 | 3.3143 | 3.297 | 5.5933 | 6.1677 | 6.3555 | 5.4945 | 5.8623
Program Specific1-in-2Size: Over 200kWOther2025April Monthly Peak | Program Specific | 1-in-2 | Size: Over 200kW | Other | 2025 | April Monthly Peak | 4 | 134.2969 | 130.9723 | 126.5369 | 123.7007 | 130.2707 | 148.4206 | 173.9887 | 191.4952 | 201.1862 | 205.902 | 213.4165 | 216.2829 | 215.1868 | 219.8813 | 215.3469 | 203.9757 | 190.3995 | 177.7313 | 172.2659 | 169.9403 | 167.0087 | 160.7151 | 149.786 | 143.4191 | -1.7158 | -1.9029 | -1.1914 | -3.3195 | -4.1052 | -3.4976 | -1.3283 | -4.0155 | -3.3996 | -4.2615 | -0.003343 | 0.44765 | 1.562 | 3.052 | 7.8861 | 7.1871 | 9.7532 | 8.5491 | 4.3296 | 4.5429 | 4.0128 | 3.9383 | 2.7038 | 2.1489 | 62.0466 | 61.0444 | 60.2687 | 59.4675 | 58.656 | 58.0134 | 57.53 | 57.3908 | 59.3786 | 63.2637 | 68.0471 | 72.5762 | 76.0677 | 78.2824 | 79.4356 | 79.7658 | 79.2574 | 78.8372 | 77.4141 | 75.0583 | 71.3012 | 68.7641 | 66.6171 | 64.8897 | 5.5534 | 5.5203 | 6.0046 | 5.8135 | 5.6994 | 5.3867 | 6.2807 | 5.8487 | 7.0114 | 6.9815 | 6.2427 | 5.8621 | 5.5812 | 5.711 | 5.0018 | 4.1499 | 3.4749 | 3.4255 | 3.3726 | 5.6763 | 6.2347 | 6.4132 | 5.5062 | 5.865
Program Specific1-in-2Size: Over 200kWOther2025May Monthly Peak | Program Specific | 1-in-2 | Size: Over 200kW | Other | 2025 | May Monthly Peak | 5 | 136.6711 | 133.8674 | 129.1078 | 127.2017 | 134.2851 | 152.7919 | 176.7627 | 198.9204 | 213.0489 | 220.045 | 228.6716 | 230.796 | 228.4241 | 232.5454 | 227.4187 | 213.7051 | 198.6794 | 184.3572 | 177.0063 | 172.4607 | 169.8725 | 164.0264 | 153.7773 | 147.4724 | -1.6048 | -1.8706 | -1.155 | -3.1266 | -3.9916 | -3.48 | -1.6228 | -4.0239 | -3.5849 | -4.5148 | -0.4392 | -0.18692 | 0.98246 | 2.4081 | 7.6571 | 7.174 | 9.4902 | 8.3524 | 4.2956 | 4.3086 | 3.7625 | 3.9123 | 2.7724 | 2.3041 | 64.4984 | 63.4364 | 62.4816 | 61.6612 | 60.8529 | 59.9547 | 59.3801 | 60.0523 | 63.0148 | 66.6672 | 70.6402 | 74.3846 | 77.7487 | 80.1935 | 81.6547 | 82.1055 | 81.9883 | 81.1623 | 79.4117 | 77.137 | 73.2988 | 70.145 | 68.2972 | 66.6171 | 5.528 | 5.519 | 5.9926 | 5.8474 | 5.7466 | 5.4241 | 6.2413 | 5.9427 | 7.2624 | 7.2979 | 6.5427 | 6.1186 | 5.795 | 5.9078 | 5.1667 | 4.2528 | 3.5467 | 3.4755 | 3.3896 | 5.6345 | 6.2029 | 6.4022 | 5.5293 | 5.8989
Program Specific1-in-2Size: Over 200kWOther2025June Monthly Peak | Program Specific | 1-in-2 | Size: Over 200kW | Other | 2025 | June Monthly Peak | 6 | 143.4448 | 140.5184 | 136.0441 | 134.1535 | 140.9038 | 159.5635 | 183.4598 | 204.7748 | 217.8889 | 225.8255 | 234.4332 | 233.0364 | 226.4747 | 229.7011 | 224.6312 | 214.2348 | 199.8282 | 185.9282 | 180.6069 | 175.5621 | 174.9931 | 169.6132 | 159.4163 | 153.3748 | -1.4641 | -1.8475 | -1.1223 | -2.8483 | -3.8141 | -3.4473 | -2.1057 | -3.9171 | -3.6434 | -4.5734 | -1.1135 | -1.1854 | -0.020827 | 1.1762 | 6.5786 | 6.6618 | 8.5186 | 7.6516 | 4.151 | 3.93 | 3.3877 | 3.8811 | 2.8687 | 2.5422 | 67.2331 | 65.9595 | 64.9337 | 64.0654 | 63.1711 | 62.5665 | 62.0643 | 62.8355 | 65.8238 | 69.8868 | 73.7699 | 77.2529 | 79.838 | 82.0402 | 83.1276 | 83.6821 | 83.9549 | 83.6299 | 82.3128 | 79.9481 | 76.793 | 73.2802 | 70.9397 | 69.3433 | 5.6631 | 5.6546 | 6.1635 | 6.0194 | 5.8856 | 5.5289 | 6.3228 | 5.9712 | 7.2497 | 7.3104 | 6.5471 | 6.0302 | 5.6081 | 5.6959 | 4.9812 | 4.1613 | 3.4819 | 3.4213 | 3.3758 | 5.5986 | 6.237 | 6.4618 | 5.5949 | 5.9882
Program Specific1-in-2Size: Over 200kWOther2025July Monthly Peak | Program Specific | 1-in-2 | Size: Over 200kW | Other | 2025 | July Monthly Peak | 7 | 146.6155 | 142.9113 | 138.9577 | 138.2499 | 145.5402 | 165.7406 | 189.1231 | 207.8667 | 218.3971 | 225.2499 | 231.6368 | 229.9631 | 223.7361 | 226.3471 | 221.177 | 212.9616 | 200.3337 | 187.6337 | 183.0471 | 178.5368 | 178.1652 | 172.4407 | 162.078 | 155.9369 | -1.1931 | -1.72 | -1.0159 | -2.3112 | -3.4187 | -3.3189 | -2.7562 | -3.668 | -3.621 | -4.481 | -1.9836 | -2.4954 | -1.3454 | -0.4382 | 5.1707 | 5.9121 | 7.1531 | 6.6716 | 3.8901 | 3.3714 | 2.7791 | 3.7205 | 2.9093 | 2.7846 | 69.4434 | 68.5819 | 67.9039 | 67.225 | 66.5474 | 66.098 | 65.7812 | 66.1655 | 68.623 | 72.445 | 76.7436 | 80.4414 | 83.3223 | 85.7304 | 87.4449 | 87.8663 | 87.7678 | 86.7609 | 85.4356 | 83.5497 | 80.2279 | 76.4653 | 74.0109 | 72.4383 | 5.7083 | 5.6714 | 6.2084 | 6.1174 | 5.9952 | 5.6636 | 6.4279 | 5.9776 | 7.1662 | 7.1909 | 6.3795 | 5.8684 | 5.4637 | 5.5352 | 4.8368 | 4.0794 | 3.4424 | 3.4049 | 3.3741 | 5.6148 | 6.2623 | 6.4787 | 5.6097 | 6.004
Program Specific1-in-2Size: Over 200kWOther2025August Monthly Peak | Program Specific | 1-in-2 | Size: Over 200kW | Other | 2025 | August Monthly Peak | 8 | 149.3725 | 145.8421 | 141.5869 | 140.9529 | 148.6771 | 170.2653 | 197.0499 | 219.546 | 235.5532 | 246.0578 | 254.8898 | 255.4592 | 250.0985 | 254.1375 | 248.1645 | 234.9275 | 217.4249 | 201.5858 | 193.9893 | 189.8317 | 186.8547 | 177.9765 | 166.9201 | 159.6108 | -0.8427 | -1.5595 | -0.87473 | -1.589 | -2.8504 | -3.085 | -3.6077 | -3.4814 | -3.8651 | -4.7885 | -3.3553 | -4.5484 | -3.2903 | -2.6551 | 4.0331 | 5.577 | 5.9475 | 5.8068 | 3.7175 | 2.7828 | 2.0671 | 3.5593 | 2.9872 | 3.0971 | 73.6674 | 72.8139 | 71.879 | 70.7724 | 70.0435 | 69.3948 | 68.8302 | 68.8543 | 71.5502 | 76.4576 | 81.3858 | 85.3175 | 88.3412 | 90.5487 | 91.8058 | 91.9892 | 91.9373 | 90.7046 | 88.716 | 86.072 | 82.2993 | 79.6112 | 77.7756 | 76.0507 | 5.8962 | 5.8678 | 6.4135 | 6.3234 | 6.2092 | 5.8988 | 6.7901 | 6.4009 | 7.8361 | 7.964 | 7.1172 | 6.6093 | 6.192 | 6.3008 | 5.5022 | 4.5625 | 3.7879 | 3.7087 | 3.6253 | 6.0527 | 6.6586 | 6.7793 | 5.8573 | 6.2306
Program Specific1-in-2Size: Over 200kWOther2025September Monthly Peak | Program Specific | 1-in-2 | Size: Over 200kW | Other | 2025 | September Monthly Peak | 9 | 147.3744 | 143.6343 | 139.1112 | 139.1552 | 147.3862 | 168.878 | 197.237 | 218.8948 | 236.3111 | 245.7709 | 253.9618 | 254.3776 | 248.813 | 252.7742 | 246.6463 | 232.1919 | 214.1014 | 198.5055 | 192.1548 | 189.8627 | 184.3874 | 176.0733 | 164.7971 | 157.3576 | -1.181 | -1.7191 | -1.0092 | -2.2887 | -3.4304 | -3.3657 | -2.9111 | -3.8431 | -3.916 | -4.8839 | -2.2329 | -2.8483 | -1.5846 | -0.59637 | 5.6787 | 6.3995 | 7.5557 | 6.9916 | 4.0637 | 3.5453 | 2.8346 | 3.785 | 2.9577 | 2.8221 | 68.7464 | 67.7068 | 66.9078 | 65.9956 | 65.3684 | 64.7652 | 64.5773 | 64.3384 | 66.3151 | 71.2443 | 76.8974 | 82.1804 | 86.4632 | 89.1106 | 90.3247 | 90.5925 | 89.9519 | 88.7162 | 86.2379 | 82.7633 | 79.0234 | 76.6352 | 75.1399 | 74.04 | 5.7372 | 5.6994 | 6.2146 | 6.1568 | 6.0706 | 5.7702 | 6.7029 | 6.294 | 7.7531 | 7.8452 | 6.9937 | 6.4908 | 6.0754 | 6.1807 | 5.3932 | 4.4473 | 3.6786 | 3.6018 | 3.5416 | 5.9703 | 6.4803 | 6.6145 | 5.7032 | 6.0581
Program Specific1-in-2Size: Over 200kWOther2025October Monthly Peak | Program Specific | 1-in-2 | Size: Over 200kW | Other | 2025 | October Monthly Peak | 10 | 132.0468 | 129.6954 | 124.4316 | 123.3513 | 130.5074 | 150.7637 | 179.9767 | 198.3858 | 209.2425 | 217.3805 | 225.2561 | 228.0939 | 227.7401 | 231.8224 | 225.9317 | 212.4852 | 197.5273 | 189.9283 | 182.3326 | 173.6616 | 166.5924 | 159.1956 | 148.1925 | 142.6045 | -1.1245 | -1.5873 | -0.93105 | -2.164 | -3.151 | -3.0625 | -2.521 | -3.5545 | -3.4746 | -4.3387 | -1.7719 | -2.2346 | -1.1228 | -0.14961 | 5.526 | 6.0284 | 7.303 | 6.9477 | 3.9327 | 3.3905 | 2.7132 | 3.4728 | 2.6613 | 2.5131 | 68.8641 | 68.2986 | 67.2455 | 66.2706 | 65.5648 | 64.8027 | 64.4408 | 64.4694 | 65.2731 | 69.8116 | 75.7752 | 81.1614 | 84.8994 | 87.0188 | 88.3126 | 88.3846 | 87.3089 | 85.9473 | 83.6213 | 79.9488 | 76.3994 | 73.8078 | 71.7425 | 70.2242 | 5.1454 | 5.1512 | 5.5641 | 5.4628 | 5.3805 | 5.1561 | 6.1222 | 5.7097 | 6.8716 | 6.9456 | 6.209 | 5.8256 | 5.5661 | 5.6738 | 4.945 | 4.0737 | 3.3971 | 3.4494 | 3.3638 | 5.466 | 5.8604 | 5.9861 | 5.1334 | 5.4953
Program Specific1-in-2Size: Over 200kWOther2025November Monthly Peak | Program Specific | 1-in-2 | Size: Over 200kW | Other | 2025 | November Monthly Peak | 11 | 135.2391 | 132.4995 | 127.9683 | 126.5255 | 133.9933 | 154.0666 | 179.4664 | 197.6459 | 207.975 | 212.3178 | 218.5578 | 220.1875 | 218.1149 | 221.1348 | 215.287 | 201.7111 | 189.7566 | 184.0663 | 177.1154 | 169.7618 | 164.273 | 158.437 | 147.6871 | 142.3043 | -1.7278 | -1.9251 | -1.2049 | -3.3953 | -4.2225 | -3.6307 | -1.3701 | -4.1445 | -3.5143 | -4.3943 | -0.0034235 | 0.45573 | 1.5833 | 3.0694 | 7.884 | 7.1073 | 9.7203 | 8.8538 | 4.4515 | 4.5382 | 3.9471 | 3.8825 | 2.6659 | 2.1322 | 58.1487 | 57.2085 | 56.2419 | 55.4333 | 54.5643 | 54.0346 | 53.5527 | 53.3922 | 56.8008 | 62.1726 | 68.2786 | 73.4887 | 76.9369 | 78.5181 | 79.0987 | 78.6853 | 76.4661 | 72.3688 | 68.0085 | 65.3376 | 63.2396 | 61.5976 | 60.5404 | 59.461 | 5.5923 | 5.5847 | 6.0725 | 5.9463 | 5.8623 | 5.5916 | 6.4785 | 6.0366 | 7.248 | 7.199 | 6.3931 | 5.9679 | 5.6572 | 5.7435 | 5.0004 | 4.1039 | 3.4632 | 3.5476 | 3.4675 | 5.6703 | 6.1325 | 6.3222 | 5.429 | 5.8194
Program Specific1-in-2Size: Over 200kWOther2025December Monthly Peak | Program Specific | 1-in-2 | Size: Over 200kW | Other | 2025 | December Monthly Peak | 12 | 129.415 | 126.8736 | 123.0504 | 122.7829 | 130.3166 | 150.0743 | 176.5204 | 191.3702 | 197.7099 | 198.113 | 198.6156 | 195.125 | 190.0607 | 189.9401 | 182.9834 | 174.3811 | 168.2788 | 166.8014 | 163.2336 | 158.2997 | 153.3969 | 147.4286 | 139.5883 | 135.3125 | -1.6534 | -1.8434 | -1.1586 | -3.2948 | -4.1067 | -3.5366 | -1.3476 | -4.0129 | -3.3408 | -4.1003 | -0.0031112 | 0.40386 | 1.3796 | 2.6364 | 6.701 | 6.1443 | 8.6201 | 8.0234 | 4.1026 | 4.2318 | 3.6857 | 3.6127 | 2.5197 | 2.0275 | 46.9167 | 46.3612 | 45.3556 | 44.488 | 43.8061 | 43.2631 | 43.0949 | 42.7972 | 43.1221 | 45.914 | 48.5933 | 50.9158 | 52.5283 | 53.442 | 54.0763 | 54.2103 | 53.6956 | 52.4692 | 50.7807 | 49.4902 | 48.4573 | 47.6202 | 46.7976 | 45.7963 | 5.3515 | 5.3476 | 5.8391 | 5.7704 | 5.7014 | 5.4467 | 6.3721 | 5.8449 | 6.8902 | 6.7174 | 5.8098 | 5.2886 | 4.9295 | 4.9333 | 4.2501 | 3.5478 | 3.0712 | 3.2148 | 3.1958 | 5.2875 | 5.7265 | 5.883 | 5.1313 | 5.5335
Program Specific1-in-2Size: Over 200kWOther2025Typical Event Day | Program Specific | 1-in-2 | Size: Over 200kW | Other | 2025 | Typical Event Day | 8 | 146.6707 | 143.1961 | 139.0959 | 138.3454 | 145.9651 | 166.8377 | 192.4231 | 212.4797 | 226.1009 | 234.7087 | 242.4946 | 242.8118 | 237.0644 | 241.0355 | 235.4982 | 223.4687 | 207.4749 | 192.9142 | 186.3146 | 182.8126 | 181.0132 | 173.2986 | 162.9686 | 156.3534 | -1.1734 | -1.7128 | -1.0082 | -2.2713 | -3.3939 | -3.3233 | -2.844 | -3.7284 | -3.7466 | -4.6635 | -2.1382 | -2.728 | -1.519 | -0.57983 | 5.4129 | 6.1542 | 7.3125 | 6.7875 | 3.9381 | 3.4095 | 2.7782 | 3.7239 | 2.9248 | 2.8054 | 69.7725 | 68.7655 | 67.9061 | 67.0146 | 66.2826 | 65.7061 | 65.3133 | 65.5484 | 68.078 | 72.5084 | 77.1991 | 81.298 | 84.4911 | 86.8575 | 88.1757 | 88.5325 | 88.403 | 87.4529 | 85.6756 | 83.0833 | 79.5859 | 76.498 | 74.4665 | 72.9681 | 5.7098 | 5.682 | 6.2139 | 6.121 | 6.012 | 5.7004 | 6.5393 | 6.1095 | 7.4181 | 7.4921 | 6.6778 | 6.1956 | 5.7885 | 5.8937 | 5.1494 | 4.2802 | 3.5648 | 3.5003 | 3.434 | 5.7486 | 6.3616 | 6.5102 | 5.6399 | 6.0194

## Enrollments
concat | portfoliotype | dmdrflg | lca | year | daytype | month | accts
Portfolio AdjustedAllAll2015April Monthly Peak | Portfolio Adjusted | All | All | 2015 | April Monthly Peak | 4 | 2545.8999
Portfolio AdjustedAllAll2015August Monthly Peak | Portfolio Adjusted | All | All | 2015 | August Monthly Peak | 8 | 2559.8999
Portfolio AdjustedAllAll2015December Monthly Peak | Portfolio Adjusted | All | All | 2015 | December Monthly Peak | 12 | 2573.8999
Portfolio AdjustedAllAll2015February Monthly Peak | Portfolio Adjusted | All | All | 2015 | February Monthly Peak | 2 | 2538.8999
Portfolio AdjustedAllAll2015January Monthly Peak | Portfolio Adjusted | All | All | 2015 | January Monthly Peak | 1 | 2538.8999
Portfolio AdjustedAllAll2015July Monthly Peak | Portfolio Adjusted | All | All | 2015 | July Monthly Peak | 7 | 2556.3999
Portfolio AdjustedAllAll2015June Monthly Peak | Portfolio Adjusted | All | All | 2015 | June Monthly Peak | 6 | 2552.8999
Portfolio AdjustedAllAll2015March Monthly Peak | Portfolio Adjusted | All | All | 2015 | March Monthly Peak | 3 | 2542.3999
Portfolio AdjustedAllAll2015May Monthly Peak | Portfolio Adjusted | All | All | 2015 | May Monthly Peak | 5 | 2549.3999
Portfolio AdjustedAllAll2015November Monthly Peak | Portfolio Adjusted | All | All | 2015 | November Monthly Peak | 11 | 2570.3999
Portfolio AdjustedAllAll2015October Monthly Peak | Portfolio Adjusted | All | All | 2015 | October Monthly Peak | 10 | 2566.8999
Portfolio AdjustedAllAll2015September Monthly Peak | Portfolio Adjusted | All | All | 2015 | September Monthly Peak | 9 | 2563.3999
Portfolio AdjustedAllAll2015Typical Event Day | Portfolio Adjusted | All | All | 2015 | Typical Event Day | 8 | 2559.8999
Portfolio AdjustedAllAll2016April Monthly Peak | Portfolio Adjusted | All | All | 2016 | April Monthly Peak | 4 | 2573.8999
Portfolio AdjustedAllAll2016August Monthly Peak | Portfolio Adjusted | All | All | 2016 | August Monthly Peak | 8 | 2573.8999
Portfolio AdjustedAllAll2016December Monthly Peak | Portfolio Adjusted | All | All | 2016 | December Monthly Peak | 12 | 2656.7851
Portfolio AdjustedAllAll2016February Monthly Peak | Portfolio Adjusted | All | All | 2016 | February Monthly Peak | 2 | 2573.8999
Portfolio AdjustedAllAll2016January Monthly Peak | Portfolio Adjusted | All | All | 2016 | January Monthly Peak | 1 | 2573.8999
Portfolio AdjustedAllAll2016July Monthly Peak | Portfolio Adjusted | All | All | 2016 | July Monthly Peak | 7 | 2573.8999
Portfolio AdjustedAllAll2016June Monthly Peak | Portfolio Adjusted | All | All | 2016 | June Monthly Peak | 6 | 2573.8999
Portfolio AdjustedAllAll2016March Monthly Peak | Portfolio Adjusted | All | All | 2016 | March Monthly Peak | 3 | 2573.8999
Portfolio AdjustedAllAll2016May Monthly Peak | Portfolio Adjusted | All | All | 2016 | May Monthly Peak | 5 | 2573.8999
Portfolio AdjustedAllAll2016November Monthly Peak | Portfolio Adjusted | All | All | 2016 | November Monthly Peak | 11 | 2573.8999
Portfolio AdjustedAllAll2016October Monthly Peak | Portfolio Adjusted | All | All | 2016 | October Monthly Peak | 10 | 2573.8999
Portfolio AdjustedAllAll2016September Monthly Peak | Portfolio Adjusted | All | All | 2016 | September Monthly Peak | 9 | 2573.8999
Portfolio AdjustedAllAll2016Typical Event Day | Portfolio Adjusted | All | All | 2016 | Typical Event Day | 8 | 2573.8999
Portfolio AdjustedAllAll2017April Monthly Peak | Portfolio Adjusted | All | All | 2017 | April Monthly Peak | 4 | 252656.7791
Portfolio AdjustedAllAll2017August Monthly Peak | Portfolio Adjusted | All | All | 2017 | August Monthly Peak | 8 | 252656.7791
Portfolio AdjustedAllAll2017December Monthly Peak | Portfolio Adjusted | All | All | 2017 | December Monthly Peak | 12 | 252742.3334
Portfolio AdjustedAllAll2017February Monthly Peak | Portfolio Adjusted | All | All | 2017 | February Monthly Peak | 2 | 2656.7851
Portfolio AdjustedAllAll2017January Monthly Peak | Portfolio Adjusted | All | All | 2017 | January Monthly Peak | 1 | 2656.7851
Portfolio AdjustedAllAll2017July Monthly Peak | Portfolio Adjusted | All | All | 2017 | July Monthly Peak | 7 | 252656.7791
Portfolio AdjustedAllAll2017June Monthly Peak | Portfolio Adjusted | All | All | 2017 | June Monthly Peak | 6 | 252656.7791
Portfolio AdjustedAllAll2017March Monthly Peak | Portfolio Adjusted | All | All | 2017 | March Monthly Peak | 3 | 2656.7851
Portfolio AdjustedAllAll2017May Monthly Peak | Portfolio Adjusted | All | All | 2017 | May Monthly Peak | 5 | 252656.7791
Portfolio AdjustedAllAll2017November Monthly Peak | Portfolio Adjusted | All | All | 2017 | November Monthly Peak | 11 | 252656.7791
Portfolio AdjustedAllAll2017October Monthly Peak | Portfolio Adjusted | All | All | 2017 | October Monthly Peak | 10 | 252656.7791
Portfolio AdjustedAllAll2017September Monthly Peak | Portfolio Adjusted | All | All | 2017 | September Monthly Peak | 9 | 252656.7791
Portfolio AdjustedAllAll2017Typical Event Day | Portfolio Adjusted | All | All | 2017 | Typical Event Day | 8 | 252656.7791
Portfolio AdjustedAllAll2018April Monthly Peak | Portfolio Adjusted | All | All | 2018 | April Monthly Peak | 4 | 102742.337
Portfolio AdjustedAllAll2018August Monthly Peak | Portfolio Adjusted | All | All | 2018 | August Monthly Peak | 8 | 102742.337
Portfolio AdjustedAllAll2018December Monthly Peak | Portfolio Adjusted | All | All | 2018 | December Monthly Peak | 12 | 102830.6463
Portfolio AdjustedAllAll2018February Monthly Peak | Portfolio Adjusted | All | All | 2018 | February Monthly Peak | 2 | 252742.3334
Portfolio AdjustedAllAll2018January Monthly Peak | Portfolio Adjusted | All | All | 2018 | January Monthly Peak | 1 | 252742.3334
Portfolio AdjustedAllAll2018July Monthly Peak | Portfolio Adjusted | All | All | 2018 | July Monthly Peak | 7 | 102742.337
Portfolio AdjustedAllAll2018June Monthly Peak | Portfolio Adjusted | All | All | 2018 | June Monthly Peak | 6 | 102742.337
Portfolio AdjustedAllAll2018March Monthly Peak | Portfolio Adjusted | All | All | 2018 | March Monthly Peak | 3 | 252742.3334
Portfolio AdjustedAllAll2018May Monthly Peak | Portfolio Adjusted | All | All | 2018 | May Monthly Peak | 5 | 102742.337
Portfolio AdjustedAllAll2018November Monthly Peak | Portfolio Adjusted | All | All | 2018 | November Monthly Peak | 11 | 102742.337
Portfolio AdjustedAllAll2018October Monthly Peak | Portfolio Adjusted | All | All | 2018 | October Monthly Peak | 10 | 102742.337
Portfolio AdjustedAllAll2018September Monthly Peak | Portfolio Adjusted | All | All | 2018 | September Monthly Peak | 9 | 102742.337
Portfolio AdjustedAllAll2018Typical Event Day | Portfolio Adjusted | All | All | 2018 | Typical Event Day | 8 | 102742.337
Portfolio AdjustedAllAll2019April Monthly Peak | Portfolio Adjusted | All | All | 2019 | April Monthly Peak | 4 | 106050.8643
Portfolio AdjustedAllAll2019August Monthly Peak | Portfolio Adjusted | All | All | 2019 | August Monthly Peak | 8 | 106050.8643
Portfolio AdjustedAllAll2019December Monthly Peak | Portfolio Adjusted | All | All | 2019 | December Monthly Peak | 12 | 106142.0174
Portfolio AdjustedAllAll2019February Monthly Peak | Portfolio Adjusted | All | All | 2019 | February Monthly Peak | 2 | 102830.6463
Portfolio AdjustedAllAll2019January Monthly Peak | Portfolio Adjusted | All | All | 2019 | January Monthly Peak | 1 | 102830.6463
Portfolio AdjustedAllAll2019July Monthly Peak | Portfolio Adjusted | All | All | 2019 | July Monthly Peak | 7 | 106050.8643
Portfolio AdjustedAllAll2019June Monthly Peak | Portfolio Adjusted | All | All | 2019 | June Monthly Peak | 6 | 106050.8643
Portfolio AdjustedAllAll2019March Monthly Peak | Portfolio Adjusted | All | All | 2019 | March Monthly Peak | 3 | 102830.6463
Portfolio AdjustedAllAll2019May Monthly Peak | Portfolio Adjusted | All | All | 2019 | May Monthly Peak | 5 | 106050.8643
Portfolio AdjustedAllAll2019November Monthly Peak | Portfolio Adjusted | All | All | 2019 | November Monthly Peak | 11 | 106050.8643
Portfolio AdjustedAllAll2019October Monthly Peak | Portfolio Adjusted | All | All | 2019 | October Monthly Peak | 10 | 106050.8643
Portfolio AdjustedAllAll2019September Monthly Peak | Portfolio Adjusted | All | All | 2019 | September Monthly Peak | 9 | 106050.8643
Portfolio AdjustedAllAll2019Typical Event Day | Portfolio Adjusted | All | All | 2019 | Typical Event Day | 8 | 106050.8643
Portfolio AdjustedAllAll2020April Monthly Peak | Portfolio Adjusted | All | All | 2020 | April Monthly Peak | 4 | 109465.9334
Portfolio AdjustedAllAll2020August Monthly Peak | Portfolio Adjusted | All | All | 2020 | August Monthly Peak | 8 | 109465.9334
Portfolio AdjustedAllAll2020December Monthly Peak | Portfolio Adjusted | All | All | 2020 | December Monthly Peak | 12 | 109560.0218
Portfolio AdjustedAllAll2020February Monthly Peak | Portfolio Adjusted | All | All | 2020 | February Monthly Peak | 2 | 106142.0174
Portfolio AdjustedAllAll2020January Monthly Peak | Portfolio Adjusted | All | All | 2020 | January Monthly Peak | 1 | 106142.0174
Portfolio AdjustedAllAll2020July Monthly Peak | Portfolio Adjusted | All | All | 2020 | July Monthly Peak | 7 | 109465.9334
Portfolio AdjustedAllAll2020June Monthly Peak | Portfolio Adjusted | All | All | 2020 | June Monthly Peak | 6 | 109465.9334
Portfolio AdjustedAllAll2020March Monthly Peak | Portfolio Adjusted | All | All | 2020 | March Monthly Peak | 3 | 106142.0174
Portfolio AdjustedAllAll2020May Monthly Peak | Portfolio Adjusted | All | All | 2020 | May Monthly Peak | 5 | 109465.9334
Portfolio AdjustedAllAll2020November Monthly Peak | Portfolio Adjusted | All | All | 2020 | November Monthly Peak | 11 | 109465.9334
Portfolio AdjustedAllAll2020October Monthly Peak | Portfolio Adjusted | All | All | 2020 | October Monthly Peak | 10 | 109465.9334
Portfolio AdjustedAllAll2020September Monthly Peak | Portfolio Adjusted | All | All | 2020 | September Monthly Peak | 9 | 109465.9334
Portfolio AdjustedAllAll2020Typical Event Day | Portfolio Adjusted | All | All | 2020 | Typical Event Day | 8 | 109465.9334
Portfolio AdjustedAllAll2021April Monthly Peak | Portfolio Adjusted | All | All | 2021 | April Monthly Peak | 4 | 112990.9752
Portfolio AdjustedAllAll2021August Monthly Peak | Portfolio Adjusted | All | All | 2021 | August Monthly Peak | 8 | 112990.9752
Portfolio AdjustedAllAll2021December Monthly Peak | Portfolio Adjusted | All | All | 2021 | December Monthly Peak | 12 | 113088.0934
Portfolio AdjustedAllAll2021February Monthly Peak | Portfolio Adjusted | All | All | 2021 | February Monthly Peak | 2 | 109560.0218
Portfolio AdjustedAllAll2021January Monthly Peak | Portfolio Adjusted | All | All | 2021 | January Monthly Peak | 1 | 109560.0218
Portfolio AdjustedAllAll2021July Monthly Peak | Portfolio Adjusted | All | All | 2021 | July Monthly Peak | 7 | 112990.9752
Portfolio AdjustedAllAll2021June Monthly Peak | Portfolio Adjusted | All | All | 2021 | June Monthly Peak | 6 | 112990.9752
Portfolio AdjustedAllAll2021March Monthly Peak | Portfolio Adjusted | All | All | 2021 | March Monthly Peak | 3 | 109560.0218
Portfolio AdjustedAllAll2021May Monthly Peak | Portfolio Adjusted | All | All | 2021 | May Monthly Peak | 5 | 112990.9752
Portfolio AdjustedAllAll2021November Monthly Peak | Portfolio Adjusted | All | All | 2021 | November Monthly Peak | 11 | 112990.9752
Portfolio AdjustedAllAll2021October Monthly Peak | Portfolio Adjusted | All | All | 2021 | October Monthly Peak | 10 | 112990.9752
Portfolio AdjustedAllAll2021September Monthly Peak | Portfolio Adjusted | All | All | 2021 | September Monthly Peak | 9 | 112990.9752
Portfolio AdjustedAllAll2021Typical Event Day | Portfolio Adjusted | All | All | 2021 | Typical Event Day | 8 | 112990.9752
Portfolio AdjustedAllAll2022April Monthly Peak | Portfolio Adjusted | All | All | 2022 | April Monthly Peak | 4 | 116629.531
Portfolio AdjustedAllAll2022August Monthly Peak | Portfolio Adjusted | All | All | 2022 | August Monthly Peak | 8 | 116629.531
Portfolio AdjustedAllAll2022December Monthly Peak | Portfolio Adjusted | All | All | 2022 | December Monthly Peak | 12 | 116729.7766
Portfolio AdjustedAllAll2022February Monthly Peak | Portfolio Adjusted | All | All | 2022 | February Monthly Peak | 2 | 113088.0934
Portfolio AdjustedAllAll2022January Monthly Peak | Portfolio Adjusted | All | All | 2022 | January Monthly Peak | 1 | 113088.0934
Portfolio AdjustedAllAll2022July Monthly Peak | Portfolio Adjusted | All | All | 2022 | July Monthly Peak | 7 | 116629.531
Portfolio AdjustedAllAll2022June Monthly Peak | Portfolio Adjusted | All | All | 2022 | June Monthly Peak | 6 | 116629.531
Portfolio AdjustedAllAll2022March Monthly Peak | Portfolio Adjusted | All | All | 2022 | March Monthly Peak | 3 | 113088.0934
Portfolio AdjustedAllAll2022May Monthly Peak | Portfolio Adjusted | All | All | 2022 | May Monthly Peak | 5 | 116629.531
Portfolio AdjustedAllAll2022November Monthly Peak | Portfolio Adjusted | All | All | 2022 | November Monthly Peak | 11 | 116629.531
Portfolio AdjustedAllAll2022October Monthly Peak | Portfolio Adjusted | All | All | 2022 | October Monthly Peak | 10 | 116629.531
Portfolio AdjustedAllAll2022September Monthly Peak | Portfolio Adjusted | All | All | 2022 | September Monthly Peak | 9 | 116629.531
Portfolio AdjustedAllAll2022Typical Event Day | Portfolio Adjusted | All | All | 2022 | Typical Event Day | 8 | 116629.531
Portfolio AdjustedAllAll2023April Monthly Peak | Portfolio Adjusted | All | All | 2023 | April Monthly Peak | 4 | 120385.2562
Portfolio AdjustedAllAll2023August Monthly Peak | Portfolio Adjusted | All | All | 2023 | August Monthly Peak | 8 | 120385.2562
Portfolio AdjustedAllAll2023December Monthly Peak | Portfolio Adjusted | All | All | 2023 | December Monthly Peak | 12 | 120488.73
Portfolio AdjustedAllAll2023February Monthly Peak | Portfolio Adjusted | All | All | 2023 | February Monthly Peak | 2 | 116729.7766
Portfolio AdjustedAllAll2023January Monthly Peak | Portfolio Adjusted | All | All | 2023 | January Monthly Peak | 1 | 116729.7766
Portfolio AdjustedAllAll2023July Monthly Peak | Portfolio Adjusted | All | All | 2023 | July Monthly Peak | 7 | 120385.2562
Portfolio AdjustedAllAll2023June Monthly Peak | Portfolio Adjusted | All | All | 2023 | June Monthly Peak | 6 | 120385.2562
Portfolio AdjustedAllAll2023March Monthly Peak | Portfolio Adjusted | All | All | 2023 | March Monthly Peak | 3 | 116729.7766
Portfolio AdjustedAllAll2023May Monthly Peak | Portfolio Adjusted | All | All | 2023 | May Monthly Peak | 5 | 120385.2562
Portfolio AdjustedAllAll2023November Monthly Peak | Portfolio Adjusted | All | All | 2023 | November Monthly Peak | 11 | 120385.2562
Portfolio AdjustedAllAll2023October Monthly Peak | Portfolio Adjusted | All | All | 2023 | October Monthly Peak | 10 | 120385.2562
Portfolio AdjustedAllAll2023September Monthly Peak | Portfolio Adjusted | All | All | 2023 | September Monthly Peak | 9 | 120385.2562
Portfolio AdjustedAllAll2023Typical Event Day | Portfolio Adjusted | All | All | 2023 | Typical Event Day | 8 | 120385.2562
Portfolio AdjustedAllAll2024April Monthly Peak | Portfolio Adjusted | All | All | 2024 | April Monthly Peak | 4 | 124261.924
Portfolio AdjustedAllAll2024August Monthly Peak | Portfolio Adjusted | All | All | 2024 | August Monthly Peak | 8 | 124261.924
Portfolio AdjustedAllAll2024December Monthly Peak | Portfolio Adjusted | All | All | 2024 | December Monthly Peak | 12 | 124368.7299
Portfolio AdjustedAllAll2024February Monthly Peak | Portfolio Adjusted | All | All | 2024 | February Monthly Peak | 2 | 120488.73
Portfolio AdjustedAllAll2024January Monthly Peak | Portfolio Adjusted | All | All | 2024 | January Monthly Peak | 1 | 120488.73
Portfolio AdjustedAllAll2024July Monthly Peak | Portfolio Adjusted | All | All | 2024 | July Monthly Peak | 7 | 124261.924
Portfolio AdjustedAllAll2024June Monthly Peak | Portfolio Adjusted | All | All | 2024 | June Monthly Peak | 6 | 124261.924
Portfolio AdjustedAllAll2024March Monthly Peak | Portfolio Adjusted | All | All | 2024 | March Monthly Peak | 3 | 120488.73
Portfolio AdjustedAllAll2024May Monthly Peak | Portfolio Adjusted | All | All | 2024 | May Monthly Peak | 5 | 124261.924
Portfolio AdjustedAllAll2024November Monthly Peak | Portfolio Adjusted | All | All | 2024 | November Monthly Peak | 11 | 124261.924
Portfolio AdjustedAllAll2024October Monthly Peak | Portfolio Adjusted | All | All | 2024 | October Monthly Peak | 10 | 124261.924
Portfolio AdjustedAllAll2024September Monthly Peak | Portfolio Adjusted | All | All | 2024 | September Monthly Peak | 9 | 124261.924
Portfolio AdjustedAllAll2024Typical Event Day | Portfolio Adjusted | All | All | 2024 | Typical Event Day | 8 | 124261.924
Portfolio AdjustedAllAll2025April Monthly Peak | Portfolio Adjusted | All | All | 2025 | April Monthly Peak | 4 | 128263.429
Portfolio AdjustedAllAll2025August Monthly Peak | Portfolio Adjusted | All | All | 2025 | August Monthly Peak | 8 | 128263.429
Portfolio AdjustedAllAll2025December Monthly Peak | Portfolio Adjusted | All | All | 2025 | December Monthly Peak | 12 | 128373.6742
Portfolio AdjustedAllAll2025February Monthly Peak | Portfolio Adjusted | All | All | 2025 | February Monthly Peak | 2 | 124368.7299
Portfolio AdjustedAllAll2025January Monthly Peak | Portfolio Adjusted | All | All | 2025 | January Monthly Peak | 1 | 124368.7299
Portfolio AdjustedAllAll2025July Monthly Peak | Portfolio Adjusted | All | All | 2025 | July Monthly Peak | 7 | 128263.429
Portfolio AdjustedAllAll2025June Monthly Peak | Portfolio Adjusted | All | All | 2025 | June Monthly Peak | 6 | 128263.429
Portfolio AdjustedAllAll2025March Monthly Peak | Portfolio Adjusted | All | All | 2025 | March Monthly Peak | 3 | 124368.7299
Portfolio AdjustedAllAll2025May Monthly Peak | Portfolio Adjusted | All | All | 2025 | May Monthly Peak | 5 | 128263.429
Portfolio AdjustedAllAll2025November Monthly Peak | Portfolio Adjusted | All | All | 2025 | November Monthly Peak | 11 | 128263.429
Portfolio AdjustedAllAll2025October Monthly Peak | Portfolio Adjusted | All | All | 2025 | October Monthly Peak | 10 | 128263.429
Portfolio AdjustedAllAll2025September Monthly Peak | Portfolio Adjusted | All | All | 2025 | September Monthly Peak | 9 | 128263.429
Portfolio AdjustedAllAll2025Typical Event Day | Portfolio Adjusted | All | All | 2025 | Typical Event Day | 8 | 128263.429
Portfolio AdjustedAllOrange County2015April Monthly Peak | Portfolio Adjusted | All | Orange County | 2015 | April Monthly Peak | 4 | 856.202
Portfolio AdjustedAllOrange County2015August Monthly Peak | Portfolio Adjusted | All | Orange County | 2015 | August Monthly Peak | 8 | 860.9103
Portfolio AdjustedAllOrange County2015December Monthly Peak | Portfolio Adjusted | All | Orange County | 2015 | December Monthly Peak | 12 | 865.6186
Portfolio AdjustedAllOrange County2015February Monthly Peak | Portfolio Adjusted | All | Orange County | 2015 | February Monthly Peak | 2 | 853.8478
Portfolio AdjustedAllOrange County2015January Monthly Peak | Portfolio Adjusted | All | Orange County | 2015 | January Monthly Peak | 1 | 853.8478
Portfolio AdjustedAllOrange County2015July Monthly Peak | Portfolio Adjusted | All | Orange County | 2015 | July Monthly Peak | 7 | 859.7332
Portfolio AdjustedAllOrange County2015June Monthly Peak | Portfolio Adjusted | All | Orange County | 2015 | June Monthly Peak | 6 | 858.5561
Portfolio AdjustedAllOrange County2015March Monthly Peak | Portfolio Adjusted | All | Orange County | 2015 | March Monthly Peak | 3 | 855.0249
Portfolio AdjustedAllOrange County2015May Monthly Peak | Portfolio Adjusted | All | Orange County | 2015 | May Monthly Peak | 5 | 857.3791
Portfolio AdjustedAllOrange County2015November Monthly Peak | Portfolio Adjusted | All | Orange County | 2015 | November Monthly Peak | 11 | 864.4415
Portfolio AdjustedAllOrange County2015October Monthly Peak | Portfolio Adjusted | All | Orange County | 2015 | October Monthly Peak | 10 | 863.2644
Portfolio AdjustedAllOrange County2015September Monthly Peak | Portfolio Adjusted | All | Orange County | 2015 | September Monthly Peak | 9 | 862.0873
Portfolio AdjustedAllOrange County2015Typical Event Day | Portfolio Adjusted | All | Orange County | 2015 | Typical Event Day | 8 | 860.9103
Portfolio AdjustedAllOrange County2016April Monthly Peak | Portfolio Adjusted | All | Orange County | 2016 | April Monthly Peak | 4 | 865.6186
Portfolio AdjustedAllOrange County2016August Monthly Peak | Portfolio Adjusted | All | Orange County | 2016 | August Monthly Peak | 8 | 865.6186
Portfolio AdjustedAllOrange County2016December Monthly Peak | Portfolio Adjusted | All | Orange County | 2016 | December Monthly Peak | 12 | 893.4934
Portfolio AdjustedAllOrange County2016February Monthly Peak | Portfolio Adjusted | All | Orange County | 2016 | February Monthly Peak | 2 | 865.6186
Portfolio AdjustedAllOrange County2016January Monthly Peak | Portfolio Adjusted | All | Orange County | 2016 | January Monthly Peak | 1 | 865.6186
Portfolio AdjustedAllOrange County2016July Monthly Peak | Portfolio Adjusted | All | Orange County | 2016 | July Monthly Peak | 7 | 865.6186
Portfolio AdjustedAllOrange County2016June Monthly Peak | Portfolio Adjusted | All | Orange County | 2016 | June Monthly Peak | 6 | 865.6186
Portfolio AdjustedAllOrange County2016March Monthly Peak | Portfolio Adjusted | All | Orange County | 2016 | March Monthly Peak | 3 | 865.6186
Portfolio AdjustedAllOrange County2016May Monthly Peak | Portfolio Adjusted | All | Orange County | 2016 | May Monthly Peak | 5 | 865.6186
Portfolio AdjustedAllOrange County2016November Monthly Peak | Portfolio Adjusted | All | Orange County | 2016 | November Monthly Peak | 11 | 865.6186
Portfolio AdjustedAllOrange County2016October Monthly Peak | Portfolio Adjusted | All | Orange County | 2016 | October Monthly Peak | 10 | 865.6186
Portfolio AdjustedAllOrange County2016September Monthly Peak | Portfolio Adjusted | All | Orange County | 2016 | September Monthly Peak | 9 | 865.6186
Portfolio AdjustedAllOrange County2016Typical Event Day | Portfolio Adjusted | All | Orange County | 2016 | Typical Event Day | 8 | 865.6186
Portfolio AdjustedAllOrange County2017April Monthly Peak | Portfolio Adjusted | All | Orange County | 2017 | April Monthly Peak | 4 | 62130.6609
Portfolio AdjustedAllOrange County2017August Monthly Peak | Portfolio Adjusted | All | Orange County | 2017 | August Monthly Peak | 8 | 62130.6609
Portfolio AdjustedAllOrange County2017December Monthly Peak | Portfolio Adjusted | All | Orange County | 2017 | December Monthly Peak | 12 | 62159.4334
Portfolio AdjustedAllOrange County2017February Monthly Peak | Portfolio Adjusted | All | Orange County | 2017 | February Monthly Peak | 2 | 893.4934
Portfolio AdjustedAllOrange County2017January Monthly Peak | Portfolio Adjusted | All | Orange County | 2017 | January Monthly Peak | 1 | 893.4934
Portfolio AdjustedAllOrange County2017July Monthly Peak | Portfolio Adjusted | All | Orange County | 2017 | July Monthly Peak | 7 | 62130.6609
Portfolio AdjustedAllOrange County2017June Monthly Peak | Portfolio Adjusted | All | Orange County | 2017 | June Monthly Peak | 6 | 62130.6609
Portfolio AdjustedAllOrange County2017March Monthly Peak | Portfolio Adjusted | All | Orange County | 2017 | March Monthly Peak | 3 | 893.4934
Portfolio AdjustedAllOrange County2017May Monthly Peak | Portfolio Adjusted | All | Orange County | 2017 | May Monthly Peak | 5 | 62130.6609
Portfolio AdjustedAllOrange County2017November Monthly Peak | Portfolio Adjusted | All | Orange County | 2017 | November Monthly Peak | 11 | 62130.6609
Portfolio AdjustedAllOrange County2017October Monthly Peak | Portfolio Adjusted | All | Orange County | 2017 | October Monthly Peak | 10 | 62130.6609
Portfolio AdjustedAllOrange County2017September Monthly Peak | Portfolio Adjusted | All | Orange County | 2017 | September Monthly Peak | 9 | 62130.6609
Portfolio AdjustedAllOrange County2017Typical Event Day | Portfolio Adjusted | All | Orange County | 2017 | Typical Event Day | 8 | 62130.6609
Portfolio AdjustedAllOrange County2018April Monthly Peak | Portfolio Adjusted | All | Orange County | 2018 | April Monthly Peak | 4 | 25417.1328
Portfolio AdjustedAllOrange County2018August Monthly Peak | Portfolio Adjusted | All | Orange County | 2018 | August Monthly Peak | 8 | 25417.1328
Portfolio AdjustedAllOrange County2018December Monthly Peak | Portfolio Adjusted | All | Orange County | 2018 | December Monthly Peak | 12 | 25446.8318
Portfolio AdjustedAllOrange County2018February Monthly Peak | Portfolio Adjusted | All | Orange County | 2018 | February Monthly Peak | 2 | 62159.4334
Portfolio AdjustedAllOrange County2018January Monthly Peak | Portfolio Adjusted | All | Orange County | 2018 | January Monthly Peak | 1 | 62159.4334
Portfolio AdjustedAllOrange County2018July Monthly Peak | Portfolio Adjusted | All | Orange County | 2018 | July Monthly Peak | 7 | 25417.1328
Portfolio AdjustedAllOrange County2018June Monthly Peak | Portfolio Adjusted | All | Orange County | 2018 | June Monthly Peak | 6 | 25417.1328
Portfolio AdjustedAllOrange County2018March Monthly Peak | Portfolio Adjusted | All | Orange County | 2018 | March Monthly Peak | 3 | 62159.4334
Portfolio AdjustedAllOrange County2018May Monthly Peak | Portfolio Adjusted | All | Orange County | 2018 | May Monthly Peak | 5 | 25417.1328
Portfolio AdjustedAllOrange County2018November Monthly Peak | Portfolio Adjusted | All | Orange County | 2018 | November Monthly Peak | 11 | 25417.1328
Portfolio AdjustedAllOrange County2018October Monthly Peak | Portfolio Adjusted | All | Orange County | 2018 | October Monthly Peak | 10 | 25417.1328
Portfolio AdjustedAllOrange County2018September Monthly Peak | Portfolio Adjusted | All | Orange County | 2018 | September Monthly Peak | 9 | 25417.1328
Portfolio AdjustedAllOrange County2018Typical Event Day | Portfolio Adjusted | All | Orange County | 2018 | Typical Event Day | 8 | 25417.1328
Portfolio AdjustedAllOrange County2019April Monthly Peak | Portfolio Adjusted | All | Orange County | 2019 | April Monthly Peak | 4 | 26235.6199
Portfolio AdjustedAllOrange County2019August Monthly Peak | Portfolio Adjusted | All | Orange County | 2019 | August Monthly Peak | 8 | 26235.6199
Portfolio AdjustedAllOrange County2019December Monthly Peak | Portfolio Adjusted | All | Orange County | 2019 | December Monthly Peak | 12 | 26266.2753
Portfolio AdjustedAllOrange County2019February Monthly Peak | Portfolio Adjusted | All | Orange County | 2019 | February Monthly Peak | 2 | 25446.8318
Portfolio AdjustedAllOrange County2019January Monthly Peak | Portfolio Adjusted | All | Orange County | 2019 | January Monthly Peak | 1 | 25446.8318
Portfolio AdjustedAllOrange County2019July Monthly Peak | Portfolio Adjusted | All | Orange County | 2019 | July Monthly Peak | 7 | 26235.6199
Portfolio AdjustedAllOrange County2019June Monthly Peak | Portfolio Adjusted | All | Orange County | 2019 | June Monthly Peak | 6 | 26235.6199
Portfolio AdjustedAllOrange County2019March Monthly Peak | Portfolio Adjusted | All | Orange County | 2019 | March Monthly Peak | 3 | 25446.8318
Portfolio AdjustedAllOrange County2019May Monthly Peak | Portfolio Adjusted | All | Orange County | 2019 | May Monthly Peak | 5 | 26235.6199
Portfolio AdjustedAllOrange County2019November Monthly Peak | Portfolio Adjusted | All | Orange County | 2019 | November Monthly Peak | 11 | 26235.6199
Portfolio AdjustedAllOrange County2019October Monthly Peak | Portfolio Adjusted | All | Orange County | 2019 | October Monthly Peak | 10 | 26235.6199
Portfolio AdjustedAllOrange County2019September Monthly Peak | Portfolio Adjusted | All | Orange County | 2019 | September Monthly Peak | 9 | 26235.6199
Portfolio AdjustedAllOrange County2019Typical Event Day | Portfolio Adjusted | All | Orange County | 2019 | Typical Event Day | 8 | 26235.6199
Portfolio AdjustedAllOrange County2020April Monthly Peak | Portfolio Adjusted | All | Orange County | 2020 | April Monthly Peak | 4 | 27080.4641
Portfolio AdjustedAllOrange County2020August Monthly Peak | Portfolio Adjusted | All | Orange County | 2020 | August Monthly Peak | 8 | 27080.4641
Portfolio AdjustedAllOrange County2020December Monthly Peak | Portfolio Adjusted | All | Orange County | 2020 | December Monthly Peak | 12 | 27112.1066
Portfolio AdjustedAllOrange County2020February Monthly Peak | Portfolio Adjusted | All | Orange County | 2020 | February Monthly Peak | 2 | 26266.2753
Portfolio AdjustedAllOrange County2020January Monthly Peak | Portfolio Adjusted | All | Orange County | 2020 | January Monthly Peak | 1 | 26266.2753
Portfolio AdjustedAllOrange County2020July Monthly Peak | Portfolio Adjusted | All | Orange County | 2020 | July Monthly Peak | 7 | 27080.4641
Portfolio AdjustedAllOrange County2020June Monthly Peak | Portfolio Adjusted | All | Orange County | 2020 | June Monthly Peak | 6 | 27080.4641
Portfolio AdjustedAllOrange County2020March Monthly Peak | Portfolio Adjusted | All | Orange County | 2020 | March Monthly Peak | 3 | 26266.2753
Portfolio AdjustedAllOrange County2020May Monthly Peak | Portfolio Adjusted | All | Orange County | 2020 | May Monthly Peak | 5 | 27080.4641
Portfolio AdjustedAllOrange County2020November Monthly Peak | Portfolio Adjusted | All | Orange County | 2020 | November Monthly Peak | 11 | 27080.4641
Portfolio AdjustedAllOrange County2020October Monthly Peak | Portfolio Adjusted | All | Orange County | 2020 | October Monthly Peak | 10 | 27080.4641
Portfolio AdjustedAllOrange County2020September Monthly Peak | Portfolio Adjusted | All | Orange County | 2020 | September Monthly Peak | 9 | 27080.4641
Portfolio AdjustedAllOrange County2020Typical Event Day | Portfolio Adjusted | All | Orange County | 2020 | Typical Event Day | 8 | 27080.4641
Portfolio AdjustedAllOrange County2021April Monthly Peak | Portfolio Adjusted | All | Orange County | 2021 | April Monthly Peak | 4 | 27952.5141
Portfolio AdjustedAllOrange County2021August Monthly Peak | Portfolio Adjusted | All | Orange County | 2021 | August Monthly Peak | 8 | 27952.5141
Portfolio AdjustedAllOrange County2021December Monthly Peak | Portfolio Adjusted | All | Orange County | 2021 | December Monthly Peak | 12 | 27985.1756
Portfolio AdjustedAllOrange County2021February Monthly Peak | Portfolio Adjusted | All | Orange County | 2021 | February Monthly Peak | 2 | 27112.1066
Portfolio AdjustedAllOrange County2021January Monthly Peak | Portfolio Adjusted | All | Orange County | 2021 | January Monthly Peak | 1 | 27112.1066
Portfolio AdjustedAllOrange County2021July Monthly Peak | Portfolio Adjusted | All | Orange County | 2021 | July Monthly Peak | 7 | 27952.5141
Portfolio AdjustedAllOrange County2021June Monthly Peak | Portfolio Adjusted | All | Orange County | 2021 | June Monthly Peak | 6 | 27952.5141
Portfolio AdjustedAllOrange County2021March Monthly Peak | Portfolio Adjusted | All | Orange County | 2021 | March Monthly Peak | 3 | 27112.1066
Portfolio AdjustedAllOrange County2021May Monthly Peak | Portfolio Adjusted | All | Orange County | 2021 | May Monthly Peak | 5 | 27952.5141
Portfolio AdjustedAllOrange County2021November Monthly Peak | Portfolio Adjusted | All | Orange County | 2021 | November Monthly Peak | 11 | 27952.5141
Portfolio AdjustedAllOrange County2021October Monthly Peak | Portfolio Adjusted | All | Orange County | 2021 | October Monthly Peak | 10 | 27952.5141
Portfolio AdjustedAllOrange County2021September Monthly Peak | Portfolio Adjusted | All | Orange County | 2021 | September Monthly Peak | 9 | 27952.5141
Portfolio AdjustedAllOrange County2021Typical Event Day | Portfolio Adjusted | All | Orange County | 2021 | Typical Event Day | 8 | 27952.5141
Portfolio AdjustedAllOrange County2022April Monthly Peak | Portfolio Adjusted | All | Orange County | 2022 | April Monthly Peak | 4 | 28852.646
Portfolio AdjustedAllOrange County2022August Monthly Peak | Portfolio Adjusted | All | Orange County | 2022 | August Monthly Peak | 8 | 28852.646
Portfolio AdjustedAllOrange County2022December Monthly Peak | Portfolio Adjusted | All | Orange County | 2022 | December Monthly Peak | 12 | 28886.3593
Portfolio AdjustedAllOrange County2022February Monthly Peak | Portfolio Adjusted | All | Orange County | 2022 | February Monthly Peak | 2 | 27985.1756
Portfolio AdjustedAllOrange County2022January Monthly Peak | Portfolio Adjusted | All | Orange County | 2022 | January Monthly Peak | 1 | 27985.1756
Portfolio AdjustedAllOrange County2022July Monthly Peak | Portfolio Adjusted | All | Orange County | 2022 | July Monthly Peak | 7 | 28852.646
Portfolio AdjustedAllOrange County2022June Monthly Peak | Portfolio Adjusted | All | Orange County | 2022 | June Monthly Peak | 6 | 28852.646
Portfolio AdjustedAllOrange County2022March Monthly Peak | Portfolio Adjusted | All | Orange County | 2022 | March Monthly Peak | 3 | 27985.1756
Portfolio AdjustedAllOrange County2022May Monthly Peak | Portfolio Adjusted | All | Orange County | 2022 | May Monthly Peak | 5 | 28852.646
Portfolio AdjustedAllOrange County2022November Monthly Peak | Portfolio Adjusted | All | Orange County | 2022 | November Monthly Peak | 11 | 28852.646
Portfolio AdjustedAllOrange County2022October Monthly Peak | Portfolio Adjusted | All | Orange County | 2022 | October Monthly Peak | 10 | 28852.646
Portfolio AdjustedAllOrange County2022September Monthly Peak | Portfolio Adjusted | All | Orange County | 2022 | September Monthly Peak | 9 | 28852.646
Portfolio AdjustedAllOrange County2022Typical Event Day | Portfolio Adjusted | All | Orange County | 2022 | Typical Event Day | 8 | 28852.646
Portfolio AdjustedAllOrange County2023April Monthly Peak | Portfolio Adjusted | All | Orange County | 2023 | April Monthly Peak | 4 | 29781.7642
Portfolio AdjustedAllOrange County2023August Monthly Peak | Portfolio Adjusted | All | Orange County | 2023 | August Monthly Peak | 8 | 29781.7642
Portfolio AdjustedAllOrange County2023December Monthly Peak | Portfolio Adjusted | All | Orange County | 2023 | December Monthly Peak | 12 | 29816.563
Portfolio AdjustedAllOrange County2023February Monthly Peak | Portfolio Adjusted | All | Orange County | 2023 | February Monthly Peak | 2 | 28886.3593
Portfolio AdjustedAllOrange County2023January Monthly Peak | Portfolio Adjusted | All | Orange County | 2023 | January Monthly Peak | 1 | 28886.3593
Portfolio AdjustedAllOrange County2023July Monthly Peak | Portfolio Adjusted | All | Orange County | 2023 | July Monthly Peak | 7 | 29781.7642
Portfolio AdjustedAllOrange County2023June Monthly Peak | Portfolio Adjusted | All | Orange County | 2023 | June Monthly Peak | 6 | 29781.7642
Portfolio AdjustedAllOrange County2023March Monthly Peak | Portfolio Adjusted | All | Orange County | 2023 | March Monthly Peak | 3 | 28886.3593
Portfolio AdjustedAllOrange County2023May Monthly Peak | Portfolio Adjusted | All | Orange County | 2023 | May Monthly Peak | 5 | 29781.7642
Portfolio AdjustedAllOrange County2023November Monthly Peak | Portfolio Adjusted | All | Orange County | 2023 | November Monthly Peak | 11 | 29781.7642
Portfolio AdjustedAllOrange County2023October Monthly Peak | Portfolio Adjusted | All | Orange County | 2023 | October Monthly Peak | 10 | 29781.7642
Portfolio AdjustedAllOrange County2023September Monthly Peak | Portfolio Adjusted | All | Orange County | 2023 | September Monthly Peak | 9 | 29781.7642
Portfolio AdjustedAllOrange County2023Typical Event Day | Portfolio Adjusted | All | Orange County | 2023 | Typical Event Day | 8 | 29781.7642
Portfolio AdjustedAllOrange County2024April Monthly Peak | Portfolio Adjusted | All | Orange County | 2024 | April Monthly Peak | 4 | 30740.8019
Portfolio AdjustedAllOrange County2024August Monthly Peak | Portfolio Adjusted | All | Orange County | 2024 | August Monthly Peak | 8 | 30740.8019
Portfolio AdjustedAllOrange County2024December Monthly Peak | Portfolio Adjusted | All | Orange County | 2024 | December Monthly Peak | 12 | 30776.7214
Portfolio AdjustedAllOrange County2024February Monthly Peak | Portfolio Adjusted | All | Orange County | 2024 | February Monthly Peak | 2 | 29816.563
Portfolio AdjustedAllOrange County2024January Monthly Peak | Portfolio Adjusted | All | Orange County | 2024 | January Monthly Peak | 1 | 29816.563
Portfolio AdjustedAllOrange County2024July Monthly Peak | Portfolio Adjusted | All | Orange County | 2024 | July Monthly Peak | 7 | 30740.8019
Portfolio AdjustedAllOrange County2024June Monthly Peak | Portfolio Adjusted | All | Orange County | 2024 | June Monthly Peak | 6 | 30740.8019
Portfolio AdjustedAllOrange County2024March Monthly Peak | Portfolio Adjusted | All | Orange County | 2024 | March Monthly Peak | 3 | 29816.563
Portfolio AdjustedAllOrange County2024May Monthly Peak | Portfolio Adjusted | All | Orange County | 2024 | May Monthly Peak | 5 | 30740.8019
Portfolio AdjustedAllOrange County2024November Monthly Peak | Portfolio Adjusted | All | Orange County | 2024 | November Monthly Peak | 11 | 30740.8019
Portfolio AdjustedAllOrange County2024October Monthly Peak | Portfolio Adjusted | All | Orange County | 2024 | October Monthly Peak | 10 | 30740.8019
Portfolio AdjustedAllOrange County2024September Monthly Peak | Portfolio Adjusted | All | Orange County | 2024 | September Monthly Peak | 9 | 30740.8019
Portfolio AdjustedAllOrange County2024Typical Event Day | Portfolio Adjusted | All | Orange County | 2024 | Typical Event Day | 8 | 30740.8019
Portfolio AdjustedAllOrange County2025April Monthly Peak | Portfolio Adjusted | All | Orange County | 2025 | April Monthly Peak | 4 | 31730.7228
Portfolio AdjustedAllOrange County2025August Monthly Peak | Portfolio Adjusted | All | Orange County | 2025 | August Monthly Peak | 8 | 31730.7228
Portfolio AdjustedAllOrange County2025December Monthly Peak | Portfolio Adjusted | All | Orange County | 2025 | December Monthly Peak | 12 | 31767.7989
Portfolio AdjustedAllOrange County2025February Monthly Peak | Portfolio Adjusted | All | Orange County | 2025 | February Monthly Peak | 2 | 30776.7214
Portfolio AdjustedAllOrange County2025January Monthly Peak | Portfolio Adjusted | All | Orange County | 2025 | January Monthly Peak | 1 | 30776.7214
Portfolio AdjustedAllOrange County2025July Monthly Peak | Portfolio Adjusted | All | Orange County | 2025 | July Monthly Peak | 7 | 31730.7228
Portfolio AdjustedAllOrange County2025June Monthly Peak | Portfolio Adjusted | All | Orange County | 2025 | June Monthly Peak | 6 | 31730.7228
Portfolio AdjustedAllOrange County2025March Monthly Peak | Portfolio Adjusted | All | Orange County | 2025 | March Monthly Peak | 3 | 30776.7214
Portfolio AdjustedAllOrange County2025May Monthly Peak | Portfolio Adjusted | All | Orange County | 2025 | May Monthly Peak | 5 | 31730.7228
Portfolio AdjustedAllOrange County2025November Monthly Peak | Portfolio Adjusted | All | Orange County | 2025 | November Monthly Peak | 11 | 31730.7228
Portfolio AdjustedAllOrange County2025October Monthly Peak | Portfolio Adjusted | All | Orange County | 2025 | October Monthly Peak | 10 | 31730.7228
Portfolio AdjustedAllOrange County2025September Monthly Peak | Portfolio Adjusted | All | Orange County | 2025 | September Monthly Peak | 9 | 31730.7228
Portfolio AdjustedAllOrange County2025Typical Event Day | Portfolio Adjusted | All | Orange County | 2025 | Typical Event Day | 8 | 31730.7228
Portfolio AdjustedAllOther2015April Monthly Peak | Portfolio Adjusted | All | Other | 2015 | April Monthly Peak | 4 | 1427.6339
Portfolio AdjustedAllOther2015August Monthly Peak | Portfolio Adjusted | All | Other | 2015 | August Monthly Peak | 8 | 1435.4845
Portfolio AdjustedAllOther2015December Monthly Peak | Portfolio Adjusted | All | Other | 2015 | December Monthly Peak | 12 | 1443.3352
Portfolio AdjustedAllOther2015February Monthly Peak | Portfolio Adjusted | All | Other | 2015 | February Monthly Peak | 2 | 1423.7086
Portfolio AdjustedAllOther2015January Monthly Peak | Portfolio Adjusted | All | Other | 2015 | January Monthly Peak | 1 | 1423.7086
Portfolio AdjustedAllOther2015July Monthly Peak | Portfolio Adjusted | All | Other | 2015 | July Monthly Peak | 7 | 1433.5219
Portfolio AdjustedAllOther2015June Monthly Peak | Portfolio Adjusted | All | Other | 2015 | June Monthly Peak | 6 | 1431.5592
Portfolio AdjustedAllOther2015March Monthly Peak | Portfolio Adjusted | All | Other | 2015 | March Monthly Peak | 3 | 1425.6713
Portfolio AdjustedAllOther2015May Monthly Peak | Portfolio Adjusted | All | Other | 2015 | May Monthly Peak | 5 | 1429.5966
Portfolio AdjustedAllOther2015November Monthly Peak | Portfolio Adjusted | All | Other | 2015 | November Monthly Peak | 11 | 1441.3725
Portfolio AdjustedAllOther2015October Monthly Peak | Portfolio Adjusted | All | Other | 2015 | October Monthly Peak | 10 | 1439.4098
Portfolio AdjustedAllOther2015September Monthly Peak | Portfolio Adjusted | All | Other | 2015 | September Monthly Peak | 9 | 1437.4472
Portfolio AdjustedAllOther2015Typical Event Day | Portfolio Adjusted | All | Other | 2015 | Typical Event Day | 8 | 1435.4845
Portfolio AdjustedAllOther2016April Monthly Peak | Portfolio Adjusted | All | Other | 2016 | April Monthly Peak | 4 | 1443.3352
Portfolio AdjustedAllOther2016August Monthly Peak | Portfolio Adjusted | All | Other | 2016 | August Monthly Peak | 8 | 1443.3352
Portfolio AdjustedAllOther2016December Monthly Peak | Portfolio Adjusted | All | Other | 2016 | December Monthly Peak | 12 | 1489.8137
Portfolio AdjustedAllOther2016February Monthly Peak | Portfolio Adjusted | All | Other | 2016 | February Monthly Peak | 2 | 1443.3352
Portfolio AdjustedAllOther2016January Monthly Peak | Portfolio Adjusted | All | Other | 2016 | January Monthly Peak | 1 | 1443.3352
Portfolio AdjustedAllOther2016July Monthly Peak | Portfolio Adjusted | All | Other | 2016 | July Monthly Peak | 7 | 1443.3352
Portfolio AdjustedAllOther2016June Monthly Peak | Portfolio Adjusted | All | Other | 2016 | June Monthly Peak | 6 | 1443.3352
Portfolio AdjustedAllOther2016March Monthly Peak | Portfolio Adjusted | All | Other | 2016 | March Monthly Peak | 3 | 1443.3352
Portfolio AdjustedAllOther2016May Monthly Peak | Portfolio Adjusted | All | Other | 2016 | May Monthly Peak | 5 | 1443.3352
Portfolio AdjustedAllOther2016November Monthly Peak | Portfolio Adjusted | All | Other | 2016 | November Monthly Peak | 11 | 1443.3352
Portfolio AdjustedAllOther2016October Monthly Peak | Portfolio Adjusted | All | Other | 2016 | October Monthly Peak | 10 | 1443.3352
Portfolio AdjustedAllOther2016September Monthly Peak | Portfolio Adjusted | All | Other | 2016 | September Monthly Peak | 9 | 1443.3352
Portfolio AdjustedAllOther2016Typical Event Day | Portfolio Adjusted | All | Other | 2016 | Typical Event Day | 8 | 1443.3352
Portfolio AdjustedAllOther2017April Monthly Peak | Portfolio Adjusted | All | Other | 2017 | April Monthly Peak | 4 | 161309.5806
Portfolio AdjustedAllOther2017August Monthly Peak | Portfolio Adjusted | All | Other | 2017 | August Monthly Peak | 8 | 161309.5806
Portfolio AdjustedAllOther2017December Monthly Peak | Portfolio Adjusted | All | Other | 2017 | December Monthly Peak | 12 | 161357.5558
Portfolio AdjustedAllOther2017February Monthly Peak | Portfolio Adjusted | All | Other | 2017 | February Monthly Peak | 2 | 1489.8137
Portfolio AdjustedAllOther2017January Monthly Peak | Portfolio Adjusted | All | Other | 2017 | January Monthly Peak | 1 | 1489.8137
Portfolio AdjustedAllOther2017July Monthly Peak | Portfolio Adjusted | All | Other | 2017 | July Monthly Peak | 7 | 161309.5806
Portfolio AdjustedAllOther2017June Monthly Peak | Portfolio Adjusted | All | Other | 2017 | June Monthly Peak | 6 | 161309.5806
Portfolio AdjustedAllOther2017March Monthly Peak | Portfolio Adjusted | All | Other | 2017 | March Monthly Peak | 3 | 1489.8137
Portfolio AdjustedAllOther2017May Monthly Peak | Portfolio Adjusted | All | Other | 2017 | May Monthly Peak | 5 | 161309.5806
Portfolio AdjustedAllOther2017November Monthly Peak | Portfolio Adjusted | All | Other | 2017 | November Monthly Peak | 11 | 161309.5806
Portfolio AdjustedAllOther2017October Monthly Peak | Portfolio Adjusted | All | Other | 2017 | October Monthly Peak | 10 | 161309.5806
Portfolio AdjustedAllOther2017September Monthly Peak | Portfolio Adjusted | All | Other | 2017 | September Monthly Peak | 9 | 161309.5806
Portfolio AdjustedAllOther2017Typical Event Day | Portfolio Adjusted | All | Other | 2017 | Typical Event Day | 8 | 161309.5806
Portfolio AdjustedAllOther2018April Monthly Peak | Portfolio Adjusted | All | Other | 2018 | April Monthly Peak | 4 | 65465.6957
Portfolio AdjustedAllOther2018August Monthly Peak | Portfolio Adjusted | All | Other | 2018 | August Monthly Peak | 8 | 65465.6957
Portfolio AdjustedAllOther2018December Monthly Peak | Portfolio Adjusted | All | Other | 2018 | December Monthly Peak | 12 | 65515.2159
Portfolio AdjustedAllOther2018February Monthly Peak | Portfolio Adjusted | All | Other | 2018 | February Monthly Peak | 2 | 161357.5558
Portfolio AdjustedAllOther2018January Monthly Peak | Portfolio Adjusted | All | Other | 2018 | January Monthly Peak | 1 | 161357.5558
Portfolio AdjustedAllOther2018July Monthly Peak | Portfolio Adjusted | All | Other | 2018 | July Monthly Peak | 7 | 65465.6957
Portfolio AdjustedAllOther2018June Monthly Peak | Portfolio Adjusted | All | Other | 2018 | June Monthly Peak | 6 | 65465.6957
Portfolio AdjustedAllOther2018March Monthly Peak | Portfolio Adjusted | All | Other | 2018 | March Monthly Peak | 3 | 161357.5558
Portfolio AdjustedAllOther2018May Monthly Peak | Portfolio Adjusted | All | Other | 2018 | May Monthly Peak | 5 | 65465.6957
Portfolio AdjustedAllOther2018November Monthly Peak | Portfolio Adjusted | All | Other | 2018 | November Monthly Peak | 11 | 65465.6957
Portfolio AdjustedAllOther2018October Monthly Peak | Portfolio Adjusted | All | Other | 2018 | October Monthly Peak | 10 | 65465.6957
Portfolio AdjustedAllOther2018September Monthly Peak | Portfolio Adjusted | All | Other | 2018 | September Monthly Peak | 9 | 65465.6957
Portfolio AdjustedAllOther2018Typical Event Day | Portfolio Adjusted | All | Other | 2018 | Typical Event Day | 8 | 65465.6957
Portfolio AdjustedAllOther2019April Monthly Peak | Portfolio Adjusted | All | Other | 2019 | April Monthly Peak | 4 | 67573.8339
Portfolio AdjustedAllOther2019August Monthly Peak | Portfolio Adjusted | All | Other | 2019 | August Monthly Peak | 8 | 67573.8339
Portfolio AdjustedAllOther2019December Monthly Peak | Portfolio Adjusted | All | Other | 2019 | December Monthly Peak | 12 | 67624.9487
Portfolio AdjustedAllOther2019February Monthly Peak | Portfolio Adjusted | All | Other | 2019 | February Monthly Peak | 2 | 65515.2159
Portfolio AdjustedAllOther2019January Monthly Peak | Portfolio Adjusted | All | Other | 2019 | January Monthly Peak | 1 | 65515.2159
Portfolio AdjustedAllOther2019July Monthly Peak | Portfolio Adjusted | All | Other | 2019 | July Monthly Peak | 7 | 67573.8339
Portfolio AdjustedAllOther2019June Monthly Peak | Portfolio Adjusted | All | Other | 2019 | June Monthly Peak | 6 | 67573.8339
Portfolio AdjustedAllOther2019March Monthly Peak | Portfolio Adjusted | All | Other | 2019 | March Monthly Peak | 3 | 65515.2159
Portfolio AdjustedAllOther2019May Monthly Peak | Portfolio Adjusted | All | Other | 2019 | May Monthly Peak | 5 | 67573.8339
Portfolio AdjustedAllOther2019November Monthly Peak | Portfolio Adjusted | All | Other | 2019 | November Monthly Peak | 11 | 67573.8339
Portfolio AdjustedAllOther2019October Monthly Peak | Portfolio Adjusted | All | Other | 2019 | October Monthly Peak | 10 | 67573.8339
Portfolio AdjustedAllOther2019September Monthly Peak | Portfolio Adjusted | All | Other | 2019 | September Monthly Peak | 9 | 67573.8339
Portfolio AdjustedAllOther2019Typical Event Day | Portfolio Adjusted | All | Other | 2019 | Typical Event Day | 8 | 67573.8339
Portfolio AdjustedAllOther2020April Monthly Peak | Portfolio Adjusted | All | Other | 2020 | April Monthly Peak | 4 | 69749.8587
Portfolio AdjustedAllOther2020August Monthly Peak | Portfolio Adjusted | All | Other | 2020 | August Monthly Peak | 8 | 69749.8587
Portfolio AdjustedAllOther2020December Monthly Peak | Portfolio Adjusted | All | Other | 2020 | December Monthly Peak | 12 | 69802.6195
Portfolio AdjustedAllOther2020February Monthly Peak | Portfolio Adjusted | All | Other | 2020 | February Monthly Peak | 2 | 67624.9487
Portfolio AdjustedAllOther2020January Monthly Peak | Portfolio Adjusted | All | Other | 2020 | January Monthly Peak | 1 | 67624.9487
Portfolio AdjustedAllOther2020July Monthly Peak | Portfolio Adjusted | All | Other | 2020 | July Monthly Peak | 7 | 69749.8587
Portfolio AdjustedAllOther2020June Monthly Peak | Portfolio Adjusted | All | Other | 2020 | June Monthly Peak | 6 | 69749.8587
Portfolio AdjustedAllOther2020March Monthly Peak | Portfolio Adjusted | All | Other | 2020 | March Monthly Peak | 3 | 67624.9487
Portfolio AdjustedAllOther2020May Monthly Peak | Portfolio Adjusted | All | Other | 2020 | May Monthly Peak | 5 | 69749.8587
Portfolio AdjustedAllOther2020November Monthly Peak | Portfolio Adjusted | All | Other | 2020 | November Monthly Peak | 11 | 69749.8587
Portfolio AdjustedAllOther2020October Monthly Peak | Portfolio Adjusted | All | Other | 2020 | October Monthly Peak | 10 | 69749.8587
Portfolio AdjustedAllOther2020September Monthly Peak | Portfolio Adjusted | All | Other | 2020 | September Monthly Peak | 9 | 69749.8587
Portfolio AdjustedAllOther2020Typical Event Day | Portfolio Adjusted | All | Other | 2020 | Typical Event Day | 8 | 69749.8587
Portfolio AdjustedAllOther2021April Monthly Peak | Portfolio Adjusted | All | Other | 2021 | April Monthly Peak | 4 | 71995.9562
Portfolio AdjustedAllOther2021August Monthly Peak | Portfolio Adjusted | All | Other | 2021 | August Monthly Peak | 8 | 71995.9562
Portfolio AdjustedAllOther2021December Monthly Peak | Portfolio Adjusted | All | Other | 2021 | December Monthly Peak | 12 | 72050.4161
Portfolio AdjustedAllOther2021February Monthly Peak | Portfolio Adjusted | All | Other | 2021 | February Monthly Peak | 2 | 69802.6195
Portfolio AdjustedAllOther2021January Monthly Peak | Portfolio Adjusted | All | Other | 2021 | January Monthly Peak | 1 | 69802.6195
Portfolio AdjustedAllOther2021July Monthly Peak | Portfolio Adjusted | All | Other | 2021 | July Monthly Peak | 7 | 71995.9562
Portfolio AdjustedAllOther2021June Monthly Peak | Portfolio Adjusted | All | Other | 2021 | June Monthly Peak | 6 | 71995.9562
Portfolio AdjustedAllOther2021March Monthly Peak | Portfolio Adjusted | All | Other | 2021 | March Monthly Peak | 3 | 69802.6195
Portfolio AdjustedAllOther2021May Monthly Peak | Portfolio Adjusted | All | Other | 2021 | May Monthly Peak | 5 | 71995.9562
Portfolio AdjustedAllOther2021November Monthly Peak | Portfolio Adjusted | All | Other | 2021 | November Monthly Peak | 11 | 71995.9562
Portfolio AdjustedAllOther2021October Monthly Peak | Portfolio Adjusted | All | Other | 2021 | October Monthly Peak | 10 | 71995.9562
Portfolio AdjustedAllOther2021September Monthly Peak | Portfolio Adjusted | All | Other | 2021 | September Monthly Peak | 9 | 71995.9562
Portfolio AdjustedAllOther2021Typical Event Day | Portfolio Adjusted | All | Other | 2021 | Typical Event Day | 8 | 71995.9562
Portfolio AdjustedAllOther2022April Monthly Peak | Portfolio Adjusted | All | Other | 2022 | April Monthly Peak | 4 | 74314.383
Portfolio AdjustedAllOther2022August Monthly Peak | Portfolio Adjusted | All | Other | 2022 | August Monthly Peak | 8 | 74314.383
Portfolio AdjustedAllOther2022December Monthly Peak | Portfolio Adjusted | All | Other | 2022 | December Monthly Peak | 12 | 74370.5966
Portfolio AdjustedAllOther2022February Monthly Peak | Portfolio Adjusted | All | Other | 2022 | February Monthly Peak | 2 | 72050.4161
Portfolio AdjustedAllOther2022January Monthly Peak | Portfolio Adjusted | All | Other | 2022 | January Monthly Peak | 1 | 72050.4161
Portfolio AdjustedAllOther2022July Monthly Peak | Portfolio Adjusted | All | Other | 2022 | July Monthly Peak | 7 | 74314.383
Portfolio AdjustedAllOther2022June Monthly Peak | Portfolio Adjusted | All | Other | 2022 | June Monthly Peak | 6 | 74314.383
Portfolio AdjustedAllOther2022March Monthly Peak | Portfolio Adjusted | All | Other | 2022 | March Monthly Peak | 3 | 72050.4161
Portfolio AdjustedAllOther2022May Monthly Peak | Portfolio Adjusted | All | Other | 2022 | May Monthly Peak | 5 | 74314.383
Portfolio AdjustedAllOther2022November Monthly Peak | Portfolio Adjusted | All | Other | 2022 | November Monthly Peak | 11 | 74314.383
Portfolio AdjustedAllOther2022October Monthly Peak | Portfolio Adjusted | All | Other | 2022 | October Monthly Peak | 10 | 74314.383
Portfolio AdjustedAllOther2022September Monthly Peak | Portfolio Adjusted | All | Other | 2022 | September Monthly Peak | 9 | 74314.383
Portfolio AdjustedAllOther2022Typical Event Day | Portfolio Adjusted | All | Other | 2022 | Typical Event Day | 8 | 74314.383
Portfolio AdjustedAllOther2023April Monthly Peak | Portfolio Adjusted | All | Other | 2023 | April Monthly Peak | 4 | 76707.4682
Portfolio AdjustedAllOther2023August Monthly Peak | Portfolio Adjusted | All | Other | 2023 | August Monthly Peak | 8 | 76707.4682
Portfolio AdjustedAllOther2023December Monthly Peak | Portfolio Adjusted | All | Other | 2023 | December Monthly Peak | 12 | 76765.492
Portfolio AdjustedAllOther2023February Monthly Peak | Portfolio Adjusted | All | Other | 2023 | February Monthly Peak | 2 | 74370.5966
Portfolio AdjustedAllOther2023January Monthly Peak | Portfolio Adjusted | All | Other | 2023 | January Monthly Peak | 1 | 74370.5966
Portfolio AdjustedAllOther2023July Monthly Peak | Portfolio Adjusted | All | Other | 2023 | July Monthly Peak | 7 | 76707.4682
Portfolio AdjustedAllOther2023June Monthly Peak | Portfolio Adjusted | All | Other | 2023 | June Monthly Peak | 6 | 76707.4682
Portfolio AdjustedAllOther2023March Monthly Peak | Portfolio Adjusted | All | Other | 2023 | March Monthly Peak | 3 | 74370.5966
Portfolio AdjustedAllOther2023May Monthly Peak | Portfolio Adjusted | All | Other | 2023 | May Monthly Peak | 5 | 76707.4682
Portfolio AdjustedAllOther2023November Monthly Peak | Portfolio Adjusted | All | Other | 2023 | November Monthly Peak | 11 | 76707.4682
Portfolio AdjustedAllOther2023October Monthly Peak | Portfolio Adjusted | All | Other | 2023 | October Monthly Peak | 10 | 76707.4682
Portfolio AdjustedAllOther2023September Monthly Peak | Portfolio Adjusted | All | Other | 2023 | September Monthly Peak | 9 | 76707.4682
Portfolio AdjustedAllOther2023Typical Event Day | Portfolio Adjusted | All | Other | 2023 | Typical Event Day | 8 | 76707.4682
Portfolio AdjustedAllOther2024April Monthly Peak | Portfolio Adjusted | All | Other | 2024 | April Monthly Peak | 4 | 79177.616
Portfolio AdjustedAllOther2024August Monthly Peak | Portfolio Adjusted | All | Other | 2024 | August Monthly Peak | 8 | 79177.616
Portfolio AdjustedAllOther2024December Monthly Peak | Portfolio Adjusted | All | Other | 2024 | December Monthly Peak | 12 | 79237.5082
Portfolio AdjustedAllOther2024February Monthly Peak | Portfolio Adjusted | All | Other | 2024 | February Monthly Peak | 2 | 76765.492
Portfolio AdjustedAllOther2024January Monthly Peak | Portfolio Adjusted | All | Other | 2024 | January Monthly Peak | 1 | 76765.492
Portfolio AdjustedAllOther2024July Monthly Peak | Portfolio Adjusted | All | Other | 2024 | July Monthly Peak | 7 | 79177.616
Portfolio AdjustedAllOther2024June Monthly Peak | Portfolio Adjusted | All | Other | 2024 | June Monthly Peak | 6 | 79177.616
Portfolio AdjustedAllOther2024March Monthly Peak | Portfolio Adjusted | All | Other | 2024 | March Monthly Peak | 3 | 76765.492
Portfolio AdjustedAllOther2024May Monthly Peak | Portfolio Adjusted | All | Other | 2024 | May Monthly Peak | 5 | 79177.616
Portfolio AdjustedAllOther2024November Monthly Peak | Portfolio Adjusted | All | Other | 2024 | November Monthly Peak | 11 | 79177.616
Portfolio AdjustedAllOther2024October Monthly Peak | Portfolio Adjusted | All | Other | 2024 | October Monthly Peak | 10 | 79177.616
Portfolio AdjustedAllOther2024September Monthly Peak | Portfolio Adjusted | All | Other | 2024 | September Monthly Peak | 9 | 79177.616
Portfolio AdjustedAllOther2024Typical Event Day | Portfolio Adjusted | All | Other | 2024 | Typical Event Day | 8 | 79177.616
Portfolio AdjustedAllOther2025April Monthly Peak | Portfolio Adjusted | All | Other | 2025 | April Monthly Peak | 4 | 81727.3079
Portfolio AdjustedAllOther2025August Monthly Peak | Portfolio Adjusted | All | Other | 2025 | August Monthly Peak | 8 | 81727.3079
Portfolio AdjustedAllOther2025December Monthly Peak | Portfolio Adjusted | All | Other | 2025 | December Monthly Peak | 12 | 81789.1288
Portfolio AdjustedAllOther2025February Monthly Peak | Portfolio Adjusted | All | Other | 2025 | February Monthly Peak | 2 | 79237.5082
Portfolio AdjustedAllOther2025January Monthly Peak | Portfolio Adjusted | All | Other | 2025 | January Monthly Peak | 1 | 79237.5082
Portfolio AdjustedAllOther2025July Monthly Peak | Portfolio Adjusted | All | Other | 2025 | July Monthly Peak | 7 | 81727.3079
Portfolio AdjustedAllOther2025June Monthly Peak | Portfolio Adjusted | All | Other | 2025 | June Monthly Peak | 6 | 81727.3079
Portfolio AdjustedAllOther2025March Monthly Peak | Portfolio Adjusted | All | Other | 2025 | March Monthly Peak | 3 | 79237.5082
Portfolio AdjustedAllOther2025May Monthly Peak | Portfolio Adjusted | All | Other | 2025 | May Monthly Peak | 5 | 81727.3079
Portfolio AdjustedAllOther2025November Monthly Peak | Portfolio Adjusted | All | Other | 2025 | November Monthly Peak | 11 | 81727.3079
Portfolio AdjustedAllOther2025October Monthly Peak | Portfolio Adjusted | All | Other | 2025 | October Monthly Peak | 10 | 81727.3079
Portfolio AdjustedAllOther2025September Monthly Peak | Portfolio Adjusted | All | Other | 2025 | September Monthly Peak | 9 | 81727.3079
Portfolio AdjustedAllOther2025Typical Event Day | Portfolio Adjusted | All | Other | 2025 | Typical Event Day | 8 | 81727.3079
Portfolio AdjustedAllSouth of Lugo2015April Monthly Peak | Portfolio Adjusted | All | South of Lugo | 2015 | April Monthly Peak | 4 | 262.064
Portfolio AdjustedAllSouth of Lugo2015August Monthly Peak | Portfolio Adjusted | All | South of Lugo | 2015 | August Monthly Peak | 8 | 263.5051
Portfolio AdjustedAllSouth of Lugo2015December Monthly Peak | Portfolio Adjusted | All | South of Lugo | 2015 | December Monthly Peak | 12 | 264.9462
Portfolio AdjustedAllSouth of Lugo2015February Monthly Peak | Portfolio Adjusted | All | South of Lugo | 2015 | February Monthly Peak | 2 | 261.3435
Portfolio AdjustedAllSouth of Lugo2015January Monthly Peak | Portfolio Adjusted | All | South of Lugo | 2015 | January Monthly Peak | 1 | 261.3435
Portfolio AdjustedAllSouth of Lugo2015July Monthly Peak | Portfolio Adjusted | All | South of Lugo | 2015 | July Monthly Peak | 7 | 263.1448
Portfolio AdjustedAllSouth of Lugo2015June Monthly Peak | Portfolio Adjusted | All | South of Lugo | 2015 | June Monthly Peak | 6 | 262.7846
Portfolio AdjustedAllSouth of Lugo2015March Monthly Peak | Portfolio Adjusted | All | South of Lugo | 2015 | March Monthly Peak | 3 | 261.7037
Portfolio AdjustedAllSouth of Lugo2015May Monthly Peak | Portfolio Adjusted | All | South of Lugo | 2015 | May Monthly Peak | 5 | 262.4243
Portfolio AdjustedAllSouth of Lugo2015November Monthly Peak | Portfolio Adjusted | All | South of Lugo | 2015 | November Monthly Peak | 11 | 264.5859
Portfolio AdjustedAllSouth of Lugo2015October Monthly Peak | Portfolio Adjusted | All | South of Lugo | 2015 | October Monthly Peak | 10 | 264.2257
Portfolio AdjustedAllSouth of Lugo2015September Monthly Peak | Portfolio Adjusted | All | South of Lugo | 2015 | September Monthly Peak | 9 | 263.8654
Portfolio AdjustedAllSouth of Lugo2015Typical Event Day | Portfolio Adjusted | All | South of Lugo | 2015 | Typical Event Day | 8 | 263.5051
Portfolio AdjustedAllSouth of Lugo2016April Monthly Peak | Portfolio Adjusted | All | South of Lugo | 2016 | April Monthly Peak | 4 | 264.9462
Portfolio AdjustedAllSouth of Lugo2016August Monthly Peak | Portfolio Adjusted | All | South of Lugo | 2016 | August Monthly Peak | 8 | 264.9462
Portfolio AdjustedAllSouth of Lugo2016December Monthly Peak | Portfolio Adjusted | All | South of Lugo | 2016 | December Monthly Peak | 12 | 273.4781
Portfolio AdjustedAllSouth of Lugo2016February Monthly Peak | Portfolio Adjusted | All | South of Lugo | 2016 | February Monthly Peak | 2 | 264.9462
Portfolio AdjustedAllSouth of Lugo2016January Monthly Peak | Portfolio Adjusted | All | South of Lugo | 2016 | January Monthly Peak | 1 | 264.9462
Portfolio AdjustedAllSouth of Lugo2016July Monthly Peak | Portfolio Adjusted | All | South of Lugo | 2016 | July Monthly Peak | 7 | 264.9462
Portfolio AdjustedAllSouth of Lugo2016June Monthly Peak | Portfolio Adjusted | All | South of Lugo | 2016 | June Monthly Peak | 6 | 264.9462
Portfolio AdjustedAllSouth of Lugo2016March Monthly Peak | Portfolio Adjusted | All | South of Lugo | 2016 | March Monthly Peak | 3 | 264.9462
Portfolio AdjustedAllSouth of Lugo2016May Monthly Peak | Portfolio Adjusted | All | South of Lugo | 2016 | May Monthly Peak | 5 | 264.9462
Portfolio AdjustedAllSouth of Lugo2016November Monthly Peak | Portfolio Adjusted | All | South of Lugo | 2016 | November Monthly Peak | 11 | 264.9462
Portfolio AdjustedAllSouth of Lugo2016October Monthly Peak | Portfolio Adjusted | All | South of Lugo | 2016 | October Monthly Peak | 10 | 264.9462
Portfolio AdjustedAllSouth of Lugo2016September Monthly Peak | Portfolio Adjusted | All | South of Lugo | 2016 | September Monthly Peak | 9 | 264.9462
Portfolio AdjustedAllSouth of Lugo2016Typical Event Day | Portfolio Adjusted | All | South of Lugo | 2016 | Typical Event Day | 8 | 264.9462
Portfolio AdjustedAllSouth of Lugo2017April Monthly Peak | Portfolio Adjusted | All | South of Lugo | 2017 | April Monthly Peak | 4 | 29216.5376
Portfolio AdjustedAllSouth of Lugo2017August Monthly Peak | Portfolio Adjusted | All | South of Lugo | 2017 | August Monthly Peak | 8 | 29216.5376
Portfolio AdjustedAllSouth of Lugo2017December Monthly Peak | Portfolio Adjusted | All | South of Lugo | 2017 | December Monthly Peak | 12 | 29225.3442
Portfolio AdjustedAllSouth of Lugo2017February Monthly Peak | Portfolio Adjusted | All | South of Lugo | 2017 | February Monthly Peak | 2 | 273.4781
Portfolio AdjustedAllSouth of Lugo2017January Monthly Peak | Portfolio Adjusted | All | South of Lugo | 2017 | January Monthly Peak | 1 | 273.4781
Portfolio AdjustedAllSouth of Lugo2017July Monthly Peak | Portfolio Adjusted | All | South of Lugo | 2017 | July Monthly Peak | 7 | 29216.5376
Portfolio AdjustedAllSouth of Lugo2017June Monthly Peak | Portfolio Adjusted | All | South of Lugo | 2017 | June Monthly Peak | 6 | 29216.5376
Portfolio AdjustedAllSouth of Lugo2017March Monthly Peak | Portfolio Adjusted | All | South of Lugo | 2017 | March Monthly Peak | 3 | 273.4781
Portfolio AdjustedAllSouth of Lugo2017May Monthly Peak | Portfolio Adjusted | All | South of Lugo | 2017 | May Monthly Peak | 5 | 29216.5376
Portfolio AdjustedAllSouth of Lugo2017November Monthly Peak | Portfolio Adjusted | All | South of Lugo | 2017 | November Monthly Peak | 11 | 29216.5376
Portfolio AdjustedAllSouth of Lugo2017October Monthly Peak | Portfolio Adjusted | All | South of Lugo | 2017 | October Monthly Peak | 10 | 29216.5376
Portfolio AdjustedAllSouth of Lugo2017September Monthly Peak | Portfolio Adjusted | All | South of Lugo | 2017 | September Monthly Peak | 9 | 29216.5376
Portfolio AdjustedAllSouth of Lugo2017Typical Event Day | Portfolio Adjusted | All | South of Lugo | 2017 | Typical Event Day | 8 | 29216.5376
Portfolio AdjustedAllSouth of Lugo2018April Monthly Peak | Portfolio Adjusted | All | South of Lugo | 2018 | April Monthly Peak | 4 | 11859.5085
Portfolio AdjustedAllSouth of Lugo2018August Monthly Peak | Portfolio Adjusted | All | South of Lugo | 2018 | August Monthly Peak | 8 | 11859.5085
Portfolio AdjustedAllSouth of Lugo2018December Monthly Peak | Portfolio Adjusted | All | South of Lugo | 2018 | December Monthly Peak | 12 | 11868.5986
Portfolio AdjustedAllSouth of Lugo2018February Monthly Peak | Portfolio Adjusted | All | South of Lugo | 2018 | February Monthly Peak | 2 | 29225.3442
Portfolio AdjustedAllSouth of Lugo2018January Monthly Peak | Portfolio Adjusted | All | South of Lugo | 2018 | January Monthly Peak | 1 | 29225.3442
Portfolio AdjustedAllSouth of Lugo2018July Monthly Peak | Portfolio Adjusted | All | South of Lugo | 2018 | July Monthly Peak | 7 | 11859.5085
Portfolio AdjustedAllSouth of Lugo2018June Monthly Peak | Portfolio Adjusted | All | South of Lugo | 2018 | June Monthly Peak | 6 | 11859.5085
Portfolio AdjustedAllSouth of Lugo2018March Monthly Peak | Portfolio Adjusted | All | South of Lugo | 2018 | March Monthly Peak | 3 | 29225.3442
Portfolio AdjustedAllSouth of Lugo2018May Monthly Peak | Portfolio Adjusted | All | South of Lugo | 2018 | May Monthly Peak | 5 | 11859.5085
Portfolio AdjustedAllSouth of Lugo2018November Monthly Peak | Portfolio Adjusted | All | South of Lugo | 2018 | November Monthly Peak | 11 | 11859.5085
Portfolio AdjustedAllSouth of Lugo2018October Monthly Peak | Portfolio Adjusted | All | South of Lugo | 2018 | October Monthly Peak | 10 | 11859.5085
Portfolio AdjustedAllSouth of Lugo2018September Monthly Peak | Portfolio Adjusted | All | South of Lugo | 2018 | September Monthly Peak | 9 | 11859.5085
Portfolio AdjustedAllSouth of Lugo2018Typical Event Day | Portfolio Adjusted | All | South of Lugo | 2018 | Typical Event Day | 8 | 11859.5085
Portfolio AdjustedAllSouth of Lugo2019April Monthly Peak | Portfolio Adjusted | All | South of Lugo | 2019 | April Monthly Peak | 4 | 12241.4105
Portfolio AdjustedAllSouth of Lugo2019August Monthly Peak | Portfolio Adjusted | All | South of Lugo | 2019 | August Monthly Peak | 8 | 12241.4105
Portfolio AdjustedAllSouth of Lugo2019December Monthly Peak | Portfolio Adjusted | All | South of Lugo | 2019 | December Monthly Peak | 12 | 12250.7934
Portfolio AdjustedAllSouth of Lugo2019February Monthly Peak | Portfolio Adjusted | All | South of Lugo | 2019 | February Monthly Peak | 2 | 11868.5986
Portfolio AdjustedAllSouth of Lugo2019January Monthly Peak | Portfolio Adjusted | All | South of Lugo | 2019 | January Monthly Peak | 1 | 11868.5986
Portfolio AdjustedAllSouth of Lugo2019July Monthly Peak | Portfolio Adjusted | All | South of Lugo | 2019 | July Monthly Peak | 7 | 12241.4105
Portfolio AdjustedAllSouth of Lugo2019June Monthly Peak | Portfolio Adjusted | All | South of Lugo | 2019 | June Monthly Peak | 6 | 12241.4105
Portfolio AdjustedAllSouth of Lugo2019March Monthly Peak | Portfolio Adjusted | All | South of Lugo | 2019 | March Monthly Peak | 3 | 11868.5986
Portfolio AdjustedAllSouth of Lugo2019May Monthly Peak | Portfolio Adjusted | All | South of Lugo | 2019 | May Monthly Peak | 5 | 12241.4105
Portfolio AdjustedAllSouth of Lugo2019November Monthly Peak | Portfolio Adjusted | All | South of Lugo | 2019 | November Monthly Peak | 11 | 12241.4105
Portfolio AdjustedAllSouth of Lugo2019October Monthly Peak | Portfolio Adjusted | All | South of Lugo | 2019 | October Monthly Peak | 10 | 12241.4105
Portfolio AdjustedAllSouth of Lugo2019September Monthly Peak | Portfolio Adjusted | All | South of Lugo | 2019 | September Monthly Peak | 9 | 12241.4105
Portfolio AdjustedAllSouth of Lugo2019Typical Event Day | Portfolio Adjusted | All | South of Lugo | 2019 | Typical Event Day | 8 | 12241.4105
Portfolio AdjustedAllSouth of Lugo2020April Monthly Peak | Portfolio Adjusted | All | South of Lugo | 2020 | April Monthly Peak | 4 | 12635.6106
Portfolio AdjustedAllSouth of Lugo2020August Monthly Peak | Portfolio Adjusted | All | South of Lugo | 2020 | August Monthly Peak | 8 | 12635.6106
Portfolio AdjustedAllSouth of Lugo2020December Monthly Peak | Portfolio Adjusted | All | South of Lugo | 2020 | December Monthly Peak | 12 | 12645.2957
Portfolio AdjustedAllSouth of Lugo2020February Monthly Peak | Portfolio Adjusted | All | South of Lugo | 2020 | February Monthly Peak | 2 | 12250.7934
Portfolio AdjustedAllSouth of Lugo2020January Monthly Peak | Portfolio Adjusted | All | South of Lugo | 2020 | January Monthly Peak | 1 | 12250.7934
Portfolio AdjustedAllSouth of Lugo2020July Monthly Peak | Portfolio Adjusted | All | South of Lugo | 2020 | July Monthly Peak | 7 | 12635.6106
Portfolio AdjustedAllSouth of Lugo2020June Monthly Peak | Portfolio Adjusted | All | South of Lugo | 2020 | June Monthly Peak | 6 | 12635.6106
Portfolio AdjustedAllSouth of Lugo2020March Monthly Peak | Portfolio Adjusted | All | South of Lugo | 2020 | March Monthly Peak | 3 | 12250.7934
Portfolio AdjustedAllSouth of Lugo2020May Monthly Peak | Portfolio Adjusted | All | South of Lugo | 2020 | May Monthly Peak | 5 | 12635.6106
Portfolio AdjustedAllSouth of Lugo2020November Monthly Peak | Portfolio Adjusted | All | South of Lugo | 2020 | November Monthly Peak | 11 | 12635.6106
Portfolio AdjustedAllSouth of Lugo2020October Monthly Peak | Portfolio Adjusted | All | South of Lugo | 2020 | October Monthly Peak | 10 | 12635.6106
Portfolio AdjustedAllSouth of Lugo2020September Monthly Peak | Portfolio Adjusted | All | South of Lugo | 2020 | September Monthly Peak | 9 | 12635.6106
Portfolio AdjustedAllSouth of Lugo2020Typical Event Day | Portfolio Adjusted | All | South of Lugo | 2020 | Typical Event Day | 8 | 12635.6106
Portfolio AdjustedAllSouth of Lugo2021April Monthly Peak | Portfolio Adjusted | All | South of Lugo | 2021 | April Monthly Peak | 4 | 13042.5048
Portfolio AdjustedAllSouth of Lugo2021August Monthly Peak | Portfolio Adjusted | All | South of Lugo | 2021 | August Monthly Peak | 8 | 13042.5048
Portfolio AdjustedAllSouth of Lugo2021December Monthly Peak | Portfolio Adjusted | All | South of Lugo | 2021 | December Monthly Peak | 12 | 13052.5018
Portfolio AdjustedAllSouth of Lugo2021February Monthly Peak | Portfolio Adjusted | All | South of Lugo | 2021 | February Monthly Peak | 2 | 12645.2957
Portfolio AdjustedAllSouth of Lugo2021January Monthly Peak | Portfolio Adjusted | All | South of Lugo | 2021 | January Monthly Peak | 1 | 12645.2957
Portfolio AdjustedAllSouth of Lugo2021July Monthly Peak | Portfolio Adjusted | All | South of Lugo | 2021 | July Monthly Peak | 7 | 13042.5048
Portfolio AdjustedAllSouth of Lugo2021June Monthly Peak | Portfolio Adjusted | All | South of Lugo | 2021 | June Monthly Peak | 6 | 13042.5048
Portfolio AdjustedAllSouth of Lugo2021March Monthly Peak | Portfolio Adjusted | All | South of Lugo | 2021 | March Monthly Peak | 3 | 12645.2957
Portfolio AdjustedAllSouth of Lugo2021May Monthly Peak | Portfolio Adjusted | All | South of Lugo | 2021 | May Monthly Peak | 5 | 13042.5048
Portfolio AdjustedAllSouth of Lugo2021November Monthly Peak | Portfolio Adjusted | All | South of Lugo | 2021 | November Monthly Peak | 11 | 13042.5048
Portfolio AdjustedAllSouth of Lugo2021October Monthly Peak | Portfolio Adjusted | All | South of Lugo | 2021 | October Monthly Peak | 10 | 13042.5048
Portfolio AdjustedAllSouth of Lugo2021September Monthly Peak | Portfolio Adjusted | All | South of Lugo | 2021 | September Monthly Peak | 9 | 13042.5048
Portfolio AdjustedAllSouth of Lugo2021Typical Event Day | Portfolio Adjusted | All | South of Lugo | 2021 | Typical Event Day | 8 | 13042.5048
Portfolio AdjustedAllSouth of Lugo2022April Monthly Peak | Portfolio Adjusted | All | South of Lugo | 2022 | April Monthly Peak | 4 | 13462.5019
Portfolio AdjustedAllSouth of Lugo2022August Monthly Peak | Portfolio Adjusted | All | South of Lugo | 2022 | August Monthly Peak | 8 | 13462.5019
Portfolio AdjustedAllSouth of Lugo2022December Monthly Peak | Portfolio Adjusted | All | South of Lugo | 2022 | December Monthly Peak | 12 | 13472.8208
Portfolio AdjustedAllSouth of Lugo2022February Monthly Peak | Portfolio Adjusted | All | South of Lugo | 2022 | February Monthly Peak | 2 | 13052.5018
Portfolio AdjustedAllSouth of Lugo2022January Monthly Peak | Portfolio Adjusted | All | South of Lugo | 2022 | January Monthly Peak | 1 | 13052.5018
Portfolio AdjustedAllSouth of Lugo2022July Monthly Peak | Portfolio Adjusted | All | South of Lugo | 2022 | July Monthly Peak | 7 | 13462.5019
Portfolio AdjustedAllSouth of Lugo2022June Monthly Peak | Portfolio Adjusted | All | South of Lugo | 2022 | June Monthly Peak | 6 | 13462.5019
Portfolio AdjustedAllSouth of Lugo2022March Monthly Peak | Portfolio Adjusted | All | South of Lugo | 2022 | March Monthly Peak | 3 | 13052.5018
Portfolio AdjustedAllSouth of Lugo2022May Monthly Peak | Portfolio Adjusted | All | South of Lugo | 2022 | May Monthly Peak | 5 | 13462.5019
Portfolio AdjustedAllSouth of Lugo2022November Monthly Peak | Portfolio Adjusted | All | South of Lugo | 2022 | November Monthly Peak | 11 | 13462.5019
Portfolio AdjustedAllSouth of Lugo2022October Monthly Peak | Portfolio Adjusted | All | South of Lugo | 2022 | October Monthly Peak | 10 | 13462.5019
Portfolio AdjustedAllSouth of Lugo2022September Monthly Peak | Portfolio Adjusted | All | South of Lugo | 2022 | September Monthly Peak | 9 | 13462.5019
Portfolio AdjustedAllSouth of Lugo2022Typical Event Day | Portfolio Adjusted | All | South of Lugo | 2022 | Typical Event Day | 8 | 13462.5019
Portfolio AdjustedAllSouth of Lugo2023April Monthly Peak | Portfolio Adjusted | All | South of Lugo | 2023 | April Monthly Peak | 4 | 13896.0238
Portfolio AdjustedAllSouth of Lugo2023August Monthly Peak | Portfolio Adjusted | All | South of Lugo | 2023 | August Monthly Peak | 8 | 13896.0238
Portfolio AdjustedAllSouth of Lugo2023December Monthly Peak | Portfolio Adjusted | All | South of Lugo | 2023 | December Monthly Peak | 12 | 13906.675
Portfolio AdjustedAllSouth of Lugo2023February Monthly Peak | Portfolio Adjusted | All | South of Lugo | 2023 | February Monthly Peak | 2 | 13472.8208
Portfolio AdjustedAllSouth of Lugo2023January Monthly Peak | Portfolio Adjusted | All | South of Lugo | 2023 | January Monthly Peak | 1 | 13472.8208
Portfolio AdjustedAllSouth of Lugo2023July Monthly Peak | Portfolio Adjusted | All | South of Lugo | 2023 | July Monthly Peak | 7 | 13896.0238
Portfolio AdjustedAllSouth of Lugo2023June Monthly Peak | Portfolio Adjusted | All | South of Lugo | 2023 | June Monthly Peak | 6 | 13896.0238
Portfolio AdjustedAllSouth of Lugo2023March Monthly Peak | Portfolio Adjusted | All | South of Lugo | 2023 | March Monthly Peak | 3 | 13472.8208
Portfolio AdjustedAllSouth of Lugo2023May Monthly Peak | Portfolio Adjusted | All | South of Lugo | 2023 | May Monthly Peak | 5 | 13896.0238
Portfolio AdjustedAllSouth of Lugo2023November Monthly Peak | Portfolio Adjusted | All | South of Lugo | 2023 | November Monthly Peak | 11 | 13896.0238
Portfolio AdjustedAllSouth of Lugo2023October Monthly Peak | Portfolio Adjusted | All | South of Lugo | 2023 | October Monthly Peak | 10 | 13896.0238
Portfolio AdjustedAllSouth of Lugo2023September Monthly Peak | Portfolio Adjusted | All | South of Lugo | 2023 | September Monthly Peak | 9 | 13896.0238
Portfolio AdjustedAllSouth of Lugo2023Typical Event Day | Portfolio Adjusted | All | South of Lugo | 2023 | Typical Event Day | 8 | 13896.0238
Portfolio AdjustedAllSouth of Lugo2024April Monthly Peak | Portfolio Adjusted | All | South of Lugo | 2024 | April Monthly Peak | 4 | 14343.5061
Portfolio AdjustedAllSouth of Lugo2024August Monthly Peak | Portfolio Adjusted | All | South of Lugo | 2024 | August Monthly Peak | 8 | 14343.5061
Portfolio AdjustedAllSouth of Lugo2024December Monthly Peak | Portfolio Adjusted | All | South of Lugo | 2024 | December Monthly Peak | 12 | 14354.5003
Portfolio AdjustedAllSouth of Lugo2024February Monthly Peak | Portfolio Adjusted | All | South of Lugo | 2024 | February Monthly Peak | 2 | 13906.675
Portfolio AdjustedAllSouth of Lugo2024January Monthly Peak | Portfolio Adjusted | All | South of Lugo | 2024 | January Monthly Peak | 1 | 13906.675
Portfolio AdjustedAllSouth of Lugo2024July Monthly Peak | Portfolio Adjusted | All | South of Lugo | 2024 | July Monthly Peak | 7 | 14343.5061
Portfolio AdjustedAllSouth of Lugo2024June Monthly Peak | Portfolio Adjusted | All | South of Lugo | 2024 | June Monthly Peak | 6 | 14343.5061
Portfolio AdjustedAllSouth of Lugo2024March Monthly Peak | Portfolio Adjusted | All | South of Lugo | 2024 | March Monthly Peak | 3 | 13906.675
Portfolio AdjustedAllSouth of Lugo2024May Monthly Peak | Portfolio Adjusted | All | South of Lugo | 2024 | May Monthly Peak | 5 | 14343.5061
Portfolio AdjustedAllSouth of Lugo2024November Monthly Peak | Portfolio Adjusted | All | South of Lugo | 2024 | November Monthly Peak | 11 | 14343.5061
Portfolio AdjustedAllSouth of Lugo2024October Monthly Peak | Portfolio Adjusted | All | South of Lugo | 2024 | October Monthly Peak | 10 | 14343.5061
Portfolio AdjustedAllSouth of Lugo2024September Monthly Peak | Portfolio Adjusted | All | South of Lugo | 2024 | September Monthly Peak | 9 | 14343.5061
Portfolio AdjustedAllSouth of Lugo2024Typical Event Day | Portfolio Adjusted | All | South of Lugo | 2024 | Typical Event Day | 8 | 14343.5061
Portfolio AdjustedAllSouth of Lugo2025April Monthly Peak | Portfolio Adjusted | All | South of Lugo | 2025 | April Monthly Peak | 4 | 14805.3983
Portfolio AdjustedAllSouth of Lugo2025August Monthly Peak | Portfolio Adjusted | All | South of Lugo | 2025 | August Monthly Peak | 8 | 14805.3983
Portfolio AdjustedAllSouth of Lugo2025December Monthly Peak | Portfolio Adjusted | All | South of Lugo | 2025 | December Monthly Peak | 12 | 14816.7465
Portfolio AdjustedAllSouth of Lugo2025February Monthly Peak | Portfolio Adjusted | All | South of Lugo | 2025 | February Monthly Peak | 2 | 14354.5003
Portfolio AdjustedAllSouth of Lugo2025January Monthly Peak | Portfolio Adjusted | All | South of Lugo | 2025 | January Monthly Peak | 1 | 14354.5003
Portfolio AdjustedAllSouth of Lugo2025July Monthly Peak | Portfolio Adjusted | All | South of Lugo | 2025 | July Monthly Peak | 7 | 14805.3983
Portfolio AdjustedAllSouth of Lugo2025June Monthly Peak | Portfolio Adjusted | All | South of Lugo | 2025 | June Monthly Peak | 6 | 14805.3983
Portfolio AdjustedAllSouth of Lugo2025March Monthly Peak | Portfolio Adjusted | All | South of Lugo | 2025 | March Monthly Peak | 3 | 14354.5003
Portfolio AdjustedAllSouth of Lugo2025May Monthly Peak | Portfolio Adjusted | All | South of Lugo | 2025 | May Monthly Peak | 5 | 14805.3983
Portfolio AdjustedAllSouth of Lugo2025November Monthly Peak | Portfolio Adjusted | All | South of Lugo | 2025 | November Monthly Peak | 11 | 14805.3983
Portfolio AdjustedAllSouth of Lugo2025October Monthly Peak | Portfolio Adjusted | All | South of Lugo | 2025 | October Monthly Peak | 10 | 14805.3983
Portfolio AdjustedAllSouth of Lugo2025September Monthly Peak | Portfolio Adjusted | All | South of Lugo | 2025 | September Monthly Peak | 9 | 14805.3983
Portfolio AdjustedAllSouth of Lugo2025Typical Event Day | Portfolio Adjusted | All | South of Lugo | 2025 | Typical Event Day | 8 | 14805.3983
Portfolio AdjustedSize: 20 kW to 199.99 kWAll2015April Monthly Peak | Portfolio Adjusted | Size: 20 kW to 199.99 kW | All | 2015 | April Monthly Peak | 4 | 0
Portfolio AdjustedSize: 20 kW to 199.99 kWAll2015August Monthly Peak | Portfolio Adjusted | Size: 20 kW to 199.99 kW | All | 2015 | August Monthly Peak | 8 | 0
Portfolio AdjustedSize: 20 kW to 199.99 kWAll2015December Monthly Peak | Portfolio Adjusted | Size: 20 kW to 199.99 kW | All | 2015 | December Monthly Peak | 12 | 0
Portfolio AdjustedSize: 20 kW to 199.99 kWAll2015February Monthly Peak | Portfolio Adjusted | Size: 20 kW to 199.99 kW | All | 2015 | February Monthly Peak | 2 | 0
Portfolio AdjustedSize: 20 kW to 199.99 kWAll2015January Monthly Peak | Portfolio Adjusted | Size: 20 kW to 199.99 kW | All | 2015 | January Monthly Peak | 1 | 0
Portfolio AdjustedSize: 20 kW to 199.99 kWAll2015July Monthly Peak | Portfolio Adjusted | Size: 20 kW to 199.99 kW | All | 2015 | July Monthly Peak | 7 | 0
Portfolio AdjustedSize: 20 kW to 199.99 kWAll2015June Monthly Peak | Portfolio Adjusted | Size: 20 kW to 199.99 kW | All | 2015 | June Monthly Peak | 6 | 0
Portfolio AdjustedSize: 20 kW to 199.99 kWAll2015March Monthly Peak | Portfolio Adjusted | Size: 20 kW to 199.99 kW | All | 2015 | March Monthly Peak | 3 | 0
Portfolio AdjustedSize: 20 kW to 199.99 kWAll2015May Monthly Peak | Portfolio Adjusted | Size: 20 kW to 199.99 kW | All | 2015 | May Monthly Peak | 5 | 0
Portfolio AdjustedSize: 20 kW to 199.99 kWAll2015November Monthly Peak | Portfolio Adjusted | Size: 20 kW to 199.99 kW | All | 2015 | November Monthly Peak | 11 | 0
Portfolio AdjustedSize: 20 kW to 199.99 kWAll2015October Monthly Peak | Portfolio Adjusted | Size: 20 kW to 199.99 kW | All | 2015 | October Monthly Peak | 10 | 0
Portfolio AdjustedSize: 20 kW to 199.99 kWAll2015September Monthly Peak | Portfolio Adjusted | Size: 20 kW to 199.99 kW | All | 2015 | September Monthly Peak | 9 | 0
Portfolio AdjustedSize: 20 kW to 199.99 kWAll2015Typical Event Day | Portfolio Adjusted | Size: 20 kW to 199.99 kW | All | 2015 | Typical Event Day | 8 | 0
Portfolio AdjustedSize: 20 kW to 199.99 kWAll2016April Monthly Peak | Portfolio Adjusted | Size: 20 kW to 199.99 kW | All | 2016 | April Monthly Peak | 4 | 0
Portfolio AdjustedSize: 20 kW to 199.99 kWAll2016August Monthly Peak | Portfolio Adjusted | Size: 20 kW to 199.99 kW | All | 2016 | August Monthly Peak | 8 | 0
Portfolio AdjustedSize: 20 kW to 199.99 kWAll2016December Monthly Peak | Portfolio Adjusted | Size: 20 kW to 199.99 kW | All | 2016 | December Monthly Peak | 12 | 0
Portfolio AdjustedSize: 20 kW to 199.99 kWAll2016February Monthly Peak | Portfolio Adjusted | Size: 20 kW to 199.99 kW | All | 2016 | February Monthly Peak | 2 | 0
Portfolio AdjustedSize: 20 kW to 199.99 kWAll2016January Monthly Peak | Portfolio Adjusted | Size: 20 kW to 199.99 kW | All | 2016 | January Monthly Peak | 1 | 0
Portfolio AdjustedSize: 20 kW to 199.99 kWAll2016July Monthly Peak | Portfolio Adjusted | Size: 20 kW to 199.99 kW | All | 2016 | July Monthly Peak | 7 | 0
Portfolio AdjustedSize: 20 kW to 199.99 kWAll2016June Monthly Peak | Portfolio Adjusted | Size: 20 kW to 199.99 kW | All | 2016 | June Monthly Peak | 6 | 0
Portfolio AdjustedSize: 20 kW to 199.99 kWAll2016March Monthly Peak | Portfolio Adjusted | Size: 20 kW to 199.99 kW | All | 2016 | March Monthly Peak | 3 | 0
Portfolio AdjustedSize: 20 kW to 199.99 kWAll2016May Monthly Peak | Portfolio Adjusted | Size: 20 kW to 199.99 kW | All | 2016 | May Monthly Peak | 5 | 0
Portfolio AdjustedSize: 20 kW to 199.99 kWAll2016November Monthly Peak | Portfolio Adjusted | Size: 20 kW to 199.99 kW | All | 2016 | November Monthly Peak | 11 | 0
Portfolio AdjustedSize: 20 kW to 199.99 kWAll2016October Monthly Peak | Portfolio Adjusted | Size: 20 kW to 199.99 kW | All | 2016 | October Monthly Peak | 10 | 0
Portfolio AdjustedSize: 20 kW to 199.99 kWAll2016September Monthly Peak | Portfolio Adjusted | Size: 20 kW to 199.99 kW | All | 2016 | September Monthly Peak | 9 | 0
Portfolio AdjustedSize: 20 kW to 199.99 kWAll2016Typical Event Day | Portfolio Adjusted | Size: 20 kW to 199.99 kW | All | 2016 | Typical Event Day | 8 | 0
Portfolio AdjustedSize: 20 kW to 199.99 kWAll2017April Monthly Peak | Portfolio Adjusted | Size: 20 kW to 199.99 kW | All | 2017 | April Monthly Peak | 4 | 34795.2484
Portfolio AdjustedSize: 20 kW to 199.99 kWAll2017August Monthly Peak | Portfolio Adjusted | Size: 20 kW to 199.99 kW | All | 2017 | August Monthly Peak | 8 | 34795.2484
Portfolio AdjustedSize: 20 kW to 199.99 kWAll2017December Monthly Peak | Portfolio Adjusted | Size: 20 kW to 199.99 kW | All | 2017 | December Monthly Peak | 12 | 34795.2484
Portfolio AdjustedSize: 20 kW to 199.99 kWAll2017February Monthly Peak | Portfolio Adjusted | Size: 20 kW to 199.99 kW | All | 2017 | February Monthly Peak | 2 | 0
Portfolio AdjustedSize: 20 kW to 199.99 kWAll2017January Monthly Peak | Portfolio Adjusted | Size: 20 kW to 199.99 kW | All | 2017 | January Monthly Peak | 1 | 0
Portfolio AdjustedSize: 20 kW to 199.99 kWAll2017July Monthly Peak | Portfolio Adjusted | Size: 20 kW to 199.99 kW | All | 2017 | July Monthly Peak | 7 | 34795.2484
Portfolio AdjustedSize: 20 kW to 199.99 kWAll2017June Monthly Peak | Portfolio Adjusted | Size: 20 kW to 199.99 kW | All | 2017 | June Monthly Peak | 6 | 34795.2484
Portfolio AdjustedSize: 20 kW to 199.99 kWAll2017March Monthly Peak | Portfolio Adjusted | Size: 20 kW to 199.99 kW | All | 2017 | March Monthly Peak | 3 | 0
Portfolio AdjustedSize: 20 kW to 199.99 kWAll2017May Monthly Peak | Portfolio Adjusted | Size: 20 kW to 199.99 kW | All | 2017 | May Monthly Peak | 5 | 34795.2484
Portfolio AdjustedSize: 20 kW to 199.99 kWAll2017November Monthly Peak | Portfolio Adjusted | Size: 20 kW to 199.99 kW | All | 2017 | November Monthly Peak | 11 | 34795.2484
Portfolio AdjustedSize: 20 kW to 199.99 kWAll2017October Monthly Peak | Portfolio Adjusted | Size: 20 kW to 199.99 kW | All | 2017 | October Monthly Peak | 10 | 34795.2484
Portfolio AdjustedSize: 20 kW to 199.99 kWAll2017September Monthly Peak | Portfolio Adjusted | Size: 20 kW to 199.99 kW | All | 2017 | September Monthly Peak | 9 | 34795.2484
Portfolio AdjustedSize: 20 kW to 199.99 kWAll2017Typical Event Day | Portfolio Adjusted | Size: 20 kW to 199.99 kW | All | 2017 | Typical Event Day | 8 | 34795.2484
Portfolio AdjustedSize: 20 kW to 199.99 kWAll2018April Monthly Peak | Portfolio Adjusted | Size: 20 kW to 199.99 kW | All | 2018 | April Monthly Peak | 4 | 13918.0994
Portfolio AdjustedSize: 20 kW to 199.99 kWAll2018August Monthly Peak | Portfolio Adjusted | Size: 20 kW to 199.99 kW | All | 2018 | August Monthly Peak | 8 | 13918.0994
Portfolio AdjustedSize: 20 kW to 199.99 kWAll2018December Monthly Peak | Portfolio Adjusted | Size: 20 kW to 199.99 kW | All | 2018 | December Monthly Peak | 12 | 13918.0994
Portfolio AdjustedSize: 20 kW to 199.99 kWAll2018February Monthly Peak | Portfolio Adjusted | Size: 20 kW to 199.99 kW | All | 2018 | February Monthly Peak | 2 | 34795.2484
Portfolio AdjustedSize: 20 kW to 199.99 kWAll2018January Monthly Peak | Portfolio Adjusted | Size: 20 kW to 199.99 kW | All | 2018 | January Monthly Peak | 1 | 34795.2484
Portfolio AdjustedSize: 20 kW to 199.99 kWAll2018July Monthly Peak | Portfolio Adjusted | Size: 20 kW to 199.99 kW | All | 2018 | July Monthly Peak | 7 | 13918.0994
Portfolio AdjustedSize: 20 kW to 199.99 kWAll2018June Monthly Peak | Portfolio Adjusted | Size: 20 kW to 199.99 kW | All | 2018 | June Monthly Peak | 6 | 13918.0994
Portfolio AdjustedSize: 20 kW to 199.99 kWAll2018March Monthly Peak | Portfolio Adjusted | Size: 20 kW to 199.99 kW | All | 2018 | March Monthly Peak | 3 | 34795.2484
Portfolio AdjustedSize: 20 kW to 199.99 kWAll2018May Monthly Peak | Portfolio Adjusted | Size: 20 kW to 199.99 kW | All | 2018 | May Monthly Peak | 5 | 13918.0994
Portfolio AdjustedSize: 20 kW to 199.99 kWAll2018November Monthly Peak | Portfolio Adjusted | Size: 20 kW to 199.99 kW | All | 2018 | November Monthly Peak | 11 | 13918.0994
Portfolio AdjustedSize: 20 kW to 199.99 kWAll2018October Monthly Peak | Portfolio Adjusted | Size: 20 kW to 199.99 kW | All | 2018 | October Monthly Peak | 10 | 13918.0994
Portfolio AdjustedSize: 20 kW to 199.99 kWAll2018September Monthly Peak | Portfolio Adjusted | Size: 20 kW to 199.99 kW | All | 2018 | September Monthly Peak | 9 | 13918.0994
Portfolio AdjustedSize: 20 kW to 199.99 kWAll2018Typical Event Day | Portfolio Adjusted | Size: 20 kW to 199.99 kW | All | 2018 | Typical Event Day | 8 | 13918.0994
Portfolio AdjustedSize: 20 kW to 199.99 kWAll2019April Monthly Peak | Portfolio Adjusted | Size: 20 kW to 199.99 kW | All | 2019 | April Monthly Peak | 4 | 14366.2925
Portfolio AdjustedSize: 20 kW to 199.99 kWAll2019August Monthly Peak | Portfolio Adjusted | Size: 20 kW to 199.99 kW | All | 2019 | August Monthly Peak | 8 | 14366.2925
Portfolio AdjustedSize: 20 kW to 199.99 kWAll2019December Monthly Peak | Portfolio Adjusted | Size: 20 kW to 199.99 kW | All | 2019 | December Monthly Peak | 12 | 14366.2925
Portfolio AdjustedSize: 20 kW to 199.99 kWAll2019February Monthly Peak | Portfolio Adjusted | Size: 20 kW to 199.99 kW | All | 2019 | February Monthly Peak | 2 | 13918.0994
Portfolio AdjustedSize: 20 kW to 199.99 kWAll2019January Monthly Peak | Portfolio Adjusted | Size: 20 kW to 199.99 kW | All | 2019 | January Monthly Peak | 1 | 13918.0994
Portfolio AdjustedSize: 20 kW to 199.99 kWAll2019July Monthly Peak | Portfolio Adjusted | Size: 20 kW to 199.99 kW | All | 2019 | July Monthly Peak | 7 | 14366.2925
Portfolio AdjustedSize: 20 kW to 199.99 kWAll2019June Monthly Peak | Portfolio Adjusted | Size: 20 kW to 199.99 kW | All | 2019 | June Monthly Peak | 6 | 14366.2925
Portfolio AdjustedSize: 20 kW to 199.99 kWAll2019March Monthly Peak | Portfolio Adjusted | Size: 20 kW to 199.99 kW | All | 2019 | March Monthly Peak | 3 | 13918.0994
Portfolio AdjustedSize: 20 kW to 199.99 kWAll2019May Monthly Peak | Portfolio Adjusted | Size: 20 kW to 199.99 kW | All | 2019 | May Monthly Peak | 5 | 14366.2925
Portfolio AdjustedSize: 20 kW to 199.99 kWAll2019November Monthly Peak | Portfolio Adjusted | Size: 20 kW to 199.99 kW | All | 2019 | November Monthly Peak | 11 | 14366.2925
Portfolio AdjustedSize: 20 kW to 199.99 kWAll2019October Monthly Peak | Portfolio Adjusted | Size: 20 kW to 199.99 kW | All | 2019 | October Monthly Peak | 10 | 14366.2925
Portfolio AdjustedSize: 20 kW to 199.99 kWAll2019September Monthly Peak | Portfolio Adjusted | Size: 20 kW to 199.99 kW | All | 2019 | September Monthly Peak | 9 | 14366.2925
Portfolio AdjustedSize: 20 kW to 199.99 kWAll2019Typical Event Day | Portfolio Adjusted | Size: 20 kW to 199.99 kW | All | 2019 | Typical Event Day | 8 | 14366.2925
Portfolio AdjustedSize: 20 kW to 199.99 kWAll2020April Monthly Peak | Portfolio Adjusted | Size: 20 kW to 199.99 kW | All | 2020 | April Monthly Peak | 4 | 14828.9185
Portfolio AdjustedSize: 20 kW to 199.99 kWAll2020August Monthly Peak | Portfolio Adjusted | Size: 20 kW to 199.99 kW | All | 2020 | August Monthly Peak | 8 | 14828.9185
Portfolio AdjustedSize: 20 kW to 199.99 kWAll2020December Monthly Peak | Portfolio Adjusted | Size: 20 kW to 199.99 kW | All | 2020 | December Monthly Peak | 12 | 14828.9185
Portfolio AdjustedSize: 20 kW to 199.99 kWAll2020February Monthly Peak | Portfolio Adjusted | Size: 20 kW to 199.99 kW | All | 2020 | February Monthly Peak | 2 | 14366.2925
Portfolio AdjustedSize: 20 kW to 199.99 kWAll2020January Monthly Peak | Portfolio Adjusted | Size: 20 kW to 199.99 kW | All | 2020 | January Monthly Peak | 1 | 14366.2925
Portfolio AdjustedSize: 20 kW to 199.99 kWAll2020July Monthly Peak | Portfolio Adjusted | Size: 20 kW to 199.99 kW | All | 2020 | July Monthly Peak | 7 | 14828.9185
Portfolio AdjustedSize: 20 kW to 199.99 kWAll2020June Monthly Peak | Portfolio Adjusted | Size: 20 kW to 199.99 kW | All | 2020 | June Monthly Peak | 6 | 14828.9185
Portfolio AdjustedSize: 20 kW to 199.99 kWAll2020March Monthly Peak | Portfolio Adjusted | Size: 20 kW to 199.99 kW | All | 2020 | March Monthly Peak | 3 | 14366.2925
Portfolio AdjustedSize: 20 kW to 199.99 kWAll2020May Monthly Peak | Portfolio Adjusted | Size: 20 kW to 199.99 kW | All | 2020 | May Monthly Peak | 5 | 14828.9185
Portfolio AdjustedSize: 20 kW to 199.99 kWAll2020November Monthly Peak | Portfolio Adjusted | Size: 20 kW to 199.99 kW | All | 2020 | November Monthly Peak | 11 | 14828.9185
Portfolio AdjustedSize: 20 kW to 199.99 kWAll2020October Monthly Peak | Portfolio Adjusted | Size: 20 kW to 199.99 kW | All | 2020 | October Monthly Peak | 10 | 14828.9185
Portfolio AdjustedSize: 20 kW to 199.99 kWAll2020September Monthly Peak | Portfolio Adjusted | Size: 20 kW to 199.99 kW | All | 2020 | September Monthly Peak | 9 | 14828.9185
Portfolio AdjustedSize: 20 kW to 199.99 kWAll2020Typical Event Day | Portfolio Adjusted | Size: 20 kW to 199.99 kW | All | 2020 | Typical Event Day | 8 | 14828.9185
Portfolio AdjustedSize: 20 kW to 199.99 kWAll2021April Monthly Peak | Portfolio Adjusted | Size: 20 kW to 199.99 kW | All | 2021 | April Monthly Peak | 4 | 15306.442
Portfolio AdjustedSize: 20 kW to 199.99 kWAll2021August Monthly Peak | Portfolio Adjusted | Size: 20 kW to 199.99 kW | All | 2021 | August Monthly Peak | 8 | 15306.442
Portfolio AdjustedSize: 20 kW to 199.99 kWAll2021December Monthly Peak | Portfolio Adjusted | Size: 20 kW to 199.99 kW | All | 2021 | December Monthly Peak | 12 | 15306.442
Portfolio AdjustedSize: 20 kW to 199.99 kWAll2021February Monthly Peak | Portfolio Adjusted | Size: 20 kW to 199.99 kW | All | 2021 | February Monthly Peak | 2 | 14828.9185
Portfolio AdjustedSize: 20 kW to 199.99 kWAll2021January Monthly Peak | Portfolio Adjusted | Size: 20 kW to 199.99 kW | All | 2021 | January Monthly Peak | 1 | 14828.9185
Portfolio AdjustedSize: 20 kW to 199.99 kWAll2021July Monthly Peak | Portfolio Adjusted | Size: 20 kW to 199.99 kW | All | 2021 | July Monthly Peak | 7 | 15306.442
Portfolio AdjustedSize: 20 kW to 199.99 kWAll2021June Monthly Peak | Portfolio Adjusted | Size: 20 kW to 199.99 kW | All | 2021 | June Monthly Peak | 6 | 15306.442
Portfolio AdjustedSize: 20 kW to 199.99 kWAll2021March Monthly Peak | Portfolio Adjusted | Size: 20 kW to 199.99 kW | All | 2021 | March Monthly Peak | 3 | 14828.9185
Portfolio AdjustedSize: 20 kW to 199.99 kWAll2021May Monthly Peak | Portfolio Adjusted | Size: 20 kW to 199.99 kW | All | 2021 | May Monthly Peak | 5 | 15306.442
Portfolio AdjustedSize: 20 kW to 199.99 kWAll2021November Monthly Peak | Portfolio Adjusted | Size: 20 kW to 199.99 kW | All | 2021 | November Monthly Peak | 11 | 15306.442
Portfolio AdjustedSize: 20 kW to 199.99 kWAll2021October Monthly Peak | Portfolio Adjusted | Size: 20 kW to 199.99 kW | All | 2021 | October Monthly Peak | 10 | 15306.442
Portfolio AdjustedSize: 20 kW to 199.99 kWAll2021September Monthly Peak | Portfolio Adjusted | Size: 20 kW to 199.99 kW | All | 2021 | September Monthly Peak | 9 | 15306.442
Portfolio AdjustedSize: 20 kW to 199.99 kWAll2021Typical Event Day | Portfolio Adjusted | Size: 20 kW to 199.99 kW | All | 2021 | Typical Event Day | 8 | 15306.442
Portfolio AdjustedSize: 20 kW to 199.99 kWAll2022April Monthly Peak | Portfolio Adjusted | Size: 20 kW to 199.99 kW | All | 2022 | April Monthly Peak | 4 | 15799.3428
Portfolio AdjustedSize: 20 kW to 199.99 kWAll2022August Monthly Peak | Portfolio Adjusted | Size: 20 kW to 199.99 kW | All | 2022 | August Monthly Peak | 8 | 15799.3428
Portfolio AdjustedSize: 20 kW to 199.99 kWAll2022December Monthly Peak | Portfolio Adjusted | Size: 20 kW to 199.99 kW | All | 2022 | December Monthly Peak | 12 | 15799.3428
Portfolio AdjustedSize: 20 kW to 199.99 kWAll2022February Monthly Peak | Portfolio Adjusted | Size: 20 kW to 199.99 kW | All | 2022 | February Monthly Peak | 2 | 15306.442
Portfolio AdjustedSize: 20 kW to 199.99 kWAll2022January Monthly Peak | Portfolio Adjusted | Size: 20 kW to 199.99 kW | All | 2022 | January Monthly Peak | 1 | 15306.442
Portfolio AdjustedSize: 20 kW to 199.99 kWAll2022July Monthly Peak | Portfolio Adjusted | Size: 20 kW to 199.99 kW | All | 2022 | July Monthly Peak | 7 | 15799.3428
Portfolio AdjustedSize: 20 kW to 199.99 kWAll2022June Monthly Peak | Portfolio Adjusted | Size: 20 kW to 199.99 kW | All | 2022 | June Monthly Peak | 6 | 15799.3428
Portfolio AdjustedSize: 20 kW to 199.99 kWAll2022March Monthly Peak | Portfolio Adjusted | Size: 20 kW to 199.99 kW | All | 2022 | March Monthly Peak | 3 | 15306.442
Portfolio AdjustedSize: 20 kW to 199.99 kWAll2022May Monthly Peak | Portfolio Adjusted | Size: 20 kW to 199.99 kW | All | 2022 | May Monthly Peak | 5 | 15799.3428
Portfolio AdjustedSize: 20 kW to 199.99 kWAll2022November Monthly Peak | Portfolio Adjusted | Size: 20 kW to 199.99 kW | All | 2022 | November Monthly Peak | 11 | 15799.3428
Portfolio AdjustedSize: 20 kW to 199.99 kWAll2022October Monthly Peak | Portfolio Adjusted | Size: 20 kW to 199.99 kW | All | 2022 | October Monthly Peak | 10 | 15799.3428
Portfolio AdjustedSize: 20 kW to 199.99 kWAll2022September Monthly Peak | Portfolio Adjusted | Size: 20 kW to 199.99 kW | All | 2022 | September Monthly Peak | 9 | 15799.3428
Portfolio AdjustedSize: 20 kW to 199.99 kWAll2022Typical Event Day | Portfolio Adjusted | Size: 20 kW to 199.99 kW | All | 2022 | Typical Event Day | 8 | 15799.3428
Portfolio AdjustedSize: 20 kW to 199.99 kWAll2023April Monthly Peak | Portfolio Adjusted | Size: 20 kW to 199.99 kW | All | 2023 | April Monthly Peak | 4 | 16308.1161
Portfolio AdjustedSize: 20 kW to 199.99 kWAll2023August Monthly Peak | Portfolio Adjusted | Size: 20 kW to 199.99 kW | All | 2023 | August Monthly Peak | 8 | 16308.1161
Portfolio AdjustedSize: 20 kW to 199.99 kWAll2023December Monthly Peak | Portfolio Adjusted | Size: 20 kW to 199.99 kW | All | 2023 | December Monthly Peak | 12 | 16308.1161
Portfolio AdjustedSize: 20 kW to 199.99 kWAll2023February Monthly Peak | Portfolio Adjusted | Size: 20 kW to 199.99 kW | All | 2023 | February Monthly Peak | 2 | 15799.3428
Portfolio AdjustedSize: 20 kW to 199.99 kWAll2023January Monthly Peak | Portfolio Adjusted | Size: 20 kW to 199.99 kW | All | 2023 | January Monthly Peak | 1 | 15799.3428
Portfolio AdjustedSize: 20 kW to 199.99 kWAll2023July Monthly Peak | Portfolio Adjusted | Size: 20 kW to 199.99 kW | All | 2023 | July Monthly Peak | 7 | 16308.1161
Portfolio AdjustedSize: 20 kW to 199.99 kWAll2023June Monthly Peak | Portfolio Adjusted | Size: 20 kW to 199.99 kW | All | 2023 | June Monthly Peak | 6 | 16308.1161
Portfolio AdjustedSize: 20 kW to 199.99 kWAll2023March Monthly Peak | Portfolio Adjusted | Size: 20 kW to 199.99 kW | All | 2023 | March Monthly Peak | 3 | 15799.3428
Portfolio AdjustedSize: 20 kW to 199.99 kWAll2023May Monthly Peak | Portfolio Adjusted | Size: 20 kW to 199.99 kW | All | 2023 | May Monthly Peak | 5 | 16308.1161
Portfolio AdjustedSize: 20 kW to 199.99 kWAll2023November Monthly Peak | Portfolio Adjusted | Size: 20 kW to 199.99 kW | All | 2023 | November Monthly Peak | 11 | 16308.1161
Portfolio AdjustedSize: 20 kW to 199.99 kWAll2023October Monthly Peak | Portfolio Adjusted | Size: 20 kW to 199.99 kW | All | 2023 | October Monthly Peak | 10 | 16308.1161
Portfolio AdjustedSize: 20 kW to 199.99 kWAll2023September Monthly Peak | Portfolio Adjusted | Size: 20 kW to 199.99 kW | All | 2023 | September Monthly Peak | 9 | 16308.1161
Portfolio AdjustedSize: 20 kW to 199.99 kWAll2023Typical Event Day | Portfolio Adjusted | Size: 20 kW to 199.99 kW | All | 2023 | Typical Event Day | 8 | 16308.1161
Portfolio AdjustedSize: 20 kW to 199.99 kWAll2024April Monthly Peak | Portfolio Adjusted | Size: 20 kW to 199.99 kW | All | 2024 | April Monthly Peak | 4 | 16833.273
Portfolio AdjustedSize: 20 kW to 199.99 kWAll2024August Monthly Peak | Portfolio Adjusted | Size: 20 kW to 199.99 kW | All | 2024 | August Monthly Peak | 8 | 16833.273
Portfolio AdjustedSize: 20 kW to 199.99 kWAll2024December Monthly Peak | Portfolio Adjusted | Size: 20 kW to 199.99 kW | All | 2024 | December Monthly Peak | 12 | 16833.273
Portfolio AdjustedSize: 20 kW to 199.99 kWAll2024February Monthly Peak | Portfolio Adjusted | Size: 20 kW to 199.99 kW | All | 2024 | February Monthly Peak | 2 | 16308.1161
Portfolio AdjustedSize: 20 kW to 199.99 kWAll2024January Monthly Peak | Portfolio Adjusted | Size: 20 kW to 199.99 kW | All | 2024 | January Monthly Peak | 1 | 16308.1161
Portfolio AdjustedSize: 20 kW to 199.99 kWAll2024July Monthly Peak | Portfolio Adjusted | Size: 20 kW to 199.99 kW | All | 2024 | July Monthly Peak | 7 | 16833.273
Portfolio AdjustedSize: 20 kW to 199.99 kWAll2024June Monthly Peak | Portfolio Adjusted | Size: 20 kW to 199.99 kW | All | 2024 | June Monthly Peak | 6 | 16833.273
Portfolio AdjustedSize: 20 kW to 199.99 kWAll2024March Monthly Peak | Portfolio Adjusted | Size: 20 kW to 199.99 kW | All | 2024 | March Monthly Peak | 3 | 16308.1161
Portfolio AdjustedSize: 20 kW to 199.99 kWAll2024May Monthly Peak | Portfolio Adjusted | Size: 20 kW to 199.99 kW | All | 2024 | May Monthly Peak | 5 | 16833.273
Portfolio AdjustedSize: 20 kW to 199.99 kWAll2024November Monthly Peak | Portfolio Adjusted | Size: 20 kW to 199.99 kW | All | 2024 | November Monthly Peak | 11 | 16833.273
Portfolio AdjustedSize: 20 kW to 199.99 kWAll2024October Monthly Peak | Portfolio Adjusted | Size: 20 kW to 199.99 kW | All | 2024 | October Monthly Peak | 10 | 16833.273
Portfolio AdjustedSize: 20 kW to 199.99 kWAll2024September Monthly Peak | Portfolio Adjusted | Size: 20 kW to 199.99 kW | All | 2024 | September Monthly Peak | 9 | 16833.273
Portfolio AdjustedSize: 20 kW to 199.99 kWAll2024Typical Event Day | Portfolio Adjusted | Size: 20 kW to 199.99 kW | All | 2024 | Typical Event Day | 8 | 16833.273
Portfolio AdjustedSize: 20 kW to 199.99 kWAll2025April Monthly Peak | Portfolio Adjusted | Size: 20 kW to 199.99 kW | All | 2025 | April Monthly Peak | 4 | 17375.3411
Portfolio AdjustedSize: 20 kW to 199.99 kWAll2025August Monthly Peak | Portfolio Adjusted | Size: 20 kW to 199.99 kW | All | 2025 | August Monthly Peak | 8 | 17375.3411
Portfolio AdjustedSize: 20 kW to 199.99 kWAll2025December Monthly Peak | Portfolio Adjusted | Size: 20 kW to 199.99 kW | All | 2025 | December Monthly Peak | 12 | 17375.3411
Portfolio AdjustedSize: 20 kW to 199.99 kWAll2025February Monthly Peak | Portfolio Adjusted | Size: 20 kW to 199.99 kW | All | 2025 | February Monthly Peak | 2 | 16833.273
Portfolio AdjustedSize: 20 kW to 199.99 kWAll2025January Monthly Peak | Portfolio Adjusted | Size: 20 kW to 199.99 kW | All | 2025 | January Monthly Peak | 1 | 16833.273
Portfolio AdjustedSize: 20 kW to 199.99 kWAll2025July Monthly Peak | Portfolio Adjusted | Size: 20 kW to 199.99 kW | All | 2025 | July Monthly Peak | 7 | 17375.3411
Portfolio AdjustedSize: 20 kW to 199.99 kWAll2025June Monthly Peak | Portfolio Adjusted | Size: 20 kW to 199.99 kW | All | 2025 | June Monthly Peak | 6 | 17375.3411
Portfolio AdjustedSize: 20 kW to 199.99 kWAll2025March Monthly Peak | Portfolio Adjusted | Size: 20 kW to 199.99 kW | All | 2025 | March Monthly Peak | 3 | 16833.273
Portfolio AdjustedSize: 20 kW to 199.99 kWAll2025May Monthly Peak | Portfolio Adjusted | Size: 20 kW to 199.99 kW | All | 2025 | May Monthly Peak | 5 | 17375.3411
Portfolio AdjustedSize: 20 kW to 199.99 kWAll2025November Monthly Peak | Portfolio Adjusted | Size: 20 kW to 199.99 kW | All | 2025 | November Monthly Peak | 11 | 17375.3411
Portfolio AdjustedSize: 20 kW to 199.99 kWAll2025October Monthly Peak | Portfolio Adjusted | Size: 20 kW to 199.99 kW | All | 2025 | October Monthly Peak | 10 | 17375.3411
Portfolio AdjustedSize: 20 kW to 199.99 kWAll2025September Monthly Peak | Portfolio Adjusted | Size: 20 kW to 199.99 kW | All | 2025 | September Monthly Peak | 9 | 17375.3411
Portfolio AdjustedSize: 20 kW to 199.99 kWAll2025Typical Event Day | Portfolio Adjusted | Size: 20 kW to 199.99 kW | All | 2025 | Typical Event Day | 8 | 17375.3411
Portfolio AdjustedSize: 20 kW to 199.99 kWOrange County2015April Monthly Peak | Portfolio Adjusted | Size: 20 kW to 199.99 kW | Orange County | 2015 | April Monthly Peak | 4 | 0
Portfolio AdjustedSize: 20 kW to 199.99 kWOrange County2015August Monthly Peak | Portfolio Adjusted | Size: 20 kW to 199.99 kW | Orange County | 2015 | August Monthly Peak | 8 | 0
Portfolio AdjustedSize: 20 kW to 199.99 kWOrange County2015December Monthly Peak | Portfolio Adjusted | Size: 20 kW to 199.99 kW | Orange County | 2015 | December Monthly Peak | 12 | 0
Portfolio AdjustedSize: 20 kW to 199.99 kWOrange County2015February Monthly Peak | Portfolio Adjusted | Size: 20 kW to 199.99 kW | Orange County | 2015 | February Monthly Peak | 2 | 0
Portfolio AdjustedSize: 20 kW to 199.99 kWOrange County2015January Monthly Peak | Portfolio Adjusted | Size: 20 kW to 199.99 kW | Orange County | 2015 | January Monthly Peak | 1 | 0
Portfolio AdjustedSize: 20 kW to 199.99 kWOrange County2015July Monthly Peak | Portfolio Adjusted | Size: 20 kW to 199.99 kW | Orange County | 2015 | July Monthly Peak | 7 | 0
Portfolio AdjustedSize: 20 kW to 199.99 kWOrange County2015June Monthly Peak | Portfolio Adjusted | Size: 20 kW to 199.99 kW | Orange County | 2015 | June Monthly Peak | 6 | 0
Portfolio AdjustedSize: 20 kW to 199.99 kWOrange County2015March Monthly Peak | Portfolio Adjusted | Size: 20 kW to 199.99 kW | Orange County | 2015 | March Monthly Peak | 3 | 0
Portfolio AdjustedSize: 20 kW to 199.99 kWOrange County2015May Monthly Peak | Portfolio Adjusted | Size: 20 kW to 199.99 kW | Orange County | 2015 | May Monthly Peak | 5 | 0
Portfolio AdjustedSize: 20 kW to 199.99 kWOrange County2015November Monthly Peak | Portfolio Adjusted | Size: 20 kW to 199.99 kW | Orange County | 2015 | November Monthly Peak | 11 | 0
Portfolio AdjustedSize: 20 kW to 199.99 kWOrange County2015October Monthly Peak | Portfolio Adjusted | Size: 20 kW to 199.99 kW | Orange County | 2015 | October Monthly Peak | 10 | 0
Portfolio AdjustedSize: 20 kW to 199.99 kWOrange County2015September Monthly Peak | Portfolio Adjusted | Size: 20 kW to 199.99 kW | Orange County | 2015 | September Monthly Peak | 9 | 0
Portfolio AdjustedSize: 20 kW to 199.99 kWOrange County2015Typical Event Day | Portfolio Adjusted | Size: 20 kW to 199.99 kW | Orange County | 2015 | Typical Event Day | 8 | 0
Portfolio AdjustedSize: 20 kW to 199.99 kWOrange County2016April Monthly Peak | Portfolio Adjusted | Size: 20 kW to 199.99 kW | Orange County | 2016 | April Monthly Peak | 4 | 0
Portfolio AdjustedSize: 20 kW to 199.99 kWOrange County2016August Monthly Peak | Portfolio Adjusted | Size: 20 kW to 199.99 kW | Orange County | 2016 | August Monthly Peak | 8 | 0
Portfolio AdjustedSize: 20 kW to 199.99 kWOrange County2016December Monthly Peak | Portfolio Adjusted | Size: 20 kW to 199.99 kW | Orange County | 2016 | December Monthly Peak | 12 | 0
Portfolio AdjustedSize: 20 kW to 199.99 kWOrange County2016February Monthly Peak | Portfolio Adjusted | Size: 20 kW to 199.99 kW | Orange County | 2016 | February Monthly Peak | 2 | 0
Portfolio AdjustedSize: 20 kW to 199.99 kWOrange County2016January Monthly Peak | Portfolio Adjusted | Size: 20 kW to 199.99 kW | Orange County | 2016 | January Monthly Peak | 1 | 0
Portfolio AdjustedSize: 20 kW to 199.99 kWOrange County2016July Monthly Peak | Portfolio Adjusted | Size: 20 kW to 199.99 kW | Orange County | 2016 | July Monthly Peak | 7 | 0
Portfolio AdjustedSize: 20 kW to 199.99 kWOrange County2016June Monthly Peak | Portfolio Adjusted | Size: 20 kW to 199.99 kW | Orange County | 2016 | June Monthly Peak | 6 | 0
Portfolio AdjustedSize: 20 kW to 199.99 kWOrange County2016March Monthly Peak | Portfolio Adjusted | Size: 20 kW to 199.99 kW | Orange County | 2016 | March Monthly Peak | 3 | 0
Portfolio AdjustedSize: 20 kW to 199.99 kWOrange County2016May Monthly Peak | Portfolio Adjusted | Size: 20 kW to 199.99 kW | Orange County | 2016 | May Monthly Peak | 5 | 0
Portfolio AdjustedSize: 20 kW to 199.99 kWOrange County2016November Monthly Peak | Portfolio Adjusted | Size: 20 kW to 199.99 kW | Orange County | 2016 | November Monthly Peak | 11 | 0
Portfolio AdjustedSize: 20 kW to 199.99 kWOrange County2016October Monthly Peak | Portfolio Adjusted | Size: 20 kW to 199.99 kW | Orange County | 2016 | October Monthly Peak | 10 | 0
Portfolio AdjustedSize: 20 kW to 199.99 kWOrange County2016September Monthly Peak | Portfolio Adjusted | Size: 20 kW to 199.99 kW | Orange County | 2016 | September Monthly Peak | 9 | 0
Portfolio AdjustedSize: 20 kW to 199.99 kWOrange County2016Typical Event Day | Portfolio Adjusted | Size: 20 kW to 199.99 kW | Orange County | 2016 | Typical Event Day | 8 | 0
Portfolio AdjustedSize: 20 kW to 199.99 kWOrange County2017April Monthly Peak | Portfolio Adjusted | Size: 20 kW to 199.99 kW | Orange County | 2017 | April Monthly Peak | 4 | 9382.464
Portfolio AdjustedSize: 20 kW to 199.99 kWOrange County2017August Monthly Peak | Portfolio Adjusted | Size: 20 kW to 199.99 kW | Orange County | 2017 | August Monthly Peak | 8 | 9382.464
Portfolio AdjustedSize: 20 kW to 199.99 kWOrange County2017December Monthly Peak | Portfolio Adjusted | Size: 20 kW to 199.99 kW | Orange County | 2017 | December Monthly Peak | 12 | 9382.464
Portfolio AdjustedSize: 20 kW to 199.99 kWOrange County2017February Monthly Peak | Portfolio Adjusted | Size: 20 kW to 199.99 kW | Orange County | 2017 | February Monthly Peak | 2 | 0
Portfolio AdjustedSize: 20 kW to 199.99 kWOrange County2017January Monthly Peak | Portfolio Adjusted | Size: 20 kW to 199.99 kW | Orange County | 2017 | January Monthly Peak | 1 | 0
Portfolio AdjustedSize: 20 kW to 199.99 kWOrange County2017July Monthly Peak | Portfolio Adjusted | Size: 20 kW to 199.99 kW | Orange County | 2017 | July Monthly Peak | 7 | 9382.464
Portfolio AdjustedSize: 20 kW to 199.99 kWOrange County2017June Monthly Peak | Portfolio Adjusted | Size: 20 kW to 199.99 kW | Orange County | 2017 | June Monthly Peak | 6 | 9382.464
Portfolio AdjustedSize: 20 kW to 199.99 kWOrange County2017March Monthly Peak | Portfolio Adjusted | Size: 20 kW to 199.99 kW | Orange County | 2017 | March Monthly Peak | 3 | 0
Portfolio AdjustedSize: 20 kW to 199.99 kWOrange County2017May Monthly Peak | Portfolio Adjusted | Size: 20 kW to 199.99 kW | Orange County | 2017 | May Monthly Peak | 5 | 9382.464
Portfolio AdjustedSize: 20 kW to 199.99 kWOrange County2017November Monthly Peak | Portfolio Adjusted | Size: 20 kW to 199.99 kW | Orange County | 2017 | November Monthly Peak | 11 | 9382.464
Portfolio AdjustedSize: 20 kW to 199.99 kWOrange County2017October Monthly Peak | Portfolio Adjusted | Size: 20 kW to 199.99 kW | Orange County | 2017 | October Monthly Peak | 10 | 9382.464
Portfolio AdjustedSize: 20 kW to 199.99 kWOrange County2017September Monthly Peak | Portfolio Adjusted | Size: 20 kW to 199.99 kW | Orange County | 2017 | September Monthly Peak | 9 | 9382.464
Portfolio AdjustedSize: 20 kW to 199.99 kWOrange County2017Typical Event Day | Portfolio Adjusted | Size: 20 kW to 199.99 kW | Orange County | 2017 | Typical Event Day | 8 | 9382.464
Portfolio AdjustedSize: 20 kW to 199.99 kWOrange County2018April Monthly Peak | Portfolio Adjusted | Size: 20 kW to 199.99 kW | Orange County | 2018 | April Monthly Peak | 4 | 3752.9856
Portfolio AdjustedSize: 20 kW to 199.99 kWOrange County2018August Monthly Peak | Portfolio Adjusted | Size: 20 kW to 199.99 kW | Orange County | 2018 | August Monthly Peak | 8 | 3752.9856
Portfolio AdjustedSize: 20 kW to 199.99 kWOrange County2018December Monthly Peak | Portfolio Adjusted | Size: 20 kW to 199.99 kW | Orange County | 2018 | December Monthly Peak | 12 | 3752.9856
Portfolio AdjustedSize: 20 kW to 199.99 kWOrange County2018February Monthly Peak | Portfolio Adjusted | Size: 20 kW to 199.99 kW | Orange County | 2018 | February Monthly Peak | 2 | 9382.464
Portfolio AdjustedSize: 20 kW to 199.99 kWOrange County2018January Monthly Peak | Portfolio Adjusted | Size: 20 kW to 199.99 kW | Orange County | 2018 | January Monthly Peak | 1 | 9382.464
Portfolio AdjustedSize: 20 kW to 199.99 kWOrange County2018July Monthly Peak | Portfolio Adjusted | Size: 20 kW to 199.99 kW | Orange County | 2018 | July Monthly Peak | 7 | 3752.9856
Portfolio AdjustedSize: 20 kW to 199.99 kWOrange County2018June Monthly Peak | Portfolio Adjusted | Size: 20 kW to 199.99 kW | Orange County | 2018 | June Monthly Peak | 6 | 3752.9856
Portfolio AdjustedSize: 20 kW to 199.99 kWOrange County2018March Monthly Peak | Portfolio Adjusted | Size: 20 kW to 199.99 kW | Orange County | 2018 | March Monthly Peak | 3 | 9382.464
Portfolio AdjustedSize: 20 kW to 199.99 kWOrange County2018May Monthly Peak | Portfolio Adjusted | Size: 20 kW to 199.99 kW | Orange County | 2018 | May Monthly Peak | 5 | 3752.9856
Portfolio AdjustedSize: 20 kW to 199.99 kWOrange County2018November Monthly Peak | Portfolio Adjusted | Size: 20 kW to 199.99 kW | Orange County | 2018 | November Monthly Peak | 11 | 3752.9856
Portfolio AdjustedSize: 20 kW to 199.99 kWOrange County2018October Monthly Peak | Portfolio Adjusted | Size: 20 kW to 199.99 kW | Orange County | 2018 | October Monthly Peak | 10 | 3752.9856
Portfolio AdjustedSize: 20 kW to 199.99 kWOrange County2018September Monthly Peak | Portfolio Adjusted | Size: 20 kW to 199.99 kW | Orange County | 2018 | September Monthly Peak | 9 | 3752.9856
Portfolio AdjustedSize: 20 kW to 199.99 kWOrange County2018Typical Event Day | Portfolio Adjusted | Size: 20 kW to 199.99 kW | Orange County | 2018 | Typical Event Day | 8 | 3752.9856
Portfolio AdjustedSize: 20 kW to 199.99 kWOrange County2019April Monthly Peak | Portfolio Adjusted | Size: 20 kW to 199.99 kW | Orange County | 2019 | April Monthly Peak | 4 | 3873.8399
Portfolio AdjustedSize: 20 kW to 199.99 kWOrange County2019August Monthly Peak | Portfolio Adjusted | Size: 20 kW to 199.99 kW | Orange County | 2019 | August Monthly Peak | 8 | 3873.8399
Portfolio AdjustedSize: 20 kW to 199.99 kWOrange County2019December Monthly Peak | Portfolio Adjusted | Size: 20 kW to 199.99 kW | Orange County | 2019 | December Monthly Peak | 12 | 3873.8399
Portfolio AdjustedSize: 20 kW to 199.99 kWOrange County2019February Monthly Peak | Portfolio Adjusted | Size: 20 kW to 199.99 kW | Orange County | 2019 | February Monthly Peak | 2 | 3752.9856
Portfolio AdjustedSize: 20 kW to 199.99 kWOrange County2019January Monthly Peak | Portfolio Adjusted | Size: 20 kW to 199.99 kW | Orange County | 2019 | January Monthly Peak | 1 | 3752.9856
Portfolio AdjustedSize: 20 kW to 199.99 kWOrange County2019July Monthly Peak | Portfolio Adjusted | Size: 20 kW to 199.99 kW | Orange County | 2019 | July Monthly Peak | 7 | 3873.8399
Portfolio AdjustedSize: 20 kW to 199.99 kWOrange County2019June Monthly Peak | Portfolio Adjusted | Size: 20 kW to 199.99 kW | Orange County | 2019 | June Monthly Peak | 6 | 3873.8399
Portfolio AdjustedSize: 20 kW to 199.99 kWOrange County2019March Monthly Peak | Portfolio Adjusted | Size: 20 kW to 199.99 kW | Orange County | 2019 | March Monthly Peak | 3 | 3752.9856
Portfolio AdjustedSize: 20 kW to 199.99 kWOrange County2019May Monthly Peak | Portfolio Adjusted | Size: 20 kW to 199.99 kW | Orange County | 2019 | May Monthly Peak | 5 | 3873.8399
Portfolio AdjustedSize: 20 kW to 199.99 kWOrange County2019November Monthly Peak | Portfolio Adjusted | Size: 20 kW to 199.99 kW | Orange County | 2019 | November Monthly Peak | 11 | 3873.8399
Portfolio AdjustedSize: 20 kW to 199.99 kWOrange County2019October Monthly Peak | Portfolio Adjusted | Size: 20 kW to 199.99 kW | Orange County | 2019 | October Monthly Peak | 10 | 3873.8399
Portfolio AdjustedSize: 20 kW to 199.99 kWOrange County2019September Monthly Peak | Portfolio Adjusted | Size: 20 kW to 199.99 kW | Orange County | 2019 | September Monthly Peak | 9 | 3873.8399
Portfolio AdjustedSize: 20 kW to 199.99 kWOrange County2019Typical Event Day | Portfolio Adjusted | Size: 20 kW to 199.99 kW | Orange County | 2019 | Typical Event Day | 8 | 3873.8399
Portfolio AdjustedSize: 20 kW to 199.99 kWOrange County2020April Monthly Peak | Portfolio Adjusted | Size: 20 kW to 199.99 kW | Orange County | 2020 | April Monthly Peak | 4 | 3998.586
Portfolio AdjustedSize: 20 kW to 199.99 kWOrange County2020August Monthly Peak | Portfolio Adjusted | Size: 20 kW to 199.99 kW | Orange County | 2020 | August Monthly Peak | 8 | 3998.586
Portfolio AdjustedSize: 20 kW to 199.99 kWOrange County2020December Monthly Peak | Portfolio Adjusted | Size: 20 kW to 199.99 kW | Orange County | 2020 | December Monthly Peak | 12 | 3998.586
Portfolio AdjustedSize: 20 kW to 199.99 kWOrange County2020February Monthly Peak | Portfolio Adjusted | Size: 20 kW to 199.99 kW | Orange County | 2020 | February Monthly Peak | 2 | 3873.8399
Portfolio AdjustedSize: 20 kW to 199.99 kWOrange County2020January Monthly Peak | Portfolio Adjusted | Size: 20 kW to 199.99 kW | Orange County | 2020 | January Monthly Peak | 1 | 3873.8399
Portfolio AdjustedSize: 20 kW to 199.99 kWOrange County2020July Monthly Peak | Portfolio Adjusted | Size: 20 kW to 199.99 kW | Orange County | 2020 | July Monthly Peak | 7 | 3998.586
Portfolio AdjustedSize: 20 kW to 199.99 kWOrange County2020June Monthly Peak | Portfolio Adjusted | Size: 20 kW to 199.99 kW | Orange County | 2020 | June Monthly Peak | 6 | 3998.586
Portfolio AdjustedSize: 20 kW to 199.99 kWOrange County2020March Monthly Peak | Portfolio Adjusted | Size: 20 kW to 199.99 kW | Orange County | 2020 | March Monthly Peak | 3 | 3873.8399
Portfolio AdjustedSize: 20 kW to 199.99 kWOrange County2020May Monthly Peak | Portfolio Adjusted | Size: 20 kW to 199.99 kW | Orange County | 2020 | May Monthly Peak | 5 | 3998.586
Portfolio AdjustedSize: 20 kW to 199.99 kWOrange County2020November Monthly Peak | Portfolio Adjusted | Size: 20 kW to 199.99 kW | Orange County | 2020 | November Monthly Peak | 11 | 3998.586
Portfolio AdjustedSize: 20 kW to 199.99 kWOrange County2020October Monthly Peak | Portfolio Adjusted | Size: 20 kW to 199.99 kW | Orange County | 2020 | October Monthly Peak | 10 | 3998.586
Portfolio AdjustedSize: 20 kW to 199.99 kWOrange County2020September Monthly Peak | Portfolio Adjusted | Size: 20 kW to 199.99 kW | Orange County | 2020 | September Monthly Peak | 9 | 3998.586
Portfolio AdjustedSize: 20 kW to 199.99 kWOrange County2020Typical Event Day | Portfolio Adjusted | Size: 20 kW to 199.99 kW | Orange County | 2020 | Typical Event Day | 8 | 3998.586
Portfolio AdjustedSize: 20 kW to 199.99 kWOrange County2021April Monthly Peak | Portfolio Adjusted | Size: 20 kW to 199.99 kW | Orange County | 2021 | April Monthly Peak | 4 | 4127.3492
Portfolio AdjustedSize: 20 kW to 199.99 kWOrange County2021August Monthly Peak | Portfolio Adjusted | Size: 20 kW to 199.99 kW | Orange County | 2021 | August Monthly Peak | 8 | 4127.3492
Portfolio AdjustedSize: 20 kW to 199.99 kWOrange County2021December Monthly Peak | Portfolio Adjusted | Size: 20 kW to 199.99 kW | Orange County | 2021 | December Monthly Peak | 12 | 4127.3492
Portfolio AdjustedSize: 20 kW to 199.99 kWOrange County2021February Monthly Peak | Portfolio Adjusted | Size: 20 kW to 199.99 kW | Orange County | 2021 | February Monthly Peak | 2 | 3998.586
Portfolio AdjustedSize: 20 kW to 199.99 kWOrange County2021January Monthly Peak | Portfolio Adjusted | Size: 20 kW to 199.99 kW | Orange County | 2021 | January Monthly Peak | 1 | 3998.586
Portfolio AdjustedSize: 20 kW to 199.99 kWOrange County2021July Monthly Peak | Portfolio Adjusted | Size: 20 kW to 199.99 kW | Orange County | 2021 | July Monthly Peak | 7 | 4127.3492
Portfolio AdjustedSize: 20 kW to 199.99 kWOrange County2021June Monthly Peak | Portfolio Adjusted | Size: 20 kW to 199.99 kW | Orange County | 2021 | June Monthly Peak | 6 | 4127.3492
Portfolio AdjustedSize: 20 kW to 199.99 kWOrange County2021March Monthly Peak | Portfolio Adjusted | Size: 20 kW to 199.99 kW | Orange County | 2021 | March Monthly Peak | 3 | 3998.586
Portfolio AdjustedSize: 20 kW to 199.99 kWOrange County2021May Monthly Peak | Portfolio Adjusted | Size: 20 kW to 199.99 kW | Orange County | 2021 | May Monthly Peak | 5 | 4127.3492
Portfolio AdjustedSize: 20 kW to 199.99 kWOrange County2021November Monthly Peak | Portfolio Adjusted | Size: 20 kW to 199.99 kW | Orange County | 2021 | November Monthly Peak | 11 | 4127.3492
Portfolio AdjustedSize: 20 kW to 199.99 kWOrange County2021October Monthly Peak | Portfolio Adjusted | Size: 20 kW to 199.99 kW | Orange County | 2021 | October Monthly Peak | 10 | 4127.3492
Portfolio AdjustedSize: 20 kW to 199.99 kWOrange County2021September Monthly Peak | Portfolio Adjusted | Size: 20 kW to 199.99 kW | Orange County | 2021 | September Monthly Peak | 9 | 4127.3492
Portfolio AdjustedSize: 20 kW to 199.99 kWOrange County2021Typical Event Day | Portfolio Adjusted | Size: 20 kW to 199.99 kW | Orange County | 2021 | Typical Event Day | 8 | 4127.3492
Portfolio AdjustedSize: 20 kW to 199.99 kWOrange County2022April Monthly Peak | Portfolio Adjusted | Size: 20 kW to 199.99 kW | Orange County | 2022 | April Monthly Peak | 4 | 4260.2588
Portfolio AdjustedSize: 20 kW to 199.99 kWOrange County2022August Monthly Peak | Portfolio Adjusted | Size: 20 kW to 199.99 kW | Orange County | 2022 | August Monthly Peak | 8 | 4260.2588
Portfolio AdjustedSize: 20 kW to 199.99 kWOrange County2022December Monthly Peak | Portfolio Adjusted | Size: 20 kW to 199.99 kW | Orange County | 2022 | December Monthly Peak | 12 | 4260.2588
Portfolio AdjustedSize: 20 kW to 199.99 kWOrange County2022February Monthly Peak | Portfolio Adjusted | Size: 20 kW to 199.99 kW | Orange County | 2022 | February Monthly Peak | 2 | 4127.3492
Portfolio AdjustedSize: 20 kW to 199.99 kWOrange County2022January Monthly Peak | Portfolio Adjusted | Size: 20 kW to 199.99 kW | Orange County | 2022 | January Monthly Peak | 1 | 4127.3492
Portfolio AdjustedSize: 20 kW to 199.99 kWOrange County2022July Monthly Peak | Portfolio Adjusted | Size: 20 kW to 199.99 kW | Orange County | 2022 | July Monthly Peak | 7 | 4260.2588
Portfolio AdjustedSize: 20 kW to 199.99 kWOrange County2022June Monthly Peak | Portfolio Adjusted | Size: 20 kW to 199.99 kW | Orange County | 2022 | June Monthly Peak | 6 | 4260.2588
Portfolio AdjustedSize: 20 kW to 199.99 kWOrange County2022March Monthly Peak | Portfolio Adjusted | Size: 20 kW to 199.99 kW | Orange County | 2022 | March Monthly Peak | 3 | 4127.3492
Portfolio AdjustedSize: 20 kW to 199.99 kWOrange County2022May Monthly Peak | Portfolio Adjusted | Size: 20 kW to 199.99 kW | Orange County | 2022 | May Monthly Peak | 5 | 4260.2588
Portfolio AdjustedSize: 20 kW to 199.99 kWOrange County2022November Monthly Peak | Portfolio Adjusted | Size: 20 kW to 199.99 kW | Orange County | 2022 | November Monthly Peak | 11 | 4260.2588
Portfolio AdjustedSize: 20 kW to 199.99 kWOrange County2022October Monthly Peak | Portfolio Adjusted | Size: 20 kW to 199.99 kW | Orange County | 2022 | October Monthly Peak | 10 | 4260.2588
Portfolio AdjustedSize: 20 kW to 199.99 kWOrange County2022September Monthly Peak | Portfolio Adjusted | Size: 20 kW to 199.99 kW | Orange County | 2022 | September Monthly Peak | 9 | 4260.2588
Portfolio AdjustedSize: 20 kW to 199.99 kWOrange County2022Typical Event Day | Portfolio Adjusted | Size: 20 kW to 199.99 kW | Orange County | 2022 | Typical Event Day | 8 | 4260.2588
Portfolio AdjustedSize: 20 kW to 199.99 kWOrange County2023April Monthly Peak | Portfolio Adjusted | Size: 20 kW to 199.99 kW | Orange County | 2023 | April Monthly Peak | 4 | 4397.4485
Portfolio AdjustedSize: 20 kW to 199.99 kWOrange County2023August Monthly Peak | Portfolio Adjusted | Size: 20 kW to 199.99 kW | Orange County | 2023 | August Monthly Peak | 8 | 4397.4485
Portfolio AdjustedSize: 20 kW to 199.99 kWOrange County2023December Monthly Peak | Portfolio Adjusted | Size: 20 kW to 199.99 kW | Orange County | 2023 | December Monthly Peak | 12 | 4397.4485
Portfolio AdjustedSize: 20 kW to 199.99 kWOrange County2023February Monthly Peak | Portfolio Adjusted | Size: 20 kW to 199.99 kW | Orange County | 2023 | February Monthly Peak | 2 | 4260.2588
Portfolio AdjustedSize: 20 kW to 199.99 kWOrange County2023January Monthly Peak | Portfolio Adjusted | Size: 20 kW to 199.99 kW | Orange County | 2023 | January Monthly Peak | 1 | 4260.2588
Portfolio AdjustedSize: 20 kW to 199.99 kWOrange County2023July Monthly Peak | Portfolio Adjusted | Size: 20 kW to 199.99 kW | Orange County | 2023 | July Monthly Peak | 7 | 4397.4485
Portfolio AdjustedSize: 20 kW to 199.99 kWOrange County2023June Monthly Peak | Portfolio Adjusted | Size: 20 kW to 199.99 kW | Orange County | 2023 | June Monthly Peak | 6 | 4397.4485
Portfolio AdjustedSize: 20 kW to 199.99 kWOrange County2023March Monthly Peak | Portfolio Adjusted | Size: 20 kW to 199.99 kW | Orange County | 2023 | March Monthly Peak | 3 | 4260.2588
Portfolio AdjustedSize: 20 kW to 199.99 kWOrange County2023May Monthly Peak | Portfolio Adjusted | Size: 20 kW to 199.99 kW | Orange County | 2023 | May Monthly Peak | 5 | 4397.4485
Portfolio AdjustedSize: 20 kW to 199.99 kWOrange County2023November Monthly Peak | Portfolio Adjusted | Size: 20 kW to 199.99 kW | Orange County | 2023 | November Monthly Peak | 11 | 4397.4485
Portfolio AdjustedSize: 20 kW to 199.99 kWOrange County2023October Monthly Peak | Portfolio Adjusted | Size: 20 kW to 199.99 kW | Orange County | 2023 | October Monthly Peak | 10 | 4397.4485
Portfolio AdjustedSize: 20 kW to 199.99 kWOrange County2023September Monthly Peak | Portfolio Adjusted | Size: 20 kW to 199.99 kW | Orange County | 2023 | September Monthly Peak | 9 | 4397.4485
Portfolio AdjustedSize: 20 kW to 199.99 kWOrange County2023Typical Event Day | Portfolio Adjusted | Size: 20 kW to 199.99 kW | Orange County | 2023 | Typical Event Day | 8 | 4397.4485
Portfolio AdjustedSize: 20 kW to 199.99 kWOrange County2024April Monthly Peak | Portfolio Adjusted | Size: 20 kW to 199.99 kW | Orange County | 2024 | April Monthly Peak | 4 | 4539.0559
Portfolio AdjustedSize: 20 kW to 199.99 kWOrange County2024August Monthly Peak | Portfolio Adjusted | Size: 20 kW to 199.99 kW | Orange County | 2024 | August Monthly Peak | 8 | 4539.0559
Portfolio AdjustedSize: 20 kW to 199.99 kWOrange County2024December Monthly Peak | Portfolio Adjusted | Size: 20 kW to 199.99 kW | Orange County | 2024 | December Monthly Peak | 12 | 4539.0559
Portfolio AdjustedSize: 20 kW to 199.99 kWOrange County2024February Monthly Peak | Portfolio Adjusted | Size: 20 kW to 199.99 kW | Orange County | 2024 | February Monthly Peak | 2 | 4397.4485
Portfolio AdjustedSize: 20 kW to 199.99 kWOrange County2024January Monthly Peak | Portfolio Adjusted | Size: 20 kW to 199.99 kW | Orange County | 2024 | January Monthly Peak | 1 | 4397.4485
Portfolio AdjustedSize: 20 kW to 199.99 kWOrange County2024July Monthly Peak | Portfolio Adjusted | Size: 20 kW to 199.99 kW | Orange County | 2024 | July Monthly Peak | 7 | 4539.0559
Portfolio AdjustedSize: 20 kW to 199.99 kWOrange County2024June Monthly Peak | Portfolio Adjusted | Size: 20 kW to 199.99 kW | Orange County | 2024 | June Monthly Peak | 6 | 4539.0559
Portfolio AdjustedSize: 20 kW to 199.99 kWOrange County2024March Monthly Peak | Portfolio Adjusted | Size: 20 kW to 199.99 kW | Orange County | 2024 | March Monthly Peak | 3 | 4397.4485
Portfolio AdjustedSize: 20 kW to 199.99 kWOrange County2024May Monthly Peak | Portfolio Adjusted | Size: 20 kW to 199.99 kW | Orange County | 2024 | May Monthly Peak | 5 | 4539.0559
Portfolio AdjustedSize: 20 kW to 199.99 kWOrange County2024November Monthly Peak | Portfolio Adjusted | Size: 20 kW to 199.99 kW | Orange County | 2024 | November Monthly Peak | 11 | 4539.0559
Portfolio AdjustedSize: 20 kW to 199.99 kWOrange County2024October Monthly Peak | Portfolio Adjusted | Size: 20 kW to 199.99 kW | Orange County | 2024 | October Monthly Peak | 10 | 4539.0559
Portfolio AdjustedSize: 20 kW to 199.99 kWOrange County2024September Monthly Peak | Portfolio Adjusted | Size: 20 kW to 199.99 kW | Orange County | 2024 | September Monthly Peak | 9 | 4539.0559
Portfolio AdjustedSize: 20 kW to 199.99 kWOrange County2024Typical Event Day | Portfolio Adjusted | Size: 20 kW to 199.99 kW | Orange County | 2024 | Typical Event Day | 8 | 4539.0559
Portfolio AdjustedSize: 20 kW to 199.99 kWOrange County2025April Monthly Peak | Portfolio Adjusted | Size: 20 kW to 199.99 kW | Orange County | 2025 | April Monthly Peak | 4 | 4685.2234
Portfolio AdjustedSize: 20 kW to 199.99 kWOrange County2025August Monthly Peak | Portfolio Adjusted | Size: 20 kW to 199.99 kW | Orange County | 2025 | August Monthly Peak | 8 | 4685.2234
Portfolio AdjustedSize: 20 kW to 199.99 kWOrange County2025December Monthly Peak | Portfolio Adjusted | Size: 20 kW to 199.99 kW | Orange County | 2025 | December Monthly Peak | 12 | 4685.2234
Portfolio AdjustedSize: 20 kW to 199.99 kWOrange County2025February Monthly Peak | Portfolio Adjusted | Size: 20 kW to 199.99 kW | Orange County | 2025 | February Monthly Peak | 2 | 4539.0559
Portfolio AdjustedSize: 20 kW to 199.99 kWOrange County2025January Monthly Peak | Portfolio Adjusted | Size: 20 kW to 199.99 kW | Orange County | 2025 | January Monthly Peak | 1 | 4539.0559
Portfolio AdjustedSize: 20 kW to 199.99 kWOrange County2025July Monthly Peak | Portfolio Adjusted | Size: 20 kW to 199.99 kW | Orange County | 2025 | July Monthly Peak | 7 | 4685.2234
Portfolio AdjustedSize: 20 kW to 199.99 kWOrange County2025June Monthly Peak | Portfolio Adjusted | Size: 20 kW to 199.99 kW | Orange County | 2025 | June Monthly Peak | 6 | 4685.2234
Portfolio AdjustedSize: 20 kW to 199.99 kWOrange County2025March Monthly Peak | Portfolio Adjusted | Size: 20 kW to 199.99 kW | Orange County | 2025 | March Monthly Peak | 3 | 4539.0559
Portfolio AdjustedSize: 20 kW to 199.99 kWOrange County2025May Monthly Peak | Portfolio Adjusted | Size: 20 kW to 199.99 kW | Orange County | 2025 | May Monthly Peak | 5 | 4685.2234
Portfolio AdjustedSize: 20 kW to 199.99 kWOrange County2025November Monthly Peak | Portfolio Adjusted | Size: 20 kW to 199.99 kW | Orange County | 2025 | November Monthly Peak | 11 | 4685.2234
Portfolio AdjustedSize: 20 kW to 199.99 kWOrange County2025October Monthly Peak | Portfolio Adjusted | Size: 20 kW to 199.99 kW | Orange County | 2025 | October Monthly Peak | 10 | 4685.2234
Portfolio AdjustedSize: 20 kW to 199.99 kWOrange County2025September Monthly Peak | Portfolio Adjusted | Size: 20 kW to 199.99 kW | Orange County | 2025 | September Monthly Peak | 9 | 4685.2234
Portfolio AdjustedSize: 20 kW to 199.99 kWOrange County2025Typical Event Day | Portfolio Adjusted | Size: 20 kW to 199.99 kW | Orange County | 2025 | Typical Event Day | 8 | 4685.2234
Portfolio AdjustedSize: 20 kW to 199.99 kWOther2015April Monthly Peak | Portfolio Adjusted | Size: 20 kW to 199.99 kW | Other | 2015 | April Monthly Peak | 4 | 0
Portfolio AdjustedSize: 20 kW to 199.99 kWOther2015August Monthly Peak | Portfolio Adjusted | Size: 20 kW to 199.99 kW | Other | 2015 | August Monthly Peak | 8 | 0
Portfolio AdjustedSize: 20 kW to 199.99 kWOther2015December Monthly Peak | Portfolio Adjusted | Size: 20 kW to 199.99 kW | Other | 2015 | December Monthly Peak | 12 | 0
Portfolio AdjustedSize: 20 kW to 199.99 kWOther2015February Monthly Peak | Portfolio Adjusted | Size: 20 kW to 199.99 kW | Other | 2015 | February Monthly Peak | 2 | 0
Portfolio AdjustedSize: 20 kW to 199.99 kWOther2015January Monthly Peak | Portfolio Adjusted | Size: 20 kW to 199.99 kW | Other | 2015 | January Monthly Peak | 1 | 0
Portfolio AdjustedSize: 20 kW to 199.99 kWOther2015July Monthly Peak | Portfolio Adjusted | Size: 20 kW to 199.99 kW | Other | 2015 | July Monthly Peak | 7 | 0
Portfolio AdjustedSize: 20 kW to 199.99 kWOther2015June Monthly Peak | Portfolio Adjusted | Size: 20 kW to 199.99 kW | Other | 2015 | June Monthly Peak | 6 | 0
Portfolio AdjustedSize: 20 kW to 199.99 kWOther2015March Monthly Peak | Portfolio Adjusted | Size: 20 kW to 199.99 kW | Other | 2015 | March Monthly Peak | 3 | 0
Portfolio AdjustedSize: 20 kW to 199.99 kWOther2015May Monthly Peak | Portfolio Adjusted | Size: 20 kW to 199.99 kW | Other | 2015 | May Monthly Peak | 5 | 0
Portfolio AdjustedSize: 20 kW to 199.99 kWOther2015November Monthly Peak | Portfolio Adjusted | Size: 20 kW to 199.99 kW | Other | 2015 | November Monthly Peak | 11 | 0
Portfolio AdjustedSize: 20 kW to 199.99 kWOther2015October Monthly Peak | Portfolio Adjusted | Size: 20 kW to 199.99 kW | Other | 2015 | October Monthly Peak | 10 | 0
Portfolio AdjustedSize: 20 kW to 199.99 kWOther2015September Monthly Peak | Portfolio Adjusted | Size: 20 kW to 199.99 kW | Other | 2015 | September Monthly Peak | 9 | 0
Portfolio AdjustedSize: 20 kW to 199.99 kWOther2015Typical Event Day | Portfolio Adjusted | Size: 20 kW to 199.99 kW | Other | 2015 | Typical Event Day | 8 | 0
Portfolio AdjustedSize: 20 kW to 199.99 kWOther2016April Monthly Peak | Portfolio Adjusted | Size: 20 kW to 199.99 kW | Other | 2016 | April Monthly Peak | 4 | 0
Portfolio AdjustedSize: 20 kW to 199.99 kWOther2016August Monthly Peak | Portfolio Adjusted | Size: 20 kW to 199.99 kW | Other | 2016 | August Monthly Peak | 8 | 0
Portfolio AdjustedSize: 20 kW to 199.99 kWOther2016December Monthly Peak | Portfolio Adjusted | Size: 20 kW to 199.99 kW | Other | 2016 | December Monthly Peak | 12 | 0
Portfolio AdjustedSize: 20 kW to 199.99 kWOther2016February Monthly Peak | Portfolio Adjusted | Size: 20 kW to 199.99 kW | Other | 2016 | February Monthly Peak | 2 | 0
Portfolio AdjustedSize: 20 kW to 199.99 kWOther2016January Monthly Peak | Portfolio Adjusted | Size: 20 kW to 199.99 kW | Other | 2016 | January Monthly Peak | 1 | 0
Portfolio AdjustedSize: 20 kW to 199.99 kWOther2016July Monthly Peak | Portfolio Adjusted | Size: 20 kW to 199.99 kW | Other | 2016 | July Monthly Peak | 7 | 0
Portfolio AdjustedSize: 20 kW to 199.99 kWOther2016June Monthly Peak | Portfolio Adjusted | Size: 20 kW to 199.99 kW | Other | 2016 | June Monthly Peak | 6 | 0
Portfolio AdjustedSize: 20 kW to 199.99 kWOther2016March Monthly Peak | Portfolio Adjusted | Size: 20 kW to 199.99 kW | Other | 2016 | March Monthly Peak | 3 | 0
Portfolio AdjustedSize: 20 kW to 199.99 kWOther2016May Monthly Peak | Portfolio Adjusted | Size: 20 kW to 199.99 kW | Other | 2016 | May Monthly Peak | 5 | 0
Portfolio AdjustedSize: 20 kW to 199.99 kWOther2016November Monthly Peak | Portfolio Adjusted | Size: 20 kW to 199.99 kW | Other | 2016 | November Monthly Peak | 11 | 0
Portfolio AdjustedSize: 20 kW to 199.99 kWOther2016October Monthly Peak | Portfolio Adjusted | Size: 20 kW to 199.99 kW | Other | 2016 | October Monthly Peak | 10 | 0
Portfolio AdjustedSize: 20 kW to 199.99 kWOther2016September Monthly Peak | Portfolio Adjusted | Size: 20 kW to 199.99 kW | Other | 2016 | September Monthly Peak | 9 | 0
Portfolio AdjustedSize: 20 kW to 199.99 kWOther2016Typical Event Day | Portfolio Adjusted | Size: 20 kW to 199.99 kW | Other | 2016 | Typical Event Day | 8 | 0
Portfolio AdjustedSize: 20 kW to 199.99 kWOther2017April Monthly Peak | Portfolio Adjusted | Size: 20 kW to 199.99 kW | Other | 2017 | April Monthly Peak | 4 | 21099.1055
Portfolio AdjustedSize: 20 kW to 199.99 kWOther2017August Monthly Peak | Portfolio Adjusted | Size: 20 kW to 199.99 kW | Other | 2017 | August Monthly Peak | 8 | 21099.1055
Portfolio AdjustedSize: 20 kW to 199.99 kWOther2017December Monthly Peak | Portfolio Adjusted | Size: 20 kW to 199.99 kW | Other | 2017 | December Monthly Peak | 12 | 21099.1055
Portfolio AdjustedSize: 20 kW to 199.99 kWOther2017February Monthly Peak | Portfolio Adjusted | Size: 20 kW to 199.99 kW | Other | 2017 | February Monthly Peak | 2 | 0
Portfolio AdjustedSize: 20 kW to 199.99 kWOther2017January Monthly Peak | Portfolio Adjusted | Size: 20 kW to 199.99 kW | Other | 2017 | January Monthly Peak | 1 | 0
Portfolio AdjustedSize: 20 kW to 199.99 kWOther2017July Monthly Peak | Portfolio Adjusted | Size: 20 kW to 199.99 kW | Other | 2017 | July Monthly Peak | 7 | 21099.1055
Portfolio AdjustedSize: 20 kW to 199.99 kWOther2017June Monthly Peak | Portfolio Adjusted | Size: 20 kW to 199.99 kW | Other | 2017 | June Monthly Peak | 6 | 21099.1055
Portfolio AdjustedSize: 20 kW to 199.99 kWOther2017March Monthly Peak | Portfolio Adjusted | Size: 20 kW to 199.99 kW | Other | 2017 | March Monthly Peak | 3 | 0
Portfolio AdjustedSize: 20 kW to 199.99 kWOther2017May Monthly Peak | Portfolio Adjusted | Size: 20 kW to 199.99 kW | Other | 2017 | May Monthly Peak | 5 | 21099.1055
Portfolio AdjustedSize: 20 kW to 199.99 kWOther2017November Monthly Peak | Portfolio Adjusted | Size: 20 kW to 199.99 kW | Other | 2017 | November Monthly Peak | 11 | 21099.1055
Portfolio AdjustedSize: 20 kW to 199.99 kWOther2017October Monthly Peak | Portfolio Adjusted | Size: 20 kW to 199.99 kW | Other | 2017 | October Monthly Peak | 10 | 21099.1055
Portfolio AdjustedSize: 20 kW to 199.99 kWOther2017September Monthly Peak | Portfolio Adjusted | Size: 20 kW to 199.99 kW | Other | 2017 | September Monthly Peak | 9 | 21099.1055
Portfolio AdjustedSize: 20 kW to 199.99 kWOther2017Typical Event Day | Portfolio Adjusted | Size: 20 kW to 199.99 kW | Other | 2017 | Typical Event Day | 8 | 21099.1055
Portfolio AdjustedSize: 20 kW to 199.99 kWOther2018April Monthly Peak | Portfolio Adjusted | Size: 20 kW to 199.99 kW | Other | 2018 | April Monthly Peak | 4 | 8439.6422
Portfolio AdjustedSize: 20 kW to 199.99 kWOther2018August Monthly Peak | Portfolio Adjusted | Size: 20 kW to 199.99 kW | Other | 2018 | August Monthly Peak | 8 | 8439.6422
Portfolio AdjustedSize: 20 kW to 199.99 kWOther2018December Monthly Peak | Portfolio Adjusted | Size: 20 kW to 199.99 kW | Other | 2018 | December Monthly Peak | 12 | 8439.6422
Portfolio AdjustedSize: 20 kW to 199.99 kWOther2018February Monthly Peak | Portfolio Adjusted | Size: 20 kW to 199.99 kW | Other | 2018 | February Monthly Peak | 2 | 21099.1055
Portfolio AdjustedSize: 20 kW to 199.99 kWOther2018January Monthly Peak | Portfolio Adjusted | Size: 20 kW to 199.99 kW | Other | 2018 | January Monthly Peak | 1 | 21099.1055
Portfolio AdjustedSize: 20 kW to 199.99 kWOther2018July Monthly Peak | Portfolio Adjusted | Size: 20 kW to 199.99 kW | Other | 2018 | July Monthly Peak | 7 | 8439.6422
Portfolio AdjustedSize: 20 kW to 199.99 kWOther2018June Monthly Peak | Portfolio Adjusted | Size: 20 kW to 199.99 kW | Other | 2018 | June Monthly Peak | 6 | 8439.6422
Portfolio AdjustedSize: 20 kW to 199.99 kWOther2018March Monthly Peak | Portfolio Adjusted | Size: 20 kW to 199.99 kW | Other | 2018 | March Monthly Peak | 3 | 21099.1055
Portfolio AdjustedSize: 20 kW to 199.99 kWOther2018May Monthly Peak | Portfolio Adjusted | Size: 20 kW to 199.99 kW | Other | 2018 | May Monthly Peak | 5 | 8439.6422
Portfolio AdjustedSize: 20 kW to 199.99 kWOther2018November Monthly Peak | Portfolio Adjusted | Size: 20 kW to 199.99 kW | Other | 2018 | November Monthly Peak | 11 | 8439.6422
Portfolio AdjustedSize: 20 kW to 199.99 kWOther2018October Monthly Peak | Portfolio Adjusted | Size: 20 kW to 199.99 kW | Other | 2018 | October Monthly Peak | 10 | 8439.6422
Portfolio AdjustedSize: 20 kW to 199.99 kWOther2018September Monthly Peak | Portfolio Adjusted | Size: 20 kW to 199.99 kW | Other | 2018 | September Monthly Peak | 9 | 8439.6422
Portfolio AdjustedSize: 20 kW to 199.99 kWOther2018Typical Event Day | Portfolio Adjusted | Size: 20 kW to 199.99 kW | Other | 2018 | Typical Event Day | 8 | 8439.6422
Portfolio AdjustedSize: 20 kW to 199.99 kWOther2019April Monthly Peak | Portfolio Adjusted | Size: 20 kW to 199.99 kW | Other | 2019 | April Monthly Peak | 4 | 8711.4171
Portfolio AdjustedSize: 20 kW to 199.99 kWOther2019August Monthly Peak | Portfolio Adjusted | Size: 20 kW to 199.99 kW | Other | 2019 | August Monthly Peak | 8 | 8711.4171
Portfolio AdjustedSize: 20 kW to 199.99 kWOther2019December Monthly Peak | Portfolio Adjusted | Size: 20 kW to 199.99 kW | Other | 2019 | December Monthly Peak | 12 | 8711.4171
Portfolio AdjustedSize: 20 kW to 199.99 kWOther2019February Monthly Peak | Portfolio Adjusted | Size: 20 kW to 199.99 kW | Other | 2019 | February Monthly Peak | 2 | 8439.6422
Portfolio AdjustedSize: 20 kW to 199.99 kWOther2019January Monthly Peak | Portfolio Adjusted | Size: 20 kW to 199.99 kW | Other | 2019 | January Monthly Peak | 1 | 8439.6422
Portfolio AdjustedSize: 20 kW to 199.99 kWOther2019July Monthly Peak | Portfolio Adjusted | Size: 20 kW to 199.99 kW | Other | 2019 | July Monthly Peak | 7 | 8711.4171
Portfolio AdjustedSize: 20 kW to 199.99 kWOther2019June Monthly Peak | Portfolio Adjusted | Size: 20 kW to 199.99 kW | Other | 2019 | June Monthly Peak | 6 | 8711.4171
Portfolio AdjustedSize: 20 kW to 199.99 kWOther2019March Monthly Peak | Portfolio Adjusted | Size: 20 kW to 199.99 kW | Other | 2019 | March Monthly Peak | 3 | 8439.6422
Portfolio AdjustedSize: 20 kW to 199.99 kWOther2019May Monthly Peak | Portfolio Adjusted | Size: 20 kW to 199.99 kW | Other | 2019 | May Monthly Peak | 5 | 8711.4171
Portfolio AdjustedSize: 20 kW to 199.99 kWOther2019November Monthly Peak | Portfolio Adjusted | Size: 20 kW to 199.99 kW | Other | 2019 | November Monthly Peak | 11 | 8711.4171
Portfolio AdjustedSize: 20 kW to 199.99 kWOther2019October Monthly Peak | Portfolio Adjusted | Size: 20 kW to 199.99 kW | Other | 2019 | October Monthly Peak | 10 | 8711.4171
Portfolio AdjustedSize: 20 kW to 199.99 kWOther2019September Monthly Peak | Portfolio Adjusted | Size: 20 kW to 199.99 kW | Other | 2019 | September Monthly Peak | 9 | 8711.4171
Portfolio AdjustedSize: 20 kW to 199.99 kWOther2019Typical Event Day | Portfolio Adjusted | Size: 20 kW to 199.99 kW | Other | 2019 | Typical Event Day | 8 | 8711.4171
Portfolio AdjustedSize: 20 kW to 199.99 kWOther2020April Monthly Peak | Portfolio Adjusted | Size: 20 kW to 199.99 kW | Other | 2020 | April Monthly Peak | 4 | 8991.9437
Portfolio AdjustedSize: 20 kW to 199.99 kWOther2020August Monthly Peak | Portfolio Adjusted | Size: 20 kW to 199.99 kW | Other | 2020 | August Monthly Peak | 8 | 8991.9437
Portfolio AdjustedSize: 20 kW to 199.99 kWOther2020December Monthly Peak | Portfolio Adjusted | Size: 20 kW to 199.99 kW | Other | 2020 | December Monthly Peak | 12 | 8991.9437
Portfolio AdjustedSize: 20 kW to 199.99 kWOther2020February Monthly Peak | Portfolio Adjusted | Size: 20 kW to 199.99 kW | Other | 2020 | February Monthly Peak | 2 | 8711.4171
Portfolio AdjustedSize: 20 kW to 199.99 kWOther2020January Monthly Peak | Portfolio Adjusted | Size: 20 kW to 199.99 kW | Other | 2020 | January Monthly Peak | 1 | 8711.4171
Portfolio AdjustedSize: 20 kW to 199.99 kWOther2020July Monthly Peak | Portfolio Adjusted | Size: 20 kW to 199.99 kW | Other | 2020 | July Monthly Peak | 7 | 8991.9437
Portfolio AdjustedSize: 20 kW to 199.99 kWOther2020June Monthly Peak | Portfolio Adjusted | Size: 20 kW to 199.99 kW | Other | 2020 | June Monthly Peak | 6 | 8991.9437
Portfolio AdjustedSize: 20 kW to 199.99 kWOther2020March Monthly Peak | Portfolio Adjusted | Size: 20 kW to 199.99 kW | Other | 2020 | March Monthly Peak | 3 | 8711.4171
Portfolio AdjustedSize: 20 kW to 199.99 kWOther2020May Monthly Peak | Portfolio Adjusted | Size: 20 kW to 199.99 kW | Other | 2020 | May Monthly Peak | 5 | 8991.9437
Portfolio AdjustedSize: 20 kW to 199.99 kWOther2020November Monthly Peak | Portfolio Adjusted | Size: 20 kW to 199.99 kW | Other | 2020 | November Monthly Peak | 11 | 8991.9437
Portfolio AdjustedSize: 20 kW to 199.99 kWOther2020October Monthly Peak | Portfolio Adjusted | Size: 20 kW to 199.99 kW | Other | 2020 | October Monthly Peak | 10 | 8991.9437
Portfolio AdjustedSize: 20 kW to 199.99 kWOther2020September Monthly Peak | Portfolio Adjusted | Size: 20 kW to 199.99 kW | Other | 2020 | September Monthly Peak | 9 | 8991.9437
Portfolio AdjustedSize: 20 kW to 199.99 kWOther2020Typical Event Day | Portfolio Adjusted | Size: 20 kW to 199.99 kW | Other | 2020 | Typical Event Day | 8 | 8991.9437
Portfolio AdjustedSize: 20 kW to 199.99 kWOther2021April Monthly Peak | Portfolio Adjusted | Size: 20 kW to 199.99 kW | Other | 2021 | April Monthly Peak | 4 | 9281.5039
Portfolio AdjustedSize: 20 kW to 199.99 kWOther2021August Monthly Peak | Portfolio Adjusted | Size: 20 kW to 199.99 kW | Other | 2021 | August Monthly Peak | 8 | 9281.5039
Portfolio AdjustedSize: 20 kW to 199.99 kWOther2021December Monthly Peak | Portfolio Adjusted | Size: 20 kW to 199.99 kW | Other | 2021 | December Monthly Peak | 12 | 9281.5039
Portfolio AdjustedSize: 20 kW to 199.99 kWOther2021February Monthly Peak | Portfolio Adjusted | Size: 20 kW to 199.99 kW | Other | 2021 | February Monthly Peak | 2 | 8991.9437
Portfolio AdjustedSize: 20 kW to 199.99 kWOther2021January Monthly Peak | Portfolio Adjusted | Size: 20 kW to 199.99 kW | Other | 2021 | January Monthly Peak | 1 | 8991.9437
Portfolio AdjustedSize: 20 kW to 199.99 kWOther2021July Monthly Peak | Portfolio Adjusted | Size: 20 kW to 199.99 kW | Other | 2021 | July Monthly Peak | 7 | 9281.5039
Portfolio AdjustedSize: 20 kW to 199.99 kWOther2021June Monthly Peak | Portfolio Adjusted | Size: 20 kW to 199.99 kW | Other | 2021 | June Monthly Peak | 6 | 9281.5039
Portfolio AdjustedSize: 20 kW to 199.99 kWOther2021March Monthly Peak | Portfolio Adjusted | Size: 20 kW to 199.99 kW | Other | 2021 | March Monthly Peak | 3 | 8991.9437
Portfolio AdjustedSize: 20 kW to 199.99 kWOther2021May Monthly Peak | Portfolio Adjusted | Size: 20 kW to 199.99 kW | Other | 2021 | May Monthly Peak | 5 | 9281.5039
Portfolio AdjustedSize: 20 kW to 199.99 kWOther2021November Monthly Peak | Portfolio Adjusted | Size: 20 kW to 199.99 kW | Other | 2021 | November Monthly Peak | 11 | 9281.5039
Portfolio AdjustedSize: 20 kW to 199.99 kWOther2021October Monthly Peak | Portfolio Adjusted | Size: 20 kW to 199.99 kW | Other | 2021 | October Monthly Peak | 10 | 9281.5039
Portfolio AdjustedSize: 20 kW to 199.99 kWOther2021September Monthly Peak | Portfolio Adjusted | Size: 20 kW to 199.99 kW | Other | 2021 | September Monthly Peak | 9 | 9281.5039
Portfolio AdjustedSize: 20 kW to 199.99 kWOther2021Typical Event Day | Portfolio Adjusted | Size: 20 kW to 199.99 kW | Other | 2021 | Typical Event Day | 8 | 9281.5039
Portfolio AdjustedSize: 20 kW to 199.99 kWOther2022April Monthly Peak | Portfolio Adjusted | Size: 20 kW to 199.99 kW | Other | 2022 | April Monthly Peak | 4 | 9580.3886
Portfolio AdjustedSize: 20 kW to 199.99 kWOther2022August Monthly Peak | Portfolio Adjusted | Size: 20 kW to 199.99 kW | Other | 2022 | August Monthly Peak | 8 | 9580.3886
Portfolio AdjustedSize: 20 kW to 199.99 kWOther2022December Monthly Peak | Portfolio Adjusted | Size: 20 kW to 199.99 kW | Other | 2022 | December Monthly Peak | 12 | 9580.3886
Portfolio AdjustedSize: 20 kW to 199.99 kWOther2022February Monthly Peak | Portfolio Adjusted | Size: 20 kW to 199.99 kW | Other | 2022 | February Monthly Peak | 2 | 9281.5039
Portfolio AdjustedSize: 20 kW to 199.99 kWOther2022January Monthly Peak | Portfolio Adjusted | Size: 20 kW to 199.99 kW | Other | 2022 | January Monthly Peak | 1 | 9281.5039
Portfolio AdjustedSize: 20 kW to 199.99 kWOther2022July Monthly Peak | Portfolio Adjusted | Size: 20 kW to 199.99 kW | Other | 2022 | July Monthly Peak | 7 | 9580.3886
Portfolio AdjustedSize: 20 kW to 199.99 kWOther2022June Monthly Peak | Portfolio Adjusted | Size: 20 kW to 199.99 kW | Other | 2022 | June Monthly Peak | 6 | 9580.3886
Portfolio AdjustedSize: 20 kW to 199.99 kWOther2022March Monthly Peak | Portfolio Adjusted | Size: 20 kW to 199.99 kW | Other | 2022 | March Monthly Peak | 3 | 9281.5039
Portfolio AdjustedSize: 20 kW to 199.99 kWOther2022May Monthly Peak | Portfolio Adjusted | Size: 20 kW to 199.99 kW | Other | 2022 | May Monthly Peak | 5 | 9580.3886
Portfolio AdjustedSize: 20 kW to 199.99 kWOther2022November Monthly Peak | Portfolio Adjusted | Size: 20 kW to 199.99 kW | Other | 2022 | November Monthly Peak | 11 | 9580.3886
Portfolio AdjustedSize: 20 kW to 199.99 kWOther2022October Monthly Peak | Portfolio Adjusted | Size: 20 kW to 199.99 kW | Other | 2022 | October Monthly Peak | 10 | 9580.3886
Portfolio AdjustedSize: 20 kW to 199.99 kWOther2022September Monthly Peak | Portfolio Adjusted | Size: 20 kW to 199.99 kW | Other | 2022 | September Monthly Peak | 9 | 9580.3886
Portfolio AdjustedSize: 20 kW to 199.99 kWOther2022Typical Event Day | Portfolio Adjusted | Size: 20 kW to 199.99 kW | Other | 2022 | Typical Event Day | 8 | 9580.3886
Portfolio AdjustedSize: 20 kW to 199.99 kWOther2023April Monthly Peak | Portfolio Adjusted | Size: 20 kW to 199.99 kW | Other | 2023 | April Monthly Peak | 4 | 9888.898
Portfolio AdjustedSize: 20 kW to 199.99 kWOther2023August Monthly Peak | Portfolio Adjusted | Size: 20 kW to 199.99 kW | Other | 2023 | August Monthly Peak | 8 | 9888.898
Portfolio AdjustedSize: 20 kW to 199.99 kWOther2023December Monthly Peak | Portfolio Adjusted | Size: 20 kW to 199.99 kW | Other | 2023 | December Monthly Peak | 12 | 9888.898
Portfolio AdjustedSize: 20 kW to 199.99 kWOther2023February Monthly Peak | Portfolio Adjusted | Size: 20 kW to 199.99 kW | Other | 2023 | February Monthly Peak | 2 | 9580.3886
Portfolio AdjustedSize: 20 kW to 199.99 kWOther2023January Monthly Peak | Portfolio Adjusted | Size: 20 kW to 199.99 kW | Other | 2023 | January Monthly Peak | 1 | 9580.3886
Portfolio AdjustedSize: 20 kW to 199.99 kWOther2023July Monthly Peak | Portfolio Adjusted | Size: 20 kW to 199.99 kW | Other | 2023 | July Monthly Peak | 7 | 9888.898
Portfolio AdjustedSize: 20 kW to 199.99 kWOther2023June Monthly Peak | Portfolio Adjusted | Size: 20 kW to 199.99 kW | Other | 2023 | June Monthly Peak | 6 | 9888.898
Portfolio AdjustedSize: 20 kW to 199.99 kWOther2023March Monthly Peak | Portfolio Adjusted | Size: 20 kW to 199.99 kW | Other | 2023 | March Monthly Peak | 3 | 9580.3886
Portfolio AdjustedSize: 20 kW to 199.99 kWOther2023May Monthly Peak | Portfolio Adjusted | Size: 20 kW to 199.99 kW | Other | 2023 | May Monthly Peak | 5 | 9888.898
Portfolio AdjustedSize: 20 kW to 199.99 kWOther2023November Monthly Peak | Portfolio Adjusted | Size: 20 kW to 199.99 kW | Other | 2023 | November Monthly Peak | 11 | 9888.898
Portfolio AdjustedSize: 20 kW to 199.99 kWOther2023October Monthly Peak | Portfolio Adjusted | Size: 20 kW to 199.99 kW | Other | 2023 | October Monthly Peak | 10 | 9888.898
Portfolio AdjustedSize: 20 kW to 199.99 kWOther2023September Monthly Peak | Portfolio Adjusted | Size: 20 kW to 199.99 kW | Other | 2023 | September Monthly Peak | 9 | 9888.898
Portfolio AdjustedSize: 20 kW to 199.99 kWOther2023Typical Event Day | Portfolio Adjusted | Size: 20 kW to 199.99 kW | Other | 2023 | Typical Event Day | 8 | 9888.898
Portfolio AdjustedSize: 20 kW to 199.99 kWOther2024April Monthly Peak | Portfolio Adjusted | Size: 20 kW to 199.99 kW | Other | 2024 | April Monthly Peak | 4 | 10207.342
Portfolio AdjustedSize: 20 kW to 199.99 kWOther2024August Monthly Peak | Portfolio Adjusted | Size: 20 kW to 199.99 kW | Other | 2024 | August Monthly Peak | 8 | 10207.342
Portfolio AdjustedSize: 20 kW to 199.99 kWOther2024December Monthly Peak | Portfolio Adjusted | Size: 20 kW to 199.99 kW | Other | 2024 | December Monthly Peak | 12 | 10207.342
Portfolio AdjustedSize: 20 kW to 199.99 kWOther2024February Monthly Peak | Portfolio Adjusted | Size: 20 kW to 199.99 kW | Other | 2024 | February Monthly Peak | 2 | 9888.898
Portfolio AdjustedSize: 20 kW to 199.99 kWOther2024January Monthly Peak | Portfolio Adjusted | Size: 20 kW to 199.99 kW | Other | 2024 | January Monthly Peak | 1 | 9888.898
Portfolio AdjustedSize: 20 kW to 199.99 kWOther2024July Monthly Peak | Portfolio Adjusted | Size: 20 kW to 199.99 kW | Other | 2024 | July Monthly Peak | 7 | 10207.342
Portfolio AdjustedSize: 20 kW to 199.99 kWOther2024June Monthly Peak | Portfolio Adjusted | Size: 20 kW to 199.99 kW | Other | 2024 | June Monthly Peak | 6 | 10207.342
Portfolio AdjustedSize: 20 kW to 199.99 kWOther2024March Monthly Peak | Portfolio Adjusted | Size: 20 kW to 199.99 kW | Other | 2024 | March Monthly Peak | 3 | 9888.898
Portfolio AdjustedSize: 20 kW to 199.99 kWOther2024May Monthly Peak | Portfolio Adjusted | Size: 20 kW to 199.99 kW | Other | 2024 | May Monthly Peak | 5 | 10207.342
Portfolio AdjustedSize: 20 kW to 199.99 kWOther2024November Monthly Peak | Portfolio Adjusted | Size: 20 kW to 199.99 kW | Other | 2024 | November Monthly Peak | 11 | 10207.342
Portfolio AdjustedSize: 20 kW to 199.99 kWOther2024October Monthly Peak | Portfolio Adjusted | Size: 20 kW to 199.99 kW | Other | 2024 | October Monthly Peak | 10 | 10207.342
Portfolio AdjustedSize: 20 kW to 199.99 kWOther2024September Monthly Peak | Portfolio Adjusted | Size: 20 kW to 199.99 kW | Other | 2024 | September Monthly Peak | 9 | 10207.342
Portfolio AdjustedSize: 20 kW to 199.99 kWOther2024Typical Event Day | Portfolio Adjusted | Size: 20 kW to 199.99 kW | Other | 2024 | Typical Event Day | 8 | 10207.342
Portfolio AdjustedSize: 20 kW to 199.99 kWOther2025April Monthly Peak | Portfolio Adjusted | Size: 20 kW to 199.99 kW | Other | 2025 | April Monthly Peak | 4 | 10536.0407
Portfolio AdjustedSize: 20 kW to 199.99 kWOther2025August Monthly Peak | Portfolio Adjusted | Size: 20 kW to 199.99 kW | Other | 2025 | August Monthly Peak | 8 | 10536.0407
Portfolio AdjustedSize: 20 kW to 199.99 kWOther2025December Monthly Peak | Portfolio Adjusted | Size: 20 kW to 199.99 kW | Other | 2025 | December Monthly Peak | 12 | 10536.0407
Portfolio AdjustedSize: 20 kW to 199.99 kWOther2025February Monthly Peak | Portfolio Adjusted | Size: 20 kW to 199.99 kW | Other | 2025 | February Monthly Peak | 2 | 10207.342
Portfolio AdjustedSize: 20 kW to 199.99 kWOther2025January Monthly Peak | Portfolio Adjusted | Size: 20 kW to 199.99 kW | Other | 2025 | January Monthly Peak | 1 | 10207.342
Portfolio AdjustedSize: 20 kW to 199.99 kWOther2025July Monthly Peak | Portfolio Adjusted | Size: 20 kW to 199.99 kW | Other | 2025 | July Monthly Peak | 7 | 10536.0407
Portfolio AdjustedSize: 20 kW to 199.99 kWOther2025June Monthly Peak | Portfolio Adjusted | Size: 20 kW to 199.99 kW | Other | 2025 | June Monthly Peak | 6 | 10536.0407
Portfolio AdjustedSize: 20 kW to 199.99 kWOther2025March Monthly Peak | Portfolio Adjusted | Size: 20 kW to 199.99 kW | Other | 2025 | March Monthly Peak | 3 | 10207.342
Portfolio AdjustedSize: 20 kW to 199.99 kWOther2025May Monthly Peak | Portfolio Adjusted | Size: 20 kW to 199.99 kW | Other | 2025 | May Monthly Peak | 5 | 10536.0407
Portfolio AdjustedSize: 20 kW to 199.99 kWOther2025November Monthly Peak | Portfolio Adjusted | Size: 20 kW to 199.99 kW | Other | 2025 | November Monthly Peak | 11 | 10536.0407
Portfolio AdjustedSize: 20 kW to 199.99 kWOther2025October Monthly Peak | Portfolio Adjusted | Size: 20 kW to 199.99 kW | Other | 2025 | October Monthly Peak | 10 | 10536.0407
Portfolio AdjustedSize: 20 kW to 199.99 kWOther2025September Monthly Peak | Portfolio Adjusted | Size: 20 kW to 199.99 kW | Other | 2025 | September Monthly Peak | 9 | 10536.0407
Portfolio AdjustedSize: 20 kW to 199.99 kWOther2025Typical Event Day | Portfolio Adjusted | Size: 20 kW to 199.99 kW | Other | 2025 | Typical Event Day | 8 | 10536.0407
Portfolio AdjustedSize: 20 kW to 199.99 kWSouth of Lugo2015April Monthly Peak | Portfolio Adjusted | Size: 20 kW to 199.99 kW | South of Lugo | 2015 | April Monthly Peak | 4 | 0
Portfolio AdjustedSize: 20 kW to 199.99 kWSouth of Lugo2015August Monthly Peak | Portfolio Adjusted | Size: 20 kW to 199.99 kW | South of Lugo | 2015 | August Monthly Peak | 8 | 0
Portfolio AdjustedSize: 20 kW to 199.99 kWSouth of Lugo2015December Monthly Peak | Portfolio Adjusted | Size: 20 kW to 199.99 kW | South of Lugo | 2015 | December Monthly Peak | 12 | 0
Portfolio AdjustedSize: 20 kW to 199.99 kWSouth of Lugo2015February Monthly Peak | Portfolio Adjusted | Size: 20 kW to 199.99 kW | South of Lugo | 2015 | February Monthly Peak | 2 | 0
Portfolio AdjustedSize: 20 kW to 199.99 kWSouth of Lugo2015January Monthly Peak | Portfolio Adjusted | Size: 20 kW to 199.99 kW | South of Lugo | 2015 | January Monthly Peak | 1 | 0
Portfolio AdjustedSize: 20 kW to 199.99 kWSouth of Lugo2015July Monthly Peak | Portfolio Adjusted | Size: 20 kW to 199.99 kW | South of Lugo | 2015 | July Monthly Peak | 7 | 0
Portfolio AdjustedSize: 20 kW to 199.99 kWSouth of Lugo2015June Monthly Peak | Portfolio Adjusted | Size: 20 kW to 199.99 kW | South of Lugo | 2015 | June Monthly Peak | 6 | 0
Portfolio AdjustedSize: 20 kW to 199.99 kWSouth of Lugo2015March Monthly Peak | Portfolio Adjusted | Size: 20 kW to 199.99 kW | South of Lugo | 2015 | March Monthly Peak | 3 | 0
Portfolio AdjustedSize: 20 kW to 199.99 kWSouth of Lugo2015May Monthly Peak | Portfolio Adjusted | Size: 20 kW to 199.99 kW | South of Lugo | 2015 | May Monthly Peak | 5 | 0
Portfolio AdjustedSize: 20 kW to 199.99 kWSouth of Lugo2015November Monthly Peak | Portfolio Adjusted | Size: 20 kW to 199.99 kW | South of Lugo | 2015 | November Monthly Peak | 11 | 0
Portfolio AdjustedSize: 20 kW to 199.99 kWSouth of Lugo2015October Monthly Peak | Portfolio Adjusted | Size: 20 kW to 199.99 kW | South of Lugo | 2015 | October Monthly Peak | 10 | 0
Portfolio AdjustedSize: 20 kW to 199.99 kWSouth of Lugo2015September Monthly Peak | Portfolio Adjusted | Size: 20 kW to 199.99 kW | South of Lugo | 2015 | September Monthly Peak | 9 | 0
Portfolio AdjustedSize: 20 kW to 199.99 kWSouth of Lugo2015Typical Event Day | Portfolio Adjusted | Size: 20 kW to 199.99 kW | South of Lugo | 2015 | Typical Event Day | 8 | 0
Portfolio AdjustedSize: 20 kW to 199.99 kWSouth of Lugo2016April Monthly Peak | Portfolio Adjusted | Size: 20 kW to 199.99 kW | South of Lugo | 2016 | April Monthly Peak | 4 | 0
Portfolio AdjustedSize: 20 kW to 199.99 kWSouth of Lugo2016August Monthly Peak | Portfolio Adjusted | Size: 20 kW to 199.99 kW | South of Lugo | 2016 | August Monthly Peak | 8 | 0
Portfolio AdjustedSize: 20 kW to 199.99 kWSouth of Lugo2016December Monthly Peak | Portfolio Adjusted | Size: 20 kW to 199.99 kW | South of Lugo | 2016 | December Monthly Peak | 12 | 0
Portfolio AdjustedSize: 20 kW to 199.99 kWSouth of Lugo2016February Monthly Peak | Portfolio Adjusted | Size: 20 kW to 199.99 kW | South of Lugo | 2016 | February Monthly Peak | 2 | 0
Portfolio AdjustedSize: 20 kW to 199.99 kWSouth of Lugo2016January Monthly Peak | Portfolio Adjusted | Size: 20 kW to 199.99 kW | South of Lugo | 2016 | January Monthly Peak | 1 | 0
Portfolio AdjustedSize: 20 kW to 199.99 kWSouth of Lugo2016July Monthly Peak | Portfolio Adjusted | Size: 20 kW to 199.99 kW | South of Lugo | 2016 | July Monthly Peak | 7 | 0
Portfolio AdjustedSize: 20 kW to 199.99 kWSouth of Lugo2016June Monthly Peak | Portfolio Adjusted | Size: 20 kW to 199.99 kW | South of Lugo | 2016 | June Monthly Peak | 6 | 0
Portfolio AdjustedSize: 20 kW to 199.99 kWSouth of Lugo2016March Monthly Peak | Portfolio Adjusted | Size: 20 kW to 199.99 kW | South of Lugo | 2016 | March Monthly Peak | 3 | 0
Portfolio AdjustedSize: 20 kW to 199.99 kWSouth of Lugo2016May Monthly Peak | Portfolio Adjusted | Size: 20 kW to 199.99 kW | South of Lugo | 2016 | May Monthly Peak | 5 | 0
Portfolio AdjustedSize: 20 kW to 199.99 kWSouth of Lugo2016November Monthly Peak | Portfolio Adjusted | Size: 20 kW to 199.99 kW | South of Lugo | 2016 | November Monthly Peak | 11 | 0
Portfolio AdjustedSize: 20 kW to 199.99 kWSouth of Lugo2016October Monthly Peak | Portfolio Adjusted | Size: 20 kW to 199.99 kW | South of Lugo | 2016 | October Monthly Peak | 10 | 0
Portfolio AdjustedSize: 20 kW to 199.99 kWSouth of Lugo2016September Monthly Peak | Portfolio Adjusted | Size: 20 kW to 199.99 kW | South of Lugo | 2016 | September Monthly Peak | 9 | 0
Portfolio AdjustedSize: 20 kW to 199.99 kWSouth of Lugo2016Typical Event Day | Portfolio Adjusted | Size: 20 kW to 199.99 kW | South of Lugo | 2016 | Typical Event Day | 8 | 0
Portfolio AdjustedSize: 20 kW to 199.99 kWSouth of Lugo2017April Monthly Peak | Portfolio Adjusted | Size: 20 kW to 199.99 kW | South of Lugo | 2017 | April Monthly Peak | 4 | 4313.6789
Portfolio AdjustedSize: 20 kW to 199.99 kWSouth of Lugo2017August Monthly Peak | Portfolio Adjusted | Size: 20 kW to 199.99 kW | South of Lugo | 2017 | August Monthly Peak | 8 | 4313.6789
Portfolio AdjustedSize: 20 kW to 199.99 kWSouth of Lugo2017December Monthly Peak | Portfolio Adjusted | Size: 20 kW to 199.99 kW | South of Lugo | 2017 | December Monthly Peak | 12 | 4313.6789
Portfolio AdjustedSize: 20 kW to 199.99 kWSouth of Lugo2017February Monthly Peak | Portfolio Adjusted | Size: 20 kW to 199.99 kW | South of Lugo | 2017 | February Monthly Peak | 2 | 0
Portfolio AdjustedSize: 20 kW to 199.99 kWSouth of Lugo2017January Monthly Peak | Portfolio Adjusted | Size: 20 kW to 199.99 kW | South of Lugo | 2017 | January Monthly Peak | 1 | 0
Portfolio AdjustedSize: 20 kW to 199.99 kWSouth of Lugo2017July Monthly Peak | Portfolio Adjusted | Size: 20 kW to 199.99 kW | South of Lugo | 2017 | July Monthly Peak | 7 | 4313.6789
Portfolio AdjustedSize: 20 kW to 199.99 kWSouth of Lugo2017June Monthly Peak | Portfolio Adjusted | Size: 20 kW to 199.99 kW | South of Lugo | 2017 | June Monthly Peak | 6 | 4313.6789
Portfolio AdjustedSize: 20 kW to 199.99 kWSouth of Lugo2017March Monthly Peak | Portfolio Adjusted | Size: 20 kW to 199.99 kW | South of Lugo | 2017 | March Monthly Peak | 3 | 0
Portfolio AdjustedSize: 20 kW to 199.99 kWSouth of Lugo2017May Monthly Peak | Portfolio Adjusted | Size: 20 kW to 199.99 kW | South of Lugo | 2017 | May Monthly Peak | 5 | 4313.6789
Portfolio AdjustedSize: 20 kW to 199.99 kWSouth of Lugo2017November Monthly Peak | Portfolio Adjusted | Size: 20 kW to 199.99 kW | South of Lugo | 2017 | November Monthly Peak | 11 | 4313.6789
Portfolio AdjustedSize: 20 kW to 199.99 kWSouth of Lugo2017October Monthly Peak | Portfolio Adjusted | Size: 20 kW to 199.99 kW | South of Lugo | 2017 | October Monthly Peak | 10 | 4313.6789
Portfolio AdjustedSize: 20 kW to 199.99 kWSouth of Lugo2017September Monthly Peak | Portfolio Adjusted | Size: 20 kW to 199.99 kW | South of Lugo | 2017 | September Monthly Peak | 9 | 4313.6789
Portfolio AdjustedSize: 20 kW to 199.99 kWSouth of Lugo2017Typical Event Day | Portfolio Adjusted | Size: 20 kW to 199.99 kW | South of Lugo | 2017 | Typical Event Day | 8 | 4313.6789
Portfolio AdjustedSize: 20 kW to 199.99 kWSouth of Lugo2018April Monthly Peak | Portfolio Adjusted | Size: 20 kW to 199.99 kW | South of Lugo | 2018 | April Monthly Peak | 4 | 1725.4716
Portfolio AdjustedSize: 20 kW to 199.99 kWSouth of Lugo2018August Monthly Peak | Portfolio Adjusted | Size: 20 kW to 199.99 kW | South of Lugo | 2018 | August Monthly Peak | 8 | 1725.4716
Portfolio AdjustedSize: 20 kW to 199.99 kWSouth of Lugo2018December Monthly Peak | Portfolio Adjusted | Size: 20 kW to 199.99 kW | South of Lugo | 2018 | December Monthly Peak | 12 | 1725.4716
Portfolio AdjustedSize: 20 kW to 199.99 kWSouth of Lugo2018February Monthly Peak | Portfolio Adjusted | Size: 20 kW to 199.99 kW | South of Lugo | 2018 | February Monthly Peak | 2 | 4313.6789
Portfolio AdjustedSize: 20 kW to 199.99 kWSouth of Lugo2018January Monthly Peak | Portfolio Adjusted | Size: 20 kW to 199.99 kW | South of Lugo | 2018 | January Monthly Peak | 1 | 4313.6789
Portfolio AdjustedSize: 20 kW to 199.99 kWSouth of Lugo2018July Monthly Peak | Portfolio Adjusted | Size: 20 kW to 199.99 kW | South of Lugo | 2018 | July Monthly Peak | 7 | 1725.4716
Portfolio AdjustedSize: 20 kW to 199.99 kWSouth of Lugo2018June Monthly Peak | Portfolio Adjusted | Size: 20 kW to 199.99 kW | South of Lugo | 2018 | June Monthly Peak | 6 | 1725.4716
Portfolio AdjustedSize: 20 kW to 199.99 kWSouth of Lugo2018March Monthly Peak | Portfolio Adjusted | Size: 20 kW to 199.99 kW | South of Lugo | 2018 | March Monthly Peak | 3 | 4313.6789
Portfolio AdjustedSize: 20 kW to 199.99 kWSouth of Lugo2018May Monthly Peak | Portfolio Adjusted | Size: 20 kW to 199.99 kW | South of Lugo | 2018 | May Monthly Peak | 5 | 1725.4716
Portfolio AdjustedSize: 20 kW to 199.99 kWSouth of Lugo2018November Monthly Peak | Portfolio Adjusted | Size: 20 kW to 199.99 kW | South of Lugo | 2018 | November Monthly Peak | 11 | 1725.4716
Portfolio AdjustedSize: 20 kW to 199.99 kWSouth of Lugo2018October Monthly Peak | Portfolio Adjusted | Size: 20 kW to 199.99 kW | South of Lugo | 2018 | October Monthly Peak | 10 | 1725.4716
Portfolio AdjustedSize: 20 kW to 199.99 kWSouth of Lugo2018September Monthly Peak | Portfolio Adjusted | Size: 20 kW to 199.99 kW | South of Lugo | 2018 | September Monthly Peak | 9 | 1725.4716
Portfolio AdjustedSize: 20 kW to 199.99 kWSouth of Lugo2018Typical Event Day | Portfolio Adjusted | Size: 20 kW to 199.99 kW | South of Lugo | 2018 | Typical Event Day | 8 | 1725.4716
Portfolio AdjustedSize: 20 kW to 199.99 kWSouth of Lugo2019April Monthly Peak | Portfolio Adjusted | Size: 20 kW to 199.99 kW | South of Lugo | 2019 | April Monthly Peak | 4 | 1781.0355
Portfolio AdjustedSize: 20 kW to 199.99 kWSouth of Lugo2019August Monthly Peak | Portfolio Adjusted | Size: 20 kW to 199.99 kW | South of Lugo | 2019 | August Monthly Peak | 8 | 1781.0355
Portfolio AdjustedSize: 20 kW to 199.99 kWSouth of Lugo2019December Monthly Peak | Portfolio Adjusted | Size: 20 kW to 199.99 kW | South of Lugo | 2019 | December Monthly Peak | 12 | 1781.0355
Portfolio AdjustedSize: 20 kW to 199.99 kWSouth of Lugo2019February Monthly Peak | Portfolio Adjusted | Size: 20 kW to 199.99 kW | South of Lugo | 2019 | February Monthly Peak | 2 | 1725.4716
Portfolio AdjustedSize: 20 kW to 199.99 kWSouth of Lugo2019January Monthly Peak | Portfolio Adjusted | Size: 20 kW to 199.99 kW | South of Lugo | 2019 | January Monthly Peak | 1 | 1725.4716
Portfolio AdjustedSize: 20 kW to 199.99 kWSouth of Lugo2019July Monthly Peak | Portfolio Adjusted | Size: 20 kW to 199.99 kW | South of Lugo | 2019 | July Monthly Peak | 7 | 1781.0355
Portfolio AdjustedSize: 20 kW to 199.99 kWSouth of Lugo2019June Monthly Peak | Portfolio Adjusted | Size: 20 kW to 199.99 kW | South of Lugo | 2019 | June Monthly Peak | 6 | 1781.0355
Portfolio AdjustedSize: 20 kW to 199.99 kWSouth of Lugo2019March Monthly Peak | Portfolio Adjusted | Size: 20 kW to 199.99 kW | South of Lugo | 2019 | March Monthly Peak | 3 | 1725.4716
Portfolio AdjustedSize: 20 kW to 199.99 kWSouth of Lugo2019May Monthly Peak | Portfolio Adjusted | Size: 20 kW to 199.99 kW | South of Lugo | 2019 | May Monthly Peak | 5 | 1781.0355
Portfolio AdjustedSize: 20 kW to 199.99 kWSouth of Lugo2019November Monthly Peak | Portfolio Adjusted | Size: 20 kW to 199.99 kW | South of Lugo | 2019 | November Monthly Peak | 11 | 1781.0355
Portfolio AdjustedSize: 20 kW to 199.99 kWSouth of Lugo2019October Monthly Peak | Portfolio Adjusted | Size: 20 kW to 199.99 kW | South of Lugo | 2019 | October Monthly Peak | 10 | 1781.0355
Portfolio AdjustedSize: 20 kW to 199.99 kWSouth of Lugo2019September Monthly Peak | Portfolio Adjusted | Size: 20 kW to 199.99 kW | South of Lugo | 2019 | September Monthly Peak | 9 | 1781.0355
Portfolio AdjustedSize: 20 kW to 199.99 kWSouth of Lugo2019Typical Event Day | Portfolio Adjusted | Size: 20 kW to 199.99 kW | South of Lugo | 2019 | Typical Event Day | 8 | 1781.0355
Portfolio AdjustedSize: 20 kW to 199.99 kWSouth of Lugo2020April Monthly Peak | Portfolio Adjusted | Size: 20 kW to 199.99 kW | South of Lugo | 2020 | April Monthly Peak | 4 | 1838.3888
Portfolio AdjustedSize: 20 kW to 199.99 kWSouth of Lugo2020August Monthly Peak | Portfolio Adjusted | Size: 20 kW to 199.99 kW | South of Lugo | 2020 | August Monthly Peak | 8 | 1838.3888
Portfolio AdjustedSize: 20 kW to 199.99 kWSouth of Lugo2020December Monthly Peak | Portfolio Adjusted | Size: 20 kW to 199.99 kW | South of Lugo | 2020 | December Monthly Peak | 12 | 1838.3888
Portfolio AdjustedSize: 20 kW to 199.99 kWSouth of Lugo2020February Monthly Peak | Portfolio Adjusted | Size: 20 kW to 199.99 kW | South of Lugo | 2020 | February Monthly Peak | 2 | 1781.0355
Portfolio AdjustedSize: 20 kW to 199.99 kWSouth of Lugo2020January Monthly Peak | Portfolio Adjusted | Size: 20 kW to 199.99 kW | South of Lugo | 2020 | January Monthly Peak | 1 | 1781.0355
Portfolio AdjustedSize: 20 kW to 199.99 kWSouth of Lugo2020July Monthly Peak | Portfolio Adjusted | Size: 20 kW to 199.99 kW | South of Lugo | 2020 | July Monthly Peak | 7 | 1838.3888
Portfolio AdjustedSize: 20 kW to 199.99 kWSouth of Lugo2020June Monthly Peak | Portfolio Adjusted | Size: 20 kW to 199.99 kW | South of Lugo | 2020 | June Monthly Peak | 6 | 1838.3888
Portfolio AdjustedSize: 20 kW to 199.99 kWSouth of Lugo2020March Monthly Peak | Portfolio Adjusted | Size: 20 kW to 199.99 kW | South of Lugo | 2020 | March Monthly Peak | 3 | 1781.0355
Portfolio AdjustedSize: 20 kW to 199.99 kWSouth of Lugo2020May Monthly Peak | Portfolio Adjusted | Size: 20 kW to 199.99 kW | South of Lugo | 2020 | May Monthly Peak | 5 | 1838.3888
Portfolio AdjustedSize: 20 kW to 199.99 kWSouth of Lugo2020November Monthly Peak | Portfolio Adjusted | Size: 20 kW to 199.99 kW | South of Lugo | 2020 | November Monthly Peak | 11 | 1838.3888
Portfolio AdjustedSize: 20 kW to 199.99 kWSouth of Lugo2020October Monthly Peak | Portfolio Adjusted | Size: 20 kW to 199.99 kW | South of Lugo | 2020 | October Monthly Peak | 10 | 1838.3888
Portfolio AdjustedSize: 20 kW to 199.99 kWSouth of Lugo2020September Monthly Peak | Portfolio Adjusted | Size: 20 kW to 199.99 kW | South of Lugo | 2020 | September Monthly Peak | 9 | 1838.3888
Portfolio AdjustedSize: 20 kW to 199.99 kWSouth of Lugo2020Typical Event Day | Portfolio Adjusted | Size: 20 kW to 199.99 kW | South of Lugo | 2020 | Typical Event Day | 8 | 1838.3888
Portfolio AdjustedSize: 20 kW to 199.99 kWSouth of Lugo2021April Monthly Peak | Portfolio Adjusted | Size: 20 kW to 199.99 kW | South of Lugo | 2021 | April Monthly Peak | 4 | 1897.5889
Portfolio AdjustedSize: 20 kW to 199.99 kWSouth of Lugo2021August Monthly Peak | Portfolio Adjusted | Size: 20 kW to 199.99 kW | South of Lugo | 2021 | August Monthly Peak | 8 | 1897.5889
Portfolio AdjustedSize: 20 kW to 199.99 kWSouth of Lugo2021December Monthly Peak | Portfolio Adjusted | Size: 20 kW to 199.99 kW | South of Lugo | 2021 | December Monthly Peak | 12 | 1897.5889
Portfolio AdjustedSize: 20 kW to 199.99 kWSouth of Lugo2021February Monthly Peak | Portfolio Adjusted | Size: 20 kW to 199.99 kW | South of Lugo | 2021 | February Monthly Peak | 2 | 1838.3888
Portfolio AdjustedSize: 20 kW to 199.99 kWSouth of Lugo2021January Monthly Peak | Portfolio Adjusted | Size: 20 kW to 199.99 kW | South of Lugo | 2021 | January Monthly Peak | 1 | 1838.3888
Portfolio AdjustedSize: 20 kW to 199.99 kWSouth of Lugo2021July Monthly Peak | Portfolio Adjusted | Size: 20 kW to 199.99 kW | South of Lugo | 2021 | July Monthly Peak | 7 | 1897.5889
Portfolio AdjustedSize: 20 kW to 199.99 kWSouth of Lugo2021June Monthly Peak | Portfolio Adjusted | Size: 20 kW to 199.99 kW | South of Lugo | 2021 | June Monthly Peak | 6 | 1897.5889
Portfolio AdjustedSize: 20 kW to 199.99 kWSouth of Lugo2021March Monthly Peak | Portfolio Adjusted | Size: 20 kW to 199.99 kW | South of Lugo | 2021 | March Monthly Peak | 3 | 1838.3888
Portfolio AdjustedSize: 20 kW to 199.99 kWSouth of Lugo2021May Monthly Peak | Portfolio Adjusted | Size: 20 kW to 199.99 kW | South of Lugo | 2021 | May Monthly Peak | 5 | 1897.5889
Portfolio AdjustedSize: 20 kW to 199.99 kWSouth of Lugo2021November Monthly Peak | Portfolio Adjusted | Size: 20 kW to 199.99 kW | South of Lugo | 2021 | November Monthly Peak | 11 | 1897.5889
Portfolio AdjustedSize: 20 kW to 199.99 kWSouth of Lugo2021October Monthly Peak | Portfolio Adjusted | Size: 20 kW to 199.99 kW | South of Lugo | 2021 | October Monthly Peak | 10 | 1897.5889
Portfolio AdjustedSize: 20 kW to 199.99 kWSouth of Lugo2021September Monthly Peak | Portfolio Adjusted | Size: 20 kW to 199.99 kW | South of Lugo | 2021 | September Monthly Peak | 9 | 1897.5889
Portfolio AdjustedSize: 20 kW to 199.99 kWSouth of Lugo2021Typical Event Day | Portfolio Adjusted | Size: 20 kW to 199.99 kW | South of Lugo | 2021 | Typical Event Day | 8 | 1897.5889
Portfolio AdjustedSize: 20 kW to 199.99 kWSouth of Lugo2022April Monthly Peak | Portfolio Adjusted | Size: 20 kW to 199.99 kW | South of Lugo | 2022 | April Monthly Peak | 4 | 1958.6954
Portfolio AdjustedSize: 20 kW to 199.99 kWSouth of Lugo2022August Monthly Peak | Portfolio Adjusted | Size: 20 kW to 199.99 kW | South of Lugo | 2022 | August Monthly Peak | 8 | 1958.6954
Portfolio AdjustedSize: 20 kW to 199.99 kWSouth of Lugo2022December Monthly Peak | Portfolio Adjusted | Size: 20 kW to 199.99 kW | South of Lugo | 2022 | December Monthly Peak | 12 | 1958.6954
Portfolio AdjustedSize: 20 kW to 199.99 kWSouth of Lugo2022February Monthly Peak | Portfolio Adjusted | Size: 20 kW to 199.99 kW | South of Lugo | 2022 | February Monthly Peak | 2 | 1897.5889
Portfolio AdjustedSize: 20 kW to 199.99 kWSouth of Lugo2022January Monthly Peak | Portfolio Adjusted | Size: 20 kW to 199.99 kW | South of Lugo | 2022 | January Monthly Peak | 1 | 1897.5889
Portfolio AdjustedSize: 20 kW to 199.99 kWSouth of Lugo2022July Monthly Peak | Portfolio Adjusted | Size: 20 kW to 199.99 kW | South of Lugo | 2022 | July Monthly Peak | 7 | 1958.6954
Portfolio AdjustedSize: 20 kW to 199.99 kWSouth of Lugo2022June Monthly Peak | Portfolio Adjusted | Size: 20 kW to 199.99 kW | South of Lugo | 2022 | June Monthly Peak | 6 | 1958.6954
Portfolio AdjustedSize: 20 kW to 199.99 kWSouth of Lugo2022March Monthly Peak | Portfolio Adjusted | Size: 20 kW to 199.99 kW | South of Lugo | 2022 | March Monthly Peak | 3 | 1897.5889
Portfolio AdjustedSize: 20 kW to 199.99 kWSouth of Lugo2022May Monthly Peak | Portfolio Adjusted | Size: 20 kW to 199.99 kW | South of Lugo | 2022 | May Monthly Peak | 5 | 1958.6954
Portfolio AdjustedSize: 20 kW to 199.99 kWSouth of Lugo2022November Monthly Peak | Portfolio Adjusted | Size: 20 kW to 199.99 kW | South of Lugo | 2022 | November Monthly Peak | 11 | 1958.6954
Portfolio AdjustedSize: 20 kW to 199.99 kWSouth of Lugo2022October Monthly Peak | Portfolio Adjusted | Size: 20 kW to 199.99 kW | South of Lugo | 2022 | October Monthly Peak | 10 | 1958.6954
Portfolio AdjustedSize: 20 kW to 199.99 kWSouth of Lugo2022September Monthly Peak | Portfolio Adjusted | Size: 20 kW to 199.99 kW | South of Lugo | 2022 | September Monthly Peak | 9 | 1958.6954
Portfolio AdjustedSize: 20 kW to 199.99 kWSouth of Lugo2022Typical Event Day | Portfolio Adjusted | Size: 20 kW to 199.99 kW | South of Lugo | 2022 | Typical Event Day | 8 | 1958.6954
Portfolio AdjustedSize: 20 kW to 199.99 kWSouth of Lugo2023April Monthly Peak | Portfolio Adjusted | Size: 20 kW to 199.99 kW | South of Lugo | 2023 | April Monthly Peak | 4 | 2021.7696
Portfolio AdjustedSize: 20 kW to 199.99 kWSouth of Lugo2023August Monthly Peak | Portfolio Adjusted | Size: 20 kW to 199.99 kW | South of Lugo | 2023 | August Monthly Peak | 8 | 2021.7696
Portfolio AdjustedSize: 20 kW to 199.99 kWSouth of Lugo2023December Monthly Peak | Portfolio Adjusted | Size: 20 kW to 199.99 kW | South of Lugo | 2023 | December Monthly Peak | 12 | 2021.7696
Portfolio AdjustedSize: 20 kW to 199.99 kWSouth of Lugo2023February Monthly Peak | Portfolio Adjusted | Size: 20 kW to 199.99 kW | South of Lugo | 2023 | February Monthly Peak | 2 | 1958.6954
Portfolio AdjustedSize: 20 kW to 199.99 kWSouth of Lugo2023January Monthly Peak | Portfolio Adjusted | Size: 20 kW to 199.99 kW | South of Lugo | 2023 | January Monthly Peak | 1 | 1958.6954
Portfolio AdjustedSize: 20 kW to 199.99 kWSouth of Lugo2023July Monthly Peak | Portfolio Adjusted | Size: 20 kW to 199.99 kW | South of Lugo | 2023 | July Monthly Peak | 7 | 2021.7696
Portfolio AdjustedSize: 20 kW to 199.99 kWSouth of Lugo2023June Monthly Peak | Portfolio Adjusted | Size: 20 kW to 199.99 kW | South of Lugo | 2023 | June Monthly Peak | 6 | 2021.7696
Portfolio AdjustedSize: 20 kW to 199.99 kWSouth of Lugo2023March Monthly Peak | Portfolio Adjusted | Size: 20 kW to 199.99 kW | South of Lugo | 2023 | March Monthly Peak | 3 | 1958.6954
Portfolio AdjustedSize: 20 kW to 199.99 kWSouth of Lugo2023May Monthly Peak | Portfolio Adjusted | Size: 20 kW to 199.99 kW | South of Lugo | 2023 | May Monthly Peak | 5 | 2021.7696
Portfolio AdjustedSize: 20 kW to 199.99 kWSouth of Lugo2023November Monthly Peak | Portfolio Adjusted | Size: 20 kW to 199.99 kW | South of Lugo | 2023 | November Monthly Peak | 11 | 2021.7696
Portfolio AdjustedSize: 20 kW to 199.99 kWSouth of Lugo2023October Monthly Peak | Portfolio Adjusted | Size: 20 kW to 199.99 kW | South of Lugo | 2023 | October Monthly Peak | 10 | 2021.7696
Portfolio AdjustedSize: 20 kW to 199.99 kWSouth of Lugo2023September Monthly Peak | Portfolio Adjusted | Size: 20 kW to 199.99 kW | South of Lugo | 2023 | September Monthly Peak | 9 | 2021.7696
Portfolio AdjustedSize: 20 kW to 199.99 kWSouth of Lugo2023Typical Event Day | Portfolio Adjusted | Size: 20 kW to 199.99 kW | South of Lugo | 2023 | Typical Event Day | 8 | 2021.7696
Portfolio AdjustedSize: 20 kW to 199.99 kWSouth of Lugo2024April Monthly Peak | Portfolio Adjusted | Size: 20 kW to 199.99 kW | South of Lugo | 2024 | April Monthly Peak | 4 | 2086.875
Portfolio AdjustedSize: 20 kW to 199.99 kWSouth of Lugo2024August Monthly Peak | Portfolio Adjusted | Size: 20 kW to 199.99 kW | South of Lugo | 2024 | August Monthly Peak | 8 | 2086.875
Portfolio AdjustedSize: 20 kW to 199.99 kWSouth of Lugo2024December Monthly Peak | Portfolio Adjusted | Size: 20 kW to 199.99 kW | South of Lugo | 2024 | December Monthly Peak | 12 | 2086.875
Portfolio AdjustedSize: 20 kW to 199.99 kWSouth of Lugo2024February Monthly Peak | Portfolio Adjusted | Size: 20 kW to 199.99 kW | South of Lugo | 2024 | February Monthly Peak | 2 | 2021.7696
Portfolio AdjustedSize: 20 kW to 199.99 kWSouth of Lugo2024January Monthly Peak | Portfolio Adjusted | Size: 20 kW to 199.99 kW | South of Lugo | 2024 | January Monthly Peak | 1 | 2021.7696
Portfolio AdjustedSize: 20 kW to 199.99 kWSouth of Lugo2024July Monthly Peak | Portfolio Adjusted | Size: 20 kW to 199.99 kW | South of Lugo | 2024 | July Monthly Peak | 7 | 2086.875
Portfolio AdjustedSize: 20 kW to 199.99 kWSouth of Lugo2024June Monthly Peak | Portfolio Adjusted | Size: 20 kW to 199.99 kW | South of Lugo | 2024 | June Monthly Peak | 6 | 2086.875
Portfolio AdjustedSize: 20 kW to 199.99 kWSouth of Lugo2024March Monthly Peak | Portfolio Adjusted | Size: 20 kW to 199.99 kW | South of Lugo | 2024 | March Monthly Peak | 3 | 2021.7696
Portfolio AdjustedSize: 20 kW to 199.99 kWSouth of Lugo2024May Monthly Peak | Portfolio Adjusted | Size: 20 kW to 199.99 kW | South of Lugo | 2024 | May Monthly Peak | 5 | 2086.875
Portfolio AdjustedSize: 20 kW to 199.99 kWSouth of Lugo2024November Monthly Peak | Portfolio Adjusted | Size: 20 kW to 199.99 kW | South of Lugo | 2024 | November Monthly Peak | 11 | 2086.875
Portfolio AdjustedSize: 20 kW to 199.99 kWSouth of Lugo2024October Monthly Peak | Portfolio Adjusted | Size: 20 kW to 199.99 kW | South of Lugo | 2024 | October Monthly Peak | 10 | 2086.875
Portfolio AdjustedSize: 20 kW to 199.99 kWSouth of Lugo2024September Monthly Peak | Portfolio Adjusted | Size: 20 kW to 199.99 kW | South of Lugo | 2024 | September Monthly Peak | 9 | 2086.875
Portfolio AdjustedSize: 20 kW to 199.99 kWSouth of Lugo2024Typical Event Day | Portfolio Adjusted | Size: 20 kW to 199.99 kW | South of Lugo | 2024 | Typical Event Day | 8 | 2086.875
Portfolio AdjustedSize: 20 kW to 199.99 kWSouth of Lugo2025April Monthly Peak | Portfolio Adjusted | Size: 20 kW to 199.99 kW | South of Lugo | 2025 | April Monthly Peak | 4 | 2154.077
Portfolio AdjustedSize: 20 kW to 199.99 kWSouth of Lugo2025August Monthly Peak | Portfolio Adjusted | Size: 20 kW to 199.99 kW | South of Lugo | 2025 | August Monthly Peak | 8 | 2154.077
Portfolio AdjustedSize: 20 kW to 199.99 kWSouth of Lugo2025December Monthly Peak | Portfolio Adjusted | Size: 20 kW to 199.99 kW | South of Lugo | 2025 | December Monthly Peak | 12 | 2154.077
Portfolio AdjustedSize: 20 kW to 199.99 kWSouth of Lugo2025February Monthly Peak | Portfolio Adjusted | Size: 20 kW to 199.99 kW | South of Lugo | 2025 | February Monthly Peak | 2 | 2086.875
Portfolio AdjustedSize: 20 kW to 199.99 kWSouth of Lugo2025January Monthly Peak | Portfolio Adjusted | Size: 20 kW to 199.99 kW | South of Lugo | 2025 | January Monthly Peak | 1 | 2086.875
Portfolio AdjustedSize: 20 kW to 199.99 kWSouth of Lugo2025July Monthly Peak | Portfolio Adjusted | Size: 20 kW to 199.99 kW | South of Lugo | 2025 | July Monthly Peak | 7 | 2154.077
Portfolio AdjustedSize: 20 kW to 199.99 kWSouth of Lugo2025June Monthly Peak | Portfolio Adjusted | Size: 20 kW to 199.99 kW | South of Lugo | 2025 | June Monthly Peak | 6 | 2154.077
Portfolio AdjustedSize: 20 kW to 199.99 kWSouth of Lugo2025March Monthly Peak | Portfolio Adjusted | Size: 20 kW to 199.99 kW | South of Lugo | 2025 | March Monthly Peak | 3 | 2086.875
Portfolio AdjustedSize: 20 kW to 199.99 kWSouth of Lugo2025May Monthly Peak | Portfolio Adjusted | Size: 20 kW to 199.99 kW | South of Lugo | 2025 | May Monthly Peak | 5 | 2154.077
Portfolio AdjustedSize: 20 kW to 199.99 kWSouth of Lugo2025November Monthly Peak | Portfolio Adjusted | Size: 20 kW to 199.99 kW | South of Lugo | 2025 | November Monthly Peak | 11 | 2154.077
Portfolio AdjustedSize: 20 kW to 199.99 kWSouth of Lugo2025October Monthly Peak | Portfolio Adjusted | Size: 20 kW to 199.99 kW | South of Lugo | 2025 | October Monthly Peak | 10 | 2154.077
Portfolio AdjustedSize: 20 kW to 199.99 kWSouth of Lugo2025September Monthly Peak | Portfolio Adjusted | Size: 20 kW to 199.99 kW | South of Lugo | 2025 | September Monthly Peak | 9 | 2154.077
Portfolio AdjustedSize: 20 kW to 199.99 kWSouth of Lugo2025Typical Event Day | Portfolio Adjusted | Size: 20 kW to 199.99 kW | South of Lugo | 2025 | Typical Event Day | 8 | 2154.077
Portfolio AdjustedSize: Over 200kWAll2015April Monthly Peak | Portfolio Adjusted | Size: Over 200kW | All | 2015 | April Monthly Peak | 4 | 2545.8999
Portfolio AdjustedSize: Over 200kWAll2015August Monthly Peak | Portfolio Adjusted | Size: Over 200kW | All | 2015 | August Monthly Peak | 8 | 2559.8999
Portfolio AdjustedSize: Over 200kWAll2015December Monthly Peak | Portfolio Adjusted | Size: Over 200kW | All | 2015 | December Monthly Peak | 12 | 2573.8999
Portfolio AdjustedSize: Over 200kWAll2015February Monthly Peak | Portfolio Adjusted | Size: Over 200kW | All | 2015 | February Monthly Peak | 2 | 2538.8999
Portfolio AdjustedSize: Over 200kWAll2015January Monthly Peak | Portfolio Adjusted | Size: Over 200kW | All | 2015 | January Monthly Peak | 1 | 2538.8999
Portfolio AdjustedSize: Over 200kWAll2015July Monthly Peak | Portfolio Adjusted | Size: Over 200kW | All | 2015 | July Monthly Peak | 7 | 2556.3999
Portfolio AdjustedSize: Over 200kWAll2015June Monthly Peak | Portfolio Adjusted | Size: Over 200kW | All | 2015 | June Monthly Peak | 6 | 2552.8999
Portfolio AdjustedSize: Over 200kWAll2015March Monthly Peak | Portfolio Adjusted | Size: Over 200kW | All | 2015 | March Monthly Peak | 3 | 2542.3999
Portfolio AdjustedSize: Over 200kWAll2015May Monthly Peak | Portfolio Adjusted | Size: Over 200kW | All | 2015 | May Monthly Peak | 5 | 2549.3999
Portfolio AdjustedSize: Over 200kWAll2015November Monthly Peak | Portfolio Adjusted | Size: Over 200kW | All | 2015 | November Monthly Peak | 11 | 2570.3999
Portfolio AdjustedSize: Over 200kWAll2015October Monthly Peak | Portfolio Adjusted | Size: Over 200kW | All | 2015 | October Monthly Peak | 10 | 2566.8999
Portfolio AdjustedSize: Over 200kWAll2015September Monthly Peak | Portfolio Adjusted | Size: Over 200kW | All | 2015 | September Monthly Peak | 9 | 2563.3999
Portfolio AdjustedSize: Over 200kWAll2015Typical Event Day | Portfolio Adjusted | Size: Over 200kW | All | 2015 | Typical Event Day | 8 | 2559.8999
Portfolio AdjustedSize: Over 200kWAll2016April Monthly Peak | Portfolio Adjusted | Size: Over 200kW | All | 2016 | April Monthly Peak | 4 | 2573.8999
Portfolio AdjustedSize: Over 200kWAll2016August Monthly Peak | Portfolio Adjusted | Size: Over 200kW | All | 2016 | August Monthly Peak | 8 | 2573.8999
Portfolio AdjustedSize: Over 200kWAll2016December Monthly Peak | Portfolio Adjusted | Size: Over 200kW | All | 2016 | December Monthly Peak | 12 | 2656.7851
Portfolio AdjustedSize: Over 200kWAll2016February Monthly Peak | Portfolio Adjusted | Size: Over 200kW | All | 2016 | February Monthly Peak | 2 | 2573.8999
Portfolio AdjustedSize: Over 200kWAll2016January Monthly Peak | Portfolio Adjusted | Size: Over 200kW | All | 2016 | January Monthly Peak | 1 | 2573.8999
Portfolio AdjustedSize: Over 200kWAll2016July Monthly Peak | Portfolio Adjusted | Size: Over 200kW | All | 2016 | July Monthly Peak | 7 | 2573.8999
Portfolio AdjustedSize: Over 200kWAll2016June Monthly Peak | Portfolio Adjusted | Size: Over 200kW | All | 2016 | June Monthly Peak | 6 | 2573.8999
Portfolio AdjustedSize: Over 200kWAll2016March Monthly Peak | Portfolio Adjusted | Size: Over 200kW | All | 2016 | March Monthly Peak | 3 | 2573.8999
Portfolio AdjustedSize: Over 200kWAll2016May Monthly Peak | Portfolio Adjusted | Size: Over 200kW | All | 2016 | May Monthly Peak | 5 | 2573.8999
Portfolio AdjustedSize: Over 200kWAll2016November Monthly Peak | Portfolio Adjusted | Size: Over 200kW | All | 2016 | November Monthly Peak | 11 | 2573.8999
Portfolio AdjustedSize: Over 200kWAll2016October Monthly Peak | Portfolio Adjusted | Size: Over 200kW | All | 2016 | October Monthly Peak | 10 | 2573.8999
Portfolio AdjustedSize: Over 200kWAll2016September Monthly Peak | Portfolio Adjusted | Size: Over 200kW | All | 2016 | September Monthly Peak | 9 | 2573.8999
Portfolio AdjustedSize: Over 200kWAll2016Typical Event Day | Portfolio Adjusted | Size: Over 200kW | All | 2016 | Typical Event Day | 8 | 2573.8999
Portfolio AdjustedSize: Over 200kWAll2017April Monthly Peak | Portfolio Adjusted | Size: Over 200kW | All | 2017 | April Monthly Peak | 4 | 2656.7851
Portfolio AdjustedSize: Over 200kWAll2017August Monthly Peak | Portfolio Adjusted | Size: Over 200kW | All | 2017 | August Monthly Peak | 8 | 2656.7851
Portfolio AdjustedSize: Over 200kWAll2017December Monthly Peak | Portfolio Adjusted | Size: Over 200kW | All | 2017 | December Monthly Peak | 12 | 2742.3394
Portfolio AdjustedSize: Over 200kWAll2017February Monthly Peak | Portfolio Adjusted | Size: Over 200kW | All | 2017 | February Monthly Peak | 2 | 2656.7851
Portfolio AdjustedSize: Over 200kWAll2017January Monthly Peak | Portfolio Adjusted | Size: Over 200kW | All | 2017 | January Monthly Peak | 1 | 2656.7851
Portfolio AdjustedSize: Over 200kWAll2017July Monthly Peak | Portfolio Adjusted | Size: Over 200kW | All | 2017 | July Monthly Peak | 7 | 2656.7851
Portfolio AdjustedSize: Over 200kWAll2017June Monthly Peak | Portfolio Adjusted | Size: Over 200kW | All | 2017 | June Monthly Peak | 6 | 2656.7851
Portfolio AdjustedSize: Over 200kWAll2017March Monthly Peak | Portfolio Adjusted | Size: Over 200kW | All | 2017 | March Monthly Peak | 3 | 2656.7851
Portfolio AdjustedSize: Over 200kWAll2017May Monthly Peak | Portfolio Adjusted | Size: Over 200kW | All | 2017 | May Monthly Peak | 5 | 2656.7851
Portfolio AdjustedSize: Over 200kWAll2017November Monthly Peak | Portfolio Adjusted | Size: Over 200kW | All | 2017 | November Monthly Peak | 11 | 2656.7851
Portfolio AdjustedSize: Over 200kWAll2017October Monthly Peak | Portfolio Adjusted | Size: Over 200kW | All | 2017 | October Monthly Peak | 10 | 2656.7851
Portfolio AdjustedSize: Over 200kWAll2017September Monthly Peak | Portfolio Adjusted | Size: Over 200kW | All | 2017 | September Monthly Peak | 9 | 2656.7851
Portfolio AdjustedSize: Over 200kWAll2017Typical Event Day | Portfolio Adjusted | Size: Over 200kW | All | 2017 | Typical Event Day | 8 | 2656.7851
Portfolio AdjustedSize: Over 200kWAll2018April Monthly Peak | Portfolio Adjusted | Size: Over 200kW | All | 2018 | April Monthly Peak | 4 | 2742.3394
Portfolio AdjustedSize: Over 200kWAll2018August Monthly Peak | Portfolio Adjusted | Size: Over 200kW | All | 2018 | August Monthly Peak | 8 | 2742.3394
Portfolio AdjustedSize: Over 200kWAll2018December Monthly Peak | Portfolio Adjusted | Size: Over 200kW | All | 2018 | December Monthly Peak | 12 | 2830.6487
Portfolio AdjustedSize: Over 200kWAll2018February Monthly Peak | Portfolio Adjusted | Size: Over 200kW | All | 2018 | February Monthly Peak | 2 | 2742.3394
Portfolio AdjustedSize: Over 200kWAll2018January Monthly Peak | Portfolio Adjusted | Size: Over 200kW | All | 2018 | January Monthly Peak | 1 | 2742.3394
Portfolio AdjustedSize: Over 200kWAll2018July Monthly Peak | Portfolio Adjusted | Size: Over 200kW | All | 2018 | July Monthly Peak | 7 | 2742.3394
Portfolio AdjustedSize: Over 200kWAll2018June Monthly Peak | Portfolio Adjusted | Size: Over 200kW | All | 2018 | June Monthly Peak | 6 | 2742.3394
Portfolio AdjustedSize: Over 200kWAll2018March Monthly Peak | Portfolio Adjusted | Size: Over 200kW | All | 2018 | March Monthly Peak | 3 | 2742.3394
Portfolio AdjustedSize: Over 200kWAll2018May Monthly Peak | Portfolio Adjusted | Size: Over 200kW | All | 2018 | May Monthly Peak | 5 | 2742.3394
Portfolio AdjustedSize: Over 200kWAll2018November Monthly Peak | Portfolio Adjusted | Size: Over 200kW | All | 2018 | November Monthly Peak | 11 | 2742.3394
Portfolio AdjustedSize: Over 200kWAll2018October Monthly Peak | Portfolio Adjusted | Size: Over 200kW | All | 2018 | October Monthly Peak | 10 | 2742.3394
Portfolio AdjustedSize: Over 200kWAll2018September Monthly Peak | Portfolio Adjusted | Size: Over 200kW | All | 2018 | September Monthly Peak | 9 | 2742.3394
Portfolio AdjustedSize: Over 200kWAll2018Typical Event Day | Portfolio Adjusted | Size: Over 200kW | All | 2018 | Typical Event Day | 8 | 2742.3394
Portfolio AdjustedSize: Over 200kWAll2019April Monthly Peak | Portfolio Adjusted | Size: Over 200kW | All | 2019 | April Monthly Peak | 4 | 2830.6487
Portfolio AdjustedSize: Over 200kWAll2019August Monthly Peak | Portfolio Adjusted | Size: Over 200kW | All | 2019 | August Monthly Peak | 8 | 2830.6487
Portfolio AdjustedSize: Over 200kWAll2019December Monthly Peak | Portfolio Adjusted | Size: Over 200kW | All | 2019 | December Monthly Peak | 12 | 2921.8018
Portfolio AdjustedSize: Over 200kWAll2019February Monthly Peak | Portfolio Adjusted | Size: Over 200kW | All | 2019 | February Monthly Peak | 2 | 2830.6487
Portfolio AdjustedSize: Over 200kWAll2019January Monthly Peak | Portfolio Adjusted | Size: Over 200kW | All | 2019 | January Monthly Peak | 1 | 2830.6487
Portfolio AdjustedSize: Over 200kWAll2019July Monthly Peak | Portfolio Adjusted | Size: Over 200kW | All | 2019 | July Monthly Peak | 7 | 2830.6487
Portfolio AdjustedSize: Over 200kWAll2019June Monthly Peak | Portfolio Adjusted | Size: Over 200kW | All | 2019 | June Monthly Peak | 6 | 2830.6487
Portfolio AdjustedSize: Over 200kWAll2019March Monthly Peak | Portfolio Adjusted | Size: Over 200kW | All | 2019 | March Monthly Peak | 3 | 2830.6487
Portfolio AdjustedSize: Over 200kWAll2019May Monthly Peak | Portfolio Adjusted | Size: Over 200kW | All | 2019 | May Monthly Peak | 5 | 2830.6487
Portfolio AdjustedSize: Over 200kWAll2019November Monthly Peak | Portfolio Adjusted | Size: Over 200kW | All | 2019 | November Monthly Peak | 11 | 2830.6487
Portfolio AdjustedSize: Over 200kWAll2019October Monthly Peak | Portfolio Adjusted | Size: Over 200kW | All | 2019 | October Monthly Peak | 10 | 2830.6487
Portfolio AdjustedSize: Over 200kWAll2019September Monthly Peak | Portfolio Adjusted | Size: Over 200kW | All | 2019 | September Monthly Peak | 9 | 2830.6487
Portfolio AdjustedSize: Over 200kWAll2019Typical Event Day | Portfolio Adjusted | Size: Over 200kW | All | 2019 | Typical Event Day | 8 | 2830.6487
Portfolio AdjustedSize: Over 200kWAll2020April Monthly Peak | Portfolio Adjusted | Size: Over 200kW | All | 2020 | April Monthly Peak | 4 | 2921.8018
Portfolio AdjustedSize: Over 200kWAll2020August Monthly Peak | Portfolio Adjusted | Size: Over 200kW | All | 2020 | August Monthly Peak | 8 | 2921.8018
Portfolio AdjustedSize: Over 200kWAll2020December Monthly Peak | Portfolio Adjusted | Size: Over 200kW | All | 2020 | December Monthly Peak | 12 | 3015.8902
Portfolio AdjustedSize: Over 200kWAll2020February Monthly Peak | Portfolio Adjusted | Size: Over 200kW | All | 2020 | February Monthly Peak | 2 | 2921.8018
Portfolio AdjustedSize: Over 200kWAll2020January Monthly Peak | Portfolio Adjusted | Size: Over 200kW | All | 2020 | January Monthly Peak | 1 | 2921.8018
Portfolio AdjustedSize: Over 200kWAll2020July Monthly Peak | Portfolio Adjusted | Size: Over 200kW | All | 2020 | July Monthly Peak | 7 | 2921.8018
Portfolio AdjustedSize: Over 200kWAll2020June Monthly Peak | Portfolio Adjusted | Size: Over 200kW | All | 2020 | June Monthly Peak | 6 | 2921.8018
Portfolio AdjustedSize: Over 200kWAll2020March Monthly Peak | Portfolio Adjusted | Size: Over 200kW | All | 2020 | March Monthly Peak | 3 | 2921.8018
Portfolio AdjustedSize: Over 200kWAll2020May Monthly Peak | Portfolio Adjusted | Size: Over 200kW | All | 2020 | May Monthly Peak | 5 | 2921.8018
Portfolio AdjustedSize: Over 200kWAll2020November Monthly Peak | Portfolio Adjusted | Size: Over 200kW | All | 2020 | November Monthly Peak | 11 | 2921.8018
Portfolio AdjustedSize: Over 200kWAll2020October Monthly Peak | Portfolio Adjusted | Size: Over 200kW | All | 2020 | October Monthly Peak | 10 | 2921.8018
Portfolio AdjustedSize: Over 200kWAll2020September Monthly Peak | Portfolio Adjusted | Size: Over 200kW | All | 2020 | September Monthly Peak | 9 | 2921.8018
Portfolio AdjustedSize: Over 200kWAll2020Typical Event Day | Portfolio Adjusted | Size: Over 200kW | All | 2020 | Typical Event Day | 8 | 2921.8018
Portfolio AdjustedSize: Over 200kWAll2021April Monthly Peak | Portfolio Adjusted | Size: Over 200kW | All | 2021 | April Monthly Peak | 4 | 3015.8902
Portfolio AdjustedSize: Over 200kWAll2021August Monthly Peak | Portfolio Adjusted | Size: Over 200kW | All | 2021 | August Monthly Peak | 8 | 3015.8902
Portfolio AdjustedSize: Over 200kWAll2021December Monthly Peak | Portfolio Adjusted | Size: Over 200kW | All | 2021 | December Monthly Peak | 12 | 3113.0084
Portfolio AdjustedSize: Over 200kWAll2021February Monthly Peak | Portfolio Adjusted | Size: Over 200kW | All | 2021 | February Monthly Peak | 2 | 3015.8902
Portfolio AdjustedSize: Over 200kWAll2021January Monthly Peak | Portfolio Adjusted | Size: Over 200kW | All | 2021 | January Monthly Peak | 1 | 3015.8902
Portfolio AdjustedSize: Over 200kWAll2021July Monthly Peak | Portfolio Adjusted | Size: Over 200kW | All | 2021 | July Monthly Peak | 7 | 3015.8902
Portfolio AdjustedSize: Over 200kWAll2021June Monthly Peak | Portfolio Adjusted | Size: Over 200kW | All | 2021 | June Monthly Peak | 6 | 3015.8902
Portfolio AdjustedSize: Over 200kWAll2021March Monthly Peak | Portfolio Adjusted | Size: Over 200kW | All | 2021 | March Monthly Peak | 3 | 3015.8902
Portfolio AdjustedSize: Over 200kWAll2021May Monthly Peak | Portfolio Adjusted | Size: Over 200kW | All | 2021 | May Monthly Peak | 5 | 3015.8902
Portfolio AdjustedSize: Over 200kWAll2021November Monthly Peak | Portfolio Adjusted | Size: Over 200kW | All | 2021 | November Monthly Peak | 11 | 3015.8902
Portfolio AdjustedSize: Over 200kWAll2021October Monthly Peak | Portfolio Adjusted | Size: Over 200kW | All | 2021 | October Monthly Peak | 10 | 3015.8902
Portfolio AdjustedSize: Over 200kWAll2021September Monthly Peak | Portfolio Adjusted | Size: Over 200kW | All | 2021 | September Monthly Peak | 9 | 3015.8902
Portfolio AdjustedSize: Over 200kWAll2021Typical Event Day | Portfolio Adjusted | Size: Over 200kW | All | 2021 | Typical Event Day | 8 | 3015.8902
Portfolio AdjustedSize: Over 200kWAll2022April Monthly Peak | Portfolio Adjusted | Size: Over 200kW | All | 2022 | April Monthly Peak | 4 | 3113.0084
Portfolio AdjustedSize: Over 200kWAll2022August Monthly Peak | Portfolio Adjusted | Size: Over 200kW | All | 2022 | August Monthly Peak | 8 | 3113.0084
Portfolio AdjustedSize: Over 200kWAll2022December Monthly Peak | Portfolio Adjusted | Size: Over 200kW | All | 2022 | December Monthly Peak | 12 | 3213.2541
Portfolio AdjustedSize: Over 200kWAll2022February Monthly Peak | Portfolio Adjusted | Size: Over 200kW | All | 2022 | February Monthly Peak | 2 | 3113.0084
Portfolio AdjustedSize: Over 200kWAll2022January Monthly Peak | Portfolio Adjusted | Size: Over 200kW | All | 2022 | January Monthly Peak | 1 | 3113.0084
Portfolio AdjustedSize: Over 200kWAll2022July Monthly Peak | Portfolio Adjusted | Size: Over 200kW | All | 2022 | July Monthly Peak | 7 | 3113.0084
Portfolio AdjustedSize: Over 200kWAll2022June Monthly Peak | Portfolio Adjusted | Size: Over 200kW | All | 2022 | June Monthly Peak | 6 | 3113.0084
Portfolio AdjustedSize: Over 200kWAll2022March Monthly Peak | Portfolio Adjusted | Size: Over 200kW | All | 2022 | March Monthly Peak | 3 | 3113.0084
Portfolio AdjustedSize: Over 200kWAll2022May Monthly Peak | Portfolio Adjusted | Size: Over 200kW | All | 2022 | May Monthly Peak | 5 | 3113.0084
Portfolio AdjustedSize: Over 200kWAll2022November Monthly Peak | Portfolio Adjusted | Size: Over 200kW | All | 2022 | November Monthly Peak | 11 | 3113.0084
Portfolio AdjustedSize: Over 200kWAll2022October Monthly Peak | Portfolio Adjusted | Size: Over 200kW | All | 2022 | October Monthly Peak | 10 | 3113.0084
Portfolio AdjustedSize: Over 200kWAll2022September Monthly Peak | Portfolio Adjusted | Size: Over 200kW | All | 2022 | September Monthly Peak | 9 | 3113.0084
Portfolio AdjustedSize: Over 200kWAll2022Typical Event Day | Portfolio Adjusted | Size: Over 200kW | All | 2022 | Typical Event Day | 8 | 3113.0084
Portfolio AdjustedSize: Over 200kWAll2023April Monthly Peak | Portfolio Adjusted | Size: Over 200kW | All | 2023 | April Monthly Peak | 4 | 3213.2541
Portfolio AdjustedSize: Over 200kWAll2023August Monthly Peak | Portfolio Adjusted | Size: Over 200kW | All | 2023 | August Monthly Peak | 8 | 3213.2541
Portfolio AdjustedSize: Over 200kWAll2023December Monthly Peak | Portfolio Adjusted | Size: Over 200kW | All | 2023 | December Monthly Peak | 12 | 3316.7279
Portfolio AdjustedSize: Over 200kWAll2023February Monthly Peak | Portfolio Adjusted | Size: Over 200kW | All | 2023 | February Monthly Peak | 2 | 3213.2541
Portfolio AdjustedSize: Over 200kWAll2023January Monthly Peak | Portfolio Adjusted | Size: Over 200kW | All | 2023 | January Monthly Peak | 1 | 3213.2541
Portfolio AdjustedSize: Over 200kWAll2023July Monthly Peak | Portfolio Adjusted | Size: Over 200kW | All | 2023 | July Monthly Peak | 7 | 3213.2541
Portfolio AdjustedSize: Over 200kWAll2023June Monthly Peak | Portfolio Adjusted | Size: Over 200kW | All | 2023 | June Monthly Peak | 6 | 3213.2541
Portfolio AdjustedSize: Over 200kWAll2023March Monthly Peak | Portfolio Adjusted | Size: Over 200kW | All | 2023 | March Monthly Peak | 3 | 3213.2541
Portfolio AdjustedSize: Over 200kWAll2023May Monthly Peak | Portfolio Adjusted | Size: Over 200kW | All | 2023 | May Monthly Peak | 5 | 3213.2541
Portfolio AdjustedSize: Over 200kWAll2023November Monthly Peak | Portfolio Adjusted | Size: Over 200kW | All | 2023 | November Monthly Peak | 11 | 3213.2541
Portfolio AdjustedSize: Over 200kWAll2023October Monthly Peak | Portfolio Adjusted | Size: Over 200kW | All | 2023 | October Monthly Peak | 10 | 3213.2541
Portfolio AdjustedSize: Over 200kWAll2023September Monthly Peak | Portfolio Adjusted | Size: Over 200kW | All | 2023 | September Monthly Peak | 9 | 3213.2541
Portfolio AdjustedSize: Over 200kWAll2023Typical Event Day | Portfolio Adjusted | Size: Over 200kW | All | 2023 | Typical Event Day | 8 | 3213.2541
Portfolio AdjustedSize: Over 200kWAll2024April Monthly Peak | Portfolio Adjusted | Size: Over 200kW | All | 2024 | April Monthly Peak | 4 | 3316.7279
Portfolio AdjustedSize: Over 200kWAll2024August Monthly Peak | Portfolio Adjusted | Size: Over 200kW | All | 2024 | August Monthly Peak | 8 | 3316.7279
Portfolio AdjustedSize: Over 200kWAll2024December Monthly Peak | Portfolio Adjusted | Size: Over 200kW | All | 2024 | December Monthly Peak | 12 | 3423.5337
Portfolio AdjustedSize: Over 200kWAll2024February Monthly Peak | Portfolio Adjusted | Size: Over 200kW | All | 2024 | February Monthly Peak | 2 | 3316.7279
Portfolio AdjustedSize: Over 200kWAll2024January Monthly Peak | Portfolio Adjusted | Size: Over 200kW | All | 2024 | January Monthly Peak | 1 | 3316.7279
Portfolio AdjustedSize: Over 200kWAll2024July Monthly Peak | Portfolio Adjusted | Size: Over 200kW | All | 2024 | July Monthly Peak | 7 | 3316.7279
Portfolio AdjustedSize: Over 200kWAll2024June Monthly Peak | Portfolio Adjusted | Size: Over 200kW | All | 2024 | June Monthly Peak | 6 | 3316.7279
Portfolio AdjustedSize: Over 200kWAll2024March Monthly Peak | Portfolio Adjusted | Size: Over 200kW | All | 2024 | March Monthly Peak | 3 | 3316.7279
Portfolio AdjustedSize: Over 200kWAll2024May Monthly Peak | Portfolio Adjusted | Size: Over 200kW | All | 2024 | May Monthly Peak | 5 | 3316.7279
Portfolio AdjustedSize: Over 200kWAll2024November Monthly Peak | Portfolio Adjusted | Size: Over 200kW | All | 2024 | November Monthly Peak | 11 | 3316.7279
Portfolio AdjustedSize: Over 200kWAll2024October Monthly Peak | Portfolio Adjusted | Size: Over 200kW | All | 2024 | October Monthly Peak | 10 | 3316.7279
Portfolio AdjustedSize: Over 200kWAll2024September Monthly Peak | Portfolio Adjusted | Size: Over 200kW | All | 2024 | September Monthly Peak | 9 | 3316.7279
Portfolio AdjustedSize: Over 200kWAll2024Typical Event Day | Portfolio Adjusted | Size: Over 200kW | All | 2024 | Typical Event Day | 8 | 3316.7279
Portfolio AdjustedSize: Over 200kWAll2025April Monthly Peak | Portfolio Adjusted | Size: Over 200kW | All | 2025 | April Monthly Peak | 4 | 3423.5337
Portfolio AdjustedSize: Over 200kWAll2025August Monthly Peak | Portfolio Adjusted | Size: Over 200kW | All | 2025 | August Monthly Peak | 8 | 3423.5337
Portfolio AdjustedSize: Over 200kWAll2025December Monthly Peak | Portfolio Adjusted | Size: Over 200kW | All | 2025 | December Monthly Peak | 12 | 3533.779
Portfolio AdjustedSize: Over 200kWAll2025February Monthly Peak | Portfolio Adjusted | Size: Over 200kW | All | 2025 | February Monthly Peak | 2 | 3423.5337
Portfolio AdjustedSize: Over 200kWAll2025January Monthly Peak | Portfolio Adjusted | Size: Over 200kW | All | 2025 | January Monthly Peak | 1 | 3423.5337
Portfolio AdjustedSize: Over 200kWAll2025July Monthly Peak | Portfolio Adjusted | Size: Over 200kW | All | 2025 | July Monthly Peak | 7 | 3423.5337
Portfolio AdjustedSize: Over 200kWAll2025June Monthly Peak | Portfolio Adjusted | Size: Over 200kW | All | 2025 | June Monthly Peak | 6 | 3423.5337
Portfolio AdjustedSize: Over 200kWAll2025March Monthly Peak | Portfolio Adjusted | Size: Over 200kW | All | 2025 | March Monthly Peak | 3 | 3423.5337
Portfolio AdjustedSize: Over 200kWAll2025May Monthly Peak | Portfolio Adjusted | Size: Over 200kW | All | 2025 | May Monthly Peak | 5 | 3423.5337
Portfolio AdjustedSize: Over 200kWAll2025November Monthly Peak | Portfolio Adjusted | Size: Over 200kW | All | 2025 | November Monthly Peak | 11 | 3423.5337
Portfolio AdjustedSize: Over 200kWAll2025October Monthly Peak | Portfolio Adjusted | Size: Over 200kW | All | 2025 | October Monthly Peak | 10 | 3423.5337
Portfolio AdjustedSize: Over 200kWAll2025September Monthly Peak | Portfolio Adjusted | Size: Over 200kW | All | 2025 | September Monthly Peak | 9 | 3423.5337
Portfolio AdjustedSize: Over 200kWAll2025Typical Event Day | Portfolio Adjusted | Size: Over 200kW | All | 2025 | Typical Event Day | 8 | 3423.5337
Portfolio AdjustedSize: Over 200kWOrange County2015April Monthly Peak | Portfolio Adjusted | Size: Over 200kW | Orange County | 2015 | April Monthly Peak | 4 | 856.202
Portfolio AdjustedSize: Over 200kWOrange County2015August Monthly Peak | Portfolio Adjusted | Size: Over 200kW | Orange County | 2015 | August Monthly Peak | 8 | 860.9103
Portfolio AdjustedSize: Over 200kWOrange County2015December Monthly Peak | Portfolio Adjusted | Size: Over 200kW | Orange County | 2015 | December Monthly Peak | 12 | 865.6186
Portfolio AdjustedSize: Over 200kWOrange County2015February Monthly Peak | Portfolio Adjusted | Size: Over 200kW | Orange County | 2015 | February Monthly Peak | 2 | 853.8478
Portfolio AdjustedSize: Over 200kWOrange County2015January Monthly Peak | Portfolio Adjusted | Size: Over 200kW | Orange County | 2015 | January Monthly Peak | 1 | 853.8478
Portfolio AdjustedSize: Over 200kWOrange County2015July Monthly Peak | Portfolio Adjusted | Size: Over 200kW | Orange County | 2015 | July Monthly Peak | 7 | 859.7332
Portfolio AdjustedSize: Over 200kWOrange County2015June Monthly Peak | Portfolio Adjusted | Size: Over 200kW | Orange County | 2015 | June Monthly Peak | 6 | 858.5561
Portfolio AdjustedSize: Over 200kWOrange County2015March Monthly Peak | Portfolio Adjusted | Size: Over 200kW | Orange County | 2015 | March Monthly Peak | 3 | 855.0249
Portfolio AdjustedSize: Over 200kWOrange County2015May Monthly Peak | Portfolio Adjusted | Size: Over 200kW | Orange County | 2015 | May Monthly Peak | 5 | 857.3791
Portfolio AdjustedSize: Over 200kWOrange County2015November Monthly Peak | Portfolio Adjusted | Size: Over 200kW | Orange County | 2015 | November Monthly Peak | 11 | 864.4415
Portfolio AdjustedSize: Over 200kWOrange County2015October Monthly Peak | Portfolio Adjusted | Size: Over 200kW | Orange County | 2015 | October Monthly Peak | 10 | 863.2644
Portfolio AdjustedSize: Over 200kWOrange County2015September Monthly Peak | Portfolio Adjusted | Size: Over 200kW | Orange County | 2015 | September Monthly Peak | 9 | 862.0873
Portfolio AdjustedSize: Over 200kWOrange County2015Typical Event Day | Portfolio Adjusted | Size: Over 200kW | Orange County | 2015 | Typical Event Day | 8 | 860.9103
Portfolio AdjustedSize: Over 200kWOrange County2016April Monthly Peak | Portfolio Adjusted | Size: Over 200kW | Orange County | 2016 | April Monthly Peak | 4 | 865.6186
Portfolio AdjustedSize: Over 200kWOrange County2016August Monthly Peak | Portfolio Adjusted | Size: Over 200kW | Orange County | 2016 | August Monthly Peak | 8 | 865.6186
Portfolio AdjustedSize: Over 200kWOrange County2016December Monthly Peak | Portfolio Adjusted | Size: Over 200kW | Orange County | 2016 | December Monthly Peak | 12 | 893.4934
Portfolio AdjustedSize: Over 200kWOrange County2016February Monthly Peak | Portfolio Adjusted | Size: Over 200kW | Orange County | 2016 | February Monthly Peak | 2 | 865.6186
Portfolio AdjustedSize: Over 200kWOrange County2016January Monthly Peak | Portfolio Adjusted | Size: Over 200kW | Orange County | 2016 | January Monthly Peak | 1 | 865.6186
Portfolio AdjustedSize: Over 200kWOrange County2016July Monthly Peak | Portfolio Adjusted | Size: Over 200kW | Orange County | 2016 | July Monthly Peak | 7 | 865.6186
Portfolio AdjustedSize: Over 200kWOrange County2016June Monthly Peak | Portfolio Adjusted | Size: Over 200kW | Orange County | 2016 | June Monthly Peak | 6 | 865.6186
Portfolio AdjustedSize: Over 200kWOrange County2016March Monthly Peak | Portfolio Adjusted | Size: Over 200kW | Orange County | 2016 | March Monthly Peak | 3 | 865.6186
Portfolio AdjustedSize: Over 200kWOrange County2016May Monthly Peak | Portfolio Adjusted | Size: Over 200kW | Orange County | 2016 | May Monthly Peak | 5 | 865.6186
Portfolio AdjustedSize: Over 200kWOrange County2016November Monthly Peak | Portfolio Adjusted | Size: Over 200kW | Orange County | 2016 | November Monthly Peak | 11 | 865.6186
Portfolio AdjustedSize: Over 200kWOrange County2016October Monthly Peak | Portfolio Adjusted | Size: Over 200kW | Orange County | 2016 | October Monthly Peak | 10 | 865.6186
Portfolio AdjustedSize: Over 200kWOrange County2016September Monthly Peak | Portfolio Adjusted | Size: Over 200kW | Orange County | 2016 | September Monthly Peak | 9 | 865.6186
Portfolio AdjustedSize: Over 200kWOrange County2016Typical Event Day | Portfolio Adjusted | Size: Over 200kW | Orange County | 2016 | Typical Event Day | 8 | 865.6186
Portfolio AdjustedSize: Over 200kWOrange County2017April Monthly Peak | Portfolio Adjusted | Size: Over 200kW | Orange County | 2017 | April Monthly Peak | 4 | 893.4934
Portfolio AdjustedSize: Over 200kWOrange County2017August Monthly Peak | Portfolio Adjusted | Size: Over 200kW | Orange County | 2017 | August Monthly Peak | 8 | 893.4934
Portfolio AdjustedSize: Over 200kWOrange County2017December Monthly Peak | Portfolio Adjusted | Size: Over 200kW | Orange County | 2017 | December Monthly Peak | 12 | 922.2658
Portfolio AdjustedSize: Over 200kWOrange County2017February Monthly Peak | Portfolio Adjusted | Size: Over 200kW | Orange County | 2017 | February Monthly Peak | 2 | 893.4934
Portfolio AdjustedSize: Over 200kWOrange County2017January Monthly Peak | Portfolio Adjusted | Size: Over 200kW | Orange County | 2017 | January Monthly Peak | 1 | 893.4934
Portfolio AdjustedSize: Over 200kWOrange County2017July Monthly Peak | Portfolio Adjusted | Size: Over 200kW | Orange County | 2017 | July Monthly Peak | 7 | 893.4934
Portfolio AdjustedSize: Over 200kWOrange County2017June Monthly Peak | Portfolio Adjusted | Size: Over 200kW | Orange County | 2017 | June Monthly Peak | 6 | 893.4934
Portfolio AdjustedSize: Over 200kWOrange County2017March Monthly Peak | Portfolio Adjusted | Size: Over 200kW | Orange County | 2017 | March Monthly Peak | 3 | 893.4934
Portfolio AdjustedSize: Over 200kWOrange County2017May Monthly Peak | Portfolio Adjusted | Size: Over 200kW | Orange County | 2017 | May Monthly Peak | 5 | 893.4934
Portfolio AdjustedSize: Over 200kWOrange County2017November Monthly Peak | Portfolio Adjusted | Size: Over 200kW | Orange County | 2017 | November Monthly Peak | 11 | 893.4934
Portfolio AdjustedSize: Over 200kWOrange County2017October Monthly Peak | Portfolio Adjusted | Size: Over 200kW | Orange County | 2017 | October Monthly Peak | 10 | 893.4934
Portfolio AdjustedSize: Over 200kWOrange County2017September Monthly Peak | Portfolio Adjusted | Size: Over 200kW | Orange County | 2017 | September Monthly Peak | 9 | 893.4934
Portfolio AdjustedSize: Over 200kWOrange County2017Typical Event Day | Portfolio Adjusted | Size: Over 200kW | Orange County | 2017 | Typical Event Day | 8 | 893.4934
Portfolio AdjustedSize: Over 200kWOrange County2018April Monthly Peak | Portfolio Adjusted | Size: Over 200kW | Orange County | 2018 | April Monthly Peak | 4 | 922.2658
Portfolio AdjustedSize: Over 200kWOrange County2018August Monthly Peak | Portfolio Adjusted | Size: Over 200kW | Orange County | 2018 | August Monthly Peak | 8 | 922.2658
Portfolio AdjustedSize: Over 200kWOrange County2018December Monthly Peak | Portfolio Adjusted | Size: Over 200kW | Orange County | 2018 | December Monthly Peak | 12 | 951.9648
Portfolio AdjustedSize: Over 200kWOrange County2018February Monthly Peak | Portfolio Adjusted | Size: Over 200kW | Orange County | 2018 | February Monthly Peak | 2 | 922.2658
Portfolio AdjustedSize: Over 200kWOrange County2018January Monthly Peak | Portfolio Adjusted | Size: Over 200kW | Orange County | 2018 | January Monthly Peak | 1 | 922.2658
Portfolio AdjustedSize: Over 200kWOrange County2018July Monthly Peak | Portfolio Adjusted | Size: Over 200kW | Orange County | 2018 | July Monthly Peak | 7 | 922.2658
Portfolio AdjustedSize: Over 200kWOrange County2018June Monthly Peak | Portfolio Adjusted | Size: Over 200kW | Orange County | 2018 | June Monthly Peak | 6 | 922.2658
Portfolio AdjustedSize: Over 200kWOrange County2018March Monthly Peak | Portfolio Adjusted | Size: Over 200kW | Orange County | 2018 | March Monthly Peak | 3 | 922.2658
Portfolio AdjustedSize: Over 200kWOrange County2018May Monthly Peak | Portfolio Adjusted | Size: Over 200kW | Orange County | 2018 | May Monthly Peak | 5 | 922.2658
Portfolio AdjustedSize: Over 200kWOrange County2018November Monthly Peak | Portfolio Adjusted | Size: Over 200kW | Orange County | 2018 | November Monthly Peak | 11 | 922.2658
Portfolio AdjustedSize: Over 200kWOrange County2018October Monthly Peak | Portfolio Adjusted | Size: Over 200kW | Orange County | 2018 | October Monthly Peak | 10 | 922.2658
Portfolio AdjustedSize: Over 200kWOrange County2018September Monthly Peak | Portfolio Adjusted | Size: Over 200kW | Orange County | 2018 | September Monthly Peak | 9 | 922.2658
Portfolio AdjustedSize: Over 200kWOrange County2018Typical Event Day | Portfolio Adjusted | Size: Over 200kW | Orange County | 2018 | Typical Event Day | 8 | 922.2658
Portfolio AdjustedSize: Over 200kWOrange County2019April Monthly Peak | Portfolio Adjusted | Size: Over 200kW | Orange County | 2019 | April Monthly Peak | 4 | 951.9648
Portfolio AdjustedSize: Over 200kWOrange County2019August Monthly Peak | Portfolio Adjusted | Size: Over 200kW | Orange County | 2019 | August Monthly Peak | 8 | 951.9648
Portfolio AdjustedSize: Over 200kWOrange County2019December Monthly Peak | Portfolio Adjusted | Size: Over 200kW | Orange County | 2019 | December Monthly Peak | 12 | 982.6201
Portfolio AdjustedSize: Over 200kWOrange County2019February Monthly Peak | Portfolio Adjusted | Size: Over 200kW | Orange County | 2019 | February Monthly Peak | 2 | 951.9648
Portfolio AdjustedSize: Over 200kWOrange County2019January Monthly Peak | Portfolio Adjusted | Size: Over 200kW | Orange County | 2019 | January Monthly Peak | 1 | 951.9648
Portfolio AdjustedSize: Over 200kWOrange County2019July Monthly Peak | Portfolio Adjusted | Size: Over 200kW | Orange County | 2019 | July Monthly Peak | 7 | 951.9648
Portfolio AdjustedSize: Over 200kWOrange County2019June Monthly Peak | Portfolio Adjusted | Size: Over 200kW | Orange County | 2019 | June Monthly Peak | 6 | 951.9648
Portfolio AdjustedSize: Over 200kWOrange County2019March Monthly Peak | Portfolio Adjusted | Size: Over 200kW | Orange County | 2019 | March Monthly Peak | 3 | 951.9648
Portfolio AdjustedSize: Over 200kWOrange County2019May Monthly Peak | Portfolio Adjusted | Size: Over 200kW | Orange County | 2019 | May Monthly Peak | 5 | 951.9648
Portfolio AdjustedSize: Over 200kWOrange County2019November Monthly Peak | Portfolio Adjusted | Size: Over 200kW | Orange County | 2019 | November Monthly Peak | 11 | 951.9648
Portfolio AdjustedSize: Over 200kWOrange County2019October Monthly Peak | Portfolio Adjusted | Size: Over 200kW | Orange County | 2019 | October Monthly Peak | 10 | 951.9648
Portfolio AdjustedSize: Over 200kWOrange County2019September Monthly Peak | Portfolio Adjusted | Size: Over 200kW | Orange County | 2019 | September Monthly Peak | 9 | 951.9648
Portfolio AdjustedSize: Over 200kWOrange County2019Typical Event Day | Portfolio Adjusted | Size: Over 200kW | Orange County | 2019 | Typical Event Day | 8 | 951.9648
Portfolio AdjustedSize: Over 200kWOrange County2020April Monthly Peak | Portfolio Adjusted | Size: Over 200kW | Orange County | 2020 | April Monthly Peak | 4 | 982.6201
Portfolio AdjustedSize: Over 200kWOrange County2020August Monthly Peak | Portfolio Adjusted | Size: Over 200kW | Orange County | 2020 | August Monthly Peak | 8 | 982.6201
Portfolio AdjustedSize: Over 200kWOrange County2020December Monthly Peak | Portfolio Adjusted | Size: Over 200kW | Orange County | 2020 | December Monthly Peak | 12 | 1014.2626
Portfolio AdjustedSize: Over 200kWOrange County2020February Monthly Peak | Portfolio Adjusted | Size: Over 200kW | Orange County | 2020 | February Monthly Peak | 2 | 982.6201
Portfolio AdjustedSize: Over 200kWOrange County2020January Monthly Peak | Portfolio Adjusted | Size: Over 200kW | Orange County | 2020 | January Monthly Peak | 1 | 982.6201
Portfolio AdjustedSize: Over 200kWOrange County2020July Monthly Peak | Portfolio Adjusted | Size: Over 200kW | Orange County | 2020 | July Monthly Peak | 7 | 982.6201
Portfolio AdjustedSize: Over 200kWOrange County2020June Monthly Peak | Portfolio Adjusted | Size: Over 200kW | Orange County | 2020 | June Monthly Peak | 6 | 982.6201
Portfolio AdjustedSize: Over 200kWOrange County2020March Monthly Peak | Portfolio Adjusted | Size: Over 200kW | Orange County | 2020 | March Monthly Peak | 3 | 982.6201
Portfolio AdjustedSize: Over 200kWOrange County2020May Monthly Peak | Portfolio Adjusted | Size: Over 200kW | Orange County | 2020 | May Monthly Peak | 5 | 982.6201
Portfolio AdjustedSize: Over 200kWOrange County2020November Monthly Peak | Portfolio Adjusted | Size: Over 200kW | Orange County | 2020 | November Monthly Peak | 11 | 982.6201
Portfolio AdjustedSize: Over 200kWOrange County2020October Monthly Peak | Portfolio Adjusted | Size: Over 200kW | Orange County | 2020 | October Monthly Peak | 10 | 982.6201
Portfolio AdjustedSize: Over 200kWOrange County2020September Monthly Peak | Portfolio Adjusted | Size: Over 200kW | Orange County | 2020 | September Monthly Peak | 9 | 982.6201
Portfolio AdjustedSize: Over 200kWOrange County2020Typical Event Day | Portfolio Adjusted | Size: Over 200kW | Orange County | 2020 | Typical Event Day | 8 | 982.6201
Portfolio AdjustedSize: Over 200kWOrange County2021April Monthly Peak | Portfolio Adjusted | Size: Over 200kW | Orange County | 2021 | April Monthly Peak | 4 | 1014.2626
Portfolio AdjustedSize: Over 200kWOrange County2021August Monthly Peak | Portfolio Adjusted | Size: Over 200kW | Orange County | 2021 | August Monthly Peak | 8 | 1014.2626
Portfolio AdjustedSize: Over 200kWOrange County2021December Monthly Peak | Portfolio Adjusted | Size: Over 200kW | Orange County | 2021 | December Monthly Peak | 12 | 1046.9241
Portfolio AdjustedSize: Over 200kWOrange County2021February Monthly Peak | Portfolio Adjusted | Size: Over 200kW | Orange County | 2021 | February Monthly Peak | 2 | 1014.2626
Portfolio AdjustedSize: Over 200kWOrange County2021January Monthly Peak | Portfolio Adjusted | Size: Over 200kW | Orange County | 2021 | January Monthly Peak | 1 | 1014.2626
Portfolio AdjustedSize: Over 200kWOrange County2021July Monthly Peak | Portfolio Adjusted | Size: Over 200kW | Orange County | 2021 | July Monthly Peak | 7 | 1014.2626
Portfolio AdjustedSize: Over 200kWOrange County2021June Monthly Peak | Portfolio Adjusted | Size: Over 200kW | Orange County | 2021 | June Monthly Peak | 6 | 1014.2626
Portfolio AdjustedSize: Over 200kWOrange County2021March Monthly Peak | Portfolio Adjusted | Size: Over 200kW | Orange County | 2021 | March Monthly Peak | 3 | 1014.2626
Portfolio AdjustedSize: Over 200kWOrange County2021May Monthly Peak | Portfolio Adjusted | Size: Over 200kW | Orange County | 2021 | May Monthly Peak | 5 | 1014.2626
Portfolio AdjustedSize: Over 200kWOrange County2021November Monthly Peak | Portfolio Adjusted | Size: Over 200kW | Orange County | 2021 | November Monthly Peak | 11 | 1014.2626
Portfolio AdjustedSize: Over 200kWOrange County2021October Monthly Peak | Portfolio Adjusted | Size: Over 200kW | Orange County | 2021 | October Monthly Peak | 10 | 1014.2626
Portfolio AdjustedSize: Over 200kWOrange County2021September Monthly Peak | Portfolio Adjusted | Size: Over 200kW | Orange County | 2021 | September Monthly Peak | 9 | 1014.2626
Portfolio AdjustedSize: Over 200kWOrange County2021Typical Event Day | Portfolio Adjusted | Size: Over 200kW | Orange County | 2021 | Typical Event Day | 8 | 1014.2626
Portfolio AdjustedSize: Over 200kWOrange County2022April Monthly Peak | Portfolio Adjusted | Size: Over 200kW | Orange County | 2022 | April Monthly Peak | 4 | 1046.9241
Portfolio AdjustedSize: Over 200kWOrange County2022August Monthly Peak | Portfolio Adjusted | Size: Over 200kW | Orange County | 2022 | August Monthly Peak | 8 | 1046.9241
Portfolio AdjustedSize: Over 200kWOrange County2022December Monthly Peak | Portfolio Adjusted | Size: Over 200kW | Orange County | 2022 | December Monthly Peak | 12 | 1080.6373
Portfolio AdjustedSize: Over 200kWOrange County2022February Monthly Peak | Portfolio Adjusted | Size: Over 200kW | Orange County | 2022 | February Monthly Peak | 2 | 1046.9241
Portfolio AdjustedSize: Over 200kWOrange County2022January Monthly Peak | Portfolio Adjusted | Size: Over 200kW | Orange County | 2022 | January Monthly Peak | 1 | 1046.9241
Portfolio AdjustedSize: Over 200kWOrange County2022July Monthly Peak | Portfolio Adjusted | Size: Over 200kW | Orange County | 2022 | July Monthly Peak | 7 | 1046.9241
Portfolio AdjustedSize: Over 200kWOrange County2022June Monthly Peak | Portfolio Adjusted | Size: Over 200kW | Orange County | 2022 | June Monthly Peak | 6 | 1046.9241
Portfolio AdjustedSize: Over 200kWOrange County2022March Monthly Peak | Portfolio Adjusted | Size: Over 200kW | Orange County | 2022 | March Monthly Peak | 3 | 1046.9241
Portfolio AdjustedSize: Over 200kWOrange County2022May Monthly Peak | Portfolio Adjusted | Size: Over 200kW | Orange County | 2022 | May Monthly Peak | 5 | 1046.9241
Portfolio AdjustedSize: Over 200kWOrange County2022November Monthly Peak | Portfolio Adjusted | Size: Over 200kW | Orange County | 2022 | November Monthly Peak | 11 | 1046.9241
Portfolio AdjustedSize: Over 200kWOrange County2022October Monthly Peak | Portfolio Adjusted | Size: Over 200kW | Orange County | 2022 | October Monthly Peak | 10 | 1046.9241
Portfolio AdjustedSize: Over 200kWOrange County2022September Monthly Peak | Portfolio Adjusted | Size: Over 200kW | Orange County | 2022 | September Monthly Peak | 9 | 1046.9241
Portfolio AdjustedSize: Over 200kWOrange County2022Typical Event Day | Portfolio Adjusted | Size: Over 200kW | Orange County | 2022 | Typical Event Day | 8 | 1046.9241
Portfolio AdjustedSize: Over 200kWOrange County2023April Monthly Peak | Portfolio Adjusted | Size: Over 200kW | Orange County | 2023 | April Monthly Peak | 4 | 1080.6373
Portfolio AdjustedSize: Over 200kWOrange County2023August Monthly Peak | Portfolio Adjusted | Size: Over 200kW | Orange County | 2023 | August Monthly Peak | 8 | 1080.6373
Portfolio AdjustedSize: Over 200kWOrange County2023December Monthly Peak | Portfolio Adjusted | Size: Over 200kW | Orange County | 2023 | December Monthly Peak | 12 | 1115.4362
Portfolio AdjustedSize: Over 200kWOrange County2023February Monthly Peak | Portfolio Adjusted | Size: Over 200kW | Orange County | 2023 | February Monthly Peak | 2 | 1080.6373
Portfolio AdjustedSize: Over 200kWOrange County2023January Monthly Peak | Portfolio Adjusted | Size: Over 200kW | Orange County | 2023 | January Monthly Peak | 1 | 1080.6373
Portfolio AdjustedSize: Over 200kWOrange County2023July Monthly Peak | Portfolio Adjusted | Size: Over 200kW | Orange County | 2023 | July Monthly Peak | 7 | 1080.6373
Portfolio AdjustedSize: Over 200kWOrange County2023June Monthly Peak | Portfolio Adjusted | Size: Over 200kW | Orange County | 2023 | June Monthly Peak | 6 | 1080.6373
Portfolio AdjustedSize: Over 200kWOrange County2023March Monthly Peak | Portfolio Adjusted | Size: Over 200kW | Orange County | 2023 | March Monthly Peak | 3 | 1080.6373
Portfolio AdjustedSize: Over 200kWOrange County2023May Monthly Peak | Portfolio Adjusted | Size: Over 200kW | Orange County | 2023 | May Monthly Peak | 5 | 1080.6373
Portfolio AdjustedSize: Over 200kWOrange County2023November Monthly Peak | Portfolio Adjusted | Size: Over 200kW | Orange County | 2023 | November Monthly Peak | 11 | 1080.6373
Portfolio AdjustedSize: Over 200kWOrange County2023October Monthly Peak | Portfolio Adjusted | Size: Over 200kW | Orange County | 2023 | October Monthly Peak | 10 | 1080.6373
Portfolio AdjustedSize: Over 200kWOrange County2023September Monthly Peak | Portfolio Adjusted | Size: Over 200kW | Orange County | 2023 | September Monthly Peak | 9 | 1080.6373
Portfolio AdjustedSize: Over 200kWOrange County2023Typical Event Day | Portfolio Adjusted | Size: Over 200kW | Orange County | 2023 | Typical Event Day | 8 | 1080.6373
Portfolio AdjustedSize: Over 200kWOrange County2024April Monthly Peak | Portfolio Adjusted | Size: Over 200kW | Orange County | 2024 | April Monthly Peak | 4 | 1115.4362
Portfolio AdjustedSize: Over 200kWOrange County2024August Monthly Peak | Portfolio Adjusted | Size: Over 200kW | Orange County | 2024 | August Monthly Peak | 8 | 1115.4362
Portfolio AdjustedSize: Over 200kWOrange County2024December Monthly Peak | Portfolio Adjusted | Size: Over 200kW | Orange County | 2024 | December Monthly Peak | 12 | 1151.3557
Portfolio AdjustedSize: Over 200kWOrange County2024February Monthly Peak | Portfolio Adjusted | Size: Over 200kW | Orange County | 2024 | February Monthly Peak | 2 | 1115.4362
Portfolio AdjustedSize: Over 200kWOrange County2024January Monthly Peak | Portfolio Adjusted | Size: Over 200kW | Orange County | 2024 | January Monthly Peak | 1 | 1115.4362
Portfolio AdjustedSize: Over 200kWOrange County2024July Monthly Peak | Portfolio Adjusted | Size: Over 200kW | Orange County | 2024 | July Monthly Peak | 7 | 1115.4362
Portfolio AdjustedSize: Over 200kWOrange County2024June Monthly Peak | Portfolio Adjusted | Size: Over 200kW | Orange County | 2024 | June Monthly Peak | 6 | 1115.4362
Portfolio AdjustedSize: Over 200kWOrange County2024March Monthly Peak | Portfolio Adjusted | Size: Over 200kW | Orange County | 2024 | March Monthly Peak | 3 | 1115.4362
Portfolio AdjustedSize: Over 200kWOrange County2024May Monthly Peak | Portfolio Adjusted | Size: Over 200kW | Orange County | 2024 | May Monthly Peak | 5 | 1115.4362
Portfolio AdjustedSize: Over 200kWOrange County2024November Monthly Peak | Portfolio Adjusted | Size: Over 200kW | Orange County | 2024 | November Monthly Peak | 11 | 1115.4362
Portfolio AdjustedSize: Over 200kWOrange County2024October Monthly Peak | Portfolio Adjusted | Size: Over 200kW | Orange County | 2024 | October Monthly Peak | 10 | 1115.4362
Portfolio AdjustedSize: Over 200kWOrange County2024September Monthly Peak | Portfolio Adjusted | Size: Over 200kW | Orange County | 2024 | September Monthly Peak | 9 | 1115.4362
Portfolio AdjustedSize: Over 200kWOrange County2024Typical Event Day | Portfolio Adjusted | Size: Over 200kW | Orange County | 2024 | Typical Event Day | 8 | 1115.4362
Portfolio AdjustedSize: Over 200kWOrange County2025April Monthly Peak | Portfolio Adjusted | Size: Over 200kW | Orange County | 2025 | April Monthly Peak | 4 | 1151.3557
Portfolio AdjustedSize: Over 200kWOrange County2025August Monthly Peak | Portfolio Adjusted | Size: Over 200kW | Orange County | 2025 | August Monthly Peak | 8 | 1151.3557
Portfolio AdjustedSize: Over 200kWOrange County2025December Monthly Peak | Portfolio Adjusted | Size: Over 200kW | Orange County | 2025 | December Monthly Peak | 12 | 1188.4319
Portfolio AdjustedSize: Over 200kWOrange County2025February Monthly Peak | Portfolio Adjusted | Size: Over 200kW | Orange County | 2025 | February Monthly Peak | 2 | 1151.3557
Portfolio AdjustedSize: Over 200kWOrange County2025January Monthly Peak | Portfolio Adjusted | Size: Over 200kW | Orange County | 2025 | January Monthly Peak | 1 | 1151.3557
Portfolio AdjustedSize: Over 200kWOrange County2025July Monthly Peak | Portfolio Adjusted | Size: Over 200kW | Orange County | 2025 | July Monthly Peak | 7 | 1151.3557
Portfolio AdjustedSize: Over 200kWOrange County2025June Monthly Peak | Portfolio Adjusted | Size: Over 200kW | Orange County | 2025 | June Monthly Peak | 6 | 1151.3557
Portfolio AdjustedSize: Over 200kWOrange County2025March Monthly Peak | Portfolio Adjusted | Size: Over 200kW | Orange County | 2025 | March Monthly Peak | 3 | 1151.3557
Portfolio AdjustedSize: Over 200kWOrange County2025May Monthly Peak | Portfolio Adjusted | Size: Over 200kW | Orange County | 2025 | May Monthly Peak | 5 | 1151.3557
Portfolio AdjustedSize: Over 200kWOrange County2025November Monthly Peak | Portfolio Adjusted | Size: Over 200kW | Orange County | 2025 | November Monthly Peak | 11 | 1151.3557
Portfolio AdjustedSize: Over 200kWOrange County2025October Monthly Peak | Portfolio Adjusted | Size: Over 200kW | Orange County | 2025 | October Monthly Peak | 10 | 1151.3557
Portfolio AdjustedSize: Over 200kWOrange County2025September Monthly Peak | Portfolio Adjusted | Size: Over 200kW | Orange County | 2025 | September Monthly Peak | 9 | 1151.3557
Portfolio AdjustedSize: Over 200kWOrange County2025Typical Event Day | Portfolio Adjusted | Size: Over 200kW | Orange County | 2025 | Typical Event Day | 8 | 1151.3557
Portfolio AdjustedSize: Over 200kWOther2015April Monthly Peak | Portfolio Adjusted | Size: Over 200kW | Other | 2015 | April Monthly Peak | 4 | 1427.6339
Portfolio AdjustedSize: Over 200kWOther2015August Monthly Peak | Portfolio Adjusted | Size: Over 200kW | Other | 2015 | August Monthly Peak | 8 | 1435.4845
Portfolio AdjustedSize: Over 200kWOther2015December Monthly Peak | Portfolio Adjusted | Size: Over 200kW | Other | 2015 | December Monthly Peak | 12 | 1443.3352
Portfolio AdjustedSize: Over 200kWOther2015February Monthly Peak | Portfolio Adjusted | Size: Over 200kW | Other | 2015 | February Monthly Peak | 2 | 1423.7086
Portfolio AdjustedSize: Over 200kWOther2015January Monthly Peak | Portfolio Adjusted | Size: Over 200kW | Other | 2015 | January Monthly Peak | 1 | 1423.7086
Portfolio AdjustedSize: Over 200kWOther2015July Monthly Peak | Portfolio Adjusted | Size: Over 200kW | Other | 2015 | July Monthly Peak | 7 | 1433.5219
Portfolio AdjustedSize: Over 200kWOther2015June Monthly Peak | Portfolio Adjusted | Size: Over 200kW | Other | 2015 | June Monthly Peak | 6 | 1431.5592
Portfolio AdjustedSize: Over 200kWOther2015March Monthly Peak | Portfolio Adjusted | Size: Over 200kW | Other | 2015 | March Monthly Peak | 3 | 1425.6713
Portfolio AdjustedSize: Over 200kWOther2015May Monthly Peak | Portfolio Adjusted | Size: Over 200kW | Other | 2015 | May Monthly Peak | 5 | 1429.5966
Portfolio AdjustedSize: Over 200kWOther2015November Monthly Peak | Portfolio Adjusted | Size: Over 200kW | Other | 2015 | November Monthly Peak | 11 | 1441.3725
Portfolio AdjustedSize: Over 200kWOther2015October Monthly Peak | Portfolio Adjusted | Size: Over 200kW | Other | 2015 | October Monthly Peak | 10 | 1439.4098
Portfolio AdjustedSize: Over 200kWOther2015September Monthly Peak | Portfolio Adjusted | Size: Over 200kW | Other | 2015 | September Monthly Peak | 9 | 1437.4472
Portfolio AdjustedSize: Over 200kWOther2015Typical Event Day | Portfolio Adjusted | Size: Over 200kW | Other | 2015 | Typical Event Day | 8 | 1435.4845
Portfolio AdjustedSize: Over 200kWOther2016April Monthly Peak | Portfolio Adjusted | Size: Over 200kW | Other | 2016 | April Monthly Peak | 4 | 1443.3352
Portfolio AdjustedSize: Over 200kWOther2016August Monthly Peak | Portfolio Adjusted | Size: Over 200kW | Other | 2016 | August Monthly Peak | 8 | 1443.3352
Portfolio AdjustedSize: Over 200kWOther2016December Monthly Peak | Portfolio Adjusted | Size: Over 200kW | Other | 2016 | December Monthly Peak | 12 | 1489.8137
Portfolio AdjustedSize: Over 200kWOther2016February Monthly Peak | Portfolio Adjusted | Size: Over 200kW | Other | 2016 | February Monthly Peak | 2 | 1443.3352
Portfolio AdjustedSize: Over 200kWOther2016January Monthly Peak | Portfolio Adjusted | Size: Over 200kW | Other | 2016 | January Monthly Peak | 1 | 1443.3352
Portfolio AdjustedSize: Over 200kWOther2016July Monthly Peak | Portfolio Adjusted | Size: Over 200kW | Other | 2016 | July Monthly Peak | 7 | 1443.3352
Portfolio AdjustedSize: Over 200kWOther2016June Monthly Peak | Portfolio Adjusted | Size: Over 200kW | Other | 2016 | June Monthly Peak | 6 | 1443.3352
Portfolio AdjustedSize: Over 200kWOther2016March Monthly Peak | Portfolio Adjusted | Size: Over 200kW | Other | 2016 | March Monthly Peak | 3 | 1443.3352
Portfolio AdjustedSize: Over 200kWOther2016May Monthly Peak | Portfolio Adjusted | Size: Over 200kW | Other | 2016 | May Monthly Peak | 5 | 1443.3352
Portfolio AdjustedSize: Over 200kWOther2016November Monthly Peak | Portfolio Adjusted | Size: Over 200kW | Other | 2016 | November Monthly Peak | 11 | 1443.3352
Portfolio AdjustedSize: Over 200kWOther2016October Monthly Peak | Portfolio Adjusted | Size: Over 200kW | Other | 2016 | October Monthly Peak | 10 | 1443.3352
Portfolio AdjustedSize: Over 200kWOther2016September Monthly Peak | Portfolio Adjusted | Size: Over 200kW | Other | 2016 | September Monthly Peak | 9 | 1443.3352
Portfolio AdjustedSize: Over 200kWOther2016Typical Event Day | Portfolio Adjusted | Size: Over 200kW | Other | 2016 | Typical Event Day | 8 | 1443.3352
Portfolio AdjustedSize: Over 200kWOther2017April Monthly Peak | Portfolio Adjusted | Size: Over 200kW | Other | 2017 | April Monthly Peak | 4 | 1489.8137
Portfolio AdjustedSize: Over 200kWOther2017August Monthly Peak | Portfolio Adjusted | Size: Over 200kW | Other | 2017 | August Monthly Peak | 8 | 1489.8137
Portfolio AdjustedSize: Over 200kWOther2017December Monthly Peak | Portfolio Adjusted | Size: Over 200kW | Other | 2017 | December Monthly Peak | 12 | 1537.7889
Portfolio AdjustedSize: Over 200kWOther2017February Monthly Peak | Portfolio Adjusted | Size: Over 200kW | Other | 2017 | February Monthly Peak | 2 | 1489.8137
Portfolio AdjustedSize: Over 200kWOther2017January Monthly Peak | Portfolio Adjusted | Size: Over 200kW | Other | 2017 | January Monthly Peak | 1 | 1489.8137
Portfolio AdjustedSize: Over 200kWOther2017July Monthly Peak | Portfolio Adjusted | Size: Over 200kW | Other | 2017 | July Monthly Peak | 7 | 1489.8137
Portfolio AdjustedSize: Over 200kWOther2017June Monthly Peak | Portfolio Adjusted | Size: Over 200kW | Other | 2017 | June Monthly Peak | 6 | 1489.8137
Portfolio AdjustedSize: Over 200kWOther2017March Monthly Peak | Portfolio Adjusted | Size: Over 200kW | Other | 2017 | March Monthly Peak | 3 | 1489.8137
Portfolio AdjustedSize: Over 200kWOther2017May Monthly Peak | Portfolio Adjusted | Size: Over 200kW | Other | 2017 | May Monthly Peak | 5 | 1489.8137
Portfolio AdjustedSize: Over 200kWOther2017November Monthly Peak | Portfolio Adjusted | Size: Over 200kW | Other | 2017 | November Monthly Peak | 11 | 1489.8137
Portfolio AdjustedSize: Over 200kWOther2017October Monthly Peak | Portfolio Adjusted | Size: Over 200kW | Other | 2017 | October Monthly Peak | 10 | 1489.8137
Portfolio AdjustedSize: Over 200kWOther2017September Monthly Peak | Portfolio Adjusted | Size: Over 200kW | Other | 2017 | September Monthly Peak | 9 | 1489.8137
Portfolio AdjustedSize: Over 200kWOther2017Typical Event Day | Portfolio Adjusted | Size: Over 200kW | Other | 2017 | Typical Event Day | 8 | 1489.8137
Portfolio AdjustedSize: Over 200kWOther2018April Monthly Peak | Portfolio Adjusted | Size: Over 200kW | Other | 2018 | April Monthly Peak | 4 | 1537.7889
Portfolio AdjustedSize: Over 200kWOther2018August Monthly Peak | Portfolio Adjusted | Size: Over 200kW | Other | 2018 | August Monthly Peak | 8 | 1537.7889
Portfolio AdjustedSize: Over 200kWOther2018December Monthly Peak | Portfolio Adjusted | Size: Over 200kW | Other | 2018 | December Monthly Peak | 12 | 1587.3091
Portfolio AdjustedSize: Over 200kWOther2018February Monthly Peak | Portfolio Adjusted | Size: Over 200kW | Other | 2018 | February Monthly Peak | 2 | 1537.7889
Portfolio AdjustedSize: Over 200kWOther2018January Monthly Peak | Portfolio Adjusted | Size: Over 200kW | Other | 2018 | January Monthly Peak | 1 | 1537.7889
Portfolio AdjustedSize: Over 200kWOther2018July Monthly Peak | Portfolio Adjusted | Size: Over 200kW | Other | 2018 | July Monthly Peak | 7 | 1537.7889
Portfolio AdjustedSize: Over 200kWOther2018June Monthly Peak | Portfolio Adjusted | Size: Over 200kW | Other | 2018 | June Monthly Peak | 6 | 1537.7889
Portfolio AdjustedSize: Over 200kWOther2018March Monthly Peak | Portfolio Adjusted | Size: Over 200kW | Other | 2018 | March Monthly Peak | 3 | 1537.7889
Portfolio AdjustedSize: Over 200kWOther2018May Monthly Peak | Portfolio Adjusted | Size: Over 200kW | Other | 2018 | May Monthly Peak | 5 | 1537.7889
Portfolio AdjustedSize: Over 200kWOther2018November Monthly Peak | Portfolio Adjusted | Size: Over 200kW | Other | 2018 | November Monthly Peak | 11 | 1537.7889
Portfolio AdjustedSize: Over 200kWOther2018October Monthly Peak | Portfolio Adjusted | Size: Over 200kW | Other | 2018 | October Monthly Peak | 10 | 1537.7889
Portfolio AdjustedSize: Over 200kWOther2018September Monthly Peak | Portfolio Adjusted | Size: Over 200kW | Other | 2018 | September Monthly Peak | 9 | 1537.7889
Portfolio AdjustedSize: Over 200kWOther2018Typical Event Day | Portfolio Adjusted | Size: Over 200kW | Other | 2018 | Typical Event Day | 8 | 1537.7889
Portfolio AdjustedSize: Over 200kWOther2019April Monthly Peak | Portfolio Adjusted | Size: Over 200kW | Other | 2019 | April Monthly Peak | 4 | 1587.3091
Portfolio AdjustedSize: Over 200kWOther2019August Monthly Peak | Portfolio Adjusted | Size: Over 200kW | Other | 2019 | August Monthly Peak | 8 | 1587.3091
Portfolio AdjustedSize: Over 200kWOther2019December Monthly Peak | Portfolio Adjusted | Size: Over 200kW | Other | 2019 | December Monthly Peak | 12 | 1638.4239
Portfolio AdjustedSize: Over 200kWOther2019February Monthly Peak | Portfolio Adjusted | Size: Over 200kW | Other | 2019 | February Monthly Peak | 2 | 1587.3091
Portfolio AdjustedSize: Over 200kWOther2019January Monthly Peak | Portfolio Adjusted | Size: Over 200kW | Other | 2019 | January Monthly Peak | 1 | 1587.3091
Portfolio AdjustedSize: Over 200kWOther2019July Monthly Peak | Portfolio Adjusted | Size: Over 200kW | Other | 2019 | July Monthly Peak | 7 | 1587.3091
Portfolio AdjustedSize: Over 200kWOther2019June Monthly Peak | Portfolio Adjusted | Size: Over 200kW | Other | 2019 | June Monthly Peak | 6 | 1587.3091
Portfolio AdjustedSize: Over 200kWOther2019March Monthly Peak | Portfolio Adjusted | Size: Over 200kW | Other | 2019 | March Monthly Peak | 3 | 1587.3091
Portfolio AdjustedSize: Over 200kWOther2019May Monthly Peak | Portfolio Adjusted | Size: Over 200kW | Other | 2019 | May Monthly Peak | 5 | 1587.3091
Portfolio AdjustedSize: Over 200kWOther2019November Monthly Peak | Portfolio Adjusted | Size: Over 200kW | Other | 2019 | November Monthly Peak | 11 | 1587.3091
Portfolio AdjustedSize: Over 200kWOther2019October Monthly Peak | Portfolio Adjusted | Size: Over 200kW | Other | 2019 | October Monthly Peak | 10 | 1587.3091
Portfolio AdjustedSize: Over 200kWOther2019September Monthly Peak | Portfolio Adjusted | Size: Over 200kW | Other | 2019 | September Monthly Peak | 9 | 1587.3091
Portfolio AdjustedSize: Over 200kWOther2019Typical Event Day | Portfolio Adjusted | Size: Over 200kW | Other | 2019 | Typical Event Day | 8 | 1587.3091
Portfolio AdjustedSize: Over 200kWOther2020April Monthly Peak | Portfolio Adjusted | Size: Over 200kW | Other | 2020 | April Monthly Peak | 4 | 1638.4239
Portfolio AdjustedSize: Over 200kWOther2020August Monthly Peak | Portfolio Adjusted | Size: Over 200kW | Other | 2020 | August Monthly Peak | 8 | 1638.4239
Portfolio AdjustedSize: Over 200kWOther2020December Monthly Peak | Portfolio Adjusted | Size: Over 200kW | Other | 2020 | December Monthly Peak | 12 | 1691.1847
Portfolio AdjustedSize: Over 200kWOther2020February Monthly Peak | Portfolio Adjusted | Size: Over 200kW | Other | 2020 | February Monthly Peak | 2 | 1638.4239
Portfolio AdjustedSize: Over 200kWOther2020January Monthly Peak | Portfolio Adjusted | Size: Over 200kW | Other | 2020 | January Monthly Peak | 1 | 1638.4239
Portfolio AdjustedSize: Over 200kWOther2020July Monthly Peak | Portfolio Adjusted | Size: Over 200kW | Other | 2020 | July Monthly Peak | 7 | 1638.4239
Portfolio AdjustedSize: Over 200kWOther2020June Monthly Peak | Portfolio Adjusted | Size: Over 200kW | Other | 2020 | June Monthly Peak | 6 | 1638.4239
Portfolio AdjustedSize: Over 200kWOther2020March Monthly Peak | Portfolio Adjusted | Size: Over 200kW | Other | 2020 | March Monthly Peak | 3 | 1638.4239
Portfolio AdjustedSize: Over 200kWOther2020May Monthly Peak | Portfolio Adjusted | Size: Over 200kW | Other | 2020 | May Monthly Peak | 5 | 1638.4239
Portfolio AdjustedSize: Over 200kWOther2020November Monthly Peak | Portfolio Adjusted | Size: Over 200kW | Other | 2020 | November Monthly Peak | 11 | 1638.4239
Portfolio AdjustedSize: Over 200kWOther2020October Monthly Peak | Portfolio Adjusted | Size: Over 200kW | Other | 2020 | October Monthly Peak | 10 | 1638.4239
Portfolio AdjustedSize: Over 200kWOther2020September Monthly Peak | Portfolio Adjusted | Size: Over 200kW | Other | 2020 | September Monthly Peak | 9 | 1638.4239
Portfolio AdjustedSize: Over 200kWOther2020Typical Event Day | Portfolio Adjusted | Size: Over 200kW | Other | 2020 | Typical Event Day | 8 | 1638.4239
Portfolio AdjustedSize: Over 200kWOther2021April Monthly Peak | Portfolio Adjusted | Size: Over 200kW | Other | 2021 | April Monthly Peak | 4 | 1691.1847
Portfolio AdjustedSize: Over 200kWOther2021August Monthly Peak | Portfolio Adjusted | Size: Over 200kW | Other | 2021 | August Monthly Peak | 8 | 1691.1847
Portfolio AdjustedSize: Over 200kWOther2021December Monthly Peak | Portfolio Adjusted | Size: Over 200kW | Other | 2021 | December Monthly Peak | 12 | 1745.6446
Portfolio AdjustedSize: Over 200kWOther2021February Monthly Peak | Portfolio Adjusted | Size: Over 200kW | Other | 2021 | February Monthly Peak | 2 | 1691.1847
Portfolio AdjustedSize: Over 200kWOther2021January Monthly Peak | Portfolio Adjusted | Size: Over 200kW | Other | 2021 | January Monthly Peak | 1 | 1691.1847
Portfolio AdjustedSize: Over 200kWOther2021July Monthly Peak | Portfolio Adjusted | Size: Over 200kW | Other | 2021 | July Monthly Peak | 7 | 1691.1847
Portfolio AdjustedSize: Over 200kWOther2021June Monthly Peak | Portfolio Adjusted | Size: Over 200kW | Other | 2021 | June Monthly Peak | 6 | 1691.1847
Portfolio AdjustedSize: Over 200kWOther2021March Monthly Peak | Portfolio Adjusted | Size: Over 200kW | Other | 2021 | March Monthly Peak | 3 | 1691.1847
Portfolio AdjustedSize: Over 200kWOther2021May Monthly Peak | Portfolio Adjusted | Size: Over 200kW | Other | 2021 | May Monthly Peak | 5 | 1691.1847
Portfolio AdjustedSize: Over 200kWOther2021November Monthly Peak | Portfolio Adjusted | Size: Over 200kW | Other | 2021 | November Monthly Peak | 11 | 1691.1847
Portfolio AdjustedSize: Over 200kWOther2021October Monthly Peak | Portfolio Adjusted | Size: Over 200kW | Other | 2021 | October Monthly Peak | 10 | 1691.1847
Portfolio AdjustedSize: Over 200kWOther2021September Monthly Peak | Portfolio Adjusted | Size: Over 200kW | Other | 2021 | September Monthly Peak | 9 | 1691.1847
Portfolio AdjustedSize: Over 200kWOther2021Typical Event Day | Portfolio Adjusted | Size: Over 200kW | Other | 2021 | Typical Event Day | 8 | 1691.1847
Portfolio AdjustedSize: Over 200kWOther2022April Monthly Peak | Portfolio Adjusted | Size: Over 200kW | Other | 2022 | April Monthly Peak | 4 | 1745.6446
Portfolio AdjustedSize: Over 200kWOther2022August Monthly Peak | Portfolio Adjusted | Size: Over 200kW | Other | 2022 | August Monthly Peak | 8 | 1745.6446
Portfolio AdjustedSize: Over 200kWOther2022December Monthly Peak | Portfolio Adjusted | Size: Over 200kW | Other | 2022 | December Monthly Peak | 12 | 1801.8581
Portfolio AdjustedSize: Over 200kWOther2022February Monthly Peak | Portfolio Adjusted | Size: Over 200kW | Other | 2022 | February Monthly Peak | 2 | 1745.6446
Portfolio AdjustedSize: Over 200kWOther2022January Monthly Peak | Portfolio Adjusted | Size: Over 200kW | Other | 2022 | January Monthly Peak | 1 | 1745.6446
Portfolio AdjustedSize: Over 200kWOther2022July Monthly Peak | Portfolio Adjusted | Size: Over 200kW | Other | 2022 | July Monthly Peak | 7 | 1745.6446
Portfolio AdjustedSize: Over 200kWOther2022June Monthly Peak | Portfolio Adjusted | Size: Over 200kW | Other | 2022 | June Monthly Peak | 6 | 1745.6446
Portfolio AdjustedSize: Over 200kWOther2022March Monthly Peak | Portfolio Adjusted | Size: Over 200kW | Other | 2022 | March Monthly Peak | 3 | 1745.6446
Portfolio AdjustedSize: Over 200kWOther2022May Monthly Peak | Portfolio Adjusted | Size: Over 200kW | Other | 2022 | May Monthly Peak | 5 | 1745.6446
Portfolio AdjustedSize: Over 200kWOther2022November Monthly Peak | Portfolio Adjusted | Size: Over 200kW | Other | 2022 | November Monthly Peak | 11 | 1745.6446
Portfolio AdjustedSize: Over 200kWOther2022October Monthly Peak | Portfolio Adjusted | Size: Over 200kW | Other | 2022 | October Monthly Peak | 10 | 1745.6446
Portfolio AdjustedSize: Over 200kWOther2022September Monthly Peak | Portfolio Adjusted | Size: Over 200kW | Other | 2022 | September Monthly Peak | 9 | 1745.6446
Portfolio AdjustedSize: Over 200kWOther2022Typical Event Day | Portfolio Adjusted | Size: Over 200kW | Other | 2022 | Typical Event Day | 8 | 1745.6446
Portfolio AdjustedSize: Over 200kWOther2023April Monthly Peak | Portfolio Adjusted | Size: Over 200kW | Other | 2023 | April Monthly Peak | 4 | 1801.8581
Portfolio AdjustedSize: Over 200kWOther2023August Monthly Peak | Portfolio Adjusted | Size: Over 200kW | Other | 2023 | August Monthly Peak | 8 | 1801.8581
Portfolio AdjustedSize: Over 200kWOther2023December Monthly Peak | Portfolio Adjusted | Size: Over 200kW | Other | 2023 | December Monthly Peak | 12 | 1859.8819
Portfolio AdjustedSize: Over 200kWOther2023February Monthly Peak | Portfolio Adjusted | Size: Over 200kW | Other | 2023 | February Monthly Peak | 2 | 1801.8581
Portfolio AdjustedSize: Over 200kWOther2023January Monthly Peak | Portfolio Adjusted | Size: Over 200kW | Other | 2023 | January Monthly Peak | 1 | 1801.8581
Portfolio AdjustedSize: Over 200kWOther2023July Monthly Peak | Portfolio Adjusted | Size: Over 200kW | Other | 2023 | July Monthly Peak | 7 | 1801.8581
Portfolio AdjustedSize: Over 200kWOther2023June Monthly Peak | Portfolio Adjusted | Size: Over 200kW | Other | 2023 | June Monthly Peak | 6 | 1801.8581
Portfolio AdjustedSize: Over 200kWOther2023March Monthly Peak | Portfolio Adjusted | Size: Over 200kW | Other | 2023 | March Monthly Peak | 3 | 1801.8581
Portfolio AdjustedSize: Over 200kWOther2023May Monthly Peak | Portfolio Adjusted | Size: Over 200kW | Other | 2023 | May Monthly Peak | 5 | 1801.8581
Portfolio AdjustedSize: Over 200kWOther2023November Monthly Peak | Portfolio Adjusted | Size: Over 200kW | Other | 2023 | November Monthly Peak | 11 | 1801.8581
Portfolio AdjustedSize: Over 200kWOther2023October Monthly Peak | Portfolio Adjusted | Size: Over 200kW | Other | 2023 | October Monthly Peak | 10 | 1801.8581
Portfolio AdjustedSize: Over 200kWOther2023September Monthly Peak | Portfolio Adjusted | Size: Over 200kW | Other | 2023 | September Monthly Peak | 9 | 1801.8581
Portfolio AdjustedSize: Over 200kWOther2023Typical Event Day | Portfolio Adjusted | Size: Over 200kW | Other | 2023 | Typical Event Day | 8 | 1801.8581
Portfolio AdjustedSize: Over 200kWOther2024April Monthly Peak | Portfolio Adjusted | Size: Over 200kW | Other | 2024 | April Monthly Peak | 4 | 1859.8819
Portfolio AdjustedSize: Over 200kWOther2024August Monthly Peak | Portfolio Adjusted | Size: Over 200kW | Other | 2024 | August Monthly Peak | 8 | 1859.8819
Portfolio AdjustedSize: Over 200kWOther2024December Monthly Peak | Portfolio Adjusted | Size: Over 200kW | Other | 2024 | December Monthly Peak | 12 | 1919.7742
Portfolio AdjustedSize: Over 200kWOther2024February Monthly Peak | Portfolio Adjusted | Size: Over 200kW | Other | 2024 | February Monthly Peak | 2 | 1859.8819
Portfolio AdjustedSize: Over 200kWOther2024January Monthly Peak | Portfolio Adjusted | Size: Over 200kW | Other | 2024 | January Monthly Peak | 1 | 1859.8819
Portfolio AdjustedSize: Over 200kWOther2024July Monthly Peak | Portfolio Adjusted | Size: Over 200kW | Other | 2024 | July Monthly Peak | 7 | 1859.8819
Portfolio AdjustedSize: Over 200kWOther2024June Monthly Peak | Portfolio Adjusted | Size: Over 200kW | Other | 2024 | June Monthly Peak | 6 | 1859.8819
Portfolio AdjustedSize: Over 200kWOther2024March Monthly Peak | Portfolio Adjusted | Size: Over 200kW | Other | 2024 | March Monthly Peak | 3 | 1859.8819
Portfolio AdjustedSize: Over 200kWOther2024May Monthly Peak | Portfolio Adjusted | Size: Over 200kW | Other | 2024 | May Monthly Peak | 5 | 1859.8819
Portfolio AdjustedSize: Over 200kWOther2024November Monthly Peak | Portfolio Adjusted | Size: Over 200kW | Other | 2024 | November Monthly Peak | 11 | 1859.8819
Portfolio AdjustedSize: Over 200kWOther2024October Monthly Peak | Portfolio Adjusted | Size: Over 200kW | Other | 2024 | October Monthly Peak | 10 | 1859.8819
Portfolio AdjustedSize: Over 200kWOther2024September Monthly Peak | Portfolio Adjusted | Size: Over 200kW | Other | 2024 | September Monthly Peak | 9 | 1859.8819
Portfolio AdjustedSize: Over 200kWOther2024Typical Event Day | Portfolio Adjusted | Size: Over 200kW | Other | 2024 | Typical Event Day | 8 | 1859.8819
Portfolio AdjustedSize: Over 200kWOther2025April Monthly Peak | Portfolio Adjusted | Size: Over 200kW | Other | 2025 | April Monthly Peak | 4 | 1919.7742
Portfolio AdjustedSize: Over 200kWOther2025August Monthly Peak | Portfolio Adjusted | Size: Over 200kW | Other | 2025 | August Monthly Peak | 8 | 1919.7742
Portfolio AdjustedSize: Over 200kWOther2025December Monthly Peak | Portfolio Adjusted | Size: Over 200kW | Other | 2025 | December Monthly Peak | 12 | 1981.5951
Portfolio AdjustedSize: Over 200kWOther2025February Monthly Peak | Portfolio Adjusted | Size: Over 200kW | Other | 2025 | February Monthly Peak | 2 | 1919.7742
Portfolio AdjustedSize: Over 200kWOther2025January Monthly Peak | Portfolio Adjusted | Size: Over 200kW | Other | 2025 | January Monthly Peak | 1 | 1919.7742
Portfolio AdjustedSize: Over 200kWOther2025July Monthly Peak | Portfolio Adjusted | Size: Over 200kW | Other | 2025 | July Monthly Peak | 7 | 1919.7742
Portfolio AdjustedSize: Over 200kWOther2025June Monthly Peak | Portfolio Adjusted | Size: Over 200kW | Other | 2025 | June Monthly Peak | 6 | 1919.7742
Portfolio AdjustedSize: Over 200kWOther2025March Monthly Peak | Portfolio Adjusted | Size: Over 200kW | Other | 2025 | March Monthly Peak | 3 | 1919.7742
Portfolio AdjustedSize: Over 200kWOther2025May Monthly Peak | Portfolio Adjusted | Size: Over 200kW | Other | 2025 | May Monthly Peak | 5 | 1919.7742
Portfolio AdjustedSize: Over 200kWOther2025November Monthly Peak | Portfolio Adjusted | Size: Over 200kW | Other | 2025 | November Monthly Peak | 11 | 1919.7742
Portfolio AdjustedSize: Over 200kWOther2025October Monthly Peak | Portfolio Adjusted | Size: Over 200kW | Other | 2025 | October Monthly Peak | 10 | 1919.7742
Portfolio AdjustedSize: Over 200kWOther2025September Monthly Peak | Portfolio Adjusted | Size: Over 200kW | Other | 2025 | September Monthly Peak | 9 | 1919.7742
Portfolio AdjustedSize: Over 200kWOther2025Typical Event Day | Portfolio Adjusted | Size: Over 200kW | Other | 2025 | Typical Event Day | 8 | 1919.7742
Portfolio AdjustedSize: Over 200kWSouth of Lugo2015April Monthly Peak | Portfolio Adjusted | Size: Over 200kW | South of Lugo | 2015 | April Monthly Peak | 4 | 262.064
Portfolio AdjustedSize: Over 200kWSouth of Lugo2015August Monthly Peak | Portfolio Adjusted | Size: Over 200kW | South of Lugo | 2015 | August Monthly Peak | 8 | 263.5051
Portfolio AdjustedSize: Over 200kWSouth of Lugo2015December Monthly Peak | Portfolio Adjusted | Size: Over 200kW | South of Lugo | 2015 | December Monthly Peak | 12 | 264.9462
Portfolio AdjustedSize: Over 200kWSouth of Lugo2015February Monthly Peak | Portfolio Adjusted | Size: Over 200kW | South of Lugo | 2015 | February Monthly Peak | 2 | 261.3435
Portfolio AdjustedSize: Over 200kWSouth of Lugo2015January Monthly Peak | Portfolio Adjusted | Size: Over 200kW | South of Lugo | 2015 | January Monthly Peak | 1 | 261.3435
Portfolio AdjustedSize: Over 200kWSouth of Lugo2015July Monthly Peak | Portfolio Adjusted | Size: Over 200kW | South of Lugo | 2015 | July Monthly Peak | 7 | 263.1448
Portfolio AdjustedSize: Over 200kWSouth of Lugo2015June Monthly Peak | Portfolio Adjusted | Size: Over 200kW | South of Lugo | 2015 | June Monthly Peak | 6 | 262.7846
Portfolio AdjustedSize: Over 200kWSouth of Lugo2015March Monthly Peak | Portfolio Adjusted | Size: Over 200kW | South of Lugo | 2015 | March Monthly Peak | 3 | 261.7037
Portfolio AdjustedSize: Over 200kWSouth of Lugo2015May Monthly Peak | Portfolio Adjusted | Size: Over 200kW | South of Lugo | 2015 | May Monthly Peak | 5 | 262.4243
Portfolio AdjustedSize: Over 200kWSouth of Lugo2015November Monthly Peak | Portfolio Adjusted | Size: Over 200kW | South of Lugo | 2015 | November Monthly Peak | 11 | 264.5859
Portfolio AdjustedSize: Over 200kWSouth of Lugo2015October Monthly Peak | Portfolio Adjusted | Size: Over 200kW | South of Lugo | 2015 | October Monthly Peak | 10 | 264.2257
Portfolio AdjustedSize: Over 200kWSouth of Lugo2015September Monthly Peak | Portfolio Adjusted | Size: Over 200kW | South of Lugo | 2015 | September Monthly Peak | 9 | 263.8654
Portfolio AdjustedSize: Over 200kWSouth of Lugo2015Typical Event Day | Portfolio Adjusted | Size: Over 200kW | South of Lugo | 2015 | Typical Event Day | 8 | 263.5051
Portfolio AdjustedSize: Over 200kWSouth of Lugo2016April Monthly Peak | Portfolio Adjusted | Size: Over 200kW | South of Lugo | 2016 | April Monthly Peak | 4 | 264.9462
Portfolio AdjustedSize: Over 200kWSouth of Lugo2016August Monthly Peak | Portfolio Adjusted | Size: Over 200kW | South of Lugo | 2016 | August Monthly Peak | 8 | 264.9462
Portfolio AdjustedSize: Over 200kWSouth of Lugo2016December Monthly Peak | Portfolio Adjusted | Size: Over 200kW | South of Lugo | 2016 | December Monthly Peak | 12 | 273.4781
Portfolio AdjustedSize: Over 200kWSouth of Lugo2016February Monthly Peak | Portfolio Adjusted | Size: Over 200kW | South of Lugo | 2016 | February Monthly Peak | 2 | 264.9462
Portfolio AdjustedSize: Over 200kWSouth of Lugo2016January Monthly Peak | Portfolio Adjusted | Size: Over 200kW | South of Lugo | 2016 | January Monthly Peak | 1 | 264.9462
Portfolio AdjustedSize: Over 200kWSouth of Lugo2016July Monthly Peak | Portfolio Adjusted | Size: Over 200kW | South of Lugo | 2016 | July Monthly Peak | 7 | 264.9462
Portfolio AdjustedSize: Over 200kWSouth of Lugo2016June Monthly Peak | Portfolio Adjusted | Size: Over 200kW | South of Lugo | 2016 | June Monthly Peak | 6 | 264.9462
Portfolio AdjustedSize: Over 200kWSouth of Lugo2016March Monthly Peak | Portfolio Adjusted | Size: Over 200kW | South of Lugo | 2016 | March Monthly Peak | 3 | 264.9462
Portfolio AdjustedSize: Over 200kWSouth of Lugo2016May Monthly Peak | Portfolio Adjusted | Size: Over 200kW | South of Lugo | 2016 | May Monthly Peak | 5 | 264.9462
Portfolio AdjustedSize: Over 200kWSouth of Lugo2016November Monthly Peak | Portfolio Adjusted | Size: Over 200kW | South of Lugo | 2016 | November Monthly Peak | 11 | 264.9462
Portfolio AdjustedSize: Over 200kWSouth of Lugo2016October Monthly Peak | Portfolio Adjusted | Size: Over 200kW | South of Lugo | 2016 | October Monthly Peak | 10 | 264.9462
Portfolio AdjustedSize: Over 200kWSouth of Lugo2016September Monthly Peak | Portfolio Adjusted | Size: Over 200kW | South of Lugo | 2016 | September Monthly Peak | 9 | 264.9462
Portfolio AdjustedSize: Over 200kWSouth of Lugo2016Typical Event Day | Portfolio Adjusted | Size: Over 200kW | South of Lugo | 2016 | Typical Event Day | 8 | 264.9462
Portfolio AdjustedSize: Over 200kWSouth of Lugo2017April Monthly Peak | Portfolio Adjusted | Size: Over 200kW | South of Lugo | 2017 | April Monthly Peak | 4 | 273.4781
Portfolio AdjustedSize: Over 200kWSouth of Lugo2017August Monthly Peak | Portfolio Adjusted | Size: Over 200kW | South of Lugo | 2017 | August Monthly Peak | 8 | 273.4781
Portfolio AdjustedSize: Over 200kWSouth of Lugo2017December Monthly Peak | Portfolio Adjusted | Size: Over 200kW | South of Lugo | 2017 | December Monthly Peak | 12 | 282.2847
Portfolio AdjustedSize: Over 200kWSouth of Lugo2017February Monthly Peak | Portfolio Adjusted | Size: Over 200kW | South of Lugo | 2017 | February Monthly Peak | 2 | 273.4781
Portfolio AdjustedSize: Over 200kWSouth of Lugo2017January Monthly Peak | Portfolio Adjusted | Size: Over 200kW | South of Lugo | 2017 | January Monthly Peak | 1 | 273.4781
Portfolio AdjustedSize: Over 200kWSouth of Lugo2017July Monthly Peak | Portfolio Adjusted | Size: Over 200kW | South of Lugo | 2017 | July Monthly Peak | 7 | 273.4781
Portfolio AdjustedSize: Over 200kWSouth of Lugo2017June Monthly Peak | Portfolio Adjusted | Size: Over 200kW | South of Lugo | 2017 | June Monthly Peak | 6 | 273.4781
Portfolio AdjustedSize: Over 200kWSouth of Lugo2017March Monthly Peak | Portfolio Adjusted | Size: Over 200kW | South of Lugo | 2017 | March Monthly Peak | 3 | 273.4781
Portfolio AdjustedSize: Over 200kWSouth of Lugo2017May Monthly Peak | Portfolio Adjusted | Size: Over 200kW | South of Lugo | 2017 | May Monthly Peak | 5 | 273.4781
Portfolio AdjustedSize: Over 200kWSouth of Lugo2017November Monthly Peak | Portfolio Adjusted | Size: Over 200kW | South of Lugo | 2017 | November Monthly Peak | 11 | 273.4781
Portfolio AdjustedSize: Over 200kWSouth of Lugo2017October Monthly Peak | Portfolio Adjusted | Size: Over 200kW | South of Lugo | 2017 | October Monthly Peak | 10 | 273.4781
Portfolio AdjustedSize: Over 200kWSouth of Lugo2017September Monthly Peak | Portfolio Adjusted | Size: Over 200kW | South of Lugo | 2017 | September Monthly Peak | 9 | 273.4781
Portfolio AdjustedSize: Over 200kWSouth of Lugo2017Typical Event Day | Portfolio Adjusted | Size: Over 200kW | South of Lugo | 2017 | Typical Event Day | 8 | 273.4781
Portfolio AdjustedSize: Over 200kWSouth of Lugo2018April Monthly Peak | Portfolio Adjusted | Size: Over 200kW | South of Lugo | 2018 | April Monthly Peak | 4 | 282.2847
Portfolio AdjustedSize: Over 200kWSouth of Lugo2018August Monthly Peak | Portfolio Adjusted | Size: Over 200kW | South of Lugo | 2018 | August Monthly Peak | 8 | 282.2847
Portfolio AdjustedSize: Over 200kWSouth of Lugo2018December Monthly Peak | Portfolio Adjusted | Size: Over 200kW | South of Lugo | 2018 | December Monthly Peak | 12 | 291.3748
Portfolio AdjustedSize: Over 200kWSouth of Lugo2018February Monthly Peak | Portfolio Adjusted | Size: Over 200kW | South of Lugo | 2018 | February Monthly Peak | 2 | 282.2847
Portfolio AdjustedSize: Over 200kWSouth of Lugo2018January Monthly Peak | Portfolio Adjusted | Size: Over 200kW | South of Lugo | 2018 | January Monthly Peak | 1 | 282.2847
Portfolio AdjustedSize: Over 200kWSouth of Lugo2018July Monthly Peak | Portfolio Adjusted | Size: Over 200kW | South of Lugo | 2018 | July Monthly Peak | 7 | 282.2847
Portfolio AdjustedSize: Over 200kWSouth of Lugo2018June Monthly Peak | Portfolio Adjusted | Size: Over 200kW | South of Lugo | 2018 | June Monthly Peak | 6 | 282.2847
Portfolio AdjustedSize: Over 200kWSouth of Lugo2018March Monthly Peak | Portfolio Adjusted | Size: Over 200kW | South of Lugo | 2018 | March Monthly Peak | 3 | 282.2847
Portfolio AdjustedSize: Over 200kWSouth of Lugo2018May Monthly Peak | Portfolio Adjusted | Size: Over 200kW | South of Lugo | 2018 | May Monthly Peak | 5 | 282.2847
Portfolio AdjustedSize: Over 200kWSouth of Lugo2018November Monthly Peak | Portfolio Adjusted | Size: Over 200kW | South of Lugo | 2018 | November Monthly Peak | 11 | 282.2847
Portfolio AdjustedSize: Over 200kWSouth of Lugo2018October Monthly Peak | Portfolio Adjusted | Size: Over 200kW | South of Lugo | 2018 | October Monthly Peak | 10 | 282.2847
Portfolio AdjustedSize: Over 200kWSouth of Lugo2018September Monthly Peak | Portfolio Adjusted | Size: Over 200kW | South of Lugo | 2018 | September Monthly Peak | 9 | 282.2847
Portfolio AdjustedSize: Over 200kWSouth of Lugo2018Typical Event Day | Portfolio Adjusted | Size: Over 200kW | South of Lugo | 2018 | Typical Event Day | 8 | 282.2847
Portfolio AdjustedSize: Over 200kWSouth of Lugo2019April Monthly Peak | Portfolio Adjusted | Size: Over 200kW | South of Lugo | 2019 | April Monthly Peak | 4 | 291.3748
Portfolio AdjustedSize: Over 200kWSouth of Lugo2019August Monthly Peak | Portfolio Adjusted | Size: Over 200kW | South of Lugo | 2019 | August Monthly Peak | 8 | 291.3748
Portfolio AdjustedSize: Over 200kWSouth of Lugo2019December Monthly Peak | Portfolio Adjusted | Size: Over 200kW | South of Lugo | 2019 | December Monthly Peak | 12 | 300.7577
Portfolio AdjustedSize: Over 200kWSouth of Lugo2019February Monthly Peak | Portfolio Adjusted | Size: Over 200kW | South of Lugo | 2019 | February Monthly Peak | 2 | 291.3748
Portfolio AdjustedSize: Over 200kWSouth of Lugo2019January Monthly Peak | Portfolio Adjusted | Size: Over 200kW | South of Lugo | 2019 | January Monthly Peak | 1 | 291.3748
Portfolio AdjustedSize: Over 200kWSouth of Lugo2019July Monthly Peak | Portfolio Adjusted | Size: Over 200kW | South of Lugo | 2019 | July Monthly Peak | 7 | 291.3748
Portfolio AdjustedSize: Over 200kWSouth of Lugo2019June Monthly Peak | Portfolio Adjusted | Size: Over 200kW | South of Lugo | 2019 | June Monthly Peak | 6 | 291.3748
Portfolio AdjustedSize: Over 200kWSouth of Lugo2019March Monthly Peak | Portfolio Adjusted | Size: Over 200kW | South of Lugo | 2019 | March Monthly Peak | 3 | 291.3748
Portfolio AdjustedSize: Over 200kWSouth of Lugo2019May Monthly Peak | Portfolio Adjusted | Size: Over 200kW | South of Lugo | 2019 | May Monthly Peak | 5 | 291.3748
Portfolio AdjustedSize: Over 200kWSouth of Lugo2019November Monthly Peak | Portfolio Adjusted | Size: Over 200kW | South of Lugo | 2019 | November Monthly Peak | 11 | 291.3748
Portfolio AdjustedSize: Over 200kWSouth of Lugo2019October Monthly Peak | Portfolio Adjusted | Size: Over 200kW | South of Lugo | 2019 | October Monthly Peak | 10 | 291.3748
Portfolio AdjustedSize: Over 200kWSouth of Lugo2019September Monthly Peak | Portfolio Adjusted | Size: Over 200kW | South of Lugo | 2019 | September Monthly Peak | 9 | 291.3748
Portfolio AdjustedSize: Over 200kWSouth of Lugo2019Typical Event Day | Portfolio Adjusted | Size: Over 200kW | South of Lugo | 2019 | Typical Event Day | 8 | 291.3748
Portfolio AdjustedSize: Over 200kWSouth of Lugo2020April Monthly Peak | Portfolio Adjusted | Size: Over 200kW | South of Lugo | 2020 | April Monthly Peak | 4 | 300.7577
Portfolio AdjustedSize: Over 200kWSouth of Lugo2020August Monthly Peak | Portfolio Adjusted | Size: Over 200kW | South of Lugo | 2020 | August Monthly Peak | 8 | 300.7577
Portfolio AdjustedSize: Over 200kWSouth of Lugo2020December Monthly Peak | Portfolio Adjusted | Size: Over 200kW | South of Lugo | 2020 | December Monthly Peak | 12 | 310.4428
Portfolio AdjustedSize: Over 200kWSouth of Lugo2020February Monthly Peak | Portfolio Adjusted | Size: Over 200kW | South of Lugo | 2020 | February Monthly Peak | 2 | 300.7577
Portfolio AdjustedSize: Over 200kWSouth of Lugo2020January Monthly Peak | Portfolio Adjusted | Size: Over 200kW | South of Lugo | 2020 | January Monthly Peak | 1 | 300.7577
Portfolio AdjustedSize: Over 200kWSouth of Lugo2020July Monthly Peak | Portfolio Adjusted | Size: Over 200kW | South of Lugo | 2020 | July Monthly Peak | 7 | 300.7577
Portfolio AdjustedSize: Over 200kWSouth of Lugo2020June Monthly Peak | Portfolio Adjusted | Size: Over 200kW | South of Lugo | 2020 | June Monthly Peak | 6 | 300.7577
Portfolio AdjustedSize: Over 200kWSouth of Lugo2020March Monthly Peak | Portfolio Adjusted | Size: Over 200kW | South of Lugo | 2020 | March Monthly Peak | 3 | 300.7577
Portfolio AdjustedSize: Over 200kWSouth of Lugo2020May Monthly Peak | Portfolio Adjusted | Size: Over 200kW | South of Lugo | 2020 | May Monthly Peak | 5 | 300.7577
Portfolio AdjustedSize: Over 200kWSouth of Lugo2020November Monthly Peak | Portfolio Adjusted | Size: Over 200kW | South of Lugo | 2020 | November Monthly Peak | 11 | 300.7577
Portfolio AdjustedSize: Over 200kWSouth of Lugo2020October Monthly Peak | Portfolio Adjusted | Size: Over 200kW | South of Lugo | 2020 | October Monthly Peak | 10 | 300.7577
Portfolio AdjustedSize: Over 200kWSouth of Lugo2020September Monthly Peak | Portfolio Adjusted | Size: Over 200kW | South of Lugo | 2020 | September Monthly Peak | 9 | 300.7577
Portfolio AdjustedSize: Over 200kWSouth of Lugo2020Typical Event Day | Portfolio Adjusted | Size: Over 200kW | South of Lugo | 2020 | Typical Event Day | 8 | 300.7577
Portfolio AdjustedSize: Over 200kWSouth of Lugo2021April Monthly Peak | Portfolio Adjusted | Size: Over 200kW | South of Lugo | 2021 | April Monthly Peak | 4 | 310.4428
Portfolio AdjustedSize: Over 200kWSouth of Lugo2021August Monthly Peak | Portfolio Adjusted | Size: Over 200kW | South of Lugo | 2021 | August Monthly Peak | 8 | 310.4428
Portfolio AdjustedSize: Over 200kWSouth of Lugo2021December Monthly Peak | Portfolio Adjusted | Size: Over 200kW | South of Lugo | 2021 | December Monthly Peak | 12 | 320.4397
Portfolio AdjustedSize: Over 200kWSouth of Lugo2021February Monthly Peak | Portfolio Adjusted | Size: Over 200kW | South of Lugo | 2021 | February Monthly Peak | 2 | 310.4428
Portfolio AdjustedSize: Over 200kWSouth of Lugo2021January Monthly Peak | Portfolio Adjusted | Size: Over 200kW | South of Lugo | 2021 | January Monthly Peak | 1 | 310.4428
Portfolio AdjustedSize: Over 200kWSouth of Lugo2021July Monthly Peak | Portfolio Adjusted | Size: Over 200kW | South of Lugo | 2021 | July Monthly Peak | 7 | 310.4428
Portfolio AdjustedSize: Over 200kWSouth of Lugo2021June Monthly Peak | Portfolio Adjusted | Size: Over 200kW | South of Lugo | 2021 | June Monthly Peak | 6 | 310.4428
Portfolio AdjustedSize: Over 200kWSouth of Lugo2021March Monthly Peak | Portfolio Adjusted | Size: Over 200kW | South of Lugo | 2021 | March Monthly Peak | 3 | 310.4428
Portfolio AdjustedSize: Over 200kWSouth of Lugo2021May Monthly Peak | Portfolio Adjusted | Size: Over 200kW | South of Lugo | 2021 | May Monthly Peak | 5 | 310.4428
Portfolio AdjustedSize: Over 200kWSouth of Lugo2021November Monthly Peak | Portfolio Adjusted | Size: Over 200kW | South of Lugo | 2021 | November Monthly Peak | 11 | 310.4428
Portfolio AdjustedSize: Over 200kWSouth of Lugo2021October Monthly Peak | Portfolio Adjusted | Size: Over 200kW | South of Lugo | 2021 | October Monthly Peak | 10 | 310.4428
Portfolio AdjustedSize: Over 200kWSouth of Lugo2021September Monthly Peak | Portfolio Adjusted | Size: Over 200kW | South of Lugo | 2021 | September Monthly Peak | 9 | 310.4428
Portfolio AdjustedSize: Over 200kWSouth of Lugo2021Typical Event Day | Portfolio Adjusted | Size: Over 200kW | South of Lugo | 2021 | Typical Event Day | 8 | 310.4428
Portfolio AdjustedSize: Over 200kWSouth of Lugo2022April Monthly Peak | Portfolio Adjusted | Size: Over 200kW | South of Lugo | 2022 | April Monthly Peak | 4 | 320.4397
Portfolio AdjustedSize: Over 200kWSouth of Lugo2022August Monthly Peak | Portfolio Adjusted | Size: Over 200kW | South of Lugo | 2022 | August Monthly Peak | 8 | 320.4397
Portfolio AdjustedSize: Over 200kWSouth of Lugo2022December Monthly Peak | Portfolio Adjusted | Size: Over 200kW | South of Lugo | 2022 | December Monthly Peak | 12 | 330.7586
Portfolio AdjustedSize: Over 200kWSouth of Lugo2022February Monthly Peak | Portfolio Adjusted | Size: Over 200kW | South of Lugo | 2022 | February Monthly Peak | 2 | 320.4397
Portfolio AdjustedSize: Over 200kWSouth of Lugo2022January Monthly Peak | Portfolio Adjusted | Size: Over 200kW | South of Lugo | 2022 | January Monthly Peak | 1 | 320.4397
Portfolio AdjustedSize: Over 200kWSouth of Lugo2022July Monthly Peak | Portfolio Adjusted | Size: Over 200kW | South of Lugo | 2022 | July Monthly Peak | 7 | 320.4397
Portfolio AdjustedSize: Over 200kWSouth of Lugo2022June Monthly Peak | Portfolio Adjusted | Size: Over 200kW | South of Lugo | 2022 | June Monthly Peak | 6 | 320.4397
Portfolio AdjustedSize: Over 200kWSouth of Lugo2022March Monthly Peak | Portfolio Adjusted | Size: Over 200kW | South of Lugo | 2022 | March Monthly Peak | 3 | 320.4397
Portfolio AdjustedSize: Over 200kWSouth of Lugo2022May Monthly Peak | Portfolio Adjusted | Size: Over 200kW | South of Lugo | 2022 | May Monthly Peak | 5 | 320.4397
Portfolio AdjustedSize: Over 200kWSouth of Lugo2022November Monthly Peak | Portfolio Adjusted | Size: Over 200kW | South of Lugo | 2022 | November Monthly Peak | 11 | 320.4397
Portfolio AdjustedSize: Over 200kWSouth of Lugo2022October Monthly Peak | Portfolio Adjusted | Size: Over 200kW | South of Lugo | 2022 | October Monthly Peak | 10 | 320.4397
Portfolio AdjustedSize: Over 200kWSouth of Lugo2022September Monthly Peak | Portfolio Adjusted | Size: Over 200kW | South of Lugo | 2022 | September Monthly Peak | 9 | 320.4397
Portfolio AdjustedSize: Over 200kWSouth of Lugo2022Typical Event Day | Portfolio Adjusted | Size: Over 200kW | South of Lugo | 2022 | Typical Event Day | 8 | 320.4397
Portfolio AdjustedSize: Over 200kWSouth of Lugo2023April Monthly Peak | Portfolio Adjusted | Size: Over 200kW | South of Lugo | 2023 | April Monthly Peak | 4 | 330.7586
Portfolio AdjustedSize: Over 200kWSouth of Lugo2023August Monthly Peak | Portfolio Adjusted | Size: Over 200kW | South of Lugo | 2023 | August Monthly Peak | 8 | 330.7586
Portfolio AdjustedSize: Over 200kWSouth of Lugo2023December Monthly Peak | Portfolio Adjusted | Size: Over 200kW | South of Lugo | 2023 | December Monthly Peak | 12 | 341.4097
Portfolio AdjustedSize: Over 200kWSouth of Lugo2023February Monthly Peak | Portfolio Adjusted | Size: Over 200kW | South of Lugo | 2023 | February Monthly Peak | 2 | 330.7586
Portfolio AdjustedSize: Over 200kWSouth of Lugo2023January Monthly Peak | Portfolio Adjusted | Size: Over 200kW | South of Lugo | 2023 | January Monthly Peak | 1 | 330.7586
Portfolio AdjustedSize: Over 200kWSouth of Lugo2023July Monthly Peak | Portfolio Adjusted | Size: Over 200kW | South of Lugo | 2023 | July Monthly Peak | 7 | 330.7586
Portfolio AdjustedSize: Over 200kWSouth of Lugo2023June Monthly Peak | Portfolio Adjusted | Size: Over 200kW | South of Lugo | 2023 | June Monthly Peak | 6 | 330.7586
Portfolio AdjustedSize: Over 200kWSouth of Lugo2023March Monthly Peak | Portfolio Adjusted | Size: Over 200kW | South of Lugo | 2023 | March Monthly Peak | 3 | 330.7586
Portfolio AdjustedSize: Over 200kWSouth of Lugo2023May Monthly Peak | Portfolio Adjusted | Size: Over 200kW | South of Lugo | 2023 | May Monthly Peak | 5 | 330.7586
Portfolio AdjustedSize: Over 200kWSouth of Lugo2023November Monthly Peak | Portfolio Adjusted | Size: Over 200kW | South of Lugo | 2023 | November Monthly Peak | 11 | 330.7586
Portfolio AdjustedSize: Over 200kWSouth of Lugo2023October Monthly Peak | Portfolio Adjusted | Size: Over 200kW | South of Lugo | 2023 | October Monthly Peak | 10 | 330.7586
Portfolio AdjustedSize: Over 200kWSouth of Lugo2023September Monthly Peak | Portfolio Adjusted | Size: Over 200kW | South of Lugo | 2023 | September Monthly Peak | 9 | 330.7586
Portfolio AdjustedSize: Over 200kWSouth of Lugo2023Typical Event Day | Portfolio Adjusted | Size: Over 200kW | South of Lugo | 2023 | Typical Event Day | 8 | 330.7586
Portfolio AdjustedSize: Over 200kWSouth of Lugo2024April Monthly Peak | Portfolio Adjusted | Size: Over 200kW | South of Lugo | 2024 | April Monthly Peak | 4 | 341.4097
Portfolio AdjustedSize: Over 200kWSouth of Lugo2024August Monthly Peak | Portfolio Adjusted | Size: Over 200kW | South of Lugo | 2024 | August Monthly Peak | 8 | 341.4097
Portfolio AdjustedSize: Over 200kWSouth of Lugo2024December Monthly Peak | Portfolio Adjusted | Size: Over 200kW | South of Lugo | 2024 | December Monthly Peak | 12 | 352.4039
Portfolio AdjustedSize: Over 200kWSouth of Lugo2024February Monthly Peak | Portfolio Adjusted | Size: Over 200kW | South of Lugo | 2024 | February Monthly Peak | 2 | 341.4097
Portfolio AdjustedSize: Over 200kWSouth of Lugo2024January Monthly Peak | Portfolio Adjusted | Size: Over 200kW | South of Lugo | 2024 | January Monthly Peak | 1 | 341.4097
Portfolio AdjustedSize: Over 200kWSouth of Lugo2024July Monthly Peak | Portfolio Adjusted | Size: Over 200kW | South of Lugo | 2024 | July Monthly Peak | 7 | 341.4097
Portfolio AdjustedSize: Over 200kWSouth of Lugo2024June Monthly Peak | Portfolio Adjusted | Size: Over 200kW | South of Lugo | 2024 | June Monthly Peak | 6 | 341.4097
Portfolio AdjustedSize: Over 200kWSouth of Lugo2024March Monthly Peak | Portfolio Adjusted | Size: Over 200kW | South of Lugo | 2024 | March Monthly Peak | 3 | 341.4097
Portfolio AdjustedSize: Over 200kWSouth of Lugo2024May Monthly Peak | Portfolio Adjusted | Size: Over 200kW | South of Lugo | 2024 | May Monthly Peak | 5 | 341.4097
Portfolio AdjustedSize: Over 200kWSouth of Lugo2024November Monthly Peak | Portfolio Adjusted | Size: Over 200kW | South of Lugo | 2024 | November Monthly Peak | 11 | 341.4097
Portfolio AdjustedSize: Over 200kWSouth of Lugo2024October Monthly Peak | Portfolio Adjusted | Size: Over 200kW | South of Lugo | 2024 | October Monthly Peak | 10 | 341.4097
Portfolio AdjustedSize: Over 200kWSouth of Lugo2024September Monthly Peak | Portfolio Adjusted | Size: Over 200kW | South of Lugo | 2024 | September Monthly Peak | 9 | 341.4097
Portfolio AdjustedSize: Over 200kWSouth of Lugo2024Typical Event Day | Portfolio Adjusted | Size: Over 200kW | South of Lugo | 2024 | Typical Event Day | 8 | 341.4097
Portfolio AdjustedSize: Over 200kWSouth of Lugo2025April Monthly Peak | Portfolio Adjusted | Size: Over 200kW | South of Lugo | 2025 | April Monthly Peak | 4 | 352.4039
Portfolio AdjustedSize: Over 200kWSouth of Lugo2025August Monthly Peak | Portfolio Adjusted | Size: Over 200kW | South of Lugo | 2025 | August Monthly Peak | 8 | 352.4039
Portfolio AdjustedSize: Over 200kWSouth of Lugo2025December Monthly Peak | Portfolio Adjusted | Size: Over 200kW | South of Lugo | 2025 | December Monthly Peak | 12 | 363.7521
Portfolio AdjustedSize: Over 200kWSouth of Lugo2025February Monthly Peak | Portfolio Adjusted | Size: Over 200kW | South of Lugo | 2025 | February Monthly Peak | 2 | 352.4039
Portfolio AdjustedSize: Over 200kWSouth of Lugo2025January Monthly Peak | Portfolio Adjusted | Size: Over 200kW | South of Lugo | 2025 | January Monthly Peak | 1 | 352.4039
Portfolio AdjustedSize: Over 200kWSouth of Lugo2025July Monthly Peak | Portfolio Adjusted | Size: Over 200kW | South of Lugo | 2025 | July Monthly Peak | 7 | 352.4039
Portfolio AdjustedSize: Over 200kWSouth of Lugo2025June Monthly Peak | Portfolio Adjusted | Size: Over 200kW | South of Lugo | 2025 | June Monthly Peak | 6 | 352.4039
Portfolio AdjustedSize: Over 200kWSouth of Lugo2025March Monthly Peak | Portfolio Adjusted | Size: Over 200kW | South of Lugo | 2025 | March Monthly Peak | 3 | 352.4039
Portfolio AdjustedSize: Over 200kWSouth of Lugo2025May Monthly Peak | Portfolio Adjusted | Size: Over 200kW | South of Lugo | 2025 | May Monthly Peak | 5 | 352.4039
Portfolio AdjustedSize: Over 200kWSouth of Lugo2025November Monthly Peak | Portfolio Adjusted | Size: Over 200kW | South of Lugo | 2025 | November Monthly Peak | 11 | 352.4039
Portfolio AdjustedSize: Over 200kWSouth of Lugo2025October Monthly Peak | Portfolio Adjusted | Size: Over 200kW | South of Lugo | 2025 | October Monthly Peak | 10 | 352.4039
Portfolio AdjustedSize: Over 200kWSouth of Lugo2025September Monthly Peak | Portfolio Adjusted | Size: Over 200kW | South of Lugo | 2025 | September Monthly Peak | 9 | 352.4039
Portfolio AdjustedSize: Over 200kWSouth of Lugo2025Typical Event Day | Portfolio Adjusted | Size: Over 200kW | South of Lugo | 2025 | Typical Event Day | 8 | 352.4039
Portfolio AdjustedSize: Under 20 kWAll2015April Monthly Peak | Portfolio Adjusted | Size: Under 20 kW | All | 2015 | April Monthly Peak | 4 | 0
Portfolio AdjustedSize: Under 20 kWAll2015August Monthly Peak | Portfolio Adjusted | Size: Under 20 kW | All | 2015 | August Monthly Peak | 8 | 0
Portfolio AdjustedSize: Under 20 kWAll2015December Monthly Peak | Portfolio Adjusted | Size: Under 20 kW | All | 2015 | December Monthly Peak | 12 | 0
Portfolio AdjustedSize: Under 20 kWAll2015February Monthly Peak | Portfolio Adjusted | Size: Under 20 kW | All | 2015 | February Monthly Peak | 2 | 0
Portfolio AdjustedSize: Under 20 kWAll2015January Monthly Peak | Portfolio Adjusted | Size: Under 20 kW | All | 2015 | January Monthly Peak | 1 | 0
Portfolio AdjustedSize: Under 20 kWAll2015July Monthly Peak | Portfolio Adjusted | Size: Under 20 kW | All | 2015 | July Monthly Peak | 7 | 0
Portfolio AdjustedSize: Under 20 kWAll2015June Monthly Peak | Portfolio Adjusted | Size: Under 20 kW | All | 2015 | June Monthly Peak | 6 | 0
Portfolio AdjustedSize: Under 20 kWAll2015March Monthly Peak | Portfolio Adjusted | Size: Under 20 kW | All | 2015 | March Monthly Peak | 3 | 0
Portfolio AdjustedSize: Under 20 kWAll2015May Monthly Peak | Portfolio Adjusted | Size: Under 20 kW | All | 2015 | May Monthly Peak | 5 | 0
Portfolio AdjustedSize: Under 20 kWAll2015November Monthly Peak | Portfolio Adjusted | Size: Under 20 kW | All | 2015 | November Monthly Peak | 11 | 0
Portfolio AdjustedSize: Under 20 kWAll2015October Monthly Peak | Portfolio Adjusted | Size: Under 20 kW | All | 2015 | October Monthly Peak | 10 | 0
Portfolio AdjustedSize: Under 20 kWAll2015September Monthly Peak | Portfolio Adjusted | Size: Under 20 kW | All | 2015 | September Monthly Peak | 9 | 0
Portfolio AdjustedSize: Under 20 kWAll2015Typical Event Day | Portfolio Adjusted | Size: Under 20 kW | All | 2015 | Typical Event Day | 8 | 0
Portfolio AdjustedSize: Under 20 kWAll2016April Monthly Peak | Portfolio Adjusted | Size: Under 20 kW | All | 2016 | April Monthly Peak | 4 | 0
Portfolio AdjustedSize: Under 20 kWAll2016August Monthly Peak | Portfolio Adjusted | Size: Under 20 kW | All | 2016 | August Monthly Peak | 8 | 0
Portfolio AdjustedSize: Under 20 kWAll2016December Monthly Peak | Portfolio Adjusted | Size: Under 20 kW | All | 2016 | December Monthly Peak | 12 | 0
Portfolio AdjustedSize: Under 20 kWAll2016February Monthly Peak | Portfolio Adjusted | Size: Under 20 kW | All | 2016 | February Monthly Peak | 2 | 0
Portfolio AdjustedSize: Under 20 kWAll2016January Monthly Peak | Portfolio Adjusted | Size: Under 20 kW | All | 2016 | January Monthly Peak | 1 | 0
Portfolio AdjustedSize: Under 20 kWAll2016July Monthly Peak | Portfolio Adjusted | Size: Under 20 kW | All | 2016 | July Monthly Peak | 7 | 0
Portfolio AdjustedSize: Under 20 kWAll2016June Monthly Peak | Portfolio Adjusted | Size: Under 20 kW | All | 2016 | June Monthly Peak | 6 | 0
Portfolio AdjustedSize: Under 20 kWAll2016March Monthly Peak | Portfolio Adjusted | Size: Under 20 kW | All | 2016 | March Monthly Peak | 3 | 0
Portfolio AdjustedSize: Under 20 kWAll2016May Monthly Peak | Portfolio Adjusted | Size: Under 20 kW | All | 2016 | May Monthly Peak | 5 | 0
Portfolio AdjustedSize: Under 20 kWAll2016November Monthly Peak | Portfolio Adjusted | Size: Under 20 kW | All | 2016 | November Monthly Peak | 11 | 0
Portfolio AdjustedSize: Under 20 kWAll2016October Monthly Peak | Portfolio Adjusted | Size: Under 20 kW | All | 2016 | October Monthly Peak | 10 | 0
Portfolio AdjustedSize: Under 20 kWAll2016September Monthly Peak | Portfolio Adjusted | Size: Under 20 kW | All | 2016 | September Monthly Peak | 9 | 0
Portfolio AdjustedSize: Under 20 kWAll2016Typical Event Day | Portfolio Adjusted | Size: Under 20 kW | All | 2016 | Typical Event Day | 8 | 0
Portfolio AdjustedSize: Under 20 kWAll2017April Monthly Peak | Portfolio Adjusted | Size: Under 20 kW | All | 2017 | April Monthly Peak | 4 | 215204.7455
Portfolio AdjustedSize: Under 20 kWAll2017August Monthly Peak | Portfolio Adjusted | Size: Under 20 kW | All | 2017 | August Monthly Peak | 8 | 215204.7455
Portfolio AdjustedSize: Under 20 kWAll2017December Monthly Peak | Portfolio Adjusted | Size: Under 20 kW | All | 2017 | December Monthly Peak | 12 | 215204.7455
Portfolio AdjustedSize: Under 20 kWAll2017February Monthly Peak | Portfolio Adjusted | Size: Under 20 kW | All | 2017 | February Monthly Peak | 2 | 0
Portfolio AdjustedSize: Under 20 kWAll2017January Monthly Peak | Portfolio Adjusted | Size: Under 20 kW | All | 2017 | January Monthly Peak | 1 | 0
Portfolio AdjustedSize: Under 20 kWAll2017July Monthly Peak | Portfolio Adjusted | Size: Under 20 kW | All | 2017 | July Monthly Peak | 7 | 215204.7455
Portfolio AdjustedSize: Under 20 kWAll2017June Monthly Peak | Portfolio Adjusted | Size: Under 20 kW | All | 2017 | June Monthly Peak | 6 | 215204.7455
Portfolio AdjustedSize: Under 20 kWAll2017March Monthly Peak | Portfolio Adjusted | Size: Under 20 kW | All | 2017 | March Monthly Peak | 3 | 0
Portfolio AdjustedSize: Under 20 kWAll2017May Monthly Peak | Portfolio Adjusted | Size: Under 20 kW | All | 2017 | May Monthly Peak | 5 | 215204.7455
Portfolio AdjustedSize: Under 20 kWAll2017November Monthly Peak | Portfolio Adjusted | Size: Under 20 kW | All | 2017 | November Monthly Peak | 11 | 215204.7455
Portfolio AdjustedSize: Under 20 kWAll2017October Monthly Peak | Portfolio Adjusted | Size: Under 20 kW | All | 2017 | October Monthly Peak | 10 | 215204.7455
Portfolio AdjustedSize: Under 20 kWAll2017September Monthly Peak | Portfolio Adjusted | Size: Under 20 kW | All | 2017 | September Monthly Peak | 9 | 215204.7455
Portfolio AdjustedSize: Under 20 kWAll2017Typical Event Day | Portfolio Adjusted | Size: Under 20 kW | All | 2017 | Typical Event Day | 8 | 215204.7455
Portfolio AdjustedSize: Under 20 kWAll2018April Monthly Peak | Portfolio Adjusted | Size: Under 20 kW | All | 2018 | April Monthly Peak | 4 | 86081.8982
Portfolio AdjustedSize: Under 20 kWAll2018August Monthly Peak | Portfolio Adjusted | Size: Under 20 kW | All | 2018 | August Monthly Peak | 8 | 86081.8982
Portfolio AdjustedSize: Under 20 kWAll2018December Monthly Peak | Portfolio Adjusted | Size: Under 20 kW | All | 2018 | December Monthly Peak | 12 | 86081.8982
Portfolio AdjustedSize: Under 20 kWAll2018February Monthly Peak | Portfolio Adjusted | Size: Under 20 kW | All | 2018 | February Monthly Peak | 2 | 215204.7455
Portfolio AdjustedSize: Under 20 kWAll2018January Monthly Peak | Portfolio Adjusted | Size: Under 20 kW | All | 2018 | January Monthly Peak | 1 | 215204.7455
Portfolio AdjustedSize: Under 20 kWAll2018July Monthly Peak | Portfolio Adjusted | Size: Under 20 kW | All | 2018 | July Monthly Peak | 7 | 86081.8982
Portfolio AdjustedSize: Under 20 kWAll2018June Monthly Peak | Portfolio Adjusted | Size: Under 20 kW | All | 2018 | June Monthly Peak | 6 | 86081.8982
Portfolio AdjustedSize: Under 20 kWAll2018March Monthly Peak | Portfolio Adjusted | Size: Under 20 kW | All | 2018 | March Monthly Peak | 3 | 215204.7455
Portfolio AdjustedSize: Under 20 kWAll2018May Monthly Peak | Portfolio Adjusted | Size: Under 20 kW | All | 2018 | May Monthly Peak | 5 | 86081.8982
Portfolio AdjustedSize: Under 20 kWAll2018November Monthly Peak | Portfolio Adjusted | Size: Under 20 kW | All | 2018 | November Monthly Peak | 11 | 86081.8982
Portfolio AdjustedSize: Under 20 kWAll2018October Monthly Peak | Portfolio Adjusted | Size: Under 20 kW | All | 2018 | October Monthly Peak | 10 | 86081.8982
Portfolio AdjustedSize: Under 20 kWAll2018September Monthly Peak | Portfolio Adjusted | Size: Under 20 kW | All | 2018 | September Monthly Peak | 9 | 86081.8982
Portfolio AdjustedSize: Under 20 kWAll2018Typical Event Day | Portfolio Adjusted | Size: Under 20 kW | All | 2018 | Typical Event Day | 8 | 86081.8982
Portfolio AdjustedSize: Under 20 kWAll2019April Monthly Peak | Portfolio Adjusted | Size: Under 20 kW | All | 2019 | April Monthly Peak | 4 | 88853.9231
Portfolio AdjustedSize: Under 20 kWAll2019August Monthly Peak | Portfolio Adjusted | Size: Under 20 kW | All | 2019 | August Monthly Peak | 8 | 88853.9231
Portfolio AdjustedSize: Under 20 kWAll2019December Monthly Peak | Portfolio Adjusted | Size: Under 20 kW | All | 2019 | December Monthly Peak | 12 | 88853.9231
Portfolio AdjustedSize: Under 20 kWAll2019February Monthly Peak | Portfolio Adjusted | Size: Under 20 kW | All | 2019 | February Monthly Peak | 2 | 86081.8982
Portfolio AdjustedSize: Under 20 kWAll2019January Monthly Peak | Portfolio Adjusted | Size: Under 20 kW | All | 2019 | January Monthly Peak | 1 | 86081.8982
Portfolio AdjustedSize: Under 20 kWAll2019July Monthly Peak | Portfolio Adjusted | Size: Under 20 kW | All | 2019 | July Monthly Peak | 7 | 88853.9231
Portfolio AdjustedSize: Under 20 kWAll2019June Monthly Peak | Portfolio Adjusted | Size: Under 20 kW | All | 2019 | June Monthly Peak | 6 | 88853.9231
Portfolio AdjustedSize: Under 20 kWAll2019March Monthly Peak | Portfolio Adjusted | Size: Under 20 kW | All | 2019 | March Monthly Peak | 3 | 86081.8982
Portfolio AdjustedSize: Under 20 kWAll2019May Monthly Peak | Portfolio Adjusted | Size: Under 20 kW | All | 2019 | May Monthly Peak | 5 | 88853.9231
Portfolio AdjustedSize: Under 20 kWAll2019November Monthly Peak | Portfolio Adjusted | Size: Under 20 kW | All | 2019 | November Monthly Peak | 11 | 88853.9231
Portfolio AdjustedSize: Under 20 kWAll2019October Monthly Peak | Portfolio Adjusted | Size: Under 20 kW | All | 2019 | October Monthly Peak | 10 | 88853.9231
Portfolio AdjustedSize: Under 20 kWAll2019September Monthly Peak | Portfolio Adjusted | Size: Under 20 kW | All | 2019 | September Monthly Peak | 9 | 88853.9231
Portfolio AdjustedSize: Under 20 kWAll2019Typical Event Day | Portfolio Adjusted | Size: Under 20 kW | All | 2019 | Typical Event Day | 8 | 88853.9231
Portfolio AdjustedSize: Under 20 kWAll2020April Monthly Peak | Portfolio Adjusted | Size: Under 20 kW | All | 2020 | April Monthly Peak | 4 | 91715.2132
Portfolio AdjustedSize: Under 20 kWAll2020August Monthly Peak | Portfolio Adjusted | Size: Under 20 kW | All | 2020 | August Monthly Peak | 8 | 91715.2132
Portfolio AdjustedSize: Under 20 kWAll2020December Monthly Peak | Portfolio Adjusted | Size: Under 20 kW | All | 2020 | December Monthly Peak | 12 | 91715.2132
Portfolio AdjustedSize: Under 20 kWAll2020February Monthly Peak | Portfolio Adjusted | Size: Under 20 kW | All | 2020 | February Monthly Peak | 2 | 88853.9231
Portfolio AdjustedSize: Under 20 kWAll2020January Monthly Peak | Portfolio Adjusted | Size: Under 20 kW | All | 2020 | January Monthly Peak | 1 | 88853.9231
Portfolio AdjustedSize: Under 20 kWAll2020July Monthly Peak | Portfolio Adjusted | Size: Under 20 kW | All | 2020 | July Monthly Peak | 7 | 91715.2132
Portfolio AdjustedSize: Under 20 kWAll2020June Monthly Peak | Portfolio Adjusted | Size: Under 20 kW | All | 2020 | June Monthly Peak | 6 | 91715.2132
Portfolio AdjustedSize: Under 20 kWAll2020March Monthly Peak | Portfolio Adjusted | Size: Under 20 kW | All | 2020 | March Monthly Peak | 3 | 88853.9231
Portfolio AdjustedSize: Under 20 kWAll2020May Monthly Peak | Portfolio Adjusted | Size: Under 20 kW | All | 2020 | May Monthly Peak | 5 | 91715.2132
Portfolio AdjustedSize: Under 20 kWAll2020November Monthly Peak | Portfolio Adjusted | Size: Under 20 kW | All | 2020 | November Monthly Peak | 11 | 91715.2132
Portfolio AdjustedSize: Under 20 kWAll2020October Monthly Peak | Portfolio Adjusted | Size: Under 20 kW | All | 2020 | October Monthly Peak | 10 | 91715.2132
Portfolio AdjustedSize: Under 20 kWAll2020September Monthly Peak | Portfolio Adjusted | Size: Under 20 kW | All | 2020 | September Monthly Peak | 9 | 91715.2132
Portfolio AdjustedSize: Under 20 kWAll2020Typical Event Day | Portfolio Adjusted | Size: Under 20 kW | All | 2020 | Typical Event Day | 8 | 91715.2132
Portfolio AdjustedSize: Under 20 kWAll2021April Monthly Peak | Portfolio Adjusted | Size: Under 20 kW | All | 2021 | April Monthly Peak | 4 | 94668.643
Portfolio AdjustedSize: Under 20 kWAll2021August Monthly Peak | Portfolio Adjusted | Size: Under 20 kW | All | 2021 | August Monthly Peak | 8 | 94668.643
Portfolio AdjustedSize: Under 20 kWAll2021December Monthly Peak | Portfolio Adjusted | Size: Under 20 kW | All | 2021 | December Monthly Peak | 12 | 94668.643
Portfolio AdjustedSize: Under 20 kWAll2021February Monthly Peak | Portfolio Adjusted | Size: Under 20 kW | All | 2021 | February Monthly Peak | 2 | 91715.2132
Portfolio AdjustedSize: Under 20 kWAll2021January Monthly Peak | Portfolio Adjusted | Size: Under 20 kW | All | 2021 | January Monthly Peak | 1 | 91715.2132
Portfolio AdjustedSize: Under 20 kWAll2021July Monthly Peak | Portfolio Adjusted | Size: Under 20 kW | All | 2021 | July Monthly Peak | 7 | 94668.643
Portfolio AdjustedSize: Under 20 kWAll2021June Monthly Peak | Portfolio Adjusted | Size: Under 20 kW | All | 2021 | June Monthly Peak | 6 | 94668.643
Portfolio AdjustedSize: Under 20 kWAll2021March Monthly Peak | Portfolio Adjusted | Size: Under 20 kW | All | 2021 | March Monthly Peak | 3 | 91715.2132
Portfolio AdjustedSize: Under 20 kWAll2021May Monthly Peak | Portfolio Adjusted | Size: Under 20 kW | All | 2021 | May Monthly Peak | 5 | 94668.643
Portfolio AdjustedSize: Under 20 kWAll2021November Monthly Peak | Portfolio Adjusted | Size: Under 20 kW | All | 2021 | November Monthly Peak | 11 | 94668.643
Portfolio AdjustedSize: Under 20 kWAll2021October Monthly Peak | Portfolio Adjusted | Size: Under 20 kW | All | 2021 | October Monthly Peak | 10 | 94668.643
Portfolio AdjustedSize: Under 20 kWAll2021September Monthly Peak | Portfolio Adjusted | Size: Under 20 kW | All | 2021 | September Monthly Peak | 9 | 94668.643
Portfolio AdjustedSize: Under 20 kWAll2021Typical Event Day | Portfolio Adjusted | Size: Under 20 kW | All | 2021 | Typical Event Day | 8 | 94668.643
Portfolio AdjustedSize: Under 20 kWAll2022April Monthly Peak | Portfolio Adjusted | Size: Under 20 kW | All | 2022 | April Monthly Peak | 4 | 97717.1798
Portfolio AdjustedSize: Under 20 kWAll2022August Monthly Peak | Portfolio Adjusted | Size: Under 20 kW | All | 2022 | August Monthly Peak | 8 | 97717.1798
Portfolio AdjustedSize: Under 20 kWAll2022December Monthly Peak | Portfolio Adjusted | Size: Under 20 kW | All | 2022 | December Monthly Peak | 12 | 97717.1798
Portfolio AdjustedSize: Under 20 kWAll2022February Monthly Peak | Portfolio Adjusted | Size: Under 20 kW | All | 2022 | February Monthly Peak | 2 | 94668.643
Portfolio AdjustedSize: Under 20 kWAll2022January Monthly Peak | Portfolio Adjusted | Size: Under 20 kW | All | 2022 | January Monthly Peak | 1 | 94668.643
Portfolio AdjustedSize: Under 20 kWAll2022July Monthly Peak | Portfolio Adjusted | Size: Under 20 kW | All | 2022 | July Monthly Peak | 7 | 97717.1798
Portfolio AdjustedSize: Under 20 kWAll2022June Monthly Peak | Portfolio Adjusted | Size: Under 20 kW | All | 2022 | June Monthly Peak | 6 | 97717.1798
Portfolio AdjustedSize: Under 20 kWAll2022March Monthly Peak | Portfolio Adjusted | Size: Under 20 kW | All | 2022 | March Monthly Peak | 3 | 94668.643
Portfolio AdjustedSize: Under 20 kWAll2022May Monthly Peak | Portfolio Adjusted | Size: Under 20 kW | All | 2022 | May Monthly Peak | 5 | 97717.1798
Portfolio AdjustedSize: Under 20 kWAll2022November Monthly Peak | Portfolio Adjusted | Size: Under 20 kW | All | 2022 | November Monthly Peak | 11 | 97717.1798
Portfolio AdjustedSize: Under 20 kWAll2022October Monthly Peak | Portfolio Adjusted | Size: Under 20 kW | All | 2022 | October Monthly Peak | 10 | 97717.1798
Portfolio AdjustedSize: Under 20 kWAll2022September Monthly Peak | Portfolio Adjusted | Size: Under 20 kW | All | 2022 | September Monthly Peak | 9 | 97717.1798
Portfolio AdjustedSize: Under 20 kWAll2022Typical Event Day | Portfolio Adjusted | Size: Under 20 kW | All | 2022 | Typical Event Day | 8 | 97717.1798
Portfolio AdjustedSize: Under 20 kWAll2023April Monthly Peak | Portfolio Adjusted | Size: Under 20 kW | All | 2023 | April Monthly Peak | 4 | 100863.8861
Portfolio AdjustedSize: Under 20 kWAll2023August Monthly Peak | Portfolio Adjusted | Size: Under 20 kW | All | 2023 | August Monthly Peak | 8 | 100863.8861
Portfolio AdjustedSize: Under 20 kWAll2023December Monthly Peak | Portfolio Adjusted | Size: Under 20 kW | All | 2023 | December Monthly Peak | 12 | 100863.8861
Portfolio AdjustedSize: Under 20 kWAll2023February Monthly Peak | Portfolio Adjusted | Size: Under 20 kW | All | 2023 | February Monthly Peak | 2 | 97717.1798
Portfolio AdjustedSize: Under 20 kWAll2023January Monthly Peak | Portfolio Adjusted | Size: Under 20 kW | All | 2023 | January Monthly Peak | 1 | 97717.1798
Portfolio AdjustedSize: Under 20 kWAll2023July Monthly Peak | Portfolio Adjusted | Size: Under 20 kW | All | 2023 | July Monthly Peak | 7 | 100863.8861
Portfolio AdjustedSize: Under 20 kWAll2023June Monthly Peak | Portfolio Adjusted | Size: Under 20 kW | All | 2023 | June Monthly Peak | 6 | 100863.8861
Portfolio AdjustedSize: Under 20 kWAll2023March Monthly Peak | Portfolio Adjusted | Size: Under 20 kW | All | 2023 | March Monthly Peak | 3 | 97717.1798
Portfolio AdjustedSize: Under 20 kWAll2023May Monthly Peak | Portfolio Adjusted | Size: Under 20 kW | All | 2023 | May Monthly Peak | 5 | 100863.8861
Portfolio AdjustedSize: Under 20 kWAll2023November Monthly Peak | Portfolio Adjusted | Size: Under 20 kW | All | 2023 | November Monthly Peak | 11 | 100863.8861
Portfolio AdjustedSize: Under 20 kWAll2023October Monthly Peak | Portfolio Adjusted | Size: Under 20 kW | All | 2023 | October Monthly Peak | 10 | 100863.8861
Portfolio AdjustedSize: Under 20 kWAll2023September Monthly Peak | Portfolio Adjusted | Size: Under 20 kW | All | 2023 | September Monthly Peak | 9 | 100863.8861
Portfolio AdjustedSize: Under 20 kWAll2023Typical Event Day | Portfolio Adjusted | Size: Under 20 kW | All | 2023 | Typical Event Day | 8 | 100863.8861
Portfolio AdjustedSize: Under 20 kWAll2024April Monthly Peak | Portfolio Adjusted | Size: Under 20 kW | All | 2024 | April Monthly Peak | 4 | 104111.9232
Portfolio AdjustedSize: Under 20 kWAll2024August Monthly Peak | Portfolio Adjusted | Size: Under 20 kW | All | 2024 | August Monthly Peak | 8 | 104111.9232
Portfolio AdjustedSize: Under 20 kWAll2024December Monthly Peak | Portfolio Adjusted | Size: Under 20 kW | All | 2024 | December Monthly Peak | 12 | 104111.9232
Portfolio AdjustedSize: Under 20 kWAll2024February Monthly Peak | Portfolio Adjusted | Size: Under 20 kW | All | 2024 | February Monthly Peak | 2 | 100863.8861
Portfolio AdjustedSize: Under 20 kWAll2024January Monthly Peak | Portfolio Adjusted | Size: Under 20 kW | All | 2024 | January Monthly Peak | 1 | 100863.8861
Portfolio AdjustedSize: Under 20 kWAll2024July Monthly Peak | Portfolio Adjusted | Size: Under 20 kW | All | 2024 | July Monthly Peak | 7 | 104111.9232
Portfolio AdjustedSize: Under 20 kWAll2024June Monthly Peak | Portfolio Adjusted | Size: Under 20 kW | All | 2024 | June Monthly Peak | 6 | 104111.9232
Portfolio AdjustedSize: Under 20 kWAll2024March Monthly Peak | Portfolio Adjusted | Size: Under 20 kW | All | 2024 | March Monthly Peak | 3 | 100863.8861
Portfolio AdjustedSize: Under 20 kWAll2024May Monthly Peak | Portfolio Adjusted | Size: Under 20 kW | All | 2024 | May Monthly Peak | 5 | 104111.9232
Portfolio AdjustedSize: Under 20 kWAll2024November Monthly Peak | Portfolio Adjusted | Size: Under 20 kW | All | 2024 | November Monthly Peak | 11 | 104111.9232
Portfolio AdjustedSize: Under 20 kWAll2024October Monthly Peak | Portfolio Adjusted | Size: Under 20 kW | All | 2024 | October Monthly Peak | 10 | 104111.9232
Portfolio AdjustedSize: Under 20 kWAll2024September Monthly Peak | Portfolio Adjusted | Size: Under 20 kW | All | 2024 | September Monthly Peak | 9 | 104111.9232
Portfolio AdjustedSize: Under 20 kWAll2024Typical Event Day | Portfolio Adjusted | Size: Under 20 kW | All | 2024 | Typical Event Day | 8 | 104111.9232
Portfolio AdjustedSize: Under 20 kWAll2025April Monthly Peak | Portfolio Adjusted | Size: Under 20 kW | All | 2025 | April Monthly Peak | 4 | 107464.5541
Portfolio AdjustedSize: Under 20 kWAll2025August Monthly Peak | Portfolio Adjusted | Size: Under 20 kW | All | 2025 | August Monthly Peak | 8 | 107464.5541
Portfolio AdjustedSize: Under 20 kWAll2025December Monthly Peak | Portfolio Adjusted | Size: Under 20 kW | All | 2025 | December Monthly Peak | 12 | 107464.5541
Portfolio AdjustedSize: Under 20 kWAll2025February Monthly Peak | Portfolio Adjusted | Size: Under 20 kW | All | 2025 | February Monthly Peak | 2 | 104111.9232
Portfolio AdjustedSize: Under 20 kWAll2025January Monthly Peak | Portfolio Adjusted | Size: Under 20 kW | All | 2025 | January Monthly Peak | 1 | 104111.9232
Portfolio AdjustedSize: Under 20 kWAll2025July Monthly Peak | Portfolio Adjusted | Size: Under 20 kW | All | 2025 | July Monthly Peak | 7 | 107464.5541
Portfolio AdjustedSize: Under 20 kWAll2025June Monthly Peak | Portfolio Adjusted | Size: Under 20 kW | All | 2025 | June Monthly Peak | 6 | 107464.5541
Portfolio AdjustedSize: Under 20 kWAll2025March Monthly Peak | Portfolio Adjusted | Size: Under 20 kW | All | 2025 | March Monthly Peak | 3 | 104111.9232
Portfolio AdjustedSize: Under 20 kWAll2025May Monthly Peak | Portfolio Adjusted | Size: Under 20 kW | All | 2025 | May Monthly Peak | 5 | 107464.5541
Portfolio AdjustedSize: Under 20 kWAll2025November Monthly Peak | Portfolio Adjusted | Size: Under 20 kW | All | 2025 | November Monthly Peak | 11 | 107464.5541
Portfolio AdjustedSize: Under 20 kWAll2025October Monthly Peak | Portfolio Adjusted | Size: Under 20 kW | All | 2025 | October Monthly Peak | 10 | 107464.5541
Portfolio AdjustedSize: Under 20 kWAll2025September Monthly Peak | Portfolio Adjusted | Size: Under 20 kW | All | 2025 | September Monthly Peak | 9 | 107464.5541
Portfolio AdjustedSize: Under 20 kWAll2025Typical Event Day | Portfolio Adjusted | Size: Under 20 kW | All | 2025 | Typical Event Day | 8 | 107464.5541
Portfolio AdjustedSize: Under 20 kWOrange County2015April Monthly Peak | Portfolio Adjusted | Size: Under 20 kW | Orange County | 2015 | April Monthly Peak | 4 | 0
Portfolio AdjustedSize: Under 20 kWOrange County2015August Monthly Peak | Portfolio Adjusted | Size: Under 20 kW | Orange County | 2015 | August Monthly Peak | 8 | 0
Portfolio AdjustedSize: Under 20 kWOrange County2015December Monthly Peak | Portfolio Adjusted | Size: Under 20 kW | Orange County | 2015 | December Monthly Peak | 12 | 0
Portfolio AdjustedSize: Under 20 kWOrange County2015February Monthly Peak | Portfolio Adjusted | Size: Under 20 kW | Orange County | 2015 | February Monthly Peak | 2 | 0
Portfolio AdjustedSize: Under 20 kWOrange County2015January Monthly Peak | Portfolio Adjusted | Size: Under 20 kW | Orange County | 2015 | January Monthly Peak | 1 | 0
Portfolio AdjustedSize: Under 20 kWOrange County2015July Monthly Peak | Portfolio Adjusted | Size: Under 20 kW | Orange County | 2015 | July Monthly Peak | 7 | 0
Portfolio AdjustedSize: Under 20 kWOrange County2015June Monthly Peak | Portfolio Adjusted | Size: Under 20 kW | Orange County | 2015 | June Monthly Peak | 6 | 0
Portfolio AdjustedSize: Under 20 kWOrange County2015March Monthly Peak | Portfolio Adjusted | Size: Under 20 kW | Orange County | 2015 | March Monthly Peak | 3 | 0
Portfolio AdjustedSize: Under 20 kWOrange County2015May Monthly Peak | Portfolio Adjusted | Size: Under 20 kW | Orange County | 2015 | May Monthly Peak | 5 | 0
Portfolio AdjustedSize: Under 20 kWOrange County2015November Monthly Peak | Portfolio Adjusted | Size: Under 20 kW | Orange County | 2015 | November Monthly Peak | 11 | 0
Portfolio AdjustedSize: Under 20 kWOrange County2015October Monthly Peak | Portfolio Adjusted | Size: Under 20 kW | Orange County | 2015 | October Monthly Peak | 10 | 0
Portfolio AdjustedSize: Under 20 kWOrange County2015September Monthly Peak | Portfolio Adjusted | Size: Under 20 kW | Orange County | 2015 | September Monthly Peak | 9 | 0
Portfolio AdjustedSize: Under 20 kWOrange County2015Typical Event Day | Portfolio Adjusted | Size: Under 20 kW | Orange County | 2015 | Typical Event Day | 8 | 0
Portfolio AdjustedSize: Under 20 kWOrange County2016April Monthly Peak | Portfolio Adjusted | Size: Under 20 kW | Orange County | 2016 | April Monthly Peak | 4 | 0
Portfolio AdjustedSize: Under 20 kWOrange County2016August Monthly Peak | Portfolio Adjusted | Size: Under 20 kW | Orange County | 2016 | August Monthly Peak | 8 | 0
Portfolio AdjustedSize: Under 20 kWOrange County2016December Monthly Peak | Portfolio Adjusted | Size: Under 20 kW | Orange County | 2016 | December Monthly Peak | 12 | 0
Portfolio AdjustedSize: Under 20 kWOrange County2016February Monthly Peak | Portfolio Adjusted | Size: Under 20 kW | Orange County | 2016 | February Monthly Peak | 2 | 0
Portfolio AdjustedSize: Under 20 kWOrange County2016January Monthly Peak | Portfolio Adjusted | Size: Under 20 kW | Orange County | 2016 | January Monthly Peak | 1 | 0
Portfolio AdjustedSize: Under 20 kWOrange County2016July Monthly Peak | Portfolio Adjusted | Size: Under 20 kW | Orange County | 2016 | July Monthly Peak | 7 | 0
Portfolio AdjustedSize: Under 20 kWOrange County2016June Monthly Peak | Portfolio Adjusted | Size: Under 20 kW | Orange County | 2016 | June Monthly Peak | 6 | 0
Portfolio AdjustedSize: Under 20 kWOrange County2016March Monthly Peak | Portfolio Adjusted | Size: Under 20 kW | Orange County | 2016 | March Monthly Peak | 3 | 0
Portfolio AdjustedSize: Under 20 kWOrange County2016May Monthly Peak | Portfolio Adjusted | Size: Under 20 kW | Orange County | 2016 | May Monthly Peak | 5 | 0
Portfolio AdjustedSize: Under 20 kWOrange County2016November Monthly Peak | Portfolio Adjusted | Size: Under 20 kW | Orange County | 2016 | November Monthly Peak | 11 | 0
Portfolio AdjustedSize: Under 20 kWOrange County2016October Monthly Peak | Portfolio Adjusted | Size: Under 20 kW | Orange County | 2016 | October Monthly Peak | 10 | 0
Portfolio AdjustedSize: Under 20 kWOrange County2016September Monthly Peak | Portfolio Adjusted | Size: Under 20 kW | Orange County | 2016 | September Monthly Peak | 9 | 0
Portfolio AdjustedSize: Under 20 kWOrange County2016Typical Event Day | Portfolio Adjusted | Size: Under 20 kW | Orange County | 2016 | Typical Event Day | 8 | 0
Portfolio AdjustedSize: Under 20 kWOrange County2017April Monthly Peak | Portfolio Adjusted | Size: Under 20 kW | Orange County | 2017 | April Monthly Peak | 4 | 51854.7036
Portfolio AdjustedSize: Under 20 kWOrange County2017August Monthly Peak | Portfolio Adjusted | Size: Under 20 kW | Orange County | 2017 | August Monthly Peak | 8 | 51854.7036
Portfolio AdjustedSize: Under 20 kWOrange County2017December Monthly Peak | Portfolio Adjusted | Size: Under 20 kW | Orange County | 2017 | December Monthly Peak | 12 | 51854.7036
Portfolio AdjustedSize: Under 20 kWOrange County2017February Monthly Peak | Portfolio Adjusted | Size: Under 20 kW | Orange County | 2017 | February Monthly Peak | 2 | 0
Portfolio AdjustedSize: Under 20 kWOrange County2017January Monthly Peak | Portfolio Adjusted | Size: Under 20 kW | Orange County | 2017 | January Monthly Peak | 1 | 0
Portfolio AdjustedSize: Under 20 kWOrange County2017July Monthly Peak | Portfolio Adjusted | Size: Under 20 kW | Orange County | 2017 | July Monthly Peak | 7 | 51854.7036
Portfolio AdjustedSize: Under 20 kWOrange County2017June Monthly Peak | Portfolio Adjusted | Size: Under 20 kW | Orange County | 2017 | June Monthly Peak | 6 | 51854.7036
Portfolio AdjustedSize: Under 20 kWOrange County2017March Monthly Peak | Portfolio Adjusted | Size: Under 20 kW | Orange County | 2017 | March Monthly Peak | 3 | 0
Portfolio AdjustedSize: Under 20 kWOrange County2017May Monthly Peak | Portfolio Adjusted | Size: Under 20 kW | Orange County | 2017 | May Monthly Peak | 5 | 51854.7036
Portfolio AdjustedSize: Under 20 kWOrange County2017November Monthly Peak | Portfolio Adjusted | Size: Under 20 kW | Orange County | 2017 | November Monthly Peak | 11 | 51854.7036
Portfolio AdjustedSize: Under 20 kWOrange County2017October Monthly Peak | Portfolio Adjusted | Size: Under 20 kW | Orange County | 2017 | October Monthly Peak | 10 | 51854.7036
Portfolio AdjustedSize: Under 20 kWOrange County2017September Monthly Peak | Portfolio Adjusted | Size: Under 20 kW | Orange County | 2017 | September Monthly Peak | 9 | 51854.7036
Portfolio AdjustedSize: Under 20 kWOrange County2017Typical Event Day | Portfolio Adjusted | Size: Under 20 kW | Orange County | 2017 | Typical Event Day | 8 | 51854.7036
Portfolio AdjustedSize: Under 20 kWOrange County2018April Monthly Peak | Portfolio Adjusted | Size: Under 20 kW | Orange County | 2018 | April Monthly Peak | 4 | 20741.8814
Portfolio AdjustedSize: Under 20 kWOrange County2018August Monthly Peak | Portfolio Adjusted | Size: Under 20 kW | Orange County | 2018 | August Monthly Peak | 8 | 20741.8814
Portfolio AdjustedSize: Under 20 kWOrange County2018December Monthly Peak | Portfolio Adjusted | Size: Under 20 kW | Orange County | 2018 | December Monthly Peak | 12 | 20741.8814
Portfolio AdjustedSize: Under 20 kWOrange County2018February Monthly Peak | Portfolio Adjusted | Size: Under 20 kW | Orange County | 2018 | February Monthly Peak | 2 | 51854.7036
Portfolio AdjustedSize: Under 20 kWOrange County2018January Monthly Peak | Portfolio Adjusted | Size: Under 20 kW | Orange County | 2018 | January Monthly Peak | 1 | 51854.7036
Portfolio AdjustedSize: Under 20 kWOrange County2018July Monthly Peak | Portfolio Adjusted | Size: Under 20 kW | Orange County | 2018 | July Monthly Peak | 7 | 20741.8814
Portfolio AdjustedSize: Under 20 kWOrange County2018June Monthly Peak | Portfolio Adjusted | Size: Under 20 kW | Orange County | 2018 | June Monthly Peak | 6 | 20741.8814
Portfolio AdjustedSize: Under 20 kWOrange County2018March Monthly Peak | Portfolio Adjusted | Size: Under 20 kW | Orange County | 2018 | March Monthly Peak | 3 | 51854.7036
Portfolio AdjustedSize: Under 20 kWOrange County2018May Monthly Peak | Portfolio Adjusted | Size: Under 20 kW | Orange County | 2018 | May Monthly Peak | 5 | 20741.8814
Portfolio AdjustedSize: Under 20 kWOrange County2018November Monthly Peak | Portfolio Adjusted | Size: Under 20 kW | Orange County | 2018 | November Monthly Peak | 11 | 20741.8814
Portfolio AdjustedSize: Under 20 kWOrange County2018October Monthly Peak | Portfolio Adjusted | Size: Under 20 kW | Orange County | 2018 | October Monthly Peak | 10 | 20741.8814
Portfolio AdjustedSize: Under 20 kWOrange County2018September Monthly Peak | Portfolio Adjusted | Size: Under 20 kW | Orange County | 2018 | September Monthly Peak | 9 | 20741.8814
Portfolio AdjustedSize: Under 20 kWOrange County2018Typical Event Day | Portfolio Adjusted | Size: Under 20 kW | Orange County | 2018 | Typical Event Day | 8 | 20741.8814
Portfolio AdjustedSize: Under 20 kWOrange County2019April Monthly Peak | Portfolio Adjusted | Size: Under 20 kW | Orange County | 2019 | April Monthly Peak | 4 | 21409.8152
Portfolio AdjustedSize: Under 20 kWOrange County2019August Monthly Peak | Portfolio Adjusted | Size: Under 20 kW | Orange County | 2019 | August Monthly Peak | 8 | 21409.8152
Portfolio AdjustedSize: Under 20 kWOrange County2019December Monthly Peak | Portfolio Adjusted | Size: Under 20 kW | Orange County | 2019 | December Monthly Peak | 12 | 21409.8152
Portfolio AdjustedSize: Under 20 kWOrange County2019February Monthly Peak | Portfolio Adjusted | Size: Under 20 kW | Orange County | 2019 | February Monthly Peak | 2 | 20741.8814
Portfolio AdjustedSize: Under 20 kWOrange County2019January Monthly Peak | Portfolio Adjusted | Size: Under 20 kW | Orange County | 2019 | January Monthly Peak | 1 | 20741.8814
Portfolio AdjustedSize: Under 20 kWOrange County2019July Monthly Peak | Portfolio Adjusted | Size: Under 20 kW | Orange County | 2019 | July Monthly Peak | 7 | 21409.8152
Portfolio AdjustedSize: Under 20 kWOrange County2019June Monthly Peak | Portfolio Adjusted | Size: Under 20 kW | Orange County | 2019 | June Monthly Peak | 6 | 21409.8152
Portfolio AdjustedSize: Under 20 kWOrange County2019March Monthly Peak | Portfolio Adjusted | Size: Under 20 kW | Orange County | 2019 | March Monthly Peak | 3 | 20741.8814
Portfolio AdjustedSize: Under 20 kWOrange County2019May Monthly Peak | Portfolio Adjusted | Size: Under 20 kW | Orange County | 2019 | May Monthly Peak | 5 | 21409.8152
Portfolio AdjustedSize: Under 20 kWOrange County2019November Monthly Peak | Portfolio Adjusted | Size: Under 20 kW | Orange County | 2019 | November Monthly Peak | 11 | 21409.8152
Portfolio AdjustedSize: Under 20 kWOrange County2019October Monthly Peak | Portfolio Adjusted | Size: Under 20 kW | Orange County | 2019 | October Monthly Peak | 10 | 21409.8152
Portfolio AdjustedSize: Under 20 kWOrange County2019September Monthly Peak | Portfolio Adjusted | Size: Under 20 kW | Orange County | 2019 | September Monthly Peak | 9 | 21409.8152
Portfolio AdjustedSize: Under 20 kWOrange County2019Typical Event Day | Portfolio Adjusted | Size: Under 20 kW | Orange County | 2019 | Typical Event Day | 8 | 21409.8152
Portfolio AdjustedSize: Under 20 kWOrange County2020April Monthly Peak | Portfolio Adjusted | Size: Under 20 kW | Orange County | 2020 | April Monthly Peak | 4 | 22099.258
Portfolio AdjustedSize: Under 20 kWOrange County2020August Monthly Peak | Portfolio Adjusted | Size: Under 20 kW | Orange County | 2020 | August Monthly Peak | 8 | 22099.258
Portfolio AdjustedSize: Under 20 kWOrange County2020December Monthly Peak | Portfolio Adjusted | Size: Under 20 kW | Orange County | 2020 | December Monthly Peak | 12 | 22099.258
Portfolio AdjustedSize: Under 20 kWOrange County2020February Monthly Peak | Portfolio Adjusted | Size: Under 20 kW | Orange County | 2020 | February Monthly Peak | 2 | 21409.8152
Portfolio AdjustedSize: Under 20 kWOrange County2020January Monthly Peak | Portfolio Adjusted | Size: Under 20 kW | Orange County | 2020 | January Monthly Peak | 1 | 21409.8152
Portfolio AdjustedSize: Under 20 kWOrange County2020July Monthly Peak | Portfolio Adjusted | Size: Under 20 kW | Orange County | 2020 | July Monthly Peak | 7 | 22099.258
Portfolio AdjustedSize: Under 20 kWOrange County2020June Monthly Peak | Portfolio Adjusted | Size: Under 20 kW | Orange County | 2020 | June Monthly Peak | 6 | 22099.258
Portfolio AdjustedSize: Under 20 kWOrange County2020March Monthly Peak | Portfolio Adjusted | Size: Under 20 kW | Orange County | 2020 | March Monthly Peak | 3 | 21409.8152
Portfolio AdjustedSize: Under 20 kWOrange County2020May Monthly Peak | Portfolio Adjusted | Size: Under 20 kW | Orange County | 2020 | May Monthly Peak | 5 | 22099.258
Portfolio AdjustedSize: Under 20 kWOrange County2020November Monthly Peak | Portfolio Adjusted | Size: Under 20 kW | Orange County | 2020 | November Monthly Peak | 11 | 22099.258
Portfolio AdjustedSize: Under 20 kWOrange County2020October Monthly Peak | Portfolio Adjusted | Size: Under 20 kW | Orange County | 2020 | October Monthly Peak | 10 | 22099.258
Portfolio AdjustedSize: Under 20 kWOrange County2020September Monthly Peak | Portfolio Adjusted | Size: Under 20 kW | Orange County | 2020 | September Monthly Peak | 9 | 22099.258
Portfolio AdjustedSize: Under 20 kWOrange County2020Typical Event Day | Portfolio Adjusted | Size: Under 20 kW | Orange County | 2020 | Typical Event Day | 8 | 22099.258
Portfolio AdjustedSize: Under 20 kWOrange County2021April Monthly Peak | Portfolio Adjusted | Size: Under 20 kW | Orange County | 2021 | April Monthly Peak | 4 | 22810.9023
Portfolio AdjustedSize: Under 20 kWOrange County2021August Monthly Peak | Portfolio Adjusted | Size: Under 20 kW | Orange County | 2021 | August Monthly Peak | 8 | 22810.9023
Portfolio AdjustedSize: Under 20 kWOrange County2021December Monthly Peak | Portfolio Adjusted | Size: Under 20 kW | Orange County | 2021 | December Monthly Peak | 12 | 22810.9023
Portfolio AdjustedSize: Under 20 kWOrange County2021February Monthly Peak | Portfolio Adjusted | Size: Under 20 kW | Orange County | 2021 | February Monthly Peak | 2 | 22099.258
Portfolio AdjustedSize: Under 20 kWOrange County2021January Monthly Peak | Portfolio Adjusted | Size: Under 20 kW | Orange County | 2021 | January Monthly Peak | 1 | 22099.258
Portfolio AdjustedSize: Under 20 kWOrange County2021July Monthly Peak | Portfolio Adjusted | Size: Under 20 kW | Orange County | 2021 | July Monthly Peak | 7 | 22810.9023
Portfolio AdjustedSize: Under 20 kWOrange County2021June Monthly Peak | Portfolio Adjusted | Size: Under 20 kW | Orange County | 2021 | June Monthly Peak | 6 | 22810.9023
Portfolio AdjustedSize: Under 20 kWOrange County2021March Monthly Peak | Portfolio Adjusted | Size: Under 20 kW | Orange County | 2021 | March Monthly Peak | 3 | 22099.258
Portfolio AdjustedSize: Under 20 kWOrange County2021May Monthly Peak | Portfolio Adjusted | Size: Under 20 kW | Orange County | 2021 | May Monthly Peak | 5 | 22810.9023
Portfolio AdjustedSize: Under 20 kWOrange County2021November Monthly Peak | Portfolio Adjusted | Size: Under 20 kW | Orange County | 2021 | November Monthly Peak | 11 | 22810.9023
Portfolio AdjustedSize: Under 20 kWOrange County2021October Monthly Peak | Portfolio Adjusted | Size: Under 20 kW | Orange County | 2021 | October Monthly Peak | 10 | 22810.9023
Portfolio AdjustedSize: Under 20 kWOrange County2021September Monthly Peak | Portfolio Adjusted | Size: Under 20 kW | Orange County | 2021 | September Monthly Peak | 9 | 22810.9023
Portfolio AdjustedSize: Under 20 kWOrange County2021Typical Event Day | Portfolio Adjusted | Size: Under 20 kW | Orange County | 2021 | Typical Event Day | 8 | 22810.9023
Portfolio AdjustedSize: Under 20 kWOrange County2022April Monthly Peak | Portfolio Adjusted | Size: Under 20 kW | Orange County | 2022 | April Monthly Peak | 4 | 23545.4631
Portfolio AdjustedSize: Under 20 kWOrange County2022August Monthly Peak | Portfolio Adjusted | Size: Under 20 kW | Orange County | 2022 | August Monthly Peak | 8 | 23545.4631
Portfolio AdjustedSize: Under 20 kWOrange County2022December Monthly Peak | Portfolio Adjusted | Size: Under 20 kW | Orange County | 2022 | December Monthly Peak | 12 | 23545.4631
Portfolio AdjustedSize: Under 20 kWOrange County2022February Monthly Peak | Portfolio Adjusted | Size: Under 20 kW | Orange County | 2022 | February Monthly Peak | 2 | 22810.9023
Portfolio AdjustedSize: Under 20 kWOrange County2022January Monthly Peak | Portfolio Adjusted | Size: Under 20 kW | Orange County | 2022 | January Monthly Peak | 1 | 22810.9023
Portfolio AdjustedSize: Under 20 kWOrange County2022July Monthly Peak | Portfolio Adjusted | Size: Under 20 kW | Orange County | 2022 | July Monthly Peak | 7 | 23545.4631
Portfolio AdjustedSize: Under 20 kWOrange County2022June Monthly Peak | Portfolio Adjusted | Size: Under 20 kW | Orange County | 2022 | June Monthly Peak | 6 | 23545.4631
Portfolio AdjustedSize: Under 20 kWOrange County2022March Monthly Peak | Portfolio Adjusted | Size: Under 20 kW | Orange County | 2022 | March Monthly Peak | 3 | 22810.9023
Portfolio AdjustedSize: Under 20 kWOrange County2022May Monthly Peak | Portfolio Adjusted | Size: Under 20 kW | Orange County | 2022 | May Monthly Peak | 5 | 23545.4631
Portfolio AdjustedSize: Under 20 kWOrange County2022November Monthly Peak | Portfolio Adjusted | Size: Under 20 kW | Orange County | 2022 | November Monthly Peak | 11 | 23545.4631
Portfolio AdjustedSize: Under 20 kWOrange County2022October Monthly Peak | Portfolio Adjusted | Size: Under 20 kW | Orange County | 2022 | October Monthly Peak | 10 | 23545.4631
Portfolio AdjustedSize: Under 20 kWOrange County2022September Monthly Peak | Portfolio Adjusted | Size: Under 20 kW | Orange County | 2022 | September Monthly Peak | 9 | 23545.4631
Portfolio AdjustedSize: Under 20 kWOrange County2022Typical Event Day | Portfolio Adjusted | Size: Under 20 kW | Orange County | 2022 | Typical Event Day | 8 | 23545.4631
Portfolio AdjustedSize: Under 20 kWOrange County2023April Monthly Peak | Portfolio Adjusted | Size: Under 20 kW | Orange County | 2023 | April Monthly Peak | 4 | 24303.6783
Portfolio AdjustedSize: Under 20 kWOrange County2023August Monthly Peak | Portfolio Adjusted | Size: Under 20 kW | Orange County | 2023 | August Monthly Peak | 8 | 24303.6783
Portfolio AdjustedSize: Under 20 kWOrange County2023December Monthly Peak | Portfolio Adjusted | Size: Under 20 kW | Orange County | 2023 | December Monthly Peak | 12 | 24303.6783
Portfolio AdjustedSize: Under 20 kWOrange County2023February Monthly Peak | Portfolio Adjusted | Size: Under 20 kW | Orange County | 2023 | February Monthly Peak | 2 | 23545.4631
Portfolio AdjustedSize: Under 20 kWOrange County2023January Monthly Peak | Portfolio Adjusted | Size: Under 20 kW | Orange County | 2023 | January Monthly Peak | 1 | 23545.4631
Portfolio AdjustedSize: Under 20 kWOrange County2023July Monthly Peak | Portfolio Adjusted | Size: Under 20 kW | Orange County | 2023 | July Monthly Peak | 7 | 24303.6783
Portfolio AdjustedSize: Under 20 kWOrange County2023June Monthly Peak | Portfolio Adjusted | Size: Under 20 kW | Orange County | 2023 | June Monthly Peak | 6 | 24303.6783
Portfolio AdjustedSize: Under 20 kWOrange County2023March Monthly Peak | Portfolio Adjusted | Size: Under 20 kW | Orange County | 2023 | March Monthly Peak | 3 | 23545.4631
Portfolio AdjustedSize: Under 20 kWOrange County2023May Monthly Peak | Portfolio Adjusted | Size: Under 20 kW | Orange County | 2023 | May Monthly Peak | 5 | 24303.6783
Portfolio AdjustedSize: Under 20 kWOrange County2023November Monthly Peak | Portfolio Adjusted | Size: Under 20 kW | Orange County | 2023 | November Monthly Peak | 11 | 24303.6783
Portfolio AdjustedSize: Under 20 kWOrange County2023October Monthly Peak | Portfolio Adjusted | Size: Under 20 kW | Orange County | 2023 | October Monthly Peak | 10 | 24303.6783
Portfolio AdjustedSize: Under 20 kWOrange County2023September Monthly Peak | Portfolio Adjusted | Size: Under 20 kW | Orange County | 2023 | September Monthly Peak | 9 | 24303.6783
Portfolio AdjustedSize: Under 20 kWOrange County2023Typical Event Day | Portfolio Adjusted | Size: Under 20 kW | Orange County | 2023 | Typical Event Day | 8 | 24303.6783
Portfolio AdjustedSize: Under 20 kWOrange County2024April Monthly Peak | Portfolio Adjusted | Size: Under 20 kW | Orange County | 2024 | April Monthly Peak | 4 | 25086.3098
Portfolio AdjustedSize: Under 20 kWOrange County2024August Monthly Peak | Portfolio Adjusted | Size: Under 20 kW | Orange County | 2024 | August Monthly Peak | 8 | 25086.3098
Portfolio AdjustedSize: Under 20 kWOrange County2024December Monthly Peak | Portfolio Adjusted | Size: Under 20 kW | Orange County | 2024 | December Monthly Peak | 12 | 25086.3098
Portfolio AdjustedSize: Under 20 kWOrange County2024February Monthly Peak | Portfolio Adjusted | Size: Under 20 kW | Orange County | 2024 | February Monthly Peak | 2 | 24303.6783
Portfolio AdjustedSize: Under 20 kWOrange County2024January Monthly Peak | Portfolio Adjusted | Size: Under 20 kW | Orange County | 2024 | January Monthly Peak | 1 | 24303.6783
Portfolio AdjustedSize: Under 20 kWOrange County2024July Monthly Peak | Portfolio Adjusted | Size: Under 20 kW | Orange County | 2024 | July Monthly Peak | 7 | 25086.3098
Portfolio AdjustedSize: Under 20 kWOrange County2024June Monthly Peak | Portfolio Adjusted | Size: Under 20 kW | Orange County | 2024 | June Monthly Peak | 6 | 25086.3098
Portfolio AdjustedSize: Under 20 kWOrange County2024March Monthly Peak | Portfolio Adjusted | Size: Under 20 kW | Orange County | 2024 | March Monthly Peak | 3 | 24303.6783
Portfolio AdjustedSize: Under 20 kWOrange County2024May Monthly Peak | Portfolio Adjusted | Size: Under 20 kW | Orange County | 2024 | May Monthly Peak | 5 | 25086.3098
Portfolio AdjustedSize: Under 20 kWOrange County2024November Monthly Peak | Portfolio Adjusted | Size: Under 20 kW | Orange County | 2024 | November Monthly Peak | 11 | 25086.3098
Portfolio AdjustedSize: Under 20 kWOrange County2024October Monthly Peak | Portfolio Adjusted | Size: Under 20 kW | Orange County | 2024 | October Monthly Peak | 10 | 25086.3098
Portfolio AdjustedSize: Under 20 kWOrange County2024September Monthly Peak | Portfolio Adjusted | Size: Under 20 kW | Orange County | 2024 | September Monthly Peak | 9 | 25086.3098
Portfolio AdjustedSize: Under 20 kWOrange County2024Typical Event Day | Portfolio Adjusted | Size: Under 20 kW | Orange County | 2024 | Typical Event Day | 8 | 25086.3098
Portfolio AdjustedSize: Under 20 kWOrange County2025April Monthly Peak | Portfolio Adjusted | Size: Under 20 kW | Orange County | 2025 | April Monthly Peak | 4 | 25894.1437
Portfolio AdjustedSize: Under 20 kWOrange County2025August Monthly Peak | Portfolio Adjusted | Size: Under 20 kW | Orange County | 2025 | August Monthly Peak | 8 | 25894.1437
Portfolio AdjustedSize: Under 20 kWOrange County2025December Monthly Peak | Portfolio Adjusted | Size: Under 20 kW | Orange County | 2025 | December Monthly Peak | 12 | 25894.1437
Portfolio AdjustedSize: Under 20 kWOrange County2025February Monthly Peak | Portfolio Adjusted | Size: Under 20 kW | Orange County | 2025 | February Monthly Peak | 2 | 25086.3098
Portfolio AdjustedSize: Under 20 kWOrange County2025January Monthly Peak | Portfolio Adjusted | Size: Under 20 kW | Orange County | 2025 | January Monthly Peak | 1 | 25086.3098
Portfolio AdjustedSize: Under 20 kWOrange County2025July Monthly Peak | Portfolio Adjusted | Size: Under 20 kW | Orange County | 2025 | July Monthly Peak | 7 | 25894.1437
Portfolio AdjustedSize: Under 20 kWOrange County2025June Monthly Peak | Portfolio Adjusted | Size: Under 20 kW | Orange County | 2025 | June Monthly Peak | 6 | 25894.1437
Portfolio AdjustedSize: Under 20 kWOrange County2025March Monthly Peak | Portfolio Adjusted | Size: Under 20 kW | Orange County | 2025 | March Monthly Peak | 3 | 25086.3098
Portfolio AdjustedSize: Under 20 kWOrange County2025May Monthly Peak | Portfolio Adjusted | Size: Under 20 kW | Orange County | 2025 | May Monthly Peak | 5 | 25894.1437
Portfolio AdjustedSize: Under 20 kWOrange County2025November Monthly Peak | Portfolio Adjusted | Size: Under 20 kW | Orange County | 2025 | November Monthly Peak | 11 | 25894.1437
Portfolio AdjustedSize: Under 20 kWOrange County2025October Monthly Peak | Portfolio Adjusted | Size: Under 20 kW | Orange County | 2025 | October Monthly Peak | 10 | 25894.1437
Portfolio AdjustedSize: Under 20 kWOrange County2025September Monthly Peak | Portfolio Adjusted | Size: Under 20 kW | Orange County | 2025 | September Monthly Peak | 9 | 25894.1437
Portfolio AdjustedSize: Under 20 kWOrange County2025Typical Event Day | Portfolio Adjusted | Size: Under 20 kW | Orange County | 2025 | Typical Event Day | 8 | 25894.1437
Portfolio AdjustedSize: Under 20 kWOther2015April Monthly Peak | Portfolio Adjusted | Size: Under 20 kW | Other | 2015 | April Monthly Peak | 4 | 0
Portfolio AdjustedSize: Under 20 kWOther2015August Monthly Peak | Portfolio Adjusted | Size: Under 20 kW | Other | 2015 | August Monthly Peak | 8 | 0
Portfolio AdjustedSize: Under 20 kWOther2015December Monthly Peak | Portfolio Adjusted | Size: Under 20 kW | Other | 2015 | December Monthly Peak | 12 | 0
Portfolio AdjustedSize: Under 20 kWOther2015February Monthly Peak | Portfolio Adjusted | Size: Under 20 kW | Other | 2015 | February Monthly Peak | 2 | 0
Portfolio AdjustedSize: Under 20 kWOther2015January Monthly Peak | Portfolio Adjusted | Size: Under 20 kW | Other | 2015 | January Monthly Peak | 1 | 0
Portfolio AdjustedSize: Under 20 kWOther2015July Monthly Peak | Portfolio Adjusted | Size: Under 20 kW | Other | 2015 | July Monthly Peak | 7 | 0
Portfolio AdjustedSize: Under 20 kWOther2015June Monthly Peak | Portfolio Adjusted | Size: Under 20 kW | Other | 2015 | June Monthly Peak | 6 | 0
Portfolio AdjustedSize: Under 20 kWOther2015March Monthly Peak | Portfolio Adjusted | Size: Under 20 kW | Other | 2015 | March Monthly Peak | 3 | 0
Portfolio AdjustedSize: Under 20 kWOther2015May Monthly Peak | Portfolio Adjusted | Size: Under 20 kW | Other | 2015 | May Monthly Peak | 5 | 0
Portfolio AdjustedSize: Under 20 kWOther2015November Monthly Peak | Portfolio Adjusted | Size: Under 20 kW | Other | 2015 | November Monthly Peak | 11 | 0
Portfolio AdjustedSize: Under 20 kWOther2015October Monthly Peak | Portfolio Adjusted | Size: Under 20 kW | Other | 2015 | October Monthly Peak | 10 | 0
Portfolio AdjustedSize: Under 20 kWOther2015September Monthly Peak | Portfolio Adjusted | Size: Under 20 kW | Other | 2015 | September Monthly Peak | 9 | 0
Portfolio AdjustedSize: Under 20 kWOther2015Typical Event Day | Portfolio Adjusted | Size: Under 20 kW | Other | 2015 | Typical Event Day | 8 | 0
Portfolio AdjustedSize: Under 20 kWOther2016April Monthly Peak | Portfolio Adjusted | Size: Under 20 kW | Other | 2016 | April Monthly Peak | 4 | 0
Portfolio AdjustedSize: Under 20 kWOther2016August Monthly Peak | Portfolio Adjusted | Size: Under 20 kW | Other | 2016 | August Monthly Peak | 8 | 0
Portfolio AdjustedSize: Under 20 kWOther2016December Monthly Peak | Portfolio Adjusted | Size: Under 20 kW | Other | 2016 | December Monthly Peak | 12 | 0
Portfolio AdjustedSize: Under 20 kWOther2016February Monthly Peak | Portfolio Adjusted | Size: Under 20 kW | Other | 2016 | February Monthly Peak | 2 | 0
Portfolio AdjustedSize: Under 20 kWOther2016January Monthly Peak | Portfolio Adjusted | Size: Under 20 kW | Other | 2016 | January Monthly Peak | 1 | 0
Portfolio AdjustedSize: Under 20 kWOther2016July Monthly Peak | Portfolio Adjusted | Size: Under 20 kW | Other | 2016 | July Monthly Peak | 7 | 0
Portfolio AdjustedSize: Under 20 kWOther2016June Monthly Peak | Portfolio Adjusted | Size: Under 20 kW | Other | 2016 | June Monthly Peak | 6 | 0
Portfolio AdjustedSize: Under 20 kWOther2016March Monthly Peak | Portfolio Adjusted | Size: Under 20 kW | Other | 2016 | March Monthly Peak | 3 | 0
Portfolio AdjustedSize: Under 20 kWOther2016May Monthly Peak | Portfolio Adjusted | Size: Under 20 kW | Other | 2016 | May Monthly Peak | 5 | 0
Portfolio AdjustedSize: Under 20 kWOther2016November Monthly Peak | Portfolio Adjusted | Size: Under 20 kW | Other | 2016 | November Monthly Peak | 11 | 0
Portfolio AdjustedSize: Under 20 kWOther2016October Monthly Peak | Portfolio Adjusted | Size: Under 20 kW | Other | 2016 | October Monthly Peak | 10 | 0
Portfolio AdjustedSize: Under 20 kWOther2016September Monthly Peak | Portfolio Adjusted | Size: Under 20 kW | Other | 2016 | September Monthly Peak | 9 | 0
Portfolio AdjustedSize: Under 20 kWOther2016Typical Event Day | Portfolio Adjusted | Size: Under 20 kW | Other | 2016 | Typical Event Day | 8 | 0
Portfolio AdjustedSize: Under 20 kWOther2017April Monthly Peak | Portfolio Adjusted | Size: Under 20 kW | Other | 2017 | April Monthly Peak | 4 | 138720.6614
Portfolio AdjustedSize: Under 20 kWOther2017August Monthly Peak | Portfolio Adjusted | Size: Under 20 kW | Other | 2017 | August Monthly Peak | 8 | 138720.6614
Portfolio AdjustedSize: Under 20 kWOther2017December Monthly Peak | Portfolio Adjusted | Size: Under 20 kW | Other | 2017 | December Monthly Peak | 12 | 138720.6614
Portfolio AdjustedSize: Under 20 kWOther2017February Monthly Peak | Portfolio Adjusted | Size: Under 20 kW | Other | 2017 | February Monthly Peak | 2 | 0
Portfolio AdjustedSize: Under 20 kWOther2017January Monthly Peak | Portfolio Adjusted | Size: Under 20 kW | Other | 2017 | January Monthly Peak | 1 | 0
Portfolio AdjustedSize: Under 20 kWOther2017July Monthly Peak | Portfolio Adjusted | Size: Under 20 kW | Other | 2017 | July Monthly Peak | 7 | 138720.6614
Portfolio AdjustedSize: Under 20 kWOther2017June Monthly Peak | Portfolio Adjusted | Size: Under 20 kW | Other | 2017 | June Monthly Peak | 6 | 138720.6614
Portfolio AdjustedSize: Under 20 kWOther2017March Monthly Peak | Portfolio Adjusted | Size: Under 20 kW | Other | 2017 | March Monthly Peak | 3 | 0
Portfolio AdjustedSize: Under 20 kWOther2017May Monthly Peak | Portfolio Adjusted | Size: Under 20 kW | Other | 2017 | May Monthly Peak | 5 | 138720.6614
Portfolio AdjustedSize: Under 20 kWOther2017November Monthly Peak | Portfolio Adjusted | Size: Under 20 kW | Other | 2017 | November Monthly Peak | 11 | 138720.6614
Portfolio AdjustedSize: Under 20 kWOther2017October Monthly Peak | Portfolio Adjusted | Size: Under 20 kW | Other | 2017 | October Monthly Peak | 10 | 138720.6614
Portfolio AdjustedSize: Under 20 kWOther2017September Monthly Peak | Portfolio Adjusted | Size: Under 20 kW | Other | 2017 | September Monthly Peak | 9 | 138720.6614
Portfolio AdjustedSize: Under 20 kWOther2017Typical Event Day | Portfolio Adjusted | Size: Under 20 kW | Other | 2017 | Typical Event Day | 8 | 138720.6614
Portfolio AdjustedSize: Under 20 kWOther2018April Monthly Peak | Portfolio Adjusted | Size: Under 20 kW | Other | 2018 | April Monthly Peak | 4 | 55488.2646
Portfolio AdjustedSize: Under 20 kWOther2018August Monthly Peak | Portfolio Adjusted | Size: Under 20 kW | Other | 2018 | August Monthly Peak | 8 | 55488.2646
Portfolio AdjustedSize: Under 20 kWOther2018December Monthly Peak | Portfolio Adjusted | Size: Under 20 kW | Other | 2018 | December Monthly Peak | 12 | 55488.2646
Portfolio AdjustedSize: Under 20 kWOther2018February Monthly Peak | Portfolio Adjusted | Size: Under 20 kW | Other | 2018 | February Monthly Peak | 2 | 138720.6614
Portfolio AdjustedSize: Under 20 kWOther2018January Monthly Peak | Portfolio Adjusted | Size: Under 20 kW | Other | 2018 | January Monthly Peak | 1 | 138720.6614
Portfolio AdjustedSize: Under 20 kWOther2018July Monthly Peak | Portfolio Adjusted | Size: Under 20 kW | Other | 2018 | July Monthly Peak | 7 | 55488.2646
Portfolio AdjustedSize: Under 20 kWOther2018June Monthly Peak | Portfolio Adjusted | Size: Under 20 kW | Other | 2018 | June Monthly Peak | 6 | 55488.2646
Portfolio AdjustedSize: Under 20 kWOther2018March Monthly Peak | Portfolio Adjusted | Size: Under 20 kW | Other | 2018 | March Monthly Peak | 3 | 138720.6614
Portfolio AdjustedSize: Under 20 kWOther2018May Monthly Peak | Portfolio Adjusted | Size: Under 20 kW | Other | 2018 | May Monthly Peak | 5 | 55488.2646
Portfolio AdjustedSize: Under 20 kWOther2018November Monthly Peak | Portfolio Adjusted | Size: Under 20 kW | Other | 2018 | November Monthly Peak | 11 | 55488.2646
Portfolio AdjustedSize: Under 20 kWOther2018October Monthly Peak | Portfolio Adjusted | Size: Under 20 kW | Other | 2018 | October Monthly Peak | 10 | 55488.2646
Portfolio AdjustedSize: Under 20 kWOther2018September Monthly Peak | Portfolio Adjusted | Size: Under 20 kW | Other | 2018 | September Monthly Peak | 9 | 55488.2646
Portfolio AdjustedSize: Under 20 kWOther2018Typical Event Day | Portfolio Adjusted | Size: Under 20 kW | Other | 2018 | Typical Event Day | 8 | 55488.2646
Portfolio AdjustedSize: Under 20 kWOther2019April Monthly Peak | Portfolio Adjusted | Size: Under 20 kW | Other | 2019 | April Monthly Peak | 4 | 57275.1077
Portfolio AdjustedSize: Under 20 kWOther2019August Monthly Peak | Portfolio Adjusted | Size: Under 20 kW | Other | 2019 | August Monthly Peak | 8 | 57275.1077
Portfolio AdjustedSize: Under 20 kWOther2019December Monthly Peak | Portfolio Adjusted | Size: Under 20 kW | Other | 2019 | December Monthly Peak | 12 | 57275.1077
Portfolio AdjustedSize: Under 20 kWOther2019February Monthly Peak | Portfolio Adjusted | Size: Under 20 kW | Other | 2019 | February Monthly Peak | 2 | 55488.2646
Portfolio AdjustedSize: Under 20 kWOther2019January Monthly Peak | Portfolio Adjusted | Size: Under 20 kW | Other | 2019 | January Monthly Peak | 1 | 55488.2646
Portfolio AdjustedSize: Under 20 kWOther2019July Monthly Peak | Portfolio Adjusted | Size: Under 20 kW | Other | 2019 | July Monthly Peak | 7 | 57275.1077
Portfolio AdjustedSize: Under 20 kWOther2019June Monthly Peak | Portfolio Adjusted | Size: Under 20 kW | Other | 2019 | June Monthly Peak | 6 | 57275.1077
Portfolio AdjustedSize: Under 20 kWOther2019March Monthly Peak | Portfolio Adjusted | Size: Under 20 kW | Other | 2019 | March Monthly Peak | 3 | 55488.2646
Portfolio AdjustedSize: Under 20 kWOther2019May Monthly Peak | Portfolio Adjusted | Size: Under 20 kW | Other | 2019 | May Monthly Peak | 5 | 57275.1077
Portfolio AdjustedSize: Under 20 kWOther2019November Monthly Peak | Portfolio Adjusted | Size: Under 20 kW | Other | 2019 | November Monthly Peak | 11 | 57275.1077
Portfolio AdjustedSize: Under 20 kWOther2019October Monthly Peak | Portfolio Adjusted | Size: Under 20 kW | Other | 2019 | October Monthly Peak | 10 | 57275.1077
Portfolio AdjustedSize: Under 20 kWOther2019September Monthly Peak | Portfolio Adjusted | Size: Under 20 kW | Other | 2019 | September Monthly Peak | 9 | 57275.1077
Portfolio AdjustedSize: Under 20 kWOther2019Typical Event Day | Portfolio Adjusted | Size: Under 20 kW | Other | 2019 | Typical Event Day | 8 | 57275.1077
Portfolio AdjustedSize: Under 20 kWOther2020April Monthly Peak | Portfolio Adjusted | Size: Under 20 kW | Other | 2020 | April Monthly Peak | 4 | 59119.4911
Portfolio AdjustedSize: Under 20 kWOther2020August Monthly Peak | Portfolio Adjusted | Size: Under 20 kW | Other | 2020 | August Monthly Peak | 8 | 59119.4911
Portfolio AdjustedSize: Under 20 kWOther2020December Monthly Peak | Portfolio Adjusted | Size: Under 20 kW | Other | 2020 | December Monthly Peak | 12 | 59119.4911
Portfolio AdjustedSize: Under 20 kWOther2020February Monthly Peak | Portfolio Adjusted | Size: Under 20 kW | Other | 2020 | February Monthly Peak | 2 | 57275.1077
Portfolio AdjustedSize: Under 20 kWOther2020January Monthly Peak | Portfolio Adjusted | Size: Under 20 kW | Other | 2020 | January Monthly Peak | 1 | 57275.1077
Portfolio AdjustedSize: Under 20 kWOther2020July Monthly Peak | Portfolio Adjusted | Size: Under 20 kW | Other | 2020 | July Monthly Peak | 7 | 59119.4911
Portfolio AdjustedSize: Under 20 kWOther2020June Monthly Peak | Portfolio Adjusted | Size: Under 20 kW | Other | 2020 | June Monthly Peak | 6 | 59119.4911
Portfolio AdjustedSize: Under 20 kWOther2020March Monthly Peak | Portfolio Adjusted | Size: Under 20 kW | Other | 2020 | March Monthly Peak | 3 | 57275.1077
Portfolio AdjustedSize: Under 20 kWOther2020May Monthly Peak | Portfolio Adjusted | Size: Under 20 kW | Other | 2020 | May Monthly Peak | 5 | 59119.4911
Portfolio AdjustedSize: Under 20 kWOther2020November Monthly Peak | Portfolio Adjusted | Size: Under 20 kW | Other | 2020 | November Monthly Peak | 11 | 59119.4911
Portfolio AdjustedSize: Under 20 kWOther2020October Monthly Peak | Portfolio Adjusted | Size: Under 20 kW | Other | 2020 | October Monthly Peak | 10 | 59119.4911
Portfolio AdjustedSize: Under 20 kWOther2020September Monthly Peak | Portfolio Adjusted | Size: Under 20 kW | Other | 2020 | September Monthly Peak | 9 | 59119.4911
Portfolio AdjustedSize: Under 20 kWOther2020Typical Event Day | Portfolio Adjusted | Size: Under 20 kW | Other | 2020 | Typical Event Day | 8 | 59119.4911
Portfolio AdjustedSize: Under 20 kWOther2021April Monthly Peak | Portfolio Adjusted | Size: Under 20 kW | Other | 2021 | April Monthly Peak | 4 | 61023.2676
Portfolio AdjustedSize: Under 20 kWOther2021August Monthly Peak | Portfolio Adjusted | Size: Under 20 kW | Other | 2021 | August Monthly Peak | 8 | 61023.2676
Portfolio AdjustedSize: Under 20 kWOther2021December Monthly Peak | Portfolio Adjusted | Size: Under 20 kW | Other | 2021 | December Monthly Peak | 12 | 61023.2676
Portfolio AdjustedSize: Under 20 kWOther2021February Monthly Peak | Portfolio Adjusted | Size: Under 20 kW | Other | 2021 | February Monthly Peak | 2 | 59119.4911
Portfolio AdjustedSize: Under 20 kWOther2021January Monthly Peak | Portfolio Adjusted | Size: Under 20 kW | Other | 2021 | January Monthly Peak | 1 | 59119.4911
Portfolio AdjustedSize: Under 20 kWOther2021July Monthly Peak | Portfolio Adjusted | Size: Under 20 kW | Other | 2021 | July Monthly Peak | 7 | 61023.2676
Portfolio AdjustedSize: Under 20 kWOther2021June Monthly Peak | Portfolio Adjusted | Size: Under 20 kW | Other | 2021 | June Monthly Peak | 6 | 61023.2676
Portfolio AdjustedSize: Under 20 kWOther2021March Monthly Peak | Portfolio Adjusted | Size: Under 20 kW | Other | 2021 | March Monthly Peak | 3 | 59119.4911
Portfolio AdjustedSize: Under 20 kWOther2021May Monthly Peak | Portfolio Adjusted | Size: Under 20 kW | Other | 2021 | May Monthly Peak | 5 | 61023.2676
Portfolio AdjustedSize: Under 20 kWOther2021November Monthly Peak | Portfolio Adjusted | Size: Under 20 kW | Other | 2021 | November Monthly Peak | 11 | 61023.2676
Portfolio AdjustedSize: Under 20 kWOther2021October Monthly Peak | Portfolio Adjusted | Size: Under 20 kW | Other | 2021 | October Monthly Peak | 10 | 61023.2676
Portfolio AdjustedSize: Under 20 kWOther2021September Monthly Peak | Portfolio Adjusted | Size: Under 20 kW | Other | 2021 | September Monthly Peak | 9 | 61023.2676
Portfolio AdjustedSize: Under 20 kWOther2021Typical Event Day | Portfolio Adjusted | Size: Under 20 kW | Other | 2021 | Typical Event Day | 8 | 61023.2676
Portfolio AdjustedSize: Under 20 kWOther2022April Monthly Peak | Portfolio Adjusted | Size: Under 20 kW | Other | 2022 | April Monthly Peak | 4 | 62988.3499
Portfolio AdjustedSize: Under 20 kWOther2022August Monthly Peak | Portfolio Adjusted | Size: Under 20 kW | Other | 2022 | August Monthly Peak | 8 | 62988.3499
Portfolio AdjustedSize: Under 20 kWOther2022December Monthly Peak | Portfolio Adjusted | Size: Under 20 kW | Other | 2022 | December Monthly Peak | 12 | 62988.3499
Portfolio AdjustedSize: Under 20 kWOther2022February Monthly Peak | Portfolio Adjusted | Size: Under 20 kW | Other | 2022 | February Monthly Peak | 2 | 61023.2676
Portfolio AdjustedSize: Under 20 kWOther2022January Monthly Peak | Portfolio Adjusted | Size: Under 20 kW | Other | 2022 | January Monthly Peak | 1 | 61023.2676
Portfolio AdjustedSize: Under 20 kWOther2022July Monthly Peak | Portfolio Adjusted | Size: Under 20 kW | Other | 2022 | July Monthly Peak | 7 | 62988.3499
Portfolio AdjustedSize: Under 20 kWOther2022June Monthly Peak | Portfolio Adjusted | Size: Under 20 kW | Other | 2022 | June Monthly Peak | 6 | 62988.3499
Portfolio AdjustedSize: Under 20 kWOther2022March Monthly Peak | Portfolio Adjusted | Size: Under 20 kW | Other | 2022 | March Monthly Peak | 3 | 61023.2676
Portfolio AdjustedSize: Under 20 kWOther2022May Monthly Peak | Portfolio Adjusted | Size: Under 20 kW | Other | 2022 | May Monthly Peak | 5 | 62988.3499
Portfolio AdjustedSize: Under 20 kWOther2022November Monthly Peak | Portfolio Adjusted | Size: Under 20 kW | Other | 2022 | November Monthly Peak | 11 | 62988.3499
Portfolio AdjustedSize: Under 20 kWOther2022October Monthly Peak | Portfolio Adjusted | Size: Under 20 kW | Other | 2022 | October Monthly Peak | 10 | 62988.3499
Portfolio AdjustedSize: Under 20 kWOther2022September Monthly Peak | Portfolio Adjusted | Size: Under 20 kW | Other | 2022 | September Monthly Peak | 9 | 62988.3499
Portfolio AdjustedSize: Under 20 kWOther2022Typical Event Day | Portfolio Adjusted | Size: Under 20 kW | Other | 2022 | Typical Event Day | 8 | 62988.3499
Portfolio AdjustedSize: Under 20 kWOther2023April Monthly Peak | Portfolio Adjusted | Size: Under 20 kW | Other | 2023 | April Monthly Peak | 4 | 65016.7121
Portfolio AdjustedSize: Under 20 kWOther2023August Monthly Peak | Portfolio Adjusted | Size: Under 20 kW | Other | 2023 | August Monthly Peak | 8 | 65016.7121
Portfolio AdjustedSize: Under 20 kWOther2023December Monthly Peak | Portfolio Adjusted | Size: Under 20 kW | Other | 2023 | December Monthly Peak | 12 | 65016.7121
Portfolio AdjustedSize: Under 20 kWOther2023February Monthly Peak | Portfolio Adjusted | Size: Under 20 kW | Other | 2023 | February Monthly Peak | 2 | 62988.3499
Portfolio AdjustedSize: Under 20 kWOther2023January Monthly Peak | Portfolio Adjusted | Size: Under 20 kW | Other | 2023 | January Monthly Peak | 1 | 62988.3499
Portfolio AdjustedSize: Under 20 kWOther2023July Monthly Peak | Portfolio Adjusted | Size: Under 20 kW | Other | 2023 | July Monthly Peak | 7 | 65016.7121
Portfolio AdjustedSize: Under 20 kWOther2023June Monthly Peak | Portfolio Adjusted | Size: Under 20 kW | Other | 2023 | June Monthly Peak | 6 | 65016.7121
Portfolio AdjustedSize: Under 20 kWOther2023March Monthly Peak | Portfolio Adjusted | Size: Under 20 kW | Other | 2023 | March Monthly Peak | 3 | 62988.3499
Portfolio AdjustedSize: Under 20 kWOther2023May Monthly Peak | Portfolio Adjusted | Size: Under 20 kW | Other | 2023 | May Monthly Peak | 5 | 65016.7121
Portfolio AdjustedSize: Under 20 kWOther2023November Monthly Peak | Portfolio Adjusted | Size: Under 20 kW | Other | 2023 | November Monthly Peak | 11 | 65016.7121
Portfolio AdjustedSize: Under 20 kWOther2023October Monthly Peak | Portfolio Adjusted | Size: Under 20 kW | Other | 2023 | October Monthly Peak | 10 | 65016.7121
Portfolio AdjustedSize: Under 20 kWOther2023September Monthly Peak | Portfolio Adjusted | Size: Under 20 kW | Other | 2023 | September Monthly Peak | 9 | 65016.7121
Portfolio AdjustedSize: Under 20 kWOther2023Typical Event Day | Portfolio Adjusted | Size: Under 20 kW | Other | 2023 | Typical Event Day | 8 | 65016.7121
Portfolio AdjustedSize: Under 20 kWOther2024April Monthly Peak | Portfolio Adjusted | Size: Under 20 kW | Other | 2024 | April Monthly Peak | 4 | 67110.392
Portfolio AdjustedSize: Under 20 kWOther2024August Monthly Peak | Portfolio Adjusted | Size: Under 20 kW | Other | 2024 | August Monthly Peak | 8 | 67110.392
Portfolio AdjustedSize: Under 20 kWOther2024December Monthly Peak | Portfolio Adjusted | Size: Under 20 kW | Other | 2024 | December Monthly Peak | 12 | 67110.392
Portfolio AdjustedSize: Under 20 kWOther2024February Monthly Peak | Portfolio Adjusted | Size: Under 20 kW | Other | 2024 | February Monthly Peak | 2 | 65016.7121
Portfolio AdjustedSize: Under 20 kWOther2024January Monthly Peak | Portfolio Adjusted | Size: Under 20 kW | Other | 2024 | January Monthly Peak | 1 | 65016.7121
Portfolio AdjustedSize: Under 20 kWOther2024July Monthly Peak | Portfolio Adjusted | Size: Under 20 kW | Other | 2024 | July Monthly Peak | 7 | 67110.392
Portfolio AdjustedSize: Under 20 kWOther2024June Monthly Peak | Portfolio Adjusted | Size: Under 20 kW | Other | 2024 | June Monthly Peak | 6 | 67110.392
Portfolio AdjustedSize: Under 20 kWOther2024March Monthly Peak | Portfolio Adjusted | Size: Under 20 kW | Other | 2024 | March Monthly Peak | 3 | 65016.7121
Portfolio AdjustedSize: Under 20 kWOther2024May Monthly Peak | Portfolio Adjusted | Size: Under 20 kW | Other | 2024 | May Monthly Peak | 5 | 67110.392
Portfolio AdjustedSize: Under 20 kWOther2024November Monthly Peak | Portfolio Adjusted | Size: Under 20 kW | Other | 2024 | November Monthly Peak | 11 | 67110.392
Portfolio AdjustedSize: Under 20 kWOther2024October Monthly Peak | Portfolio Adjusted | Size: Under 20 kW | Other | 2024 | October Monthly Peak | 10 | 67110.392
Portfolio AdjustedSize: Under 20 kWOther2024September Monthly Peak | Portfolio Adjusted | Size: Under 20 kW | Other | 2024 | September Monthly Peak | 9 | 67110.392
Portfolio AdjustedSize: Under 20 kWOther2024Typical Event Day | Portfolio Adjusted | Size: Under 20 kW | Other | 2024 | Typical Event Day | 8 | 67110.392
Portfolio AdjustedSize: Under 20 kWOther2025April Monthly Peak | Portfolio Adjusted | Size: Under 20 kW | Other | 2025 | April Monthly Peak | 4 | 69271.493
Portfolio AdjustedSize: Under 20 kWOther2025August Monthly Peak | Portfolio Adjusted | Size: Under 20 kW | Other | 2025 | August Monthly Peak | 8 | 69271.493
Portfolio AdjustedSize: Under 20 kWOther2025December Monthly Peak | Portfolio Adjusted | Size: Under 20 kW | Other | 2025 | December Monthly Peak | 12 | 69271.493
Portfolio AdjustedSize: Under 20 kWOther2025February Monthly Peak | Portfolio Adjusted | Size: Under 20 kW | Other | 2025 | February Monthly Peak | 2 | 67110.392
Portfolio AdjustedSize: Under 20 kWOther2025January Monthly Peak | Portfolio Adjusted | Size: Under 20 kW | Other | 2025 | January Monthly Peak | 1 | 67110.392
Portfolio AdjustedSize: Under 20 kWOther2025July Monthly Peak | Portfolio Adjusted | Size: Under 20 kW | Other | 2025 | July Monthly Peak | 7 | 69271.493
Portfolio AdjustedSize: Under 20 kWOther2025June Monthly Peak | Portfolio Adjusted | Size: Under 20 kW | Other | 2025 | June Monthly Peak | 6 | 69271.493
Portfolio AdjustedSize: Under 20 kWOther2025March Monthly Peak | Portfolio Adjusted | Size: Under 20 kW | Other | 2025 | March Monthly Peak | 3 | 67110.392
Portfolio AdjustedSize: Under 20 kWOther2025May Monthly Peak | Portfolio Adjusted | Size: Under 20 kW | Other | 2025 | May Monthly Peak | 5 | 69271.493
Portfolio AdjustedSize: Under 20 kWOther2025November Monthly Peak | Portfolio Adjusted | Size: Under 20 kW | Other | 2025 | November Monthly Peak | 11 | 69271.493
Portfolio AdjustedSize: Under 20 kWOther2025October Monthly Peak | Portfolio Adjusted | Size: Under 20 kW | Other | 2025 | October Monthly Peak | 10 | 69271.493
Portfolio AdjustedSize: Under 20 kWOther2025September Monthly Peak | Portfolio Adjusted | Size: Under 20 kW | Other | 2025 | September Monthly Peak | 9 | 69271.493
Portfolio AdjustedSize: Under 20 kWOther2025Typical Event Day | Portfolio Adjusted | Size: Under 20 kW | Other | 2025 | Typical Event Day | 8 | 69271.493
Portfolio AdjustedSize: Under 20 kWSouth of Lugo2015April Monthly Peak | Portfolio Adjusted | Size: Under 20 kW | South of Lugo | 2015 | April Monthly Peak | 4 | 0
Portfolio AdjustedSize: Under 20 kWSouth of Lugo2015August Monthly Peak | Portfolio Adjusted | Size: Under 20 kW | South of Lugo | 2015 | August Monthly Peak | 8 | 0
Portfolio AdjustedSize: Under 20 kWSouth of Lugo2015December Monthly Peak | Portfolio Adjusted | Size: Under 20 kW | South of Lugo | 2015 | December Monthly Peak | 12 | 0
Portfolio AdjustedSize: Under 20 kWSouth of Lugo2015February Monthly Peak | Portfolio Adjusted | Size: Under 20 kW | South of Lugo | 2015 | February Monthly Peak | 2 | 0
Portfolio AdjustedSize: Under 20 kWSouth of Lugo2015January Monthly Peak | Portfolio Adjusted | Size: Under 20 kW | South of Lugo | 2015 | January Monthly Peak | 1 | 0
Portfolio AdjustedSize: Under 20 kWSouth of Lugo2015July Monthly Peak | Portfolio Adjusted | Size: Under 20 kW | South of Lugo | 2015 | July Monthly Peak | 7 | 0
Portfolio AdjustedSize: Under 20 kWSouth of Lugo2015June Monthly Peak | Portfolio Adjusted | Size: Under 20 kW | South of Lugo | 2015 | June Monthly Peak | 6 | 0
Portfolio AdjustedSize: Under 20 kWSouth of Lugo2015March Monthly Peak | Portfolio Adjusted | Size: Under 20 kW | South of Lugo | 2015 | March Monthly Peak | 3 | 0
Portfolio AdjustedSize: Under 20 kWSouth of Lugo2015May Monthly Peak | Portfolio Adjusted | Size: Under 20 kW | South of Lugo | 2015 | May Monthly Peak | 5 | 0
Portfolio AdjustedSize: Under 20 kWSouth of Lugo2015November Monthly Peak | Portfolio Adjusted | Size: Under 20 kW | South of Lugo | 2015 | November Monthly Peak | 11 | 0
Portfolio AdjustedSize: Under 20 kWSouth of Lugo2015October Monthly Peak | Portfolio Adjusted | Size: Under 20 kW | South of Lugo | 2015 | October Monthly Peak | 10 | 0
Portfolio AdjustedSize: Under 20 kWSouth of Lugo2015September Monthly Peak | Portfolio Adjusted | Size: Under 20 kW | South of Lugo | 2015 | September Monthly Peak | 9 | 0
Portfolio AdjustedSize: Under 20 kWSouth of Lugo2015Typical Event Day | Portfolio Adjusted | Size: Under 20 kW | South of Lugo | 2015 | Typical Event Day | 8 | 0
Portfolio AdjustedSize: Under 20 kWSouth of Lugo2016April Monthly Peak | Portfolio Adjusted | Size: Under 20 kW | South of Lugo | 2016 | April Monthly Peak | 4 | 0
Portfolio AdjustedSize: Under 20 kWSouth of Lugo2016August Monthly Peak | Portfolio Adjusted | Size: Under 20 kW | South of Lugo | 2016 | August Monthly Peak | 8 | 0
Portfolio AdjustedSize: Under 20 kWSouth of Lugo2016December Monthly Peak | Portfolio Adjusted | Size: Under 20 kW | South of Lugo | 2016 | December Monthly Peak | 12 | 0
Portfolio AdjustedSize: Under 20 kWSouth of Lugo2016February Monthly Peak | Portfolio Adjusted | Size: Under 20 kW | South of Lugo | 2016 | February Monthly Peak | 2 | 0
Portfolio AdjustedSize: Under 20 kWSouth of Lugo2016January Monthly Peak | Portfolio Adjusted | Size: Under 20 kW | South of Lugo | 2016 | January Monthly Peak | 1 | 0
Portfolio AdjustedSize: Under 20 kWSouth of Lugo2016July Monthly Peak | Portfolio Adjusted | Size: Under 20 kW | South of Lugo | 2016 | July Monthly Peak | 7 | 0
Portfolio AdjustedSize: Under 20 kWSouth of Lugo2016June Monthly Peak | Portfolio Adjusted | Size: Under 20 kW | South of Lugo | 2016 | June Monthly Peak | 6 | 0
Portfolio AdjustedSize: Under 20 kWSouth of Lugo2016March Monthly Peak | Portfolio Adjusted | Size: Under 20 kW | South of Lugo | 2016 | March Monthly Peak | 3 | 0
Portfolio AdjustedSize: Under 20 kWSouth of Lugo2016May Monthly Peak | Portfolio Adjusted | Size: Under 20 kW | South of Lugo | 2016 | May Monthly Peak | 5 | 0
Portfolio AdjustedSize: Under 20 kWSouth of Lugo2016November Monthly Peak | Portfolio Adjusted | Size: Under 20 kW | South of Lugo | 2016 | November Monthly Peak | 11 | 0
Portfolio AdjustedSize: Under 20 kWSouth of Lugo2016October Monthly Peak | Portfolio Adjusted | Size: Under 20 kW | South of Lugo | 2016 | October Monthly Peak | 10 | 0
Portfolio AdjustedSize: Under 20 kWSouth of Lugo2016September Monthly Peak | Portfolio Adjusted | Size: Under 20 kW | South of Lugo | 2016 | September Monthly Peak | 9 | 0
Portfolio AdjustedSize: Under 20 kWSouth of Lugo2016Typical Event Day | Portfolio Adjusted | Size: Under 20 kW | South of Lugo | 2016 | Typical Event Day | 8 | 0
Portfolio AdjustedSize: Under 20 kWSouth of Lugo2017April Monthly Peak | Portfolio Adjusted | Size: Under 20 kW | South of Lugo | 2017 | April Monthly Peak | 4 | 24629.3806
Portfolio AdjustedSize: Under 20 kWSouth of Lugo2017August Monthly Peak | Portfolio Adjusted | Size: Under 20 kW | South of Lugo | 2017 | August Monthly Peak | 8 | 24629.3806
Portfolio AdjustedSize: Under 20 kWSouth of Lugo2017December Monthly Peak | Portfolio Adjusted | Size: Under 20 kW | South of Lugo | 2017 | December Monthly Peak | 12 | 24629.3806
Portfolio AdjustedSize: Under 20 kWSouth of Lugo2017February Monthly Peak | Portfolio Adjusted | Size: Under 20 kW | South of Lugo | 2017 | February Monthly Peak | 2 | 0
Portfolio AdjustedSize: Under 20 kWSouth of Lugo2017January Monthly Peak | Portfolio Adjusted | Size: Under 20 kW | South of Lugo | 2017 | January Monthly Peak | 1 | 0
Portfolio AdjustedSize: Under 20 kWSouth of Lugo2017July Monthly Peak | Portfolio Adjusted | Size: Under 20 kW | South of Lugo | 2017 | July Monthly Peak | 7 | 24629.3806
Portfolio AdjustedSize: Under 20 kWSouth of Lugo2017June Monthly Peak | Portfolio Adjusted | Size: Under 20 kW | South of Lugo | 2017 | June Monthly Peak | 6 | 24629.3806
Portfolio AdjustedSize: Under 20 kWSouth of Lugo2017March Monthly Peak | Portfolio Adjusted | Size: Under 20 kW | South of Lugo | 2017 | March Monthly Peak | 3 | 0
Portfolio AdjustedSize: Under 20 kWSouth of Lugo2017May Monthly Peak | Portfolio Adjusted | Size: Under 20 kW | South of Lugo | 2017 | May Monthly Peak | 5 | 24629.3806
Portfolio AdjustedSize: Under 20 kWSouth of Lugo2017November Monthly Peak | Portfolio Adjusted | Size: Under 20 kW | South of Lugo | 2017 | November Monthly Peak | 11 | 24629.3806
Portfolio AdjustedSize: Under 20 kWSouth of Lugo2017October Monthly Peak | Portfolio Adjusted | Size: Under 20 kW | South of Lugo | 2017 | October Monthly Peak | 10 | 24629.3806
Portfolio AdjustedSize: Under 20 kWSouth of Lugo2017September Monthly Peak | Portfolio Adjusted | Size: Under 20 kW | South of Lugo | 2017 | September Monthly Peak | 9 | 24629.3806
Portfolio AdjustedSize: Under 20 kWSouth of Lugo2017Typical Event Day | Portfolio Adjusted | Size: Under 20 kW | South of Lugo | 2017 | Typical Event Day | 8 | 24629.3806
Portfolio AdjustedSize: Under 20 kWSouth of Lugo2018April Monthly Peak | Portfolio Adjusted | Size: Under 20 kW | South of Lugo | 2018 | April Monthly Peak | 4 | 9851.7522
Portfolio AdjustedSize: Under 20 kWSouth of Lugo2018August Monthly Peak | Portfolio Adjusted | Size: Under 20 kW | South of Lugo | 2018 | August Monthly Peak | 8 | 9851.7522
Portfolio AdjustedSize: Under 20 kWSouth of Lugo2018December Monthly Peak | Portfolio Adjusted | Size: Under 20 kW | South of Lugo | 2018 | December Monthly Peak | 12 | 9851.7522
Portfolio AdjustedSize: Under 20 kWSouth of Lugo2018February Monthly Peak | Portfolio Adjusted | Size: Under 20 kW | South of Lugo | 2018 | February Monthly Peak | 2 | 24629.3806
Portfolio AdjustedSize: Under 20 kWSouth of Lugo2018January Monthly Peak | Portfolio Adjusted | Size: Under 20 kW | South of Lugo | 2018 | January Monthly Peak | 1 | 24629.3806
Portfolio AdjustedSize: Under 20 kWSouth of Lugo2018July Monthly Peak | Portfolio Adjusted | Size: Under 20 kW | South of Lugo | 2018 | July Monthly Peak | 7 | 9851.7522
Portfolio AdjustedSize: Under 20 kWSouth of Lugo2018June Monthly Peak | Portfolio Adjusted | Size: Under 20 kW | South of Lugo | 2018 | June Monthly Peak | 6 | 9851.7522
Portfolio AdjustedSize: Under 20 kWSouth of Lugo2018March Monthly Peak | Portfolio Adjusted | Size: Under 20 kW | South of Lugo | 2018 | March Monthly Peak | 3 | 24629.3806
Portfolio AdjustedSize: Under 20 kWSouth of Lugo2018May Monthly Peak | Portfolio Adjusted | Size: Under 20 kW | South of Lugo | 2018 | May Monthly Peak | 5 | 9851.7522
Portfolio AdjustedSize: Under 20 kWSouth of Lugo2018November Monthly Peak | Portfolio Adjusted | Size: Under 20 kW | South of Lugo | 2018 | November Monthly Peak | 11 | 9851.7522
Portfolio AdjustedSize: Under 20 kWSouth of Lugo2018October Monthly Peak | Portfolio Adjusted | Size: Under 20 kW | South of Lugo | 2018 | October Monthly Peak | 10 | 9851.7522
Portfolio AdjustedSize: Under 20 kWSouth of Lugo2018September Monthly Peak | Portfolio Adjusted | Size: Under 20 kW | South of Lugo | 2018 | September Monthly Peak | 9 | 9851.7522
Portfolio AdjustedSize: Under 20 kWSouth of Lugo2018Typical Event Day | Portfolio Adjusted | Size: Under 20 kW | South of Lugo | 2018 | Typical Event Day | 8 | 9851.7522
Portfolio AdjustedSize: Under 20 kWSouth of Lugo2019April Monthly Peak | Portfolio Adjusted | Size: Under 20 kW | South of Lugo | 2019 | April Monthly Peak | 4 | 10169.0001
Portfolio AdjustedSize: Under 20 kWSouth of Lugo2019August Monthly Peak | Portfolio Adjusted | Size: Under 20 kW | South of Lugo | 2019 | August Monthly Peak | 8 | 10169.0001
Portfolio AdjustedSize: Under 20 kWSouth of Lugo2019December Monthly Peak | Portfolio Adjusted | Size: Under 20 kW | South of Lugo | 2019 | December Monthly Peak | 12 | 10169.0001
Portfolio AdjustedSize: Under 20 kWSouth of Lugo2019February Monthly Peak | Portfolio Adjusted | Size: Under 20 kW | South of Lugo | 2019 | February Monthly Peak | 2 | 9851.7522
Portfolio AdjustedSize: Under 20 kWSouth of Lugo2019January Monthly Peak | Portfolio Adjusted | Size: Under 20 kW | South of Lugo | 2019 | January Monthly Peak | 1 | 9851.7522
Portfolio AdjustedSize: Under 20 kWSouth of Lugo2019July Monthly Peak | Portfolio Adjusted | Size: Under 20 kW | South of Lugo | 2019 | July Monthly Peak | 7 | 10169.0001
Portfolio AdjustedSize: Under 20 kWSouth of Lugo2019June Monthly Peak | Portfolio Adjusted | Size: Under 20 kW | South of Lugo | 2019 | June Monthly Peak | 6 | 10169.0001
Portfolio AdjustedSize: Under 20 kWSouth of Lugo2019March Monthly Peak | Portfolio Adjusted | Size: Under 20 kW | South of Lugo | 2019 | March Monthly Peak | 3 | 9851.7522
Portfolio AdjustedSize: Under 20 kWSouth of Lugo2019May Monthly Peak | Portfolio Adjusted | Size: Under 20 kW | South of Lugo | 2019 | May Monthly Peak | 5 | 10169.0001
Portfolio AdjustedSize: Under 20 kWSouth of Lugo2019November Monthly Peak | Portfolio Adjusted | Size: Under 20 kW | South of Lugo | 2019 | November Monthly Peak | 11 | 10169.0001
Portfolio AdjustedSize: Under 20 kWSouth of Lugo2019October Monthly Peak | Portfolio Adjusted | Size: Under 20 kW | South of Lugo | 2019 | October Monthly Peak | 10 | 10169.0001
Portfolio AdjustedSize: Under 20 kWSouth of Lugo2019September Monthly Peak | Portfolio Adjusted | Size: Under 20 kW | South of Lugo | 2019 | September Monthly Peak | 9 | 10169.0001
Portfolio AdjustedSize: Under 20 kWSouth of Lugo2019Typical Event Day | Portfolio Adjusted | Size: Under 20 kW | South of Lugo | 2019 | Typical Event Day | 8 | 10169.0001
Portfolio AdjustedSize: Under 20 kWSouth of Lugo2020April Monthly Peak | Portfolio Adjusted | Size: Under 20 kW | South of Lugo | 2020 | April Monthly Peak | 4 | 10496.4641
Portfolio AdjustedSize: Under 20 kWSouth of Lugo2020August Monthly Peak | Portfolio Adjusted | Size: Under 20 kW | South of Lugo | 2020 | August Monthly Peak | 8 | 10496.4641
Portfolio AdjustedSize: Under 20 kWSouth of Lugo2020December Monthly Peak | Portfolio Adjusted | Size: Under 20 kW | South of Lugo | 2020 | December Monthly Peak | 12 | 10496.4641
Portfolio AdjustedSize: Under 20 kWSouth of Lugo2020February Monthly Peak | Portfolio Adjusted | Size: Under 20 kW | South of Lugo | 2020 | February Monthly Peak | 2 | 10169.0001
Portfolio AdjustedSize: Under 20 kWSouth of Lugo2020January Monthly Peak | Portfolio Adjusted | Size: Under 20 kW | South of Lugo | 2020 | January Monthly Peak | 1 | 10169.0001
Portfolio AdjustedSize: Under 20 kWSouth of Lugo2020July Monthly Peak | Portfolio Adjusted | Size: Under 20 kW | South of Lugo | 2020 | July Monthly Peak | 7 | 10496.4641
Portfolio AdjustedSize: Under 20 kWSouth of Lugo2020June Monthly Peak | Portfolio Adjusted | Size: Under 20 kW | South of Lugo | 2020 | June Monthly Peak | 6 | 10496.4641
Portfolio AdjustedSize: Under 20 kWSouth of Lugo2020March Monthly Peak | Portfolio Adjusted | Size: Under 20 kW | South of Lugo | 2020 | March Monthly Peak | 3 | 10169.0001
Portfolio AdjustedSize: Under 20 kWSouth of Lugo2020May Monthly Peak | Portfolio Adjusted | Size: Under 20 kW | South of Lugo | 2020 | May Monthly Peak | 5 | 10496.4641
Portfolio AdjustedSize: Under 20 kWSouth of Lugo2020November Monthly Peak | Portfolio Adjusted | Size: Under 20 kW | South of Lugo | 2020 | November Monthly Peak | 11 | 10496.4641
Portfolio AdjustedSize: Under 20 kWSouth of Lugo2020October Monthly Peak | Portfolio Adjusted | Size: Under 20 kW | South of Lugo | 2020 | October Monthly Peak | 10 | 10496.4641
Portfolio AdjustedSize: Under 20 kWSouth of Lugo2020September Monthly Peak | Portfolio Adjusted | Size: Under 20 kW | South of Lugo | 2020 | September Monthly Peak | 9 | 10496.4641
Portfolio AdjustedSize: Under 20 kWSouth of Lugo2020Typical Event Day | Portfolio Adjusted | Size: Under 20 kW | South of Lugo | 2020 | Typical Event Day | 8 | 10496.4641
Portfolio AdjustedSize: Under 20 kWSouth of Lugo2021April Monthly Peak | Portfolio Adjusted | Size: Under 20 kW | South of Lugo | 2021 | April Monthly Peak | 4 | 10834.4731
Portfolio AdjustedSize: Under 20 kWSouth of Lugo2021August Monthly Peak | Portfolio Adjusted | Size: Under 20 kW | South of Lugo | 2021 | August Monthly Peak | 8 | 10834.4731
Portfolio AdjustedSize: Under 20 kWSouth of Lugo2021December Monthly Peak | Portfolio Adjusted | Size: Under 20 kW | South of Lugo | 2021 | December Monthly Peak | 12 | 10834.4731
Portfolio AdjustedSize: Under 20 kWSouth of Lugo2021February Monthly Peak | Portfolio Adjusted | Size: Under 20 kW | South of Lugo | 2021 | February Monthly Peak | 2 | 10496.4641
Portfolio AdjustedSize: Under 20 kWSouth of Lugo2021January Monthly Peak | Portfolio Adjusted | Size: Under 20 kW | South of Lugo | 2021 | January Monthly Peak | 1 | 10496.4641
Portfolio AdjustedSize: Under 20 kWSouth of Lugo2021July Monthly Peak | Portfolio Adjusted | Size: Under 20 kW | South of Lugo | 2021 | July Monthly Peak | 7 | 10834.4731
Portfolio AdjustedSize: Under 20 kWSouth of Lugo2021June Monthly Peak | Portfolio Adjusted | Size: Under 20 kW | South of Lugo | 2021 | June Monthly Peak | 6 | 10834.4731
Portfolio AdjustedSize: Under 20 kWSouth of Lugo2021March Monthly Peak | Portfolio Adjusted | Size: Under 20 kW | South of Lugo | 2021 | March Monthly Peak | 3 | 10496.4641
Portfolio AdjustedSize: Under 20 kWSouth of Lugo2021May Monthly Peak | Portfolio Adjusted | Size: Under 20 kW | South of Lugo | 2021 | May Monthly Peak | 5 | 10834.4731
Portfolio AdjustedSize: Under 20 kWSouth of Lugo2021November Monthly Peak | Portfolio Adjusted | Size: Under 20 kW | South of Lugo | 2021 | November Monthly Peak | 11 | 10834.4731
Portfolio AdjustedSize: Under 20 kWSouth of Lugo2021October Monthly Peak | Portfolio Adjusted | Size: Under 20 kW | South of Lugo | 2021 | October Monthly Peak | 10 | 10834.4731
Portfolio AdjustedSize: Under 20 kWSouth of Lugo2021September Monthly Peak | Portfolio Adjusted | Size: Under 20 kW | South of Lugo | 2021 | September Monthly Peak | 9 | 10834.4731
Portfolio AdjustedSize: Under 20 kWSouth of Lugo2021Typical Event Day | Portfolio Adjusted | Size: Under 20 kW | South of Lugo | 2021 | Typical Event Day | 8 | 10834.4731
Portfolio AdjustedSize: Under 20 kWSouth of Lugo2022April Monthly Peak | Portfolio Adjusted | Size: Under 20 kW | South of Lugo | 2022 | April Monthly Peak | 4 | 11183.3668
Portfolio AdjustedSize: Under 20 kWSouth of Lugo2022August Monthly Peak | Portfolio Adjusted | Size: Under 20 kW | South of Lugo | 2022 | August Monthly Peak | 8 | 11183.3668
Portfolio AdjustedSize: Under 20 kWSouth of Lugo2022December Monthly Peak | Portfolio Adjusted | Size: Under 20 kW | South of Lugo | 2022 | December Monthly Peak | 12 | 11183.3668
Portfolio AdjustedSize: Under 20 kWSouth of Lugo2022February Monthly Peak | Portfolio Adjusted | Size: Under 20 kW | South of Lugo | 2022 | February Monthly Peak | 2 | 10834.4731
Portfolio AdjustedSize: Under 20 kWSouth of Lugo2022January Monthly Peak | Portfolio Adjusted | Size: Under 20 kW | South of Lugo | 2022 | January Monthly Peak | 1 | 10834.4731
Portfolio AdjustedSize: Under 20 kWSouth of Lugo2022July Monthly Peak | Portfolio Adjusted | Size: Under 20 kW | South of Lugo | 2022 | July Monthly Peak | 7 | 11183.3668
Portfolio AdjustedSize: Under 20 kWSouth of Lugo2022June Monthly Peak | Portfolio Adjusted | Size: Under 20 kW | South of Lugo | 2022 | June Monthly Peak | 6 | 11183.3668
Portfolio AdjustedSize: Under 20 kWSouth of Lugo2022March Monthly Peak | Portfolio Adjusted | Size: Under 20 kW | South of Lugo | 2022 | March Monthly Peak | 3 | 10834.4731
Portfolio AdjustedSize: Under 20 kWSouth of Lugo2022May Monthly Peak | Portfolio Adjusted | Size: Under 20 kW | South of Lugo | 2022 | May Monthly Peak | 5 | 11183.3668
Portfolio AdjustedSize: Under 20 kWSouth of Lugo2022November Monthly Peak | Portfolio Adjusted | Size: Under 20 kW | South of Lugo | 2022 | November Monthly Peak | 11 | 11183.3668
Portfolio AdjustedSize: Under 20 kWSouth of Lugo2022October Monthly Peak | Portfolio Adjusted | Size: Under 20 kW | South of Lugo | 2022 | October Monthly Peak | 10 | 11183.3668
Portfolio AdjustedSize: Under 20 kWSouth of Lugo2022September Monthly Peak | Portfolio Adjusted | Size: Under 20 kW | South of Lugo | 2022 | September Monthly Peak | 9 | 11183.3668
Portfolio AdjustedSize: Under 20 kWSouth of Lugo2022Typical Event Day | Portfolio Adjusted | Size: Under 20 kW | South of Lugo | 2022 | Typical Event Day | 8 | 11183.3668
Portfolio AdjustedSize: Under 20 kWSouth of Lugo2023April Monthly Peak | Portfolio Adjusted | Size: Under 20 kW | South of Lugo | 2023 | April Monthly Peak | 4 | 11543.4956
Portfolio AdjustedSize: Under 20 kWSouth of Lugo2023August Monthly Peak | Portfolio Adjusted | Size: Under 20 kW | South of Lugo | 2023 | August Monthly Peak | 8 | 11543.4956
Portfolio AdjustedSize: Under 20 kWSouth of Lugo2023December Monthly Peak | Portfolio Adjusted | Size: Under 20 kW | South of Lugo | 2023 | December Monthly Peak | 12 | 11543.4956
Portfolio AdjustedSize: Under 20 kWSouth of Lugo2023February Monthly Peak | Portfolio Adjusted | Size: Under 20 kW | South of Lugo | 2023 | February Monthly Peak | 2 | 11183.3668
Portfolio AdjustedSize: Under 20 kWSouth of Lugo2023January Monthly Peak | Portfolio Adjusted | Size: Under 20 kW | South of Lugo | 2023 | January Monthly Peak | 1 | 11183.3668
Portfolio AdjustedSize: Under 20 kWSouth of Lugo2023July Monthly Peak | Portfolio Adjusted | Size: Under 20 kW | South of Lugo | 2023 | July Monthly Peak | 7 | 11543.4956
Portfolio AdjustedSize: Under 20 kWSouth of Lugo2023June Monthly Peak | Portfolio Adjusted | Size: Under 20 kW | South of Lugo | 2023 | June Monthly Peak | 6 | 11543.4956
Portfolio AdjustedSize: Under 20 kWSouth of Lugo2023March Monthly Peak | Portfolio Adjusted | Size: Under 20 kW | South of Lugo | 2023 | March Monthly Peak | 3 | 11183.3668
Portfolio AdjustedSize: Under 20 kWSouth of Lugo2023May Monthly Peak | Portfolio Adjusted | Size: Under 20 kW | South of Lugo | 2023 | May Monthly Peak | 5 | 11543.4956
Portfolio AdjustedSize: Under 20 kWSouth of Lugo2023November Monthly Peak | Portfolio Adjusted | Size: Under 20 kW | South of Lugo | 2023 | November Monthly Peak | 11 | 11543.4956
Portfolio AdjustedSize: Under 20 kWSouth of Lugo2023October Monthly Peak | Portfolio Adjusted | Size: Under 20 kW | South of Lugo | 2023 | October Monthly Peak | 10 | 11543.4956
Portfolio AdjustedSize: Under 20 kWSouth of Lugo2023September Monthly Peak | Portfolio Adjusted | Size: Under 20 kW | South of Lugo | 2023 | September Monthly Peak | 9 | 11543.4956
Portfolio AdjustedSize: Under 20 kWSouth of Lugo2023Typical Event Day | Portfolio Adjusted | Size: Under 20 kW | South of Lugo | 2023 | Typical Event Day | 8 | 11543.4956
Portfolio AdjustedSize: Under 20 kWSouth of Lugo2024April Monthly Peak | Portfolio Adjusted | Size: Under 20 kW | South of Lugo | 2024 | April Monthly Peak | 4 | 11915.2213
Portfolio AdjustedSize: Under 20 kWSouth of Lugo2024August Monthly Peak | Portfolio Adjusted | Size: Under 20 kW | South of Lugo | 2024 | August Monthly Peak | 8 | 11915.2213
Portfolio AdjustedSize: Under 20 kWSouth of Lugo2024December Monthly Peak | Portfolio Adjusted | Size: Under 20 kW | South of Lugo | 2024 | December Monthly Peak | 12 | 11915.2213
Portfolio AdjustedSize: Under 20 kWSouth of Lugo2024February Monthly Peak | Portfolio Adjusted | Size: Under 20 kW | South of Lugo | 2024 | February Monthly Peak | 2 | 11543.4956
Portfolio AdjustedSize: Under 20 kWSouth of Lugo2024January Monthly Peak | Portfolio Adjusted | Size: Under 20 kW | South of Lugo | 2024 | January Monthly Peak | 1 | 11543.4956
Portfolio AdjustedSize: Under 20 kWSouth of Lugo2024July Monthly Peak | Portfolio Adjusted | Size: Under 20 kW | South of Lugo | 2024 | July Monthly Peak | 7 | 11915.2213
Portfolio AdjustedSize: Under 20 kWSouth of Lugo2024June Monthly Peak | Portfolio Adjusted | Size: Under 20 kW | South of Lugo | 2024 | June Monthly Peak | 6 | 11915.2213
Portfolio AdjustedSize: Under 20 kWSouth of Lugo2024March Monthly Peak | Portfolio Adjusted | Size: Under 20 kW | South of Lugo | 2024 | March Monthly Peak | 3 | 11543.4956
Portfolio AdjustedSize: Under 20 kWSouth of Lugo2024May Monthly Peak | Portfolio Adjusted | Size: Under 20 kW | South of Lugo | 2024 | May Monthly Peak | 5 | 11915.2213
Portfolio AdjustedSize: Under 20 kWSouth of Lugo2024November Monthly Peak | Portfolio Adjusted | Size: Under 20 kW | South of Lugo | 2024 | November Monthly Peak | 11 | 11915.2213
Portfolio AdjustedSize: Under 20 kWSouth of Lugo2024October Monthly Peak | Portfolio Adjusted | Size: Under 20 kW | South of Lugo | 2024 | October Monthly Peak | 10 | 11915.2213
Portfolio AdjustedSize: Under 20 kWSouth of Lugo2024September Monthly Peak | Portfolio Adjusted | Size: Under 20 kW | South of Lugo | 2024 | September Monthly Peak | 9 | 11915.2213
Portfolio AdjustedSize: Under 20 kWSouth of Lugo2024Typical Event Day | Portfolio Adjusted | Size: Under 20 kW | South of Lugo | 2024 | Typical Event Day | 8 | 11915.2213
Portfolio AdjustedSize: Under 20 kWSouth of Lugo2025April Monthly Peak | Portfolio Adjusted | Size: Under 20 kW | South of Lugo | 2025 | April Monthly Peak | 4 | 12298.9174
Portfolio AdjustedSize: Under 20 kWSouth of Lugo2025August Monthly Peak | Portfolio Adjusted | Size: Under 20 kW | South of Lugo | 2025 | August Monthly Peak | 8 | 12298.9174
Portfolio AdjustedSize: Under 20 kWSouth of Lugo2025December Monthly Peak | Portfolio Adjusted | Size: Under 20 kW | South of Lugo | 2025 | December Monthly Peak | 12 | 12298.9174
Portfolio AdjustedSize: Under 20 kWSouth of Lugo2025February Monthly Peak | Portfolio Adjusted | Size: Under 20 kW | South of Lugo | 2025 | February Monthly Peak | 2 | 11915.2213
Portfolio AdjustedSize: Under 20 kWSouth of Lugo2025January Monthly Peak | Portfolio Adjusted | Size: Under 20 kW | South of Lugo | 2025 | January Monthly Peak | 1 | 11915.2213
Portfolio AdjustedSize: Under 20 kWSouth of Lugo2025July Monthly Peak | Portfolio Adjusted | Size: Under 20 kW | South of Lugo | 2025 | July Monthly Peak | 7 | 12298.9174
Portfolio AdjustedSize: Under 20 kWSouth of Lugo2025June Monthly Peak | Portfolio Adjusted | Size: Under 20 kW | South of Lugo | 2025 | June Monthly Peak | 6 | 12298.9174
Portfolio AdjustedSize: Under 20 kWSouth of Lugo2025March Monthly Peak | Portfolio Adjusted | Size: Under 20 kW | South of Lugo | 2025 | March Monthly Peak | 3 | 11915.2213
Portfolio AdjustedSize: Under 20 kWSouth of Lugo2025May Monthly Peak | Portfolio Adjusted | Size: Under 20 kW | South of Lugo | 2025 | May Monthly Peak | 5 | 12298.9174
Portfolio AdjustedSize: Under 20 kWSouth of Lugo2025November Monthly Peak | Portfolio Adjusted | Size: Under 20 kW | South of Lugo | 2025 | November Monthly Peak | 11 | 12298.9174
Portfolio AdjustedSize: Under 20 kWSouth of Lugo2025October Monthly Peak | Portfolio Adjusted | Size: Under 20 kW | South of Lugo | 2025 | October Monthly Peak | 10 | 12298.9174
Portfolio AdjustedSize: Under 20 kWSouth of Lugo2025September Monthly Peak | Portfolio Adjusted | Size: Under 20 kW | South of Lugo | 2025 | September Monthly Peak | 9 | 12298.9174
Portfolio AdjustedSize: Under 20 kWSouth of Lugo2025Typical Event Day | Portfolio Adjusted | Size: Under 20 kW | South of Lugo | 2025 | Typical Event Day | 8 | 12298.9174
Program SpecificAllAll2015April Monthly Peak | Program Specific | All | All | 2015 | April Monthly Peak | 4 | 2545.8999
Program SpecificAllAll2015August Monthly Peak | Program Specific | All | All | 2015 | August Monthly Peak | 8 | 2559.8999
Program SpecificAllAll2015December Monthly Peak | Program Specific | All | All | 2015 | December Monthly Peak | 12 | 2573.8999
Program SpecificAllAll2015February Monthly Peak | Program Specific | All | All | 2015 | February Monthly Peak | 2 | 2538.8999
Program SpecificAllAll2015January Monthly Peak | Program Specific | All | All | 2015 | January Monthly Peak | 1 | 2538.8999
Program SpecificAllAll2015July Monthly Peak | Program Specific | All | All | 2015 | July Monthly Peak | 7 | 2556.3999
Program SpecificAllAll2015June Monthly Peak | Program Specific | All | All | 2015 | June Monthly Peak | 6 | 2552.8999
Program SpecificAllAll2015March Monthly Peak | Program Specific | All | All | 2015 | March Monthly Peak | 3 | 2542.3999
Program SpecificAllAll2015May Monthly Peak | Program Specific | All | All | 2015 | May Monthly Peak | 5 | 2549.3999
Program SpecificAllAll2015November Monthly Peak | Program Specific | All | All | 2015 | November Monthly Peak | 11 | 2570.3999
Program SpecificAllAll2015October Monthly Peak | Program Specific | All | All | 2015 | October Monthly Peak | 10 | 2566.8999
Program SpecificAllAll2015September Monthly Peak | Program Specific | All | All | 2015 | September Monthly Peak | 9 | 2563.3999
Program SpecificAllAll2015Typical Event Day | Program Specific | All | All | 2015 | Typical Event Day | 8 | 2559.8999
Program SpecificAllAll2016April Monthly Peak | Program Specific | All | All | 2016 | April Monthly Peak | 4 | 2573.8999
Program SpecificAllAll2016August Monthly Peak | Program Specific | All | All | 2016 | August Monthly Peak | 8 | 2573.8999
Program SpecificAllAll2016December Monthly Peak | Program Specific | All | All | 2016 | December Monthly Peak | 12 | 2656.7851
Program SpecificAllAll2016February Monthly Peak | Program Specific | All | All | 2016 | February Monthly Peak | 2 | 2573.8999
Program SpecificAllAll2016January Monthly Peak | Program Specific | All | All | 2016 | January Monthly Peak | 1 | 2573.8999
Program SpecificAllAll2016July Monthly Peak | Program Specific | All | All | 2016 | July Monthly Peak | 7 | 2573.8999
Program SpecificAllAll2016June Monthly Peak | Program Specific | All | All | 2016 | June Monthly Peak | 6 | 2573.8999
Program SpecificAllAll2016March Monthly Peak | Program Specific | All | All | 2016 | March Monthly Peak | 3 | 2573.8999
Program SpecificAllAll2016May Monthly Peak | Program Specific | All | All | 2016 | May Monthly Peak | 5 | 2573.8999
Program SpecificAllAll2016November Monthly Peak | Program Specific | All | All | 2016 | November Monthly Peak | 11 | 2573.8999
Program SpecificAllAll2016October Monthly Peak | Program Specific | All | All | 2016 | October Monthly Peak | 10 | 2573.8999
Program SpecificAllAll2016September Monthly Peak | Program Specific | All | All | 2016 | September Monthly Peak | 9 | 2573.8999
Program SpecificAllAll2016Typical Event Day | Program Specific | All | All | 2016 | Typical Event Day | 8 | 2573.8999
Program SpecificAllAll2017April Monthly Peak | Program Specific | All | All | 2017 | April Monthly Peak | 4 | 252656.7791
Program SpecificAllAll2017August Monthly Peak | Program Specific | All | All | 2017 | August Monthly Peak | 8 | 252656.7791
Program SpecificAllAll2017December Monthly Peak | Program Specific | All | All | 2017 | December Monthly Peak | 12 | 252742.3334
Program SpecificAllAll2017February Monthly Peak | Program Specific | All | All | 2017 | February Monthly Peak | 2 | 2656.7851
Program SpecificAllAll2017January Monthly Peak | Program Specific | All | All | 2017 | January Monthly Peak | 1 | 2656.7851
Program SpecificAllAll2017July Monthly Peak | Program Specific | All | All | 2017 | July Monthly Peak | 7 | 252656.7791
Program SpecificAllAll2017June Monthly Peak | Program Specific | All | All | 2017 | June Monthly Peak | 6 | 252656.7791
Program SpecificAllAll2017March Monthly Peak | Program Specific | All | All | 2017 | March Monthly Peak | 3 | 2656.7851
Program SpecificAllAll2017May Monthly Peak | Program Specific | All | All | 2017 | May Monthly Peak | 5 | 252656.7791
Program SpecificAllAll2017November Monthly Peak | Program Specific | All | All | 2017 | November Monthly Peak | 11 | 252656.7791
Program SpecificAllAll2017October Monthly Peak | Program Specific | All | All | 2017 | October Monthly Peak | 10 | 252656.7791
Program SpecificAllAll2017September Monthly Peak | Program Specific | All | All | 2017 | September Monthly Peak | 9 | 252656.7791
Program SpecificAllAll2017Typical Event Day | Program Specific | All | All | 2017 | Typical Event Day | 8 | 252656.7791
Program SpecificAllAll2018April Monthly Peak | Program Specific | All | All | 2018 | April Monthly Peak | 4 | 102742.337
Program SpecificAllAll2018August Monthly Peak | Program Specific | All | All | 2018 | August Monthly Peak | 8 | 102742.337
Program SpecificAllAll2018December Monthly Peak | Program Specific | All | All | 2018 | December Monthly Peak | 12 | 102830.6463
Program SpecificAllAll2018February Monthly Peak | Program Specific | All | All | 2018 | February Monthly Peak | 2 | 252742.3334
Program SpecificAllAll2018January Monthly Peak | Program Specific | All | All | 2018 | January Monthly Peak | 1 | 252742.3334
Program SpecificAllAll2018July Monthly Peak | Program Specific | All | All | 2018 | July Monthly Peak | 7 | 102742.337
Program SpecificAllAll2018June Monthly Peak | Program Specific | All | All | 2018 | June Monthly Peak | 6 | 102742.337
Program SpecificAllAll2018March Monthly Peak | Program Specific | All | All | 2018 | March Monthly Peak | 3 | 252742.3334
Program SpecificAllAll2018May Monthly Peak | Program Specific | All | All | 2018 | May Monthly Peak | 5 | 102742.337
Program SpecificAllAll2018November Monthly Peak | Program Specific | All | All | 2018 | November Monthly Peak | 11 | 102742.337
Program SpecificAllAll2018October Monthly Peak | Program Specific | All | All | 2018 | October Monthly Peak | 10 | 102742.337
Program SpecificAllAll2018September Monthly Peak | Program Specific | All | All | 2018 | September Monthly Peak | 9 | 102742.337
Program SpecificAllAll2018Typical Event Day | Program Specific | All | All | 2018 | Typical Event Day | 8 | 102742.337
Program SpecificAllAll2019April Monthly Peak | Program Specific | All | All | 2019 | April Monthly Peak | 4 | 106050.8643
Program SpecificAllAll2019August Monthly Peak | Program Specific | All | All | 2019 | August Monthly Peak | 8 | 106050.8643
Program SpecificAllAll2019December Monthly Peak | Program Specific | All | All | 2019 | December Monthly Peak | 12 | 106142.0174
Program SpecificAllAll2019February Monthly Peak | Program Specific | All | All | 2019 | February Monthly Peak | 2 | 102830.6463
Program SpecificAllAll2019January Monthly Peak | Program Specific | All | All | 2019 | January Monthly Peak | 1 | 102830.6463
Program SpecificAllAll2019July Monthly Peak | Program Specific | All | All | 2019 | July Monthly Peak | 7 | 106050.8643
Program SpecificAllAll2019June Monthly Peak | Program Specific | All | All | 2019 | June Monthly Peak | 6 | 106050.8643
Program SpecificAllAll2019March Monthly Peak | Program Specific | All | All | 2019 | March Monthly Peak | 3 | 102830.6463
Program SpecificAllAll2019May Monthly Peak | Program Specific | All | All | 2019 | May Monthly Peak | 5 | 106050.8643
Program SpecificAllAll2019November Monthly Peak | Program Specific | All | All | 2019 | November Monthly Peak | 11 | 106050.8643
Program SpecificAllAll2019October Monthly Peak | Program Specific | All | All | 2019 | October Monthly Peak | 10 | 106050.8643
Program SpecificAllAll2019September Monthly Peak | Program Specific | All | All | 2019 | September Monthly Peak | 9 | 106050.8643
Program SpecificAllAll2019Typical Event Day | Program Specific | All | All | 2019 | Typical Event Day | 8 | 106050.8643
Program SpecificAllAll2020April Monthly Peak | Program Specific | All | All | 2020 | April Monthly Peak | 4 | 109465.9334
Program SpecificAllAll2020August Monthly Peak | Program Specific | All | All | 2020 | August Monthly Peak | 8 | 109465.9334
Program SpecificAllAll2020December Monthly Peak | Program Specific | All | All | 2020 | December Monthly Peak | 12 | 109560.0218
Program SpecificAllAll2020February Monthly Peak | Program Specific | All | All | 2020 | February Monthly Peak | 2 | 106142.0174
Program SpecificAllAll2020January Monthly Peak | Program Specific | All | All | 2020 | January Monthly Peak | 1 | 106142.0174
Program SpecificAllAll2020July Monthly Peak | Program Specific | All | All | 2020 | July Monthly Peak | 7 | 109465.9334
Program SpecificAllAll2020June Monthly Peak | Program Specific | All | All | 2020 | June Monthly Peak | 6 | 109465.9334
Program SpecificAllAll2020March Monthly Peak | Program Specific | All | All | 2020 | March Monthly Peak | 3 | 106142.0174
Program SpecificAllAll2020May Monthly Peak | Program Specific | All | All | 2020 | May Monthly Peak | 5 | 109465.9334
Program SpecificAllAll2020November Monthly Peak | Program Specific | All | All | 2020 | November Monthly Peak | 11 | 109465.9334
Program SpecificAllAll2020October Monthly Peak | Program Specific | All | All | 2020 | October Monthly Peak | 10 | 109465.9334
Program SpecificAllAll2020September Monthly Peak | Program Specific | All | All | 2020 | September Monthly Peak | 9 | 109465.9334
Program SpecificAllAll2020Typical Event Day | Program Specific | All | All | 2020 | Typical Event Day | 8 | 109465.9334
Program SpecificAllAll2021April Monthly Peak | Program Specific | All | All | 2021 | April Monthly Peak | 4 | 112990.9752
Program SpecificAllAll2021August Monthly Peak | Program Specific | All | All | 2021 | August Monthly Peak | 8 | 112990.9752
Program SpecificAllAll2021December Monthly Peak | Program Specific | All | All | 2021 | December Monthly Peak | 12 | 113088.0934
Program SpecificAllAll2021February Monthly Peak | Program Specific | All | All | 2021 | February Monthly Peak | 2 | 109560.0218
Program SpecificAllAll2021January Monthly Peak | Program Specific | All | All | 2021 | January Monthly Peak | 1 | 109560.0218
Program SpecificAllAll2021July Monthly Peak | Program Specific | All | All | 2021 | July Monthly Peak | 7 | 112990.9752
Program SpecificAllAll2021June Monthly Peak | Program Specific | All | All | 2021 | June Monthly Peak | 6 | 112990.9752
Program SpecificAllAll2021March Monthly Peak | Program Specific | All | All | 2021 | March Monthly Peak | 3 | 109560.0218
Program SpecificAllAll2021May Monthly Peak | Program Specific | All | All | 2021 | May Monthly Peak | 5 | 112990.9752
Program SpecificAllAll2021November Monthly Peak | Program Specific | All | All | 2021 | November Monthly Peak | 11 | 112990.9752
Program SpecificAllAll2021October Monthly Peak | Program Specific | All | All | 2021 | October Monthly Peak | 10 | 112990.9752
Program SpecificAllAll2021September Monthly Peak | Program Specific | All | All | 2021 | September Monthly Peak | 9 | 112990.9752
Program SpecificAllAll2021Typical Event Day | Program Specific | All | All | 2021 | Typical Event Day | 8 | 112990.9752
Program SpecificAllAll2022April Monthly Peak | Program Specific | All | All | 2022 | April Monthly Peak | 4 | 116629.531
Program SpecificAllAll2022August Monthly Peak | Program Specific | All | All | 2022 | August Monthly Peak | 8 | 116629.531
Program SpecificAllAll2022December Monthly Peak | Program Specific | All | All | 2022 | December Monthly Peak | 12 | 116729.7766
Program SpecificAllAll2022February Monthly Peak | Program Specific | All | All | 2022 | February Monthly Peak | 2 | 113088.0934
Program SpecificAllAll2022January Monthly Peak | Program Specific | All | All | 2022 | January Monthly Peak | 1 | 113088.0934
Program SpecificAllAll2022July Monthly Peak | Program Specific | All | All | 2022 | July Monthly Peak | 7 | 116629.531
Program SpecificAllAll2022June Monthly Peak | Program Specific | All | All | 2022 | June Monthly Peak | 6 | 116629.531
Program SpecificAllAll2022March Monthly Peak | Program Specific | All | All | 2022 | March Monthly Peak | 3 | 113088.0934
Program SpecificAllAll2022May Monthly Peak | Program Specific | All | All | 2022 | May Monthly Peak | 5 | 116629.531
Program SpecificAllAll2022November Monthly Peak | Program Specific | All | All | 2022 | November Monthly Peak | 11 | 116629.531
Program SpecificAllAll2022October Monthly Peak | Program Specific | All | All | 2022 | October Monthly Peak | 10 | 116629.531
Program SpecificAllAll2022September Monthly Peak | Program Specific | All | All | 2022 | September Monthly Peak | 9 | 116629.531
Program SpecificAllAll2022Typical Event Day | Program Specific | All | All | 2022 | Typical Event Day | 8 | 116629.531
Program SpecificAllAll2023April Monthly Peak | Program Specific | All | All | 2023 | April Monthly Peak | 4 | 120385.2562
Program SpecificAllAll2023August Monthly Peak | Program Specific | All | All | 2023 | August Monthly Peak | 8 | 120385.2562
Program SpecificAllAll2023December Monthly Peak | Program Specific | All | All | 2023 | December Monthly Peak | 12 | 120488.73
Program SpecificAllAll2023February Monthly Peak | Program Specific | All | All | 2023 | February Monthly Peak | 2 | 116729.7766
Program SpecificAllAll2023January Monthly Peak | Program Specific | All | All | 2023 | January Monthly Peak | 1 | 116729.7766
Program SpecificAllAll2023July Monthly Peak | Program Specific | All | All | 2023 | July Monthly Peak | 7 | 120385.2562
Program SpecificAllAll2023June Monthly Peak | Program Specific | All | All | 2023 | June Monthly Peak | 6 | 120385.2562
Program SpecificAllAll2023March Monthly Peak | Program Specific | All | All | 2023 | March Monthly Peak | 3 | 116729.7766
Program SpecificAllAll2023May Monthly Peak | Program Specific | All | All | 2023 | May Monthly Peak | 5 | 120385.2562
Program SpecificAllAll2023November Monthly Peak | Program Specific | All | All | 2023 | November Monthly Peak | 11 | 120385.2562
Program SpecificAllAll2023October Monthly Peak | Program Specific | All | All | 2023 | October Monthly Peak | 10 | 120385.2562
Program SpecificAllAll2023September Monthly Peak | Program Specific | All | All | 2023 | September Monthly Peak | 9 | 120385.2562
Program SpecificAllAll2023Typical Event Day | Program Specific | All | All | 2023 | Typical Event Day | 8 | 120385.2562
Program SpecificAllAll2024April Monthly Peak | Program Specific | All | All | 2024 | April Monthly Peak | 4 | 124261.924
Program SpecificAllAll2024August Monthly Peak | Program Specific | All | All | 2024 | August Monthly Peak | 8 | 124261.924
Program SpecificAllAll2024December Monthly Peak | Program Specific | All | All | 2024 | December Monthly Peak | 12 | 124368.7299
Program SpecificAllAll2024February Monthly Peak | Program Specific | All | All | 2024 | February Monthly Peak | 2 | 120488.73
Program SpecificAllAll2024January Monthly Peak | Program Specific | All | All | 2024 | January Monthly Peak | 1 | 120488.73
Program SpecificAllAll2024July Monthly Peak | Program Specific | All | All | 2024 | July Monthly Peak | 7 | 124261.924
Program SpecificAllAll2024June Monthly Peak | Program Specific | All | All | 2024 | June Monthly Peak | 6 | 124261.924
Program SpecificAllAll2024March Monthly Peak | Program Specific | All | All | 2024 | March Monthly Peak | 3 | 120488.73
Program SpecificAllAll2024May Monthly Peak | Program Specific | All | All | 2024 | May Monthly Peak | 5 | 124261.924
Program SpecificAllAll2024November Monthly Peak | Program Specific | All | All | 2024 | November Monthly Peak | 11 | 124261.924
Program SpecificAllAll2024October Monthly Peak | Program Specific | All | All | 2024 | October Monthly Peak | 10 | 124261.924
Program SpecificAllAll2024September Monthly Peak | Program Specific | All | All | 2024 | September Monthly Peak | 9 | 124261.924
Program SpecificAllAll2024Typical Event Day | Program Specific | All | All | 2024 | Typical Event Day | 8 | 124261.924
Program SpecificAllAll2025April Monthly Peak | Program Specific | All | All | 2025 | April Monthly Peak | 4 | 128263.429
Program SpecificAllAll2025August Monthly Peak | Program Specific | All | All | 2025 | August Monthly Peak | 8 | 128263.429
Program SpecificAllAll2025December Monthly Peak | Program Specific | All | All | 2025 | December Monthly Peak | 12 | 128373.6742
Program SpecificAllAll2025February Monthly Peak | Program Specific | All | All | 2025 | February Monthly Peak | 2 | 124368.7299
Program SpecificAllAll2025January Monthly Peak | Program Specific | All | All | 2025 | January Monthly Peak | 1 | 124368.7299
Program SpecificAllAll2025July Monthly Peak | Program Specific | All | All | 2025 | July Monthly Peak | 7 | 128263.429
Program SpecificAllAll2025June Monthly Peak | Program Specific | All | All | 2025 | June Monthly Peak | 6 | 128263.429
Program SpecificAllAll2025March Monthly Peak | Program Specific | All | All | 2025 | March Monthly Peak | 3 | 124368.7299
Program SpecificAllAll2025May Monthly Peak | Program Specific | All | All | 2025 | May Monthly Peak | 5 | 128263.429
Program SpecificAllAll2025November Monthly Peak | Program Specific | All | All | 2025 | November Monthly Peak | 11 | 128263.429
Program SpecificAllAll2025October Monthly Peak | Program Specific | All | All | 2025 | October Monthly Peak | 10 | 128263.429
Program SpecificAllAll2025September Monthly Peak | Program Specific | All | All | 2025 | September Monthly Peak | 9 | 128263.429
Program SpecificAllAll2025Typical Event Day | Program Specific | All | All | 2025 | Typical Event Day | 8 | 128263.429
Program SpecificAllOrange County2015April Monthly Peak | Program Specific | All | Orange County | 2015 | April Monthly Peak | 4 | 856.202
Program SpecificAllOrange County2015August Monthly Peak | Program Specific | All | Orange County | 2015 | August Monthly Peak | 8 | 860.9103
Program SpecificAllOrange County2015December Monthly Peak | Program Specific | All | Orange County | 2015 | December Monthly Peak | 12 | 865.6186
Program SpecificAllOrange County2015February Monthly Peak | Program Specific | All | Orange County | 2015 | February Monthly Peak | 2 | 853.8478
Program SpecificAllOrange County2015January Monthly Peak | Program Specific | All | Orange County | 2015 | January Monthly Peak | 1 | 853.8478
Program SpecificAllOrange County2015July Monthly Peak | Program Specific | All | Orange County | 2015 | July Monthly Peak | 7 | 859.7332
Program SpecificAllOrange County2015June Monthly Peak | Program Specific | All | Orange County | 2015 | June Monthly Peak | 6 | 858.5561
Program SpecificAllOrange County2015March Monthly Peak | Program Specific | All | Orange County | 2015 | March Monthly Peak | 3 | 855.0249
Program SpecificAllOrange County2015May Monthly Peak | Program Specific | All | Orange County | 2015 | May Monthly Peak | 5 | 857.3791
Program SpecificAllOrange County2015November Monthly Peak | Program Specific | All | Orange County | 2015 | November Monthly Peak | 11 | 864.4415
Program SpecificAllOrange County2015October Monthly Peak | Program Specific | All | Orange County | 2015 | October Monthly Peak | 10 | 863.2644
Program SpecificAllOrange County2015September Monthly Peak | Program Specific | All | Orange County | 2015 | September Monthly Peak | 9 | 862.0873
Program SpecificAllOrange County2015Typical Event Day | Program Specific | All | Orange County | 2015 | Typical Event Day | 8 | 860.9103
Program SpecificAllOrange County2016April Monthly Peak | Program Specific | All | Orange County | 2016 | April Monthly Peak | 4 | 865.6186
Program SpecificAllOrange County2016August Monthly Peak | Program Specific | All | Orange County | 2016 | August Monthly Peak | 8 | 865.6186
Program SpecificAllOrange County2016December Monthly Peak | Program Specific | All | Orange County | 2016 | December Monthly Peak | 12 | 893.4934
Program SpecificAllOrange County2016February Monthly Peak | Program Specific | All | Orange County | 2016 | February Monthly Peak | 2 | 865.6186
Program SpecificAllOrange County2016January Monthly Peak | Program Specific | All | Orange County | 2016 | January Monthly Peak | 1 | 865.6186
Program SpecificAllOrange County2016July Monthly Peak | Program Specific | All | Orange County | 2016 | July Monthly Peak | 7 | 865.6186
Program SpecificAllOrange County2016June Monthly Peak | Program Specific | All | Orange County | 2016 | June Monthly Peak | 6 | 865.6186
Program SpecificAllOrange County2016March Monthly Peak | Program Specific | All | Orange County | 2016 | March Monthly Peak | 3 | 865.6186
Program SpecificAllOrange County2016May Monthly Peak | Program Specific | All | Orange County | 2016 | May Monthly Peak | 5 | 865.6186
Program SpecificAllOrange County2016November Monthly Peak | Program Specific | All | Orange County | 2016 | November Monthly Peak | 11 | 865.6186
Program SpecificAllOrange County2016October Monthly Peak | Program Specific | All | Orange County | 2016 | October Monthly Peak | 10 | 865.6186
Program SpecificAllOrange County2016September Monthly Peak | Program Specific | All | Orange County | 2016 | September Monthly Peak | 9 | 865.6186
Program SpecificAllOrange County2016Typical Event Day | Program Specific | All | Orange County | 2016 | Typical Event Day | 8 | 865.6186
Program SpecificAllOrange County2017April Monthly Peak | Program Specific | All | Orange County | 2017 | April Monthly Peak | 4 | 62130.6609
Program SpecificAllOrange County2017August Monthly Peak | Program Specific | All | Orange County | 2017 | August Monthly Peak | 8 | 62130.6609
Program SpecificAllOrange County2017December Monthly Peak | Program Specific | All | Orange County | 2017 | December Monthly Peak | 12 | 62159.4334
Program SpecificAllOrange County2017February Monthly Peak | Program Specific | All | Orange County | 2017 | February Monthly Peak | 2 | 893.4934
Program SpecificAllOrange County2017January Monthly Peak | Program Specific | All | Orange County | 2017 | January Monthly Peak | 1 | 893.4934
Program SpecificAllOrange County2017July Monthly Peak | Program Specific | All | Orange County | 2017 | July Monthly Peak | 7 | 62130.6609
Program SpecificAllOrange County2017June Monthly Peak | Program Specific | All | Orange County | 2017 | June Monthly Peak | 6 | 62130.6609
Program SpecificAllOrange County2017March Monthly Peak | Program Specific | All | Orange County | 2017 | March Monthly Peak | 3 | 893.4934
Program SpecificAllOrange County2017May Monthly Peak | Program Specific | All | Orange County | 2017 | May Monthly Peak | 5 | 62130.6609
Program SpecificAllOrange County2017November Monthly Peak | Program Specific | All | Orange County | 2017 | November Monthly Peak | 11 | 62130.6609
Program SpecificAllOrange County2017October Monthly Peak | Program Specific | All | Orange County | 2017 | October Monthly Peak | 10 | 62130.6609
Program SpecificAllOrange County2017September Monthly Peak | Program Specific | All | Orange County | 2017 | September Monthly Peak | 9 | 62130.6609
Program SpecificAllOrange County2017Typical Event Day | Program Specific | All | Orange County | 2017 | Typical Event Day | 8 | 62130.6609
Program SpecificAllOrange County2018April Monthly Peak | Program Specific | All | Orange County | 2018 | April Monthly Peak | 4 | 25417.1328
Program SpecificAllOrange County2018August Monthly Peak | Program Specific | All | Orange County | 2018 | August Monthly Peak | 8 | 25417.1328
Program SpecificAllOrange County2018December Monthly Peak | Program Specific | All | Orange County | 2018 | December Monthly Peak | 12 | 25446.8318
Program SpecificAllOrange County2018February Monthly Peak | Program Specific | All | Orange County | 2018 | February Monthly Peak | 2 | 62159.4334
Program SpecificAllOrange County2018January Monthly Peak | Program Specific | All | Orange County | 2018 | January Monthly Peak | 1 | 62159.4334
Program SpecificAllOrange County2018July Monthly Peak | Program Specific | All | Orange County | 2018 | July Monthly Peak | 7 | 25417.1328
Program SpecificAllOrange County2018June Monthly Peak | Program Specific | All | Orange County | 2018 | June Monthly Peak | 6 | 25417.1328
Program SpecificAllOrange County2018March Monthly Peak | Program Specific | All | Orange County | 2018 | March Monthly Peak | 3 | 62159.4334
Program SpecificAllOrange County2018May Monthly Peak | Program Specific | All | Orange County | 2018 | May Monthly Peak | 5 | 25417.1328
Program SpecificAllOrange County2018November Monthly Peak | Program Specific | All | Orange County | 2018 | November Monthly Peak | 11 | 25417.1328
Program SpecificAllOrange County2018October Monthly Peak | Program Specific | All | Orange County | 2018 | October Monthly Peak | 10 | 25417.1328
Program SpecificAllOrange County2018September Monthly Peak | Program Specific | All | Orange County | 2018 | September Monthly Peak | 9 | 25417.1328
Program SpecificAllOrange County2018Typical Event Day | Program Specific | All | Orange County | 2018 | Typical Event Day | 8 | 25417.1328
Program SpecificAllOrange County2019April Monthly Peak | Program Specific | All | Orange County | 2019 | April Monthly Peak | 4 | 26235.6199
Program SpecificAllOrange County2019August Monthly Peak | Program Specific | All | Orange County | 2019 | August Monthly Peak | 8 | 26235.6199
Program SpecificAllOrange County2019December Monthly Peak | Program Specific | All | Orange County | 2019 | December Monthly Peak | 12 | 26266.2753
Program SpecificAllOrange County2019February Monthly Peak | Program Specific | All | Orange County | 2019 | February Monthly Peak | 2 | 25446.8318
Program SpecificAllOrange County2019January Monthly Peak | Program Specific | All | Orange County | 2019 | January Monthly Peak | 1 | 25446.8318
Program SpecificAllOrange County2019July Monthly Peak | Program Specific | All | Orange County | 2019 | July Monthly Peak | 7 | 26235.6199
Program SpecificAllOrange County2019June Monthly Peak | Program Specific | All | Orange County | 2019 | June Monthly Peak | 6 | 26235.6199
Program SpecificAllOrange County2019March Monthly Peak | Program Specific | All | Orange County | 2019 | March Monthly Peak | 3 | 25446.8318
Program SpecificAllOrange County2019May Monthly Peak | Program Specific | All | Orange County | 2019 | May Monthly Peak | 5 | 26235.6199
Program SpecificAllOrange County2019November Monthly Peak | Program Specific | All | Orange County | 2019 | November Monthly Peak | 11 | 26235.6199
Program SpecificAllOrange County2019October Monthly Peak | Program Specific | All | Orange County | 2019 | October Monthly Peak | 10 | 26235.6199
Program SpecificAllOrange County2019September Monthly Peak | Program Specific | All | Orange County | 2019 | September Monthly Peak | 9 | 26235.6199
Program SpecificAllOrange County2019Typical Event Day | Program Specific | All | Orange County | 2019 | Typical Event Day | 8 | 26235.6199
Program SpecificAllOrange County2020April Monthly Peak | Program Specific | All | Orange County | 2020 | April Monthly Peak | 4 | 27080.4641
Program SpecificAllOrange County2020August Monthly Peak | Program Specific | All | Orange County | 2020 | August Monthly Peak | 8 | 27080.4641
Program SpecificAllOrange County2020December Monthly Peak | Program Specific | All | Orange County | 2020 | December Monthly Peak | 12 | 27112.1066
Program SpecificAllOrange County2020February Monthly Peak | Program Specific | All | Orange County | 2020 | February Monthly Peak | 2 | 26266.2753
Program SpecificAllOrange County2020January Monthly Peak | Program Specific | All | Orange County | 2020 | January Monthly Peak | 1 | 26266.2753
Program SpecificAllOrange County2020July Monthly Peak | Program Specific | All | Orange County | 2020 | July Monthly Peak | 7 | 27080.4641
Program SpecificAllOrange County2020June Monthly Peak | Program Specific | All | Orange County | 2020 | June Monthly Peak | 6 | 27080.4641
Program SpecificAllOrange County2020March Monthly Peak | Program Specific | All | Orange County | 2020 | March Monthly Peak | 3 | 26266.2753
Program SpecificAllOrange County2020May Monthly Peak | Program Specific | All | Orange County | 2020 | May Monthly Peak | 5 | 27080.4641
Program SpecificAllOrange County2020November Monthly Peak | Program Specific | All | Orange County | 2020 | November Monthly Peak | 11 | 27080.4641
Program SpecificAllOrange County2020October Monthly Peak | Program Specific | All | Orange County | 2020 | October Monthly Peak | 10 | 27080.4641
Program SpecificAllOrange County2020September Monthly Peak | Program Specific | All | Orange County | 2020 | September Monthly Peak | 9 | 27080.4641
Program SpecificAllOrange County2020Typical Event Day | Program Specific | All | Orange County | 2020 | Typical Event Day | 8 | 27080.4641
Program SpecificAllOrange County2021April Monthly Peak | Program Specific | All | Orange County | 2021 | April Monthly Peak | 4 | 27952.5141
Program SpecificAllOrange County2021August Monthly Peak | Program Specific | All | Orange County | 2021 | August Monthly Peak | 8 | 27952.5141
Program SpecificAllOrange County2021December Monthly Peak | Program Specific | All | Orange County | 2021 | December Monthly Peak | 12 | 27985.1756
Program SpecificAllOrange County2021February Monthly Peak | Program Specific | All | Orange County | 2021 | February Monthly Peak | 2 | 27112.1066
Program SpecificAllOrange County2021January Monthly Peak | Program Specific | All | Orange County | 2021 | January Monthly Peak | 1 | 27112.1066
Program SpecificAllOrange County2021July Monthly Peak | Program Specific | All | Orange County | 2021 | July Monthly Peak | 7 | 27952.5141
Program SpecificAllOrange County2021June Monthly Peak | Program Specific | All | Orange County | 2021 | June Monthly Peak | 6 | 27952.5141
Program SpecificAllOrange County2021March Monthly Peak | Program Specific | All | Orange County | 2021 | March Monthly Peak | 3 | 27112.1066
Program SpecificAllOrange County2021May Monthly Peak | Program Specific | All | Orange County | 2021 | May Monthly Peak | 5 | 27952.5141
Program SpecificAllOrange County2021November Monthly Peak | Program Specific | All | Orange County | 2021 | November Monthly Peak | 11 | 27952.5141
Program SpecificAllOrange County2021October Monthly Peak | Program Specific | All | Orange County | 2021 | October Monthly Peak | 10 | 27952.5141
Program SpecificAllOrange County2021September Monthly Peak | Program Specific | All | Orange County | 2021 | September Monthly Peak | 9 | 27952.5141
Program SpecificAllOrange County2021Typical Event Day | Program Specific | All | Orange County | 2021 | Typical Event Day | 8 | 27952.5141
Program SpecificAllOrange County2022April Monthly Peak | Program Specific | All | Orange County | 2022 | April Monthly Peak | 4 | 28852.646
Program SpecificAllOrange County2022August Monthly Peak | Program Specific | All | Orange County | 2022 | August Monthly Peak | 8 | 28852.646
Program SpecificAllOrange County2022December Monthly Peak | Program Specific | All | Orange County | 2022 | December Monthly Peak | 12 | 28886.3593
Program SpecificAllOrange County2022February Monthly Peak | Program Specific | All | Orange County | 2022 | February Monthly Peak | 2 | 27985.1756
Program SpecificAllOrange County2022January Monthly Peak | Program Specific | All | Orange County | 2022 | January Monthly Peak | 1 | 27985.1756
Program SpecificAllOrange County2022July Monthly Peak | Program Specific | All | Orange County | 2022 | July Monthly Peak | 7 | 28852.646
Program SpecificAllOrange County2022June Monthly Peak | Program Specific | All | Orange County | 2022 | June Monthly Peak | 6 | 28852.646
Program SpecificAllOrange County2022March Monthly Peak | Program Specific | All | Orange County | 2022 | March Monthly Peak | 3 | 27985.1756
Program SpecificAllOrange County2022May Monthly Peak | Program Specific | All | Orange County | 2022 | May Monthly Peak | 5 | 28852.646
Program SpecificAllOrange County2022November Monthly Peak | Program Specific | All | Orange County | 2022 | November Monthly Peak | 11 | 28852.646
Program SpecificAllOrange County2022October Monthly Peak | Program Specific | All | Orange County | 2022 | October Monthly Peak | 10 | 28852.646
Program SpecificAllOrange County2022September Monthly Peak | Program Specific | All | Orange County | 2022 | September Monthly Peak | 9 | 28852.646
Program SpecificAllOrange County2022Typical Event Day | Program Specific | All | Orange County | 2022 | Typical Event Day | 8 | 28852.646
Program SpecificAllOrange County2023April Monthly Peak | Program Specific | All | Orange County | 2023 | April Monthly Peak | 4 | 29781.7642
Program SpecificAllOrange County2023August Monthly Peak | Program Specific | All | Orange County | 2023 | August Monthly Peak | 8 | 29781.7642
Program SpecificAllOrange County2023December Monthly Peak | Program Specific | All | Orange County | 2023 | December Monthly Peak | 12 | 29816.563
Program SpecificAllOrange County2023February Monthly Peak | Program Specific | All | Orange County | 2023 | February Monthly Peak | 2 | 28886.3593
Program SpecificAllOrange County2023January Monthly Peak | Program Specific | All | Orange County | 2023 | January Monthly Peak | 1 | 28886.3593
Program SpecificAllOrange County2023July Monthly Peak | Program Specific | All | Orange County | 2023 | July Monthly Peak | 7 | 29781.7642
Program SpecificAllOrange County2023June Monthly Peak | Program Specific | All | Orange County | 2023 | June Monthly Peak | 6 | 29781.7642
Program SpecificAllOrange County2023March Monthly Peak | Program Specific | All | Orange County | 2023 | March Monthly Peak | 3 | 28886.3593
Program SpecificAllOrange County2023May Monthly Peak | Program Specific | All | Orange County | 2023 | May Monthly Peak | 5 | 29781.7642
Program SpecificAllOrange County2023November Monthly Peak | Program Specific | All | Orange County | 2023 | November Monthly Peak | 11 | 29781.7642
Program SpecificAllOrange County2023October Monthly Peak | Program Specific | All | Orange County | 2023 | October Monthly Peak | 10 | 29781.7642
Program SpecificAllOrange County2023September Monthly Peak | Program Specific | All | Orange County | 2023 | September Monthly Peak | 9 | 29781.7642
Program SpecificAllOrange County2023Typical Event Day | Program Specific | All | Orange County | 2023 | Typical Event Day | 8 | 29781.7642
Program SpecificAllOrange County2024April Monthly Peak | Program Specific | All | Orange County | 2024 | April Monthly Peak | 4 | 30740.8019
Program SpecificAllOrange County2024August Monthly Peak | Program Specific | All | Orange County | 2024 | August Monthly Peak | 8 | 30740.8019
Program SpecificAllOrange County2024December Monthly Peak | Program Specific | All | Orange County | 2024 | December Monthly Peak | 12 | 30776.7214
Program SpecificAllOrange County2024February Monthly Peak | Program Specific | All | Orange County | 2024 | February Monthly Peak | 2 | 29816.563
Program SpecificAllOrange County2024January Monthly Peak | Program Specific | All | Orange County | 2024 | January Monthly Peak | 1 | 29816.563
Program SpecificAllOrange County2024July Monthly Peak | Program Specific | All | Orange County | 2024 | July Monthly Peak | 7 | 30740.8019
Program SpecificAllOrange County2024June Monthly Peak | Program Specific | All | Orange County | 2024 | June Monthly Peak | 6 | 30740.8019
Program SpecificAllOrange County2024March Monthly Peak | Program Specific | All | Orange County | 2024 | March Monthly Peak | 3 | 29816.563
Program SpecificAllOrange County2024May Monthly Peak | Program Specific | All | Orange County | 2024 | May Monthly Peak | 5 | 30740.8019
Program SpecificAllOrange County2024November Monthly Peak | Program Specific | All | Orange County | 2024 | November Monthly Peak | 11 | 30740.8019
Program SpecificAllOrange County2024October Monthly Peak | Program Specific | All | Orange County | 2024 | October Monthly Peak | 10 | 30740.8019
Program SpecificAllOrange County2024September Monthly Peak | Program Specific | All | Orange County | 2024 | September Monthly Peak | 9 | 30740.8019
Program SpecificAllOrange County2024Typical Event Day | Program Specific | All | Orange County | 2024 | Typical Event Day | 8 | 30740.8019
Program SpecificAllOrange County2025April Monthly Peak | Program Specific | All | Orange County | 2025 | April Monthly Peak | 4 | 31730.7228
Program SpecificAllOrange County2025August Monthly Peak | Program Specific | All | Orange County | 2025 | August Monthly Peak | 8 | 31730.7228
Program SpecificAllOrange County2025December Monthly Peak | Program Specific | All | Orange County | 2025 | December Monthly Peak | 12 | 31767.7989
Program SpecificAllOrange County2025February Monthly Peak | Program Specific | All | Orange County | 2025 | February Monthly Peak | 2 | 30776.7214
Program SpecificAllOrange County2025January Monthly Peak | Program Specific | All | Orange County | 2025 | January Monthly Peak | 1 | 30776.7214
Program SpecificAllOrange County2025July Monthly Peak | Program Specific | All | Orange County | 2025 | July Monthly Peak | 7 | 31730.7228
Program SpecificAllOrange County2025June Monthly Peak | Program Specific | All | Orange County | 2025 | June Monthly Peak | 6 | 31730.7228
Program SpecificAllOrange County2025March Monthly Peak | Program Specific | All | Orange County | 2025 | March Monthly Peak | 3 | 30776.7214
Program SpecificAllOrange County2025May Monthly Peak | Program Specific | All | Orange County | 2025 | May Monthly Peak | 5 | 31730.7228
Program SpecificAllOrange County2025November Monthly Peak | Program Specific | All | Orange County | 2025 | November Monthly Peak | 11 | 31730.7228
Program SpecificAllOrange County2025October Monthly Peak | Program Specific | All | Orange County | 2025 | October Monthly Peak | 10 | 31730.7228
Program SpecificAllOrange County2025September Monthly Peak | Program Specific | All | Orange County | 2025 | September Monthly Peak | 9 | 31730.7228
Program SpecificAllOrange County2025Typical Event Day | Program Specific | All | Orange County | 2025 | Typical Event Day | 8 | 31730.7228
Program SpecificAllOther2015April Monthly Peak | Program Specific | All | Other | 2015 | April Monthly Peak | 4 | 1427.6339
Program SpecificAllOther2015August Monthly Peak | Program Specific | All | Other | 2015 | August Monthly Peak | 8 | 1435.4845
Program SpecificAllOther2015December Monthly Peak | Program Specific | All | Other | 2015 | December Monthly Peak | 12 | 1443.3352
Program SpecificAllOther2015February Monthly Peak | Program Specific | All | Other | 2015 | February Monthly Peak | 2 | 1423.7086
Program SpecificAllOther2015January Monthly Peak | Program Specific | All | Other | 2015 | January Monthly Peak | 1 | 1423.7086
Program SpecificAllOther2015July Monthly Peak | Program Specific | All | Other | 2015 | July Monthly Peak | 7 | 1433.5219
Program SpecificAllOther2015June Monthly Peak | Program Specific | All | Other | 2015 | June Monthly Peak | 6 | 1431.5592
Program SpecificAllOther2015March Monthly Peak | Program Specific | All | Other | 2015 | March Monthly Peak | 3 | 1425.6713
Program SpecificAllOther2015May Monthly Peak | Program Specific | All | Other | 2015 | May Monthly Peak | 5 | 1429.5966
Program SpecificAllOther2015November Monthly Peak | Program Specific | All | Other | 2015 | November Monthly Peak | 11 | 1441.3725
Program SpecificAllOther2015October Monthly Peak | Program Specific | All | Other | 2015 | October Monthly Peak | 10 | 1439.4098
Program SpecificAllOther2015September Monthly Peak | Program Specific | All | Other | 2015 | September Monthly Peak | 9 | 1437.4472
Program SpecificAllOther2015Typical Event Day | Program Specific | All | Other | 2015 | Typical Event Day | 8 | 1435.4845
Program SpecificAllOther2016April Monthly Peak | Program Specific | All | Other | 2016 | April Monthly Peak | 4 | 1443.3352
Program SpecificAllOther2016August Monthly Peak | Program Specific | All | Other | 2016 | August Monthly Peak | 8 | 1443.3352
Program SpecificAllOther2016December Monthly Peak | Program Specific | All | Other | 2016 | December Monthly Peak | 12 | 1489.8137
Program SpecificAllOther2016February Monthly Peak | Program Specific | All | Other | 2016 | February Monthly Peak | 2 | 1443.3352
Program SpecificAllOther2016January Monthly Peak | Program Specific | All | Other | 2016 | January Monthly Peak | 1 | 1443.3352
Program SpecificAllOther2016July Monthly Peak | Program Specific | All | Other | 2016 | July Monthly Peak | 7 | 1443.3352
Program SpecificAllOther2016June Monthly Peak | Program Specific | All | Other | 2016 | June Monthly Peak | 6 | 1443.3352
Program SpecificAllOther2016March Monthly Peak | Program Specific | All | Other | 2016 | March Monthly Peak | 3 | 1443.3352
Program SpecificAllOther2016May Monthly Peak | Program Specific | All | Other | 2016 | May Monthly Peak | 5 | 1443.3352
Program SpecificAllOther2016November Monthly Peak | Program Specific | All | Other | 2016 | November Monthly Peak | 11 | 1443.3352
Program SpecificAllOther2016October Monthly Peak | Program Specific | All | Other | 2016 | October Monthly Peak | 10 | 1443.3352
Program SpecificAllOther2016September Monthly Peak | Program Specific | All | Other | 2016 | September Monthly Peak | 9 | 1443.3352
Program SpecificAllOther2016Typical Event Day | Program Specific | All | Other | 2016 | Typical Event Day | 8 | 1443.3352
Program SpecificAllOther2017April Monthly Peak | Program Specific | All | Other | 2017 | April Monthly Peak | 4 | 161309.5806
Program SpecificAllOther2017August Monthly Peak | Program Specific | All | Other | 2017 | August Monthly Peak | 8 | 161309.5806
Program SpecificAllOther2017December Monthly Peak | Program Specific | All | Other | 2017 | December Monthly Peak | 12 | 161357.5558
Program SpecificAllOther2017February Monthly Peak | Program Specific | All | Other | 2017 | February Monthly Peak | 2 | 1489.8137
Program SpecificAllOther2017January Monthly Peak | Program Specific | All | Other | 2017 | January Monthly Peak | 1 | 1489.8137
Program SpecificAllOther2017July Monthly Peak | Program Specific | All | Other | 2017 | July Monthly Peak | 7 | 161309.5806
Program SpecificAllOther2017June Monthly Peak | Program Specific | All | Other | 2017 | June Monthly Peak | 6 | 161309.5806
Program SpecificAllOther2017March Monthly Peak | Program Specific | All | Other | 2017 | March Monthly Peak | 3 | 1489.8137
Program SpecificAllOther2017May Monthly Peak | Program Specific | All | Other | 2017 | May Monthly Peak | 5 | 161309.5806
Program SpecificAllOther2017November Monthly Peak | Program Specific | All | Other | 2017 | November Monthly Peak | 11 | 161309.5806
Program SpecificAllOther2017October Monthly Peak | Program Specific | All | Other | 2017 | October Monthly Peak | 10 | 161309.5806
Program SpecificAllOther2017September Monthly Peak | Program Specific | All | Other | 2017 | September Monthly Peak | 9 | 161309.5806
Program SpecificAllOther2017Typical Event Day | Program Specific | All | Other | 2017 | Typical Event Day | 8 | 161309.5806
Program SpecificAllOther2018April Monthly Peak | Program Specific | All | Other | 2018 | April Monthly Peak | 4 | 65465.6957
Program SpecificAllOther2018August Monthly Peak | Program Specific | All | Other | 2018 | August Monthly Peak | 8 | 65465.6957
Program SpecificAllOther2018December Monthly Peak | Program Specific | All | Other | 2018 | December Monthly Peak | 12 | 65515.2159
Program SpecificAllOther2018February Monthly Peak | Program Specific | All | Other | 2018 | February Monthly Peak | 2 | 161357.5558
Program SpecificAllOther2018January Monthly Peak | Program Specific | All | Other | 2018 | January Monthly Peak | 1 | 161357.5558
Program SpecificAllOther2018July Monthly Peak | Program Specific | All | Other | 2018 | July Monthly Peak | 7 | 65465.6957
Program SpecificAllOther2018June Monthly Peak | Program Specific | All | Other | 2018 | June Monthly Peak | 6 | 65465.6957
Program SpecificAllOther2018March Monthly Peak | Program Specific | All | Other | 2018 | March Monthly Peak | 3 | 161357.5558
Program SpecificAllOther2018May Monthly Peak | Program Specific | All | Other | 2018 | May Monthly Peak | 5 | 65465.6957
Program SpecificAllOther2018November Monthly Peak | Program Specific | All | Other | 2018 | November Monthly Peak | 11 | 65465.6957
Program SpecificAllOther2018October Monthly Peak | Program Specific | All | Other | 2018 | October Monthly Peak | 10 | 65465.6957
Program SpecificAllOther2018September Monthly Peak | Program Specific | All | Other | 2018 | September Monthly Peak | 9 | 65465.6957
Program SpecificAllOther2018Typical Event Day | Program Specific | All | Other | 2018 | Typical Event Day | 8 | 65465.6957
Program SpecificAllOther2019April Monthly Peak | Program Specific | All | Other | 2019 | April Monthly Peak | 4 | 67573.8339
Program SpecificAllOther2019August Monthly Peak | Program Specific | All | Other | 2019 | August Monthly Peak | 8 | 67573.8339
Program SpecificAllOther2019December Monthly Peak | Program Specific | All | Other | 2019 | December Monthly Peak | 12 | 67624.9487
Program SpecificAllOther2019February Monthly Peak | Program Specific | All | Other | 2019 | February Monthly Peak | 2 | 65515.2159
Program SpecificAllOther2019January Monthly Peak | Program Specific | All | Other | 2019 | January Monthly Peak | 1 | 65515.2159
Program SpecificAllOther2019July Monthly Peak | Program Specific | All | Other | 2019 | July Monthly Peak | 7 | 67573.8339
Program SpecificAllOther2019June Monthly Peak | Program Specific | All | Other | 2019 | June Monthly Peak | 6 | 67573.8339
Program SpecificAllOther2019March Monthly Peak | Program Specific | All | Other | 2019 | March Monthly Peak | 3 | 65515.2159
Program SpecificAllOther2019May Monthly Peak | Program Specific | All | Other | 2019 | May Monthly Peak | 5 | 67573.8339
Program SpecificAllOther2019November Monthly Peak | Program Specific | All | Other | 2019 | November Monthly Peak | 11 | 67573.8339
Program SpecificAllOther2019October Monthly Peak | Program Specific | All | Other | 2019 | October Monthly Peak | 10 | 67573.8339
Program SpecificAllOther2019September Monthly Peak | Program Specific | All | Other | 2019 | September Monthly Peak | 9 | 67573.8339
Program SpecificAllOther2019Typical Event Day | Program Specific | All | Other | 2019 | Typical Event Day | 8 | 67573.8339
Program SpecificAllOther2020April Monthly Peak | Program Specific | All | Other | 2020 | April Monthly Peak | 4 | 69749.8587
Program SpecificAllOther2020August Monthly Peak | Program Specific | All | Other | 2020 | August Monthly Peak | 8 | 69749.8587
Program SpecificAllOther2020December Monthly Peak | Program Specific | All | Other | 2020 | December Monthly Peak | 12 | 69802.6195
Program SpecificAllOther2020February Monthly Peak | Program Specific | All | Other | 2020 | February Monthly Peak | 2 | 67624.9487
Program SpecificAllOther2020January Monthly Peak | Program Specific | All | Other | 2020 | January Monthly Peak | 1 | 67624.9487
Program SpecificAllOther2020July Monthly Peak | Program Specific | All | Other | 2020 | July Monthly Peak | 7 | 69749.8587
Program SpecificAllOther2020June Monthly Peak | Program Specific | All | Other | 2020 | June Monthly Peak | 6 | 69749.8587
Program SpecificAllOther2020March Monthly Peak | Program Specific | All | Other | 2020 | March Monthly Peak | 3 | 67624.9487
Program SpecificAllOther2020May Monthly Peak | Program Specific | All | Other | 2020 | May Monthly Peak | 5 | 69749.8587
Program SpecificAllOther2020November Monthly Peak | Program Specific | All | Other | 2020 | November Monthly Peak | 11 | 69749.8587
Program SpecificAllOther2020October Monthly Peak | Program Specific | All | Other | 2020 | October Monthly Peak | 10 | 69749.8587
Program SpecificAllOther2020September Monthly Peak | Program Specific | All | Other | 2020 | September Monthly Peak | 9 | 69749.8587
Program SpecificAllOther2020Typical Event Day | Program Specific | All | Other | 2020 | Typical Event Day | 8 | 69749.8587
Program SpecificAllOther2021April Monthly Peak | Program Specific | All | Other | 2021 | April Monthly Peak | 4 | 71995.9562
Program SpecificAllOther2021August Monthly Peak | Program Specific | All | Other | 2021 | August Monthly Peak | 8 | 71995.9562
Program SpecificAllOther2021December Monthly Peak | Program Specific | All | Other | 2021 | December Monthly Peak | 12 | 72050.4161
Program SpecificAllOther2021February Monthly Peak | Program Specific | All | Other | 2021 | February Monthly Peak | 2 | 69802.6195
Program SpecificAllOther2021January Monthly Peak | Program Specific | All | Other | 2021 | January Monthly Peak | 1 | 69802.6195
Program SpecificAllOther2021July Monthly Peak | Program Specific | All | Other | 2021 | July Monthly Peak | 7 | 71995.9562
Program SpecificAllOther2021June Monthly Peak | Program Specific | All | Other | 2021 | June Monthly Peak | 6 | 71995.9562
Program SpecificAllOther2021March Monthly Peak | Program Specific | All | Other | 2021 | March Monthly Peak | 3 | 69802.6195
Program SpecificAllOther2021May Monthly Peak | Program Specific | All | Other | 2021 | May Monthly Peak | 5 | 71995.9562
Program SpecificAllOther2021November Monthly Peak | Program Specific | All | Other | 2021 | November Monthly Peak | 11 | 71995.9562
Program SpecificAllOther2021October Monthly Peak | Program Specific | All | Other | 2021 | October Monthly Peak | 10 | 71995.9562
Program SpecificAllOther2021September Monthly Peak | Program Specific | All | Other | 2021 | September Monthly Peak | 9 | 71995.9562
Program SpecificAllOther2021Typical Event Day | Program Specific | All | Other | 2021 | Typical Event Day | 8 | 71995.9562
Program SpecificAllOther2022April Monthly Peak | Program Specific | All | Other | 2022 | April Monthly Peak | 4 | 74314.383
Program SpecificAllOther2022August Monthly Peak | Program Specific | All | Other | 2022 | August Monthly Peak | 8 | 74314.383
Program SpecificAllOther2022December Monthly Peak | Program Specific | All | Other | 2022 | December Monthly Peak | 12 | 74370.5966
Program SpecificAllOther2022February Monthly Peak | Program Specific | All | Other | 2022 | February Monthly Peak | 2 | 72050.4161
Program SpecificAllOther2022January Monthly Peak | Program Specific | All | Other | 2022 | January Monthly Peak | 1 | 72050.4161
Program SpecificAllOther2022July Monthly Peak | Program Specific | All | Other | 2022 | July Monthly Peak | 7 | 74314.383
Program SpecificAllOther2022June Monthly Peak | Program Specific | All | Other | 2022 | June Monthly Peak | 6 | 74314.383
Program SpecificAllOther2022March Monthly Peak | Program Specific | All | Other | 2022 | March Monthly Peak | 3 | 72050.4161
Program SpecificAllOther2022May Monthly Peak | Program Specific | All | Other | 2022 | May Monthly Peak | 5 | 74314.383
Program SpecificAllOther2022November Monthly Peak | Program Specific | All | Other | 2022 | November Monthly Peak | 11 | 74314.383
Program SpecificAllOther2022October Monthly Peak | Program Specific | All | Other | 2022 | October Monthly Peak | 10 | 74314.383
Program SpecificAllOther2022September Monthly Peak | Program Specific | All | Other | 2022 | September Monthly Peak | 9 | 74314.383
Program SpecificAllOther2022Typical Event Day | Program Specific | All | Other | 2022 | Typical Event Day | 8 | 74314.383
Program SpecificAllOther2023April Monthly Peak | Program Specific | All | Other | 2023 | April Monthly Peak | 4 | 76707.4682
Program SpecificAllOther2023August Monthly Peak | Program Specific | All | Other | 2023 | August Monthly Peak | 8 | 76707.4682
Program SpecificAllOther2023December Monthly Peak | Program Specific | All | Other | 2023 | December Monthly Peak | 12 | 76765.492
Program SpecificAllOther2023February Monthly Peak | Program Specific | All | Other | 2023 | February Monthly Peak | 2 | 74370.5966
Program SpecificAllOther2023January Monthly Peak | Program Specific | All | Other | 2023 | January Monthly Peak | 1 | 74370.5966
Program SpecificAllOther2023July Monthly Peak | Program Specific | All | Other | 2023 | July Monthly Peak | 7 | 76707.4682
Program SpecificAllOther2023June Monthly Peak | Program Specific | All | Other | 2023 | June Monthly Peak | 6 | 76707.4682
Program SpecificAllOther2023March Monthly Peak | Program Specific | All | Other | 2023 | March Monthly Peak | 3 | 74370.5966
Program SpecificAllOther2023May Monthly Peak | Program Specific | All | Other | 2023 | May Monthly Peak | 5 | 76707.4682
Program SpecificAllOther2023November Monthly Peak | Program Specific | All | Other | 2023 | November Monthly Peak | 11 | 76707.4682
Program SpecificAllOther2023October Monthly Peak | Program Specific | All | Other | 2023 | October Monthly Peak | 10 | 76707.4682
Program SpecificAllOther2023September Monthly Peak | Program Specific | All | Other | 2023 | September Monthly Peak | 9 | 76707.4682
Program SpecificAllOther2023Typical Event Day | Program Specific | All | Other | 2023 | Typical Event Day | 8 | 76707.4682
Program SpecificAllOther2024April Monthly Peak | Program Specific | All | Other | 2024 | April Monthly Peak | 4 | 79177.616
Program SpecificAllOther2024August Monthly Peak | Program Specific | All | Other | 2024 | August Monthly Peak | 8 | 79177.616
Program SpecificAllOther2024December Monthly Peak | Program Specific | All | Other | 2024 | December Monthly Peak | 12 | 79237.5082
Program SpecificAllOther2024February Monthly Peak | Program Specific | All | Other | 2024 | February Monthly Peak | 2 | 76765.492
Program SpecificAllOther2024January Monthly Peak | Program Specific | All | Other | 2024 | January Monthly Peak | 1 | 76765.492
Program SpecificAllOther2024July Monthly Peak | Program Specific | All | Other | 2024 | July Monthly Peak | 7 | 79177.616
Program SpecificAllOther2024June Monthly Peak | Program Specific | All | Other | 2024 | June Monthly Peak | 6 | 79177.616
Program SpecificAllOther2024March Monthly Peak | Program Specific | All | Other | 2024 | March Monthly Peak | 3 | 76765.492
Program SpecificAllOther2024May Monthly Peak | Program Specific | All | Other | 2024 | May Monthly Peak | 5 | 79177.616
Program SpecificAllOther2024November Monthly Peak | Program Specific | All | Other | 2024 | November Monthly Peak | 11 | 79177.616
Program SpecificAllOther2024October Monthly Peak | Program Specific | All | Other | 2024 | October Monthly Peak | 10 | 79177.616
Program SpecificAllOther2024September Monthly Peak | Program Specific | All | Other | 2024 | September Monthly Peak | 9 | 79177.616
Program SpecificAllOther2024Typical Event Day | Program Specific | All | Other | 2024 | Typical Event Day | 8 | 79177.616
Program SpecificAllOther2025April Monthly Peak | Program Specific | All | Other | 2025 | April Monthly Peak | 4 | 81727.3079
Program SpecificAllOther2025August Monthly Peak | Program Specific | All | Other | 2025 | August Monthly Peak | 8 | 81727.3079
Program SpecificAllOther2025December Monthly Peak | Program Specific | All | Other | 2025 | December Monthly Peak | 12 | 81789.1288
Program SpecificAllOther2025February Monthly Peak | Program Specific | All | Other | 2025 | February Monthly Peak | 2 | 79237.5082
Program SpecificAllOther2025January Monthly Peak | Program Specific | All | Other | 2025 | January Monthly Peak | 1 | 79237.5082
Program SpecificAllOther2025July Monthly Peak | Program Specific | All | Other | 2025 | July Monthly Peak | 7 | 81727.3079
Program SpecificAllOther2025June Monthly Peak | Program Specific | All | Other | 2025 | June Monthly Peak | 6 | 81727.3079
Program SpecificAllOther2025March Monthly Peak | Program Specific | All | Other | 2025 | March Monthly Peak | 3 | 79237.5082
Program SpecificAllOther2025May Monthly Peak | Program Specific | All | Other | 2025 | May Monthly Peak | 5 | 81727.3079
Program SpecificAllOther2025November Monthly Peak | Program Specific | All | Other | 2025 | November Monthly Peak | 11 | 81727.3079
Program SpecificAllOther2025October Monthly Peak | Program Specific | All | Other | 2025 | October Monthly Peak | 10 | 81727.3079
Program SpecificAllOther2025September Monthly Peak | Program Specific | All | Other | 2025 | September Monthly Peak | 9 | 81727.3079
Program SpecificAllOther2025Typical Event Day | Program Specific | All | Other | 2025 | Typical Event Day | 8 | 81727.3079
Program SpecificAllSouth of Lugo2015April Monthly Peak | Program Specific | All | South of Lugo | 2015 | April Monthly Peak | 4 | 262.064
Program SpecificAllSouth of Lugo2015August Monthly Peak | Program Specific | All | South of Lugo | 2015 | August Monthly Peak | 8 | 263.5051
Program SpecificAllSouth of Lugo2015December Monthly Peak | Program Specific | All | South of Lugo | 2015 | December Monthly Peak | 12 | 264.9462
Program SpecificAllSouth of Lugo2015February Monthly Peak | Program Specific | All | South of Lugo | 2015 | February Monthly Peak | 2 | 261.3435
Program SpecificAllSouth of Lugo2015January Monthly Peak | Program Specific | All | South of Lugo | 2015 | January Monthly Peak | 1 | 261.3435
Program SpecificAllSouth of Lugo2015July Monthly Peak | Program Specific | All | South of Lugo | 2015 | July Monthly Peak | 7 | 263.1448
Program SpecificAllSouth of Lugo2015June Monthly Peak | Program Specific | All | South of Lugo | 2015 | June Monthly Peak | 6 | 262.7846
Program SpecificAllSouth of Lugo2015March Monthly Peak | Program Specific | All | South of Lugo | 2015 | March Monthly Peak | 3 | 261.7037
Program SpecificAllSouth of Lugo2015May Monthly Peak | Program Specific | All | South of Lugo | 2015 | May Monthly Peak | 5 | 262.4243
Program SpecificAllSouth of Lugo2015November Monthly Peak | Program Specific | All | South of Lugo | 2015 | November Monthly Peak | 11 | 264.5859
Program SpecificAllSouth of Lugo2015October Monthly Peak | Program Specific | All | South of Lugo | 2015 | October Monthly Peak | 10 | 264.2257
Program SpecificAllSouth of Lugo2015September Monthly Peak | Program Specific | All | South of Lugo | 2015 | September Monthly Peak | 9 | 263.8654
Program SpecificAllSouth of Lugo2015Typical Event Day | Program Specific | All | South of Lugo | 2015 | Typical Event Day | 8 | 263.5051
Program SpecificAllSouth of Lugo2016April Monthly Peak | Program Specific | All | South of Lugo | 2016 | April Monthly Peak | 4 | 264.9462
Program SpecificAllSouth of Lugo2016August Monthly Peak | Program Specific | All | South of Lugo | 2016 | August Monthly Peak | 8 | 264.9462
Program SpecificAllSouth of Lugo2016December Monthly Peak | Program Specific | All | South of Lugo | 2016 | December Monthly Peak | 12 | 273.4781
Program SpecificAllSouth of Lugo2016February Monthly Peak | Program Specific | All | South of Lugo | 2016 | February Monthly Peak | 2 | 264.9462
Program SpecificAllSouth of Lugo2016January Monthly Peak | Program Specific | All | South of Lugo | 2016 | January Monthly Peak | 1 | 264.9462
Program SpecificAllSouth of Lugo2016July Monthly Peak | Program Specific | All | South of Lugo | 2016 | July Monthly Peak | 7 | 264.9462
Program SpecificAllSouth of Lugo2016June Monthly Peak | Program Specific | All | South of Lugo | 2016 | June Monthly Peak | 6 | 264.9462
Program SpecificAllSouth of Lugo2016March Monthly Peak | Program Specific | All | South of Lugo | 2016 | March Monthly Peak | 3 | 264.9462
Program SpecificAllSouth of Lugo2016May Monthly Peak | Program Specific | All | South of Lugo | 2016 | May Monthly Peak | 5 | 264.9462
Program SpecificAllSouth of Lugo2016November Monthly Peak | Program Specific | All | South of Lugo | 2016 | November Monthly Peak | 11 | 264.9462
Program SpecificAllSouth of Lugo2016October Monthly Peak | Program Specific | All | South of Lugo | 2016 | October Monthly Peak | 10 | 264.9462
Program SpecificAllSouth of Lugo2016September Monthly Peak | Program Specific | All | South of Lugo | 2016 | September Monthly Peak | 9 | 264.9462
Program SpecificAllSouth of Lugo2016Typical Event Day | Program Specific | All | South of Lugo | 2016 | Typical Event Day | 8 | 264.9462
Program SpecificAllSouth of Lugo2017April Monthly Peak | Program Specific | All | South of Lugo | 2017 | April Monthly Peak | 4 | 29216.5376
Program SpecificAllSouth of Lugo2017August Monthly Peak | Program Specific | All | South of Lugo | 2017 | August Monthly Peak | 8 | 29216.5376
Program SpecificAllSouth of Lugo2017December Monthly Peak | Program Specific | All | South of Lugo | 2017 | December Monthly Peak | 12 | 29225.3442
Program SpecificAllSouth of Lugo2017February Monthly Peak | Program Specific | All | South of Lugo | 2017 | February Monthly Peak | 2 | 273.4781
Program SpecificAllSouth of Lugo2017January Monthly Peak | Program Specific | All | South of Lugo | 2017 | January Monthly Peak | 1 | 273.4781
Program SpecificAllSouth of Lugo2017July Monthly Peak | Program Specific | All | South of Lugo | 2017 | July Monthly Peak | 7 | 29216.5376
Program SpecificAllSouth of Lugo2017June Monthly Peak | Program Specific | All | South of Lugo | 2017 | June Monthly Peak | 6 | 29216.5376
Program SpecificAllSouth of Lugo2017March Monthly Peak | Program Specific | All | South of Lugo | 2017 | March Monthly Peak | 3 | 273.4781
Program SpecificAllSouth of Lugo2017May Monthly Peak | Program Specific | All | South of Lugo | 2017 | May Monthly Peak | 5 | 29216.5376
Program SpecificAllSouth of Lugo2017November Monthly Peak | Program Specific | All | South of Lugo | 2017 | November Monthly Peak | 11 | 29216.5376
Program SpecificAllSouth of Lugo2017October Monthly Peak | Program Specific | All | South of Lugo | 2017 | October Monthly Peak | 10 | 29216.5376
Program SpecificAllSouth of Lugo2017September Monthly Peak | Program Specific | All | South of Lugo | 2017 | September Monthly Peak | 9 | 29216.5376
Program SpecificAllSouth of Lugo2017Typical Event Day | Program Specific | All | South of Lugo | 2017 | Typical Event Day | 8 | 29216.5376
Program SpecificAllSouth of Lugo2018April Monthly Peak | Program Specific | All | South of Lugo | 2018 | April Monthly Peak | 4 | 11859.5085
Program SpecificAllSouth of Lugo2018August Monthly Peak | Program Specific | All | South of Lugo | 2018 | August Monthly Peak | 8 | 11859.5085
Program SpecificAllSouth of Lugo2018December Monthly Peak | Program Specific | All | South of Lugo | 2018 | December Monthly Peak | 12 | 11868.5986
Program SpecificAllSouth of Lugo2018February Monthly Peak | Program Specific | All | South of Lugo | 2018 | February Monthly Peak | 2 | 29225.3442
Program SpecificAllSouth of Lugo2018January Monthly Peak | Program Specific | All | South of Lugo | 2018 | January Monthly Peak | 1 | 29225.3442
Program SpecificAllSouth of Lugo2018July Monthly Peak | Program Specific | All | South of Lugo | 2018 | July Monthly Peak | 7 | 11859.5085
Program SpecificAllSouth of Lugo2018June Monthly Peak | Program Specific | All | South of Lugo | 2018 | June Monthly Peak | 6 | 11859.5085
Program SpecificAllSouth of Lugo2018March Monthly Peak | Program Specific | All | South of Lugo | 2018 | March Monthly Peak | 3 | 29225.3442
Program SpecificAllSouth of Lugo2018May Monthly Peak | Program Specific | All | South of Lugo | 2018 | May Monthly Peak | 5 | 11859.5085
Program SpecificAllSouth of Lugo2018November Monthly Peak | Program Specific | All | South of Lugo | 2018 | November Monthly Peak | 11 | 11859.5085
Program SpecificAllSouth of Lugo2018October Monthly Peak | Program Specific | All | South of Lugo | 2018 | October Monthly Peak | 10 | 11859.5085
Program SpecificAllSouth of Lugo2018September Monthly Peak | Program Specific | All | South of Lugo | 2018 | September Monthly Peak | 9 | 11859.5085
Program SpecificAllSouth of Lugo2018Typical Event Day | Program Specific | All | South of Lugo | 2018 | Typical Event Day | 8 | 11859.5085
Program SpecificAllSouth of Lugo2019April Monthly Peak | Program Specific | All | South of Lugo | 2019 | April Monthly Peak | 4 | 12241.4105
Program SpecificAllSouth of Lugo2019August Monthly Peak | Program Specific | All | South of Lugo | 2019 | August Monthly Peak | 8 | 12241.4105
Program SpecificAllSouth of Lugo2019December Monthly Peak | Program Specific | All | South of Lugo | 2019 | December Monthly Peak | 12 | 12250.7934
Program SpecificAllSouth of Lugo2019February Monthly Peak | Program Specific | All | South of Lugo | 2019 | February Monthly Peak | 2 | 11868.5986
Program SpecificAllSouth of Lugo2019January Monthly Peak | Program Specific | All | South of Lugo | 2019 | January Monthly Peak | 1 | 11868.5986
Program SpecificAllSouth of Lugo2019July Monthly Peak | Program Specific | All | South of Lugo | 2019 | July Monthly Peak | 7 | 12241.4105
Program SpecificAllSouth of Lugo2019June Monthly Peak | Program Specific | All | South of Lugo | 2019 | June Monthly Peak | 6 | 12241.4105
Program SpecificAllSouth of Lugo2019March Monthly Peak | Program Specific | All | South of Lugo | 2019 | March Monthly Peak | 3 | 11868.5986
Program SpecificAllSouth of Lugo2019May Monthly Peak | Program Specific | All | South of Lugo | 2019 | May Monthly Peak | 5 | 12241.4105
Program SpecificAllSouth of Lugo2019November Monthly Peak | Program Specific | All | South of Lugo | 2019 | November Monthly Peak | 11 | 12241.4105
Program SpecificAllSouth of Lugo2019October Monthly Peak | Program Specific | All | South of Lugo | 2019 | October Monthly Peak | 10 | 12241.4105
Program SpecificAllSouth of Lugo2019September Monthly Peak | Program Specific | All | South of Lugo | 2019 | September Monthly Peak | 9 | 12241.4105
Program SpecificAllSouth of Lugo2019Typical Event Day | Program Specific | All | South of Lugo | 2019 | Typical Event Day | 8 | 12241.4105
Program SpecificAllSouth of Lugo2020April Monthly Peak | Program Specific | All | South of Lugo | 2020 | April Monthly Peak | 4 | 12635.6106
Program SpecificAllSouth of Lugo2020August Monthly Peak | Program Specific | All | South of Lugo | 2020 | August Monthly Peak | 8 | 12635.6106
Program SpecificAllSouth of Lugo2020December Monthly Peak | Program Specific | All | South of Lugo | 2020 | December Monthly Peak | 12 | 12645.2957
Program SpecificAllSouth of Lugo2020February Monthly Peak | Program Specific | All | South of Lugo | 2020 | February Monthly Peak | 2 | 12250.7934
Program SpecificAllSouth of Lugo2020January Monthly Peak | Program Specific | All | South of Lugo | 2020 | January Monthly Peak | 1 | 12250.7934
Program SpecificAllSouth of Lugo2020July Monthly Peak | Program Specific | All | South of Lugo | 2020 | July Monthly Peak | 7 | 12635.6106
Program SpecificAllSouth of Lugo2020June Monthly Peak | Program Specific | All | South of Lugo | 2020 | June Monthly Peak | 6 | 12635.6106
Program SpecificAllSouth of Lugo2020March Monthly Peak | Program Specific | All | South of Lugo | 2020 | March Monthly Peak | 3 | 12250.7934
Program SpecificAllSouth of Lugo2020May Monthly Peak | Program Specific | All | South of Lugo | 2020 | May Monthly Peak | 5 | 12635.6106
Program SpecificAllSouth of Lugo2020November Monthly Peak | Program Specific | All | South of Lugo | 2020 | November Monthly Peak | 11 | 12635.6106
Program SpecificAllSouth of Lugo2020October Monthly Peak | Program Specific | All | South of Lugo | 2020 | October Monthly Peak | 10 | 12635.6106
Program SpecificAllSouth of Lugo2020September Monthly Peak | Program Specific | All | South of Lugo | 2020 | September Monthly Peak | 9 | 12635.6106
Program SpecificAllSouth of Lugo2020Typical Event Day | Program Specific | All | South of Lugo | 2020 | Typical Event Day | 8 | 12635.6106
Program SpecificAllSouth of Lugo2021April Monthly Peak | Program Specific | All | South of Lugo | 2021 | April Monthly Peak | 4 | 13042.5048
Program SpecificAllSouth of Lugo2021August Monthly Peak | Program Specific | All | South of Lugo | 2021 | August Monthly Peak | 8 | 13042.5048
Program SpecificAllSouth of Lugo2021December Monthly Peak | Program Specific | All | South of Lugo | 2021 | December Monthly Peak | 12 | 13052.5018
Program SpecificAllSouth of Lugo2021February Monthly Peak | Program Specific | All | South of Lugo | 2021 | February Monthly Peak | 2 | 12645.2957
Program SpecificAllSouth of Lugo2021January Monthly Peak | Program Specific | All | South of Lugo | 2021 | January Monthly Peak | 1 | 12645.2957
Program SpecificAllSouth of Lugo2021July Monthly Peak | Program Specific | All | South of Lugo | 2021 | July Monthly Peak | 7 | 13042.5048
Program SpecificAllSouth of Lugo2021June Monthly Peak | Program Specific | All | South of Lugo | 2021 | June Monthly Peak | 6 | 13042.5048
Program SpecificAllSouth of Lugo2021March Monthly Peak | Program Specific | All | South of Lugo | 2021 | March Monthly Peak | 3 | 12645.2957
Program SpecificAllSouth of Lugo2021May Monthly Peak | Program Specific | All | South of Lugo | 2021 | May Monthly Peak | 5 | 13042.5048
Program SpecificAllSouth of Lugo2021November Monthly Peak | Program Specific | All | South of Lugo | 2021 | November Monthly Peak | 11 | 13042.5048
Program SpecificAllSouth of Lugo2021October Monthly Peak | Program Specific | All | South of Lugo | 2021 | October Monthly Peak | 10 | 13042.5048
Program SpecificAllSouth of Lugo2021September Monthly Peak | Program Specific | All | South of Lugo | 2021 | September Monthly Peak | 9 | 13042.5048
Program SpecificAllSouth of Lugo2021Typical Event Day | Program Specific | All | South of Lugo | 2021 | Typical Event Day | 8 | 13042.5048
Program SpecificAllSouth of Lugo2022April Monthly Peak | Program Specific | All | South of Lugo | 2022 | April Monthly Peak | 4 | 13462.5019
Program SpecificAllSouth of Lugo2022August Monthly Peak | Program Specific | All | South of Lugo | 2022 | August Monthly Peak | 8 | 13462.5019
Program SpecificAllSouth of Lugo2022December Monthly Peak | Program Specific | All | South of Lugo | 2022 | December Monthly Peak | 12 | 13472.8208
Program SpecificAllSouth of Lugo2022February Monthly Peak | Program Specific | All | South of Lugo | 2022 | February Monthly Peak | 2 | 13052.5018
Program SpecificAllSouth of Lugo2022January Monthly Peak | Program Specific | All | South of Lugo | 2022 | January Monthly Peak | 1 | 13052.5018
Program SpecificAllSouth of Lugo2022July Monthly Peak | Program Specific | All | South of Lugo | 2022 | July Monthly Peak | 7 | 13462.5019
Program SpecificAllSouth of Lugo2022June Monthly Peak | Program Specific | All | South of Lugo | 2022 | June Monthly Peak | 6 | 13462.5019
Program SpecificAllSouth of Lugo2022March Monthly Peak | Program Specific | All | South of Lugo | 2022 | March Monthly Peak | 3 | 13052.5018
Program SpecificAllSouth of Lugo2022May Monthly Peak | Program Specific | All | South of Lugo | 2022 | May Monthly Peak | 5 | 13462.5019
Program SpecificAllSouth of Lugo2022November Monthly Peak | Program Specific | All | South of Lugo | 2022 | November Monthly Peak | 11 | 13462.5019
Program SpecificAllSouth of Lugo2022October Monthly Peak | Program Specific | All | South of Lugo | 2022 | October Monthly Peak | 10 | 13462.5019
Program SpecificAllSouth of Lugo2022September Monthly Peak | Program Specific | All | South of Lugo | 2022 | September Monthly Peak | 9 | 13462.5019
Program SpecificAllSouth of Lugo2022Typical Event Day | Program Specific | All | South of Lugo | 2022 | Typical Event Day | 8 | 13462.5019
Program SpecificAllSouth of Lugo2023April Monthly Peak | Program Specific | All | South of Lugo | 2023 | April Monthly Peak | 4 | 13896.0238
Program SpecificAllSouth of Lugo2023August Monthly Peak | Program Specific | All | South of Lugo | 2023 | August Monthly Peak | 8 | 13896.0238
Program SpecificAllSouth of Lugo2023December Monthly Peak | Program Specific | All | South of Lugo | 2023 | December Monthly Peak | 12 | 13906.675
Program SpecificAllSouth of Lugo2023February Monthly Peak | Program Specific | All | South of Lugo | 2023 | February Monthly Peak | 2 | 13472.8208
Program SpecificAllSouth of Lugo2023January Monthly Peak | Program Specific | All | South of Lugo | 2023 | January Monthly Peak | 1 | 13472.8208
Program SpecificAllSouth of Lugo2023July Monthly Peak | Program Specific | All | South of Lugo | 2023 | July Monthly Peak | 7 | 13896.0238
Program SpecificAllSouth of Lugo2023June Monthly Peak | Program Specific | All | South of Lugo | 2023 | June Monthly Peak | 6 | 13896.0238
Program SpecificAllSouth of Lugo2023March Monthly Peak | Program Specific | All | South of Lugo | 2023 | March Monthly Peak | 3 | 13472.8208
Program SpecificAllSouth of Lugo2023May Monthly Peak | Program Specific | All | South of Lugo | 2023 | May Monthly Peak | 5 | 13896.0238
Program SpecificAllSouth of Lugo2023November Monthly Peak | Program Specific | All | South of Lugo | 2023 | November Monthly Peak | 11 | 13896.0238
Program SpecificAllSouth of Lugo2023October Monthly Peak | Program Specific | All | South of Lugo | 2023 | October Monthly Peak | 10 | 13896.0238
Program SpecificAllSouth of Lugo2023September Monthly Peak | Program Specific | All | South of Lugo | 2023 | September Monthly Peak | 9 | 13896.0238
Program SpecificAllSouth of Lugo2023Typical Event Day | Program Specific | All | South of Lugo | 2023 | Typical Event Day | 8 | 13896.0238
Program SpecificAllSouth of Lugo2024April Monthly Peak | Program Specific | All | South of Lugo | 2024 | April Monthly Peak | 4 | 14343.5061
Program SpecificAllSouth of Lugo2024August Monthly Peak | Program Specific | All | South of Lugo | 2024 | August Monthly Peak | 8 | 14343.5061
Program SpecificAllSouth of Lugo2024December Monthly Peak | Program Specific | All | South of Lugo | 2024 | December Monthly Peak | 12 | 14354.5003
Program SpecificAllSouth of Lugo2024February Monthly Peak | Program Specific | All | South of Lugo | 2024 | February Monthly Peak | 2 | 13906.675
Program SpecificAllSouth of Lugo2024January Monthly Peak | Program Specific | All | South of Lugo | 2024 | January Monthly Peak | 1 | 13906.675
Program SpecificAllSouth of Lugo2024July Monthly Peak | Program Specific | All | South of Lugo | 2024 | July Monthly Peak | 7 | 14343.5061
Program SpecificAllSouth of Lugo2024June Monthly Peak | Program Specific | All | South of Lugo | 2024 | June Monthly Peak | 6 | 14343.5061
Program SpecificAllSouth of Lugo2024March Monthly Peak | Program Specific | All | South of Lugo | 2024 | March Monthly Peak | 3 | 13906.675
Program SpecificAllSouth of Lugo2024May Monthly Peak | Program Specific | All | South of Lugo | 2024 | May Monthly Peak | 5 | 14343.5061
Program SpecificAllSouth of Lugo2024November Monthly Peak | Program Specific | All | South of Lugo | 2024 | November Monthly Peak | 11 | 14343.5061
Program SpecificAllSouth of Lugo2024October Monthly Peak | Program Specific | All | South of Lugo | 2024 | October Monthly Peak | 10 | 14343.5061
Program SpecificAllSouth of Lugo2024September Monthly Peak | Program Specific | All | South of Lugo | 2024 | September Monthly Peak | 9 | 14343.5061
Program SpecificAllSouth of Lugo2024Typical Event Day | Program Specific | All | South of Lugo | 2024 | Typical Event Day | 8 | 14343.5061
Program SpecificAllSouth of Lugo2025April Monthly Peak | Program Specific | All | South of Lugo | 2025 | April Monthly Peak | 4 | 14805.3983
Program SpecificAllSouth of Lugo2025August Monthly Peak | Program Specific | All | South of Lugo | 2025 | August Monthly Peak | 8 | 14805.3983
Program SpecificAllSouth of Lugo2025December Monthly Peak | Program Specific | All | South of Lugo | 2025 | December Monthly Peak | 12 | 14816.7465
Program SpecificAllSouth of Lugo2025February Monthly Peak | Program Specific | All | South of Lugo | 2025 | February Monthly Peak | 2 | 14354.5003
Program SpecificAllSouth of Lugo2025January Monthly Peak | Program Specific | All | South of Lugo | 2025 | January Monthly Peak | 1 | 14354.5003
Program SpecificAllSouth of Lugo2025July Monthly Peak | Program Specific | All | South of Lugo | 2025 | July Monthly Peak | 7 | 14805.3983
Program SpecificAllSouth of Lugo2025June Monthly Peak | Program Specific | All | South of Lugo | 2025 | June Monthly Peak | 6 | 14805.3983
Program SpecificAllSouth of Lugo2025March Monthly Peak | Program Specific | All | South of Lugo | 2025 | March Monthly Peak | 3 | 14354.5003
Program SpecificAllSouth of Lugo2025May Monthly Peak | Program Specific | All | South of Lugo | 2025 | May Monthly Peak | 5 | 14805.3983
Program SpecificAllSouth of Lugo2025November Monthly Peak | Program Specific | All | South of Lugo | 2025 | November Monthly Peak | 11 | 14805.3983
Program SpecificAllSouth of Lugo2025October Monthly Peak | Program Specific | All | South of Lugo | 2025 | October Monthly Peak | 10 | 14805.3983
Program SpecificAllSouth of Lugo2025September Monthly Peak | Program Specific | All | South of Lugo | 2025 | September Monthly Peak | 9 | 14805.3983
Program SpecificAllSouth of Lugo2025Typical Event Day | Program Specific | All | South of Lugo | 2025 | Typical Event Day | 8 | 14805.3983
Program SpecificSize: 20 kW to 199.99 kWAll2015April Monthly Peak | Program Specific | Size: 20 kW to 199.99 kW | All | 2015 | April Monthly Peak | 4 | 0
Program SpecificSize: 20 kW to 199.99 kWAll2015August Monthly Peak | Program Specific | Size: 20 kW to 199.99 kW | All | 2015 | August Monthly Peak | 8 | 0
Program SpecificSize: 20 kW to 199.99 kWAll2015December Monthly Peak | Program Specific | Size: 20 kW to 199.99 kW | All | 2015 | December Monthly Peak | 12 | 0
Program SpecificSize: 20 kW to 199.99 kWAll2015February Monthly Peak | Program Specific | Size: 20 kW to 199.99 kW | All | 2015 | February Monthly Peak | 2 | 0
Program SpecificSize: 20 kW to 199.99 kWAll2015January Monthly Peak | Program Specific | Size: 20 kW to 199.99 kW | All | 2015 | January Monthly Peak | 1 | 0
Program SpecificSize: 20 kW to 199.99 kWAll2015July Monthly Peak | Program Specific | Size: 20 kW to 199.99 kW | All | 2015 | July Monthly Peak | 7 | 0
Program SpecificSize: 20 kW to 199.99 kWAll2015June Monthly Peak | Program Specific | Size: 20 kW to 199.99 kW | All | 2015 | June Monthly Peak | 6 | 0
Program SpecificSize: 20 kW to 199.99 kWAll2015March Monthly Peak | Program Specific | Size: 20 kW to 199.99 kW | All | 2015 | March Monthly Peak | 3 | 0
Program SpecificSize: 20 kW to 199.99 kWAll2015May Monthly Peak | Program Specific | Size: 20 kW to 199.99 kW | All | 2015 | May Monthly Peak | 5 | 0
Program SpecificSize: 20 kW to 199.99 kWAll2015November Monthly Peak | Program Specific | Size: 20 kW to 199.99 kW | All | 2015 | November Monthly Peak | 11 | 0
Program SpecificSize: 20 kW to 199.99 kWAll2015October Monthly Peak | Program Specific | Size: 20 kW to 199.99 kW | All | 2015 | October Monthly Peak | 10 | 0
Program SpecificSize: 20 kW to 199.99 kWAll2015September Monthly Peak | Program Specific | Size: 20 kW to 199.99 kW | All | 2015 | September Monthly Peak | 9 | 0
Program SpecificSize: 20 kW to 199.99 kWAll2015Typical Event Day | Program Specific | Size: 20 kW to 199.99 kW | All | 2015 | Typical Event Day | 8 | 0
Program SpecificSize: 20 kW to 199.99 kWAll2016April Monthly Peak | Program Specific | Size: 20 kW to 199.99 kW | All | 2016 | April Monthly Peak | 4 | 0
Program SpecificSize: 20 kW to 199.99 kWAll2016August Monthly Peak | Program Specific | Size: 20 kW to 199.99 kW | All | 2016 | August Monthly Peak | 8 | 0
Program SpecificSize: 20 kW to 199.99 kWAll2016December Monthly Peak | Program Specific | Size: 20 kW to 199.99 kW | All | 2016 | December Monthly Peak | 12 | 0
Program SpecificSize: 20 kW to 199.99 kWAll2016February Monthly Peak | Program Specific | Size: 20 kW to 199.99 kW | All | 2016 | February Monthly Peak | 2 | 0
Program SpecificSize: 20 kW to 199.99 kWAll2016January Monthly Peak | Program Specific | Size: 20 kW to 199.99 kW | All | 2016 | January Monthly Peak | 1 | 0
Program SpecificSize: 20 kW to 199.99 kWAll2016July Monthly Peak | Program Specific | Size: 20 kW to 199.99 kW | All | 2016 | July Monthly Peak | 7 | 0
Program SpecificSize: 20 kW to 199.99 kWAll2016June Monthly Peak | Program Specific | Size: 20 kW to 199.99 kW | All | 2016 | June Monthly Peak | 6 | 0
Program SpecificSize: 20 kW to 199.99 kWAll2016March Monthly Peak | Program Specific | Size: 20 kW to 199.99 kW | All | 2016 | March Monthly Peak | 3 | 0
Program SpecificSize: 20 kW to 199.99 kWAll2016May Monthly Peak | Program Specific | Size: 20 kW to 199.99 kW | All | 2016 | May Monthly Peak | 5 | 0
Program SpecificSize: 20 kW to 199.99 kWAll2016November Monthly Peak | Program Specific | Size: 20 kW to 199.99 kW | All | 2016 | November Monthly Peak | 11 | 0
Program SpecificSize: 20 kW to 199.99 kWAll2016October Monthly Peak | Program Specific | Size: 20 kW to 199.99 kW | All | 2016 | October Monthly Peak | 10 | 0
Program SpecificSize: 20 kW to 199.99 kWAll2016September Monthly Peak | Program Specific | Size: 20 kW to 199.99 kW | All | 2016 | September Monthly Peak | 9 | 0
Program SpecificSize: 20 kW to 199.99 kWAll2016Typical Event Day | Program Specific | Size: 20 kW to 199.99 kW | All | 2016 | Typical Event Day | 8 | 0
Program SpecificSize: 20 kW to 199.99 kWAll2017April Monthly Peak | Program Specific | Size: 20 kW to 199.99 kW | All | 2017 | April Monthly Peak | 4 | 34795.2484
Program SpecificSize: 20 kW to 199.99 kWAll2017August Monthly Peak | Program Specific | Size: 20 kW to 199.99 kW | All | 2017 | August Monthly Peak | 8 | 34795.2484
Program SpecificSize: 20 kW to 199.99 kWAll2017December Monthly Peak | Program Specific | Size: 20 kW to 199.99 kW | All | 2017 | December Monthly Peak | 12 | 34795.2484
Program SpecificSize: 20 kW to 199.99 kWAll2017February Monthly Peak | Program Specific | Size: 20 kW to 199.99 kW | All | 2017 | February Monthly Peak | 2 | 0
Program SpecificSize: 20 kW to 199.99 kWAll2017January Monthly Peak | Program Specific | Size: 20 kW to 199.99 kW | All | 2017 | January Monthly Peak | 1 | 0
Program SpecificSize: 20 kW to 199.99 kWAll2017July Monthly Peak | Program Specific | Size: 20 kW to 199.99 kW | All | 2017 | July Monthly Peak | 7 | 34795.2484
Program SpecificSize: 20 kW to 199.99 kWAll2017June Monthly Peak | Program Specific | Size: 20 kW to 199.99 kW | All | 2017 | June Monthly Peak | 6 | 34795.2484
Program SpecificSize: 20 kW to 199.99 kWAll2017March Monthly Peak | Program Specific | Size: 20 kW to 199.99 kW | All | 2017 | March Monthly Peak | 3 | 0
Program SpecificSize: 20 kW to 199.99 kWAll2017May Monthly Peak | Program Specific | Size: 20 kW to 199.99 kW | All | 2017 | May Monthly Peak | 5 | 34795.2484
Program SpecificSize: 20 kW to 199.99 kWAll2017November Monthly Peak | Program Specific | Size: 20 kW to 199.99 kW | All | 2017 | November Monthly Peak | 11 | 34795.2484
Program SpecificSize: 20 kW to 199.99 kWAll2017October Monthly Peak | Program Specific | Size: 20 kW to 199.99 kW | All | 2017 | October Monthly Peak | 10 | 34795.2484
Program SpecificSize: 20 kW to 199.99 kWAll2017September Monthly Peak | Program Specific | Size: 20 kW to 199.99 kW | All | 2017 | September Monthly Peak | 9 | 34795.2484
Program SpecificSize: 20 kW to 199.99 kWAll2017Typical Event Day | Program Specific | Size: 20 kW to 199.99 kW | All | 2017 | Typical Event Day | 8 | 34795.2484
Program SpecificSize: 20 kW to 199.99 kWAll2018April Monthly Peak | Program Specific | Size: 20 kW to 199.99 kW | All | 2018 | April Monthly Peak | 4 | 13918.0994
Program SpecificSize: 20 kW to 199.99 kWAll2018August Monthly Peak | Program Specific | Size: 20 kW to 199.99 kW | All | 2018 | August Monthly Peak | 8 | 13918.0994
Program SpecificSize: 20 kW to 199.99 kWAll2018December Monthly Peak | Program Specific | Size: 20 kW to 199.99 kW | All | 2018 | December Monthly Peak | 12 | 13918.0994
Program SpecificSize: 20 kW to 199.99 kWAll2018February Monthly Peak | Program Specific | Size: 20 kW to 199.99 kW | All | 2018 | February Monthly Peak | 2 | 34795.2484
Program SpecificSize: 20 kW to 199.99 kWAll2018January Monthly Peak | Program Specific | Size: 20 kW to 199.99 kW | All | 2018 | January Monthly Peak | 1 | 34795.2484
Program SpecificSize: 20 kW to 199.99 kWAll2018July Monthly Peak | Program Specific | Size: 20 kW to 199.99 kW | All | 2018 | July Monthly Peak | 7 | 13918.0994
Program SpecificSize: 20 kW to 199.99 kWAll2018June Monthly Peak | Program Specific | Size: 20 kW to 199.99 kW | All | 2018 | June Monthly Peak | 6 | 13918.0994
Program SpecificSize: 20 kW to 199.99 kWAll2018March Monthly Peak | Program Specific | Size: 20 kW to 199.99 kW | All | 2018 | March Monthly Peak | 3 | 34795.2484
Program SpecificSize: 20 kW to 199.99 kWAll2018May Monthly Peak | Program Specific | Size: 20 kW to 199.99 kW | All | 2018 | May Monthly Peak | 5 | 13918.0994
Program SpecificSize: 20 kW to 199.99 kWAll2018November Monthly Peak | Program Specific | Size: 20 kW to 199.99 kW | All | 2018 | November Monthly Peak | 11 | 13918.0994
Program SpecificSize: 20 kW to 199.99 kWAll2018October Monthly Peak | Program Specific | Size: 20 kW to 199.99 kW | All | 2018 | October Monthly Peak | 10 | 13918.0994
Program SpecificSize: 20 kW to 199.99 kWAll2018September Monthly Peak | Program Specific | Size: 20 kW to 199.99 kW | All | 2018 | September Monthly Peak | 9 | 13918.0994
Program SpecificSize: 20 kW to 199.99 kWAll2018Typical Event Day | Program Specific | Size: 20 kW to 199.99 kW | All | 2018 | Typical Event Day | 8 | 13918.0994
Program SpecificSize: 20 kW to 199.99 kWAll2019April Monthly Peak | Program Specific | Size: 20 kW to 199.99 kW | All | 2019 | April Monthly Peak | 4 | 14366.2925
Program SpecificSize: 20 kW to 199.99 kWAll2019August Monthly Peak | Program Specific | Size: 20 kW to 199.99 kW | All | 2019 | August Monthly Peak | 8 | 14366.2925
Program SpecificSize: 20 kW to 199.99 kWAll2019December Monthly Peak | Program Specific | Size: 20 kW to 199.99 kW | All | 2019 | December Monthly Peak | 12 | 14366.2925
Program SpecificSize: 20 kW to 199.99 kWAll2019February Monthly Peak | Program Specific | Size: 20 kW to 199.99 kW | All | 2019 | February Monthly Peak | 2 | 13918.0994
Program SpecificSize: 20 kW to 199.99 kWAll2019January Monthly Peak | Program Specific | Size: 20 kW to 199.99 kW | All | 2019 | January Monthly Peak | 1 | 13918.0994
Program SpecificSize: 20 kW to 199.99 kWAll2019July Monthly Peak | Program Specific | Size: 20 kW to 199.99 kW | All | 2019 | July Monthly Peak | 7 | 14366.2925
Program SpecificSize: 20 kW to 199.99 kWAll2019June Monthly Peak | Program Specific | Size: 20 kW to 199.99 kW | All | 2019 | June Monthly Peak | 6 | 14366.2925
Program SpecificSize: 20 kW to 199.99 kWAll2019March Monthly Peak | Program Specific | Size: 20 kW to 199.99 kW | All | 2019 | March Monthly Peak | 3 | 13918.0994
Program SpecificSize: 20 kW to 199.99 kWAll2019May Monthly Peak | Program Specific | Size: 20 kW to 199.99 kW | All | 2019 | May Monthly Peak | 5 | 14366.2925
Program SpecificSize: 20 kW to 199.99 kWAll2019November Monthly Peak | Program Specific | Size: 20 kW to 199.99 kW | All | 2019 | November Monthly Peak | 11 | 14366.2925
Program SpecificSize: 20 kW to 199.99 kWAll2019October Monthly Peak | Program Specific | Size: 20 kW to 199.99 kW | All | 2019 | October Monthly Peak | 10 | 14366.2925
Program SpecificSize: 20 kW to 199.99 kWAll2019September Monthly Peak | Program Specific | Size: 20 kW to 199.99 kW | All | 2019 | September Monthly Peak | 9 | 14366.2925
Program SpecificSize: 20 kW to 199.99 kWAll2019Typical Event Day | Program Specific | Size: 20 kW to 199.99 kW | All | 2019 | Typical Event Day | 8 | 14366.2925
Program SpecificSize: 20 kW to 199.99 kWAll2020April Monthly Peak | Program Specific | Size: 20 kW to 199.99 kW | All | 2020 | April Monthly Peak | 4 | 14828.9185
Program SpecificSize: 20 kW to 199.99 kWAll2020August Monthly Peak | Program Specific | Size: 20 kW to 199.99 kW | All | 2020 | August Monthly Peak | 8 | 14828.9185
Program SpecificSize: 20 kW to 199.99 kWAll2020December Monthly Peak | Program Specific | Size: 20 kW to 199.99 kW | All | 2020 | December Monthly Peak | 12 | 14828.9185
Program SpecificSize: 20 kW to 199.99 kWAll2020February Monthly Peak | Program Specific | Size: 20 kW to 199.99 kW | All | 2020 | February Monthly Peak | 2 | 14366.2925
Program SpecificSize: 20 kW to 199.99 kWAll2020January Monthly Peak | Program Specific | Size: 20 kW to 199.99 kW | All | 2020 | January Monthly Peak | 1 | 14366.2925
Program SpecificSize: 20 kW to 199.99 kWAll2020July Monthly Peak | Program Specific | Size: 20 kW to 199.99 kW | All | 2020 | July Monthly Peak | 7 | 14828.9185
Program SpecificSize: 20 kW to 199.99 kWAll2020June Monthly Peak | Program Specific | Size: 20 kW to 199.99 kW | All | 2020 | June Monthly Peak | 6 | 14828.9185
Program SpecificSize: 20 kW to 199.99 kWAll2020March Monthly Peak | Program Specific | Size: 20 kW to 199.99 kW | All | 2020 | March Monthly Peak | 3 | 14366.2925
Program SpecificSize: 20 kW to 199.99 kWAll2020May Monthly Peak | Program Specific | Size: 20 kW to 199.99 kW | All | 2020 | May Monthly Peak | 5 | 14828.9185
Program SpecificSize: 20 kW to 199.99 kWAll2020November Monthly Peak | Program Specific | Size: 20 kW to 199.99 kW | All | 2020 | November Monthly Peak | 11 | 14828.9185
Program SpecificSize: 20 kW to 199.99 kWAll2020October Monthly Peak | Program Specific | Size: 20 kW to 199.99 kW | All | 2020 | October Monthly Peak | 10 | 14828.9185
Program SpecificSize: 20 kW to 199.99 kWAll2020September Monthly Peak | Program Specific | Size: 20 kW to 199.99 kW | All | 2020 | September Monthly Peak | 9 | 14828.9185
Program SpecificSize: 20 kW to 199.99 kWAll2020Typical Event Day | Program Specific | Size: 20 kW to 199.99 kW | All | 2020 | Typical Event Day | 8 | 14828.9185
Program SpecificSize: 20 kW to 199.99 kWAll2021April Monthly Peak | Program Specific | Size: 20 kW to 199.99 kW | All | 2021 | April Monthly Peak | 4 | 15306.442
Program SpecificSize: 20 kW to 199.99 kWAll2021August Monthly Peak | Program Specific | Size: 20 kW to 199.99 kW | All | 2021 | August Monthly Peak | 8 | 15306.442
Program SpecificSize: 20 kW to 199.99 kWAll2021December Monthly Peak | Program Specific | Size: 20 kW to 199.99 kW | All | 2021 | December Monthly Peak | 12 | 15306.442
Program SpecificSize: 20 kW to 199.99 kWAll2021February Monthly Peak | Program Specific | Size: 20 kW to 199.99 kW | All | 2021 | February Monthly Peak | 2 | 14828.9185
Program SpecificSize: 20 kW to 199.99 kWAll2021January Monthly Peak | Program Specific | Size: 20 kW to 199.99 kW | All | 2021 | January Monthly Peak | 1 | 14828.9185
Program SpecificSize: 20 kW to 199.99 kWAll2021July Monthly Peak | Program Specific | Size: 20 kW to 199.99 kW | All | 2021 | July Monthly Peak | 7 | 15306.442
Program SpecificSize: 20 kW to 199.99 kWAll2021June Monthly Peak | Program Specific | Size: 20 kW to 199.99 kW | All | 2021 | June Monthly Peak | 6 | 15306.442
Program SpecificSize: 20 kW to 199.99 kWAll2021March Monthly Peak | Program Specific | Size: 20 kW to 199.99 kW | All | 2021 | March Monthly Peak | 3 | 14828.9185
Program SpecificSize: 20 kW to 199.99 kWAll2021May Monthly Peak | Program Specific | Size: 20 kW to 199.99 kW | All | 2021 | May Monthly Peak | 5 | 15306.442
Program SpecificSize: 20 kW to 199.99 kWAll2021November Monthly Peak | Program Specific | Size: 20 kW to 199.99 kW | All | 2021 | November Monthly Peak | 11 | 15306.442
Program SpecificSize: 20 kW to 199.99 kWAll2021October Monthly Peak | Program Specific | Size: 20 kW to 199.99 kW | All | 2021 | October Monthly Peak | 10 | 15306.442
Program SpecificSize: 20 kW to 199.99 kWAll2021September Monthly Peak | Program Specific | Size: 20 kW to 199.99 kW | All | 2021 | September Monthly Peak | 9 | 15306.442
Program SpecificSize: 20 kW to 199.99 kWAll2021Typical Event Day | Program Specific | Size: 20 kW to 199.99 kW | All | 2021 | Typical Event Day | 8 | 15306.442
Program SpecificSize: 20 kW to 199.99 kWAll2022April Monthly Peak | Program Specific | Size: 20 kW to 199.99 kW | All | 2022 | April Monthly Peak | 4 | 15799.3428
Program SpecificSize: 20 kW to 199.99 kWAll2022August Monthly Peak | Program Specific | Size: 20 kW to 199.99 kW | All | 2022 | August Monthly Peak | 8 | 15799.3428
Program SpecificSize: 20 kW to 199.99 kWAll2022December Monthly Peak | Program Specific | Size: 20 kW to 199.99 kW | All | 2022 | December Monthly Peak | 12 | 15799.3428
Program SpecificSize: 20 kW to 199.99 kWAll2022February Monthly Peak | Program Specific | Size: 20 kW to 199.99 kW | All | 2022 | February Monthly Peak | 2 | 15306.442
Program SpecificSize: 20 kW to 199.99 kWAll2022January Monthly Peak | Program Specific | Size: 20 kW to 199.99 kW | All | 2022 | January Monthly Peak | 1 | 15306.442
Program SpecificSize: 20 kW to 199.99 kWAll2022July Monthly Peak | Program Specific | Size: 20 kW to 199.99 kW | All | 2022 | July Monthly Peak | 7 | 15799.3428
Program SpecificSize: 20 kW to 199.99 kWAll2022June Monthly Peak | Program Specific | Size: 20 kW to 199.99 kW | All | 2022 | June Monthly Peak | 6 | 15799.3428
Program SpecificSize: 20 kW to 199.99 kWAll2022March Monthly Peak | Program Specific | Size: 20 kW to 199.99 kW | All | 2022 | March Monthly Peak | 3 | 15306.442
Program SpecificSize: 20 kW to 199.99 kWAll2022May Monthly Peak | Program Specific | Size: 20 kW to 199.99 kW | All | 2022 | May Monthly Peak | 5 | 15799.3428
Program SpecificSize: 20 kW to 199.99 kWAll2022November Monthly Peak | Program Specific | Size: 20 kW to 199.99 kW | All | 2022 | November Monthly Peak | 11 | 15799.3428
Program SpecificSize: 20 kW to 199.99 kWAll2022October Monthly Peak | Program Specific | Size: 20 kW to 199.99 kW | All | 2022 | October Monthly Peak | 10 | 15799.3428
Program SpecificSize: 20 kW to 199.99 kWAll2022September Monthly Peak | Program Specific | Size: 20 kW to 199.99 kW | All | 2022 | September Monthly Peak | 9 | 15799.3428
Program SpecificSize: 20 kW to 199.99 kWAll2022Typical Event Day | Program Specific | Size: 20 kW to 199.99 kW | All | 2022 | Typical Event Day | 8 | 15799.3428
Program SpecificSize: 20 kW to 199.99 kWAll2023April Monthly Peak | Program Specific | Size: 20 kW to 199.99 kW | All | 2023 | April Monthly Peak | 4 | 16308.1161
Program SpecificSize: 20 kW to 199.99 kWAll2023August Monthly Peak | Program Specific | Size: 20 kW to 199.99 kW | All | 2023 | August Monthly Peak | 8 | 16308.1161
Program SpecificSize: 20 kW to 199.99 kWAll2023December Monthly Peak | Program Specific | Size: 20 kW to 199.99 kW | All | 2023 | December Monthly Peak | 12 | 16308.1161
Program SpecificSize: 20 kW to 199.99 kWAll2023February Monthly Peak | Program Specific | Size: 20 kW to 199.99 kW | All | 2023 | February Monthly Peak | 2 | 15799.3428
Program SpecificSize: 20 kW to 199.99 kWAll2023January Monthly Peak | Program Specific | Size: 20 kW to 199.99 kW | All | 2023 | January Monthly Peak | 1 | 15799.3428
Program SpecificSize: 20 kW to 199.99 kWAll2023July Monthly Peak | Program Specific | Size: 20 kW to 199.99 kW | All | 2023 | July Monthly Peak | 7 | 16308.1161
Program SpecificSize: 20 kW to 199.99 kWAll2023June Monthly Peak | Program Specific | Size: 20 kW to 199.99 kW | All | 2023 | June Monthly Peak | 6 | 16308.1161
Program SpecificSize: 20 kW to 199.99 kWAll2023March Monthly Peak | Program Specific | Size: 20 kW to 199.99 kW | All | 2023 | March Monthly Peak | 3 | 15799.3428
Program SpecificSize: 20 kW to 199.99 kWAll2023May Monthly Peak | Program Specific | Size: 20 kW to 199.99 kW | All | 2023 | May Monthly Peak | 5 | 16308.1161
Program SpecificSize: 20 kW to 199.99 kWAll2023November Monthly Peak | Program Specific | Size: 20 kW to 199.99 kW | All | 2023 | November Monthly Peak | 11 | 16308.1161
Program SpecificSize: 20 kW to 199.99 kWAll2023October Monthly Peak | Program Specific | Size: 20 kW to 199.99 kW | All | 2023 | October Monthly Peak | 10 | 16308.1161
Program SpecificSize: 20 kW to 199.99 kWAll2023September Monthly Peak | Program Specific | Size: 20 kW to 199.99 kW | All | 2023 | September Monthly Peak | 9 | 16308.1161
Program SpecificSize: 20 kW to 199.99 kWAll2023Typical Event Day | Program Specific | Size: 20 kW to 199.99 kW | All | 2023 | Typical Event Day | 8 | 16308.1161
Program SpecificSize: 20 kW to 199.99 kWAll2024April Monthly Peak | Program Specific | Size: 20 kW to 199.99 kW | All | 2024 | April Monthly Peak | 4 | 16833.273
Program SpecificSize: 20 kW to 199.99 kWAll2024August Monthly Peak | Program Specific | Size: 20 kW to 199.99 kW | All | 2024 | August Monthly Peak | 8 | 16833.273
Program SpecificSize: 20 kW to 199.99 kWAll2024December Monthly Peak | Program Specific | Size: 20 kW to 199.99 kW | All | 2024 | December Monthly Peak | 12 | 16833.273
Program SpecificSize: 20 kW to 199.99 kWAll2024February Monthly Peak | Program Specific | Size: 20 kW to 199.99 kW | All | 2024 | February Monthly Peak | 2 | 16308.1161
Program SpecificSize: 20 kW to 199.99 kWAll2024January Monthly Peak | Program Specific | Size: 20 kW to 199.99 kW | All | 2024 | January Monthly Peak | 1 | 16308.1161
Program SpecificSize: 20 kW to 199.99 kWAll2024July Monthly Peak | Program Specific | Size: 20 kW to 199.99 kW | All | 2024 | July Monthly Peak | 7 | 16833.273
Program SpecificSize: 20 kW to 199.99 kWAll2024June Monthly Peak | Program Specific | Size: 20 kW to 199.99 kW | All | 2024 | June Monthly Peak | 6 | 16833.273
Program SpecificSize: 20 kW to 199.99 kWAll2024March Monthly Peak | Program Specific | Size: 20 kW to 199.99 kW | All | 2024 | March Monthly Peak | 3 | 16308.1161
Program SpecificSize: 20 kW to 199.99 kWAll2024May Monthly Peak | Program Specific | Size: 20 kW to 199.99 kW | All | 2024 | May Monthly Peak | 5 | 16833.273
Program SpecificSize: 20 kW to 199.99 kWAll2024November Monthly Peak | Program Specific | Size: 20 kW to 199.99 kW | All | 2024 | November Monthly Peak | 11 | 16833.273
Program SpecificSize: 20 kW to 199.99 kWAll2024October Monthly Peak | Program Specific | Size: 20 kW to 199.99 kW | All | 2024 | October Monthly Peak | 10 | 16833.273
Program SpecificSize: 20 kW to 199.99 kWAll2024September Monthly Peak | Program Specific | Size: 20 kW to 199.99 kW | All | 2024 | September Monthly Peak | 9 | 16833.273
Program SpecificSize: 20 kW to 199.99 kWAll2024Typical Event Day | Program Specific | Size: 20 kW to 199.99 kW | All | 2024 | Typical Event Day | 8 | 16833.273
Program SpecificSize: 20 kW to 199.99 kWAll2025April Monthly Peak | Program Specific | Size: 20 kW to 199.99 kW | All | 2025 | April Monthly Peak | 4 | 17375.3411
Program SpecificSize: 20 kW to 199.99 kWAll2025August Monthly Peak | Program Specific | Size: 20 kW to 199.99 kW | All | 2025 | August Monthly Peak | 8 | 17375.3411
Program SpecificSize: 20 kW to 199.99 kWAll2025December Monthly Peak | Program Specific | Size: 20 kW to 199.99 kW | All | 2025 | December Monthly Peak | 12 | 17375.3411
Program SpecificSize: 20 kW to 199.99 kWAll2025February Monthly Peak | Program Specific | Size: 20 kW to 199.99 kW | All | 2025 | February Monthly Peak | 2 | 16833.273
Program SpecificSize: 20 kW to 199.99 kWAll2025January Monthly Peak | Program Specific | Size: 20 kW to 199.99 kW | All | 2025 | January Monthly Peak | 1 | 16833.273
Program SpecificSize: 20 kW to 199.99 kWAll2025July Monthly Peak | Program Specific | Size: 20 kW to 199.99 kW | All | 2025 | July Monthly Peak | 7 | 17375.3411
Program SpecificSize: 20 kW to 199.99 kWAll2025June Monthly Peak | Program Specific | Size: 20 kW to 199.99 kW | All | 2025 | June Monthly Peak | 6 | 17375.3411
Program SpecificSize: 20 kW to 199.99 kWAll2025March Monthly Peak | Program Specific | Size: 20 kW to 199.99 kW | All | 2025 | March Monthly Peak | 3 | 16833.273
Program SpecificSize: 20 kW to 199.99 kWAll2025May Monthly Peak | Program Specific | Size: 20 kW to 199.99 kW | All | 2025 | May Monthly Peak | 5 | 17375.3411
Program SpecificSize: 20 kW to 199.99 kWAll2025November Monthly Peak | Program Specific | Size: 20 kW to 199.99 kW | All | 2025 | November Monthly Peak | 11 | 17375.3411
Program SpecificSize: 20 kW to 199.99 kWAll2025October Monthly Peak | Program Specific | Size: 20 kW to 199.99 kW | All | 2025 | October Monthly Peak | 10 | 17375.3411
Program SpecificSize: 20 kW to 199.99 kWAll2025September Monthly Peak | Program Specific | Size: 20 kW to 199.99 kW | All | 2025 | September Monthly Peak | 9 | 17375.3411
Program SpecificSize: 20 kW to 199.99 kWAll2025Typical Event Day | Program Specific | Size: 20 kW to 199.99 kW | All | 2025 | Typical Event Day | 8 | 17375.3411
Program SpecificSize: 20 kW to 199.99 kWOrange County2015April Monthly Peak | Program Specific | Size: 20 kW to 199.99 kW | Orange County | 2015 | April Monthly Peak | 4 | 0
Program SpecificSize: 20 kW to 199.99 kWOrange County2015August Monthly Peak | Program Specific | Size: 20 kW to 199.99 kW | Orange County | 2015 | August Monthly Peak | 8 | 0
Program SpecificSize: 20 kW to 199.99 kWOrange County2015December Monthly Peak | Program Specific | Size: 20 kW to 199.99 kW | Orange County | 2015 | December Monthly Peak | 12 | 0
Program SpecificSize: 20 kW to 199.99 kWOrange County2015February Monthly Peak | Program Specific | Size: 20 kW to 199.99 kW | Orange County | 2015 | February Monthly Peak | 2 | 0
Program SpecificSize: 20 kW to 199.99 kWOrange County2015January Monthly Peak | Program Specific | Size: 20 kW to 199.99 kW | Orange County | 2015 | January Monthly Peak | 1 | 0
Program SpecificSize: 20 kW to 199.99 kWOrange County2015July Monthly Peak | Program Specific | Size: 20 kW to 199.99 kW | Orange County | 2015 | July Monthly Peak | 7 | 0
Program SpecificSize: 20 kW to 199.99 kWOrange County2015June Monthly Peak | Program Specific | Size: 20 kW to 199.99 kW | Orange County | 2015 | June Monthly Peak | 6 | 0
Program SpecificSize: 20 kW to 199.99 kWOrange County2015March Monthly Peak | Program Specific | Size: 20 kW to 199.99 kW | Orange County | 2015 | March Monthly Peak | 3 | 0
Program SpecificSize: 20 kW to 199.99 kWOrange County2015May Monthly Peak | Program Specific | Size: 20 kW to 199.99 kW | Orange County | 2015 | May Monthly Peak | 5 | 0
Program SpecificSize: 20 kW to 199.99 kWOrange County2015November Monthly Peak | Program Specific | Size: 20 kW to 199.99 kW | Orange County | 2015 | November Monthly Peak | 11 | 0
Program SpecificSize: 20 kW to 199.99 kWOrange County2015October Monthly Peak | Program Specific | Size: 20 kW to 199.99 kW | Orange County | 2015 | October Monthly Peak | 10 | 0
Program SpecificSize: 20 kW to 199.99 kWOrange County2015September Monthly Peak | Program Specific | Size: 20 kW to 199.99 kW | Orange County | 2015 | September Monthly Peak | 9 | 0
Program SpecificSize: 20 kW to 199.99 kWOrange County2015Typical Event Day | Program Specific | Size: 20 kW to 199.99 kW | Orange County | 2015 | Typical Event Day | 8 | 0
Program SpecificSize: 20 kW to 199.99 kWOrange County2016April Monthly Peak | Program Specific | Size: 20 kW to 199.99 kW | Orange County | 2016 | April Monthly Peak | 4 | 0
Program SpecificSize: 20 kW to 199.99 kWOrange County2016August Monthly Peak | Program Specific | Size: 20 kW to 199.99 kW | Orange County | 2016 | August Monthly Peak | 8 | 0
Program SpecificSize: 20 kW to 199.99 kWOrange County2016December Monthly Peak | Program Specific | Size: 20 kW to 199.99 kW | Orange County | 2016 | December Monthly Peak | 12 | 0
Program SpecificSize: 20 kW to 199.99 kWOrange County2016February Monthly Peak | Program Specific | Size: 20 kW to 199.99 kW | Orange County | 2016 | February Monthly Peak | 2 | 0
Program SpecificSize: 20 kW to 199.99 kWOrange County2016January Monthly Peak | Program Specific | Size: 20 kW to 199.99 kW | Orange County | 2016 | January Monthly Peak | 1 | 0
Program SpecificSize: 20 kW to 199.99 kWOrange County2016July Monthly Peak | Program Specific | Size: 20 kW to 199.99 kW | Orange County | 2016 | July Monthly Peak | 7 | 0
Program SpecificSize: 20 kW to 199.99 kWOrange County2016June Monthly Peak | Program Specific | Size: 20 kW to 199.99 kW | Orange County | 2016 | June Monthly Peak | 6 | 0
Program SpecificSize: 20 kW to 199.99 kWOrange County2016March Monthly Peak | Program Specific | Size: 20 kW to 199.99 kW | Orange County | 2016 | March Monthly Peak | 3 | 0
Program SpecificSize: 20 kW to 199.99 kWOrange County2016May Monthly Peak | Program Specific | Size: 20 kW to 199.99 kW | Orange County | 2016 | May Monthly Peak | 5 | 0
Program SpecificSize: 20 kW to 199.99 kWOrange County2016November Monthly Peak | Program Specific | Size: 20 kW to 199.99 kW | Orange County | 2016 | November Monthly Peak | 11 | 0
Program SpecificSize: 20 kW to 199.99 kWOrange County2016October Monthly Peak | Program Specific | Size: 20 kW to 199.99 kW | Orange County | 2016 | October Monthly Peak | 10 | 0
Program SpecificSize: 20 kW to 199.99 kWOrange County2016September Monthly Peak | Program Specific | Size: 20 kW to 199.99 kW | Orange County | 2016 | September Monthly Peak | 9 | 0
Program SpecificSize: 20 kW to 199.99 kWOrange County2016Typical Event Day | Program Specific | Size: 20 kW to 199.99 kW | Orange County | 2016 | Typical Event Day | 8 | 0
Program SpecificSize: 20 kW to 199.99 kWOrange County2017April Monthly Peak | Program Specific | Size: 20 kW to 199.99 kW | Orange County | 2017 | April Monthly Peak | 4 | 9382.464
Program SpecificSize: 20 kW to 199.99 kWOrange County2017August Monthly Peak | Program Specific | Size: 20 kW to 199.99 kW | Orange County | 2017 | August Monthly Peak | 8 | 9382.464
Program SpecificSize: 20 kW to 199.99 kWOrange County2017December Monthly Peak | Program Specific | Size: 20 kW to 199.99 kW | Orange County | 2017 | December Monthly Peak | 12 | 9382.464
Program SpecificSize: 20 kW to 199.99 kWOrange County2017February Monthly Peak | Program Specific | Size: 20 kW to 199.99 kW | Orange County | 2017 | February Monthly Peak | 2 | 0
Program SpecificSize: 20 kW to 199.99 kWOrange County2017January Monthly Peak | Program Specific | Size: 20 kW to 199.99 kW | Orange County | 2017 | January Monthly Peak | 1 | 0
Program SpecificSize: 20 kW to 199.99 kWOrange County2017July Monthly Peak | Program Specific | Size: 20 kW to 199.99 kW | Orange County | 2017 | July Monthly Peak | 7 | 9382.464
Program SpecificSize: 20 kW to 199.99 kWOrange County2017June Monthly Peak | Program Specific | Size: 20 kW to 199.99 kW | Orange County | 2017 | June Monthly Peak | 6 | 9382.464
Program SpecificSize: 20 kW to 199.99 kWOrange County2017March Monthly Peak | Program Specific | Size: 20 kW to 199.99 kW | Orange County | 2017 | March Monthly Peak | 3 | 0
Program SpecificSize: 20 kW to 199.99 kWOrange County2017May Monthly Peak | Program Specific | Size: 20 kW to 199.99 kW | Orange County | 2017 | May Monthly Peak | 5 | 9382.464
Program SpecificSize: 20 kW to 199.99 kWOrange County2017November Monthly Peak | Program Specific | Size: 20 kW to 199.99 kW | Orange County | 2017 | November Monthly Peak | 11 | 9382.464
Program SpecificSize: 20 kW to 199.99 kWOrange County2017October Monthly Peak | Program Specific | Size: 20 kW to 199.99 kW | Orange County | 2017 | October Monthly Peak | 10 | 9382.464
Program SpecificSize: 20 kW to 199.99 kWOrange County2017September Monthly Peak | Program Specific | Size: 20 kW to 199.99 kW | Orange County | 2017 | September Monthly Peak | 9 | 9382.464
Program SpecificSize: 20 kW to 199.99 kWOrange County2017Typical Event Day | Program Specific | Size: 20 kW to 199.99 kW | Orange County | 2017 | Typical Event Day | 8 | 9382.464
Program SpecificSize: 20 kW to 199.99 kWOrange County2018April Monthly Peak | Program Specific | Size: 20 kW to 199.99 kW | Orange County | 2018 | April Monthly Peak | 4 | 3752.9856
Program SpecificSize: 20 kW to 199.99 kWOrange County2018August Monthly Peak | Program Specific | Size: 20 kW to 199.99 kW | Orange County | 2018 | August Monthly Peak | 8 | 3752.9856
Program SpecificSize: 20 kW to 199.99 kWOrange County2018December Monthly Peak | Program Specific | Size: 20 kW to 199.99 kW | Orange County | 2018 | December Monthly Peak | 12 | 3752.9856
Program SpecificSize: 20 kW to 199.99 kWOrange County2018February Monthly Peak | Program Specific | Size: 20 kW to 199.99 kW | Orange County | 2018 | February Monthly Peak | 2 | 9382.464
Program SpecificSize: 20 kW to 199.99 kWOrange County2018January Monthly Peak | Program Specific | Size: 20 kW to 199.99 kW | Orange County | 2018 | January Monthly Peak | 1 | 9382.464
Program SpecificSize: 20 kW to 199.99 kWOrange County2018July Monthly Peak | Program Specific | Size: 20 kW to 199.99 kW | Orange County | 2018 | July Monthly Peak | 7 | 3752.9856
Program SpecificSize: 20 kW to 199.99 kWOrange County2018June Monthly Peak | Program Specific | Size: 20 kW to 199.99 kW | Orange County | 2018 | June Monthly Peak | 6 | 3752.9856
Program SpecificSize: 20 kW to 199.99 kWOrange County2018March Monthly Peak | Program Specific | Size: 20 kW to 199.99 kW | Orange County | 2018 | March Monthly Peak | 3 | 9382.464
Program SpecificSize: 20 kW to 199.99 kWOrange County2018May Monthly Peak | Program Specific | Size: 20 kW to 199.99 kW | Orange County | 2018 | May Monthly Peak | 5 | 3752.9856
Program SpecificSize: 20 kW to 199.99 kWOrange County2018November Monthly Peak | Program Specific | Size: 20 kW to 199.99 kW | Orange County | 2018 | November Monthly Peak | 11 | 3752.9856
Program SpecificSize: 20 kW to 199.99 kWOrange County2018October Monthly Peak | Program Specific | Size: 20 kW to 199.99 kW | Orange County | 2018 | October Monthly Peak | 10 | 3752.9856
Program SpecificSize: 20 kW to 199.99 kWOrange County2018September Monthly Peak | Program Specific | Size: 20 kW to 199.99 kW | Orange County | 2018 | September Monthly Peak | 9 | 3752.9856
Program SpecificSize: 20 kW to 199.99 kWOrange County2018Typical Event Day | Program Specific | Size: 20 kW to 199.99 kW | Orange County | 2018 | Typical Event Day | 8 | 3752.9856
Program SpecificSize: 20 kW to 199.99 kWOrange County2019April Monthly Peak | Program Specific | Size: 20 kW to 199.99 kW | Orange County | 2019 | April Monthly Peak | 4 | 3873.8399
Program SpecificSize: 20 kW to 199.99 kWOrange County2019August Monthly Peak | Program Specific | Size: 20 kW to 199.99 kW | Orange County | 2019 | August Monthly Peak | 8 | 3873.8399
Program SpecificSize: 20 kW to 199.99 kWOrange County2019December Monthly Peak | Program Specific | Size: 20 kW to 199.99 kW | Orange County | 2019 | December Monthly Peak | 12 | 3873.8399
Program SpecificSize: 20 kW to 199.99 kWOrange County2019February Monthly Peak | Program Specific | Size: 20 kW to 199.99 kW | Orange County | 2019 | February Monthly Peak | 2 | 3752.9856
Program SpecificSize: 20 kW to 199.99 kWOrange County2019January Monthly Peak | Program Specific | Size: 20 kW to 199.99 kW | Orange County | 2019 | January Monthly Peak | 1 | 3752.9856
Program SpecificSize: 20 kW to 199.99 kWOrange County2019July Monthly Peak | Program Specific | Size: 20 kW to 199.99 kW | Orange County | 2019 | July Monthly Peak | 7 | 3873.8399
Program SpecificSize: 20 kW to 199.99 kWOrange County2019June Monthly Peak | Program Specific | Size: 20 kW to 199.99 kW | Orange County | 2019 | June Monthly Peak | 6 | 3873.8399
Program SpecificSize: 20 kW to 199.99 kWOrange County2019March Monthly Peak | Program Specific | Size: 20 kW to 199.99 kW | Orange County | 2019 | March Monthly Peak | 3 | 3752.9856
Program SpecificSize: 20 kW to 199.99 kWOrange County2019May Monthly Peak | Program Specific | Size: 20 kW to 199.99 kW | Orange County | 2019 | May Monthly Peak | 5 | 3873.8399
Program SpecificSize: 20 kW to 199.99 kWOrange County2019November Monthly Peak | Program Specific | Size: 20 kW to 199.99 kW | Orange County | 2019 | November Monthly Peak | 11 | 3873.8399
Program SpecificSize: 20 kW to 199.99 kWOrange County2019October Monthly Peak | Program Specific | Size: 20 kW to 199.99 kW | Orange County | 2019 | October Monthly Peak | 10 | 3873.8399
Program SpecificSize: 20 kW to 199.99 kWOrange County2019September Monthly Peak | Program Specific | Size: 20 kW to 199.99 kW | Orange County | 2019 | September Monthly Peak | 9 | 3873.8399
Program SpecificSize: 20 kW to 199.99 kWOrange County2019Typical Event Day | Program Specific | Size: 20 kW to 199.99 kW | Orange County | 2019 | Typical Event Day | 8 | 3873.8399
Program SpecificSize: 20 kW to 199.99 kWOrange County2020April Monthly Peak | Program Specific | Size: 20 kW to 199.99 kW | Orange County | 2020 | April Monthly Peak | 4 | 3998.586
Program SpecificSize: 20 kW to 199.99 kWOrange County2020August Monthly Peak | Program Specific | Size: 20 kW to 199.99 kW | Orange County | 2020 | August Monthly Peak | 8 | 3998.586
Program SpecificSize: 20 kW to 199.99 kWOrange County2020December Monthly Peak | Program Specific | Size: 20 kW to 199.99 kW | Orange County | 2020 | December Monthly Peak | 12 | 3998.586
Program SpecificSize: 20 kW to 199.99 kWOrange County2020February Monthly Peak | Program Specific | Size: 20 kW to 199.99 kW | Orange County | 2020 | February Monthly Peak | 2 | 3873.8399
Program SpecificSize: 20 kW to 199.99 kWOrange County2020January Monthly Peak | Program Specific | Size: 20 kW to 199.99 kW | Orange County | 2020 | January Monthly Peak | 1 | 3873.8399
Program SpecificSize: 20 kW to 199.99 kWOrange County2020July Monthly Peak | Program Specific | Size: 20 kW to 199.99 kW | Orange County | 2020 | July Monthly Peak | 7 | 3998.586
Program SpecificSize: 20 kW to 199.99 kWOrange County2020June Monthly Peak | Program Specific | Size: 20 kW to 199.99 kW | Orange County | 2020 | June Monthly Peak | 6 | 3998.586
Program SpecificSize: 20 kW to 199.99 kWOrange County2020March Monthly Peak | Program Specific | Size: 20 kW to 199.99 kW | Orange County | 2020 | March Monthly Peak | 3 | 3873.8399
Program SpecificSize: 20 kW to 199.99 kWOrange County2020May Monthly Peak | Program Specific | Size: 20 kW to 199.99 kW | Orange County | 2020 | May Monthly Peak | 5 | 3998.586
Program SpecificSize: 20 kW to 199.99 kWOrange County2020November Monthly Peak | Program Specific | Size: 20 kW to 199.99 kW | Orange County | 2020 | November Monthly Peak | 11 | 3998.586
Program SpecificSize: 20 kW to 199.99 kWOrange County2020October Monthly Peak | Program Specific | Size: 20 kW to 199.99 kW | Orange County | 2020 | October Monthly Peak | 10 | 3998.586
Program SpecificSize: 20 kW to 199.99 kWOrange County2020September Monthly Peak | Program Specific | Size: 20 kW to 199.99 kW | Orange County | 2020 | September Monthly Peak | 9 | 3998.586
Program SpecificSize: 20 kW to 199.99 kWOrange County2020Typical Event Day | Program Specific | Size: 20 kW to 199.99 kW | Orange County | 2020 | Typical Event Day | 8 | 3998.586
Program SpecificSize: 20 kW to 199.99 kWOrange County2021April Monthly Peak | Program Specific | Size: 20 kW to 199.99 kW | Orange County | 2021 | April Monthly Peak | 4 | 4127.3492
Program SpecificSize: 20 kW to 199.99 kWOrange County2021August Monthly Peak | Program Specific | Size: 20 kW to 199.99 kW | Orange County | 2021 | August Monthly Peak | 8 | 4127.3492
Program SpecificSize: 20 kW to 199.99 kWOrange County2021December Monthly Peak | Program Specific | Size: 20 kW to 199.99 kW | Orange County | 2021 | December Monthly Peak | 12 | 4127.3492
Program SpecificSize: 20 kW to 199.99 kWOrange County2021February Monthly Peak | Program Specific | Size: 20 kW to 199.99 kW | Orange County | 2021 | February Monthly Peak | 2 | 3998.586
Program SpecificSize: 20 kW to 199.99 kWOrange County2021January Monthly Peak | Program Specific | Size: 20 kW to 199.99 kW | Orange County | 2021 | January Monthly Peak | 1 | 3998.586
Program SpecificSize: 20 kW to 199.99 kWOrange County2021July Monthly Peak | Program Specific | Size: 20 kW to 199.99 kW | Orange County | 2021 | July Monthly Peak | 7 | 4127.3492
Program SpecificSize: 20 kW to 199.99 kWOrange County2021June Monthly Peak | Program Specific | Size: 20 kW to 199.99 kW | Orange County | 2021 | June Monthly Peak | 6 | 4127.3492
Program SpecificSize: 20 kW to 199.99 kWOrange County2021March Monthly Peak | Program Specific | Size: 20 kW to 199.99 kW | Orange County | 2021 | March Monthly Peak | 3 | 3998.586
Program SpecificSize: 20 kW to 199.99 kWOrange County2021May Monthly Peak | Program Specific | Size: 20 kW to 199.99 kW | Orange County | 2021 | May Monthly Peak | 5 | 4127.3492
Program SpecificSize: 20 kW to 199.99 kWOrange County2021November Monthly Peak | Program Specific | Size: 20 kW to 199.99 kW | Orange County | 2021 | November Monthly Peak | 11 | 4127.3492
Program SpecificSize: 20 kW to 199.99 kWOrange County2021October Monthly Peak | Program Specific | Size: 20 kW to 199.99 kW | Orange County | 2021 | October Monthly Peak | 10 | 4127.3492
Program SpecificSize: 20 kW to 199.99 kWOrange County2021September Monthly Peak | Program Specific | Size: 20 kW to 199.99 kW | Orange County | 2021 | September Monthly Peak | 9 | 4127.3492
Program SpecificSize: 20 kW to 199.99 kWOrange County2021Typical Event Day | Program Specific | Size: 20 kW to 199.99 kW | Orange County | 2021 | Typical Event Day | 8 | 4127.3492
Program SpecificSize: 20 kW to 199.99 kWOrange County2022April Monthly Peak | Program Specific | Size: 20 kW to 199.99 kW | Orange County | 2022 | April Monthly Peak | 4 | 4260.2588
Program SpecificSize: 20 kW to 199.99 kWOrange County2022August Monthly Peak | Program Specific | Size: 20 kW to 199.99 kW | Orange County | 2022 | August Monthly Peak | 8 | 4260.2588
Program SpecificSize: 20 kW to 199.99 kWOrange County2022December Monthly Peak | Program Specific | Size: 20 kW to 199.99 kW | Orange County | 2022 | December Monthly Peak | 12 | 4260.2588
Program SpecificSize: 20 kW to 199.99 kWOrange County2022February Monthly Peak | Program Specific | Size: 20 kW to 199.99 kW | Orange County | 2022 | February Monthly Peak | 2 | 4127.3492
Program SpecificSize: 20 kW to 199.99 kWOrange County2022January Monthly Peak | Program Specific | Size: 20 kW to 199.99 kW | Orange County | 2022 | January Monthly Peak | 1 | 4127.3492
Program SpecificSize: 20 kW to 199.99 kWOrange County2022July Monthly Peak | Program Specific | Size: 20 kW to 199.99 kW | Orange County | 2022 | July Monthly Peak | 7 | 4260.2588
Program SpecificSize: 20 kW to 199.99 kWOrange County2022June Monthly Peak | Program Specific | Size: 20 kW to 199.99 kW | Orange County | 2022 | June Monthly Peak | 6 | 4260.2588
Program SpecificSize: 20 kW to 199.99 kWOrange County2022March Monthly Peak | Program Specific | Size: 20 kW to 199.99 kW | Orange County | 2022 | March Monthly Peak | 3 | 4127.3492
Program SpecificSize: 20 kW to 199.99 kWOrange County2022May Monthly Peak | Program Specific | Size: 20 kW to 199.99 kW | Orange County | 2022 | May Monthly Peak | 5 | 4260.2588
Program SpecificSize: 20 kW to 199.99 kWOrange County2022November Monthly Peak | Program Specific | Size: 20 kW to 199.99 kW | Orange County | 2022 | November Monthly Peak | 11 | 4260.2588
Program SpecificSize: 20 kW to 199.99 kWOrange County2022October Monthly Peak | Program Specific | Size: 20 kW to 199.99 kW | Orange County | 2022 | October Monthly Peak | 10 | 4260.2588
Program SpecificSize: 20 kW to 199.99 kWOrange County2022September Monthly Peak | Program Specific | Size: 20 kW to 199.99 kW | Orange County | 2022 | September Monthly Peak | 9 | 4260.2588
Program SpecificSize: 20 kW to 199.99 kWOrange County2022Typical Event Day | Program Specific | Size: 20 kW to 199.99 kW | Orange County | 2022 | Typical Event Day | 8 | 4260.2588
Program SpecificSize: 20 kW to 199.99 kWOrange County2023April Monthly Peak | Program Specific | Size: 20 kW to 199.99 kW | Orange County | 2023 | April Monthly Peak | 4 | 4397.4485
Program SpecificSize: 20 kW to 199.99 kWOrange County2023August Monthly Peak | Program Specific | Size: 20 kW to 199.99 kW | Orange County | 2023 | August Monthly Peak | 8 | 4397.4485
Program SpecificSize: 20 kW to 199.99 kWOrange County2023December Monthly Peak | Program Specific | Size: 20 kW to 199.99 kW | Orange County | 2023 | December Monthly Peak | 12 | 4397.4485
Program SpecificSize: 20 kW to 199.99 kWOrange County2023February Monthly Peak | Program Specific | Size: 20 kW to 199.99 kW | Orange County | 2023 | February Monthly Peak | 2 | 4260.2588
Program SpecificSize: 20 kW to 199.99 kWOrange County2023January Monthly Peak | Program Specific | Size: 20 kW to 199.99 kW | Orange County | 2023 | January Monthly Peak | 1 | 4260.2588
Program SpecificSize: 20 kW to 199.99 kWOrange County2023July Monthly Peak | Program Specific | Size: 20 kW to 199.99 kW | Orange County | 2023 | July Monthly Peak | 7 | 4397.4485
Program SpecificSize: 20 kW to 199.99 kWOrange County2023June Monthly Peak | Program Specific | Size: 20 kW to 199.99 kW | Orange County | 2023 | June Monthly Peak | 6 | 4397.4485
Program SpecificSize: 20 kW to 199.99 kWOrange County2023March Monthly Peak | Program Specific | Size: 20 kW to 199.99 kW | Orange County | 2023 | March Monthly Peak | 3 | 4260.2588
Program SpecificSize: 20 kW to 199.99 kWOrange County2023May Monthly Peak | Program Specific | Size: 20 kW to 199.99 kW | Orange County | 2023 | May Monthly Peak | 5 | 4397.4485
Program SpecificSize: 20 kW to 199.99 kWOrange County2023November Monthly Peak | Program Specific | Size: 20 kW to 199.99 kW | Orange County | 2023 | November Monthly Peak | 11 | 4397.4485
Program SpecificSize: 20 kW to 199.99 kWOrange County2023October Monthly Peak | Program Specific | Size: 20 kW to 199.99 kW | Orange County | 2023 | October Monthly Peak | 10 | 4397.4485
Program SpecificSize: 20 kW to 199.99 kWOrange County2023September Monthly Peak | Program Specific | Size: 20 kW to 199.99 kW | Orange County | 2023 | September Monthly Peak | 9 | 4397.4485
Program SpecificSize: 20 kW to 199.99 kWOrange County2023Typical Event Day | Program Specific | Size: 20 kW to 199.99 kW | Orange County | 2023 | Typical Event Day | 8 | 4397.4485
Program SpecificSize: 20 kW to 199.99 kWOrange County2024April Monthly Peak | Program Specific | Size: 20 kW to 199.99 kW | Orange County | 2024 | April Monthly Peak | 4 | 4539.0559
Program SpecificSize: 20 kW to 199.99 kWOrange County2024August Monthly Peak | Program Specific | Size: 20 kW to 199.99 kW | Orange County | 2024 | August Monthly Peak | 8 | 4539.0559
Program SpecificSize: 20 kW to 199.99 kWOrange County2024December Monthly Peak | Program Specific | Size: 20 kW to 199.99 kW | Orange County | 2024 | December Monthly Peak | 12 | 4539.0559
Program SpecificSize: 20 kW to 199.99 kWOrange County2024February Monthly Peak | Program Specific | Size: 20 kW to 199.99 kW | Orange County | 2024 | February Monthly Peak | 2 | 4397.4485
Program SpecificSize: 20 kW to 199.99 kWOrange County2024January Monthly Peak | Program Specific | Size: 20 kW to 199.99 kW | Orange County | 2024 | January Monthly Peak | 1 | 4397.4485
Program SpecificSize: 20 kW to 199.99 kWOrange County2024July Monthly Peak | Program Specific | Size: 20 kW to 199.99 kW | Orange County | 2024 | July Monthly Peak | 7 | 4539.0559
Program SpecificSize: 20 kW to 199.99 kWOrange County2024June Monthly Peak | Program Specific | Size: 20 kW to 199.99 kW | Orange County | 2024 | June Monthly Peak | 6 | 4539.0559
Program SpecificSize: 20 kW to 199.99 kWOrange County2024March Monthly Peak | Program Specific | Size: 20 kW to 199.99 kW | Orange County | 2024 | March Monthly Peak | 3 | 4397.4485
Program SpecificSize: 20 kW to 199.99 kWOrange County2024May Monthly Peak | Program Specific | Size: 20 kW to 199.99 kW | Orange County | 2024 | May Monthly Peak | 5 | 4539.0559
Program SpecificSize: 20 kW to 199.99 kWOrange County2024November Monthly Peak | Program Specific | Size: 20 kW to 199.99 kW | Orange County | 2024 | November Monthly Peak | 11 | 4539.0559
Program SpecificSize: 20 kW to 199.99 kWOrange County2024October Monthly Peak | Program Specific | Size: 20 kW to 199.99 kW | Orange County | 2024 | October Monthly Peak | 10 | 4539.0559
Program SpecificSize: 20 kW to 199.99 kWOrange County2024September Monthly Peak | Program Specific | Size: 20 kW to 199.99 kW | Orange County | 2024 | September Monthly Peak | 9 | 4539.0559
Program SpecificSize: 20 kW to 199.99 kWOrange County2024Typical Event Day | Program Specific | Size: 20 kW to 199.99 kW | Orange County | 2024 | Typical Event Day | 8 | 4539.0559
Program SpecificSize: 20 kW to 199.99 kWOrange County2025April Monthly Peak | Program Specific | Size: 20 kW to 199.99 kW | Orange County | 2025 | April Monthly Peak | 4 | 4685.2234
Program SpecificSize: 20 kW to 199.99 kWOrange County2025August Monthly Peak | Program Specific | Size: 20 kW to 199.99 kW | Orange County | 2025 | August Monthly Peak | 8 | 4685.2234
Program SpecificSize: 20 kW to 199.99 kWOrange County2025December Monthly Peak | Program Specific | Size: 20 kW to 199.99 kW | Orange County | 2025 | December Monthly Peak | 12 | 4685.2234
Program SpecificSize: 20 kW to 199.99 kWOrange County2025February Monthly Peak | Program Specific | Size: 20 kW to 199.99 kW | Orange County | 2025 | February Monthly Peak | 2 | 4539.0559
Program SpecificSize: 20 kW to 199.99 kWOrange County2025January Monthly Peak | Program Specific | Size: 20 kW to 199.99 kW | Orange County | 2025 | January Monthly Peak | 1 | 4539.0559
Program SpecificSize: 20 kW to 199.99 kWOrange County2025July Monthly Peak | Program Specific | Size: 20 kW to 199.99 kW | Orange County | 2025 | July Monthly Peak | 7 | 4685.2234
Program SpecificSize: 20 kW to 199.99 kWOrange County2025June Monthly Peak | Program Specific | Size: 20 kW to 199.99 kW | Orange County | 2025 | June Monthly Peak | 6 | 4685.2234
Program SpecificSize: 20 kW to 199.99 kWOrange County2025March Monthly Peak | Program Specific | Size: 20 kW to 199.99 kW | Orange County | 2025 | March Monthly Peak | 3 | 4539.0559
Program SpecificSize: 20 kW to 199.99 kWOrange County2025May Monthly Peak | Program Specific | Size: 20 kW to 199.99 kW | Orange County | 2025 | May Monthly Peak | 5 | 4685.2234
Program SpecificSize: 20 kW to 199.99 kWOrange County2025November Monthly Peak | Program Specific | Size: 20 kW to 199.99 kW | Orange County | 2025 | November Monthly Peak | 11 | 4685.2234
Program SpecificSize: 20 kW to 199.99 kWOrange County2025October Monthly Peak | Program Specific | Size: 20 kW to 199.99 kW | Orange County | 2025 | October Monthly Peak | 10 | 4685.2234
Program SpecificSize: 20 kW to 199.99 kWOrange County2025September Monthly Peak | Program Specific | Size: 20 kW to 199.99 kW | Orange County | 2025 | September Monthly Peak | 9 | 4685.2234
Program SpecificSize: 20 kW to 199.99 kWOrange County2025Typical Event Day | Program Specific | Size: 20 kW to 199.99 kW | Orange County | 2025 | Typical Event Day | 8 | 4685.2234
Program SpecificSize: 20 kW to 199.99 kWOther2015April Monthly Peak | Program Specific | Size: 20 kW to 199.99 kW | Other | 2015 | April Monthly Peak | 4 | 0
Program SpecificSize: 20 kW to 199.99 kWOther2015August Monthly Peak | Program Specific | Size: 20 kW to 199.99 kW | Other | 2015 | August Monthly Peak | 8 | 0
Program SpecificSize: 20 kW to 199.99 kWOther2015December Monthly Peak | Program Specific | Size: 20 kW to 199.99 kW | Other | 2015 | December Monthly Peak | 12 | 0
Program SpecificSize: 20 kW to 199.99 kWOther2015February Monthly Peak | Program Specific | Size: 20 kW to 199.99 kW | Other | 2015 | February Monthly Peak | 2 | 0
Program SpecificSize: 20 kW to 199.99 kWOther2015January Monthly Peak | Program Specific | Size: 20 kW to 199.99 kW | Other | 2015 | January Monthly Peak | 1 | 0
Program SpecificSize: 20 kW to 199.99 kWOther2015July Monthly Peak | Program Specific | Size: 20 kW to 199.99 kW | Other | 2015 | July Monthly Peak | 7 | 0
Program SpecificSize: 20 kW to 199.99 kWOther2015June Monthly Peak | Program Specific | Size: 20 kW to 199.99 kW | Other | 2015 | June Monthly Peak | 6 | 0
Program SpecificSize: 20 kW to 199.99 kWOther2015March Monthly Peak | Program Specific | Size: 20 kW to 199.99 kW | Other | 2015 | March Monthly Peak | 3 | 0
Program SpecificSize: 20 kW to 199.99 kWOther2015May Monthly Peak | Program Specific | Size: 20 kW to 199.99 kW | Other | 2015 | May Monthly Peak | 5 | 0
Program SpecificSize: 20 kW to 199.99 kWOther2015November Monthly Peak | Program Specific | Size: 20 kW to 199.99 kW | Other | 2015 | November Monthly Peak | 11 | 0
Program SpecificSize: 20 kW to 199.99 kWOther2015October Monthly Peak | Program Specific | Size: 20 kW to 199.99 kW | Other | 2015 | October Monthly Peak | 10 | 0
Program SpecificSize: 20 kW to 199.99 kWOther2015September Monthly Peak | Program Specific | Size: 20 kW to 199.99 kW | Other | 2015 | September Monthly Peak | 9 | 0
Program SpecificSize: 20 kW to 199.99 kWOther2015Typical Event Day | Program Specific | Size: 20 kW to 199.99 kW | Other | 2015 | Typical Event Day | 8 | 0
Program SpecificSize: 20 kW to 199.99 kWOther2016April Monthly Peak | Program Specific | Size: 20 kW to 199.99 kW | Other | 2016 | April Monthly Peak | 4 | 0
Program SpecificSize: 20 kW to 199.99 kWOther2016August Monthly Peak | Program Specific | Size: 20 kW to 199.99 kW | Other | 2016 | August Monthly Peak | 8 | 0
Program SpecificSize: 20 kW to 199.99 kWOther2016December Monthly Peak | Program Specific | Size: 20 kW to 199.99 kW | Other | 2016 | December Monthly Peak | 12 | 0
Program SpecificSize: 20 kW to 199.99 kWOther2016February Monthly Peak | Program Specific | Size: 20 kW to 199.99 kW | Other | 2016 | February Monthly Peak | 2 | 0
Program SpecificSize: 20 kW to 199.99 kWOther2016January Monthly Peak | Program Specific | Size: 20 kW to 199.99 kW | Other | 2016 | January Monthly Peak | 1 | 0
Program SpecificSize: 20 kW to 199.99 kWOther2016July Monthly Peak | Program Specific | Size: 20 kW to 199.99 kW | Other | 2016 | July Monthly Peak | 7 | 0
Program SpecificSize: 20 kW to 199.99 kWOther2016June Monthly Peak | Program Specific | Size: 20 kW to 199.99 kW | Other | 2016 | June Monthly Peak | 6 | 0
Program SpecificSize: 20 kW to 199.99 kWOther2016March Monthly Peak | Program Specific | Size: 20 kW to 199.99 kW | Other | 2016 | March Monthly Peak | 3 | 0
Program SpecificSize: 20 kW to 199.99 kWOther2016May Monthly Peak | Program Specific | Size: 20 kW to 199.99 kW | Other | 2016 | May Monthly Peak | 5 | 0
Program SpecificSize: 20 kW to 199.99 kWOther2016November Monthly Peak | Program Specific | Size: 20 kW to 199.99 kW | Other | 2016 | November Monthly Peak | 11 | 0
Program SpecificSize: 20 kW to 199.99 kWOther2016October Monthly Peak | Program Specific | Size: 20 kW to 199.99 kW | Other | 2016 | October Monthly Peak | 10 | 0
Program SpecificSize: 20 kW to 199.99 kWOther2016September Monthly Peak | Program Specific | Size: 20 kW to 199.99 kW | Other | 2016 | September Monthly Peak | 9 | 0
Program SpecificSize: 20 kW to 199.99 kWOther2016Typical Event Day | Program Specific | Size: 20 kW to 199.99 kW | Other | 2016 | Typical Event Day | 8 | 0
Program SpecificSize: 20 kW to 199.99 kWOther2017April Monthly Peak | Program Specific | Size: 20 kW to 199.99 kW | Other | 2017 | April Monthly Peak | 4 | 21099.1055
Program SpecificSize: 20 kW to 199.99 kWOther2017August Monthly Peak | Program Specific | Size: 20 kW to 199.99 kW | Other | 2017 | August Monthly Peak | 8 | 21099.1055
Program SpecificSize: 20 kW to 199.99 kWOther2017December Monthly Peak | Program Specific | Size: 20 kW to 199.99 kW | Other | 2017 | December Monthly Peak | 12 | 21099.1055
Program SpecificSize: 20 kW to 199.99 kWOther2017February Monthly Peak | Program Specific | Size: 20 kW to 199.99 kW | Other | 2017 | February Monthly Peak | 2 | 0
Program SpecificSize: 20 kW to 199.99 kWOther2017January Monthly Peak | Program Specific | Size: 20 kW to 199.99 kW | Other | 2017 | January Monthly Peak | 1 | 0
Program SpecificSize: 20 kW to 199.99 kWOther2017July Monthly Peak | Program Specific | Size: 20 kW to 199.99 kW | Other | 2017 | July Monthly Peak | 7 | 21099.1055
Program SpecificSize: 20 kW to 199.99 kWOther2017June Monthly Peak | Program Specific | Size: 20 kW to 199.99 kW | Other | 2017 | June Monthly Peak | 6 | 21099.1055
Program SpecificSize: 20 kW to 199.99 kWOther2017March Monthly Peak | Program Specific | Size: 20 kW to 199.99 kW | Other | 2017 | March Monthly Peak | 3 | 0
Program SpecificSize: 20 kW to 199.99 kWOther2017May Monthly Peak | Program Specific | Size: 20 kW to 199.99 kW | Other | 2017 | May Monthly Peak | 5 | 21099.1055
Program SpecificSize: 20 kW to 199.99 kWOther2017November Monthly Peak | Program Specific | Size: 20 kW to 199.99 kW | Other | 2017 | November Monthly Peak | 11 | 21099.1055
Program SpecificSize: 20 kW to 199.99 kWOther2017October Monthly Peak | Program Specific | Size: 20 kW to 199.99 kW | Other | 2017 | October Monthly Peak | 10 | 21099.1055
Program SpecificSize: 20 kW to 199.99 kWOther2017September Monthly Peak | Program Specific | Size: 20 kW to 199.99 kW | Other | 2017 | September Monthly Peak | 9 | 21099.1055
Program SpecificSize: 20 kW to 199.99 kWOther2017Typical Event Day | Program Specific | Size: 20 kW to 199.99 kW | Other | 2017 | Typical Event Day | 8 | 21099.1055
Program SpecificSize: 20 kW to 199.99 kWOther2018April Monthly Peak | Program Specific | Size: 20 kW to 199.99 kW | Other | 2018 | April Monthly Peak | 4 | 8439.6422
Program SpecificSize: 20 kW to 199.99 kWOther2018August Monthly Peak | Program Specific | Size: 20 kW to 199.99 kW | Other | 2018 | August Monthly Peak | 8 | 8439.6422
Program SpecificSize: 20 kW to 199.99 kWOther2018December Monthly Peak | Program Specific | Size: 20 kW to 199.99 kW | Other | 2018 | December Monthly Peak | 12 | 8439.6422
Program SpecificSize: 20 kW to 199.99 kWOther2018February Monthly Peak | Program Specific | Size: 20 kW to 199.99 kW | Other | 2018 | February Monthly Peak | 2 | 21099.1055
Program SpecificSize: 20 kW to 199.99 kWOther2018January Monthly Peak | Program Specific | Size: 20 kW to 199.99 kW | Other | 2018 | January Monthly Peak | 1 | 21099.1055
Program SpecificSize: 20 kW to 199.99 kWOther2018July Monthly Peak | Program Specific | Size: 20 kW to 199.99 kW | Other | 2018 | July Monthly Peak | 7 | 8439.6422
Program SpecificSize: 20 kW to 199.99 kWOther2018June Monthly Peak | Program Specific | Size: 20 kW to 199.99 kW | Other | 2018 | June Monthly Peak | 6 | 8439.6422
Program SpecificSize: 20 kW to 199.99 kWOther2018March Monthly Peak | Program Specific | Size: 20 kW to 199.99 kW | Other | 2018 | March Monthly Peak | 3 | 21099.1055
Program SpecificSize: 20 kW to 199.99 kWOther2018May Monthly Peak | Program Specific | Size: 20 kW to 199.99 kW | Other | 2018 | May Monthly Peak | 5 | 8439.6422
Program SpecificSize: 20 kW to 199.99 kWOther2018November Monthly Peak | Program Specific | Size: 20 kW to 199.99 kW | Other | 2018 | November Monthly Peak | 11 | 8439.6422
Program SpecificSize: 20 kW to 199.99 kWOther2018October Monthly Peak | Program Specific | Size: 20 kW to 199.99 kW | Other | 2018 | October Monthly Peak | 10 | 8439.6422
Program SpecificSize: 20 kW to 199.99 kWOther2018September Monthly Peak | Program Specific | Size: 20 kW to 199.99 kW | Other | 2018 | September Monthly Peak | 9 | 8439.6422
Program SpecificSize: 20 kW to 199.99 kWOther2018Typical Event Day | Program Specific | Size: 20 kW to 199.99 kW | Other | 2018 | Typical Event Day | 8 | 8439.6422
Program SpecificSize: 20 kW to 199.99 kWOther2019April Monthly Peak | Program Specific | Size: 20 kW to 199.99 kW | Other | 2019 | April Monthly Peak | 4 | 8711.4171
Program SpecificSize: 20 kW to 199.99 kWOther2019August Monthly Peak | Program Specific | Size: 20 kW to 199.99 kW | Other | 2019 | August Monthly Peak | 8 | 8711.4171
Program SpecificSize: 20 kW to 199.99 kWOther2019December Monthly Peak | Program Specific | Size: 20 kW to 199.99 kW | Other | 2019 | December Monthly Peak | 12 | 8711.4171
Program SpecificSize: 20 kW to 199.99 kWOther2019February Monthly Peak | Program Specific | Size: 20 kW to 199.99 kW | Other | 2019 | February Monthly Peak | 2 | 8439.6422
Program SpecificSize: 20 kW to 199.99 kWOther2019January Monthly Peak | Program Specific | Size: 20 kW to 199.99 kW | Other | 2019 | January Monthly Peak | 1 | 8439.6422
Program SpecificSize: 20 kW to 199.99 kWOther2019July Monthly Peak | Program Specific | Size: 20 kW to 199.99 kW | Other | 2019 | July Monthly Peak | 7 | 8711.4171
Program SpecificSize: 20 kW to 199.99 kWOther2019June Monthly Peak | Program Specific | Size: 20 kW to 199.99 kW | Other | 2019 | June Monthly Peak | 6 | 8711.4171
Program SpecificSize: 20 kW to 199.99 kWOther2019March Monthly Peak | Program Specific | Size: 20 kW to 199.99 kW | Other | 2019 | March Monthly Peak | 3 | 8439.6422
Program SpecificSize: 20 kW to 199.99 kWOther2019May Monthly Peak | Program Specific | Size: 20 kW to 199.99 kW | Other | 2019 | May Monthly Peak | 5 | 8711.4171
Program SpecificSize: 20 kW to 199.99 kWOther2019November Monthly Peak | Program Specific | Size: 20 kW to 199.99 kW | Other | 2019 | November Monthly Peak | 11 | 8711.4171
Program SpecificSize: 20 kW to 199.99 kWOther2019October Monthly Peak | Program Specific | Size: 20 kW to 199.99 kW | Other | 2019 | October Monthly Peak | 10 | 8711.4171
Program SpecificSize: 20 kW to 199.99 kWOther2019September Monthly Peak | Program Specific | Size: 20 kW to 199.99 kW | Other | 2019 | September Monthly Peak | 9 | 8711.4171
Program SpecificSize: 20 kW to 199.99 kWOther2019Typical Event Day | Program Specific | Size: 20 kW to 199.99 kW | Other | 2019 | Typical Event Day | 8 | 8711.4171
Program SpecificSize: 20 kW to 199.99 kWOther2020April Monthly Peak | Program Specific | Size: 20 kW to 199.99 kW | Other | 2020 | April Monthly Peak | 4 | 8991.9437
Program SpecificSize: 20 kW to 199.99 kWOther2020August Monthly Peak | Program Specific | Size: 20 kW to 199.99 kW | Other | 2020 | August Monthly Peak | 8 | 8991.9437
Program SpecificSize: 20 kW to 199.99 kWOther2020December Monthly Peak | Program Specific | Size: 20 kW to 199.99 kW | Other | 2020 | December Monthly Peak | 12 | 8991.9437
Program SpecificSize: 20 kW to 199.99 kWOther2020February Monthly Peak | Program Specific | Size: 20 kW to 199.99 kW | Other | 2020 | February Monthly Peak | 2 | 8711.4171
Program SpecificSize: 20 kW to 199.99 kWOther2020January Monthly Peak | Program Specific | Size: 20 kW to 199.99 kW | Other | 2020 | January Monthly Peak | 1 | 8711.4171
Program SpecificSize: 20 kW to 199.99 kWOther2020July Monthly Peak | Program Specific | Size: 20 kW to 199.99 kW | Other | 2020 | July Monthly Peak | 7 | 8991.9437
Program SpecificSize: 20 kW to 199.99 kWOther2020June Monthly Peak | Program Specific | Size: 20 kW to 199.99 kW | Other | 2020 | June Monthly Peak | 6 | 8991.9437
Program SpecificSize: 20 kW to 199.99 kWOther2020March Monthly Peak | Program Specific | Size: 20 kW to 199.99 kW | Other | 2020 | March Monthly Peak | 3 | 8711.4171
Program SpecificSize: 20 kW to 199.99 kWOther2020May Monthly Peak | Program Specific | Size: 20 kW to 199.99 kW | Other | 2020 | May Monthly Peak | 5 | 8991.9437
Program SpecificSize: 20 kW to 199.99 kWOther2020November Monthly Peak | Program Specific | Size: 20 kW to 199.99 kW | Other | 2020 | November Monthly Peak | 11 | 8991.9437
Program SpecificSize: 20 kW to 199.99 kWOther2020October Monthly Peak | Program Specific | Size: 20 kW to 199.99 kW | Other | 2020 | October Monthly Peak | 10 | 8991.9437
Program SpecificSize: 20 kW to 199.99 kWOther2020September Monthly Peak | Program Specific | Size: 20 kW to 199.99 kW | Other | 2020 | September Monthly Peak | 9 | 8991.9437
Program SpecificSize: 20 kW to 199.99 kWOther2020Typical Event Day | Program Specific | Size: 20 kW to 199.99 kW | Other | 2020 | Typical Event Day | 8 | 8991.9437
Program SpecificSize: 20 kW to 199.99 kWOther2021April Monthly Peak | Program Specific | Size: 20 kW to 199.99 kW | Other | 2021 | April Monthly Peak | 4 | 9281.5039
Program SpecificSize: 20 kW to 199.99 kWOther2021August Monthly Peak | Program Specific | Size: 20 kW to 199.99 kW | Other | 2021 | August Monthly Peak | 8 | 9281.5039
Program SpecificSize: 20 kW to 199.99 kWOther2021December Monthly Peak | Program Specific | Size: 20 kW to 199.99 kW | Other | 2021 | December Monthly Peak | 12 | 9281.5039
Program SpecificSize: 20 kW to 199.99 kWOther2021February Monthly Peak | Program Specific | Size: 20 kW to 199.99 kW | Other | 2021 | February Monthly Peak | 2 | 8991.9437
Program SpecificSize: 20 kW to 199.99 kWOther2021January Monthly Peak | Program Specific | Size: 20 kW to 199.99 kW | Other | 2021 | January Monthly Peak | 1 | 8991.9437
Program SpecificSize: 20 kW to 199.99 kWOther2021July Monthly Peak | Program Specific | Size: 20 kW to 199.99 kW | Other | 2021 | July Monthly Peak | 7 | 9281.5039
Program SpecificSize: 20 kW to 199.99 kWOther2021June Monthly Peak | Program Specific | Size: 20 kW to 199.99 kW | Other | 2021 | June Monthly Peak | 6 | 9281.5039
Program SpecificSize: 20 kW to 199.99 kWOther2021March Monthly Peak | Program Specific | Size: 20 kW to 199.99 kW | Other | 2021 | March Monthly Peak | 3 | 8991.9437
Program SpecificSize: 20 kW to 199.99 kWOther2021May Monthly Peak | Program Specific | Size: 20 kW to 199.99 kW | Other | 2021 | May Monthly Peak | 5 | 9281.5039
Program SpecificSize: 20 kW to 199.99 kWOther2021November Monthly Peak | Program Specific | Size: 20 kW to 199.99 kW | Other | 2021 | November Monthly Peak | 11 | 9281.5039
Program SpecificSize: 20 kW to 199.99 kWOther2021October Monthly Peak | Program Specific | Size: 20 kW to 199.99 kW | Other | 2021 | October Monthly Peak | 10 | 9281.5039
Program SpecificSize: 20 kW to 199.99 kWOther2021September Monthly Peak | Program Specific | Size: 20 kW to 199.99 kW | Other | 2021 | September Monthly Peak | 9 | 9281.5039
Program SpecificSize: 20 kW to 199.99 kWOther2021Typical Event Day | Program Specific | Size: 20 kW to 199.99 kW | Other | 2021 | Typical Event Day | 8 | 9281.5039
Program SpecificSize: 20 kW to 199.99 kWOther2022April Monthly Peak | Program Specific | Size: 20 kW to 199.99 kW | Other | 2022 | April Monthly Peak | 4 | 9580.3886
Program SpecificSize: 20 kW to 199.99 kWOther2022August Monthly Peak | Program Specific | Size: 20 kW to 199.99 kW | Other | 2022 | August Monthly Peak | 8 | 9580.3886
Program SpecificSize: 20 kW to 199.99 kWOther2022December Monthly Peak | Program Specific | Size: 20 kW to 199.99 kW | Other | 2022 | December Monthly Peak | 12 | 9580.3886
Program SpecificSize: 20 kW to 199.99 kWOther2022February Monthly Peak | Program Specific | Size: 20 kW to 199.99 kW | Other | 2022 | February Monthly Peak | 2 | 9281.5039
Program SpecificSize: 20 kW to 199.99 kWOther2022January Monthly Peak | Program Specific | Size: 20 kW to 199.99 kW | Other | 2022 | January Monthly Peak | 1 | 9281.5039
Program SpecificSize: 20 kW to 199.99 kWOther2022July Monthly Peak | Program Specific | Size: 20 kW to 199.99 kW | Other | 2022 | July Monthly Peak | 7 | 9580.3886
Program SpecificSize: 20 kW to 199.99 kWOther2022June Monthly Peak | Program Specific | Size: 20 kW to 199.99 kW | Other | 2022 | June Monthly Peak | 6 | 9580.3886
Program SpecificSize: 20 kW to 199.99 kWOther2022March Monthly Peak | Program Specific | Size: 20 kW to 199.99 kW | Other | 2022 | March Monthly Peak | 3 | 9281.5039
Program SpecificSize: 20 kW to 199.99 kWOther2022May Monthly Peak | Program Specific | Size: 20 kW to 199.99 kW | Other | 2022 | May Monthly Peak | 5 | 9580.3886
Program SpecificSize: 20 kW to 199.99 kWOther2022November Monthly Peak | Program Specific | Size: 20 kW to 199.99 kW | Other | 2022 | November Monthly Peak | 11 | 9580.3886
Program SpecificSize: 20 kW to 199.99 kWOther2022October Monthly Peak | Program Specific | Size: 20 kW to 199.99 kW | Other | 2022 | October Monthly Peak | 10 | 9580.3886
Program SpecificSize: 20 kW to 199.99 kWOther2022September Monthly Peak | Program Specific | Size: 20 kW to 199.99 kW | Other | 2022 | September Monthly Peak | 9 | 9580.3886
Program SpecificSize: 20 kW to 199.99 kWOther2022Typical Event Day | Program Specific | Size: 20 kW to 199.99 kW | Other | 2022 | Typical Event Day | 8 | 9580.3886
Program SpecificSize: 20 kW to 199.99 kWOther2023April Monthly Peak | Program Specific | Size: 20 kW to 199.99 kW | Other | 2023 | April Monthly Peak | 4 | 9888.898
Program SpecificSize: 20 kW to 199.99 kWOther2023August Monthly Peak | Program Specific | Size: 20 kW to 199.99 kW | Other | 2023 | August Monthly Peak | 8 | 9888.898
Program SpecificSize: 20 kW to 199.99 kWOther2023December Monthly Peak | Program Specific | Size: 20 kW to 199.99 kW | Other | 2023 | December Monthly Peak | 12 | 9888.898
Program SpecificSize: 20 kW to 199.99 kWOther2023February Monthly Peak | Program Specific | Size: 20 kW to 199.99 kW | Other | 2023 | February Monthly Peak | 2 | 9580.3886
Program SpecificSize: 20 kW to 199.99 kWOther2023January Monthly Peak | Program Specific | Size: 20 kW to 199.99 kW | Other | 2023 | January Monthly Peak | 1 | 9580.3886
Program SpecificSize: 20 kW to 199.99 kWOther2023July Monthly Peak | Program Specific | Size: 20 kW to 199.99 kW | Other | 2023 | July Monthly Peak | 7 | 9888.898
Program SpecificSize: 20 kW to 199.99 kWOther2023June Monthly Peak | Program Specific | Size: 20 kW to 199.99 kW | Other | 2023 | June Monthly Peak | 6 | 9888.898
Program SpecificSize: 20 kW to 199.99 kWOther2023March Monthly Peak | Program Specific | Size: 20 kW to 199.99 kW | Other | 2023 | March Monthly Peak | 3 | 9580.3886
Program SpecificSize: 20 kW to 199.99 kWOther2023May Monthly Peak | Program Specific | Size: 20 kW to 199.99 kW | Other | 2023 | May Monthly Peak | 5 | 9888.898
Program SpecificSize: 20 kW to 199.99 kWOther2023November Monthly Peak | Program Specific | Size: 20 kW to 199.99 kW | Other | 2023 | November Monthly Peak | 11 | 9888.898
Program SpecificSize: 20 kW to 199.99 kWOther2023October Monthly Peak | Program Specific | Size: 20 kW to 199.99 kW | Other | 2023 | October Monthly Peak | 10 | 9888.898
Program SpecificSize: 20 kW to 199.99 kWOther2023September Monthly Peak | Program Specific | Size: 20 kW to 199.99 kW | Other | 2023 | September Monthly Peak | 9 | 9888.898
Program SpecificSize: 20 kW to 199.99 kWOther2023Typical Event Day | Program Specific | Size: 20 kW to 199.99 kW | Other | 2023 | Typical Event Day | 8 | 9888.898
Program SpecificSize: 20 kW to 199.99 kWOther2024April Monthly Peak | Program Specific | Size: 20 kW to 199.99 kW | Other | 2024 | April Monthly Peak | 4 | 10207.342
Program SpecificSize: 20 kW to 199.99 kWOther2024August Monthly Peak | Program Specific | Size: 20 kW to 199.99 kW | Other | 2024 | August Monthly Peak | 8 | 10207.342
Program SpecificSize: 20 kW to 199.99 kWOther2024December Monthly Peak | Program Specific | Size: 20 kW to 199.99 kW | Other | 2024 | December Monthly Peak | 12 | 10207.342
Program SpecificSize: 20 kW to 199.99 kWOther2024February Monthly Peak | Program Specific | Size: 20 kW to 199.99 kW | Other | 2024 | February Monthly Peak | 2 | 9888.898
Program SpecificSize: 20 kW to 199.99 kWOther2024January Monthly Peak | Program Specific | Size: 20 kW to 199.99 kW | Other | 2024 | January Monthly Peak | 1 | 9888.898
Program SpecificSize: 20 kW to 199.99 kWOther2024July Monthly Peak | Program Specific | Size: 20 kW to 199.99 kW | Other | 2024 | July Monthly Peak | 7 | 10207.342
Program SpecificSize: 20 kW to 199.99 kWOther2024June Monthly Peak | Program Specific | Size: 20 kW to 199.99 kW | Other | 2024 | June Monthly Peak | 6 | 10207.342
Program SpecificSize: 20 kW to 199.99 kWOther2024March Monthly Peak | Program Specific | Size: 20 kW to 199.99 kW | Other | 2024 | March Monthly Peak | 3 | 9888.898
Program SpecificSize: 20 kW to 199.99 kWOther2024May Monthly Peak | Program Specific | Size: 20 kW to 199.99 kW | Other | 2024 | May Monthly Peak | 5 | 10207.342
Program SpecificSize: 20 kW to 199.99 kWOther2024November Monthly Peak | Program Specific | Size: 20 kW to 199.99 kW | Other | 2024 | November Monthly Peak | 11 | 10207.342
Program SpecificSize: 20 kW to 199.99 kWOther2024October Monthly Peak | Program Specific | Size: 20 kW to 199.99 kW | Other | 2024 | October Monthly Peak | 10 | 10207.342
Program SpecificSize: 20 kW to 199.99 kWOther2024September Monthly Peak | Program Specific | Size: 20 kW to 199.99 kW | Other | 2024 | September Monthly Peak | 9 | 10207.342
Program SpecificSize: 20 kW to 199.99 kWOther2024Typical Event Day | Program Specific | Size: 20 kW to 199.99 kW | Other | 2024 | Typical Event Day | 8 | 10207.342
Program SpecificSize: 20 kW to 199.99 kWOther2025April Monthly Peak | Program Specific | Size: 20 kW to 199.99 kW | Other | 2025 | April Monthly Peak | 4 | 10536.0407
Program SpecificSize: 20 kW to 199.99 kWOther2025August Monthly Peak | Program Specific | Size: 20 kW to 199.99 kW | Other | 2025 | August Monthly Peak | 8 | 10536.0407
Program SpecificSize: 20 kW to 199.99 kWOther2025December Monthly Peak | Program Specific | Size: 20 kW to 199.99 kW | Other | 2025 | December Monthly Peak | 12 | 10536.0407
Program SpecificSize: 20 kW to 199.99 kWOther2025February Monthly Peak | Program Specific | Size: 20 kW to 199.99 kW | Other | 2025 | February Monthly Peak | 2 | 10207.342
Program SpecificSize: 20 kW to 199.99 kWOther2025January Monthly Peak | Program Specific | Size: 20 kW to 199.99 kW | Other | 2025 | January Monthly Peak | 1 | 10207.342
Program SpecificSize: 20 kW to 199.99 kWOther2025July Monthly Peak | Program Specific | Size: 20 kW to 199.99 kW | Other | 2025 | July Monthly Peak | 7 | 10536.0407
Program SpecificSize: 20 kW to 199.99 kWOther2025June Monthly Peak | Program Specific | Size: 20 kW to 199.99 kW | Other | 2025 | June Monthly Peak | 6 | 10536.0407
Program SpecificSize: 20 kW to 199.99 kWOther2025March Monthly Peak | Program Specific | Size: 20 kW to 199.99 kW | Other | 2025 | March Monthly Peak | 3 | 10207.342
Program SpecificSize: 20 kW to 199.99 kWOther2025May Monthly Peak | Program Specific | Size: 20 kW to 199.99 kW | Other | 2025 | May Monthly Peak | 5 | 10536.0407
Program SpecificSize: 20 kW to 199.99 kWOther2025November Monthly Peak | Program Specific | Size: 20 kW to 199.99 kW | Other | 2025 | November Monthly Peak | 11 | 10536.0407
Program SpecificSize: 20 kW to 199.99 kWOther2025October Monthly Peak | Program Specific | Size: 20 kW to 199.99 kW | Other | 2025 | October Monthly Peak | 10 | 10536.0407
Program SpecificSize: 20 kW to 199.99 kWOther2025September Monthly Peak | Program Specific | Size: 20 kW to 199.99 kW | Other | 2025 | September Monthly Peak | 9 | 10536.0407
Program SpecificSize: 20 kW to 199.99 kWOther2025Typical Event Day | Program Specific | Size: 20 kW to 199.99 kW | Other | 2025 | Typical Event Day | 8 | 10536.0407
Program SpecificSize: 20 kW to 199.99 kWSouth of Lugo2015April Monthly Peak | Program Specific | Size: 20 kW to 199.99 kW | South of Lugo | 2015 | April Monthly Peak | 4 | 0
Program SpecificSize: 20 kW to 199.99 kWSouth of Lugo2015August Monthly Peak | Program Specific | Size: 20 kW to 199.99 kW | South of Lugo | 2015 | August Monthly Peak | 8 | 0
Program SpecificSize: 20 kW to 199.99 kWSouth of Lugo2015December Monthly Peak | Program Specific | Size: 20 kW to 199.99 kW | South of Lugo | 2015 | December Monthly Peak | 12 | 0
Program SpecificSize: 20 kW to 199.99 kWSouth of Lugo2015February Monthly Peak | Program Specific | Size: 20 kW to 199.99 kW | South of Lugo | 2015 | February Monthly Peak | 2 | 0
Program SpecificSize: 20 kW to 199.99 kWSouth of Lugo2015January Monthly Peak | Program Specific | Size: 20 kW to 199.99 kW | South of Lugo | 2015 | January Monthly Peak | 1 | 0
Program SpecificSize: 20 kW to 199.99 kWSouth of Lugo2015July Monthly Peak | Program Specific | Size: 20 kW to 199.99 kW | South of Lugo | 2015 | July Monthly Peak | 7 | 0
Program SpecificSize: 20 kW to 199.99 kWSouth of Lugo2015June Monthly Peak | Program Specific | Size: 20 kW to 199.99 kW | South of Lugo | 2015 | June Monthly Peak | 6 | 0
Program SpecificSize: 20 kW to 199.99 kWSouth of Lugo2015March Monthly Peak | Program Specific | Size: 20 kW to 199.99 kW | South of Lugo | 2015 | March Monthly Peak | 3 | 0
Program SpecificSize: 20 kW to 199.99 kWSouth of Lugo2015May Monthly Peak | Program Specific | Size: 20 kW to 199.99 kW | South of Lugo | 2015 | May Monthly Peak | 5 | 0
Program SpecificSize: 20 kW to 199.99 kWSouth of Lugo2015November Monthly Peak | Program Specific | Size: 20 kW to 199.99 kW | South of Lugo | 2015 | November Monthly Peak | 11 | 0
Program SpecificSize: 20 kW to 199.99 kWSouth of Lugo2015October Monthly Peak | Program Specific | Size: 20 kW to 199.99 kW | South of Lugo | 2015 | October Monthly Peak | 10 | 0
Program SpecificSize: 20 kW to 199.99 kWSouth of Lugo2015September Monthly Peak | Program Specific | Size: 20 kW to 199.99 kW | South of Lugo | 2015 | September Monthly Peak | 9 | 0
Program SpecificSize: 20 kW to 199.99 kWSouth of Lugo2015Typical Event Day | Program Specific | Size: 20 kW to 199.99 kW | South of Lugo | 2015 | Typical Event Day | 8 | 0
Program SpecificSize: 20 kW to 199.99 kWSouth of Lugo2016April Monthly Peak | Program Specific | Size: 20 kW to 199.99 kW | South of Lugo | 2016 | April Monthly Peak | 4 | 0
Program SpecificSize: 20 kW to 199.99 kWSouth of Lugo2016August Monthly Peak | Program Specific | Size: 20 kW to 199.99 kW | South of Lugo | 2016 | August Monthly Peak | 8 | 0
Program SpecificSize: 20 kW to 199.99 kWSouth of Lugo2016December Monthly Peak | Program Specific | Size: 20 kW to 199.99 kW | South of Lugo | 2016 | December Monthly Peak | 12 | 0
Program SpecificSize: 20 kW to 199.99 kWSouth of Lugo2016February Monthly Peak | Program Specific | Size: 20 kW to 199.99 kW | South of Lugo | 2016 | February Monthly Peak | 2 | 0
Program SpecificSize: 20 kW to 199.99 kWSouth of Lugo2016January Monthly Peak | Program Specific | Size: 20 kW to 199.99 kW | South of Lugo | 2016 | January Monthly Peak | 1 | 0
Program SpecificSize: 20 kW to 199.99 kWSouth of Lugo2016July Monthly Peak | Program Specific | Size: 20 kW to 199.99 kW | South of Lugo | 2016 | July Monthly Peak | 7 | 0
Program SpecificSize: 20 kW to 199.99 kWSouth of Lugo2016June Monthly Peak | Program Specific | Size: 20 kW to 199.99 kW | South of Lugo | 2016 | June Monthly Peak | 6 | 0
Program SpecificSize: 20 kW to 199.99 kWSouth of Lugo2016March Monthly Peak | Program Specific | Size: 20 kW to 199.99 kW | South of Lugo | 2016 | March Monthly Peak | 3 | 0
Program SpecificSize: 20 kW to 199.99 kWSouth of Lugo2016May Monthly Peak | Program Specific | Size: 20 kW to 199.99 kW | South of Lugo | 2016 | May Monthly Peak | 5 | 0
Program SpecificSize: 20 kW to 199.99 kWSouth of Lugo2016November Monthly Peak | Program Specific | Size: 20 kW to 199.99 kW | South of Lugo | 2016 | November Monthly Peak | 11 | 0
Program SpecificSize: 20 kW to 199.99 kWSouth of Lugo2016October Monthly Peak | Program Specific | Size: 20 kW to 199.99 kW | South of Lugo | 2016 | October Monthly Peak | 10 | 0
Program SpecificSize: 20 kW to 199.99 kWSouth of Lugo2016September Monthly Peak | Program Specific | Size: 20 kW to 199.99 kW | South of Lugo | 2016 | September Monthly Peak | 9 | 0
Program SpecificSize: 20 kW to 199.99 kWSouth of Lugo2016Typical Event Day | Program Specific | Size: 20 kW to 199.99 kW | South of Lugo | 2016 | Typical Event Day | 8 | 0
Program SpecificSize: 20 kW to 199.99 kWSouth of Lugo2017April Monthly Peak | Program Specific | Size: 20 kW to 199.99 kW | South of Lugo | 2017 | April Monthly Peak | 4 | 4313.6789
Program SpecificSize: 20 kW to 199.99 kWSouth of Lugo2017August Monthly Peak | Program Specific | Size: 20 kW to 199.99 kW | South of Lugo | 2017 | August Monthly Peak | 8 | 4313.6789
Program SpecificSize: 20 kW to 199.99 kWSouth of Lugo2017December Monthly Peak | Program Specific | Size: 20 kW to 199.99 kW | South of Lugo | 2017 | December Monthly Peak | 12 | 4313.6789
Program SpecificSize: 20 kW to 199.99 kWSouth of Lugo2017February Monthly Peak | Program Specific | Size: 20 kW to 199.99 kW | South of Lugo | 2017 | February Monthly Peak | 2 | 0
Program SpecificSize: 20 kW to 199.99 kWSouth of Lugo2017January Monthly Peak | Program Specific | Size: 20 kW to 199.99 kW | South of Lugo | 2017 | January Monthly Peak | 1 | 0
Program SpecificSize: 20 kW to 199.99 kWSouth of Lugo2017July Monthly Peak | Program Specific | Size: 20 kW to 199.99 kW | South of Lugo | 2017 | July Monthly Peak | 7 | 4313.6789
Program SpecificSize: 20 kW to 199.99 kWSouth of Lugo2017June Monthly Peak | Program Specific | Size: 20 kW to 199.99 kW | South of Lugo | 2017 | June Monthly Peak | 6 | 4313.6789
Program SpecificSize: 20 kW to 199.99 kWSouth of Lugo2017March Monthly Peak | Program Specific | Size: 20 kW to 199.99 kW | South of Lugo | 2017 | March Monthly Peak | 3 | 0
Program SpecificSize: 20 kW to 199.99 kWSouth of Lugo2017May Monthly Peak | Program Specific | Size: 20 kW to 199.99 kW | South of Lugo | 2017 | May Monthly Peak | 5 | 4313.6789
Program SpecificSize: 20 kW to 199.99 kWSouth of Lugo2017November Monthly Peak | Program Specific | Size: 20 kW to 199.99 kW | South of Lugo | 2017 | November Monthly Peak | 11 | 4313.6789
Program SpecificSize: 20 kW to 199.99 kWSouth of Lugo2017October Monthly Peak | Program Specific | Size: 20 kW to 199.99 kW | South of Lugo | 2017 | October Monthly Peak | 10 | 4313.6789
Program SpecificSize: 20 kW to 199.99 kWSouth of Lugo2017September Monthly Peak | Program Specific | Size: 20 kW to 199.99 kW | South of Lugo | 2017 | September Monthly Peak | 9 | 4313.6789
Program SpecificSize: 20 kW to 199.99 kWSouth of Lugo2017Typical Event Day | Program Specific | Size: 20 kW to 199.99 kW | South of Lugo | 2017 | Typical Event Day | 8 | 4313.6789
Program SpecificSize: 20 kW to 199.99 kWSouth of Lugo2018April Monthly Peak | Program Specific | Size: 20 kW to 199.99 kW | South of Lugo | 2018 | April Monthly Peak | 4 | 1725.4716
Program SpecificSize: 20 kW to 199.99 kWSouth of Lugo2018August Monthly Peak | Program Specific | Size: 20 kW to 199.99 kW | South of Lugo | 2018 | August Monthly Peak | 8 | 1725.4716
Program SpecificSize: 20 kW to 199.99 kWSouth of Lugo2018December Monthly Peak | Program Specific | Size: 20 kW to 199.99 kW | South of Lugo | 2018 | December Monthly Peak | 12 | 1725.4716
Program SpecificSize: 20 kW to 199.99 kWSouth of Lugo2018February Monthly Peak | Program Specific | Size: 20 kW to 199.99 kW | South of Lugo | 2018 | February Monthly Peak | 2 | 4313.6789
Program SpecificSize: 20 kW to 199.99 kWSouth of Lugo2018January Monthly Peak | Program Specific | Size: 20 kW to 199.99 kW | South of Lugo | 2018 | January Monthly Peak | 1 | 4313.6789
Program SpecificSize: 20 kW to 199.99 kWSouth of Lugo2018July Monthly Peak | Program Specific | Size: 20 kW to 199.99 kW | South of Lugo | 2018 | July Monthly Peak | 7 | 1725.4716
Program SpecificSize: 20 kW to 199.99 kWSouth of Lugo2018June Monthly Peak | Program Specific | Size: 20 kW to 199.99 kW | South of Lugo | 2018 | June Monthly Peak | 6 | 1725.4716
Program SpecificSize: 20 kW to 199.99 kWSouth of Lugo2018March Monthly Peak | Program Specific | Size: 20 kW to 199.99 kW | South of Lugo | 2018 | March Monthly Peak | 3 | 4313.6789
Program SpecificSize: 20 kW to 199.99 kWSouth of Lugo2018May Monthly Peak | Program Specific | Size: 20 kW to 199.99 kW | South of Lugo | 2018 | May Monthly Peak | 5 | 1725.4716
Program SpecificSize: 20 kW to 199.99 kWSouth of Lugo2018November Monthly Peak | Program Specific | Size: 20 kW to 199.99 kW | South of Lugo | 2018 | November Monthly Peak | 11 | 1725.4716
Program SpecificSize: 20 kW to 199.99 kWSouth of Lugo2018October Monthly Peak | Program Specific | Size: 20 kW to 199.99 kW | South of Lugo | 2018 | October Monthly Peak | 10 | 1725.4716
Program SpecificSize: 20 kW to 199.99 kWSouth of Lugo2018September Monthly Peak | Program Specific | Size: 20 kW to 199.99 kW | South of Lugo | 2018 | September Monthly Peak | 9 | 1725.4716
Program SpecificSize: 20 kW to 199.99 kWSouth of Lugo2018Typical Event Day | Program Specific | Size: 20 kW to 199.99 kW | South of Lugo | 2018 | Typical Event Day | 8 | 1725.4716
Program SpecificSize: 20 kW to 199.99 kWSouth of Lugo2019April Monthly Peak | Program Specific | Size: 20 kW to 199.99 kW | South of Lugo | 2019 | April Monthly Peak | 4 | 1781.0355
Program SpecificSize: 20 kW to 199.99 kWSouth of Lugo2019August Monthly Peak | Program Specific | Size: 20 kW to 199.99 kW | South of Lugo | 2019 | August Monthly Peak | 8 | 1781.0355
Program SpecificSize: 20 kW to 199.99 kWSouth of Lugo2019December Monthly Peak | Program Specific | Size: 20 kW to 199.99 kW | South of Lugo | 2019 | December Monthly Peak | 12 | 1781.0355
Program SpecificSize: 20 kW to 199.99 kWSouth of Lugo2019February Monthly Peak | Program Specific | Size: 20 kW to 199.99 kW | South of Lugo | 2019 | February Monthly Peak | 2 | 1725.4716
Program SpecificSize: 20 kW to 199.99 kWSouth of Lugo2019January Monthly Peak | Program Specific | Size: 20 kW to 199.99 kW | South of Lugo | 2019 | January Monthly Peak | 1 | 1725.4716
Program SpecificSize: 20 kW to 199.99 kWSouth of Lugo2019July Monthly Peak | Program Specific | Size: 20 kW to 199.99 kW | South of Lugo | 2019 | July Monthly Peak | 7 | 1781.0355
Program SpecificSize: 20 kW to 199.99 kWSouth of Lugo2019June Monthly Peak | Program Specific | Size: 20 kW to 199.99 kW | South of Lugo | 2019 | June Monthly Peak | 6 | 1781.0355
Program SpecificSize: 20 kW to 199.99 kWSouth of Lugo2019March Monthly Peak | Program Specific | Size: 20 kW to 199.99 kW | South of Lugo | 2019 | March Monthly Peak | 3 | 1725.4716
Program SpecificSize: 20 kW to 199.99 kWSouth of Lugo2019May Monthly Peak | Program Specific | Size: 20 kW to 199.99 kW | South of Lugo | 2019 | May Monthly Peak | 5 | 1781.0355
Program SpecificSize: 20 kW to 199.99 kWSouth of Lugo2019November Monthly Peak | Program Specific | Size: 20 kW to 199.99 kW | South of Lugo | 2019 | November Monthly Peak | 11 | 1781.0355
Program SpecificSize: 20 kW to 199.99 kWSouth of Lugo2019October Monthly Peak | Program Specific | Size: 20 kW to 199.99 kW | South of Lugo | 2019 | October Monthly Peak | 10 | 1781.0355
Program SpecificSize: 20 kW to 199.99 kWSouth of Lugo2019September Monthly Peak | Program Specific | Size: 20 kW to 199.99 kW | South of Lugo | 2019 | September Monthly Peak | 9 | 1781.0355
Program SpecificSize: 20 kW to 199.99 kWSouth of Lugo2019Typical Event Day | Program Specific | Size: 20 kW to 199.99 kW | South of Lugo | 2019 | Typical Event Day | 8 | 1781.0355
Program SpecificSize: 20 kW to 199.99 kWSouth of Lugo2020April Monthly Peak | Program Specific | Size: 20 kW to 199.99 kW | South of Lugo | 2020 | April Monthly Peak | 4 | 1838.3888
Program SpecificSize: 20 kW to 199.99 kWSouth of Lugo2020August Monthly Peak | Program Specific | Size: 20 kW to 199.99 kW | South of Lugo | 2020 | August Monthly Peak | 8 | 1838.3888
Program SpecificSize: 20 kW to 199.99 kWSouth of Lugo2020December Monthly Peak | Program Specific | Size: 20 kW to 199.99 kW | South of Lugo | 2020 | December Monthly Peak | 12 | 1838.3888
Program SpecificSize: 20 kW to 199.99 kWSouth of Lugo2020February Monthly Peak | Program Specific | Size: 20 kW to 199.99 kW | South of Lugo | 2020 | February Monthly Peak | 2 | 1781.0355
Program SpecificSize: 20 kW to 199.99 kWSouth of Lugo2020January Monthly Peak | Program Specific | Size: 20 kW to 199.99 kW | South of Lugo | 2020 | January Monthly Peak | 1 | 1781.0355
Program SpecificSize: 20 kW to 199.99 kWSouth of Lugo2020July Monthly Peak | Program Specific | Size: 20 kW to 199.99 kW | South of Lugo | 2020 | July Monthly Peak | 7 | 1838.3888
Program SpecificSize: 20 kW to 199.99 kWSouth of Lugo2020June Monthly Peak | Program Specific | Size: 20 kW to 199.99 kW | South of Lugo | 2020 | June Monthly Peak | 6 | 1838.3888
Program SpecificSize: 20 kW to 199.99 kWSouth of Lugo2020March Monthly Peak | Program Specific | Size: 20 kW to 199.99 kW | South of Lugo | 2020 | March Monthly Peak | 3 | 1781.0355
Program SpecificSize: 20 kW to 199.99 kWSouth of Lugo2020May Monthly Peak | Program Specific | Size: 20 kW to 199.99 kW | South of Lugo | 2020 | May Monthly Peak | 5 | 1838.3888
Program SpecificSize: 20 kW to 199.99 kWSouth of Lugo2020November Monthly Peak | Program Specific | Size: 20 kW to 199.99 kW | South of Lugo | 2020 | November Monthly Peak | 11 | 1838.3888
Program SpecificSize: 20 kW to 199.99 kWSouth of Lugo2020October Monthly Peak | Program Specific | Size: 20 kW to 199.99 kW | South of Lugo | 2020 | October Monthly Peak | 10 | 1838.3888
Program SpecificSize: 20 kW to 199.99 kWSouth of Lugo2020September Monthly Peak | Program Specific | Size: 20 kW to 199.99 kW | South of Lugo | 2020 | September Monthly Peak | 9 | 1838.3888
Program SpecificSize: 20 kW to 199.99 kWSouth of Lugo2020Typical Event Day | Program Specific | Size: 20 kW to 199.99 kW | South of Lugo | 2020 | Typical Event Day | 8 | 1838.3888
Program SpecificSize: 20 kW to 199.99 kWSouth of Lugo2021April Monthly Peak | Program Specific | Size: 20 kW to 199.99 kW | South of Lugo | 2021 | April Monthly Peak | 4 | 1897.5889
Program SpecificSize: 20 kW to 199.99 kWSouth of Lugo2021August Monthly Peak | Program Specific | Size: 20 kW to 199.99 kW | South of Lugo | 2021 | August Monthly Peak | 8 | 1897.5889
Program SpecificSize: 20 kW to 199.99 kWSouth of Lugo2021December Monthly Peak | Program Specific | Size: 20 kW to 199.99 kW | South of Lugo | 2021 | December Monthly Peak | 12 | 1897.5889
Program SpecificSize: 20 kW to 199.99 kWSouth of Lugo2021February Monthly Peak | Program Specific | Size: 20 kW to 199.99 kW | South of Lugo | 2021 | February Monthly Peak | 2 | 1838.3888
Program SpecificSize: 20 kW to 199.99 kWSouth of Lugo2021January Monthly Peak | Program Specific | Size: 20 kW to 199.99 kW | South of Lugo | 2021 | January Monthly Peak | 1 | 1838.3888
Program SpecificSize: 20 kW to 199.99 kWSouth of Lugo2021July Monthly Peak | Program Specific | Size: 20 kW to 199.99 kW | South of Lugo | 2021 | July Monthly Peak | 7 | 1897.5889
Program SpecificSize: 20 kW to 199.99 kWSouth of Lugo2021June Monthly Peak | Program Specific | Size: 20 kW to 199.99 kW | South of Lugo | 2021 | June Monthly Peak | 6 | 1897.5889
Program SpecificSize: 20 kW to 199.99 kWSouth of Lugo2021March Monthly Peak | Program Specific | Size: 20 kW to 199.99 kW | South of Lugo | 2021 | March Monthly Peak | 3 | 1838.3888
Program SpecificSize: 20 kW to 199.99 kWSouth of Lugo2021May Monthly Peak | Program Specific | Size: 20 kW to 199.99 kW | South of Lugo | 2021 | May Monthly Peak | 5 | 1897.5889
Program SpecificSize: 20 kW to 199.99 kWSouth of Lugo2021November Monthly Peak | Program Specific | Size: 20 kW to 199.99 kW | South of Lugo | 2021 | November Monthly Peak | 11 | 1897.5889
Program SpecificSize: 20 kW to 199.99 kWSouth of Lugo2021October Monthly Peak | Program Specific | Size: 20 kW to 199.99 kW | South of Lugo | 2021 | October Monthly Peak | 10 | 1897.5889
Program SpecificSize: 20 kW to 199.99 kWSouth of Lugo2021September Monthly Peak | Program Specific | Size: 20 kW to 199.99 kW | South of Lugo | 2021 | September Monthly Peak | 9 | 1897.5889
Program SpecificSize: 20 kW to 199.99 kWSouth of Lugo2021Typical Event Day | Program Specific | Size: 20 kW to 199.99 kW | South of Lugo | 2021 | Typical Event Day | 8 | 1897.5889
Program SpecificSize: 20 kW to 199.99 kWSouth of Lugo2022April Monthly Peak | Program Specific | Size: 20 kW to 199.99 kW | South of Lugo | 2022 | April Monthly Peak | 4 | 1958.6954
Program SpecificSize: 20 kW to 199.99 kWSouth of Lugo2022August Monthly Peak | Program Specific | Size: 20 kW to 199.99 kW | South of Lugo | 2022 | August Monthly Peak | 8 | 1958.6954
Program SpecificSize: 20 kW to 199.99 kWSouth of Lugo2022December Monthly Peak | Program Specific | Size: 20 kW to 199.99 kW | South of Lugo | 2022 | December Monthly Peak | 12 | 1958.6954
Program SpecificSize: 20 kW to 199.99 kWSouth of Lugo2022February Monthly Peak | Program Specific | Size: 20 kW to 199.99 kW | South of Lugo | 2022 | February Monthly Peak | 2 | 1897.5889
Program SpecificSize: 20 kW to 199.99 kWSouth of Lugo2022January Monthly Peak | Program Specific | Size: 20 kW to 199.99 kW | South of Lugo | 2022 | January Monthly Peak | 1 | 1897.5889
Program SpecificSize: 20 kW to 199.99 kWSouth of Lugo2022July Monthly Peak | Program Specific | Size: 20 kW to 199.99 kW | South of Lugo | 2022 | July Monthly Peak | 7 | 1958.6954
Program SpecificSize: 20 kW to 199.99 kWSouth of Lugo2022June Monthly Peak | Program Specific | Size: 20 kW to 199.99 kW | South of Lugo | 2022 | June Monthly Peak | 6 | 1958.6954
Program SpecificSize: 20 kW to 199.99 kWSouth of Lugo2022March Monthly Peak | Program Specific | Size: 20 kW to 199.99 kW | South of Lugo | 2022 | March Monthly Peak | 3 | 1897.5889
Program SpecificSize: 20 kW to 199.99 kWSouth of Lugo2022May Monthly Peak | Program Specific | Size: 20 kW to 199.99 kW | South of Lugo | 2022 | May Monthly Peak | 5 | 1958.6954
Program SpecificSize: 20 kW to 199.99 kWSouth of Lugo2022November Monthly Peak | Program Specific | Size: 20 kW to 199.99 kW | South of Lugo | 2022 | November Monthly Peak | 11 | 1958.6954
Program SpecificSize: 20 kW to 199.99 kWSouth of Lugo2022October Monthly Peak | Program Specific | Size: 20 kW to 199.99 kW | South of Lugo | 2022 | October Monthly Peak | 10 | 1958.6954
Program SpecificSize: 20 kW to 199.99 kWSouth of Lugo2022September Monthly Peak | Program Specific | Size: 20 kW to 199.99 kW | South of Lugo | 2022 | September Monthly Peak | 9 | 1958.6954
Program SpecificSize: 20 kW to 199.99 kWSouth of Lugo2022Typical Event Day | Program Specific | Size: 20 kW to 199.99 kW | South of Lugo | 2022 | Typical Event Day | 8 | 1958.6954
Program SpecificSize: 20 kW to 199.99 kWSouth of Lugo2023April Monthly Peak | Program Specific | Size: 20 kW to 199.99 kW | South of Lugo | 2023 | April Monthly Peak | 4 | 2021.7696
Program SpecificSize: 20 kW to 199.99 kWSouth of Lugo2023August Monthly Peak | Program Specific | Size: 20 kW to 199.99 kW | South of Lugo | 2023 | August Monthly Peak | 8 | 2021.7696
Program SpecificSize: 20 kW to 199.99 kWSouth of Lugo2023December Monthly Peak | Program Specific | Size: 20 kW to 199.99 kW | South of Lugo | 2023 | December Monthly Peak | 12 | 2021.7696
Program SpecificSize: 20 kW to 199.99 kWSouth of Lugo2023February Monthly Peak | Program Specific | Size: 20 kW to 199.99 kW | South of Lugo | 2023 | February Monthly Peak | 2 | 1958.6954
Program SpecificSize: 20 kW to 199.99 kWSouth of Lugo2023January Monthly Peak | Program Specific | Size: 20 kW to 199.99 kW | South of Lugo | 2023 | January Monthly Peak | 1 | 1958.6954
Program SpecificSize: 20 kW to 199.99 kWSouth of Lugo2023July Monthly Peak | Program Specific | Size: 20 kW to 199.99 kW | South of Lugo | 2023 | July Monthly Peak | 7 | 2021.7696
Program SpecificSize: 20 kW to 199.99 kWSouth of Lugo2023June Monthly Peak | Program Specific | Size: 20 kW to 199.99 kW | South of Lugo | 2023 | June Monthly Peak | 6 | 2021.7696
Program SpecificSize: 20 kW to 199.99 kWSouth of Lugo2023March Monthly Peak | Program Specific | Size: 20 kW to 199.99 kW | South of Lugo | 2023 | March Monthly Peak | 3 | 1958.6954
Program SpecificSize: 20 kW to 199.99 kWSouth of Lugo2023May Monthly Peak | Program Specific | Size: 20 kW to 199.99 kW | South of Lugo | 2023 | May Monthly Peak | 5 | 2021.7696
Program SpecificSize: 20 kW to 199.99 kWSouth of Lugo2023November Monthly Peak | Program Specific | Size: 20 kW to 199.99 kW | South of Lugo | 2023 | November Monthly Peak | 11 | 2021.7696
Program SpecificSize: 20 kW to 199.99 kWSouth of Lugo2023October Monthly Peak | Program Specific | Size: 20 kW to 199.99 kW | South of Lugo | 2023 | October Monthly Peak | 10 | 2021.7696
Program SpecificSize: 20 kW to 199.99 kWSouth of Lugo2023September Monthly Peak | Program Specific | Size: 20 kW to 199.99 kW | South of Lugo | 2023 | September Monthly Peak | 9 | 2021.7696
Program SpecificSize: 20 kW to 199.99 kWSouth of Lugo2023Typical Event Day | Program Specific | Size: 20 kW to 199.99 kW | South of Lugo | 2023 | Typical Event Day | 8 | 2021.7696
Program SpecificSize: 20 kW to 199.99 kWSouth of Lugo2024April Monthly Peak | Program Specific | Size: 20 kW to 199.99 kW | South of Lugo | 2024 | April Monthly Peak | 4 | 2086.875
Program SpecificSize: 20 kW to 199.99 kWSouth of Lugo2024August Monthly Peak | Program Specific | Size: 20 kW to 199.99 kW | South of Lugo | 2024 | August Monthly Peak | 8 | 2086.875
Program SpecificSize: 20 kW to 199.99 kWSouth of Lugo2024December Monthly Peak | Program Specific | Size: 20 kW to 199.99 kW | South of Lugo | 2024 | December Monthly Peak | 12 | 2086.875
Program SpecificSize: 20 kW to 199.99 kWSouth of Lugo2024February Monthly Peak | Program Specific | Size: 20 kW to 199.99 kW | South of Lugo | 2024 | February Monthly Peak | 2 | 2021.7696
Program SpecificSize: 20 kW to 199.99 kWSouth of Lugo2024January Monthly Peak | Program Specific | Size: 20 kW to 199.99 kW | South of Lugo | 2024 | January Monthly Peak | 1 | 2021.7696
Program SpecificSize: 20 kW to 199.99 kWSouth of Lugo2024July Monthly Peak | Program Specific | Size: 20 kW to 199.99 kW | South of Lugo | 2024 | July Monthly Peak | 7 | 2086.875
Program SpecificSize: 20 kW to 199.99 kWSouth of Lugo2024June Monthly Peak | Program Specific | Size: 20 kW to 199.99 kW | South of Lugo | 2024 | June Monthly Peak | 6 | 2086.875
Program SpecificSize: 20 kW to 199.99 kWSouth of Lugo2024March Monthly Peak | Program Specific | Size: 20 kW to 199.99 kW | South of Lugo | 2024 | March Monthly Peak | 3 | 2021.7696
Program SpecificSize: 20 kW to 199.99 kWSouth of Lugo2024May Monthly Peak | Program Specific | Size: 20 kW to 199.99 kW | South of Lugo | 2024 | May Monthly Peak | 5 | 2086.875
Program SpecificSize: 20 kW to 199.99 kWSouth of Lugo2024November Monthly Peak | Program Specific | Size: 20 kW to 199.99 kW | South of Lugo | 2024 | November Monthly Peak | 11 | 2086.875
Program SpecificSize: 20 kW to 199.99 kWSouth of Lugo2024October Monthly Peak | Program Specific | Size: 20 kW to 199.99 kW | South of Lugo | 2024 | October Monthly Peak | 10 | 2086.875
Program SpecificSize: 20 kW to 199.99 kWSouth of Lugo2024September Monthly Peak | Program Specific | Size: 20 kW to 199.99 kW | South of Lugo | 2024 | September Monthly Peak | 9 | 2086.875
Program SpecificSize: 20 kW to 199.99 kWSouth of Lugo2024Typical Event Day | Program Specific | Size: 20 kW to 199.99 kW | South of Lugo | 2024 | Typical Event Day | 8 | 2086.875
Program SpecificSize: 20 kW to 199.99 kWSouth of Lugo2025April Monthly Peak | Program Specific | Size: 20 kW to 199.99 kW | South of Lugo | 2025 | April Monthly Peak | 4 | 2154.077
Program SpecificSize: 20 kW to 199.99 kWSouth of Lugo2025August Monthly Peak | Program Specific | Size: 20 kW to 199.99 kW | South of Lugo | 2025 | August Monthly Peak | 8 | 2154.077
Program SpecificSize: 20 kW to 199.99 kWSouth of Lugo2025December Monthly Peak | Program Specific | Size: 20 kW to 199.99 kW | South of Lugo | 2025 | December Monthly Peak | 12 | 2154.077
Program SpecificSize: 20 kW to 199.99 kWSouth of Lugo2025February Monthly Peak | Program Specific | Size: 20 kW to 199.99 kW | South of Lugo | 2025 | February Monthly Peak | 2 | 2086.875
Program SpecificSize: 20 kW to 199.99 kWSouth of Lugo2025January Monthly Peak | Program Specific | Size: 20 kW to 199.99 kW | South of Lugo | 2025 | January Monthly Peak | 1 | 2086.875
Program SpecificSize: 20 kW to 199.99 kWSouth of Lugo2025July Monthly Peak | Program Specific | Size: 20 kW to 199.99 kW | South of Lugo | 2025 | July Monthly Peak | 7 | 2154.077
Program SpecificSize: 20 kW to 199.99 kWSouth of Lugo2025June Monthly Peak | Program Specific | Size: 20 kW to 199.99 kW | South of Lugo | 2025 | June Monthly Peak | 6 | 2154.077
Program SpecificSize: 20 kW to 199.99 kWSouth of Lugo2025March Monthly Peak | Program Specific | Size: 20 kW to 199.99 kW | South of Lugo | 2025 | March Monthly Peak | 3 | 2086.875
Program SpecificSize: 20 kW to 199.99 kWSouth of Lugo2025May Monthly Peak | Program Specific | Size: 20 kW to 199.99 kW | South of Lugo | 2025 | May Monthly Peak | 5 | 2154.077
Program SpecificSize: 20 kW to 199.99 kWSouth of Lugo2025November Monthly Peak | Program Specific | Size: 20 kW to 199.99 kW | South of Lugo | 2025 | November Monthly Peak | 11 | 2154.077
Program SpecificSize: 20 kW to 199.99 kWSouth of Lugo2025October Monthly Peak | Program Specific | Size: 20 kW to 199.99 kW | South of Lugo | 2025 | October Monthly Peak | 10 | 2154.077
Program SpecificSize: 20 kW to 199.99 kWSouth of Lugo2025September Monthly Peak | Program Specific | Size: 20 kW to 199.99 kW | South of Lugo | 2025 | September Monthly Peak | 9 | 2154.077
Program SpecificSize: 20 kW to 199.99 kWSouth of Lugo2025Typical Event Day | Program Specific | Size: 20 kW to 199.99 kW | South of Lugo | 2025 | Typical Event Day | 8 | 2154.077
Program SpecificSize: Over 200kWAll2015April Monthly Peak | Program Specific | Size: Over 200kW | All | 2015 | April Monthly Peak | 4 | 2545.8999
Program SpecificSize: Over 200kWAll2015August Monthly Peak | Program Specific | Size: Over 200kW | All | 2015 | August Monthly Peak | 8 | 2559.8999
Program SpecificSize: Over 200kWAll2015December Monthly Peak | Program Specific | Size: Over 200kW | All | 2015 | December Monthly Peak | 12 | 2573.8999
Program SpecificSize: Over 200kWAll2015February Monthly Peak | Program Specific | Size: Over 200kW | All | 2015 | February Monthly Peak | 2 | 2538.8999
Program SpecificSize: Over 200kWAll2015January Monthly Peak | Program Specific | Size: Over 200kW | All | 2015 | January Monthly Peak | 1 | 2538.8999
Program SpecificSize: Over 200kWAll2015July Monthly Peak | Program Specific | Size: Over 200kW | All | 2015 | July Monthly Peak | 7 | 2556.3999
Program SpecificSize: Over 200kWAll2015June Monthly Peak | Program Specific | Size: Over 200kW | All | 2015 | June Monthly Peak | 6 | 2552.8999
Program SpecificSize: Over 200kWAll2015March Monthly Peak | Program Specific | Size: Over 200kW | All | 2015 | March Monthly Peak | 3 | 2542.3999
Program SpecificSize: Over 200kWAll2015May Monthly Peak | Program Specific | Size: Over 200kW | All | 2015 | May Monthly Peak | 5 | 2549.3999
Program SpecificSize: Over 200kWAll2015November Monthly Peak | Program Specific | Size: Over 200kW | All | 2015 | November Monthly Peak | 11 | 2570.3999
Program SpecificSize: Over 200kWAll2015October Monthly Peak | Program Specific | Size: Over 200kW | All | 2015 | October Monthly Peak | 10 | 2566.8999
Program SpecificSize: Over 200kWAll2015September Monthly Peak | Program Specific | Size: Over 200kW | All | 2015 | September Monthly Peak | 9 | 2563.3999
Program SpecificSize: Over 200kWAll2015Typical Event Day | Program Specific | Size: Over 200kW | All | 2015 | Typical Event Day | 8 | 2559.8999
Program SpecificSize: Over 200kWAll2016April Monthly Peak | Program Specific | Size: Over 200kW | All | 2016 | April Monthly Peak | 4 | 2573.8999
Program SpecificSize: Over 200kWAll2016August Monthly Peak | Program Specific | Size: Over 200kW | All | 2016 | August Monthly Peak | 8 | 2573.8999
Program SpecificSize: Over 200kWAll2016December Monthly Peak | Program Specific | Size: Over 200kW | All | 2016 | December Monthly Peak | 12 | 2656.7851
Program SpecificSize: Over 200kWAll2016February Monthly Peak | Program Specific | Size: Over 200kW | All | 2016 | February Monthly Peak | 2 | 2573.8999
Program SpecificSize: Over 200kWAll2016January Monthly Peak | Program Specific | Size: Over 200kW | All | 2016 | January Monthly Peak | 1 | 2573.8999
Program SpecificSize: Over 200kWAll2016July Monthly Peak | Program Specific | Size: Over 200kW | All | 2016 | July Monthly Peak | 7 | 2573.8999
Program SpecificSize: Over 200kWAll2016June Monthly Peak | Program Specific | Size: Over 200kW | All | 2016 | June Monthly Peak | 6 | 2573.8999
Program SpecificSize: Over 200kWAll2016March Monthly Peak | Program Specific | Size: Over 200kW | All | 2016 | March Monthly Peak | 3 | 2573.8999
Program SpecificSize: Over 200kWAll2016May Monthly Peak | Program Specific | Size: Over 200kW | All | 2016 | May Monthly Peak | 5 | 2573.8999
Program SpecificSize: Over 200kWAll2016November Monthly Peak | Program Specific | Size: Over 200kW | All | 2016 | November Monthly Peak | 11 | 2573.8999
Program SpecificSize: Over 200kWAll2016October Monthly Peak | Program Specific | Size: Over 200kW | All | 2016 | October Monthly Peak | 10 | 2573.8999
Program SpecificSize: Over 200kWAll2016September Monthly Peak | Program Specific | Size: Over 200kW | All | 2016 | September Monthly Peak | 9 | 2573.8999
Program SpecificSize: Over 200kWAll2016Typical Event Day | Program Specific | Size: Over 200kW | All | 2016 | Typical Event Day | 8 | 2573.8999
Program SpecificSize: Over 200kWAll2017April Monthly Peak | Program Specific | Size: Over 200kW | All | 2017 | April Monthly Peak | 4 | 2656.7851
Program SpecificSize: Over 200kWAll2017August Monthly Peak | Program Specific | Size: Over 200kW | All | 2017 | August Monthly Peak | 8 | 2656.7851
Program SpecificSize: Over 200kWAll2017December Monthly Peak | Program Specific | Size: Over 200kW | All | 2017 | December Monthly Peak | 12 | 2742.3394
Program SpecificSize: Over 200kWAll2017February Monthly Peak | Program Specific | Size: Over 200kW | All | 2017 | February Monthly Peak | 2 | 2656.7851
Program SpecificSize: Over 200kWAll2017January Monthly Peak | Program Specific | Size: Over 200kW | All | 2017 | January Monthly Peak | 1 | 2656.7851
Program SpecificSize: Over 200kWAll2017July Monthly Peak | Program Specific | Size: Over 200kW | All | 2017 | July Monthly Peak | 7 | 2656.7851
Program SpecificSize: Over 200kWAll2017June Monthly Peak | Program Specific | Size: Over 200kW | All | 2017 | June Monthly Peak | 6 | 2656.7851
Program SpecificSize: Over 200kWAll2017March Monthly Peak | Program Specific | Size: Over 200kW | All | 2017 | March Monthly Peak | 3 | 2656.7851
Program SpecificSize: Over 200kWAll2017May Monthly Peak | Program Specific | Size: Over 200kW | All | 2017 | May Monthly Peak | 5 | 2656.7851
Program SpecificSize: Over 200kWAll2017November Monthly Peak | Program Specific | Size: Over 200kW | All | 2017 | November Monthly Peak | 11 | 2656.7851
Program SpecificSize: Over 200kWAll2017October Monthly Peak | Program Specific | Size: Over 200kW | All | 2017 | October Monthly Peak | 10 | 2656.7851
Program SpecificSize: Over 200kWAll2017September Monthly Peak | Program Specific | Size: Over 200kW | All | 2017 | September Monthly Peak | 9 | 2656.7851
Program SpecificSize: Over 200kWAll2017Typical Event Day | Program Specific | Size: Over 200kW | All | 2017 | Typical Event Day | 8 | 2656.7851
Program SpecificSize: Over 200kWAll2018April Monthly Peak | Program Specific | Size: Over 200kW | All | 2018 | April Monthly Peak | 4 | 2742.3394
Program SpecificSize: Over 200kWAll2018August Monthly Peak | Program Specific | Size: Over 200kW | All | 2018 | August Monthly Peak | 8 | 2742.3394
Program SpecificSize: Over 200kWAll2018December Monthly Peak | Program Specific | Size: Over 200kW | All | 2018 | December Monthly Peak | 12 | 2830.6487
Program SpecificSize: Over 200kWAll2018February Monthly Peak | Program Specific | Size: Over 200kW | All | 2018 | February Monthly Peak | 2 | 2742.3394
Program SpecificSize: Over 200kWAll2018January Monthly Peak | Program Specific | Size: Over 200kW | All | 2018 | January Monthly Peak | 1 | 2742.3394
Program SpecificSize: Over 200kWAll2018July Monthly Peak | Program Specific | Size: Over 200kW | All | 2018 | July Monthly Peak | 7 | 2742.3394
Program SpecificSize: Over 200kWAll2018June Monthly Peak | Program Specific | Size: Over 200kW | All | 2018 | June Monthly Peak | 6 | 2742.3394
Program SpecificSize: Over 200kWAll2018March Monthly Peak | Program Specific | Size: Over 200kW | All | 2018 | March Monthly Peak | 3 | 2742.3394
Program SpecificSize: Over 200kWAll2018May Monthly Peak | Program Specific | Size: Over 200kW | All | 2018 | May Monthly Peak | 5 | 2742.3394
Program SpecificSize: Over 200kWAll2018November Monthly Peak | Program Specific | Size: Over 200kW | All | 2018 | November Monthly Peak | 11 | 2742.3394
Program SpecificSize: Over 200kWAll2018October Monthly Peak | Program Specific | Size: Over 200kW | All | 2018 | October Monthly Peak | 10 | 2742.3394
Program SpecificSize: Over 200kWAll2018September Monthly Peak | Program Specific | Size: Over 200kW | All | 2018 | September Monthly Peak | 9 | 2742.3394
Program SpecificSize: Over 200kWAll2018Typical Event Day | Program Specific | Size: Over 200kW | All | 2018 | Typical Event Day | 8 | 2742.3394
Program SpecificSize: Over 200kWAll2019April Monthly Peak | Program Specific | Size: Over 200kW | All | 2019 | April Monthly Peak | 4 | 2830.6487
Program SpecificSize: Over 200kWAll2019August Monthly Peak | Program Specific | Size: Over 200kW | All | 2019 | August Monthly Peak | 8 | 2830.6487
Program SpecificSize: Over 200kWAll2019December Monthly Peak | Program Specific | Size: Over 200kW | All | 2019 | December Monthly Peak | 12 | 2921.8018
Program SpecificSize: Over 200kWAll2019February Monthly Peak | Program Specific | Size: Over 200kW | All | 2019 | February Monthly Peak | 2 | 2830.6487
Program SpecificSize: Over 200kWAll2019January Monthly Peak | Program Specific | Size: Over 200kW | All | 2019 | January Monthly Peak | 1 | 2830.6487
Program SpecificSize: Over 200kWAll2019July Monthly Peak | Program Specific | Size: Over 200kW | All | 2019 | July Monthly Peak | 7 | 2830.6487
Program SpecificSize: Over 200kWAll2019June Monthly Peak | Program Specific | Size: Over 200kW | All | 2019 | June Monthly Peak | 6 | 2830.6487
Program SpecificSize: Over 200kWAll2019March Monthly Peak | Program Specific | Size: Over 200kW | All | 2019 | March Monthly Peak | 3 | 2830.6487
Program SpecificSize: Over 200kWAll2019May Monthly Peak | Program Specific | Size: Over 200kW | All | 2019 | May Monthly Peak | 5 | 2830.6487
Program SpecificSize: Over 200kWAll2019November Monthly Peak | Program Specific | Size: Over 200kW | All | 2019 | November Monthly Peak | 11 | 2830.6487
Program SpecificSize: Over 200kWAll2019October Monthly Peak | Program Specific | Size: Over 200kW | All | 2019 | October Monthly Peak | 10 | 2830.6487
Program SpecificSize: Over 200kWAll2019September Monthly Peak | Program Specific | Size: Over 200kW | All | 2019 | September Monthly Peak | 9 | 2830.6487
Program SpecificSize: Over 200kWAll2019Typical Event Day | Program Specific | Size: Over 200kW | All | 2019 | Typical Event Day | 8 | 2830.6487
Program SpecificSize: Over 200kWAll2020April Monthly Peak | Program Specific | Size: Over 200kW | All | 2020 | April Monthly Peak | 4 | 2921.8018
Program SpecificSize: Over 200kWAll2020August Monthly Peak | Program Specific | Size: Over 200kW | All | 2020 | August Monthly Peak | 8 | 2921.8018
Program SpecificSize: Over 200kWAll2020December Monthly Peak | Program Specific | Size: Over 200kW | All | 2020 | December Monthly Peak | 12 | 3015.8902
Program SpecificSize: Over 200kWAll2020February Monthly Peak | Program Specific | Size: Over 200kW | All | 2020 | February Monthly Peak | 2 | 2921.8018
Program SpecificSize: Over 200kWAll2020January Monthly Peak | Program Specific | Size: Over 200kW | All | 2020 | January Monthly Peak | 1 | 2921.8018
Program SpecificSize: Over 200kWAll2020July Monthly Peak | Program Specific | Size: Over 200kW | All | 2020 | July Monthly Peak | 7 | 2921.8018
Program SpecificSize: Over 200kWAll2020June Monthly Peak | Program Specific | Size: Over 200kW | All | 2020 | June Monthly Peak | 6 | 2921.8018
Program SpecificSize: Over 200kWAll2020March Monthly Peak | Program Specific | Size: Over 200kW | All | 2020 | March Monthly Peak | 3 | 2921.8018
Program SpecificSize: Over 200kWAll2020May Monthly Peak | Program Specific | Size: Over 200kW | All | 2020 | May Monthly Peak | 5 | 2921.8018
Program SpecificSize: Over 200kWAll2020November Monthly Peak | Program Specific | Size: Over 200kW | All | 2020 | November Monthly Peak | 11 | 2921.8018
Program SpecificSize: Over 200kWAll2020October Monthly Peak | Program Specific | Size: Over 200kW | All | 2020 | October Monthly Peak | 10 | 2921.8018
Program SpecificSize: Over 200kWAll2020September Monthly Peak | Program Specific | Size: Over 200kW | All | 2020 | September Monthly Peak | 9 | 2921.8018
Program SpecificSize: Over 200kWAll2020Typical Event Day | Program Specific | Size: Over 200kW | All | 2020 | Typical Event Day | 8 | 2921.8018
Program SpecificSize: Over 200kWAll2021April Monthly Peak | Program Specific | Size: Over 200kW | All | 2021 | April Monthly Peak | 4 | 3015.8902
Program SpecificSize: Over 200kWAll2021August Monthly Peak | Program Specific | Size: Over 200kW | All | 2021 | August Monthly Peak | 8 | 3015.8902
Program SpecificSize: Over 200kWAll2021December Monthly Peak | Program Specific | Size: Over 200kW | All | 2021 | December Monthly Peak | 12 | 3113.0084
Program SpecificSize: Over 200kWAll2021February Monthly Peak | Program Specific | Size: Over 200kW | All | 2021 | February Monthly Peak | 2 | 3015.8902
Program SpecificSize: Over 200kWAll2021January Monthly Peak | Program Specific | Size: Over 200kW | All | 2021 | January Monthly Peak | 1 | 3015.8902
Program SpecificSize: Over 200kWAll2021July Monthly Peak | Program Specific | Size: Over 200kW | All | 2021 | July Monthly Peak | 7 | 3015.8902
Program SpecificSize: Over 200kWAll2021June Monthly Peak | Program Specific | Size: Over 200kW | All | 2021 | June Monthly Peak | 6 | 3015.8902
Program SpecificSize: Over 200kWAll2021March Monthly Peak | Program Specific | Size: Over 200kW | All | 2021 | March Monthly Peak | 3 | 3015.8902
Program SpecificSize: Over 200kWAll2021May Monthly Peak | Program Specific | Size: Over 200kW | All | 2021 | May Monthly Peak | 5 | 3015.8902
Program SpecificSize: Over 200kWAll2021November Monthly Peak | Program Specific | Size: Over 200kW | All | 2021 | November Monthly Peak | 11 | 3015.8902
Program SpecificSize: Over 200kWAll2021October Monthly Peak | Program Specific | Size: Over 200kW | All | 2021 | October Monthly Peak | 10 | 3015.8902
Program SpecificSize: Over 200kWAll2021September Monthly Peak | Program Specific | Size: Over 200kW | All | 2021 | September Monthly Peak | 9 | 3015.8902
Program SpecificSize: Over 200kWAll2021Typical Event Day | Program Specific | Size: Over 200kW | All | 2021 | Typical Event Day | 8 | 3015.8902
Program SpecificSize: Over 200kWAll2022April Monthly Peak | Program Specific | Size: Over 200kW | All | 2022 | April Monthly Peak | 4 | 3113.0084
Program SpecificSize: Over 200kWAll2022August Monthly Peak | Program Specific | Size: Over 200kW | All | 2022 | August Monthly Peak | 8 | 3113.0084
Program SpecificSize: Over 200kWAll2022December Monthly Peak | Program Specific | Size: Over 200kW | All | 2022 | December Monthly Peak | 12 | 3213.2541
Program SpecificSize: Over 200kWAll2022February Monthly Peak | Program Specific | Size: Over 200kW | All | 2022 | February Monthly Peak | 2 | 3113.0084
Program SpecificSize: Over 200kWAll2022January Monthly Peak | Program Specific | Size: Over 200kW | All | 2022 | January Monthly Peak | 1 | 3113.0084
Program SpecificSize: Over 200kWAll2022July Monthly Peak | Program Specific | Size: Over 200kW | All | 2022 | July Monthly Peak | 7 | 3113.0084
Program SpecificSize: Over 200kWAll2022June Monthly Peak | Program Specific | Size: Over 200kW | All | 2022 | June Monthly Peak | 6 | 3113.0084
Program SpecificSize: Over 200kWAll2022March Monthly Peak | Program Specific | Size: Over 200kW | All | 2022 | March Monthly Peak | 3 | 3113.0084
Program SpecificSize: Over 200kWAll2022May Monthly Peak | Program Specific | Size: Over 200kW | All | 2022 | May Monthly Peak | 5 | 3113.0084
Program SpecificSize: Over 200kWAll2022November Monthly Peak | Program Specific | Size: Over 200kW | All | 2022 | November Monthly Peak | 11 | 3113.0084
Program SpecificSize: Over 200kWAll2022October Monthly Peak | Program Specific | Size: Over 200kW | All | 2022 | October Monthly Peak | 10 | 3113.0084
Program SpecificSize: Over 200kWAll2022September Monthly Peak | Program Specific | Size: Over 200kW | All | 2022 | September Monthly Peak | 9 | 3113.0084
Program SpecificSize: Over 200kWAll2022Typical Event Day | Program Specific | Size: Over 200kW | All | 2022 | Typical Event Day | 8 | 3113.0084
Program SpecificSize: Over 200kWAll2023April Monthly Peak | Program Specific | Size: Over 200kW | All | 2023 | April Monthly Peak | 4 | 3213.2541
Program SpecificSize: Over 200kWAll2023August Monthly Peak | Program Specific | Size: Over 200kW | All | 2023 | August Monthly Peak | 8 | 3213.2541
Program SpecificSize: Over 200kWAll2023December Monthly Peak | Program Specific | Size: Over 200kW | All | 2023 | December Monthly Peak | 12 | 3316.7279
Program SpecificSize: Over 200kWAll2023February Monthly Peak | Program Specific | Size: Over 200kW | All | 2023 | February Monthly Peak | 2 | 3213.2541
Program SpecificSize: Over 200kWAll2023January Monthly Peak | Program Specific | Size: Over 200kW | All | 2023 | January Monthly Peak | 1 | 3213.2541
Program SpecificSize: Over 200kWAll2023July Monthly Peak | Program Specific | Size: Over 200kW | All | 2023 | July Monthly Peak | 7 | 3213.2541
Program SpecificSize: Over 200kWAll2023June Monthly Peak | Program Specific | Size: Over 200kW | All | 2023 | June Monthly Peak | 6 | 3213.2541
Program SpecificSize: Over 200kWAll2023March Monthly Peak | Program Specific | Size: Over 200kW | All | 2023 | March Monthly Peak | 3 | 3213.2541
Program SpecificSize: Over 200kWAll2023May Monthly Peak | Program Specific | Size: Over 200kW | All | 2023 | May Monthly Peak | 5 | 3213.2541
Program SpecificSize: Over 200kWAll2023November Monthly Peak | Program Specific | Size: Over 200kW | All | 2023 | November Monthly Peak | 11 | 3213.2541
Program SpecificSize: Over 200kWAll2023October Monthly Peak | Program Specific | Size: Over 200kW | All | 2023 | October Monthly Peak | 10 | 3213.2541
Program SpecificSize: Over 200kWAll2023September Monthly Peak | Program Specific | Size: Over 200kW | All | 2023 | September Monthly Peak | 9 | 3213.2541
Program SpecificSize: Over 200kWAll2023Typical Event Day | Program Specific | Size: Over 200kW | All | 2023 | Typical Event Day | 8 | 3213.2541
Program SpecificSize: Over 200kWAll2024April Monthly Peak | Program Specific | Size: Over 200kW | All | 2024 | April Monthly Peak | 4 | 3316.7279
Program SpecificSize: Over 200kWAll2024August Monthly Peak | Program Specific | Size: Over 200kW | All | 2024 | August Monthly Peak | 8 | 3316.7279
Program SpecificSize: Over 200kWAll2024December Monthly Peak | Program Specific | Size: Over 200kW | All | 2024 | December Monthly Peak | 12 | 3423.5337
Program SpecificSize: Over 200kWAll2024February Monthly Peak | Program Specific | Size: Over 200kW | All | 2024 | February Monthly Peak | 2 | 3316.7279
Program SpecificSize: Over 200kWAll2024January Monthly Peak | Program Specific | Size: Over 200kW | All | 2024 | January Monthly Peak | 1 | 3316.7279
Program SpecificSize: Over 200kWAll2024July Monthly Peak | Program Specific | Size: Over 200kW | All | 2024 | July Monthly Peak | 7 | 3316.7279
Program SpecificSize: Over 200kWAll2024June Monthly Peak | Program Specific | Size: Over 200kW | All | 2024 | June Monthly Peak | 6 | 3316.7279
Program SpecificSize: Over 200kWAll2024March Monthly Peak | Program Specific | Size: Over 200kW | All | 2024 | March Monthly Peak | 3 | 3316.7279
Program SpecificSize: Over 200kWAll2024May Monthly Peak | Program Specific | Size: Over 200kW | All | 2024 | May Monthly Peak | 5 | 3316.7279
Program SpecificSize: Over 200kWAll2024November Monthly Peak | Program Specific | Size: Over 200kW | All | 2024 | November Monthly Peak | 11 | 3316.7279
Program SpecificSize: Over 200kWAll2024October Monthly Peak | Program Specific | Size: Over 200kW | All | 2024 | October Monthly Peak | 10 | 3316.7279
Program SpecificSize: Over 200kWAll2024September Monthly Peak | Program Specific | Size: Over 200kW | All | 2024 | September Monthly Peak | 9 | 3316.7279
Program SpecificSize: Over 200kWAll2024Typical Event Day | Program Specific | Size: Over 200kW | All | 2024 | Typical Event Day | 8 | 3316.7279
Program SpecificSize: Over 200kWAll2025April Monthly Peak | Program Specific | Size: Over 200kW | All | 2025 | April Monthly Peak | 4 | 3423.5337
Program SpecificSize: Over 200kWAll2025August Monthly Peak | Program Specific | Size: Over 200kW | All | 2025 | August Monthly Peak | 8 | 3423.5337
Program SpecificSize: Over 200kWAll2025December Monthly Peak | Program Specific | Size: Over 200kW | All | 2025 | December Monthly Peak | 12 | 3533.779
Program SpecificSize: Over 200kWAll2025February Monthly Peak | Program Specific | Size: Over 200kW | All | 2025 | February Monthly Peak | 2 | 3423.5337
Program SpecificSize: Over 200kWAll2025January Monthly Peak | Program Specific | Size: Over 200kW | All | 2025 | January Monthly Peak | 1 | 3423.5337
Program SpecificSize: Over 200kWAll2025July Monthly Peak | Program Specific | Size: Over 200kW | All | 2025 | July Monthly Peak | 7 | 3423.5337
Program SpecificSize: Over 200kWAll2025June Monthly Peak | Program Specific | Size: Over 200kW | All | 2025 | June Monthly Peak | 6 | 3423.5337
Program SpecificSize: Over 200kWAll2025March Monthly Peak | Program Specific | Size: Over 200kW | All | 2025 | March Monthly Peak | 3 | 3423.5337
Program SpecificSize: Over 200kWAll2025May Monthly Peak | Program Specific | Size: Over 200kW | All | 2025 | May Monthly Peak | 5 | 3423.5337
Program SpecificSize: Over 200kWAll2025November Monthly Peak | Program Specific | Size: Over 200kW | All | 2025 | November Monthly Peak | 11 | 3423.5337
Program SpecificSize: Over 200kWAll2025October Monthly Peak | Program Specific | Size: Over 200kW | All | 2025 | October Monthly Peak | 10 | 3423.5337
Program SpecificSize: Over 200kWAll2025September Monthly Peak | Program Specific | Size: Over 200kW | All | 2025 | September Monthly Peak | 9 | 3423.5337
Program SpecificSize: Over 200kWAll2025Typical Event Day | Program Specific | Size: Over 200kW | All | 2025 | Typical Event Day | 8 | 3423.5337
Program SpecificSize: Over 200kWOrange County2015April Monthly Peak | Program Specific | Size: Over 200kW | Orange County | 2015 | April Monthly Peak | 4 | 856.202
Program SpecificSize: Over 200kWOrange County2015August Monthly Peak | Program Specific | Size: Over 200kW | Orange County | 2015 | August Monthly Peak | 8 | 860.9103
Program SpecificSize: Over 200kWOrange County2015December Monthly Peak | Program Specific | Size: Over 200kW | Orange County | 2015 | December Monthly Peak | 12 | 865.6186
Program SpecificSize: Over 200kWOrange County2015February Monthly Peak | Program Specific | Size: Over 200kW | Orange County | 2015 | February Monthly Peak | 2 | 853.8478
Program SpecificSize: Over 200kWOrange County2015January Monthly Peak | Program Specific | Size: Over 200kW | Orange County | 2015 | January Monthly Peak | 1 | 853.8478
Program SpecificSize: Over 200kWOrange County2015July Monthly Peak | Program Specific | Size: Over 200kW | Orange County | 2015 | July Monthly Peak | 7 | 859.7332
Program SpecificSize: Over 200kWOrange County2015June Monthly Peak | Program Specific | Size: Over 200kW | Orange County | 2015 | June Monthly Peak | 6 | 858.5561
Program SpecificSize: Over 200kWOrange County2015March Monthly Peak | Program Specific | Size: Over 200kW | Orange County | 2015 | March Monthly Peak | 3 | 855.0249
Program SpecificSize: Over 200kWOrange County2015May Monthly Peak | Program Specific | Size: Over 200kW | Orange County | 2015 | May Monthly Peak | 5 | 857.3791
Program SpecificSize: Over 200kWOrange County2015November Monthly Peak | Program Specific | Size: Over 200kW | Orange County | 2015 | November Monthly Peak | 11 | 864.4415
Program SpecificSize: Over 200kWOrange County2015October Monthly Peak | Program Specific | Size: Over 200kW | Orange County | 2015 | October Monthly Peak | 10 | 863.2644
Program SpecificSize: Over 200kWOrange County2015September Monthly Peak | Program Specific | Size: Over 200kW | Orange County | 2015 | September Monthly Peak | 9 | 862.0873
Program SpecificSize: Over 200kWOrange County2015Typical Event Day | Program Specific | Size: Over 200kW | Orange County | 2015 | Typical Event Day | 8 | 860.9103
Program SpecificSize: Over 200kWOrange County2016April Monthly Peak | Program Specific | Size: Over 200kW | Orange County | 2016 | April Monthly Peak | 4 | 865.6186
Program SpecificSize: Over 200kWOrange County2016August Monthly Peak | Program Specific | Size: Over 200kW | Orange County | 2016 | August Monthly Peak | 8 | 865.6186
Program SpecificSize: Over 200kWOrange County2016December Monthly Peak | Program Specific | Size: Over 200kW | Orange County | 2016 | December Monthly Peak | 12 | 893.4934
Program SpecificSize: Over 200kWOrange County2016February Monthly Peak | Program Specific | Size: Over 200kW | Orange County | 2016 | February Monthly Peak | 2 | 865.6186
Program SpecificSize: Over 200kWOrange County2016January Monthly Peak | Program Specific | Size: Over 200kW | Orange County | 2016 | January Monthly Peak | 1 | 865.6186
Program SpecificSize: Over 200kWOrange County2016July Monthly Peak | Program Specific | Size: Over 200kW | Orange County | 2016 | July Monthly Peak | 7 | 865.6186
Program SpecificSize: Over 200kWOrange County2016June Monthly Peak | Program Specific | Size: Over 200kW | Orange County | 2016 | June Monthly Peak | 6 | 865.6186
Program SpecificSize: Over 200kWOrange County2016March Monthly Peak | Program Specific | Size: Over 200kW | Orange County | 2016 | March Monthly Peak | 3 | 865.6186
Program SpecificSize: Over 200kWOrange County2016May Monthly Peak | Program Specific | Size: Over 200kW | Orange County | 2016 | May Monthly Peak | 5 | 865.6186
Program SpecificSize: Over 200kWOrange County2016November Monthly Peak | Program Specific | Size: Over 200kW | Orange County | 2016 | November Monthly Peak | 11 | 865.6186
Program SpecificSize: Over 200kWOrange County2016October Monthly Peak | Program Specific | Size: Over 200kW | Orange County | 2016 | October Monthly Peak | 10 | 865.6186
Program SpecificSize: Over 200kWOrange County2016September Monthly Peak | Program Specific | Size: Over 200kW | Orange County | 2016 | September Monthly Peak | 9 | 865.6186
Program SpecificSize: Over 200kWOrange County2016Typical Event Day | Program Specific | Size: Over 200kW | Orange County | 2016 | Typical Event Day | 8 | 865.6186
Program SpecificSize: Over 200kWOrange County2017April Monthly Peak | Program Specific | Size: Over 200kW | Orange County | 2017 | April Monthly Peak | 4 | 893.4934
Program SpecificSize: Over 200kWOrange County2017August Monthly Peak | Program Specific | Size: Over 200kW | Orange County | 2017 | August Monthly Peak | 8 | 893.4934
Program SpecificSize: Over 200kWOrange County2017December Monthly Peak | Program Specific | Size: Over 200kW | Orange County | 2017 | December Monthly Peak | 12 | 922.2658
Program SpecificSize: Over 200kWOrange County2017February Monthly Peak | Program Specific | Size: Over 200kW | Orange County | 2017 | February Monthly Peak | 2 | 893.4934
Program SpecificSize: Over 200kWOrange County2017January Monthly Peak | Program Specific | Size: Over 200kW | Orange County | 2017 | January Monthly Peak | 1 | 893.4934
Program SpecificSize: Over 200kWOrange County2017July Monthly Peak | Program Specific | Size: Over 200kW | Orange County | 2017 | July Monthly Peak | 7 | 893.4934
Program SpecificSize: Over 200kWOrange County2017June Monthly Peak | Program Specific | Size: Over 200kW | Orange County | 2017 | June Monthly Peak | 6 | 893.4934
Program SpecificSize: Over 200kWOrange County2017March Monthly Peak | Program Specific | Size: Over 200kW | Orange County | 2017 | March Monthly Peak | 3 | 893.4934
Program SpecificSize: Over 200kWOrange County2017May Monthly Peak | Program Specific | Size: Over 200kW | Orange County | 2017 | May Monthly Peak | 5 | 893.4934
Program SpecificSize: Over 200kWOrange County2017November Monthly Peak | Program Specific | Size: Over 200kW | Orange County | 2017 | November Monthly Peak | 11 | 893.4934
Program SpecificSize: Over 200kWOrange County2017October Monthly Peak | Program Specific | Size: Over 200kW | Orange County | 2017 | October Monthly Peak | 10 | 893.4934
Program SpecificSize: Over 200kWOrange County2017September Monthly Peak | Program Specific | Size: Over 200kW | Orange County | 2017 | September Monthly Peak | 9 | 893.4934
Program SpecificSize: Over 200kWOrange County2017Typical Event Day | Program Specific | Size: Over 200kW | Orange County | 2017 | Typical Event Day | 8 | 893.4934
Program SpecificSize: Over 200kWOrange County2018April Monthly Peak | Program Specific | Size: Over 200kW | Orange County | 2018 | April Monthly Peak | 4 | 922.2658
Program SpecificSize: Over 200kWOrange County2018August Monthly Peak | Program Specific | Size: Over 200kW | Orange County | 2018 | August Monthly Peak | 8 | 922.2658
Program SpecificSize: Over 200kWOrange County2018December Monthly Peak | Program Specific | Size: Over 200kW | Orange County | 2018 | December Monthly Peak | 12 | 951.9648
Program SpecificSize: Over 200kWOrange County2018February Monthly Peak | Program Specific | Size: Over 200kW | Orange County | 2018 | February Monthly Peak | 2 | 922.2658
Program SpecificSize: Over 200kWOrange County2018January Monthly Peak | Program Specific | Size: Over 200kW | Orange County | 2018 | January Monthly Peak | 1 | 922.2658
Program SpecificSize: Over 200kWOrange County2018July Monthly Peak | Program Specific | Size: Over 200kW | Orange County | 2018 | July Monthly Peak | 7 | 922.2658
Program SpecificSize: Over 200kWOrange County2018June Monthly Peak | Program Specific | Size: Over 200kW | Orange County | 2018 | June Monthly Peak | 6 | 922.2658
Program SpecificSize: Over 200kWOrange County2018March Monthly Peak | Program Specific | Size: Over 200kW | Orange County | 2018 | March Monthly Peak | 3 | 922.2658
Program SpecificSize: Over 200kWOrange County2018May Monthly Peak | Program Specific | Size: Over 200kW | Orange County | 2018 | May Monthly Peak | 5 | 922.2658
Program SpecificSize: Over 200kWOrange County2018November Monthly Peak | Program Specific | Size: Over 200kW | Orange County | 2018 | November Monthly Peak | 11 | 922.2658
Program SpecificSize: Over 200kWOrange County2018October Monthly Peak | Program Specific | Size: Over 200kW | Orange County | 2018 | October Monthly Peak | 10 | 922.2658
Program SpecificSize: Over 200kWOrange County2018September Monthly Peak | Program Specific | Size: Over 200kW | Orange County | 2018 | September Monthly Peak | 9 | 922.2658
Program SpecificSize: Over 200kWOrange County2018Typical Event Day | Program Specific | Size: Over 200kW | Orange County | 2018 | Typical Event Day | 8 | 922.2658
Program SpecificSize: Over 200kWOrange County2019April Monthly Peak | Program Specific | Size: Over 200kW | Orange County | 2019 | April Monthly Peak | 4 | 951.9648
Program SpecificSize: Over 200kWOrange County2019August Monthly Peak | Program Specific | Size: Over 200kW | Orange County | 2019 | August Monthly Peak | 8 | 951.9648
Program SpecificSize: Over 200kWOrange County2019December Monthly Peak | Program Specific | Size: Over 200kW | Orange County | 2019 | December Monthly Peak | 12 | 982.6201
Program SpecificSize: Over 200kWOrange County2019February Monthly Peak | Program Specific | Size: Over 200kW | Orange County | 2019 | February Monthly Peak | 2 | 951.9648
Program SpecificSize: Over 200kWOrange County2019January Monthly Peak | Program Specific | Size: Over 200kW | Orange County | 2019 | January Monthly Peak | 1 | 951.9648
Program SpecificSize: Over 200kWOrange County2019July Monthly Peak | Program Specific | Size: Over 200kW | Orange County | 2019 | July Monthly Peak | 7 | 951.9648
Program SpecificSize: Over 200kWOrange County2019June Monthly Peak | Program Specific | Size: Over 200kW | Orange County | 2019 | June Monthly Peak | 6 | 951.9648
Program SpecificSize: Over 200kWOrange County2019March Monthly Peak | Program Specific | Size: Over 200kW | Orange County | 2019 | March Monthly Peak | 3 | 951.9648
Program SpecificSize: Over 200kWOrange County2019May Monthly Peak | Program Specific | Size: Over 200kW | Orange County | 2019 | May Monthly Peak | 5 | 951.9648
Program SpecificSize: Over 200kWOrange County2019November Monthly Peak | Program Specific | Size: Over 200kW | Orange County | 2019 | November Monthly Peak | 11 | 951.9648
Program SpecificSize: Over 200kWOrange County2019October Monthly Peak | Program Specific | Size: Over 200kW | Orange County | 2019 | October Monthly Peak | 10 | 951.9648
Program SpecificSize: Over 200kWOrange County2019September Monthly Peak | Program Specific | Size: Over 200kW | Orange County | 2019 | September Monthly Peak | 9 | 951.9648
Program SpecificSize: Over 200kWOrange County2019Typical Event Day | Program Specific | Size: Over 200kW | Orange County | 2019 | Typical Event Day | 8 | 951.9648
Program SpecificSize: Over 200kWOrange County2020April Monthly Peak | Program Specific | Size: Over 200kW | Orange County | 2020 | April Monthly Peak | 4 | 982.6201
Program SpecificSize: Over 200kWOrange County2020August Monthly Peak | Program Specific | Size: Over 200kW | Orange County | 2020 | August Monthly Peak | 8 | 982.6201
Program SpecificSize: Over 200kWOrange County2020December Monthly Peak | Program Specific | Size: Over 200kW | Orange County | 2020 | December Monthly Peak | 12 | 1014.2626
Program SpecificSize: Over 200kWOrange County2020February Monthly Peak | Program Specific | Size: Over 200kW | Orange County | 2020 | February Monthly Peak | 2 | 982.6201
Program SpecificSize: Over 200kWOrange County2020January Monthly Peak | Program Specific | Size: Over 200kW | Orange County | 2020 | January Monthly Peak | 1 | 982.6201
Program SpecificSize: Over 200kWOrange County2020July Monthly Peak | Program Specific | Size: Over 200kW | Orange County | 2020 | July Monthly Peak | 7 | 982.6201
Program SpecificSize: Over 200kWOrange County2020June Monthly Peak | Program Specific | Size: Over 200kW | Orange County | 2020 | June Monthly Peak | 6 | 982.6201
Program SpecificSize: Over 200kWOrange County2020March Monthly Peak | Program Specific | Size: Over 200kW | Orange County | 2020 | March Monthly Peak | 3 | 982.6201
Program SpecificSize: Over 200kWOrange County2020May Monthly Peak | Program Specific | Size: Over 200kW | Orange County | 2020 | May Monthly Peak | 5 | 982.6201
Program SpecificSize: Over 200kWOrange County2020November Monthly Peak | Program Specific | Size: Over 200kW | Orange County | 2020 | November Monthly Peak | 11 | 982.6201
Program SpecificSize: Over 200kWOrange County2020October Monthly Peak | Program Specific | Size: Over 200kW | Orange County | 2020 | October Monthly Peak | 10 | 982.6201
Program SpecificSize: Over 200kWOrange County2020September Monthly Peak | Program Specific | Size: Over 200kW | Orange County | 2020 | September Monthly Peak | 9 | 982.6201
Program SpecificSize: Over 200kWOrange County2020Typical Event Day | Program Specific | Size: Over 200kW | Orange County | 2020 | Typical Event Day | 8 | 982.6201
Program SpecificSize: Over 200kWOrange County2021April Monthly Peak | Program Specific | Size: Over 200kW | Orange County | 2021 | April Monthly Peak | 4 | 1014.2626
Program SpecificSize: Over 200kWOrange County2021August Monthly Peak | Program Specific | Size: Over 200kW | Orange County | 2021 | August Monthly Peak | 8 | 1014.2626
Program SpecificSize: Over 200kWOrange County2021December Monthly Peak | Program Specific | Size: Over 200kW | Orange County | 2021 | December Monthly Peak | 12 | 1046.9241
Program SpecificSize: Over 200kWOrange County2021February Monthly Peak | Program Specific | Size: Over 200kW | Orange County | 2021 | February Monthly Peak | 2 | 1014.2626
Program SpecificSize: Over 200kWOrange County2021January Monthly Peak | Program Specific | Size: Over 200kW | Orange County | 2021 | January Monthly Peak | 1 | 1014.2626
Program SpecificSize: Over 200kWOrange County2021July Monthly Peak | Program Specific | Size: Over 200kW | Orange County | 2021 | July Monthly Peak | 7 | 1014.2626
Program SpecificSize: Over 200kWOrange County2021June Monthly Peak | Program Specific | Size: Over 200kW | Orange County | 2021 | June Monthly Peak | 6 | 1014.2626
Program SpecificSize: Over 200kWOrange County2021March Monthly Peak | Program Specific | Size: Over 200kW | Orange County | 2021 | March Monthly Peak | 3 | 1014.2626
Program SpecificSize: Over 200kWOrange County2021May Monthly Peak | Program Specific | Size: Over 200kW | Orange County | 2021 | May Monthly Peak | 5 | 1014.2626
Program SpecificSize: Over 200kWOrange County2021November Monthly Peak | Program Specific | Size: Over 200kW | Orange County | 2021 | November Monthly Peak | 11 | 1014.2626
Program SpecificSize: Over 200kWOrange County2021October Monthly Peak | Program Specific | Size: Over 200kW | Orange County | 2021 | October Monthly Peak | 10 | 1014.2626
Program SpecificSize: Over 200kWOrange County2021September Monthly Peak | Program Specific | Size: Over 200kW | Orange County | 2021 | September Monthly Peak | 9 | 1014.2626
Program SpecificSize: Over 200kWOrange County2021Typical Event Day | Program Specific | Size: Over 200kW | Orange County | 2021 | Typical Event Day | 8 | 1014.2626
Program SpecificSize: Over 200kWOrange County2022April Monthly Peak | Program Specific | Size: Over 200kW | Orange County | 2022 | April Monthly Peak | 4 | 1046.9241
Program SpecificSize: Over 200kWOrange County2022August Monthly Peak | Program Specific | Size: Over 200kW | Orange County | 2022 | August Monthly Peak | 8 | 1046.9241
Program SpecificSize: Over 200kWOrange County2022December Monthly Peak | Program Specific | Size: Over 200kW | Orange County | 2022 | December Monthly Peak | 12 | 1080.6373
Program SpecificSize: Over 200kWOrange County2022February Monthly Peak | Program Specific | Size: Over 200kW | Orange County | 2022 | February Monthly Peak | 2 | 1046.9241
Program SpecificSize: Over 200kWOrange County2022January Monthly Peak | Program Specific | Size: Over 200kW | Orange County | 2022 | January Monthly Peak | 1 | 1046.9241
Program SpecificSize: Over 200kWOrange County2022July Monthly Peak | Program Specific | Size: Over 200kW | Orange County | 2022 | July Monthly Peak | 7 | 1046.9241
Program SpecificSize: Over 200kWOrange County2022June Monthly Peak | Program Specific | Size: Over 200kW | Orange County | 2022 | June Monthly Peak | 6 | 1046.9241
Program SpecificSize: Over 200kWOrange County2022March Monthly Peak | Program Specific | Size: Over 200kW | Orange County | 2022 | March Monthly Peak | 3 | 1046.9241
Program SpecificSize: Over 200kWOrange County2022May Monthly Peak | Program Specific | Size: Over 200kW | Orange County | 2022 | May Monthly Peak | 5 | 1046.9241
Program SpecificSize: Over 200kWOrange County2022November Monthly Peak | Program Specific | Size: Over 200kW | Orange County | 2022 | November Monthly Peak | 11 | 1046.9241
Program SpecificSize: Over 200kWOrange County2022October Monthly Peak | Program Specific | Size: Over 200kW | Orange County | 2022 | October Monthly Peak | 10 | 1046.9241
Program SpecificSize: Over 200kWOrange County2022September Monthly Peak | Program Specific | Size: Over 200kW | Orange County | 2022 | September Monthly Peak | 9 | 1046.9241
Program SpecificSize: Over 200kWOrange County2022Typical Event Day | Program Specific | Size: Over 200kW | Orange County | 2022 | Typical Event Day | 8 | 1046.9241
Program SpecificSize: Over 200kWOrange County2023April Monthly Peak | Program Specific | Size: Over 200kW | Orange County | 2023 | April Monthly Peak | 4 | 1080.6373
Program SpecificSize: Over 200kWOrange County2023August Monthly Peak | Program Specific | Size: Over 200kW | Orange County | 2023 | August Monthly Peak | 8 | 1080.6373
Program SpecificSize: Over 200kWOrange County2023December Monthly Peak | Program Specific | Size: Over 200kW | Orange County | 2023 | December Monthly Peak | 12 | 1115.4362
Program SpecificSize: Over 200kWOrange County2023February Monthly Peak | Program Specific | Size: Over 200kW | Orange County | 2023 | February Monthly Peak | 2 | 1080.6373
Program SpecificSize: Over 200kWOrange County2023January Monthly Peak | Program Specific | Size: Over 200kW | Orange County | 2023 | January Monthly Peak | 1 | 1080.6373
Program SpecificSize: Over 200kWOrange County2023July Monthly Peak | Program Specific | Size: Over 200kW | Orange County | 2023 | July Monthly Peak | 7 | 1080.6373
Program SpecificSize: Over 200kWOrange County2023June Monthly Peak | Program Specific | Size: Over 200kW | Orange County | 2023 | June Monthly Peak | 6 | 1080.6373
Program SpecificSize: Over 200kWOrange County2023March Monthly Peak | Program Specific | Size: Over 200kW | Orange County | 2023 | March Monthly Peak | 3 | 1080.6373
Program SpecificSize: Over 200kWOrange County2023May Monthly Peak | Program Specific | Size: Over 200kW | Orange County | 2023 | May Monthly Peak | 5 | 1080.6373
Program SpecificSize: Over 200kWOrange County2023November Monthly Peak | Program Specific | Size: Over 200kW | Orange County | 2023 | November Monthly Peak | 11 | 1080.6373
Program SpecificSize: Over 200kWOrange County2023October Monthly Peak | Program Specific | Size: Over 200kW | Orange County | 2023 | October Monthly Peak | 10 | 1080.6373
Program SpecificSize: Over 200kWOrange County2023September Monthly Peak | Program Specific | Size: Over 200kW | Orange County | 2023 | September Monthly Peak | 9 | 1080.6373
Program SpecificSize: Over 200kWOrange County2023Typical Event Day | Program Specific | Size: Over 200kW | Orange County | 2023 | Typical Event Day | 8 | 1080.6373
Program SpecificSize: Over 200kWOrange County2024April Monthly Peak | Program Specific | Size: Over 200kW | Orange County | 2024 | April Monthly Peak | 4 | 1115.4362
Program SpecificSize: Over 200kWOrange County2024August Monthly Peak | Program Specific | Size: Over 200kW | Orange County | 2024 | August Monthly Peak | 8 | 1115.4362
Program SpecificSize: Over 200kWOrange County2024December Monthly Peak | Program Specific | Size: Over 200kW | Orange County | 2024 | December Monthly Peak | 12 | 1151.3557
Program SpecificSize: Over 200kWOrange County2024February Monthly Peak | Program Specific | Size: Over 200kW | Orange County | 2024 | February Monthly Peak | 2 | 1115.4362
Program SpecificSize: Over 200kWOrange County2024January Monthly Peak | Program Specific | Size: Over 200kW | Orange County | 2024 | January Monthly Peak | 1 | 1115.4362
Program SpecificSize: Over 200kWOrange County2024July Monthly Peak | Program Specific | Size: Over 200kW | Orange County | 2024 | July Monthly Peak | 7 | 1115.4362
Program SpecificSize: Over 200kWOrange County2024June Monthly Peak | Program Specific | Size: Over 200kW | Orange County | 2024 | June Monthly Peak | 6 | 1115.4362
Program SpecificSize: Over 200kWOrange County2024March Monthly Peak | Program Specific | Size: Over 200kW | Orange County | 2024 | March Monthly Peak | 3 | 1115.4362
Program SpecificSize: Over 200kWOrange County2024May Monthly Peak | Program Specific | Size: Over 200kW | Orange County | 2024 | May Monthly Peak | 5 | 1115.4362
Program SpecificSize: Over 200kWOrange County2024November Monthly Peak | Program Specific | Size: Over 200kW | Orange County | 2024 | November Monthly Peak | 11 | 1115.4362
Program SpecificSize: Over 200kWOrange County2024October Monthly Peak | Program Specific | Size: Over 200kW | Orange County | 2024 | October Monthly Peak | 10 | 1115.4362
Program SpecificSize: Over 200kWOrange County2024September Monthly Peak | Program Specific | Size: Over 200kW | Orange County | 2024 | September Monthly Peak | 9 | 1115.4362
Program SpecificSize: Over 200kWOrange County2024Typical Event Day | Program Specific | Size: Over 200kW | Orange County | 2024 | Typical Event Day | 8 | 1115.4362
Program SpecificSize: Over 200kWOrange County2025April Monthly Peak | Program Specific | Size: Over 200kW | Orange County | 2025 | April Monthly Peak | 4 | 1151.3557
Program SpecificSize: Over 200kWOrange County2025August Monthly Peak | Program Specific | Size: Over 200kW | Orange County | 2025 | August Monthly Peak | 8 | 1151.3557
Program SpecificSize: Over 200kWOrange County2025December Monthly Peak | Program Specific | Size: Over 200kW | Orange County | 2025 | December Monthly Peak | 12 | 1188.4319
Program SpecificSize: Over 200kWOrange County2025February Monthly Peak | Program Specific | Size: Over 200kW | Orange County | 2025 | February Monthly Peak | 2 | 1151.3557
Program SpecificSize: Over 200kWOrange County2025January Monthly Peak | Program Specific | Size: Over 200kW | Orange County | 2025 | January Monthly Peak | 1 | 1151.3557
Program SpecificSize: Over 200kWOrange County2025July Monthly Peak | Program Specific | Size: Over 200kW | Orange County | 2025 | July Monthly Peak | 7 | 1151.3557
Program SpecificSize: Over 200kWOrange County2025June Monthly Peak | Program Specific | Size: Over 200kW | Orange County | 2025 | June Monthly Peak | 6 | 1151.3557
Program SpecificSize: Over 200kWOrange County2025March Monthly Peak | Program Specific | Size: Over 200kW | Orange County | 2025 | March Monthly Peak | 3 | 1151.3557
Program SpecificSize: Over 200kWOrange County2025May Monthly Peak | Program Specific | Size: Over 200kW | Orange County | 2025 | May Monthly Peak | 5 | 1151.3557
Program SpecificSize: Over 200kWOrange County2025November Monthly Peak | Program Specific | Size: Over 200kW | Orange County | 2025 | November Monthly Peak | 11 | 1151.3557
Program SpecificSize: Over 200kWOrange County2025October Monthly Peak | Program Specific | Size: Over 200kW | Orange County | 2025 | October Monthly Peak | 10 | 1151.3557
Program SpecificSize: Over 200kWOrange County2025September Monthly Peak | Program Specific | Size: Over 200kW | Orange County | 2025 | September Monthly Peak | 9 | 1151.3557
Program SpecificSize: Over 200kWOrange County2025Typical Event Day | Program Specific | Size: Over 200kW | Orange County | 2025 | Typical Event Day | 8 | 1151.3557
Program SpecificSize: Over 200kWOther2015April Monthly Peak | Program Specific | Size: Over 200kW | Other | 2015 | April Monthly Peak | 4 | 1427.6339
Program SpecificSize: Over 200kWOther2015August Monthly Peak | Program Specific | Size: Over 200kW | Other | 2015 | August Monthly Peak | 8 | 1435.4845
Program SpecificSize: Over 200kWOther2015December Monthly Peak | Program Specific | Size: Over 200kW | Other | 2015 | December Monthly Peak | 12 | 1443.3352
Program SpecificSize: Over 200kWOther2015February Monthly Peak | Program Specific | Size: Over 200kW | Other | 2015 | February Monthly Peak | 2 | 1423.7086
Program SpecificSize: Over 200kWOther2015January Monthly Peak | Program Specific | Size: Over 200kW | Other | 2015 | January Monthly Peak | 1 | 1423.7086
Program SpecificSize: Over 200kWOther2015July Monthly Peak | Program Specific | Size: Over 200kW | Other | 2015 | July Monthly Peak | 7 | 1433.5219
Program SpecificSize: Over 200kWOther2015June Monthly Peak | Program Specific | Size: Over 200kW | Other | 2015 | June Monthly Peak | 6 | 1431.5592
Program SpecificSize: Over 200kWOther2015March Monthly Peak | Program Specific | Size: Over 200kW | Other | 2015 | March Monthly Peak | 3 | 1425.6713
Program SpecificSize: Over 200kWOther2015May Monthly Peak | Program Specific | Size: Over 200kW | Other | 2015 | May Monthly Peak | 5 | 1429.5966
Program SpecificSize: Over 200kWOther2015November Monthly Peak | Program Specific | Size: Over 200kW | Other | 2015 | November Monthly Peak | 11 | 1441.3725
Program SpecificSize: Over 200kWOther2015October Monthly Peak | Program Specific | Size: Over 200kW | Other | 2015 | October Monthly Peak | 10 | 1439.4098
Program SpecificSize: Over 200kWOther2015September Monthly Peak | Program Specific | Size: Over 200kW | Other | 2015 | September Monthly Peak | 9 | 1437.4472
Program SpecificSize: Over 200kWOther2015Typical Event Day | Program Specific | Size: Over 200kW | Other | 2015 | Typical Event Day | 8 | 1435.4845
Program SpecificSize: Over 200kWOther2016April Monthly Peak | Program Specific | Size: Over 200kW | Other | 2016 | April Monthly Peak | 4 | 1443.3352
Program SpecificSize: Over 200kWOther2016August Monthly Peak | Program Specific | Size: Over 200kW | Other | 2016 | August Monthly Peak | 8 | 1443.3352
Program SpecificSize: Over 200kWOther2016December Monthly Peak | Program Specific | Size: Over 200kW | Other | 2016 | December Monthly Peak | 12 | 1489.8137
Program SpecificSize: Over 200kWOther2016February Monthly Peak | Program Specific | Size: Over 200kW | Other | 2016 | February Monthly Peak | 2 | 1443.3352
Program SpecificSize: Over 200kWOther2016January Monthly Peak | Program Specific | Size: Over 200kW | Other | 2016 | January Monthly Peak | 1 | 1443.3352
Program SpecificSize: Over 200kWOther2016July Monthly Peak | Program Specific | Size: Over 200kW | Other | 2016 | July Monthly Peak | 7 | 1443.3352
Program SpecificSize: Over 200kWOther2016June Monthly Peak | Program Specific | Size: Over 200kW | Other | 2016 | June Monthly Peak | 6 | 1443.3352
Program SpecificSize: Over 200kWOther2016March Monthly Peak | Program Specific | Size: Over 200kW | Other | 2016 | March Monthly Peak | 3 | 1443.3352
Program SpecificSize: Over 200kWOther2016May Monthly Peak | Program Specific | Size: Over 200kW | Other | 2016 | May Monthly Peak | 5 | 1443.3352
Program SpecificSize: Over 200kWOther2016November Monthly Peak | Program Specific | Size: Over 200kW | Other | 2016 | November Monthly Peak | 11 | 1443.3352
Program SpecificSize: Over 200kWOther2016October Monthly Peak | Program Specific | Size: Over 200kW | Other | 2016 | October Monthly Peak | 10 | 1443.3352
Program SpecificSize: Over 200kWOther2016September Monthly Peak | Program Specific | Size: Over 200kW | Other | 2016 | September Monthly Peak | 9 | 1443.3352
Program SpecificSize: Over 200kWOther2016Typical Event Day | Program Specific | Size: Over 200kW | Other | 2016 | Typical Event Day | 8 | 1443.3352
Program SpecificSize: Over 200kWOther2017April Monthly Peak | Program Specific | Size: Over 200kW | Other | 2017 | April Monthly Peak | 4 | 1489.8137
Program SpecificSize: Over 200kWOther2017August Monthly Peak | Program Specific | Size: Over 200kW | Other | 2017 | August Monthly Peak | 8 | 1489.8137
Program SpecificSize: Over 200kWOther2017December Monthly Peak | Program Specific | Size: Over 200kW | Other | 2017 | December Monthly Peak | 12 | 1537.7889
Program SpecificSize: Over 200kWOther2017February Monthly Peak | Program Specific | Size: Over 200kW | Other | 2017 | February Monthly Peak | 2 | 1489.8137
Program SpecificSize: Over 200kWOther2017January Monthly Peak | Program Specific | Size: Over 200kW | Other | 2017 | January Monthly Peak | 1 | 1489.8137
Program SpecificSize: Over 200kWOther2017July Monthly Peak | Program Specific | Size: Over 200kW | Other | 2017 | July Monthly Peak | 7 | 1489.8137
Program SpecificSize: Over 200kWOther2017June Monthly Peak | Program Specific | Size: Over 200kW | Other | 2017 | June Monthly Peak | 6 | 1489.8137
Program SpecificSize: Over 200kWOther2017March Monthly Peak | Program Specific | Size: Over 200kW | Other | 2017 | March Monthly Peak | 3 | 1489.8137
Program SpecificSize: Over 200kWOther2017May Monthly Peak | Program Specific | Size: Over 200kW | Other | 2017 | May Monthly Peak | 5 | 1489.8137
Program SpecificSize: Over 200kWOther2017November Monthly Peak | Program Specific | Size: Over 200kW | Other | 2017 | November Monthly Peak | 11 | 1489.8137
Program SpecificSize: Over 200kWOther2017October Monthly Peak | Program Specific | Size: Over 200kW | Other | 2017 | October Monthly Peak | 10 | 1489.8137
Program SpecificSize: Over 200kWOther2017September Monthly Peak | Program Specific | Size: Over 200kW | Other | 2017 | September Monthly Peak | 9 | 1489.8137
Program SpecificSize: Over 200kWOther2017Typical Event Day | Program Specific | Size: Over 200kW | Other | 2017 | Typical Event Day | 8 | 1489.8137
Program SpecificSize: Over 200kWOther2018April Monthly Peak | Program Specific | Size: Over 200kW | Other | 2018 | April Monthly Peak | 4 | 1537.7889
Program SpecificSize: Over 200kWOther2018August Monthly Peak | Program Specific | Size: Over 200kW | Other | 2018 | August Monthly Peak | 8 | 1537.7889
Program SpecificSize: Over 200kWOther2018December Monthly Peak | Program Specific | Size: Over 200kW | Other | 2018 | December Monthly Peak | 12 | 1587.3091
Program SpecificSize: Over 200kWOther2018February Monthly Peak | Program Specific | Size: Over 200kW | Other | 2018 | February Monthly Peak | 2 | 1537.7889
Program SpecificSize: Over 200kWOther2018January Monthly Peak | Program Specific | Size: Over 200kW | Other | 2018 | January Monthly Peak | 1 | 1537.7889
Program SpecificSize: Over 200kWOther2018July Monthly Peak | Program Specific | Size: Over 200kW | Other | 2018 | July Monthly Peak | 7 | 1537.7889
Program SpecificSize: Over 200kWOther2018June Monthly Peak | Program Specific | Size: Over 200kW | Other | 2018 | June Monthly Peak | 6 | 1537.7889
Program SpecificSize: Over 200kWOther2018March Monthly Peak | Program Specific | Size: Over 200kW | Other | 2018 | March Monthly Peak | 3 | 1537.7889
Program SpecificSize: Over 200kWOther2018May Monthly Peak | Program Specific | Size: Over 200kW | Other | 2018 | May Monthly Peak | 5 | 1537.7889
Program SpecificSize: Over 200kWOther2018November Monthly Peak | Program Specific | Size: Over 200kW | Other | 2018 | November Monthly Peak | 11 | 1537.7889
Program SpecificSize: Over 200kWOther2018October Monthly Peak | Program Specific | Size: Over 200kW | Other | 2018 | October Monthly Peak | 10 | 1537.7889
Program SpecificSize: Over 200kWOther2018September Monthly Peak | Program Specific | Size: Over 200kW | Other | 2018 | September Monthly Peak | 9 | 1537.7889
Program SpecificSize: Over 200kWOther2018Typical Event Day | Program Specific | Size: Over 200kW | Other | 2018 | Typical Event Day | 8 | 1537.7889
Program SpecificSize: Over 200kWOther2019April Monthly Peak | Program Specific | Size: Over 200kW | Other | 2019 | April Monthly Peak | 4 | 1587.3091
Program SpecificSize: Over 200kWOther2019August Monthly Peak | Program Specific | Size: Over 200kW | Other | 2019 | August Monthly Peak | 8 | 1587.3091
Program SpecificSize: Over 200kWOther2019December Monthly Peak | Program Specific | Size: Over 200kW | Other | 2019 | December Monthly Peak | 12 | 1638.4239
Program SpecificSize: Over 200kWOther2019February Monthly Peak | Program Specific | Size: Over 200kW | Other | 2019 | February Monthly Peak | 2 | 1587.3091
Program SpecificSize: Over 200kWOther2019January Monthly Peak | Program Specific | Size: Over 200kW | Other | 2019 | January Monthly Peak | 1 | 1587.3091
Program SpecificSize: Over 200kWOther2019July Monthly Peak | Program Specific | Size: Over 200kW | Other | 2019 | July Monthly Peak | 7 | 1587.3091
Program SpecificSize: Over 200kWOther2019June Monthly Peak | Program Specific | Size: Over 200kW | Other | 2019 | June Monthly Peak | 6 | 1587.3091
Program SpecificSize: Over 200kWOther2019March Monthly Peak | Program Specific | Size: Over 200kW | Other | 2019 | March Monthly Peak | 3 | 1587.3091
Program SpecificSize: Over 200kWOther2019May Monthly Peak | Program Specific | Size: Over 200kW | Other | 2019 | May Monthly Peak | 5 | 1587.3091
Program SpecificSize: Over 200kWOther2019November Monthly Peak | Program Specific | Size: Over 200kW | Other | 2019 | November Monthly Peak | 11 | 1587.3091
Program SpecificSize: Over 200kWOther2019October Monthly Peak | Program Specific | Size: Over 200kW | Other | 2019 | October Monthly Peak | 10 | 1587.3091
Program SpecificSize: Over 200kWOther2019September Monthly Peak | Program Specific | Size: Over 200kW | Other | 2019 | September Monthly Peak | 9 | 1587.3091
Program SpecificSize: Over 200kWOther2019Typical Event Day | Program Specific | Size: Over 200kW | Other | 2019 | Typical Event Day | 8 | 1587.3091
Program SpecificSize: Over 200kWOther2020April Monthly Peak | Program Specific | Size: Over 200kW | Other | 2020 | April Monthly Peak | 4 | 1638.4239
Program SpecificSize: Over 200kWOther2020August Monthly Peak | Program Specific | Size: Over 200kW | Other | 2020 | August Monthly Peak | 8 | 1638.4239
Program SpecificSize: Over 200kWOther2020December Monthly Peak | Program Specific | Size: Over 200kW | Other | 2020 | December Monthly Peak | 12 | 1691.1847
Program SpecificSize: Over 200kWOther2020February Monthly Peak | Program Specific | Size: Over 200kW | Other | 2020 | February Monthly Peak | 2 | 1638.4239
Program SpecificSize: Over 200kWOther2020January Monthly Peak | Program Specific | Size: Over 200kW | Other | 2020 | January Monthly Peak | 1 | 1638.4239
Program SpecificSize: Over 200kWOther2020July Monthly Peak | Program Specific | Size: Over 200kW | Other | 2020 | July Monthly Peak | 7 | 1638.4239
Program SpecificSize: Over 200kWOther2020June Monthly Peak | Program Specific | Size: Over 200kW | Other | 2020 | June Monthly Peak | 6 | 1638.4239
Program SpecificSize: Over 200kWOther2020March Monthly Peak | Program Specific | Size: Over 200kW | Other | 2020 | March Monthly Peak | 3 | 1638.4239
Program SpecificSize: Over 200kWOther2020May Monthly Peak | Program Specific | Size: Over 200kW | Other | 2020 | May Monthly Peak | 5 | 1638.4239
Program SpecificSize: Over 200kWOther2020November Monthly Peak | Program Specific | Size: Over 200kW | Other | 2020 | November Monthly Peak | 11 | 1638.4239
Program SpecificSize: Over 200kWOther2020October Monthly Peak | Program Specific | Size: Over 200kW | Other | 2020 | October Monthly Peak | 10 | 1638.4239
Program SpecificSize: Over 200kWOther2020September Monthly Peak | Program Specific | Size: Over 200kW | Other | 2020 | September Monthly Peak | 9 | 1638.4239
Program SpecificSize: Over 200kWOther2020Typical Event Day | Program Specific | Size: Over 200kW | Other | 2020 | Typical Event Day | 8 | 1638.4239
Program SpecificSize: Over 200kWOther2021April Monthly Peak | Program Specific | Size: Over 200kW | Other | 2021 | April Monthly Peak | 4 | 1691.1847
Program SpecificSize: Over 200kWOther2021August Monthly Peak | Program Specific | Size: Over 200kW | Other | 2021 | August Monthly Peak | 8 | 1691.1847
Program SpecificSize: Over 200kWOther2021December Monthly Peak | Program Specific | Size: Over 200kW | Other | 2021 | December Monthly Peak | 12 | 1745.6446
Program SpecificSize: Over 200kWOther2021February Monthly Peak | Program Specific | Size: Over 200kW | Other | 2021 | February Monthly Peak | 2 | 1691.1847
Program SpecificSize: Over 200kWOther2021January Monthly Peak | Program Specific | Size: Over 200kW | Other | 2021 | January Monthly Peak | 1 | 1691.1847
Program SpecificSize: Over 200kWOther2021July Monthly Peak | Program Specific | Size: Over 200kW | Other | 2021 | July Monthly Peak | 7 | 1691.1847
Program SpecificSize: Over 200kWOther2021June Monthly Peak | Program Specific | Size: Over 200kW | Other | 2021 | June Monthly Peak | 6 | 1691.1847
Program SpecificSize: Over 200kWOther2021March Monthly Peak | Program Specific | Size: Over 200kW | Other | 2021 | March Monthly Peak | 3 | 1691.1847
Program SpecificSize: Over 200kWOther2021May Monthly Peak | Program Specific | Size: Over 200kW | Other | 2021 | May Monthly Peak | 5 | 1691.1847
Program SpecificSize: Over 200kWOther2021November Monthly Peak | Program Specific | Size: Over 200kW | Other | 2021 | November Monthly Peak | 11 | 1691.1847
Program SpecificSize: Over 200kWOther2021October Monthly Peak | Program Specific | Size: Over 200kW | Other | 2021 | October Monthly Peak | 10 | 1691.1847
Program SpecificSize: Over 200kWOther2021September Monthly Peak | Program Specific | Size: Over 200kW | Other | 2021 | September Monthly Peak | 9 | 1691.1847
Program SpecificSize: Over 200kWOther2021Typical Event Day | Program Specific | Size: Over 200kW | Other | 2021 | Typical Event Day | 8 | 1691.1847
Program SpecificSize: Over 200kWOther2022April Monthly Peak | Program Specific | Size: Over 200kW | Other | 2022 | April Monthly Peak | 4 | 1745.6446
Program SpecificSize: Over 200kWOther2022August Monthly Peak | Program Specific | Size: Over 200kW | Other | 2022 | August Monthly Peak | 8 | 1745.6446
Program SpecificSize: Over 200kWOther2022December Monthly Peak | Program Specific | Size: Over 200kW | Other | 2022 | December Monthly Peak | 12 | 1801.8581
Program SpecificSize: Over 200kWOther2022February Monthly Peak | Program Specific | Size: Over 200kW | Other | 2022 | February Monthly Peak | 2 | 1745.6446
Program SpecificSize: Over 200kWOther2022January Monthly Peak | Program Specific | Size: Over 200kW | Other | 2022 | January Monthly Peak | 1 | 1745.6446
Program SpecificSize: Over 200kWOther2022July Monthly Peak | Program Specific | Size: Over 200kW | Other | 2022 | July Monthly Peak | 7 | 1745.6446
Program SpecificSize: Over 200kWOther2022June Monthly Peak | Program Specific | Size: Over 200kW | Other | 2022 | June Monthly Peak | 6 | 1745.6446
Program SpecificSize: Over 200kWOther2022March Monthly Peak | Program Specific | Size: Over 200kW | Other | 2022 | March Monthly Peak | 3 | 1745.6446
Program SpecificSize: Over 200kWOther2022May Monthly Peak | Program Specific | Size: Over 200kW | Other | 2022 | May Monthly Peak | 5 | 1745.6446
Program SpecificSize: Over 200kWOther2022November Monthly Peak | Program Specific | Size: Over 200kW | Other | 2022 | November Monthly Peak | 11 | 1745.6446
Program SpecificSize: Over 200kWOther2022October Monthly Peak | Program Specific | Size: Over 200kW | Other | 2022 | October Monthly Peak | 10 | 1745.6446
Program SpecificSize: Over 200kWOther2022September Monthly Peak | Program Specific | Size: Over 200kW | Other | 2022 | September Monthly Peak | 9 | 1745.6446
Program SpecificSize: Over 200kWOther2022Typical Event Day | Program Specific | Size: Over 200kW | Other | 2022 | Typical Event Day | 8 | 1745.6446
Program SpecificSize: Over 200kWOther2023April Monthly Peak | Program Specific | Size: Over 200kW | Other | 2023 | April Monthly Peak | 4 | 1801.8581
Program SpecificSize: Over 200kWOther2023August Monthly Peak | Program Specific | Size: Over 200kW | Other | 2023 | August Monthly Peak | 8 | 1801.8581
Program SpecificSize: Over 200kWOther2023December Monthly Peak | Program Specific | Size: Over 200kW | Other | 2023 | December Monthly Peak | 12 | 1859.8819
Program SpecificSize: Over 200kWOther2023February Monthly Peak | Program Specific | Size: Over 200kW | Other | 2023 | February Monthly Peak | 2 | 1801.8581
Program SpecificSize: Over 200kWOther2023January Monthly Peak | Program Specific | Size: Over 200kW | Other | 2023 | January Monthly Peak | 1 | 1801.8581
Program SpecificSize: Over 200kWOther2023July Monthly Peak | Program Specific | Size: Over 200kW | Other | 2023 | July Monthly Peak | 7 | 1801.8581
Program SpecificSize: Over 200kWOther2023June Monthly Peak | Program Specific | Size: Over 200kW | Other | 2023 | June Monthly Peak | 6 | 1801.8581
Program SpecificSize: Over 200kWOther2023March Monthly Peak | Program Specific | Size: Over 200kW | Other | 2023 | March Monthly Peak | 3 | 1801.8581
Program SpecificSize: Over 200kWOther2023May Monthly Peak | Program Specific | Size: Over 200kW | Other | 2023 | May Monthly Peak | 5 | 1801.8581
Program SpecificSize: Over 200kWOther2023November Monthly Peak | Program Specific | Size: Over 200kW | Other | 2023 | November Monthly Peak | 11 | 1801.8581
Program SpecificSize: Over 200kWOther2023October Monthly Peak | Program Specific | Size: Over 200kW | Other | 2023 | October Monthly Peak | 10 | 1801.8581
Program SpecificSize: Over 200kWOther2023September Monthly Peak | Program Specific | Size: Over 200kW | Other | 2023 | September Monthly Peak | 9 | 1801.8581
Program SpecificSize: Over 200kWOther2023Typical Event Day | Program Specific | Size: Over 200kW | Other | 2023 | Typical Event Day | 8 | 1801.8581
Program SpecificSize: Over 200kWOther2024April Monthly Peak | Program Specific | Size: Over 200kW | Other | 2024 | April Monthly Peak | 4 | 1859.8819
Program SpecificSize: Over 200kWOther2024August Monthly Peak | Program Specific | Size: Over 200kW | Other | 2024 | August Monthly Peak | 8 | 1859.8819
Program SpecificSize: Over 200kWOther2024December Monthly Peak | Program Specific | Size: Over 200kW | Other | 2024 | December Monthly Peak | 12 | 1919.7742
Program SpecificSize: Over 200kWOther2024February Monthly Peak | Program Specific | Size: Over 200kW | Other | 2024 | February Monthly Peak | 2 | 1859.8819
Program SpecificSize: Over 200kWOther2024January Monthly Peak | Program Specific | Size: Over 200kW | Other | 2024 | January Monthly Peak | 1 | 1859.8819
Program SpecificSize: Over 200kWOther2024July Monthly Peak | Program Specific | Size: Over 200kW | Other | 2024 | July Monthly Peak | 7 | 1859.8819
Program SpecificSize: Over 200kWOther2024June Monthly Peak | Program Specific | Size: Over 200kW | Other | 2024 | June Monthly Peak | 6 | 1859.8819
Program SpecificSize: Over 200kWOther2024March Monthly Peak | Program Specific | Size: Over 200kW | Other | 2024 | March Monthly Peak | 3 | 1859.8819
Program SpecificSize: Over 200kWOther2024May Monthly Peak | Program Specific | Size: Over 200kW | Other | 2024 | May Monthly Peak | 5 | 1859.8819
Program SpecificSize: Over 200kWOther2024November Monthly Peak | Program Specific | Size: Over 200kW | Other | 2024 | November Monthly Peak | 11 | 1859.8819
Program SpecificSize: Over 200kWOther2024October Monthly Peak | Program Specific | Size: Over 200kW | Other | 2024 | October Monthly Peak | 10 | 1859.8819
Program SpecificSize: Over 200kWOther2024September Monthly Peak | Program Specific | Size: Over 200kW | Other | 2024 | September Monthly Peak | 9 | 1859.8819
Program SpecificSize: Over 200kWOther2024Typical Event Day | Program Specific | Size: Over 200kW | Other | 2024 | Typical Event Day | 8 | 1859.8819
Program SpecificSize: Over 200kWOther2025April Monthly Peak | Program Specific | Size: Over 200kW | Other | 2025 | April Monthly Peak | 4 | 1919.7742
Program SpecificSize: Over 200kWOther2025August Monthly Peak | Program Specific | Size: Over 200kW | Other | 2025 | August Monthly Peak | 8 | 1919.7742
Program SpecificSize: Over 200kWOther2025December Monthly Peak | Program Specific | Size: Over 200kW | Other | 2025 | December Monthly Peak | 12 | 1981.5951
Program SpecificSize: Over 200kWOther2025February Monthly Peak | Program Specific | Size: Over 200kW | Other | 2025 | February Monthly Peak | 2 | 1919.7742
Program SpecificSize: Over 200kWOther2025January Monthly Peak | Program Specific | Size: Over 200kW | Other | 2025 | January Monthly Peak | 1 | 1919.7742
Program SpecificSize: Over 200kWOther2025July Monthly Peak | Program Specific | Size: Over 200kW | Other | 2025 | July Monthly Peak | 7 | 1919.7742
Program SpecificSize: Over 200kWOther2025June Monthly Peak | Program Specific | Size: Over 200kW | Other | 2025 | June Monthly Peak | 6 | 1919.7742
Program SpecificSize: Over 200kWOther2025March Monthly Peak | Program Specific | Size: Over 200kW | Other | 2025 | March Monthly Peak | 3 | 1919.7742
Program SpecificSize: Over 200kWOther2025May Monthly Peak | Program Specific | Size: Over 200kW | Other | 2025 | May Monthly Peak | 5 | 1919.7742
Program SpecificSize: Over 200kWOther2025November Monthly Peak | Program Specific | Size: Over 200kW | Other | 2025 | November Monthly Peak | 11 | 1919.7742
Program SpecificSize: Over 200kWOther2025October Monthly Peak | Program Specific | Size: Over 200kW | Other | 2025 | October Monthly Peak | 10 | 1919.7742
Program SpecificSize: Over 200kWOther2025September Monthly Peak | Program Specific | Size: Over 200kW | Other | 2025 | September Monthly Peak | 9 | 1919.7742
Program SpecificSize: Over 200kWOther2025Typical Event Day | Program Specific | Size: Over 200kW | Other | 2025 | Typical Event Day | 8 | 1919.7742
Program SpecificSize: Over 200kWSouth of Lugo2015April Monthly Peak | Program Specific | Size: Over 200kW | South of Lugo | 2015 | April Monthly Peak | 4 | 262.064
Program SpecificSize: Over 200kWSouth of Lugo2015August Monthly Peak | Program Specific | Size: Over 200kW | South of Lugo | 2015 | August Monthly Peak | 8 | 263.5051
Program SpecificSize: Over 200kWSouth of Lugo2015December Monthly Peak | Program Specific | Size: Over 200kW | South of Lugo | 2015 | December Monthly Peak | 12 | 264.9462
Program SpecificSize: Over 200kWSouth of Lugo2015February Monthly Peak | Program Specific | Size: Over 200kW | South of Lugo | 2015 | February Monthly Peak | 2 | 261.3435
Program SpecificSize: Over 200kWSouth of Lugo2015January Monthly Peak | Program Specific | Size: Over 200kW | South of Lugo | 2015 | January Monthly Peak | 1 | 261.3435
Program SpecificSize: Over 200kWSouth of Lugo2015July Monthly Peak | Program Specific | Size: Over 200kW | South of Lugo | 2015 | July Monthly Peak | 7 | 263.1448
Program SpecificSize: Over 200kWSouth of Lugo2015June Monthly Peak | Program Specific | Size: Over 200kW | South of Lugo | 2015 | June Monthly Peak | 6 | 262.7846
Program SpecificSize: Over 200kWSouth of Lugo2015March Monthly Peak | Program Specific | Size: Over 200kW | South of Lugo | 2015 | March Monthly Peak | 3 | 261.7037
Program SpecificSize: Over 200kWSouth of Lugo2015May Monthly Peak | Program Specific | Size: Over 200kW | South of Lugo | 2015 | May Monthly Peak | 5 | 262.4243
Program SpecificSize: Over 200kWSouth of Lugo2015November Monthly Peak | Program Specific | Size: Over 200kW | South of Lugo | 2015 | November Monthly Peak | 11 | 264.5859
Program SpecificSize: Over 200kWSouth of Lugo2015October Monthly Peak | Program Specific | Size: Over 200kW | South of Lugo | 2015 | October Monthly Peak | 10 | 264.2257
Program SpecificSize: Over 200kWSouth of Lugo2015September Monthly Peak | Program Specific | Size: Over 200kW | South of Lugo | 2015 | September Monthly Peak | 9 | 263.8654
Program SpecificSize: Over 200kWSouth of Lugo2015Typical Event Day | Program Specific | Size: Over 200kW | South of Lugo | 2015 | Typical Event Day | 8 | 263.5051
Program SpecificSize: Over 200kWSouth of Lugo2016April Monthly Peak | Program Specific | Size: Over 200kW | South of Lugo | 2016 | April Monthly Peak | 4 | 264.9462
Program SpecificSize: Over 200kWSouth of Lugo2016August Monthly Peak | Program Specific | Size: Over 200kW | South of Lugo | 2016 | August Monthly Peak | 8 | 264.9462
Program SpecificSize: Over 200kWSouth of Lugo2016December Monthly Peak | Program Specific | Size: Over 200kW | South of Lugo | 2016 | December Monthly Peak | 12 | 273.4781
Program SpecificSize: Over 200kWSouth of Lugo2016February Monthly Peak | Program Specific | Size: Over 200kW | South of Lugo | 2016 | February Monthly Peak | 2 | 264.9462
Program SpecificSize: Over 200kWSouth of Lugo2016January Monthly Peak | Program Specific | Size: Over 200kW | South of Lugo | 2016 | January Monthly Peak | 1 | 264.9462
Program SpecificSize: Over 200kWSouth of Lugo2016July Monthly Peak | Program Specific | Size: Over 200kW | South of Lugo | 2016 | July Monthly Peak | 7 | 264.9462
Program SpecificSize: Over 200kWSouth of Lugo2016June Monthly Peak | Program Specific | Size: Over 200kW | South of Lugo | 2016 | June Monthly Peak | 6 | 264.9462
Program SpecificSize: Over 200kWSouth of Lugo2016March Monthly Peak | Program Specific | Size: Over 200kW | South of Lugo | 2016 | March Monthly Peak | 3 | 264.9462
Program SpecificSize: Over 200kWSouth of Lugo2016May Monthly Peak | Program Specific | Size: Over 200kW | South of Lugo | 2016 | May Monthly Peak | 5 | 264.9462
Program SpecificSize: Over 200kWSouth of Lugo2016November Monthly Peak | Program Specific | Size: Over 200kW | South of Lugo | 2016 | November Monthly Peak | 11 | 264.9462
Program SpecificSize: Over 200kWSouth of Lugo2016October Monthly Peak | Program Specific | Size: Over 200kW | South of Lugo | 2016 | October Monthly Peak | 10 | 264.9462
Program SpecificSize: Over 200kWSouth of Lugo2016September Monthly Peak | Program Specific | Size: Over 200kW | South of Lugo | 2016 | September Monthly Peak | 9 | 264.9462
Program SpecificSize: Over 200kWSouth of Lugo2016Typical Event Day | Program Specific | Size: Over 200kW | South of Lugo | 2016 | Typical Event Day | 8 | 264.9462
Program SpecificSize: Over 200kWSouth of Lugo2017April Monthly Peak | Program Specific | Size: Over 200kW | South of Lugo | 2017 | April Monthly Peak | 4 | 273.4781
Program SpecificSize: Over 200kWSouth of Lugo2017August Monthly Peak | Program Specific | Size: Over 200kW | South of Lugo | 2017 | August Monthly Peak | 8 | 273.4781
Program SpecificSize: Over 200kWSouth of Lugo2017December Monthly Peak | Program Specific | Size: Over 200kW | South of Lugo | 2017 | December Monthly Peak | 12 | 282.2847
Program SpecificSize: Over 200kWSouth of Lugo2017February Monthly Peak | Program Specific | Size: Over 200kW | South of Lugo | 2017 | February Monthly Peak | 2 | 273.4781
Program SpecificSize: Over 200kWSouth of Lugo2017January Monthly Peak | Program Specific | Size: Over 200kW | South of Lugo | 2017 | January Monthly Peak | 1 | 273.4781
Program SpecificSize: Over 200kWSouth of Lugo2017July Monthly Peak | Program Specific | Size: Over 200kW | South of Lugo | 2017 | July Monthly Peak | 7 | 273.4781
Program SpecificSize: Over 200kWSouth of Lugo2017June Monthly Peak | Program Specific | Size: Over 200kW | South of Lugo | 2017 | June Monthly Peak | 6 | 273.4781
Program SpecificSize: Over 200kWSouth of Lugo2017March Monthly Peak | Program Specific | Size: Over 200kW | South of Lugo | 2017 | March Monthly Peak | 3 | 273.4781
Program SpecificSize: Over 200kWSouth of Lugo2017May Monthly Peak | Program Specific | Size: Over 200kW | South of Lugo | 2017 | May Monthly Peak | 5 | 273.4781
Program SpecificSize: Over 200kWSouth of Lugo2017November Monthly Peak | Program Specific | Size: Over 200kW | South of Lugo | 2017 | November Monthly Peak | 11 | 273.4781
Program SpecificSize: Over 200kWSouth of Lugo2017October Monthly Peak | Program Specific | Size: Over 200kW | South of Lugo | 2017 | October Monthly Peak | 10 | 273.4781
Program SpecificSize: Over 200kWSouth of Lugo2017September Monthly Peak | Program Specific | Size: Over 200kW | South of Lugo | 2017 | September Monthly Peak | 9 | 273.4781
Program SpecificSize: Over 200kWSouth of Lugo2017Typical Event Day | Program Specific | Size: Over 200kW | South of Lugo | 2017 | Typical Event Day | 8 | 273.4781
Program SpecificSize: Over 200kWSouth of Lugo2018April Monthly Peak | Program Specific | Size: Over 200kW | South of Lugo | 2018 | April Monthly Peak | 4 | 282.2847
Program SpecificSize: Over 200kWSouth of Lugo2018August Monthly Peak | Program Specific | Size: Over 200kW | South of Lugo | 2018 | August Monthly Peak | 8 | 282.2847
Program SpecificSize: Over 200kWSouth of Lugo2018December Monthly Peak | Program Specific | Size: Over 200kW | South of Lugo | 2018 | December Monthly Peak | 12 | 291.3748
Program SpecificSize: Over 200kWSouth of Lugo2018February Monthly Peak | Program Specific | Size: Over 200kW | South of Lugo | 2018 | February Monthly Peak | 2 | 282.2847
Program SpecificSize: Over 200kWSouth of Lugo2018January Monthly Peak | Program Specific | Size: Over 200kW | South of Lugo | 2018 | January Monthly Peak | 1 | 282.2847
Program SpecificSize: Over 200kWSouth of Lugo2018July Monthly Peak | Program Specific | Size: Over 200kW | South of Lugo | 2018 | July Monthly Peak | 7 | 282.2847
Program SpecificSize: Over 200kWSouth of Lugo2018June Monthly Peak | Program Specific | Size: Over 200kW | South of Lugo | 2018 | June Monthly Peak | 6 | 282.2847
Program SpecificSize: Over 200kWSouth of Lugo2018March Monthly Peak | Program Specific | Size: Over 200kW | South of Lugo | 2018 | March Monthly Peak | 3 | 282.2847
Program SpecificSize: Over 200kWSouth of Lugo2018May Monthly Peak | Program Specific | Size: Over 200kW | South of Lugo | 2018 | May Monthly Peak | 5 | 282.2847
Program SpecificSize: Over 200kWSouth of Lugo2018November Monthly Peak | Program Specific | Size: Over 200kW | South of Lugo | 2018 | November Monthly Peak | 11 | 282.2847
Program SpecificSize: Over 200kWSouth of Lugo2018October Monthly Peak | Program Specific | Size: Over 200kW | South of Lugo | 2018 | October Monthly Peak | 10 | 282.2847
Program SpecificSize: Over 200kWSouth of Lugo2018September Monthly Peak | Program Specific | Size: Over 200kW | South of Lugo | 2018 | September Monthly Peak | 9 | 282.2847
Program SpecificSize: Over 200kWSouth of Lugo2018Typical Event Day | Program Specific | Size: Over 200kW | South of Lugo | 2018 | Typical Event Day | 8 | 282.2847
Program SpecificSize: Over 200kWSouth of Lugo2019April Monthly Peak | Program Specific | Size: Over 200kW | South of Lugo | 2019 | April Monthly Peak | 4 | 291.3748
Program SpecificSize: Over 200kWSouth of Lugo2019August Monthly Peak | Program Specific | Size: Over 200kW | South of Lugo | 2019 | August Monthly Peak | 8 | 291.3748
Program SpecificSize: Over 200kWSouth of Lugo2019December Monthly Peak | Program Specific | Size: Over 200kW | South of Lugo | 2019 | December Monthly Peak | 12 | 300.7577
Program SpecificSize: Over 200kWSouth of Lugo2019February Monthly Peak | Program Specific | Size: Over 200kW | South of Lugo | 2019 | February Monthly Peak | 2 | 291.3748
Program SpecificSize: Over 200kWSouth of Lugo2019January Monthly Peak | Program Specific | Size: Over 200kW | South of Lugo | 2019 | January Monthly Peak | 1 | 291.3748
Program SpecificSize: Over 200kWSouth of Lugo2019July Monthly Peak | Program Specific | Size: Over 200kW | South of Lugo | 2019 | July Monthly Peak | 7 | 291.3748
Program SpecificSize: Over 200kWSouth of Lugo2019June Monthly Peak | Program Specific | Size: Over 200kW | South of Lugo | 2019 | June Monthly Peak | 6 | 291.3748
Program SpecificSize: Over 200kWSouth of Lugo2019March Monthly Peak | Program Specific | Size: Over 200kW | South of Lugo | 2019 | March Monthly Peak | 3 | 291.3748
Program SpecificSize: Over 200kWSouth of Lugo2019May Monthly Peak | Program Specific | Size: Over 200kW | South of Lugo | 2019 | May Monthly Peak | 5 | 291.3748
Program SpecificSize: Over 200kWSouth of Lugo2019November Monthly Peak | Program Specific | Size: Over 200kW | South of Lugo | 2019 | November Monthly Peak | 11 | 291.3748
Program SpecificSize: Over 200kWSouth of Lugo2019October Monthly Peak | Program Specific | Size: Over 200kW | South of Lugo | 2019 | October Monthly Peak | 10 | 291.3748
Program SpecificSize: Over 200kWSouth of Lugo2019September Monthly Peak | Program Specific | Size: Over 200kW | South of Lugo | 2019 | September Monthly Peak | 9 | 291.3748
Program SpecificSize: Over 200kWSouth of Lugo2019Typical Event Day | Program Specific | Size: Over 200kW | South of Lugo | 2019 | Typical Event Day | 8 | 291.3748
Program SpecificSize: Over 200kWSouth of Lugo2020April Monthly Peak | Program Specific | Size: Over 200kW | South of Lugo | 2020 | April Monthly Peak | 4 | 300.7577
Program SpecificSize: Over 200kWSouth of Lugo2020August Monthly Peak | Program Specific | Size: Over 200kW | South of Lugo | 2020 | August Monthly Peak | 8 | 300.7577
Program SpecificSize: Over 200kWSouth of Lugo2020December Monthly Peak | Program Specific | Size: Over 200kW | South of Lugo | 2020 | December Monthly Peak | 12 | 310.4428
Program SpecificSize: Over 200kWSouth of Lugo2020February Monthly Peak | Program Specific | Size: Over 200kW | South of Lugo | 2020 | February Monthly Peak | 2 | 300.7577
Program SpecificSize: Over 200kWSouth of Lugo2020January Monthly Peak | Program Specific | Size: Over 200kW | South of Lugo | 2020 | January Monthly Peak | 1 | 300.7577
Program SpecificSize: Over 200kWSouth of Lugo2020July Monthly Peak | Program Specific | Size: Over 200kW | South of Lugo | 2020 | July Monthly Peak | 7 | 300.7577
Program SpecificSize: Over 200kWSouth of Lugo2020June Monthly Peak | Program Specific | Size: Over 200kW | South of Lugo | 2020 | June Monthly Peak | 6 | 300.7577
Program SpecificSize: Over 200kWSouth of Lugo2020March Monthly Peak | Program Specific | Size: Over 200kW | South of Lugo | 2020 | March Monthly Peak | 3 | 300.7577
Program SpecificSize: Over 200kWSouth of Lugo2020May Monthly Peak | Program Specific | Size: Over 200kW | South of Lugo | 2020 | May Monthly Peak | 5 | 300.7577
Program SpecificSize: Over 200kWSouth of Lugo2020November Monthly Peak | Program Specific | Size: Over 200kW | South of Lugo | 2020 | November Monthly Peak | 11 | 300.7577
Program SpecificSize: Over 200kWSouth of Lugo2020October Monthly Peak | Program Specific | Size: Over 200kW | South of Lugo | 2020 | October Monthly Peak | 10 | 300.7577
Program SpecificSize: Over 200kWSouth of Lugo2020September Monthly Peak | Program Specific | Size: Over 200kW | South of Lugo | 2020 | September Monthly Peak | 9 | 300.7577
Program SpecificSize: Over 200kWSouth of Lugo2020Typical Event Day | Program Specific | Size: Over 200kW | South of Lugo | 2020 | Typical Event Day | 8 | 300.7577
Program SpecificSize: Over 200kWSouth of Lugo2021April Monthly Peak | Program Specific | Size: Over 200kW | South of Lugo | 2021 | April Monthly Peak | 4 | 310.4428
Program SpecificSize: Over 200kWSouth of Lugo2021August Monthly Peak | Program Specific | Size: Over 200kW | South of Lugo | 2021 | August Monthly Peak | 8 | 310.4428
Program SpecificSize: Over 200kWSouth of Lugo2021December Monthly Peak | Program Specific | Size: Over 200kW | South of Lugo | 2021 | December Monthly Peak | 12 | 320.4397
Program SpecificSize: Over 200kWSouth of Lugo2021February Monthly Peak | Program Specific | Size: Over 200kW | South of Lugo | 2021 | February Monthly Peak | 2 | 310.4428
Program SpecificSize: Over 200kWSouth of Lugo2021January Monthly Peak | Program Specific | Size: Over 200kW | South of Lugo | 2021 | January Monthly Peak | 1 | 310.4428
Program SpecificSize: Over 200kWSouth of Lugo2021July Monthly Peak | Program Specific | Size: Over 200kW | South of Lugo | 2021 | July Monthly Peak | 7 | 310.4428
Program SpecificSize: Over 200kWSouth of Lugo2021June Monthly Peak | Program Specific | Size: Over 200kW | South of Lugo | 2021 | June Monthly Peak | 6 | 310.4428
Program SpecificSize: Over 200kWSouth of Lugo2021March Monthly Peak | Program Specific | Size: Over 200kW | South of Lugo | 2021 | March Monthly Peak | 3 | 310.4428
Program SpecificSize: Over 200kWSouth of Lugo2021May Monthly Peak | Program Specific | Size: Over 200kW | South of Lugo | 2021 | May Monthly Peak | 5 | 310.4428
Program SpecificSize: Over 200kWSouth of Lugo2021November Monthly Peak | Program Specific | Size: Over 200kW | South of Lugo | 2021 | November Monthly Peak | 11 | 310.4428
Program SpecificSize: Over 200kWSouth of Lugo2021October Monthly Peak | Program Specific | Size: Over 200kW | South of Lugo | 2021 | October Monthly Peak | 10 | 310.4428
Program SpecificSize: Over 200kWSouth of Lugo2021September Monthly Peak | Program Specific | Size: Over 200kW | South of Lugo | 2021 | September Monthly Peak | 9 | 310.4428
Program SpecificSize: Over 200kWSouth of Lugo2021Typical Event Day | Program Specific | Size: Over 200kW | South of Lugo | 2021 | Typical Event Day | 8 | 310.4428
Program SpecificSize: Over 200kWSouth of Lugo2022April Monthly Peak | Program Specific | Size: Over 200kW | South of Lugo | 2022 | April Monthly Peak | 4 | 320.4397
Program SpecificSize: Over 200kWSouth of Lugo2022August Monthly Peak | Program Specific | Size: Over 200kW | South of Lugo | 2022 | August Monthly Peak | 8 | 320.4397
Program SpecificSize: Over 200kWSouth of Lugo2022December Monthly Peak | Program Specific | Size: Over 200kW | South of Lugo | 2022 | December Monthly Peak | 12 | 330.7586
Program SpecificSize: Over 200kWSouth of Lugo2022February Monthly Peak | Program Specific | Size: Over 200kW | South of Lugo | 2022 | February Monthly Peak | 2 | 320.4397
Program SpecificSize: Over 200kWSouth of Lugo2022January Monthly Peak | Program Specific | Size: Over 200kW | South of Lugo | 2022 | January Monthly Peak | 1 | 320.4397
Program SpecificSize: Over 200kWSouth of Lugo2022July Monthly Peak | Program Specific | Size: Over 200kW | South of Lugo | 2022 | July Monthly Peak | 7 | 320.4397
Program SpecificSize: Over 200kWSouth of Lugo2022June Monthly Peak | Program Specific | Size: Over 200kW | South of Lugo | 2022 | June Monthly Peak | 6 | 320.4397
Program SpecificSize: Over 200kWSouth of Lugo2022March Monthly Peak | Program Specific | Size: Over 200kW | South of Lugo | 2022 | March Monthly Peak | 3 | 320.4397
Program SpecificSize: Over 200kWSouth of Lugo2022May Monthly Peak | Program Specific | Size: Over 200kW | South of Lugo | 2022 | May Monthly Peak | 5 | 320.4397
Program SpecificSize: Over 200kWSouth of Lugo2022November Monthly Peak | Program Specific | Size: Over 200kW | South of Lugo | 2022 | November Monthly Peak | 11 | 320.4397
Program SpecificSize: Over 200kWSouth of Lugo2022October Monthly Peak | Program Specific | Size: Over 200kW | South of Lugo | 2022 | October Monthly Peak | 10 | 320.4397
Program SpecificSize: Over 200kWSouth of Lugo2022September Monthly Peak | Program Specific | Size: Over 200kW | South of Lugo | 2022 | September Monthly Peak | 9 | 320.4397
Program SpecificSize: Over 200kWSouth of Lugo2022Typical Event Day | Program Specific | Size: Over 200kW | South of Lugo | 2022 | Typical Event Day | 8 | 320.4397
Program SpecificSize: Over 200kWSouth of Lugo2023April Monthly Peak | Program Specific | Size: Over 200kW | South of Lugo | 2023 | April Monthly Peak | 4 | 330.7586
Program SpecificSize: Over 200kWSouth of Lugo2023August Monthly Peak | Program Specific | Size: Over 200kW | South of Lugo | 2023 | August Monthly Peak | 8 | 330.7586
Program SpecificSize: Over 200kWSouth of Lugo2023December Monthly Peak | Program Specific | Size: Over 200kW | South of Lugo | 2023 | December Monthly Peak | 12 | 341.4097
Program SpecificSize: Over 200kWSouth of Lugo2023February Monthly Peak | Program Specific | Size: Over 200kW | South of Lugo | 2023 | February Monthly Peak | 2 | 330.7586
Program SpecificSize: Over 200kWSouth of Lugo2023January Monthly Peak | Program Specific | Size: Over 200kW | South of Lugo | 2023 | January Monthly Peak | 1 | 330.7586
Program SpecificSize: Over 200kWSouth of Lugo2023July Monthly Peak | Program Specific | Size: Over 200kW | South of Lugo | 2023 | July Monthly Peak | 7 | 330.7586
Program SpecificSize: Over 200kWSouth of Lugo2023June Monthly Peak | Program Specific | Size: Over 200kW | South of Lugo | 2023 | June Monthly Peak | 6 | 330.7586
Program SpecificSize: Over 200kWSouth of Lugo2023March Monthly Peak | Program Specific | Size: Over 200kW | South of Lugo | 2023 | March Monthly Peak | 3 | 330.7586
Program SpecificSize: Over 200kWSouth of Lugo2023May Monthly Peak | Program Specific | Size: Over 200kW | South of Lugo | 2023 | May Monthly Peak | 5 | 330.7586
Program SpecificSize: Over 200kWSouth of Lugo2023November Monthly Peak | Program Specific | Size: Over 200kW | South of Lugo | 2023 | November Monthly Peak | 11 | 330.7586
Program SpecificSize: Over 200kWSouth of Lugo2023October Monthly Peak | Program Specific | Size: Over 200kW | South of Lugo | 2023 | October Monthly Peak | 10 | 330.7586
Program SpecificSize: Over 200kWSouth of Lugo2023September Monthly Peak | Program Specific | Size: Over 200kW | South of Lugo | 2023 | September Monthly Peak | 9 | 330.7586
Program SpecificSize: Over 200kWSouth of Lugo2023Typical Event Day | Program Specific | Size: Over 200kW | South of Lugo | 2023 | Typical Event Day | 8 | 330.7586
Program SpecificSize: Over 200kWSouth of Lugo2024April Monthly Peak | Program Specific | Size: Over 200kW | South of Lugo | 2024 | April Monthly Peak | 4 | 341.4097
Program SpecificSize: Over 200kWSouth of Lugo2024August Monthly Peak | Program Specific | Size: Over 200kW | South of Lugo | 2024 | August Monthly Peak | 8 | 341.4097
Program SpecificSize: Over 200kWSouth of Lugo2024December Monthly Peak | Program Specific | Size: Over 200kW | South of Lugo | 2024 | December Monthly Peak | 12 | 352.4039
Program SpecificSize: Over 200kWSouth of Lugo2024February Monthly Peak | Program Specific | Size: Over 200kW | South of Lugo | 2024 | February Monthly Peak | 2 | 341.4097
Program SpecificSize: Over 200kWSouth of Lugo2024January Monthly Peak | Program Specific | Size: Over 200kW | South of Lugo | 2024 | January Monthly Peak | 1 | 341.4097
Program SpecificSize: Over 200kWSouth of Lugo2024July Monthly Peak | Program Specific | Size: Over 200kW | South of Lugo | 2024 | July Monthly Peak | 7 | 341.4097
Program SpecificSize: Over 200kWSouth of Lugo2024June Monthly Peak | Program Specific | Size: Over 200kW | South of Lugo | 2024 | June Monthly Peak | 6 | 341.4097
Program SpecificSize: Over 200kWSouth of Lugo2024March Monthly Peak | Program Specific | Size: Over 200kW | South of Lugo | 2024 | March Monthly Peak | 3 | 341.4097
Program SpecificSize: Over 200kWSouth of Lugo2024May Monthly Peak | Program Specific | Size: Over 200kW | South of Lugo | 2024 | May Monthly Peak | 5 | 341.4097
Program SpecificSize: Over 200kWSouth of Lugo2024November Monthly Peak | Program Specific | Size: Over 200kW | South of Lugo | 2024 | November Monthly Peak | 11 | 341.4097
Program SpecificSize: Over 200kWSouth of Lugo2024October Monthly Peak | Program Specific | Size: Over 200kW | South of Lugo | 2024 | October Monthly Peak | 10 | 341.4097
Program SpecificSize: Over 200kWSouth of Lugo2024September Monthly Peak | Program Specific | Size: Over 200kW | South of Lugo | 2024 | September Monthly Peak | 9 | 341.4097
Program SpecificSize: Over 200kWSouth of Lugo2024Typical Event Day | Program Specific | Size: Over 200kW | South of Lugo | 2024 | Typical Event Day | 8 | 341.4097
Program SpecificSize: Over 200kWSouth of Lugo2025April Monthly Peak | Program Specific | Size: Over 200kW | South of Lugo | 2025 | April Monthly Peak | 4 | 352.4039
Program SpecificSize: Over 200kWSouth of Lugo2025August Monthly Peak | Program Specific | Size: Over 200kW | South of Lugo | 2025 | August Monthly Peak | 8 | 352.4039
Program SpecificSize: Over 200kWSouth of Lugo2025December Monthly Peak | Program Specific | Size: Over 200kW | South of Lugo | 2025 | December Monthly Peak | 12 | 363.7521
Program SpecificSize: Over 200kWSouth of Lugo2025February Monthly Peak | Program Specific | Size: Over 200kW | South of Lugo | 2025 | February Monthly Peak | 2 | 352.4039
Program SpecificSize: Over 200kWSouth of Lugo2025January Monthly Peak | Program Specific | Size: Over 200kW | South of Lugo | 2025 | January Monthly Peak | 1 | 352.4039
Program SpecificSize: Over 200kWSouth of Lugo2025July Monthly Peak | Program Specific | Size: Over 200kW | South of Lugo | 2025 | July Monthly Peak | 7 | 352.4039
Program SpecificSize: Over 200kWSouth of Lugo2025June Monthly Peak | Program Specific | Size: Over 200kW | South of Lugo | 2025 | June Monthly Peak | 6 | 352.4039
Program SpecificSize: Over 200kWSouth of Lugo2025March Monthly Peak | Program Specific | Size: Over 200kW | South of Lugo | 2025 | March Monthly Peak | 3 | 352.4039
Program SpecificSize: Over 200kWSouth of Lugo2025May Monthly Peak | Program Specific | Size: Over 200kW | South of Lugo | 2025 | May Monthly Peak | 5 | 352.4039
Program SpecificSize: Over 200kWSouth of Lugo2025November Monthly Peak | Program Specific | Size: Over 200kW | South of Lugo | 2025 | November Monthly Peak | 11 | 352.4039
Program SpecificSize: Over 200kWSouth of Lugo2025October Monthly Peak | Program Specific | Size: Over 200kW | South of Lugo | 2025 | October Monthly Peak | 10 | 352.4039
Program SpecificSize: Over 200kWSouth of Lugo2025September Monthly Peak | Program Specific | Size: Over 200kW | South of Lugo | 2025 | September Monthly Peak | 9 | 352.4039
Program SpecificSize: Over 200kWSouth of Lugo2025Typical Event Day | Program Specific | Size: Over 200kW | South of Lugo | 2025 | Typical Event Day | 8 | 352.4039
Program SpecificSize: Under 20 kWAll2015April Monthly Peak | Program Specific | Size: Under 20 kW | All | 2015 | April Monthly Peak | 4 | 0
Program SpecificSize: Under 20 kWAll2015August Monthly Peak | Program Specific | Size: Under 20 kW | All | 2015 | August Monthly Peak | 8 | 0
Program SpecificSize: Under 20 kWAll2015December Monthly Peak | Program Specific | Size: Under 20 kW | All | 2015 | December Monthly Peak | 12 | 0
Program SpecificSize: Under 20 kWAll2015February Monthly Peak | Program Specific | Size: Under 20 kW | All | 2015 | February Monthly Peak | 2 | 0
Program SpecificSize: Under 20 kWAll2015January Monthly Peak | Program Specific | Size: Under 20 kW | All | 2015 | January Monthly Peak | 1 | 0
Program SpecificSize: Under 20 kWAll2015July Monthly Peak | Program Specific | Size: Under 20 kW | All | 2015 | July Monthly Peak | 7 | 0
Program SpecificSize: Under 20 kWAll2015June Monthly Peak | Program Specific | Size: Under 20 kW | All | 2015 | June Monthly Peak | 6 | 0
Program SpecificSize: Under 20 kWAll2015March Monthly Peak | Program Specific | Size: Under 20 kW | All | 2015 | March Monthly Peak | 3 | 0
Program SpecificSize: Under 20 kWAll2015May Monthly Peak | Program Specific | Size: Under 20 kW | All | 2015 | May Monthly Peak | 5 | 0
Program SpecificSize: Under 20 kWAll2015November Monthly Peak | Program Specific | Size: Under 20 kW | All | 2015 | November Monthly Peak | 11 | 0
Program SpecificSize: Under 20 kWAll2015October Monthly Peak | Program Specific | Size: Under 20 kW | All | 2015 | October Monthly Peak | 10 | 0
Program SpecificSize: Under 20 kWAll2015September Monthly Peak | Program Specific | Size: Under 20 kW | All | 2015 | September Monthly Peak | 9 | 0
Program SpecificSize: Under 20 kWAll2015Typical Event Day | Program Specific | Size: Under 20 kW | All | 2015 | Typical Event Day | 8 | 0
Program SpecificSize: Under 20 kWAll2016April Monthly Peak | Program Specific | Size: Under 20 kW | All | 2016 | April Monthly Peak | 4 | 0
Program SpecificSize: Under 20 kWAll2016August Monthly Peak | Program Specific | Size: Under 20 kW | All | 2016 | August Monthly Peak | 8 | 0
Program SpecificSize: Under 20 kWAll2016December Monthly Peak | Program Specific | Size: Under 20 kW | All | 2016 | December Monthly Peak | 12 | 0
Program SpecificSize: Under 20 kWAll2016February Monthly Peak | Program Specific | Size: Under 20 kW | All | 2016 | February Monthly Peak | 2 | 0
Program SpecificSize: Under 20 kWAll2016January Monthly Peak | Program Specific | Size: Under 20 kW | All | 2016 | January Monthly Peak | 1 | 0
Program SpecificSize: Under 20 kWAll2016July Monthly Peak | Program Specific | Size: Under 20 kW | All | 2016 | July Monthly Peak | 7 | 0
Program SpecificSize: Under 20 kWAll2016June Monthly Peak | Program Specific | Size: Under 20 kW | All | 2016 | June Monthly Peak | 6 | 0
Program SpecificSize: Under 20 kWAll2016March Monthly Peak | Program Specific | Size: Under 20 kW | All | 2016 | March Monthly Peak | 3 | 0
Program SpecificSize: Under 20 kWAll2016May Monthly Peak | Program Specific | Size: Under 20 kW | All | 2016 | May Monthly Peak | 5 | 0
Program SpecificSize: Under 20 kWAll2016November Monthly Peak | Program Specific | Size: Under 20 kW | All | 2016 | November Monthly Peak | 11 | 0
Program SpecificSize: Under 20 kWAll2016October Monthly Peak | Program Specific | Size: Under 20 kW | All | 2016 | October Monthly Peak | 10 | 0
Program SpecificSize: Under 20 kWAll2016September Monthly Peak | Program Specific | Size: Under 20 kW | All | 2016 | September Monthly Peak | 9 | 0
Program SpecificSize: Under 20 kWAll2016Typical Event Day | Program Specific | Size: Under 20 kW | All | 2016 | Typical Event Day | 8 | 0
Program SpecificSize: Under 20 kWAll2017April Monthly Peak | Program Specific | Size: Under 20 kW | All | 2017 | April Monthly Peak | 4 | 215204.7455
Program SpecificSize: Under 20 kWAll2017August Monthly Peak | Program Specific | Size: Under 20 kW | All | 2017 | August Monthly Peak | 8 | 215204.7455
Program SpecificSize: Under 20 kWAll2017December Monthly Peak | Program Specific | Size: Under 20 kW | All | 2017 | December Monthly Peak | 12 | 215204.7455
Program SpecificSize: Under 20 kWAll2017February Monthly Peak | Program Specific | Size: Under 20 kW | All | 2017 | February Monthly Peak | 2 | 0
Program SpecificSize: Under 20 kWAll2017January Monthly Peak | Program Specific | Size: Under 20 kW | All | 2017 | January Monthly Peak | 1 | 0
Program SpecificSize: Under 20 kWAll2017July Monthly Peak | Program Specific | Size: Under 20 kW | All | 2017 | July Monthly Peak | 7 | 215204.7455
Program SpecificSize: Under 20 kWAll2017June Monthly Peak | Program Specific | Size: Under 20 kW | All | 2017 | June Monthly Peak | 6 | 215204.7455
Program SpecificSize: Under 20 kWAll2017March Monthly Peak | Program Specific | Size: Under 20 kW | All | 2017 | March Monthly Peak | 3 | 0
Program SpecificSize: Under 20 kWAll2017May Monthly Peak | Program Specific | Size: Under 20 kW | All | 2017 | May Monthly Peak | 5 | 215204.7455
Program SpecificSize: Under 20 kWAll2017November Monthly Peak | Program Specific | Size: Under 20 kW | All | 2017 | November Monthly Peak | 11 | 215204.7455
Program SpecificSize: Under 20 kWAll2017October Monthly Peak | Program Specific | Size: Under 20 kW | All | 2017 | October Monthly Peak | 10 | 215204.7455
Program SpecificSize: Under 20 kWAll2017September Monthly Peak | Program Specific | Size: Under 20 kW | All | 2017 | September Monthly Peak | 9 | 215204.7455
Program SpecificSize: Under 20 kWAll2017Typical Event Day | Program Specific | Size: Under 20 kW | All | 2017 | Typical Event Day | 8 | 215204.7455
Program SpecificSize: Under 20 kWAll2018April Monthly Peak | Program Specific | Size: Under 20 kW | All | 2018 | April Monthly Peak | 4 | 86081.8982
Program SpecificSize: Under 20 kWAll2018August Monthly Peak | Program Specific | Size: Under 20 kW | All | 2018 | August Monthly Peak | 8 | 86081.8982
Program SpecificSize: Under 20 kWAll2018December Monthly Peak | Program Specific | Size: Under 20 kW | All | 2018 | December Monthly Peak | 12 | 86081.8982
Program SpecificSize: Under 20 kWAll2018February Monthly Peak | Program Specific | Size: Under 20 kW | All | 2018 | February Monthly Peak | 2 | 215204.7455
Program SpecificSize: Under 20 kWAll2018January Monthly Peak | Program Specific | Size: Under 20 kW | All | 2018 | January Monthly Peak | 1 | 215204.7455
Program SpecificSize: Under 20 kWAll2018July Monthly Peak | Program Specific | Size: Under 20 kW | All | 2018 | July Monthly Peak | 7 | 86081.8982
Program SpecificSize: Under 20 kWAll2018June Monthly Peak | Program Specific | Size: Under 20 kW | All | 2018 | June Monthly Peak | 6 | 86081.8982
Program SpecificSize: Under 20 kWAll2018March Monthly Peak | Program Specific | Size: Under 20 kW | All | 2018 | March Monthly Peak | 3 | 215204.7455
Program SpecificSize: Under 20 kWAll2018May Monthly Peak | Program Specific | Size: Under 20 kW | All | 2018 | May Monthly Peak | 5 | 86081.8982
Program SpecificSize: Under 20 kWAll2018November Monthly Peak | Program Specific | Size: Under 20 kW | All | 2018 | November Monthly Peak | 11 | 86081.8982
Program SpecificSize: Under 20 kWAll2018October Monthly Peak | Program Specific | Size: Under 20 kW | All | 2018 | October Monthly Peak | 10 | 86081.8982
Program SpecificSize: Under 20 kWAll2018September Monthly Peak | Program Specific | Size: Under 20 kW | All | 2018 | September Monthly Peak | 9 | 86081.8982
Program SpecificSize: Under 20 kWAll2018Typical Event Day | Program Specific | Size: Under 20 kW | All | 2018 | Typical Event Day | 8 | 86081.8982
Program SpecificSize: Under 20 kWAll2019April Monthly Peak | Program Specific | Size: Under 20 kW | All | 2019 | April Monthly Peak | 4 | 88853.9231
Program SpecificSize: Under 20 kWAll2019August Monthly Peak | Program Specific | Size: Under 20 kW | All | 2019 | August Monthly Peak | 8 | 88853.9231
Program SpecificSize: Under 20 kWAll2019December Monthly Peak | Program Specific | Size: Under 20 kW | All | 2019 | December Monthly Peak | 12 | 88853.9231
Program SpecificSize: Under 20 kWAll2019February Monthly Peak | Program Specific | Size: Under 20 kW | All | 2019 | February Monthly Peak | 2 | 86081.8982
Program SpecificSize: Under 20 kWAll2019January Monthly Peak | Program Specific | Size: Under 20 kW | All | 2019 | January Monthly Peak | 1 | 86081.8982
Program SpecificSize: Under 20 kWAll2019July Monthly Peak | Program Specific | Size: Under 20 kW | All | 2019 | July Monthly Peak | 7 | 88853.9231
Program SpecificSize: Under 20 kWAll2019June Monthly Peak | Program Specific | Size: Under 20 kW | All | 2019 | June Monthly Peak | 6 | 88853.9231
Program SpecificSize: Under 20 kWAll2019March Monthly Peak | Program Specific | Size: Under 20 kW | All | 2019 | March Monthly Peak | 3 | 86081.8982
Program SpecificSize: Under 20 kWAll2019May Monthly Peak | Program Specific | Size: Under 20 kW | All | 2019 | May Monthly Peak | 5 | 88853.9231
Program SpecificSize: Under 20 kWAll2019November Monthly Peak | Program Specific | Size: Under 20 kW | All | 2019 | November Monthly Peak | 11 | 88853.9231
Program SpecificSize: Under 20 kWAll2019October Monthly Peak | Program Specific | Size: Under 20 kW | All | 2019 | October Monthly Peak | 10 | 88853.9231
Program SpecificSize: Under 20 kWAll2019September Monthly Peak | Program Specific | Size: Under 20 kW | All | 2019 | September Monthly Peak | 9 | 88853.9231
Program SpecificSize: Under 20 kWAll2019Typical Event Day | Program Specific | Size: Under 20 kW | All | 2019 | Typical Event Day | 8 | 88853.9231
Program SpecificSize: Under 20 kWAll2020April Monthly Peak | Program Specific | Size: Under 20 kW | All | 2020 | April Monthly Peak | 4 | 91715.2132
Program SpecificSize: Under 20 kWAll2020August Monthly Peak | Program Specific | Size: Under 20 kW | All | 2020 | August Monthly Peak | 8 | 91715.2132
Program SpecificSize: Under 20 kWAll2020December Monthly Peak | Program Specific | Size: Under 20 kW | All | 2020 | December Monthly Peak | 12 | 91715.2132
Program SpecificSize: Under 20 kWAll2020February Monthly Peak | Program Specific | Size: Under 20 kW | All | 2020 | February Monthly Peak | 2 | 88853.9231
Program SpecificSize: Under 20 kWAll2020January Monthly Peak | Program Specific | Size: Under 20 kW | All | 2020 | January Monthly Peak | 1 | 88853.9231
Program SpecificSize: Under 20 kWAll2020July Monthly Peak | Program Specific | Size: Under 20 kW | All | 2020 | July Monthly Peak | 7 | 91715.2132
Program SpecificSize: Under 20 kWAll2020June Monthly Peak | Program Specific | Size: Under 20 kW | All | 2020 | June Monthly Peak | 6 | 91715.2132
Program SpecificSize: Under 20 kWAll2020March Monthly Peak | Program Specific | Size: Under 20 kW | All | 2020 | March Monthly Peak | 3 | 88853.9231
Program SpecificSize: Under 20 kWAll2020May Monthly Peak | Program Specific | Size: Under 20 kW | All | 2020 | May Monthly Peak | 5 | 91715.2132
Program SpecificSize: Under 20 kWAll2020November Monthly Peak | Program Specific | Size: Under 20 kW | All | 2020 | November Monthly Peak | 11 | 91715.2132
Program SpecificSize: Under 20 kWAll2020October Monthly Peak | Program Specific | Size: Under 20 kW | All | 2020 | October Monthly Peak | 10 | 91715.2132
Program SpecificSize: Under 20 kWAll2020September Monthly Peak | Program Specific | Size: Under 20 kW | All | 2020 | September Monthly Peak | 9 | 91715.2132
Program SpecificSize: Under 20 kWAll2020Typical Event Day | Program Specific | Size: Under 20 kW | All | 2020 | Typical Event Day | 8 | 91715.2132
Program SpecificSize: Under 20 kWAll2021April Monthly Peak | Program Specific | Size: Under 20 kW | All | 2021 | April Monthly Peak | 4 | 94668.643
Program SpecificSize: Under 20 kWAll2021August Monthly Peak | Program Specific | Size: Under 20 kW | All | 2021 | August Monthly Peak | 8 | 94668.643
Program SpecificSize: Under 20 kWAll2021December Monthly Peak | Program Specific | Size: Under 20 kW | All | 2021 | December Monthly Peak | 12 | 94668.643
Program SpecificSize: Under 20 kWAll2021February Monthly Peak | Program Specific | Size: Under 20 kW | All | 2021 | February Monthly Peak | 2 | 91715.2132
Program SpecificSize: Under 20 kWAll2021January Monthly Peak | Program Specific | Size: Under 20 kW | All | 2021 | January Monthly Peak | 1 | 91715.2132
Program SpecificSize: Under 20 kWAll2021July Monthly Peak | Program Specific | Size: Under 20 kW | All | 2021 | July Monthly Peak | 7 | 94668.643
Program SpecificSize: Under 20 kWAll2021June Monthly Peak | Program Specific | Size: Under 20 kW | All | 2021 | June Monthly Peak | 6 | 94668.643
Program SpecificSize: Under 20 kWAll2021March Monthly Peak | Program Specific | Size: Under 20 kW | All | 2021 | March Monthly Peak | 3 | 91715.2132
Program SpecificSize: Under 20 kWAll2021May Monthly Peak | Program Specific | Size: Under 20 kW | All | 2021 | May Monthly Peak | 5 | 94668.643
Program SpecificSize: Under 20 kWAll2021November Monthly Peak | Program Specific | Size: Under 20 kW | All | 2021 | November Monthly Peak | 11 | 94668.643
Program SpecificSize: Under 20 kWAll2021October Monthly Peak | Program Specific | Size: Under 20 kW | All | 2021 | October Monthly Peak | 10 | 94668.643
Program SpecificSize: Under 20 kWAll2021September Monthly Peak | Program Specific | Size: Under 20 kW | All | 2021 | September Monthly Peak | 9 | 94668.643
Program SpecificSize: Under 20 kWAll2021Typical Event Day | Program Specific | Size: Under 20 kW | All | 2021 | Typical Event Day | 8 | 94668.643
Program SpecificSize: Under 20 kWAll2022April Monthly Peak | Program Specific | Size: Under 20 kW | All | 2022 | April Monthly Peak | 4 | 97717.1798
Program SpecificSize: Under 20 kWAll2022August Monthly Peak | Program Specific | Size: Under 20 kW | All | 2022 | August Monthly Peak | 8 | 97717.1798
Program SpecificSize: Under 20 kWAll2022December Monthly Peak | Program Specific | Size: Under 20 kW | All | 2022 | December Monthly Peak | 12 | 97717.1798
Program SpecificSize: Under 20 kWAll2022February Monthly Peak | Program Specific | Size: Under 20 kW | All | 2022 | February Monthly Peak | 2 | 94668.643
Program SpecificSize: Under 20 kWAll2022January Monthly Peak | Program Specific | Size: Under 20 kW | All | 2022 | January Monthly Peak | 1 | 94668.643
Program SpecificSize: Under 20 kWAll2022July Monthly Peak | Program Specific | Size: Under 20 kW | All | 2022 | July Monthly Peak | 7 | 97717.1798
Program SpecificSize: Under 20 kWAll2022June Monthly Peak | Program Specific | Size: Under 20 kW | All | 2022 | June Monthly Peak | 6 | 97717.1798
Program SpecificSize: Under 20 kWAll2022March Monthly Peak | Program Specific | Size: Under 20 kW | All | 2022 | March Monthly Peak | 3 | 94668.643
Program SpecificSize: Under 20 kWAll2022May Monthly Peak | Program Specific | Size: Under 20 kW | All | 2022 | May Monthly Peak | 5 | 97717.1798
Program SpecificSize: Under 20 kWAll2022November Monthly Peak | Program Specific | Size: Under 20 kW | All | 2022 | November Monthly Peak | 11 | 97717.1798
Program SpecificSize: Under 20 kWAll2022October Monthly Peak | Program Specific | Size: Under 20 kW | All | 2022 | October Monthly Peak | 10 | 97717.1798
Program SpecificSize: Under 20 kWAll2022September Monthly Peak | Program Specific | Size: Under 20 kW | All | 2022 | September Monthly Peak | 9 | 97717.1798
Program SpecificSize: Under 20 kWAll2022Typical Event Day | Program Specific | Size: Under 20 kW | All | 2022 | Typical Event Day | 8 | 97717.1798
Program SpecificSize: Under 20 kWAll2023April Monthly Peak | Program Specific | Size: Under 20 kW | All | 2023 | April Monthly Peak | 4 | 100863.8861
Program SpecificSize: Under 20 kWAll2023August Monthly Peak | Program Specific | Size: Under 20 kW | All | 2023 | August Monthly Peak | 8 | 100863.8861
Program SpecificSize: Under 20 kWAll2023December Monthly Peak | Program Specific | Size: Under 20 kW | All | 2023 | December Monthly Peak | 12 | 100863.8861
Program SpecificSize: Under 20 kWAll2023February Monthly Peak | Program Specific | Size: Under 20 kW | All | 2023 | February Monthly Peak | 2 | 97717.1798
Program SpecificSize: Under 20 kWAll2023January Monthly Peak | Program Specific | Size: Under 20 kW | All | 2023 | January Monthly Peak | 1 | 97717.1798
Program SpecificSize: Under 20 kWAll2023July Monthly Peak | Program Specific | Size: Under 20 kW | All | 2023 | July Monthly Peak | 7 | 100863.8861
Program SpecificSize: Under 20 kWAll2023June Monthly Peak | Program Specific | Size: Under 20 kW | All | 2023 | June Monthly Peak | 6 | 100863.8861
Program SpecificSize: Under 20 kWAll2023March Monthly Peak | Program Specific | Size: Under 20 kW | All | 2023 | March Monthly Peak | 3 | 97717.1798
Program SpecificSize: Under 20 kWAll2023May Monthly Peak | Program Specific | Size: Under 20 kW | All | 2023 | May Monthly Peak | 5 | 100863.8861
Program SpecificSize: Under 20 kWAll2023November Monthly Peak | Program Specific | Size: Under 20 kW | All | 2023 | November Monthly Peak | 11 | 100863.8861
Program SpecificSize: Under 20 kWAll2023October Monthly Peak | Program Specific | Size: Under 20 kW | All | 2023 | October Monthly Peak | 10 | 100863.8861
Program SpecificSize: Under 20 kWAll2023September Monthly Peak | Program Specific | Size: Under 20 kW | All | 2023 | September Monthly Peak | 9 | 100863.8861
Program SpecificSize: Under 20 kWAll2023Typical Event Day | Program Specific | Size: Under 20 kW | All | 2023 | Typical Event Day | 8 | 100863.8861
Program SpecificSize: Under 20 kWAll2024April Monthly Peak | Program Specific | Size: Under 20 kW | All | 2024 | April Monthly Peak | 4 | 104111.9232
Program SpecificSize: Under 20 kWAll2024August Monthly Peak | Program Specific | Size: Under 20 kW | All | 2024 | August Monthly Peak | 8 | 104111.9232
Program SpecificSize: Under 20 kWAll2024December Monthly Peak | Program Specific | Size: Under 20 kW | All | 2024 | December Monthly Peak | 12 | 104111.9232
Program SpecificSize: Under 20 kWAll2024February Monthly Peak | Program Specific | Size: Under 20 kW | All | 2024 | February Monthly Peak | 2 | 100863.8861
Program SpecificSize: Under 20 kWAll2024January Monthly Peak | Program Specific | Size: Under 20 kW | All | 2024 | January Monthly Peak | 1 | 100863.8861
Program SpecificSize: Under 20 kWAll2024July Monthly Peak | Program Specific | Size: Under 20 kW | All | 2024 | July Monthly Peak | 7 | 104111.9232
Program SpecificSize: Under 20 kWAll2024June Monthly Peak | Program Specific | Size: Under 20 kW | All | 2024 | June Monthly Peak | 6 | 104111.9232
Program SpecificSize: Under 20 kWAll2024March Monthly Peak | Program Specific | Size: Under 20 kW | All | 2024 | March Monthly Peak | 3 | 100863.8861
Program SpecificSize: Under 20 kWAll2024May Monthly Peak | Program Specific | Size: Under 20 kW | All | 2024 | May Monthly Peak | 5 | 104111.9232
Program SpecificSize: Under 20 kWAll2024November Monthly Peak | Program Specific | Size: Under 20 kW | All | 2024 | November Monthly Peak | 11 | 104111.9232
Program SpecificSize: Under 20 kWAll2024October Monthly Peak | Program Specific | Size: Under 20 kW | All | 2024 | October Monthly Peak | 10 | 104111.9232
Program SpecificSize: Under 20 kWAll2024September Monthly Peak | Program Specific | Size: Under 20 kW | All | 2024 | September Monthly Peak | 9 | 104111.9232
Program SpecificSize: Under 20 kWAll2024Typical Event Day | Program Specific | Size: Under 20 kW | All | 2024 | Typical Event Day | 8 | 104111.9232
Program SpecificSize: Under 20 kWAll2025April Monthly Peak | Program Specific | Size: Under 20 kW | All | 2025 | April Monthly Peak | 4 | 107464.5541
Program SpecificSize: Under 20 kWAll2025August Monthly Peak | Program Specific | Size: Under 20 kW | All | 2025 | August Monthly Peak | 8 | 107464.5541
Program SpecificSize: Under 20 kWAll2025December Monthly Peak | Program Specific | Size: Under 20 kW | All | 2025 | December Monthly Peak | 12 | 107464.5541
Program SpecificSize: Under 20 kWAll2025February Monthly Peak | Program Specific | Size: Under 20 kW | All | 2025 | February Monthly Peak | 2 | 104111.9232
Program SpecificSize: Under 20 kWAll2025January Monthly Peak | Program Specific | Size: Under 20 kW | All | 2025 | January Monthly Peak | 1 | 104111.9232
Program SpecificSize: Under 20 kWAll2025July Monthly Peak | Program Specific | Size: Under 20 kW | All | 2025 | July Monthly Peak | 7 | 107464.5541
Program SpecificSize: Under 20 kWAll2025June Monthly Peak | Program Specific | Size: Under 20 kW | All | 2025 | June Monthly Peak | 6 | 107464.5541
Program SpecificSize: Under 20 kWAll2025March Monthly Peak | Program Specific | Size: Under 20 kW | All | 2025 | March Monthly Peak | 3 | 104111.9232
Program SpecificSize: Under 20 kWAll2025May Monthly Peak | Program Specific | Size: Under 20 kW | All | 2025 | May Monthly Peak | 5 | 107464.5541
Program SpecificSize: Under 20 kWAll2025November Monthly Peak | Program Specific | Size: Under 20 kW | All | 2025 | November Monthly Peak | 11 | 107464.5541
Program SpecificSize: Under 20 kWAll2025October Monthly Peak | Program Specific | Size: Under 20 kW | All | 2025 | October Monthly Peak | 10 | 107464.5541
Program SpecificSize: Under 20 kWAll2025September Monthly Peak | Program Specific | Size: Under 20 kW | All | 2025 | September Monthly Peak | 9 | 107464.5541
Program SpecificSize: Under 20 kWAll2025Typical Event Day | Program Specific | Size: Under 20 kW | All | 2025 | Typical Event Day | 8 | 107464.5541
Program SpecificSize: Under 20 kWOrange County2015April Monthly Peak | Program Specific | Size: Under 20 kW | Orange County | 2015 | April Monthly Peak | 4 | 0
Program SpecificSize: Under 20 kWOrange County2015August Monthly Peak | Program Specific | Size: Under 20 kW | Orange County | 2015 | August Monthly Peak | 8 | 0
Program SpecificSize: Under 20 kWOrange County2015December Monthly Peak | Program Specific | Size: Under 20 kW | Orange County | 2015 | December Monthly Peak | 12 | 0
Program SpecificSize: Under 20 kWOrange County2015February Monthly Peak | Program Specific | Size: Under 20 kW | Orange County | 2015 | February Monthly Peak | 2 | 0
Program SpecificSize: Under 20 kWOrange County2015January Monthly Peak | Program Specific | Size: Under 20 kW | Orange County | 2015 | January Monthly Peak | 1 | 0
Program SpecificSize: Under 20 kWOrange County2015July Monthly Peak | Program Specific | Size: Under 20 kW | Orange County | 2015 | July Monthly Peak | 7 | 0
Program SpecificSize: Under 20 kWOrange County2015June Monthly Peak | Program Specific | Size: Under 20 kW | Orange County | 2015 | June Monthly Peak | 6 | 0
Program SpecificSize: Under 20 kWOrange County2015March Monthly Peak | Program Specific | Size: Under 20 kW | Orange County | 2015 | March Monthly Peak | 3 | 0
Program SpecificSize: Under 20 kWOrange County2015May Monthly Peak | Program Specific | Size: Under 20 kW | Orange County | 2015 | May Monthly Peak | 5 | 0
Program SpecificSize: Under 20 kWOrange County2015November Monthly Peak | Program Specific | Size: Under 20 kW | Orange County | 2015 | November Monthly Peak | 11 | 0
Program SpecificSize: Under 20 kWOrange County2015October Monthly Peak | Program Specific | Size: Under 20 kW | Orange County | 2015 | October Monthly Peak | 10 | 0
Program SpecificSize: Under 20 kWOrange County2015September Monthly Peak | Program Specific | Size: Under 20 kW | Orange County | 2015 | September Monthly Peak | 9 | 0
Program SpecificSize: Under 20 kWOrange County2015Typical Event Day | Program Specific | Size: Under 20 kW | Orange County | 2015 | Typical Event Day | 8 | 0
Program SpecificSize: Under 20 kWOrange County2016April Monthly Peak | Program Specific | Size: Under 20 kW | Orange County | 2016 | April Monthly Peak | 4 | 0
Program SpecificSize: Under 20 kWOrange County2016August Monthly Peak | Program Specific | Size: Under 20 kW | Orange County | 2016 | August Monthly Peak | 8 | 0
Program SpecificSize: Under 20 kWOrange County2016December Monthly Peak | Program Specific | Size: Under 20 kW | Orange County | 2016 | December Monthly Peak | 12 | 0
Program SpecificSize: Under 20 kWOrange County2016February Monthly Peak | Program Specific | Size: Under 20 kW | Orange County | 2016 | February Monthly Peak | 2 | 0
Program SpecificSize: Under 20 kWOrange County2016January Monthly Peak | Program Specific | Size: Under 20 kW | Orange County | 2016 | January Monthly Peak | 1 | 0
Program SpecificSize: Under 20 kWOrange County2016July Monthly Peak | Program Specific | Size: Under 20 kW | Orange County | 2016 | July Monthly Peak | 7 | 0
Program SpecificSize: Under 20 kWOrange County2016June Monthly Peak | Program Specific | Size: Under 20 kW | Orange County | 2016 | June Monthly Peak | 6 | 0
Program SpecificSize: Under 20 kWOrange County2016March Monthly Peak | Program Specific | Size: Under 20 kW | Orange County | 2016 | March Monthly Peak | 3 | 0
Program SpecificSize: Under 20 kWOrange County2016May Monthly Peak | Program Specific | Size: Under 20 kW | Orange County | 2016 | May Monthly Peak | 5 | 0
Program SpecificSize: Under 20 kWOrange County2016November Monthly Peak | Program Specific | Size: Under 20 kW | Orange County | 2016 | November Monthly Peak | 11 | 0
Program SpecificSize: Under 20 kWOrange County2016October Monthly Peak | Program Specific | Size: Under 20 kW | Orange County | 2016 | October Monthly Peak | 10 | 0
Program SpecificSize: Under 20 kWOrange County2016September Monthly Peak | Program Specific | Size: Under 20 kW | Orange County | 2016 | September Monthly Peak | 9 | 0
Program SpecificSize: Under 20 kWOrange County2016Typical Event Day | Program Specific | Size: Under 20 kW | Orange County | 2016 | Typical Event Day | 8 | 0
Program SpecificSize: Under 20 kWOrange County2017April Monthly Peak | Program Specific | Size: Under 20 kW | Orange County | 2017 | April Monthly Peak | 4 | 51854.7036
Program SpecificSize: Under 20 kWOrange County2017August Monthly Peak | Program Specific | Size: Under 20 kW | Orange County | 2017 | August Monthly Peak | 8 | 51854.7036
Program SpecificSize: Under 20 kWOrange County2017December Monthly Peak | Program Specific | Size: Under 20 kW | Orange County | 2017 | December Monthly Peak | 12 | 51854.7036
Program SpecificSize: Under 20 kWOrange County2017February Monthly Peak | Program Specific | Size: Under 20 kW | Orange County | 2017 | February Monthly Peak | 2 | 0
Program SpecificSize: Under 20 kWOrange County2017January Monthly Peak | Program Specific | Size: Under 20 kW | Orange County | 2017 | January Monthly Peak | 1 | 0
Program SpecificSize: Under 20 kWOrange County2017July Monthly Peak | Program Specific | Size: Under 20 kW | Orange County | 2017 | July Monthly Peak | 7 | 51854.7036
Program SpecificSize: Under 20 kWOrange County2017June Monthly Peak | Program Specific | Size: Under 20 kW | Orange County | 2017 | June Monthly Peak | 6 | 51854.7036
Program SpecificSize: Under 20 kWOrange County2017March Monthly Peak | Program Specific | Size: Under 20 kW | Orange County | 2017 | March Monthly Peak | 3 | 0
Program SpecificSize: Under 20 kWOrange County2017May Monthly Peak | Program Specific | Size: Under 20 kW | Orange County | 2017 | May Monthly Peak | 5 | 51854.7036
Program SpecificSize: Under 20 kWOrange County2017November Monthly Peak | Program Specific | Size: Under 20 kW | Orange County | 2017 | November Monthly Peak | 11 | 51854.7036
Program SpecificSize: Under 20 kWOrange County2017October Monthly Peak | Program Specific | Size: Under 20 kW | Orange County | 2017 | October Monthly Peak | 10 | 51854.7036
Program SpecificSize: Under 20 kWOrange County2017September Monthly Peak | Program Specific | Size: Under 20 kW | Orange County | 2017 | September Monthly Peak | 9 | 51854.7036
Program SpecificSize: Under 20 kWOrange County2017Typical Event Day | Program Specific | Size: Under 20 kW | Orange County | 2017 | Typical Event Day | 8 | 51854.7036
Program SpecificSize: Under 20 kWOrange County2018April Monthly Peak | Program Specific | Size: Under 20 kW | Orange County | 2018 | April Monthly Peak | 4 | 20741.8814
Program SpecificSize: Under 20 kWOrange County2018August Monthly Peak | Program Specific | Size: Under 20 kW | Orange County | 2018 | August Monthly Peak | 8 | 20741.8814
Program SpecificSize: Under 20 kWOrange County2018December Monthly Peak | Program Specific | Size: Under 20 kW | Orange County | 2018 | December Monthly Peak | 12 | 20741.8814
Program SpecificSize: Under 20 kWOrange County2018February Monthly Peak | Program Specific | Size: Under 20 kW | Orange County | 2018 | February Monthly Peak | 2 | 51854.7036
Program SpecificSize: Under 20 kWOrange County2018January Monthly Peak | Program Specific | Size: Under 20 kW | Orange County | 2018 | January Monthly Peak | 1 | 51854.7036
Program SpecificSize: Under 20 kWOrange County2018July Monthly Peak | Program Specific | Size: Under 20 kW | Orange County | 2018 | July Monthly Peak | 7 | 20741.8814
Program SpecificSize: Under 20 kWOrange County2018June Monthly Peak | Program Specific | Size: Under 20 kW | Orange County | 2018 | June Monthly Peak | 6 | 20741.8814
Program SpecificSize: Under 20 kWOrange County2018March Monthly Peak | Program Specific | Size: Under 20 kW | Orange County | 2018 | March Monthly Peak | 3 | 51854.7036
Program SpecificSize: Under 20 kWOrange County2018May Monthly Peak | Program Specific | Size: Under 20 kW | Orange County | 2018 | May Monthly Peak | 5 | 20741.8814
Program SpecificSize: Under 20 kWOrange County2018November Monthly Peak | Program Specific | Size: Under 20 kW | Orange County | 2018 | November Monthly Peak | 11 | 20741.8814
Program SpecificSize: Under 20 kWOrange County2018October Monthly Peak | Program Specific | Size: Under 20 kW | Orange County | 2018 | October Monthly Peak | 10 | 20741.8814
Program SpecificSize: Under 20 kWOrange County2018September Monthly Peak | Program Specific | Size: Under 20 kW | Orange County | 2018 | September Monthly Peak | 9 | 20741.8814
Program SpecificSize: Under 20 kWOrange County2018Typical Event Day | Program Specific | Size: Under 20 kW | Orange County | 2018 | Typical Event Day | 8 | 20741.8814
Program SpecificSize: Under 20 kWOrange County2019April Monthly Peak | Program Specific | Size: Under 20 kW | Orange County | 2019 | April Monthly Peak | 4 | 21409.8152
Program SpecificSize: Under 20 kWOrange County2019August Monthly Peak | Program Specific | Size: Under 20 kW | Orange County | 2019 | August Monthly Peak | 8 | 21409.8152
Program SpecificSize: Under 20 kWOrange County2019December Monthly Peak | Program Specific | Size: Under 20 kW | Orange County | 2019 | December Monthly Peak | 12 | 21409.8152
Program SpecificSize: Under 20 kWOrange County2019February Monthly Peak | Program Specific | Size: Under 20 kW | Orange County | 2019 | February Monthly Peak | 2 | 20741.8814
Program SpecificSize: Under 20 kWOrange County2019January Monthly Peak | Program Specific | Size: Under 20 kW | Orange County | 2019 | January Monthly Peak | 1 | 20741.8814
Program SpecificSize: Under 20 kWOrange County2019July Monthly Peak | Program Specific | Size: Under 20 kW | Orange County | 2019 | July Monthly Peak | 7 | 21409.8152
Program SpecificSize: Under 20 kWOrange County2019June Monthly Peak | Program Specific | Size: Under 20 kW | Orange County | 2019 | June Monthly Peak | 6 | 21409.8152
Program SpecificSize: Under 20 kWOrange County2019March Monthly Peak | Program Specific | Size: Under 20 kW | Orange County | 2019 | March Monthly Peak | 3 | 20741.8814
Program SpecificSize: Under 20 kWOrange County2019May Monthly Peak | Program Specific | Size: Under 20 kW | Orange County | 2019 | May Monthly Peak | 5 | 21409.8152
Program SpecificSize: Under 20 kWOrange County2019November Monthly Peak | Program Specific | Size: Under 20 kW | Orange County | 2019 | November Monthly Peak | 11 | 21409.8152
Program SpecificSize: Under 20 kWOrange County2019October Monthly Peak | Program Specific | Size: Under 20 kW | Orange County | 2019 | October Monthly Peak | 10 | 21409.8152
Program SpecificSize: Under 20 kWOrange County2019September Monthly Peak | Program Specific | Size: Under 20 kW | Orange County | 2019 | September Monthly Peak | 9 | 21409.8152
Program SpecificSize: Under 20 kWOrange County2019Typical Event Day | Program Specific | Size: Under 20 kW | Orange County | 2019 | Typical Event Day | 8 | 21409.8152
Program SpecificSize: Under 20 kWOrange County2020April Monthly Peak | Program Specific | Size: Under 20 kW | Orange County | 2020 | April Monthly Peak | 4 | 22099.258
Program SpecificSize: Under 20 kWOrange County2020August Monthly Peak | Program Specific | Size: Under 20 kW | Orange County | 2020 | August Monthly Peak | 8 | 22099.258
Program SpecificSize: Under 20 kWOrange County2020December Monthly Peak | Program Specific | Size: Under 20 kW | Orange County | 2020 | December Monthly Peak | 12 | 22099.258
Program SpecificSize: Under 20 kWOrange County2020February Monthly Peak | Program Specific | Size: Under 20 kW | Orange County | 2020 | February Monthly Peak | 2 | 21409.8152
Program SpecificSize: Under 20 kWOrange County2020January Monthly Peak | Program Specific | Size: Under 20 kW | Orange County | 2020 | January Monthly Peak | 1 | 21409.8152
Program SpecificSize: Under 20 kWOrange County2020July Monthly Peak | Program Specific | Size: Under 20 kW | Orange County | 2020 | July Monthly Peak | 7 | 22099.258
Program SpecificSize: Under 20 kWOrange County2020June Monthly Peak | Program Specific | Size: Under 20 kW | Orange County | 2020 | June Monthly Peak | 6 | 22099.258
Program SpecificSize: Under 20 kWOrange County2020March Monthly Peak | Program Specific | Size: Under 20 kW | Orange County | 2020 | March Monthly Peak | 3 | 21409.8152
Program SpecificSize: Under 20 kWOrange County2020May Monthly Peak | Program Specific | Size: Under 20 kW | Orange County | 2020 | May Monthly Peak | 5 | 22099.258
Program SpecificSize: Under 20 kWOrange County2020November Monthly Peak | Program Specific | Size: Under 20 kW | Orange County | 2020 | November Monthly Peak | 11 | 22099.258
Program SpecificSize: Under 20 kWOrange County2020October Monthly Peak | Program Specific | Size: Under 20 kW | Orange County | 2020 | October Monthly Peak | 10 | 22099.258
Program SpecificSize: Under 20 kWOrange County2020September Monthly Peak | Program Specific | Size: Under 20 kW | Orange County | 2020 | September Monthly Peak | 9 | 22099.258
Program SpecificSize: Under 20 kWOrange County2020Typical Event Day | Program Specific | Size: Under 20 kW | Orange County | 2020 | Typical Event Day | 8 | 22099.258
Program SpecificSize: Under 20 kWOrange County2021April Monthly Peak | Program Specific | Size: Under 20 kW | Orange County | 2021 | April Monthly Peak | 4 | 22810.9023
Program SpecificSize: Under 20 kWOrange County2021August Monthly Peak | Program Specific | Size: Under 20 kW | Orange County | 2021 | August Monthly Peak | 8 | 22810.9023
Program SpecificSize: Under 20 kWOrange County2021December Monthly Peak | Program Specific | Size: Under 20 kW | Orange County | 2021 | December Monthly Peak | 12 | 22810.9023
Program SpecificSize: Under 20 kWOrange County2021February Monthly Peak | Program Specific | Size: Under 20 kW | Orange County | 2021 | February Monthly Peak | 2 | 22099.258
Program SpecificSize: Under 20 kWOrange County2021January Monthly Peak | Program Specific | Size: Under 20 kW | Orange County | 2021 | January Monthly Peak | 1 | 22099.258
Program SpecificSize: Under 20 kWOrange County2021July Monthly Peak | Program Specific | Size: Under 20 kW | Orange County | 2021 | July Monthly Peak | 7 | 22810.9023
Program SpecificSize: Under 20 kWOrange County2021June Monthly Peak | Program Specific | Size: Under 20 kW | Orange County | 2021 | June Monthly Peak | 6 | 22810.9023
Program SpecificSize: Under 20 kWOrange County2021March Monthly Peak | Program Specific | Size: Under 20 kW | Orange County | 2021 | March Monthly Peak | 3 | 22099.258
Program SpecificSize: Under 20 kWOrange County2021May Monthly Peak | Program Specific | Size: Under 20 kW | Orange County | 2021 | May Monthly Peak | 5 | 22810.9023
Program SpecificSize: Under 20 kWOrange County2021November Monthly Peak | Program Specific | Size: Under 20 kW | Orange County | 2021 | November Monthly Peak | 11 | 22810.9023
Program SpecificSize: Under 20 kWOrange County2021October Monthly Peak | Program Specific | Size: Under 20 kW | Orange County | 2021 | October Monthly Peak | 10 | 22810.9023
Program SpecificSize: Under 20 kWOrange County2021September Monthly Peak | Program Specific | Size: Under 20 kW | Orange County | 2021 | September Monthly Peak | 9 | 22810.9023
Program SpecificSize: Under 20 kWOrange County2021Typical Event Day | Program Specific | Size: Under 20 kW | Orange County | 2021 | Typical Event Day | 8 | 22810.9023
Program SpecificSize: Under 20 kWOrange County2022April Monthly Peak | Program Specific | Size: Under 20 kW | Orange County | 2022 | April Monthly Peak | 4 | 23545.4631
Program SpecificSize: Under 20 kWOrange County2022August Monthly Peak | Program Specific | Size: Under 20 kW | Orange County | 2022 | August Monthly Peak | 8 | 23545.4631
Program SpecificSize: Under 20 kWOrange County2022December Monthly Peak | Program Specific | Size: Under 20 kW | Orange County | 2022 | December Monthly Peak | 12 | 23545.4631
Program SpecificSize: Under 20 kWOrange County2022February Monthly Peak | Program Specific | Size: Under 20 kW | Orange County | 2022 | February Monthly Peak | 2 | 22810.9023
Program SpecificSize: Under 20 kWOrange County2022January Monthly Peak | Program Specific | Size: Under 20 kW | Orange County | 2022 | January Monthly Peak | 1 | 22810.9023
Program SpecificSize: Under 20 kWOrange County2022July Monthly Peak | Program Specific | Size: Under 20 kW | Orange County | 2022 | July Monthly Peak | 7 | 23545.4631
Program SpecificSize: Under 20 kWOrange County2022June Monthly Peak | Program Specific | Size: Under 20 kW | Orange County | 2022 | June Monthly Peak | 6 | 23545.4631
Program SpecificSize: Under 20 kWOrange County2022March Monthly Peak | Program Specific | Size: Under 20 kW | Orange County | 2022 | March Monthly Peak | 3 | 22810.9023
Program SpecificSize: Under 20 kWOrange County2022May Monthly Peak | Program Specific | Size: Under 20 kW | Orange County | 2022 | May Monthly Peak | 5 | 23545.4631
Program SpecificSize: Under 20 kWOrange County2022November Monthly Peak | Program Specific | Size: Under 20 kW | Orange County | 2022 | November Monthly Peak | 11 | 23545.4631
Program SpecificSize: Under 20 kWOrange County2022October Monthly Peak | Program Specific | Size: Under 20 kW | Orange County | 2022 | October Monthly Peak | 10 | 23545.4631
Program SpecificSize: Under 20 kWOrange County2022September Monthly Peak | Program Specific | Size: Under 20 kW | Orange County | 2022 | September Monthly Peak | 9 | 23545.4631
Program SpecificSize: Under 20 kWOrange County2022Typical Event Day | Program Specific | Size: Under 20 kW | Orange County | 2022 | Typical Event Day | 8 | 23545.4631
Program SpecificSize: Under 20 kWOrange County2023April Monthly Peak | Program Specific | Size: Under 20 kW | Orange County | 2023 | April Monthly Peak | 4 | 24303.6783
Program SpecificSize: Under 20 kWOrange County2023August Monthly Peak | Program Specific | Size: Under 20 kW | Orange County | 2023 | August Monthly Peak | 8 | 24303.6783
Program SpecificSize: Under 20 kWOrange County2023December Monthly Peak | Program Specific | Size: Under 20 kW | Orange County | 2023 | December Monthly Peak | 12 | 24303.6783
Program SpecificSize: Under 20 kWOrange County2023February Monthly Peak | Program Specific | Size: Under 20 kW | Orange County | 2023 | February Monthly Peak | 2 | 23545.4631
Program SpecificSize: Under 20 kWOrange County2023January Monthly Peak | Program Specific | Size: Under 20 kW | Orange County | 2023 | January Monthly Peak | 1 | 23545.4631
Program SpecificSize: Under 20 kWOrange County2023July Monthly Peak | Program Specific | Size: Under 20 kW | Orange County | 2023 | July Monthly Peak | 7 | 24303.6783
Program SpecificSize: Under 20 kWOrange County2023June Monthly Peak | Program Specific | Size: Under 20 kW | Orange County | 2023 | June Monthly Peak | 6 | 24303.6783
Program SpecificSize: Under 20 kWOrange County2023March Monthly Peak | Program Specific | Size: Under 20 kW | Orange County | 2023 | March Monthly Peak | 3 | 23545.4631
Program SpecificSize: Under 20 kWOrange County2023May Monthly Peak | Program Specific | Size: Under 20 kW | Orange County | 2023 | May Monthly Peak | 5 | 24303.6783
Program SpecificSize: Under 20 kWOrange County2023November Monthly Peak | Program Specific | Size: Under 20 kW | Orange County | 2023 | November Monthly Peak | 11 | 24303.6783
Program SpecificSize: Under 20 kWOrange County2023October Monthly Peak | Program Specific | Size: Under 20 kW | Orange County | 2023 | October Monthly Peak | 10 | 24303.6783
Program SpecificSize: Under 20 kWOrange County2023September Monthly Peak | Program Specific | Size: Under 20 kW | Orange County | 2023 | September Monthly Peak | 9 | 24303.6783
Program SpecificSize: Under 20 kWOrange County2023Typical Event Day | Program Specific | Size: Under 20 kW | Orange County | 2023 | Typical Event Day | 8 | 24303.6783
Program SpecificSize: Under 20 kWOrange County2024April Monthly Peak | Program Specific | Size: Under 20 kW | Orange County | 2024 | April Monthly Peak | 4 | 25086.3098
Program SpecificSize: Under 20 kWOrange County2024August Monthly Peak | Program Specific | Size: Under 20 kW | Orange County | 2024 | August Monthly Peak | 8 | 25086.3098
Program SpecificSize: Under 20 kWOrange County2024December Monthly Peak | Program Specific | Size: Under 20 kW | Orange County | 2024 | December Monthly Peak | 12 | 25086.3098
Program SpecificSize: Under 20 kWOrange County2024February Monthly Peak | Program Specific | Size: Under 20 kW | Orange County | 2024 | February Monthly Peak | 2 | 24303.6783
Program SpecificSize: Under 20 kWOrange County2024January Monthly Peak | Program Specific | Size: Under 20 kW | Orange County | 2024 | January Monthly Peak | 1 | 24303.6783
Program SpecificSize: Under 20 kWOrange County2024July Monthly Peak | Program Specific | Size: Under 20 kW | Orange County | 2024 | July Monthly Peak | 7 | 25086.3098
Program SpecificSize: Under 20 kWOrange County2024June Monthly Peak | Program Specific | Size: Under 20 kW | Orange County | 2024 | June Monthly Peak | 6 | 25086.3098
Program SpecificSize: Under 20 kWOrange County2024March Monthly Peak | Program Specific | Size: Under 20 kW | Orange County | 2024 | March Monthly Peak | 3 | 24303.6783
Program SpecificSize: Under 20 kWOrange County2024May Monthly Peak | Program Specific | Size: Under 20 kW | Orange County | 2024 | May Monthly Peak | 5 | 25086.3098
Program SpecificSize: Under 20 kWOrange County2024November Monthly Peak | Program Specific | Size: Under 20 kW | Orange County | 2024 | November Monthly Peak | 11 | 25086.3098
Program SpecificSize: Under 20 kWOrange County2024October Monthly Peak | Program Specific | Size: Under 20 kW | Orange County | 2024 | October Monthly Peak | 10 | 25086.3098
Program SpecificSize: Under 20 kWOrange County2024September Monthly Peak | Program Specific | Size: Under 20 kW | Orange County | 2024 | September Monthly Peak | 9 | 25086.3098
Program SpecificSize: Under 20 kWOrange County2024Typical Event Day | Program Specific | Size: Under 20 kW | Orange County | 2024 | Typical Event Day | 8 | 25086.3098
Program SpecificSize: Under 20 kWOrange County2025April Monthly Peak | Program Specific | Size: Under 20 kW | Orange County | 2025 | April Monthly Peak | 4 | 25894.1437
Program SpecificSize: Under 20 kWOrange County2025August Monthly Peak | Program Specific | Size: Under 20 kW | Orange County | 2025 | August Monthly Peak | 8 | 25894.1437
Program SpecificSize: Under 20 kWOrange County2025December Monthly Peak | Program Specific | Size: Under 20 kW | Orange County | 2025 | December Monthly Peak | 12 | 25894.1437
Program SpecificSize: Under 20 kWOrange County2025February Monthly Peak | Program Specific | Size: Under 20 kW | Orange County | 2025 | February Monthly Peak | 2 | 25086.3098
Program SpecificSize: Under 20 kWOrange County2025January Monthly Peak | Program Specific | Size: Under 20 kW | Orange County | 2025 | January Monthly Peak | 1 | 25086.3098
Program SpecificSize: Under 20 kWOrange County2025July Monthly Peak | Program Specific | Size: Under 20 kW | Orange County | 2025 | July Monthly Peak | 7 | 25894.1437
Program SpecificSize: Under 20 kWOrange County2025June Monthly Peak | Program Specific | Size: Under 20 kW | Orange County | 2025 | June Monthly Peak | 6 | 25894.1437
Program SpecificSize: Under 20 kWOrange County2025March Monthly Peak | Program Specific | Size: Under 20 kW | Orange County | 2025 | March Monthly Peak | 3 | 25086.3098
Program SpecificSize: Under 20 kWOrange County2025May Monthly Peak | Program Specific | Size: Under 20 kW | Orange County | 2025 | May Monthly Peak | 5 | 25894.1437
Program SpecificSize: Under 20 kWOrange County2025November Monthly Peak | Program Specific | Size: Under 20 kW | Orange County | 2025 | November Monthly Peak | 11 | 25894.1437
Program SpecificSize: Under 20 kWOrange County2025October Monthly Peak | Program Specific | Size: Under 20 kW | Orange County | 2025 | October Monthly Peak | 10 | 25894.1437
Program SpecificSize: Under 20 kWOrange County2025September Monthly Peak | Program Specific | Size: Under 20 kW | Orange County | 2025 | September Monthly Peak | 9 | 25894.1437
Program SpecificSize: Under 20 kWOrange County2025Typical Event Day | Program Specific | Size: Under 20 kW | Orange County | 2025 | Typical Event Day | 8 | 25894.1437
Program SpecificSize: Under 20 kWOther2015April Monthly Peak | Program Specific | Size: Under 20 kW | Other | 2015 | April Monthly Peak | 4 | 0
Program SpecificSize: Under 20 kWOther2015August Monthly Peak | Program Specific | Size: Under 20 kW | Other | 2015 | August Monthly Peak | 8 | 0
Program SpecificSize: Under 20 kWOther2015December Monthly Peak | Program Specific | Size: Under 20 kW | Other | 2015 | December Monthly Peak | 12 | 0
Program SpecificSize: Under 20 kWOther2015February Monthly Peak | Program Specific | Size: Under 20 kW | Other | 2015 | February Monthly Peak | 2 | 0
Program SpecificSize: Under 20 kWOther2015January Monthly Peak | Program Specific | Size: Under 20 kW | Other | 2015 | January Monthly Peak | 1 | 0
Program SpecificSize: Under 20 kWOther2015July Monthly Peak | Program Specific | Size: Under 20 kW | Other | 2015 | July Monthly Peak | 7 | 0
Program SpecificSize: Under 20 kWOther2015June Monthly Peak | Program Specific | Size: Under 20 kW | Other | 2015 | June Monthly Peak | 6 | 0
Program SpecificSize: Under 20 kWOther2015March Monthly Peak | Program Specific | Size: Under 20 kW | Other | 2015 | March Monthly Peak | 3 | 0
Program SpecificSize: Under 20 kWOther2015May Monthly Peak | Program Specific | Size: Under 20 kW | Other | 2015 | May Monthly Peak | 5 | 0
Program SpecificSize: Under 20 kWOther2015November Monthly Peak | Program Specific | Size: Under 20 kW | Other | 2015 | November Monthly Peak | 11 | 0
Program SpecificSize: Under 20 kWOther2015October Monthly Peak | Program Specific | Size: Under 20 kW | Other | 2015 | October Monthly Peak | 10 | 0
Program SpecificSize: Under 20 kWOther2015September Monthly Peak | Program Specific | Size: Under 20 kW | Other | 2015 | September Monthly Peak | 9 | 0
Program SpecificSize: Under 20 kWOther2015Typical Event Day | Program Specific | Size: Under 20 kW | Other | 2015 | Typical Event Day | 8 | 0
Program SpecificSize: Under 20 kWOther2016April Monthly Peak | Program Specific | Size: Under 20 kW | Other | 2016 | April Monthly Peak | 4 | 0
Program SpecificSize: Under 20 kWOther2016August Monthly Peak | Program Specific | Size: Under 20 kW | Other | 2016 | August Monthly Peak | 8 | 0
Program SpecificSize: Under 20 kWOther2016December Monthly Peak | Program Specific | Size: Under 20 kW | Other | 2016 | December Monthly Peak | 12 | 0
Program SpecificSize: Under 20 kWOther2016February Monthly Peak | Program Specific | Size: Under 20 kW | Other | 2016 | February Monthly Peak | 2 | 0
Program SpecificSize: Under 20 kWOther2016January Monthly Peak | Program Specific | Size: Under 20 kW | Other | 2016 | January Monthly Peak | 1 | 0
Program SpecificSize: Under 20 kWOther2016July Monthly Peak | Program Specific | Size: Under 20 kW | Other | 2016 | July Monthly Peak | 7 | 0
Program SpecificSize: Under 20 kWOther2016June Monthly Peak | Program Specific | Size: Under 20 kW | Other | 2016 | June Monthly Peak | 6 | 0
Program SpecificSize: Under 20 kWOther2016March Monthly Peak | Program Specific | Size: Under 20 kW | Other | 2016 | March Monthly Peak | 3 | 0
Program SpecificSize: Under 20 kWOther2016May Monthly Peak | Program Specific | Size: Under 20 kW | Other | 2016 | May Monthly Peak | 5 | 0
Program SpecificSize: Under 20 kWOther2016November Monthly Peak | Program Specific | Size: Under 20 kW | Other | 2016 | November Monthly Peak | 11 | 0
Program SpecificSize: Under 20 kWOther2016October Monthly Peak | Program Specific | Size: Under 20 kW | Other | 2016 | October Monthly Peak | 10 | 0
Program SpecificSize: Under 20 kWOther2016September Monthly Peak | Program Specific | Size: Under 20 kW | Other | 2016 | September Monthly Peak | 9 | 0
Program SpecificSize: Under 20 kWOther2016Typical Event Day | Program Specific | Size: Under 20 kW | Other | 2016 | Typical Event Day | 8 | 0
Program SpecificSize: Under 20 kWOther2017April Monthly Peak | Program Specific | Size: Under 20 kW | Other | 2017 | April Monthly Peak | 4 | 138720.6614
Program SpecificSize: Under 20 kWOther2017August Monthly Peak | Program Specific | Size: Under 20 kW | Other | 2017 | August Monthly Peak | 8 | 138720.6614
Program SpecificSize: Under 20 kWOther2017December Monthly Peak | Program Specific | Size: Under 20 kW | Other | 2017 | December Monthly Peak | 12 | 138720.6614
Program SpecificSize: Under 20 kWOther2017February Monthly Peak | Program Specific | Size: Under 20 kW | Other | 2017 | February Monthly Peak | 2 | 0
Program SpecificSize: Under 20 kWOther2017January Monthly Peak | Program Specific | Size: Under 20 kW | Other | 2017 | January Monthly Peak | 1 | 0
Program SpecificSize: Under 20 kWOther2017July Monthly Peak | Program Specific | Size: Under 20 kW | Other | 2017 | July Monthly Peak | 7 | 138720.6614
Program SpecificSize: Under 20 kWOther2017June Monthly Peak | Program Specific | Size: Under 20 kW | Other | 2017 | June Monthly Peak | 6 | 138720.6614
Program SpecificSize: Under 20 kWOther2017March Monthly Peak | Program Specific | Size: Under 20 kW | Other | 2017 | March Monthly Peak | 3 | 0
Program SpecificSize: Under 20 kWOther2017May Monthly Peak | Program Specific | Size: Under 20 kW | Other | 2017 | May Monthly Peak | 5 | 138720.6614
Program SpecificSize: Under 20 kWOther2017November Monthly Peak | Program Specific | Size: Under 20 kW | Other | 2017 | November Monthly Peak | 11 | 138720.6614
Program SpecificSize: Under 20 kWOther2017October Monthly Peak | Program Specific | Size: Under 20 kW | Other | 2017 | October Monthly Peak | 10 | 138720.6614
Program SpecificSize: Under 20 kWOther2017September Monthly Peak | Program Specific | Size: Under 20 kW | Other | 2017 | September Monthly Peak | 9 | 138720.6614
Program SpecificSize: Under 20 kWOther2017Typical Event Day | Program Specific | Size: Under 20 kW | Other | 2017 | Typical Event Day | 8 | 138720.6614
Program SpecificSize: Under 20 kWOther2018April Monthly Peak | Program Specific | Size: Under 20 kW | Other | 2018 | April Monthly Peak | 4 | 55488.2646
Program SpecificSize: Under 20 kWOther2018August Monthly Peak | Program Specific | Size: Under 20 kW | Other | 2018 | August Monthly Peak | 8 | 55488.2646
Program SpecificSize: Under 20 kWOther2018December Monthly Peak | Program Specific | Size: Under 20 kW | Other | 2018 | December Monthly Peak | 12 | 55488.2646
Program SpecificSize: Under 20 kWOther2018February Monthly Peak | Program Specific | Size: Under 20 kW | Other | 2018 | February Monthly Peak | 2 | 138720.6614
Program SpecificSize: Under 20 kWOther2018January Monthly Peak | Program Specific | Size: Under 20 kW | Other | 2018 | January Monthly Peak | 1 | 138720.6614
Program SpecificSize: Under 20 kWOther2018July Monthly Peak | Program Specific | Size: Under 20 kW | Other | 2018 | July Monthly Peak | 7 | 55488.2646
Program SpecificSize: Under 20 kWOther2018June Monthly Peak | Program Specific | Size: Under 20 kW | Other | 2018 | June Monthly Peak | 6 | 55488.2646
Program SpecificSize: Under 20 kWOther2018March Monthly Peak | Program Specific | Size: Under 20 kW | Other | 2018 | March Monthly Peak | 3 | 138720.6614
Program SpecificSize: Under 20 kWOther2018May Monthly Peak | Program Specific | Size: Under 20 kW | Other | 2018 | May Monthly Peak | 5 | 55488.2646
Program SpecificSize: Under 20 kWOther2018November Monthly Peak | Program Specific | Size: Under 20 kW | Other | 2018 | November Monthly Peak | 11 | 55488.2646
Program SpecificSize: Under 20 kWOther2018October Monthly Peak | Program Specific | Size: Under 20 kW | Other | 2018 | October Monthly Peak | 10 | 55488.2646
Program SpecificSize: Under 20 kWOther2018September Monthly Peak | Program Specific | Size: Under 20 kW | Other | 2018 | September Monthly Peak | 9 | 55488.2646
Program SpecificSize: Under 20 kWOther2018Typical Event Day | Program Specific | Size: Under 20 kW | Other | 2018 | Typical Event Day | 8 | 55488.2646
Program SpecificSize: Under 20 kWOther2019April Monthly Peak | Program Specific | Size: Under 20 kW | Other | 2019 | April Monthly Peak | 4 | 57275.1077
Program SpecificSize: Under 20 kWOther2019August Monthly Peak | Program Specific | Size: Under 20 kW | Other | 2019 | August Monthly Peak | 8 | 57275.1077
Program SpecificSize: Under 20 kWOther2019December Monthly Peak | Program Specific | Size: Under 20 kW | Other | 2019 | December Monthly Peak | 12 | 57275.1077
Program SpecificSize: Under 20 kWOther2019February Monthly Peak | Program Specific | Size: Under 20 kW | Other | 2019 | February Monthly Peak | 2 | 55488.2646
Program SpecificSize: Under 20 kWOther2019January Monthly Peak | Program Specific | Size: Under 20 kW | Other | 2019 | January Monthly Peak | 1 | 55488.2646
Program SpecificSize: Under 20 kWOther2019July Monthly Peak | Program Specific | Size: Under 20 kW | Other | 2019 | July Monthly Peak | 7 | 57275.1077
Program SpecificSize: Under 20 kWOther2019June Monthly Peak | Program Specific | Size: Under 20 kW | Other | 2019 | June Monthly Peak | 6 | 57275.1077
Program SpecificSize: Under 20 kWOther2019March Monthly Peak | Program Specific | Size: Under 20 kW | Other | 2019 | March Monthly Peak | 3 | 55488.2646
Program SpecificSize: Under 20 kWOther2019May Monthly Peak | Program Specific | Size: Under 20 kW | Other | 2019 | May Monthly Peak | 5 | 57275.1077
Program SpecificSize: Under 20 kWOther2019November Monthly Peak | Program Specific | Size: Under 20 kW | Other | 2019 | November Monthly Peak | 11 | 57275.1077
Program SpecificSize: Under 20 kWOther2019October Monthly Peak | Program Specific | Size: Under 20 kW | Other | 2019 | October Monthly Peak | 10 | 57275.1077
Program SpecificSize: Under 20 kWOther2019September Monthly Peak | Program Specific | Size: Under 20 kW | Other | 2019 | September Monthly Peak | 9 | 57275.1077
Program SpecificSize: Under 20 kWOther2019Typical Event Day | Program Specific | Size: Under 20 kW | Other | 2019 | Typical Event Day | 8 | 57275.1077
Program SpecificSize: Under 20 kWOther2020April Monthly Peak | Program Specific | Size: Under 20 kW | Other | 2020 | April Monthly Peak | 4 | 59119.4911
Program SpecificSize: Under 20 kWOther2020August Monthly Peak | Program Specific | Size: Under 20 kW | Other | 2020 | August Monthly Peak | 8 | 59119.4911
Program SpecificSize: Under 20 kWOther2020December Monthly Peak | Program Specific | Size: Under 20 kW | Other | 2020 | December Monthly Peak | 12 | 59119.4911
Program SpecificSize: Under 20 kWOther2020February Monthly Peak | Program Specific | Size: Under 20 kW | Other | 2020 | February Monthly Peak | 2 | 57275.1077
Program SpecificSize: Under 20 kWOther2020January Monthly Peak | Program Specific | Size: Under 20 kW | Other | 2020 | January Monthly Peak | 1 | 57275.1077
Program SpecificSize: Under 20 kWOther2020July Monthly Peak | Program Specific | Size: Under 20 kW | Other | 2020 | July Monthly Peak | 7 | 59119.4911
Program SpecificSize: Under 20 kWOther2020June Monthly Peak | Program Specific | Size: Under 20 kW | Other | 2020 | June Monthly Peak | 6 | 59119.4911
Program SpecificSize: Under 20 kWOther2020March Monthly Peak | Program Specific | Size: Under 20 kW | Other | 2020 | March Monthly Peak | 3 | 57275.1077
Program SpecificSize: Under 20 kWOther2020May Monthly Peak | Program Specific | Size: Under 20 kW | Other | 2020 | May Monthly Peak | 5 | 59119.4911
Program SpecificSize: Under 20 kWOther2020November Monthly Peak | Program Specific | Size: Under 20 kW | Other | 2020 | November Monthly Peak | 11 | 59119.4911
Program SpecificSize: Under 20 kWOther2020October Monthly Peak | Program Specific | Size: Under 20 kW | Other | 2020 | October Monthly Peak | 10 | 59119.4911
Program SpecificSize: Under 20 kWOther2020September Monthly Peak | Program Specific | Size: Under 20 kW | Other | 2020 | September Monthly Peak | 9 | 59119.4911
Program SpecificSize: Under 20 kWOther2020Typical Event Day | Program Specific | Size: Under 20 kW | Other | 2020 | Typical Event Day | 8 | 59119.4911
Program SpecificSize: Under 20 kWOther2021April Monthly Peak | Program Specific | Size: Under 20 kW | Other | 2021 | April Monthly Peak | 4 | 61023.2676
Program SpecificSize: Under 20 kWOther2021August Monthly Peak | Program Specific | Size: Under 20 kW | Other | 2021 | August Monthly Peak | 8 | 61023.2676
Program SpecificSize: Under 20 kWOther2021December Monthly Peak | Program Specific | Size: Under 20 kW | Other | 2021 | December Monthly Peak | 12 | 61023.2676
Program SpecificSize: Under 20 kWOther2021February Monthly Peak | Program Specific | Size: Under 20 kW | Other | 2021 | February Monthly Peak | 2 | 59119.4911
Program SpecificSize: Under 20 kWOther2021January Monthly Peak | Program Specific | Size: Under 20 kW | Other | 2021 | January Monthly Peak | 1 | 59119.4911
Program SpecificSize: Under 20 kWOther2021July Monthly Peak | Program Specific | Size: Under 20 kW | Other | 2021 | July Monthly Peak | 7 | 61023.2676
Program SpecificSize: Under 20 kWOther2021June Monthly Peak | Program Specific | Size: Under 20 kW | Other | 2021 | June Monthly Peak | 6 | 61023.2676
Program SpecificSize: Under 20 kWOther2021March Monthly Peak | Program Specific | Size: Under 20 kW | Other | 2021 | March Monthly Peak | 3 | 59119.4911
Program SpecificSize: Under 20 kWOther2021May Monthly Peak | Program Specific | Size: Under 20 kW | Other | 2021 | May Monthly Peak | 5 | 61023.2676
Program SpecificSize: Under 20 kWOther2021November Monthly Peak | Program Specific | Size: Under 20 kW | Other | 2021 | November Monthly Peak | 11 | 61023.2676
Program SpecificSize: Under 20 kWOther2021October Monthly Peak | Program Specific | Size: Under 20 kW | Other | 2021 | October Monthly Peak | 10 | 61023.2676
Program SpecificSize: Under 20 kWOther2021September Monthly Peak | Program Specific | Size: Under 20 kW | Other | 2021 | September Monthly Peak | 9 | 61023.2676
Program SpecificSize: Under 20 kWOther2021Typical Event Day | Program Specific | Size: Under 20 kW | Other | 2021 | Typical Event Day | 8 | 61023.2676
Program SpecificSize: Under 20 kWOther2022April Monthly Peak | Program Specific | Size: Under 20 kW | Other | 2022 | April Monthly Peak | 4 | 62988.3499
Program SpecificSize: Under 20 kWOther2022August Monthly Peak | Program Specific | Size: Under 20 kW | Other | 2022 | August Monthly Peak | 8 | 62988.3499
Program SpecificSize: Under 20 kWOther2022December Monthly Peak | Program Specific | Size: Under 20 kW | Other | 2022 | December Monthly Peak | 12 | 62988.3499
Program SpecificSize: Under 20 kWOther2022February Monthly Peak | Program Specific | Size: Under 20 kW | Other | 2022 | February Monthly Peak | 2 | 61023.2676
Program SpecificSize: Under 20 kWOther2022January Monthly Peak | Program Specific | Size: Under 20 kW | Other | 2022 | January Monthly Peak | 1 | 61023.2676
Program SpecificSize: Under 20 kWOther2022July Monthly Peak | Program Specific | Size: Under 20 kW | Other | 2022 | July Monthly Peak | 7 | 62988.3499
Program SpecificSize: Under 20 kWOther2022June Monthly Peak | Program Specific | Size: Under 20 kW | Other | 2022 | June Monthly Peak | 6 | 62988.3499
Program SpecificSize: Under 20 kWOther2022March Monthly Peak | Program Specific | Size: Under 20 kW | Other | 2022 | March Monthly Peak | 3 | 61023.2676
Program SpecificSize: Under 20 kWOther2022May Monthly Peak | Program Specific | Size: Under 20 kW | Other | 2022 | May Monthly Peak | 5 | 62988.3499
Program SpecificSize: Under 20 kWOther2022November Monthly Peak | Program Specific | Size: Under 20 kW | Other | 2022 | November Monthly Peak | 11 | 62988.3499
Program SpecificSize: Under 20 kWOther2022October Monthly Peak | Program Specific | Size: Under 20 kW | Other | 2022 | October Monthly Peak | 10 | 62988.3499
Program SpecificSize: Under 20 kWOther2022September Monthly Peak | Program Specific | Size: Under 20 kW | Other | 2022 | September Monthly Peak | 9 | 62988.3499
Program SpecificSize: Under 20 kWOther2022Typical Event Day | Program Specific | Size: Under 20 kW | Other | 2022 | Typical Event Day | 8 | 62988.3499
Program SpecificSize: Under 20 kWOther2023April Monthly Peak | Program Specific | Size: Under 20 kW | Other | 2023 | April Monthly Peak | 4 | 65016.7121
Program SpecificSize: Under 20 kWOther2023August Monthly Peak | Program Specific | Size: Under 20 kW | Other | 2023 | August Monthly Peak | 8 | 65016.7121
Program SpecificSize: Under 20 kWOther2023December Monthly Peak | Program Specific | Size: Under 20 kW | Other | 2023 | December Monthly Peak | 12 | 65016.7121
Program SpecificSize: Under 20 kWOther2023February Monthly Peak | Program Specific | Size: Under 20 kW | Other | 2023 | February Monthly Peak | 2 | 62988.3499
Program SpecificSize: Under 20 kWOther2023January Monthly Peak | Program Specific | Size: Under 20 kW | Other | 2023 | January Monthly Peak | 1 | 62988.3499
Program SpecificSize: Under 20 kWOther2023July Monthly Peak | Program Specific | Size: Under 20 kW | Other | 2023 | July Monthly Peak | 7 | 65016.7121
Program SpecificSize: Under 20 kWOther2023June Monthly Peak | Program Specific | Size: Under 20 kW | Other | 2023 | June Monthly Peak | 6 | 65016.7121
Program SpecificSize: Under 20 kWOther2023March Monthly Peak | Program Specific | Size: Under 20 kW | Other | 2023 | March Monthly Peak | 3 | 62988.3499
Program SpecificSize: Under 20 kWOther2023May Monthly Peak | Program Specific | Size: Under 20 kW | Other | 2023 | May Monthly Peak | 5 | 65016.7121
Program SpecificSize: Under 20 kWOther2023November Monthly Peak | Program Specific | Size: Under 20 kW | Other | 2023 | November Monthly Peak | 11 | 65016.7121
Program SpecificSize: Under 20 kWOther2023October Monthly Peak | Program Specific | Size: Under 20 kW | Other | 2023 | October Monthly Peak | 10 | 65016.7121
Program SpecificSize: Under 20 kWOther2023September Monthly Peak | Program Specific | Size: Under 20 kW | Other | 2023 | September Monthly Peak | 9 | 65016.7121
Program SpecificSize: Under 20 kWOther2023Typical Event Day | Program Specific | Size: Under 20 kW | Other | 2023 | Typical Event Day | 8 | 65016.7121
Program SpecificSize: Under 20 kWOther2024April Monthly Peak | Program Specific | Size: Under 20 kW | Other | 2024 | April Monthly Peak | 4 | 67110.392
Program SpecificSize: Under 20 kWOther2024August Monthly Peak | Program Specific | Size: Under 20 kW | Other | 2024 | August Monthly Peak | 8 | 67110.392
Program SpecificSize: Under 20 kWOther2024December Monthly Peak | Program Specific | Size: Under 20 kW | Other | 2024 | December Monthly Peak | 12 | 67110.392
Program SpecificSize: Under 20 kWOther2024February Monthly Peak | Program Specific | Size: Under 20 kW | Other | 2024 | February Monthly Peak | 2 | 65016.7121
Program SpecificSize: Under 20 kWOther2024January Monthly Peak | Program Specific | Size: Under 20 kW | Other | 2024 | January Monthly Peak | 1 | 65016.7121
Program SpecificSize: Under 20 kWOther2024July Monthly Peak | Program Specific | Size: Under 20 kW | Other | 2024 | July Monthly Peak | 7 | 67110.392
Program SpecificSize: Under 20 kWOther2024June Monthly Peak | Program Specific | Size: Under 20 kW | Other | 2024 | June Monthly Peak | 6 | 67110.392
Program SpecificSize: Under 20 kWOther2024March Monthly Peak | Program Specific | Size: Under 20 kW | Other | 2024 | March Monthly Peak | 3 | 65016.7121
Program SpecificSize: Under 20 kWOther2024May Monthly Peak | Program Specific | Size: Under 20 kW | Other | 2024 | May Monthly Peak | 5 | 67110.392
Program SpecificSize: Under 20 kWOther2024November Monthly Peak | Program Specific | Size: Under 20 kW | Other | 2024 | November Monthly Peak | 11 | 67110.392
Program SpecificSize: Under 20 kWOther2024October Monthly Peak | Program Specific | Size: Under 20 kW | Other | 2024 | October Monthly Peak | 10 | 67110.392
Program SpecificSize: Under 20 kWOther2024September Monthly Peak | Program Specific | Size: Under 20 kW | Other | 2024 | September Monthly Peak | 9 | 67110.392
Program SpecificSize: Under 20 kWOther2024Typical Event Day | Program Specific | Size: Under 20 kW | Other | 2024 | Typical Event Day | 8 | 67110.392
Program SpecificSize: Under 20 kWOther2025April Monthly Peak | Program Specific | Size: Under 20 kW | Other | 2025 | April Monthly Peak | 4 | 69271.493
Program SpecificSize: Under 20 kWOther2025August Monthly Peak | Program Specific | Size: Under 20 kW | Other | 2025 | August Monthly Peak | 8 | 69271.493
Program SpecificSize: Under 20 kWOther2025December Monthly Peak | Program Specific | Size: Under 20 kW | Other | 2025 | December Monthly Peak | 12 | 69271.493
Program SpecificSize: Under 20 kWOther2025February Monthly Peak | Program Specific | Size: Under 20 kW | Other | 2025 | February Monthly Peak | 2 | 67110.392
Program SpecificSize: Under 20 kWOther2025January Monthly Peak | Program Specific | Size: Under 20 kW | Other | 2025 | January Monthly Peak | 1 | 67110.392
Program SpecificSize: Under 20 kWOther2025July Monthly Peak | Program Specific | Size: Under 20 kW | Other | 2025 | July Monthly Peak | 7 | 69271.493
Program SpecificSize: Under 20 kWOther2025June Monthly Peak | Program Specific | Size: Under 20 kW | Other | 2025 | June Monthly Peak | 6 | 69271.493
Program SpecificSize: Under 20 kWOther2025March Monthly Peak | Program Specific | Size: Under 20 kW | Other | 2025 | March Monthly Peak | 3 | 67110.392
Program SpecificSize: Under 20 kWOther2025May Monthly Peak | Program Specific | Size: Under 20 kW | Other | 2025 | May Monthly Peak | 5 | 69271.493
Program SpecificSize: Under 20 kWOther2025November Monthly Peak | Program Specific | Size: Under 20 kW | Other | 2025 | November Monthly Peak | 11 | 69271.493
Program SpecificSize: Under 20 kWOther2025October Monthly Peak | Program Specific | Size: Under 20 kW | Other | 2025 | October Monthly Peak | 10 | 69271.493
Program SpecificSize: Under 20 kWOther2025September Monthly Peak | Program Specific | Size: Under 20 kW | Other | 2025 | September Monthly Peak | 9 | 69271.493
Program SpecificSize: Under 20 kWOther2025Typical Event Day | Program Specific | Size: Under 20 kW | Other | 2025 | Typical Event Day | 8 | 69271.493
Program SpecificSize: Under 20 kWSouth of Lugo2015April Monthly Peak | Program Specific | Size: Under 20 kW | South of Lugo | 2015 | April Monthly Peak | 4 | 0
Program SpecificSize: Under 20 kWSouth of Lugo2015August Monthly Peak | Program Specific | Size: Under 20 kW | South of Lugo | 2015 | August Monthly Peak | 8 | 0
Program SpecificSize: Under 20 kWSouth of Lugo2015December Monthly Peak | Program Specific | Size: Under 20 kW | South of Lugo | 2015 | December Monthly Peak | 12 | 0
Program SpecificSize: Under 20 kWSouth of Lugo2015February Monthly Peak | Program Specific | Size: Under 20 kW | South of Lugo | 2015 | February Monthly Peak | 2 | 0
Program SpecificSize: Under 20 kWSouth of Lugo2015January Monthly Peak | Program Specific | Size: Under 20 kW | South of Lugo | 2015 | January Monthly Peak | 1 | 0
Program SpecificSize: Under 20 kWSouth of Lugo2015July Monthly Peak | Program Specific | Size: Under 20 kW | South of Lugo | 2015 | July Monthly Peak | 7 | 0
Program SpecificSize: Under 20 kWSouth of Lugo2015June Monthly Peak | Program Specific | Size: Under 20 kW | South of Lugo | 2015 | June Monthly Peak | 6 | 0
Program SpecificSize: Under 20 kWSouth of Lugo2015March Monthly Peak | Program Specific | Size: Under 20 kW | South of Lugo | 2015 | March Monthly Peak | 3 | 0
Program SpecificSize: Under 20 kWSouth of Lugo2015May Monthly Peak | Program Specific | Size: Under 20 kW | South of Lugo | 2015 | May Monthly Peak | 5 | 0
Program SpecificSize: Under 20 kWSouth of Lugo2015November Monthly Peak | Program Specific | Size: Under 20 kW | South of Lugo | 2015 | November Monthly Peak | 11 | 0
Program SpecificSize: Under 20 kWSouth of Lugo2015October Monthly Peak | Program Specific | Size: Under 20 kW | South of Lugo | 2015 | October Monthly Peak | 10 | 0
Program SpecificSize: Under 20 kWSouth of Lugo2015September Monthly Peak | Program Specific | Size: Under 20 kW | South of Lugo | 2015 | September Monthly Peak | 9 | 0
Program SpecificSize: Under 20 kWSouth of Lugo2015Typical Event Day | Program Specific | Size: Under 20 kW | South of Lugo | 2015 | Typical Event Day | 8 | 0
Program SpecificSize: Under 20 kWSouth of Lugo2016April Monthly Peak | Program Specific | Size: Under 20 kW | South of Lugo | 2016 | April Monthly Peak | 4 | 0
Program SpecificSize: Under 20 kWSouth of Lugo2016August Monthly Peak | Program Specific | Size: Under 20 kW | South of Lugo | 2016 | August Monthly Peak | 8 | 0
Program SpecificSize: Under 20 kWSouth of Lugo2016December Monthly Peak | Program Specific | Size: Under 20 kW | South of Lugo | 2016 | December Monthly Peak | 12 | 0
Program SpecificSize: Under 20 kWSouth of Lugo2016February Monthly Peak | Program Specific | Size: Under 20 kW | South of Lugo | 2016 | February Monthly Peak | 2 | 0
Program SpecificSize: Under 20 kWSouth of Lugo2016January Monthly Peak | Program Specific | Size: Under 20 kW | South of Lugo | 2016 | January Monthly Peak | 1 | 0
Program SpecificSize: Under 20 kWSouth of Lugo2016July Monthly Peak | Program Specific | Size: Under 20 kW | South of Lugo | 2016 | July Monthly Peak | 7 | 0
Program SpecificSize: Under 20 kWSouth of Lugo2016June Monthly Peak | Program Specific | Size: Under 20 kW | South of Lugo | 2016 | June Monthly Peak | 6 | 0
Program SpecificSize: Under 20 kWSouth of Lugo2016March Monthly Peak | Program Specific | Size: Under 20 kW | South of Lugo | 2016 | March Monthly Peak | 3 | 0
Program SpecificSize: Under 20 kWSouth of Lugo2016May Monthly Peak | Program Specific | Size: Under 20 kW | South of Lugo | 2016 | May Monthly Peak | 5 | 0
Program SpecificSize: Under 20 kWSouth of Lugo2016November Monthly Peak | Program Specific | Size: Under 20 kW | South of Lugo | 2016 | November Monthly Peak | 11 | 0
Program SpecificSize: Under 20 kWSouth of Lugo2016October Monthly Peak | Program Specific | Size: Under 20 kW | South of Lugo | 2016 | October Monthly Peak | 10 | 0
Program SpecificSize: Under 20 kWSouth of Lugo2016September Monthly Peak | Program Specific | Size: Under 20 kW | South of Lugo | 2016 | September Monthly Peak | 9 | 0
Program SpecificSize: Under 20 kWSouth of Lugo2016Typical Event Day | Program Specific | Size: Under 20 kW | South of Lugo | 2016 | Typical Event Day | 8 | 0
Program SpecificSize: Under 20 kWSouth of Lugo2017April Monthly Peak | Program Specific | Size: Under 20 kW | South of Lugo | 2017 | April Monthly Peak | 4 | 24629.3806
Program SpecificSize: Under 20 kWSouth of Lugo2017August Monthly Peak | Program Specific | Size: Under 20 kW | South of Lugo | 2017 | August Monthly Peak | 8 | 24629.3806
Program SpecificSize: Under 20 kWSouth of Lugo2017December Monthly Peak | Program Specific | Size: Under 20 kW | South of Lugo | 2017 | December Monthly Peak | 12 | 24629.3806
Program SpecificSize: Under 20 kWSouth of Lugo2017February Monthly Peak | Program Specific | Size: Under 20 kW | South of Lugo | 2017 | February Monthly Peak | 2 | 0
Program SpecificSize: Under 20 kWSouth of Lugo2017January Monthly Peak | Program Specific | Size: Under 20 kW | South of Lugo | 2017 | January Monthly Peak | 1 | 0
Program SpecificSize: Under 20 kWSouth of Lugo2017July Monthly Peak | Program Specific | Size: Under 20 kW | South of Lugo | 2017 | July Monthly Peak | 7 | 24629.3806
Program SpecificSize: Under 20 kWSouth of Lugo2017June Monthly Peak | Program Specific | Size: Under 20 kW | South of Lugo | 2017 | June Monthly Peak | 6 | 24629.3806
Program SpecificSize: Under 20 kWSouth of Lugo2017March Monthly Peak | Program Specific | Size: Under 20 kW | South of Lugo | 2017 | March Monthly Peak | 3 | 0
Program SpecificSize: Under 20 kWSouth of Lugo2017May Monthly Peak | Program Specific | Size: Under 20 kW | South of Lugo | 2017 | May Monthly Peak | 5 | 24629.3806
Program SpecificSize: Under 20 kWSouth of Lugo2017November Monthly Peak | Program Specific | Size: Under 20 kW | South of Lugo | 2017 | November Monthly Peak | 11 | 24629.3806
Program SpecificSize: Under 20 kWSouth of Lugo2017October Monthly Peak | Program Specific | Size: Under 20 kW | South of Lugo | 2017 | October Monthly Peak | 10 | 24629.3806
Program SpecificSize: Under 20 kWSouth of Lugo2017September Monthly Peak | Program Specific | Size: Under 20 kW | South of Lugo | 2017 | September Monthly Peak | 9 | 24629.3806
Program SpecificSize: Under 20 kWSouth of Lugo2017Typical Event Day | Program Specific | Size: Under 20 kW | South of Lugo | 2017 | Typical Event Day | 8 | 24629.3806
Program SpecificSize: Under 20 kWSouth of Lugo2018April Monthly Peak | Program Specific | Size: Under 20 kW | South of Lugo | 2018 | April Monthly Peak | 4 | 9851.7522
Program SpecificSize: Under 20 kWSouth of Lugo2018August Monthly Peak | Program Specific | Size: Under 20 kW | South of Lugo | 2018 | August Monthly Peak | 8 | 9851.7522
Program SpecificSize: Under 20 kWSouth of Lugo2018December Monthly Peak | Program Specific | Size: Under 20 kW | South of Lugo | 2018 | December Monthly Peak | 12 | 9851.7522
Program SpecificSize: Under 20 kWSouth of Lugo2018February Monthly Peak | Program Specific | Size: Under 20 kW | South of Lugo | 2018 | February Monthly Peak | 2 | 24629.3806
Program SpecificSize: Under 20 kWSouth of Lugo2018January Monthly Peak | Program Specific | Size: Under 20 kW | South of Lugo | 2018 | January Monthly Peak | 1 | 24629.3806
Program SpecificSize: Under 20 kWSouth of Lugo2018July Monthly Peak | Program Specific | Size: Under 20 kW | South of Lugo | 2018 | July Monthly Peak | 7 | 9851.7522
Program SpecificSize: Under 20 kWSouth of Lugo2018June Monthly Peak | Program Specific | Size: Under 20 kW | South of Lugo | 2018 | June Monthly Peak | 6 | 9851.7522
Program SpecificSize: Under 20 kWSouth of Lugo2018March Monthly Peak | Program Specific | Size: Under 20 kW | South of Lugo | 2018 | March Monthly Peak | 3 | 24629.3806
Program SpecificSize: Under 20 kWSouth of Lugo2018May Monthly Peak | Program Specific | Size: Under 20 kW | South of Lugo | 2018 | May Monthly Peak | 5 | 9851.7522
Program SpecificSize: Under 20 kWSouth of Lugo2018November Monthly Peak | Program Specific | Size: Under 20 kW | South of Lugo | 2018 | November Monthly Peak | 11 | 9851.7522
Program SpecificSize: Under 20 kWSouth of Lugo2018October Monthly Peak | Program Specific | Size: Under 20 kW | South of Lugo | 2018 | October Monthly Peak | 10 | 9851.7522
Program SpecificSize: Under 20 kWSouth of Lugo2018September Monthly Peak | Program Specific | Size: Under 20 kW | South of Lugo | 2018 | September Monthly Peak | 9 | 9851.7522
Program SpecificSize: Under 20 kWSouth of Lugo2018Typical Event Day | Program Specific | Size: Under 20 kW | South of Lugo | 2018 | Typical Event Day | 8 | 9851.7522
Program SpecificSize: Under 20 kWSouth of Lugo2019April Monthly Peak | Program Specific | Size: Under 20 kW | South of Lugo | 2019 | April Monthly Peak | 4 | 10169.0001
Program SpecificSize: Under 20 kWSouth of Lugo2019August Monthly Peak | Program Specific | Size: Under 20 kW | South of Lugo | 2019 | August Monthly Peak | 8 | 10169.0001
Program SpecificSize: Under 20 kWSouth of Lugo2019December Monthly Peak | Program Specific | Size: Under 20 kW | South of Lugo | 2019 | December Monthly Peak | 12 | 10169.0001
Program SpecificSize: Under 20 kWSouth of Lugo2019February Monthly Peak | Program Specific | Size: Under 20 kW | South of Lugo | 2019 | February Monthly Peak | 2 | 9851.7522
Program SpecificSize: Under 20 kWSouth of Lugo2019January Monthly Peak | Program Specific | Size: Under 20 kW | South of Lugo | 2019 | January Monthly Peak | 1 | 9851.7522
Program SpecificSize: Under 20 kWSouth of Lugo2019July Monthly Peak | Program Specific | Size: Under 20 kW | South of Lugo | 2019 | July Monthly Peak | 7 | 10169.0001
Program SpecificSize: Under 20 kWSouth of Lugo2019June Monthly Peak | Program Specific | Size: Under 20 kW | South of Lugo | 2019 | June Monthly Peak | 6 | 10169.0001
Program SpecificSize: Under 20 kWSouth of Lugo2019March Monthly Peak | Program Specific | Size: Under 20 kW | South of Lugo | 2019 | March Monthly Peak | 3 | 9851.7522
Program SpecificSize: Under 20 kWSouth of Lugo2019May Monthly Peak | Program Specific | Size: Under 20 kW | South of Lugo | 2019 | May Monthly Peak | 5 | 10169.0001
Program SpecificSize: Under 20 kWSouth of Lugo2019November Monthly Peak | Program Specific | Size: Under 20 kW | South of Lugo | 2019 | November Monthly Peak | 11 | 10169.0001
Program SpecificSize: Under 20 kWSouth of Lugo2019October Monthly Peak | Program Specific | Size: Under 20 kW | South of Lugo | 2019 | October Monthly Peak | 10 | 10169.0001
Program SpecificSize: Under 20 kWSouth of Lugo2019September Monthly Peak | Program Specific | Size: Under 20 kW | South of Lugo | 2019 | September Monthly Peak | 9 | 10169.0001
Program SpecificSize: Under 20 kWSouth of Lugo2019Typical Event Day | Program Specific | Size: Under 20 kW | South of Lugo | 2019 | Typical Event Day | 8 | 10169.0001
Program SpecificSize: Under 20 kWSouth of Lugo2020April Monthly Peak | Program Specific | Size: Under 20 kW | South of Lugo | 2020 | April Monthly Peak | 4 | 10496.4641
Program SpecificSize: Under 20 kWSouth of Lugo2020August Monthly Peak | Program Specific | Size: Under 20 kW | South of Lugo | 2020 | August Monthly Peak | 8 | 10496.4641
Program SpecificSize: Under 20 kWSouth of Lugo2020December Monthly Peak | Program Specific | Size: Under 20 kW | South of Lugo | 2020 | December Monthly Peak | 12 | 10496.4641
Program SpecificSize: Under 20 kWSouth of Lugo2020February Monthly Peak | Program Specific | Size: Under 20 kW | South of Lugo | 2020 | February Monthly Peak | 2 | 10169.0001
Program SpecificSize: Under 20 kWSouth of Lugo2020January Monthly Peak | Program Specific | Size: Under 20 kW | South of Lugo | 2020 | January Monthly Peak | 1 | 10169.0001
Program SpecificSize: Under 20 kWSouth of Lugo2020July Monthly Peak | Program Specific | Size: Under 20 kW | South of Lugo | 2020 | July Monthly Peak | 7 | 10496.4641
Program SpecificSize: Under 20 kWSouth of Lugo2020June Monthly Peak | Program Specific | Size: Under 20 kW | South of Lugo | 2020 | June Monthly Peak | 6 | 10496.4641
Program SpecificSize: Under 20 kWSouth of Lugo2020March Monthly Peak | Program Specific | Size: Under 20 kW | South of Lugo | 2020 | March Monthly Peak | 3 | 10169.0001
Program SpecificSize: Under 20 kWSouth of Lugo2020May Monthly Peak | Program Specific | Size: Under 20 kW | South of Lugo | 2020 | May Monthly Peak | 5 | 10496.4641
Program SpecificSize: Under 20 kWSouth of Lugo2020November Monthly Peak | Program Specific | Size: Under 20 kW | South of Lugo | 2020 | November Monthly Peak | 11 | 10496.4641
Program SpecificSize: Under 20 kWSouth of Lugo2020October Monthly Peak | Program Specific | Size: Under 20 kW | South of Lugo | 2020 | October Monthly Peak | 10 | 10496.4641
Program SpecificSize: Under 20 kWSouth of Lugo2020September Monthly Peak | Program Specific | Size: Under 20 kW | South of Lugo | 2020 | September Monthly Peak | 9 | 10496.4641
Program SpecificSize: Under 20 kWSouth of Lugo2020Typical Event Day | Program Specific | Size: Under 20 kW | South of Lugo | 2020 | Typical Event Day | 8 | 10496.4641
Program SpecificSize: Under 20 kWSouth of Lugo2021April Monthly Peak | Program Specific | Size: Under 20 kW | South of Lugo | 2021 | April Monthly Peak | 4 | 10834.4731
Program SpecificSize: Under 20 kWSouth of Lugo2021August Monthly Peak | Program Specific | Size: Under 20 kW | South of Lugo | 2021 | August Monthly Peak | 8 | 10834.4731
Program SpecificSize: Under 20 kWSouth of Lugo2021December Monthly Peak | Program Specific | Size: Under 20 kW | South of Lugo | 2021 | December Monthly Peak | 12 | 10834.4731
Program SpecificSize: Under 20 kWSouth of Lugo2021February Monthly Peak | Program Specific | Size: Under 20 kW | South of Lugo | 2021 | February Monthly Peak | 2 | 10496.4641
Program SpecificSize: Under 20 kWSouth of Lugo2021January Monthly Peak | Program Specific | Size: Under 20 kW | South of Lugo | 2021 | January Monthly Peak | 1 | 10496.4641
Program SpecificSize: Under 20 kWSouth of Lugo2021July Monthly Peak | Program Specific | Size: Under 20 kW | South of Lugo | 2021 | July Monthly Peak | 7 | 10834.4731
Program SpecificSize: Under 20 kWSouth of Lugo2021June Monthly Peak | Program Specific | Size: Under 20 kW | South of Lugo | 2021 | June Monthly Peak | 6 | 10834.4731
Program SpecificSize: Under 20 kWSouth of Lugo2021March Monthly Peak | Program Specific | Size: Under 20 kW | South of Lugo | 2021 | March Monthly Peak | 3 | 10496.4641
Program SpecificSize: Under 20 kWSouth of Lugo2021May Monthly Peak | Program Specific | Size: Under 20 kW | South of Lugo | 2021 | May Monthly Peak | 5 | 10834.4731
Program SpecificSize: Under 20 kWSouth of Lugo2021November Monthly Peak | Program Specific | Size: Under 20 kW | South of Lugo | 2021 | November Monthly Peak | 11 | 10834.4731
Program SpecificSize: Under 20 kWSouth of Lugo2021October Monthly Peak | Program Specific | Size: Under 20 kW | South of Lugo | 2021 | October Monthly Peak | 10 | 10834.4731
Program SpecificSize: Under 20 kWSouth of Lugo2021September Monthly Peak | Program Specific | Size: Under 20 kW | South of Lugo | 2021 | September Monthly Peak | 9 | 10834.4731
Program SpecificSize: Under 20 kWSouth of Lugo2021Typical Event Day | Program Specific | Size: Under 20 kW | South of Lugo | 2021 | Typical Event Day | 8 | 10834.4731
Program SpecificSize: Under 20 kWSouth of Lugo2022April Monthly Peak | Program Specific | Size: Under 20 kW | South of Lugo | 2022 | April Monthly Peak | 4 | 11183.3668
Program SpecificSize: Under 20 kWSouth of Lugo2022August Monthly Peak | Program Specific | Size: Under 20 kW | South of Lugo | 2022 | August Monthly Peak | 8 | 11183.3668
Program SpecificSize: Under 20 kWSouth of Lugo2022December Monthly Peak | Program Specific | Size: Under 20 kW | South of Lugo | 2022 | December Monthly Peak | 12 | 11183.3668
Program SpecificSize: Under 20 kWSouth of Lugo2022February Monthly Peak | Program Specific | Size: Under 20 kW | South of Lugo | 2022 | February Monthly Peak | 2 | 10834.4731
Program SpecificSize: Under 20 kWSouth of Lugo2022January Monthly Peak | Program Specific | Size: Under 20 kW | South of Lugo | 2022 | January Monthly Peak | 1 | 10834.4731
Program SpecificSize: Under 20 kWSouth of Lugo2022July Monthly Peak | Program Specific | Size: Under 20 kW | South of Lugo | 2022 | July Monthly Peak | 7 | 11183.3668
Program SpecificSize: Under 20 kWSouth of Lugo2022June Monthly Peak | Program Specific | Size: Under 20 kW | South of Lugo | 2022 | June Monthly Peak | 6 | 11183.3668
Program SpecificSize: Under 20 kWSouth of Lugo2022March Monthly Peak | Program Specific | Size: Under 20 kW | South of Lugo | 2022 | March Monthly Peak | 3 | 10834.4731
Program SpecificSize: Under 20 kWSouth of Lugo2022May Monthly Peak | Program Specific | Size: Under 20 kW | South of Lugo | 2022 | May Monthly Peak | 5 | 11183.3668
Program SpecificSize: Under 20 kWSouth of Lugo2022November Monthly Peak | Program Specific | Size: Under 20 kW | South of Lugo | 2022 | November Monthly Peak | 11 | 11183.3668
Program SpecificSize: Under 20 kWSouth of Lugo2022October Monthly Peak | Program Specific | Size: Under 20 kW | South of Lugo | 2022 | October Monthly Peak | 10 | 11183.3668
Program SpecificSize: Under 20 kWSouth of Lugo2022September Monthly Peak | Program Specific | Size: Under 20 kW | South of Lugo | 2022 | September Monthly Peak | 9 | 11183.3668
Program SpecificSize: Under 20 kWSouth of Lugo2022Typical Event Day | Program Specific | Size: Under 20 kW | South of Lugo | 2022 | Typical Event Day | 8 | 11183.3668
Program SpecificSize: Under 20 kWSouth of Lugo2023April Monthly Peak | Program Specific | Size: Under 20 kW | South of Lugo | 2023 | April Monthly Peak | 4 | 11543.4956
Program SpecificSize: Under 20 kWSouth of Lugo2023August Monthly Peak | Program Specific | Size: Under 20 kW | South of Lugo | 2023 | August Monthly Peak | 8 | 11543.4956
Program SpecificSize: Under 20 kWSouth of Lugo2023December Monthly Peak | Program Specific | Size: Under 20 kW | South of Lugo | 2023 | December Monthly Peak | 12 | 11543.4956
Program SpecificSize: Under 20 kWSouth of Lugo2023February Monthly Peak | Program Specific | Size: Under 20 kW | South of Lugo | 2023 | February Monthly Peak | 2 | 11183.3668
Program SpecificSize: Under 20 kWSouth of Lugo2023January Monthly Peak | Program Specific | Size: Under 20 kW | South of Lugo | 2023 | January Monthly Peak | 1 | 11183.3668
Program SpecificSize: Under 20 kWSouth of Lugo2023July Monthly Peak | Program Specific | Size: Under 20 kW | South of Lugo | 2023 | July Monthly Peak | 7 | 11543.4956
Program SpecificSize: Under 20 kWSouth of Lugo2023June Monthly Peak | Program Specific | Size: Under 20 kW | South of Lugo | 2023 | June Monthly Peak | 6 | 11543.4956
Program SpecificSize: Under 20 kWSouth of Lugo2023March Monthly Peak | Program Specific | Size: Under 20 kW | South of Lugo | 2023 | March Monthly Peak | 3 | 11183.3668
Program SpecificSize: Under 20 kWSouth of Lugo2023May Monthly Peak | Program Specific | Size: Under 20 kW | South of Lugo | 2023 | May Monthly Peak | 5 | 11543.4956
Program SpecificSize: Under 20 kWSouth of Lugo2023November Monthly Peak | Program Specific | Size: Under 20 kW | South of Lugo | 2023 | November Monthly Peak | 11 | 11543.4956
Program SpecificSize: Under 20 kWSouth of Lugo2023October Monthly Peak | Program Specific | Size: Under 20 kW | South of Lugo | 2023 | October Monthly Peak | 10 | 11543.4956
Program SpecificSize: Under 20 kWSouth of Lugo2023September Monthly Peak | Program Specific | Size: Under 20 kW | South of Lugo | 2023 | September Monthly Peak | 9 | 11543.4956
Program SpecificSize: Under 20 kWSouth of Lugo2023Typical Event Day | Program Specific | Size: Under 20 kW | South of Lugo | 2023 | Typical Event Day | 8 | 11543.4956
Program SpecificSize: Under 20 kWSouth of Lugo2024April Monthly Peak | Program Specific | Size: Under 20 kW | South of Lugo | 2024 | April Monthly Peak | 4 | 11915.2213
Program SpecificSize: Under 20 kWSouth of Lugo2024August Monthly Peak | Program Specific | Size: Under 20 kW | South of Lugo | 2024 | August Monthly Peak | 8 | 11915.2213
Program SpecificSize: Under 20 kWSouth of Lugo2024December Monthly Peak | Program Specific | Size: Under 20 kW | South of Lugo | 2024 | December Monthly Peak | 12 | 11915.2213
Program SpecificSize: Under 20 kWSouth of Lugo2024February Monthly Peak | Program Specific | Size: Under 20 kW | South of Lugo | 2024 | February Monthly Peak | 2 | 11543.4956
Program SpecificSize: Under 20 kWSouth of Lugo2024January Monthly Peak | Program Specific | Size: Under 20 kW | South of Lugo | 2024 | January Monthly Peak | 1 | 11543.4956
Program SpecificSize: Under 20 kWSouth of Lugo2024July Monthly Peak | Program Specific | Size: Under 20 kW | South of Lugo | 2024 | July Monthly Peak | 7 | 11915.2213
Program SpecificSize: Under 20 kWSouth of Lugo2024June Monthly Peak | Program Specific | Size: Under 20 kW | South of Lugo | 2024 | June Monthly Peak | 6 | 11915.2213
Program SpecificSize: Under 20 kWSouth of Lugo2024March Monthly Peak | Program Specific | Size: Under 20 kW | South of Lugo | 2024 | March Monthly Peak | 3 | 11543.4956
Program SpecificSize: Under 20 kWSouth of Lugo2024May Monthly Peak | Program Specific | Size: Under 20 kW | South of Lugo | 2024 | May Monthly Peak | 5 | 11915.2213
Program SpecificSize: Under 20 kWSouth of Lugo2024November Monthly Peak | Program Specific | Size: Under 20 kW | South of Lugo | 2024 | November Monthly Peak | 11 | 11915.2213
Program SpecificSize: Under 20 kWSouth of Lugo2024October Monthly Peak | Program Specific | Size: Under 20 kW | South of Lugo | 2024 | October Monthly Peak | 10 | 11915.2213
Program SpecificSize: Under 20 kWSouth of Lugo2024September Monthly Peak | Program Specific | Size: Under 20 kW | South of Lugo | 2024 | September Monthly Peak | 9 | 11915.2213
Program SpecificSize: Under 20 kWSouth of Lugo2024Typical Event Day | Program Specific | Size: Under 20 kW | South of Lugo | 2024 | Typical Event Day | 8 | 11915.2213
Program SpecificSize: Under 20 kWSouth of Lugo2025April Monthly Peak | Program Specific | Size: Under 20 kW | South of Lugo | 2025 | April Monthly Peak | 4 | 12298.9174
Program SpecificSize: Under 20 kWSouth of Lugo2025August Monthly Peak | Program Specific | Size: Under 20 kW | South of Lugo | 2025 | August Monthly Peak | 8 | 12298.9174
Program SpecificSize: Under 20 kWSouth of Lugo2025December Monthly Peak | Program Specific | Size: Under 20 kW | South of Lugo | 2025 | December Monthly Peak | 12 | 12298.9174
Program SpecificSize: Under 20 kWSouth of Lugo2025February Monthly Peak | Program Specific | Size: Under 20 kW | South of Lugo | 2025 | February Monthly Peak | 2 | 11915.2213
Program SpecificSize: Under 20 kWSouth of Lugo2025January Monthly Peak | Program Specific | Size: Under 20 kW | South of Lugo | 2025 | January Monthly Peak | 1 | 11915.2213
Program SpecificSize: Under 20 kWSouth of Lugo2025July Monthly Peak | Program Specific | Size: Under 20 kW | South of Lugo | 2025 | July Monthly Peak | 7 | 12298.9174
Program SpecificSize: Under 20 kWSouth of Lugo2025June Monthly Peak | Program Specific | Size: Under 20 kW | South of Lugo | 2025 | June Monthly Peak | 6 | 12298.9174
Program SpecificSize: Under 20 kWSouth of Lugo2025March Monthly Peak | Program Specific | Size: Under 20 kW | South of Lugo | 2025 | March Monthly Peak | 3 | 11915.2213
Program SpecificSize: Under 20 kWSouth of Lugo2025May Monthly Peak | Program Specific | Size: Under 20 kW | South of Lugo | 2025 | May Monthly Peak | 5 | 12298.9174
Program SpecificSize: Under 20 kWSouth of Lugo2025November Monthly Peak | Program Specific | Size: Under 20 kW | South of Lugo | 2025 | November Monthly Peak | 11 | 12298.9174
Program SpecificSize: Under 20 kWSouth of Lugo2025October Monthly Peak | Program Specific | Size: Under 20 kW | South of Lugo | 2025 | October Monthly Peak | 10 | 12298.9174
Program SpecificSize: Under 20 kWSouth of Lugo2025September Monthly Peak | Program Specific | Size: Under 20 kW | South of Lugo | 2025 | September Monthly Peak | 9 | 12298.9174
Program SpecificSize: Under 20 kWSouth of Lugo2025Typical Event Day | Program Specific | Size: Under 20 kW | South of Lugo | 2025 | Typical Event Day | 8 | 12298.9174