## Inputs-Results
Southern California Edison
2014 Non-Residential CPP Ex ante Impact Tables -- SCE Weather Scenarios
TABLE 1: Menu options |  | TABLE 2: Resource Adequacy (RA) Information |  | Hour Ending | Reference Load (MW) | Estimated Load w/ DR (MW) | Load Impact (MW) | %Load Reduction | Weighted Temp (F) | Uncertainty Adjusted Impact - Percentiles |  |  |  |  | MW
Aggregation | Aggregate | RA Window Start | 1:00 PM | [6 empty] | 10th | 30th | 50th | 70th | 90th |  | se | var | 90% Confidence Band | 90% Confidence Band | Event Period
Type of Impacts | Program Specific | RA Window End | 6:00 PM | 1 | 362.2957 | 365.1849 | -2.8892 | -0.7975% | 70.829 | -15.1362 | -7.9006 | -2.8892 | 2.1222 | 9.3579 |  | 9.5564 | 91.3252 | -18.6081 | 12.8297 | 0
Customer size | All | Total Enrolled Acoounts | 2573.8999 | 2 | 352.8071 | 356.916 | -4.1089 | -1.165% | 69.6524 | -16.0259 | -8.9852 | -4.1089 | 0.76745 | 7.8081 |  | 9.2989 | 86.469 | -19.4042 | 11.1864 | 0
Transmission Planning Area | All | Avg. Reduction (MW) | 22.5361 | 3 | 340.8401 | 343.5529 | -2.7127 | -0.7959% | 68.7399 | -15.107 | -7.7844 | -2.7127 | 2.3589 | 9.6815 |  | 9.6713 | 93.5338 | -18.6206 | 13.1951 | 0
Weather Year | 1-in-10 | % Reduction | 3.904% | 4 | 339.1907 | 344.2552 | -5.0645 | -1.493% | 67.8453 | -16.6453 | -9.8033 | -5.0645 | -0.32576 | 6.5162 |  | 9.0365 | 81.6585 | -19.9282 | 9.7992 | 0
Forecast Year | 2016 |  |  | 5 | 361.0824 | 368.0312 | -6.9487 | -1.924% | 66.6521 | -18.3698 | -11.6221 | -6.9487 | -2.2753 | 4.4724 |  | 8.9119 | 79.4226 | -21.6075 | 7.7101 | 0
Day Type | June Monthly Peak |  |  | 6 | 419.1927 | 425.3726 | -6.1799 | -1.474% | 65.6458 | -17.3251 | -10.7405 | -6.1799 | -1.6194 | 4.9652 |  | 8.6966 | 75.6315 | -20.4846 | 8.1248 | 0
|  |  |  | 7 | 485.5108 | 492.1254 | -6.6145 | -1.362% | 65.1609 | -19.042 | -11.6998 | -6.6145 | -1.5293 | 5.813 |  | 9.6972 | 94.0361 | -22.565 | 9.336 | 0
|  |  |  | 8 | 543.7861 | 550.9833 | -7.1972 | -1.324% | 66.3048 | -19.3803 | -12.1824 | -7.1972 | -2.212 | 4.9859 |  | 9.5065 | 90.3738 | -22.834 | 8.4396 | 0
|  |  |  | 9 | 584.9158 | 592.5799 | -7.6642 | -1.31% | 69.8196 | -22.1669 | -13.5986 | -7.6642 | -1.7298 | 6.8385 |  | 11.3165 | 128.0633 | -26.2782 | 10.9498 | 0
|  |  |  | 10 | 610.4552 | 619.7115 | -9.2563 | -1.516% | 74.6432 | -23.8991 | -15.248 | -9.2563 | -3.2647 | 5.3864 |  | 11.4258 | 130.5487 | -28.0501 | 9.5374 | 0
|  |  |  | 11 | 634.9442 | 641.3668 | -6.4226 | -1.012% | 79.6886 | -19.6597 | -11.8391 | -6.4226 | -1.0061 | 6.8144 |  | 10.3289 | 106.6866 | -23.4122 | 10.5669 | 0
% Load Reduction for Event Window | 0% |  |  | 12 | 636.9324 | 643.8076 | -6.8753 | -1.079% | 84.1581 | -19.1993 | -11.9181 | -6.8753 | -1.8324 | 5.4487 |  | 9.6165 | 92.4764 | -22.6929 | 8.9424 | 0
|  |  |  | 13 | 625.8634 | 629.6051 | -3.7417 | -0.5978% | 87.2002 | -15.331 | -8.484 | -3.7417 | 1.0005 | 7.8475 |  | 9.0432 | 81.7787 | -18.6164 | 11.1329 | 0
|  |  |  | 14 | 629.3649 | 626.0075 | 3.3574 | 0.5335% | 89.1687 | -8.4136 | -1.4592 | 3.3574 | 8.1741 | 15.1285 |  | 9.185 | 84.3641 | -11.7505 | 18.4654 | 1
|  |  |  | 15 | 615.3282 | 588.3388 | 26.9894 | 4.386% | 90.5073 | 16.522 | 22.7063 | 26.9894 | 31.2726 | 37.4568 |  | 8.1677 | 66.712 | 13.5547 | 40.4242 | 1
|  |  |  | 16 | 585.4423 | 557.2299 | 28.2124 | 4.819% | 90.9667 | 19.2979 | 24.5647 | 28.2124 | 31.8601 | 37.1269 |  | 6.956 | 48.3859 | 16.7708 | 39.654 | 1
|  |  |  | 17 | 547.1206 | 518.7251 | 28.3955 | 5.19% | 91.3078 | 20.6401 | 25.222 | 28.3955 | 31.5689 | 36.1508 |  | 6.0515 | 36.6207 | 18.4416 | 38.3493 | 1
|  |  |  | 18 | 508.9189 | 483.193 | 25.7258 | 5.055% | 90.2178 | 18.0655 | 22.5913 | 25.7258 | 28.8604 | 33.3862 |  | 5.9774 | 35.7295 | 15.8939 | 35.5578 | 1
|  |  |  | 19 | 486.0993 | 476.5041 | 9.5952 | 1.974% | 89.0884 | 1.9066 | 6.4491 | 9.5952 | 12.7413 | 17.2838 |  | 5.9995 | 35.9936 | -0.27303 | 19.4635 | 0
|  |  |  | 20 | 470.8809 | 466.4017 | 4.4792 | 0.9512% | 86.2755 | -6.6721 | -0.083848 | 4.4792 | 9.0422 | 15.6305 |  | 8.7014 | 75.7148 | -9.8334 | 18.7918 | 0
|  |  |  | 21 | 463.1927 | 460.4423 | 2.7505 | 0.5938% | 82.3185 | -9.4223 | -2.2305 | 2.7505 | 7.7315 | 14.9233 |  | 9.4985 | 90.2213 | -12.8731 | 18.3741 | 0
|  |  |  | 22 | 442.4458 | 438.0923 | 4.3535 | 0.984% | 78.4951 | -8.1838 | -0.77665 | 4.3535 | 9.4837 | 16.8908 |  | 9.7829 | 95.7051 | -11.7379 | 20.4449 | 0
|  |  |  | 23 | 411.2202 | 407.5227 | 3.6975 | 0.8992% | 76.0474 | -7.1214 | -0.72951 | 3.6975 | 8.1245 | 14.5164 |  | 8.442 | 71.2679 | -10.1884 | 17.5834 | 0
|  |  |  | 24 | 391.1184 | 388.053 | 3.0654 | 0.7838% | 74.2669 | -8.441 | -1.6429 | 3.0654 | 7.7738 | 14.5719 |  | 8.9785 | 80.614 | -11.7029 | 17.8338 | 0
[5 empty] | Reference Energy Use (MWh) | Estimated Energy Use w/ DR (MWh) | Total Load Impact (MWh) | % Load Change | Cooling Degree Hours (Base 65) | Uncertainty Adjusted Impact - Percentiles
[10 empty] | 10th | 30th | 50th | 70th | 90th
|  |  |  | Avg. Event Hour | 577.235 | 554.6989 | 22.5361 | 3.997% | 90.4337 | 16.5267 | 20.0771 | 22.5361 | 24.9951 | 28.5455 |  |  |  | VARIANCE (DAILY | 21.9883
|  |  |  | Note: A positive value % Daily Load Change indicates the use of less energy for the day. | [13 empty] | SE (DAILY) | 4.6892

## Lookup
Lookup Impacts |  |  | Types | Start | End | Type of Impacts | Weather Year | Forecast Year | Month |  | Size | Local Capacity Area | Active list
Program Specific1-in-10AllAll2016June Monthly Peak |  |  | Aggregate | 13:00 | 18:00 | Program Specific | 1-in-2 | 2015 | January Monthly Peak |  | Size: Under 20 kW | All
|  |  | Average Customer | 13:00 | 18:00 | Portfolio Adjusted | 1-in-10 | 2016 | February Monthly Peak |  | Size: 20 kW to 199.99 kW | Orange County
Lookup enrollments |  |  |  | 13:00 | 18:00 |  |  | 2017 | March Monthly Peak |  | Size: Over 200kW | Other
Program SpecificAllAll2016June Monthly Peak |  |  |  | 13:00 | 18:00 |  |  | 2018 | April Monthly Peak |  | All | South of Lugo
|  |  |  | 13:00 | 18:00 |  |  | 2019 | May Monthly Peak
|  | daytype |  | 13:00 | 18:00 |  |  | 2020 | June Monthly Peak
ROW | 4596 | [6 empty] | 2021 | July Monthly Peak
ADDRESS | Data!$A$4596 | [6 empty] | 2022 | August Monthly Peak
[8 empty] | 2023 | September Monthly Peak
[8 empty] | 2024 | October Monthly Peak
Lookup year | 2016 | [6 empty] | 2025 | November Monthly Peak
Month | 6 | [7 empty] | December Monthly Peak
Typical Event Day
Cooling Degree Hours
5.829
4.6524
| TRUE |  | 3.7399
|  |  | 2.8453 | [5 empty] | Day Type | Month
|  |  | 1.6521 | [5 empty] | January | 1 | Summer
|  |  | 0.64579 | [5 empty] | April | 4 | 0
|  |  | 0.16094 | [5 empty] | August | 8 | 0
|  |  | 1.3048 | [5 empty] | December | 12 | 1
|  |  | 4.8196 |  | Type of Results |  |  |  | February | 2 | 0
|  |  | 9.6432 |  | Type of Impacts |  |  |  | July | 7 | 0
|  |  | 14.6886 |  | Customer category |  |  |  | June | 6 | 1
|  |  | 19.1581 |  | Weather Year |  |  |  | March | 3 | 1
|  |  | 22.2002 |  | Forecast Year |  |  |  | May | 5 | 0
|  |  | 24.1687 |  | Day Type |  |  |  | November | 11 | 1
|  |  | 25.5073 | [5 empty] | October | 10 | 0
|  |  | 25.9667 | [5 empty] | September | 9 | 1
|  |  | 26.3078 | [7 empty] | 1
25.2178
24.0884
21.2755
17.3185
13.4951
11.0474
9.2669

## Data
concat | portfoliotype | weatheryear | dmdrflg | lca | year | daytype | month | ref_load1 | ref_load2 | ref_load3 | ref_load4 | ref_load5 | ref_load6 | ref_load7 | ref_load8 | ref_load9 | ref_load10 | ref_load11 | ref_load12 | ref_load13 | ref_load14 | ref_load15 | ref_load16 | ref_load17 | ref_load18 | ref_load19 | ref_load20 | ref_load21 | ref_load22 | ref_load23 | ref_load24 | impact1 | impact2 | impact3 | impact4 | impact5 | impact6 | impact7 | impact8 | impact9 | impact10 | impact11 | impact12 | impact13 | impact14 | impact15 | impact16 | impact17 | impact18 | impact19 | impact20 | impact21 | impact22 | impact23 | impact24 | temperature1 | temperature2 | temperature3 | temperature4 | temperature5 | temperature6 | temperature7 | temperature8 | temperature9 | temperature10 | temperature11 | temperature12 | temperature13 | temperature14 | temperature15 | temperature16 | temperature17 | temperature18 | temperature19 | temperature20 | temperature21 | temperature22 | temperature23 | temperature24 | se1 | se2 | se3 | se4 | se5 | se6 | se7 | se8 | se9 | se10 | se11 | se12 | se13 | se14 | se15 | se16 | se17 | se18 | se19 | se20 | se21 | se22 | se23 | se24
Portfolio Adjusted1-in-10AllAll2015January Monthly Peak | Portfolio Adjusted | 1-in-10 | All | All | 2015 | January Monthly Peak | 1 | 127.3478 | 123.6602 | 120.0981 | 120.7221 | 129.8474 | 154.2465 | 186.8621 | 205.4385 | 214.2947 | 214.5163 | 215.1289 | 212.2979 | 208.0893 | 207.0084 | 199.3535 | 187.7185 | 177.672 | 174.9338 | 170.3147 | 166.1546 | 160.2792 | 152.7503 | 143.1519 | 136.6359 | 0.015972 | -0.14915 | -0.058463 | -1.1013 | -1.423 | -1.0146 | -0.36472 | -1.3989 | -1.4038 | -1.7793 | -0.35513 | -0.048888 | 0.58707 | 2.1557 | 6.122 | 5.7256 | 6.3129 | 5.6739 | 1.8362 | 1.4348 | 1.2369 | 1.2802 | 1.0711 | 0.77893 | 45.497 | 44.715 | 43.8911 | 43.3384 | 42.9671 | 42.6195 | 42.336 | 42.129 | 42.6095 | 44.9781 | 47.6633 | 49.7615 | 51.6261 | 52.4197 | 52.7694 | 52.5989 | 51.5538 | 50.1502 | 48.1247 | 46.5234 | 45.3807 | 44.6693 | 44.0802 | 43.3869 | 3.621 | 3.5161 | 3.6731 | 3.4839 | 3.4706 | 3.4706 | 4.0426 | 3.8734 | 4.4403 | 4.2898 | 3.7381 | 3.4342 | 3.2361 | 3.2535 | 2.8478 | 2.4073 | 2.1226 | 2.2222 | 2.2651 | 3.3381 | 3.561 | 3.6455 | 3.1776 | 3.4005
Portfolio Adjusted1-in-10AllAll2015February Monthly Peak | Portfolio Adjusted | 1-in-10 | All | All | 2015 | February Monthly Peak | 2 | 123.2065 | 119.95 | 116.2771 | 116.6703 | 125.3274 | 148.1202 | 178.0482 | 194.0162 | 201.8263 | 203.5467 | 206.0025 | 205.5096 | 202.6874 | 202.9949 | 196.3688 | 185.1489 | 174.6735 | 171.2514 | 165.6874 | 160.6153 | 155.1909 | 148.4009 | 138.796 | 132.7841 | 0.0095777 | -0.1479 | -0.059293 | -1.0618 | -1.3707 | -0.97191 | -0.34933 | -1.3172 | -1.3226 | -1.6856 | -0.34579 | -0.052289 | 0.56334 | 2.1135 | 6.0402 | 5.6626 | 6.2128 | 5.5607 | 1.7763 | 1.3758 | 1.1916 | 1.2406 | 1.0346 | 0.75462 | 52.0159 | 51.5875 | 50.9073 | 50.3815 | 50.289 | 49.5677 | 48.3016 | 49.0121 | 50.3146 | 52.5017 | 54.7675 | 56.0359 | 57.438 | 58.8703 | 59.897 | 60.1785 | 59.3805 | 58.7227 | 57.0363 | 55.2961 | 53.8746 | 52.5271 | 51.8764 | 50.9872 | 3.4988 | 3.4064 | 3.5501 | 3.3522 | 3.337 | 3.32 | 3.8411 | 3.6449 | 4.1644 | 4.0482 | 3.5586 | 3.305 | 3.1319 | 3.1691 | 2.7895 | 2.3605 | 2.0771 | 2.1661 | 2.196 | 3.2085 | 3.434 | 3.5356 | 3.072 | 3.2982
Portfolio Adjusted1-in-10AllAll2015March Monthly Peak | Portfolio Adjusted | 1-in-10 | All | All | 2015 | March Monthly Peak | 3 | 126.7758 | 123.0214 | 119.0836 | 118.0091 | 125.6131 | 146.9044 | 172.7825 | 190.3009 | 200.8439 | 205.7373 | 212.3074 | 214.8617 | 213.996 | 217.0507 | 211.8733 | 200.6611 | 187.7997 | 175.8848 | 168.1831 | 166.6059 | 162.9182 | 155.6135 | 144.0412 | 136.4909 | 0.0028956 | -0.1549 | -0.065832 | -1.0715 | -1.3755 | -0.9588 | -0.34603 | -1.2918 | -1.3315 | -1.7055 | -0.36652 | -0.061848 | 0.58325 | 2.2607 | 6.5273 | 6.1553 | 6.6795 | 5.7175 | 1.7896 | 1.4106 | 1.2428 | 1.2931 | 1.0668 | 0.77084 | 60.5447 | 58.9963 | 57.9703 | 57.2227 | 56.4436 | 55.7404 | 55.2534 | 55.1402 | 56.3637 | 60.1926 | 64.8153 | 69.3758 | 73.0444 | 74.9382 | 75.9793 | 76.5579 | 76.3942 | 75.1903 | 73.4447 | 70.8736 | 67.5703 | 64.8758 | 62.6014 | 60.5735 | 3.5866 | 3.4787 | 3.6293 | 3.3704 | 3.3321 | 3.2672 | 3.7033 | 3.5485 | 4.1204 | 4.0596 | 3.6408 | 3.4357 | 3.285 | 3.361 | 2.9901 | 2.5383 | 2.2171 | 2.2073 | 2.2187 | 3.3026 | 3.5868 | 3.6931 | 3.1765 | 3.3758
Portfolio Adjusted1-in-10AllAll2015April Monthly Peak | Portfolio Adjusted | 1-in-10 | All | All | 2015 | April Monthly Peak | 4 | 130.2028 | 126.4225 | 122.1428 | 120.9659 | 128.6391 | 150.8555 | 178.0632 | 199.0624 | 213.8899 | 222.6828 | 232.2652 | 236.3527 | 236.6789 | 240.2666 | 234.8291 | 221.5225 | 205.8354 | 191.0113 | 180.9408 | 177.7388 | 172.0773 | 162.7848 | 149.8389 | 141.3731 | -0.42431 | -0.67903 | -0.43245 | -0.99723 | -1.3536 | -1.166 | -1.1633 | -1.422 | -1.478 | -1.8674 | -1.1664 | -1.2046 | -0.52882 | 1.0084 | 5.9665 | 6.0661 | 6.1865 | 5.48 | 1.9783 | 1.0442 | 0.67786 | 0.97232 | 0.81161 | 0.64944 | 70.4727 | 69.0205 | 67.4366 | 66.1694 | 65.17 | 64.2448 | 63.626 | 63.7104 | 66.8209 | 72.4277 | 78.1483 | 83.4896 | 86.95 | 88.9221 | 89.6605 | 90.0621 | 89.8593 | 88.9679 | 87.1355 | 83.4111 | 78.6816 | 74.8632 | 72.2774 | 70.325 | 3.4608 | 3.361 | 3.5012 | 3.2533 | 3.2124 | 3.1545 | 3.5898 | 3.4922 | 4.1365 | 4.1546 | 3.7645 | 3.5722 | 3.4361 | 3.5186 | 3.131 | 2.6426 | 2.2859 | 2.2541 | 2.2424 | 3.3205 | 3.5691 | 3.641 | 3.1094 | 3.2855
Portfolio Adjusted1-in-10AllAll2015May Monthly Peak | Portfolio Adjusted | 1-in-10 | All | All | 2015 | May Monthly Peak | 5 | 135.2225 | 131.6853 | 126.871 | 126.2438 | 134.8609 | 158.0276 | 185.1627 | 211.2398 | 230.6246 | 241.9956 | 252.4724 | 255.9128 | 254.8835 | 257.2468 | 251.1019 | 235.3289 | 218.067 | 201.5038 | 190.0997 | 184.292 | 179.3669 | 169.5688 | 156.778 | 148.2102 | -0.67647 | -0.97714 | -0.64259 | -1.0152 | -1.4156 | -1.3268 | -1.5959 | -1.5599 | -1.6484 | -2.0467 | -1.6364 | -1.8477 | -1.1391 | 0.36791 | 5.7839 | 6.1071 | 6.0213 | 5.4622 | 2.112 | 0.87074 | 0.41261 | 0.82657 | 0.70071 | 0.59759 | 73.7517 | 72.0455 | 70.6337 | 69.8272 | 69.03 | 68.1187 | 67.7494 | 68.105 | 71.6004 | 77.1751 | 82.169 | 85.7368 | 88.493 | 90.4114 | 91.591 | 91.9076 | 91.3542 | 90.0596 | 88.7006 | 86.0724 | 82.0596 | 77.9295 | 75.4143 | 73.1175 | 3.5898 | 3.4959 | 3.6306 | 3.3982 | 3.3651 | 3.3043 | 3.7218 | 3.7077 | 4.478 | 4.5391 | 4.1189 | 3.8898 | 3.7223 | 3.7939 | 3.3687 | 2.8212 | 2.4306 | 2.3853 | 2.359 | 3.4457 | 3.7058 | 3.7831 | 3.2473 | 3.4325
Portfolio Adjusted1-in-10AllAll2015June Monthly Peak | Portfolio Adjusted | 1-in-10 | All | All | 2015 | June Monthly Peak | 6 | 140.7575 | 137.071 | 132.4217 | 131.7808 | 140.2861 | 162.8628 | 188.6285 | 211.2693 | 227.2488 | 237.1713 | 246.6856 | 247.4581 | 243.1576 | 244.518 | 239.0645 | 227.4534 | 212.5648 | 197.7229 | 188.8571 | 182.9445 | 179.9576 | 171.8971 | 159.7654 | 151.9556 | -0.62859 | -0.89396 | -0.59021 | -1.1019 | -1.5118 | -1.3446 | -1.4391 | -1.5659 | -1.6675 | -2.0139 | -1.3974 | -1.4958 | -0.81408 | 0.73047 | 5.8721 | 6.1381 | 6.178 | 5.5971 | 2.0876 | 0.97453 | 0.59842 | 0.94719 | 0.80446 | 0.66694 | 70.829 | 69.6524 | 68.7399 | 67.8453 | 66.6521 | 65.6458 | 65.1609 | 66.3048 | 69.8196 | 74.6432 | 79.6886 | 84.1581 | 87.2002 | 89.1687 | 90.5073 | 90.9666 | 91.3078 | 90.2178 | 89.0884 | 86.2755 | 82.3185 | 78.4951 | 76.0474 | 74.2669 | 3.7128 | 3.6128 | 3.7574 | 3.5108 | 3.4624 | 3.3788 | 3.7675 | 3.6934 | 4.3966 | 4.4391 | 4.0129 | 3.7361 | 3.5134 | 3.5685 | 3.1733 | 2.7025 | 2.3511 | 2.3223 | 2.3309 | 3.3806 | 3.6903 | 3.8008 | 3.2799 | 3.4883
Portfolio Adjusted1-in-10AllAll2015July Monthly Peak | Portfolio Adjusted | 1-in-10 | All | All | 2015 | July Monthly Peak | 7 | 145.4666 | 141.1777 | 136.9876 | 136.9672 | 146.1271 | 170.2368 | 196.5047 | 218.1856 | 232.6614 | 241.9273 | 250.1559 | 250.1395 | 245.7864 | 246.6675 | 241.0216 | 230.7827 | 217.1275 | 202.8167 | 194.2631 | 188.555 | 185.2898 | 176.5514 | 164.0026 | 156.0155 | -0.90957 | -1.2254 | -0.82577 | -1.1026 | -1.5585 | -1.5163 | -1.9375 | -1.6591 | -1.7407 | -2.0536 | -1.8156 | -2.0873 | -1.4099 | 0.024422 | 5.3647 | 5.9161 | 5.773 | 5.4091 | 2.1878 | 0.76759 | 0.28656 | 0.76676 | 0.66218 | 0.59631 | 76.1256 | 74.7253 | 73.5392 | 72.3891 | 71.6241 | 70.9324 | 70.4993 | 70.9833 | 73.8012 | 78.4203 | 83.2946 | 87.1938 | 89.0807 | 90.0132 | 91.2439 | 91.6287 | 91.3348 | 90.7799 | 89.4099 | 87.0756 | 83.4642 | 80.0316 | 77.8441 | 76.4121 | 3.8935 | 3.7687 | 3.9301 | 3.6954 | 3.6528 | 3.5864 | 3.9752 | 3.8537 | 4.5367 | 4.5599 | 4.0878 | 3.7999 | 3.5782 | 3.6252 | 3.2227 | 2.7669 | 2.4274 | 2.4099 | 2.4288 | 3.5253 | 3.8452 | 3.9509 | 3.408 | 3.6231
Portfolio Adjusted1-in-10AllAll2015August Monthly Peak | Portfolio Adjusted | 1-in-10 | All | All | 2015 | August Monthly Peak | 8 | 146.8715 | 142.6742 | 138.3703 | 138.1514 | 147.8601 | 173.5593 | 203.0757 | 227.1495 | 245.4217 | 256.8029 | 267.1911 | 268.3404 | 264.3842 | 265.9384 | 259.5344 | 245.2179 | 227.7108 | 210.7436 | 200.1845 | 195.6769 | 190.6299 | 179.7679 | 166.9179 | 158.4966 | -1.1422 | -1.4849 | -1.0084 | -1.1363 | -1.6109 | -1.6527 | -2.2835 | -1.7892 | -1.8567 | -2.1889 | -2.1651 | -2.5695 | -1.8506 | -0.40705 | 5.4053 | 6.0723 | 5.7452 | 5.4313 | 2.3163 | 0.67903 | 0.10534 | 0.64388 | 0.54812 | 0.51408 | 76.0358 | 75.1862 | 74.3301 | 73.5306 | 72.8718 | 72.4734 | 72.3027 | 72.6389 | 75.2264 | 80.0411 | 84.5703 | 88.8867 | 92.1141 | 94.1423 | 95.1353 | 96.1598 | 96.566 | 95.9844 | 95.2022 | 92.4161 | 88.0759 | 84.703 | 82.4337 | 80.299 | 4.0083 | 3.88 | 4.0373 | 3.7888 | 3.7541 | 3.7121 | 4.1606 | 4.0722 | 4.858 | 4.9172 | 4.4313 | 4.1501 | 3.9236 | 3.9895 | 3.5436 | 2.9991 | 2.5956 | 2.5537 | 2.5503 | 3.723 | 4.021 | 4.0818 | 3.5186 | 3.7268
Portfolio Adjusted1-in-10AllAll2015September Monthly Peak | Portfolio Adjusted | 1-in-10 | All | All | 2015 | September Monthly Peak | 9 | 147.5684 | 143.4383 | 138.5875 | 139.243 | 149.466 | 176.4973 | 209.5022 | 235.1937 | 257.7048 | 270.6239 | 280.9376 | 281.8716 | 277.9031 | 279.7474 | 272.382 | 255.5056 | 236.0935 | 217.7084 | 207.5482 | 204.2531 | 195.0268 | 183.0503 | 169.2468 | 159.9624 | -1.1451 | -1.5296 | -1.0301 | -1.0959 | -1.5785 | -1.669 | -2.451 | -1.8302 | -1.9034 | -2.3064 | -2.4087 | -2.8918 | -2.1173 | -0.68735 | 5.3968 | 6.1452 | 5.7526 | 5.4359 | 2.393 | 0.63416 | -0.0078883 | 0.59749 | 0.51075 | 0.49485 | 78.4013 | 77.3759 | 76.3684 | 75.755 | 74.9931 | 74.5553 | 74.1606 | 73.9905 | 75.9689 | 80.2155 | 84.7854 | 89.2547 | 92.5622 | 94.6746 | 95.4187 | 95.6467 | 95.2814 | 93.9174 | 92.1739 | 88.988 | 85.0084 | 81.8522 | 79.4641 | 77.628 | 4.071 | 3.9452 | 4.1005 | 3.8822 | 3.859 | 3.8229 | 4.347 | 4.2739 | 5.1848 | 5.269 | 4.7479 | 4.443 | 4.2036 | 4.2726 | 3.785 | 3.1764 | 2.7269 | 2.6736 | 2.6742 | 3.9489 | 4.1853 | 4.2303 | 3.6292 | 3.8228
Portfolio Adjusted1-in-10AllAll2015October Monthly Peak | Portfolio Adjusted | 1-in-10 | All | All | 2015 | October Monthly Peak | 10 | 126.0952 | 123.1199 | 118.8054 | 118.8646 | 127.3188 | 150.5731 | 180.8399 | 200.8617 | 215.1279 | 224.3996 | 233.23 | 236.949 | 237.0833 | 239.2346 | 232.887 | 218.4232 | 202.9338 | 194.1111 | 183.9624 | 175.5413 | 167.1169 | 157.4309 | 145.5555 | 138.3725 | -0.64036 | -0.90219 | -0.59592 | -1.001 | -1.3795 | -1.2852 | -1.4947 | -1.5085 | -1.5502 | -1.9002 | -1.4148 | -1.571 | -0.9234 | 0.52062 | 5.5316 | 5.7656 | 5.7482 | 5.3667 | 2.0672 | 0.90008 | 0.47464 | 0.8199 | 0.68131 | 0.57304 | 73.3888 | 72.0261 | 71.0357 | 69.9524 | 68.9626 | 68.205 | 67.8601 | 67.5917 | 68.5819 | 72.5851 | 77.9797 | 83.5565 | 88.1653 | 91.0095 | 91.9625 | 92.3775 | 92.0437 | 90.6691 | 87.6345 | 83.0997 | 79.022 | 76.3968 | 74.5536 | 72.909 | 3.363 | 3.2864 | 3.4091 | 3.2083 | 3.1851 | 3.165 | 3.6635 | 3.542 | 4.1744 | 4.2094 | 3.7942 | 3.5896 | 3.4532 | 3.5191 | 3.116 | 2.616 | 2.2623 | 2.3015 | 2.2857 | 3.2901 | 3.4718 | 3.5321 | 3.0239 | 3.2203
Portfolio Adjusted1-in-10AllAll2015November Monthly Peak | Portfolio Adjusted | 1-in-10 | All | All | 2015 | November Monthly Peak | 11 | 129.9925 | 126.7856 | 122.4159 | 121.8078 | 130.333 | 153.2593 | 180.2794 | 200.6595 | 215.5154 | 224.4231 | 232.9656 | 236.3411 | 235.8503 | 237.7623 | 231.2042 | 216.1027 | 201.7911 | 193.9136 | 183.5782 | 175.3498 | 167.7036 | 158.729 | 146.1891 | 138.7683 | -0.29364 | -0.53934 | -0.33128 | -0.99965 | -1.3582 | -1.1345 | -1.0067 | -1.408 | -1.4637 | -1.8826 | -1.025 | -0.99881 | -0.30511 | 1.2482 | 6.0439 | 5.9996 | 6.2415 | 5.6639 | 1.9929 | 1.1252 | 0.77851 | 1.035 | 0.86477 | 0.68327 | 69.1611 | 67.5344 | 66.8568 | 65.5738 | 64.7331 | 63.7992 | 63.4786 | 63.6894 | 66.0262 | 70.8989 | 77.0108 | 81.9991 | 85.1149 | 86.7285 | 87.6439 | 87.3397 | 85.7107 | 83.0001 | 79.8554 | 76.7132 | 74.2695 | 72.3604 | 70.5266 | 69.3401 | 3.4893 | 3.4054 | 3.5423 | 3.3215 | 3.2969 | 3.2566 | 3.6888 | 3.5795 | 4.2491 | 4.2636 | 3.8409 | 3.6289 | 3.4781 | 3.5373 | 3.1294 | 2.6126 | 2.2691 | 2.317 | 2.2959 | 3.3173 | 3.5154 | 3.5941 | 3.0676 | 3.262
Portfolio Adjusted1-in-10AllAll2015December Monthly Peak | Portfolio Adjusted | 1-in-10 | All | All | 2015 | December Monthly Peak | 12 | 123.2651 | 120.1128 | 116.764 | 117.256 | 125.7942 | 147.4337 | 175.1915 | 190.3357 | 198.7515 | 199.3897 | 199.6537 | 196.422 | 191.5093 | 189.6637 | 182.79 | 172.9544 | 165.9836 | 164.3137 | 159.2053 | 155.0663 | 150.0426 | 143.5444 | 134.694 | 129.2089 | 0.026155 | -0.13254 | -0.050235 | -1.0611 | -1.3716 | -0.96752 | -0.34004 | -1.2908 | -1.3021 | -1.6521 | -0.33192 | -0.046792 | 0.5381 | 1.9779 | 5.6245 | 5.2851 | 5.8994 | 5.3355 | 1.7164 | 1.3401 | 1.158 | 1.2017 | 1.0059 | 0.73464 | 45.5922 | 44.9005 | 44.6052 | 44.6069 | 44.6564 | 44.4187 | 44.8213 | 44.8789 | 45.4452 | 46.9249 | 48.5371 | 50.3045 | 51.656 | 52.02 | 52.1014 | 52.0208 | 51.5431 | 50.4466 | 49.183 | 47.9153 | 46.65 | 46.1086 | 45.7969 | 45.0756 | 3.4964 | 3.4036 | 3.557 | 3.3605 | 3.3471 | 3.3111 | 3.7767 | 3.5757 | 4.1057 | 3.9765 | 3.4586 | 3.1709 | 2.9726 | 2.9737 | 2.6042 | 2.2132 | 1.9824 | 2.0864 | 2.1167 | 3.1165 | 3.3333 | 3.4235 | 2.9844 | 3.2074
Portfolio Adjusted1-in-10AllAll2015Typical Event Day | Portfolio Adjusted | 1-in-10 | All | All | 2015 | Typical Event Day | 8 | 145.4573 | 141.3345 | 137.0929 | 136.8877 | 146.5045 | 171.7241 | 200.539 | 223.4545 | 240.5851 | 251.3275 | 261.2773 | 262.4075 | 258.3921 | 260.0474 | 253.8436 | 240.0872 | 223.1626 | 206.7833 | 196.6 | 192.3234 | 187.7747 | 177.4801 | 164.924 | 156.7742 | -0.95345 | -1.2799 | -0.8624 | -1.1118 | -1.5701 | -1.5501 | -2.0257 | -1.7101 | -1.7849 | -2.1314 | -1.9312 | -2.2431 | -1.5273 | -0.051387 | 5.567 | 6.1039 | 5.8837 | 5.4708 | 2.2337 | 0.769 | 0.25298 | 0.739 | 0.63388 | 0.56844 | 75.3479 | 74.235 | 73.2444 | 72.38 | 71.5353 | 70.9017 | 70.5309 | 70.9794 | 73.704 | 78.33 | 83.0847 | 87.3733 | 90.2393 | 91.9997 | 93.0763 | 93.6005 | 93.6225 | 92.7249 | 91.4686 | 88.6888 | 84.7167 | 81.2705 | 78.9473 | 77.1515 | 3.9093 | 3.787 | 3.9449 | 3.7053 | 3.6712 | 3.6228 | 4.0566 | 3.9527 | 4.7036 | 4.7525 | 4.2793 | 4.0063 | 3.7835 | 3.8486 | 3.4185 | 2.8954 | 2.5071 | 2.4693 | 2.4671 | 3.6123 | 3.9121 | 3.9794 | 3.434 | 3.6419
Portfolio Adjusted1-in-10AllAll2016January Monthly Peak | Portfolio Adjusted | 1-in-10 | All | All | 2016 | January Monthly Peak | 1 | 127.3478 | 123.6602 | 120.0981 | 120.7221 | 129.8474 | 154.2465 | 186.8621 | 205.4385 | 214.2947 | 214.5163 | 215.1289 | 212.2979 | 208.0893 | 207.0084 | 199.3535 | 187.7185 | 177.672 | 174.9338 | 170.3147 | 166.1546 | 160.2792 | 152.7503 | 143.1519 | 136.6359 | 0.015972 | -0.14915 | -0.058463 | -1.1013 | -1.423 | -1.0146 | -0.36472 | -1.3989 | -1.4038 | -1.7793 | -0.35513 | -0.048888 | 0.58707 | 2.1557 | 6.122 | 5.7256 | 6.3129 | 5.6739 | 1.8362 | 1.4348 | 1.2369 | 1.2802 | 1.0711 | 0.77893 | 45.497 | 44.715 | 43.8911 | 43.3384 | 42.9671 | 42.6195 | 42.336 | 42.129 | 42.6095 | 44.9781 | 47.6633 | 49.7615 | 51.6261 | 52.4197 | 52.7694 | 52.5989 | 51.5538 | 50.1502 | 48.1247 | 46.5234 | 45.3807 | 44.6693 | 44.0802 | 43.3869 | 3.621 | 3.5161 | 3.6731 | 3.4839 | 3.4706 | 3.4706 | 4.0426 | 3.8734 | 4.4403 | 4.2898 | 3.7381 | 3.4342 | 3.2361 | 3.2535 | 2.8478 | 2.4073 | 2.1226 | 2.2222 | 2.2651 | 3.3381 | 3.561 | 3.6455 | 3.1776 | 3.4005
Portfolio Adjusted1-in-10AllAll2016February Monthly Peak | Portfolio Adjusted | 1-in-10 | All | All | 2016 | February Monthly Peak | 2 | 123.2065 | 119.95 | 116.2771 | 116.6703 | 125.3274 | 148.1202 | 178.0482 | 194.0162 | 201.8263 | 203.5467 | 206.0025 | 205.5096 | 202.6874 | 202.9949 | 196.3688 | 185.1489 | 174.6735 | 171.2514 | 165.6874 | 160.6153 | 155.1909 | 148.4009 | 138.796 | 132.7841 | 0.0095777 | -0.1479 | -0.059293 | -1.0618 | -1.3707 | -0.97191 | -0.34933 | -1.3172 | -1.3226 | -1.6856 | -0.34579 | -0.052289 | 0.56334 | 2.1135 | 6.0402 | 5.6626 | 6.2128 | 5.5607 | 1.7763 | 1.3758 | 1.1916 | 1.2406 | 1.0346 | 0.75462 | 52.0159 | 51.5875 | 50.9073 | 50.3815 | 50.289 | 49.5677 | 48.3016 | 49.0121 | 50.3146 | 52.5017 | 54.7675 | 56.0359 | 57.438 | 58.8703 | 59.897 | 60.1785 | 59.3805 | 58.7227 | 57.0363 | 55.2961 | 53.8746 | 52.5271 | 51.8764 | 50.9872 | 3.4988 | 3.4064 | 3.5501 | 3.3522 | 3.337 | 3.32 | 3.8411 | 3.6449 | 4.1644 | 4.0482 | 3.5586 | 3.305 | 3.1319 | 3.1691 | 2.7895 | 2.3605 | 2.0771 | 2.1661 | 2.196 | 3.2085 | 3.434 | 3.5356 | 3.072 | 3.2982
Portfolio Adjusted1-in-10AllAll2016March Monthly Peak | Portfolio Adjusted | 1-in-10 | All | All | 2016 | March Monthly Peak | 3 | 126.7758 | 123.0214 | 119.0836 | 118.0091 | 125.6131 | 146.9044 | 172.7825 | 190.301 | 200.8439 | 205.7373 | 212.3074 | 214.8617 | 213.996 | 217.0507 | 211.8733 | 200.6611 | 187.7997 | 175.8848 | 168.1831 | 166.6059 | 162.9182 | 155.6135 | 144.0412 | 136.4909 | 0.0028956 | -0.1549 | -0.065832 | -1.0715 | -1.3755 | -0.9588 | -0.34603 | -1.2918 | -1.3315 | -1.7055 | -0.36652 | -0.061848 | 0.58325 | 2.2607 | 6.5273 | 6.1553 | 6.6795 | 5.7175 | 1.7896 | 1.4106 | 1.2428 | 1.2931 | 1.0668 | 0.77084 | 60.5447 | 58.9963 | 57.9703 | 57.2227 | 56.4436 | 55.7404 | 55.2534 | 55.1402 | 56.3637 | 60.1926 | 64.8153 | 69.3758 | 73.0444 | 74.9382 | 75.9793 | 76.5579 | 76.3942 | 75.1903 | 73.4447 | 70.8736 | 67.5703 | 64.8758 | 62.6014 | 60.5735 | 3.5866 | 3.4787 | 3.6293 | 3.3704 | 3.3321 | 3.2672 | 3.7033 | 3.5485 | 4.1204 | 4.0596 | 3.6408 | 3.4357 | 3.285 | 3.361 | 2.9901 | 2.5383 | 2.2171 | 2.2073 | 2.2187 | 3.3026 | 3.5868 | 3.6931 | 3.1765 | 3.3758
Portfolio Adjusted1-in-10AllAll2016April Monthly Peak | Portfolio Adjusted | 1-in-10 | All | All | 2016 | April Monthly Peak | 4 | 130.2028 | 126.4225 | 122.1428 | 120.9659 | 128.6391 | 150.8555 | 178.0632 | 199.0624 | 213.8899 | 222.6828 | 232.2652 | 236.3527 | 236.6789 | 240.2666 | 234.8291 | 221.5225 | 205.8354 | 191.0113 | 180.9408 | 177.7388 | 172.0773 | 162.7848 | 149.8389 | 141.3731 | -0.42431 | -0.67903 | -0.43245 | -0.99723 | -1.3536 | -1.166 | -1.1633 | -1.422 | -1.478 | -1.8674 | -1.1664 | -1.2046 | -0.52882 | 1.0084 | 5.9665 | 6.0661 | 6.1865 | 5.48 | 1.9783 | 1.0442 | 0.67786 | 0.97232 | 0.81161 | 0.64944 | 70.4727 | 69.0205 | 67.4366 | 66.1694 | 65.17 | 64.2448 | 63.626 | 63.7104 | 66.8209 | 72.4277 | 78.1483 | 83.4896 | 86.95 | 88.9221 | 89.6605 | 90.0621 | 89.8593 | 88.9679 | 87.1355 | 83.4111 | 78.6816 | 74.8632 | 72.2774 | 70.325 | 3.4608 | 3.361 | 3.5012 | 3.2533 | 3.2124 | 3.1545 | 3.5898 | 3.4922 | 4.1365 | 4.1546 | 3.7645 | 3.5722 | 3.4361 | 3.5186 | 3.131 | 2.6426 | 2.2859 | 2.2541 | 2.2424 | 3.3205 | 3.5691 | 3.641 | 3.1094 | 3.2855
Portfolio Adjusted1-in-10AllAll2016May Monthly Peak | Portfolio Adjusted | 1-in-10 | All | All | 2016 | May Monthly Peak | 5 | 135.2225 | 131.6853 | 126.871 | 126.2438 | 134.8609 | 158.0276 | 185.1627 | 211.2398 | 230.6246 | 241.9956 | 252.4724 | 255.9129 | 254.8835 | 257.2468 | 251.1019 | 235.3289 | 218.0671 | 201.5038 | 190.0997 | 184.292 | 179.3669 | 169.5688 | 156.778 | 148.2102 | -0.67647 | -0.97714 | -0.64259 | -1.0152 | -1.4156 | -1.3268 | -1.5959 | -1.5599 | -1.6484 | -2.0467 | -1.6364 | -1.8477 | -1.1391 | 0.36791 | 5.7839 | 6.1071 | 6.0213 | 5.4622 | 2.112 | 0.87074 | 0.41261 | 0.82657 | 0.70071 | 0.59759 | 73.7517 | 72.0455 | 70.6337 | 69.8272 | 69.03 | 68.1187 | 67.7494 | 68.105 | 71.6004 | 77.1751 | 82.169 | 85.7368 | 88.493 | 90.4114 | 91.591 | 91.9076 | 91.3542 | 90.0596 | 88.7006 | 86.0724 | 82.0596 | 77.9295 | 75.4143 | 73.1175 | 3.5898 | 3.4959 | 3.6306 | 3.3982 | 3.3651 | 3.3043 | 3.7218 | 3.7077 | 4.478 | 4.5391 | 4.1189 | 3.8898 | 3.7223 | 3.7939 | 3.3687 | 2.8212 | 2.4306 | 2.3853 | 2.359 | 3.4457 | 3.7058 | 3.7831 | 3.2473 | 3.4325
Portfolio Adjusted1-in-10AllAll2016June Monthly Peak | Portfolio Adjusted | 1-in-10 | All | All | 2016 | June Monthly Peak | 6 | 140.7575 | 137.071 | 132.4217 | 131.7808 | 140.2861 | 162.8628 | 188.6285 | 211.2693 | 227.2488 | 237.1713 | 246.6857 | 247.4581 | 243.1576 | 244.518 | 239.0645 | 227.4534 | 212.5648 | 197.7229 | 188.8571 | 182.9445 | 179.9576 | 171.8971 | 159.7654 | 151.9556 | -0.62859 | -0.89396 | -0.59021 | -1.1019 | -1.5118 | -1.3446 | -1.4391 | -1.5659 | -1.6675 | -2.0139 | -1.3974 | -1.4958 | -0.81408 | 0.73047 | 5.8721 | 6.1381 | 6.178 | 5.5971 | 2.0876 | 0.97453 | 0.59842 | 0.94719 | 0.80446 | 0.66694 | 70.829 | 69.6524 | 68.7399 | 67.8453 | 66.6521 | 65.6458 | 65.1609 | 66.3048 | 69.8196 | 74.6432 | 79.6886 | 84.1581 | 87.2002 | 89.1687 | 90.5073 | 90.9667 | 91.3078 | 90.2178 | 89.0884 | 86.2755 | 82.3185 | 78.4951 | 76.0474 | 74.2669 | 3.7128 | 3.6128 | 3.7574 | 3.5108 | 3.4624 | 3.3788 | 3.7675 | 3.6934 | 4.3966 | 4.4391 | 4.0129 | 3.7361 | 3.5134 | 3.5685 | 3.1733 | 2.7025 | 2.3511 | 2.3223 | 2.3309 | 3.3806 | 3.6903 | 3.8008 | 3.2799 | 3.4883
Portfolio Adjusted1-in-10AllAll2016July Monthly Peak | Portfolio Adjusted | 1-in-10 | All | All | 2016 | July Monthly Peak | 7 | 145.4666 | 141.1777 | 136.9876 | 136.9672 | 146.1271 | 170.2368 | 196.5047 | 218.1855 | 232.6614 | 241.9273 | 250.1559 | 250.1395 | 245.7864 | 246.6675 | 241.0216 | 230.7827 | 217.1275 | 202.8167 | 194.2631 | 188.555 | 185.2898 | 176.5514 | 164.0026 | 156.0155 | -0.90957 | -1.2254 | -0.82577 | -1.1026 | -1.5585 | -1.5163 | -1.9375 | -1.6591 | -1.7407 | -2.0536 | -1.8156 | -2.0873 | -1.4099 | 0.024422 | 5.3647 | 5.9161 | 5.773 | 5.4091 | 2.1878 | 0.76759 | 0.28656 | 0.76676 | 0.66218 | 0.59631 | 76.1256 | 74.7253 | 73.5392 | 72.3891 | 71.6241 | 70.9324 | 70.4993 | 70.9833 | 73.8012 | 78.4203 | 83.2946 | 87.1937 | 89.0807 | 90.0132 | 91.2439 | 91.6287 | 91.3348 | 90.7799 | 89.4099 | 87.0756 | 83.4642 | 80.0316 | 77.8441 | 76.4121 | 3.8935 | 3.7687 | 3.9301 | 3.6954 | 3.6528 | 3.5864 | 3.9752 | 3.8537 | 4.5367 | 4.5599 | 4.0878 | 3.7999 | 3.5782 | 3.6252 | 3.2227 | 2.7669 | 2.4274 | 2.4099 | 2.4288 | 3.5253 | 3.8452 | 3.9509 | 3.408 | 3.6231
Portfolio Adjusted1-in-10AllAll2016August Monthly Peak | Portfolio Adjusted | 1-in-10 | All | All | 2016 | August Monthly Peak | 8 | 146.8715 | 142.6742 | 138.3703 | 138.1514 | 147.8601 | 173.5593 | 203.0757 | 227.1495 | 245.4217 | 256.8029 | 267.1911 | 268.3404 | 264.3842 | 265.9384 | 259.5344 | 245.2179 | 227.7108 | 210.7436 | 200.1845 | 195.6769 | 190.6299 | 179.7679 | 166.9179 | 158.4966 | -1.1422 | -1.4849 | -1.0084 | -1.1363 | -1.6109 | -1.6527 | -2.2835 | -1.7892 | -1.8567 | -2.1889 | -2.1651 | -2.5695 | -1.8506 | -0.40705 | 5.4053 | 6.0723 | 5.7452 | 5.4313 | 2.3163 | 0.67903 | 0.10534 | 0.64388 | 0.54812 | 0.51408 | 76.0358 | 75.1862 | 74.3301 | 73.5306 | 72.8718 | 72.4734 | 72.3027 | 72.6389 | 75.2264 | 80.0411 | 84.5703 | 88.8867 | 92.1141 | 94.1424 | 95.1353 | 96.1598 | 96.566 | 95.9844 | 95.2022 | 92.4161 | 88.0759 | 84.703 | 82.4337 | 80.299 | 4.0083 | 3.88 | 4.0373 | 3.7888 | 3.7541 | 3.7121 | 4.1606 | 4.0722 | 4.858 | 4.9172 | 4.4313 | 4.1501 | 3.9236 | 3.9895 | 3.5436 | 2.9991 | 2.5956 | 2.5537 | 2.5503 | 3.723 | 4.021 | 4.0818 | 3.5186 | 3.7268
Portfolio Adjusted1-in-10AllAll2016September Monthly Peak | Portfolio Adjusted | 1-in-10 | All | All | 2016 | September Monthly Peak | 9 | 147.5684 | 143.4383 | 138.5875 | 139.243 | 149.466 | 176.4973 | 209.5022 | 235.1937 | 257.7048 | 270.6239 | 280.9376 | 281.8716 | 277.9031 | 279.7474 | 272.382 | 255.5056 | 236.0935 | 217.7084 | 207.5482 | 204.2531 | 195.0268 | 183.0503 | 169.2468 | 159.9624 | -1.1451 | -1.5296 | -1.0301 | -1.0959 | -1.5785 | -1.669 | -2.451 | -1.8302 | -1.9034 | -2.3064 | -2.4087 | -2.8918 | -2.1173 | -0.68735 | 5.3968 | 6.1452 | 5.7526 | 5.4359 | 2.393 | 0.63416 | -0.0078883 | 0.59749 | 0.51075 | 0.49485 | 78.4013 | 77.3759 | 76.3684 | 75.755 | 74.9931 | 74.5553 | 74.1606 | 73.9905 | 75.9689 | 80.2155 | 84.7854 | 89.2547 | 92.5622 | 94.6746 | 95.4187 | 95.6467 | 95.2814 | 93.9174 | 92.1739 | 88.988 | 85.0083 | 81.8522 | 79.4641 | 77.628 | 4.071 | 3.9452 | 4.1005 | 3.8822 | 3.859 | 3.8229 | 4.347 | 4.2739 | 5.1848 | 5.269 | 4.7479 | 4.443 | 4.2036 | 4.2726 | 3.785 | 3.1764 | 2.7269 | 2.6736 | 2.6742 | 3.9489 | 4.1853 | 4.2303 | 3.6292 | 3.8228
Portfolio Adjusted1-in-10AllAll2016October Monthly Peak | Portfolio Adjusted | 1-in-10 | All | All | 2016 | October Monthly Peak | 10 | 126.0952 | 123.1199 | 118.8054 | 118.8646 | 127.3188 | 150.5731 | 180.8399 | 200.8617 | 215.1279 | 224.3996 | 233.23 | 236.949 | 237.0833 | 239.2346 | 232.887 | 218.4232 | 202.9338 | 194.1111 | 183.9624 | 175.5412 | 167.1169 | 157.4309 | 145.5555 | 138.3725 | -0.64036 | -0.90219 | -0.59592 | -1.001 | -1.3795 | -1.2852 | -1.4947 | -1.5085 | -1.5502 | -1.9002 | -1.4148 | -1.571 | -0.9234 | 0.52062 | 5.5316 | 5.7656 | 5.7482 | 5.3667 | 2.0672 | 0.90008 | 0.47464 | 0.8199 | 0.68131 | 0.57304 | 73.3887 | 72.0261 | 71.0357 | 69.9524 | 68.9626 | 68.205 | 67.8601 | 67.5918 | 68.5819 | 72.5851 | 77.9797 | 83.5565 | 88.1653 | 91.0095 | 91.9625 | 92.3775 | 92.0437 | 90.6691 | 87.6345 | 83.0997 | 79.022 | 76.3968 | 74.5536 | 72.909 | 3.363 | 3.2864 | 3.4091 | 3.2083 | 3.1851 | 3.165 | 3.6635 | 3.542 | 4.1744 | 4.2094 | 3.7942 | 3.5896 | 3.4532 | 3.5191 | 3.116 | 2.616 | 2.2623 | 2.3015 | 2.2857 | 3.2901 | 3.4718 | 3.5321 | 3.0239 | 3.2203
Portfolio Adjusted1-in-10AllAll2016November Monthly Peak | Portfolio Adjusted | 1-in-10 | All | All | 2016 | November Monthly Peak | 11 | 129.9925 | 126.7856 | 122.4159 | 121.8078 | 130.333 | 153.2593 | 180.2793 | 200.6595 | 215.5153 | 224.4231 | 232.9656 | 236.3411 | 235.8503 | 237.7623 | 231.2042 | 216.1027 | 201.7911 | 193.9136 | 183.5782 | 175.3498 | 167.7036 | 158.7289 | 146.1891 | 138.7683 | -0.29364 | -0.53934 | -0.33128 | -0.99965 | -1.3582 | -1.1345 | -1.0067 | -1.408 | -1.4637 | -1.8826 | -1.025 | -0.99881 | -0.30511 | 1.2482 | 6.0439 | 5.9996 | 6.2415 | 5.6639 | 1.9929 | 1.1252 | 0.77851 | 1.035 | 0.86477 | 0.68327 | 69.1611 | 67.5344 | 66.8567 | 65.5738 | 64.7331 | 63.7992 | 63.4786 | 63.6894 | 66.0262 | 70.8989 | 77.0108 | 81.9991 | 85.1149 | 86.7285 | 87.6439 | 87.3397 | 85.7107 | 83.0001 | 79.8554 | 76.7132 | 74.2695 | 72.3604 | 70.5266 | 69.3401 | 3.4893 | 3.4054 | 3.5423 | 3.3215 | 3.2969 | 3.2566 | 3.6888 | 3.5795 | 4.2491 | 4.2636 | 3.8409 | 3.6289 | 3.4781 | 3.5373 | 3.1294 | 2.6126 | 2.2691 | 2.317 | 2.2959 | 3.3173 | 3.5154 | 3.5941 | 3.0676 | 3.262
Portfolio Adjusted1-in-10AllAll2016December Monthly Peak | Portfolio Adjusted | 1-in-10 | All | All | 2016 | December Monthly Peak | 12 | 123.2651 | 120.1128 | 116.764 | 117.256 | 125.7942 | 147.4337 | 175.1915 | 190.3357 | 198.7515 | 199.3897 | 199.6537 | 196.422 | 191.5093 | 189.6637 | 182.79 | 172.9544 | 165.9836 | 164.3137 | 159.2053 | 155.0663 | 150.0427 | 143.5444 | 134.694 | 129.2089 | 0.026155 | -0.13254 | -0.050235 | -1.0611 | -1.3716 | -0.96752 | -0.34004 | -1.2908 | -1.3021 | -1.6521 | -0.33192 | -0.046792 | 0.5381 | 1.9779 | 5.6245 | 5.2851 | 5.8994 | 5.3355 | 1.7164 | 1.3401 | 1.158 | 1.2017 | 1.0059 | 0.73464 | 45.5922 | 44.9005 | 44.6052 | 44.6069 | 44.6564 | 44.4187 | 44.8213 | 44.8789 | 45.4452 | 46.9249 | 48.5371 | 50.3045 | 51.656 | 52.02 | 52.1014 | 52.0208 | 51.5431 | 50.4466 | 49.183 | 47.9153 | 46.6501 | 46.1086 | 45.7969 | 45.0756 | 3.4964 | 3.4036 | 3.557 | 3.3605 | 3.3471 | 3.3111 | 3.7767 | 3.5757 | 4.1057 | 3.9765 | 3.4586 | 3.1709 | 2.9726 | 2.9737 | 2.6042 | 2.2132 | 1.9824 | 2.0864 | 2.1167 | 3.1165 | 3.3333 | 3.4235 | 2.9844 | 3.2074
Portfolio Adjusted1-in-10AllAll2016Typical Event Day | Portfolio Adjusted | 1-in-10 | All | All | 2016 | Typical Event Day | 8 | 145.4573 | 141.3345 | 137.0929 | 136.8877 | 146.5045 | 171.7241 | 200.539 | 223.4545 | 240.5851 | 251.3275 | 261.2773 | 262.4074 | 258.3921 | 260.0474 | 253.8436 | 240.0872 | 223.1626 | 206.7833 | 196.6001 | 192.3234 | 187.7747 | 177.4801 | 164.924 | 156.7742 | -0.95345 | -1.2799 | -0.8624 | -1.1118 | -1.5701 | -1.5501 | -2.0257 | -1.7101 | -1.7849 | -2.1314 | -1.9312 | -2.2431 | -1.5273 | -0.051387 | 5.567 | 6.1039 | 5.8837 | 5.4708 | 2.2337 | 0.769 | 0.25298 | 0.739 | 0.63388 | 0.56844 | 75.3479 | 74.235 | 73.2444 | 72.38 | 71.5353 | 70.9017 | 70.5309 | 70.9794 | 73.704 | 78.33 | 83.0847 | 87.3733 | 90.2393 | 91.9997 | 93.0763 | 93.6005 | 93.6225 | 92.7249 | 91.4686 | 88.6888 | 84.7167 | 81.2705 | 78.9473 | 77.1515 | 3.9093 | 3.787 | 3.9449 | 3.7053 | 3.6712 | 3.6228 | 4.0566 | 3.9527 | 4.7036 | 4.7525 | 4.2793 | 4.0063 | 3.7835 | 3.8486 | 3.4185 | 2.8954 | 2.5071 | 2.4693 | 2.4671 | 3.6123 | 3.9121 | 3.9794 | 3.434 | 3.6419
Portfolio Adjusted1-in-10AllAll2017January Monthly Peak | Portfolio Adjusted | 1-in-10 | All | All | 2017 | January Monthly Peak | 1 | 127.3478 | 123.6602 | 120.0981 | 120.7221 | 129.8474 | 154.2465 | 186.8621 | 205.4385 | 214.2947 | 214.5163 | 215.1289 | 212.2979 | 208.0893 | 207.0084 | 199.3535 | 187.7185 | 177.672 | 174.9338 | 170.3147 | 166.1546 | 160.2792 | 152.7503 | 143.1519 | 136.6359 | 0.015972 | -0.14915 | -0.058463 | -1.1013 | -1.423 | -1.0146 | -0.36472 | -1.3989 | -1.4038 | -1.7793 | -0.35513 | -0.048888 | 0.58707 | 2.1557 | 6.122 | 5.7256 | 6.3129 | 5.6739 | 1.8362 | 1.4348 | 1.2369 | 1.2802 | 1.0711 | 0.77893 | 45.497 | 44.715 | 43.8911 | 43.3384 | 42.9671 | 42.6195 | 42.336 | 42.129 | 42.6095 | 44.9781 | 47.6633 | 49.7615 | 51.6261 | 52.4197 | 52.7694 | 52.5989 | 51.5538 | 50.1502 | 48.1247 | 46.5234 | 45.3807 | 44.6693 | 44.0802 | 43.3869 | 3.621 | 3.5161 | 3.6731 | 3.4839 | 3.4706 | 3.4706 | 4.0426 | 3.8734 | 4.4403 | 4.2898 | 3.7381 | 3.4342 | 3.2361 | 3.2535 | 2.8478 | 2.4073 | 2.1226 | 2.2222 | 2.2651 | 3.3381 | 3.561 | 3.6455 | 3.1776 | 3.4005
Portfolio Adjusted1-in-10AllAll2017February Monthly Peak | Portfolio Adjusted | 1-in-10 | All | All | 2017 | February Monthly Peak | 2 | 123.2065 | 119.95 | 116.2771 | 116.6703 | 125.3274 | 148.1202 | 178.0482 | 194.0162 | 201.8263 | 203.5467 | 206.0025 | 205.5096 | 202.6874 | 202.9949 | 196.3688 | 185.1489 | 174.6735 | 171.2514 | 165.6874 | 160.6153 | 155.1909 | 148.4009 | 138.796 | 132.7841 | 0.0095778 | -0.1479 | -0.059293 | -1.0618 | -1.3707 | -0.97191 | -0.34933 | -1.3172 | -1.3226 | -1.6856 | -0.34579 | -0.052289 | 0.56334 | 2.1135 | 6.0402 | 5.6626 | 6.2128 | 5.5607 | 1.7763 | 1.3758 | 1.1916 | 1.2406 | 1.0346 | 0.75462 | 52.0159 | 51.5875 | 50.9073 | 50.3815 | 50.289 | 49.5677 | 48.3016 | 49.0121 | 50.3146 | 52.5017 | 54.7675 | 56.0359 | 57.438 | 58.8703 | 59.897 | 60.1785 | 59.3805 | 58.7227 | 57.0363 | 55.2961 | 53.8746 | 52.5271 | 51.8764 | 50.9872 | 3.4988 | 3.4064 | 3.5501 | 3.3522 | 3.337 | 3.32 | 3.8411 | 3.6449 | 4.1644 | 4.0482 | 3.5586 | 3.305 | 3.1319 | 3.1691 | 2.7895 | 2.3605 | 2.0771 | 2.1661 | 2.196 | 3.2085 | 3.434 | 3.5356 | 3.072 | 3.2982
Portfolio Adjusted1-in-10AllAll2017March Monthly Peak | Portfolio Adjusted | 1-in-10 | All | All | 2017 | March Monthly Peak | 3 | 126.7758 | 123.0214 | 119.0836 | 118.0091 | 125.6131 | 146.9044 | 172.7825 | 190.3009 | 200.8439 | 205.7373 | 212.3074 | 214.8617 | 213.996 | 217.0507 | 211.8733 | 200.6611 | 187.7997 | 175.8848 | 168.1831 | 166.6059 | 162.9182 | 155.6135 | 144.0412 | 136.4909 | 0.0028957 | -0.1549 | -0.065832 | -1.0715 | -1.3755 | -0.9588 | -0.34603 | -1.2918 | -1.3315 | -1.7055 | -0.36652 | -0.061848 | 0.58325 | 2.2607 | 6.5273 | 6.1553 | 6.6795 | 5.7175 | 1.7896 | 1.4106 | 1.2428 | 1.2931 | 1.0668 | 0.77084 | 60.5447 | 58.9963 | 57.9703 | 57.2227 | 56.4436 | 55.7404 | 55.2534 | 55.1402 | 56.3637 | 60.1926 | 64.8153 | 69.3758 | 73.0444 | 74.9382 | 75.9793 | 76.5579 | 76.3942 | 75.1903 | 73.4447 | 70.8736 | 67.5703 | 64.8758 | 62.6014 | 60.5735 | 3.5866 | 3.4787 | 3.6293 | 3.3704 | 3.3321 | 3.2672 | 3.7033 | 3.5485 | 4.1204 | 4.0596 | 3.6408 | 3.4357 | 3.285 | 3.361 | 2.9901 | 2.5383 | 2.2171 | 2.2073 | 2.2187 | 3.3026 | 3.5868 | 3.6931 | 3.1765 | 3.3758
Portfolio Adjusted1-in-10AllAll2017April Monthly Peak | Portfolio Adjusted | 1-in-10 | All | All | 2017 | April Monthly Peak | 4 | 3.9677 | 3.8112 | 3.7039 | 3.6754 | 3.8229 | 4.2537 | 4.7059 | 5.2044 | 5.9802 | 6.6342 | 7.1735 | 7.506 | 7.7027 | 7.9082 | 7.9482 | 7.7557 | 7.356 | 6.7212 | 6.1153 | 6.035 | 5.82 | 5.3272 | 4.7636 | 4.3481 | -0.0044618 | -0.0071402 | -0.0045473 | -0.010486 | -0.014233 | -0.012261 | -0.012232 | -0.014953 | -0.015542 | -0.019637 | -0.012265 | -0.012666 | -0.0055607 | 0.010604 | 0.15296 | 0.15321 | 0.1506 | 0.13504 | 0.020803 | 0.01098 | 0.007128 | 0.010224 | 0.0085344 | 0.0068291 | 68.3783 | 66.9064 | 65.2573 | 63.9083 | 62.7701 | 61.7926 | 61.2117 | 61.2222 | 64.486 | 70.5331 | 76.6257 | 81.9098 | 85.1799 | 87.0787 | 87.9251 | 88.4677 | 88.3646 | 87.734 | 85.8753 | 82.5319 | 78.1246 | 74.2402 | 71.5663 | 69.8819 | 0.045204 | 0.043242 | 0.044135 | 0.041814 | 0.04249 | 0.044738 | 0.055827 | 0.057795 | 0.064882 | 0.065648 | 0.063557 | 0.064602 | 0.068677 | 0.075781 | 0.079191 | 0.080851 | 0.081727 | 0.074705 | 0.066801 | 0.059202 | 0.056595 | 0.053054 | 0.044252 | 0.042461
Portfolio Adjusted1-in-10AllAll2017May Monthly Peak | Portfolio Adjusted | 1-in-10 | All | All | 2017 | May Monthly Peak | 5 | 4.1341 | 3.9707 | 3.8468 | 3.8171 | 3.9722 | 4.3866 | 4.7547 | 5.5019 | 6.462 | 7.2621 | 7.892 | 8.2537 | 8.4267 | 8.6062 | 8.6189 | 8.3862 | 7.9569 | 7.2634 | 6.5551 | 6.2535 | 6.1469 | 5.6119 | 5.0101 | 4.563 | -0.0071133 | -0.010275 | -0.0067571 | -0.010675 | -0.014885 | -0.013952 | -0.016781 | -0.016403 | -0.017334 | -0.021522 | -0.017208 | -0.019429 | -0.011978 | 0.0038687 | 0.15946 | 0.16183 | 0.15683 | 0.14208 | 0.022208 | 0.0091562 | 0.0043387 | 0.0086917 | 0.0073683 | 0.0062839 | 73.2975 | 71.4472 | 70.0158 | 69.0152 | 67.9517 | 66.9403 | 66.3613 | 66.6616 | 70.2725 | 75.7786 | 80.8621 | 84.4255 | 87.3414 | 89.2727 | 90.4284 | 90.7699 | 90.4176 | 89.3564 | 88.0238 | 85.4818 | 81.477 | 77.5645 | 75.0281 | 72.63 | 0.04636 | 0.04446 | 0.045326 | 0.043121 | 0.043835 | 0.04599 | 0.056884 | 0.059378 | 0.067459 | 0.068516 | 0.06606 | 0.06673 | 0.070467 | 0.077427 | 0.080487 | 0.081764 | 0.082452 | 0.075393 | 0.067453 | 0.060128 | 0.057674 | 0.054236 | 0.045409 | 0.04378
Portfolio Adjusted1-in-10AllAll2017June Monthly Peak | Portfolio Adjusted | 1-in-10 | All | All | 2017 | June Monthly Peak | 6 | 4.3021 | 4.1256 | 4 | 3.9666 | 4.119 | 4.4961 | 4.8934 | 5.6641 | 6.5897 | 7.3877 | 8.0286 | 8.3839 | 8.5487 | 8.7332 | 8.7648 | 8.5741 | 8.1665 | 7.4735 | 6.7587 | 6.3547 | 6.2662 | 5.7945 | 5.1779 | 4.723 | -0.0066099 | -0.0094004 | -0.0062063 | -0.011587 | -0.015897 | -0.014139 | -0.015133 | -0.016466 | -0.017534 | -0.021177 | -0.014694 | -0.015729 | -0.0085604 | 0.0076812 | 0.16506 | 0.16677 | 0.16299 | 0.14766 | 0.021952 | 0.010248 | 0.0062926 | 0.00996 | 0.0084592 | 0.0070131 | 72.1168 | 70.7716 | 69.7963 | 68.7334 | 67.6934 | 66.3876 | 65.7116 | 66.7151 | 70.4577 | 75.3839 | 80.4135 | 84.5712 | 87.3665 | 89.0265 | 90.2916 | 90.9705 | 91.4329 | 90.648 | 89.5562 | 86.9446 | 83.4386 | 79.7399 | 77.2984 | 75.4963 | 0.047426 | 0.045487 | 0.046461 | 0.044113 | 0.044671 | 0.04659 | 0.057226 | 0.059288 | 0.066873 | 0.067795 | 0.065342 | 0.065761 | 0.069284 | 0.07625 | 0.079626 | 0.081344 | 0.082224 | 0.075198 | 0.067365 | 0.059732 | 0.057576 | 0.054382 | 0.045674 | 0.04427
Portfolio Adjusted1-in-10AllAll2017July Monthly Peak | Portfolio Adjusted | 1-in-10 | All | All | 2017 | July Monthly Peak | 7 | 4.5309 | 4.3322 | 4.2008 | 4.1685 | 4.3305 | 4.7843 | 5.2359 | 6.0377 | 7.0249 | 7.8791 | 8.5373 | 8.8846 | 9.0258 | 9.1826 | 9.1874 | 9.0001 | 8.6 | 7.8799 | 7.1231 | 6.6855 | 6.5837 | 6.0827 | 5.4345 | 4.9511 | -0.0095645 | -0.012886 | -0.0086833 | -0.011594 | -0.016388 | -0.015945 | -0.020374 | -0.017446 | -0.018304 | -0.021595 | -0.019092 | -0.021949 | -0.014826 | 0.0002568 | 0.16657 | 0.17107 | 0.16524 | 0.15158 | 0.023006 | 0.0080715 | 0.0030133 | 0.0080627 | 0.0069631 | 0.0062704 | 76.4354 | 75.1898 | 74.041 | 72.9613 | 72.1489 | 71.3001 | 70.6448 | 71.0358 | 73.9874 | 78.7838 | 83.5228 | 87.2507 | 89.3724 | 90.7015 | 92.0597 | 92.5056 | 92.3214 | 91.7862 | 90.639 | 88.3535 | 84.7341 | 81.2816 | 79.0843 | 77.5471 | 0.048938 | 0.046807 | 0.04796 | 0.045694 | 0.046254 | 0.048196 | 0.058636 | 0.060269 | 0.06776 | 0.068536 | 0.065705 | 0.065998 | 0.06945 | 0.076308 | 0.079572 | 0.081286 | 0.082156 | 0.075221 | 0.067501 | 0.060486 | 0.058552 | 0.055445 | 0.046616 | 0.045392
Portfolio Adjusted1-in-10AllAll2017August Monthly Peak | Portfolio Adjusted | 1-in-10 | All | All | 2017 | August Monthly Peak | 8 | 4.5424 | 4.3473 | 4.2166 | 4.183 | 4.3475 | 4.855 | 5.3697 | 6.1208 | 7.1873 | 8.1201 | 8.8595 | 9.2616 | 9.4247 | 9.593 | 9.5856 | 9.3429 | 8.8665 | 8.0768 | 7.2447 | 6.9104 | 6.7255 | 6.1263 | 5.4661 | 4.9781 | -0.01201 | -0.015614 | -0.010604 | -0.011949 | -0.016939 | -0.017379 | -0.024012 | -0.018814 | -0.019524 | -0.023017 | -0.022766 | -0.027019 | -0.01946 | -0.0042803 | 0.17041 | 0.17591 | 0.16755 | 0.15371 | 0.024356 | 0.0071403 | 0.0011077 | 0.0067706 | 0.0057637 | 0.0054058 | 76.0767 | 75.0672 | 74.0496 | 73.1975 | 72.3034 | 71.7427 | 71.409 | 71.6344 | 74.2848 | 79.4194 | 84.1571 | 88.5448 | 91.607 | 93.587 | 94.7968 | 95.7894 | 96.1107 | 95.5509 | 94.6512 | 91.9787 | 87.8704 | 84.7524 | 82.6845 | 80.7526 | 0.050174 | 0.048002 | 0.049122 | 0.046724 | 0.047362 | 0.049521 | 0.060477 | 0.062333 | 0.070686 | 0.071726 | 0.068671 | 0.068902 | 0.072208 | 0.079142 | 0.08204 | 0.083263 | 0.083853 | 0.076761 | 0.068878 | 0.062351 | 0.060306 | 0.056851 | 0.047803 | 0.046515
Portfolio Adjusted1-in-10AllAll2017September Monthly Peak | Portfolio Adjusted | 1-in-10 | All | All | 2017 | September Monthly Peak | 9 | 4.5067 | 4.3221 | 4.1872 | 4.1654 | 4.3392 | 4.8676 | 5.5232 | 6.1704 | 7.2724 | 8.2072 | 8.9371 | 9.3239 | 9.4913 | 9.6725 | 9.6617 | 9.3873 | 8.8841 | 8.0563 | 7.2583 | 7.1138 | 6.6578 | 6.0543 | 5.4102 | 4.9318 | -0.012041 | -0.016084 | -0.010832 | -0.011523 | -0.016598 | -0.017551 | -0.025773 | -0.019246 | -0.020015 | -0.024253 | -0.025328 | -0.030409 | -0.022265 | -0.0072278 | 0.16929 | 0.1756 | 0.16647 | 0.15222 | 0.025163 | 0.0066685 | -8.2949e-05 | 0.0062829 | 0.0053707 | 0.0052035 | 76.9972 | 75.9083 | 74.7994 | 74.0138 | 73.1735 | 72.5237 | 71.9372 | 71.7034 | 73.8164 | 78.4399 | 83.3412 | 87.7906 | 91.0309 | 93.1619 | 93.8769 | 94.1869 | 93.975 | 92.9593 | 91.2714 | 88.058 | 84.09 | 81.0667 | 78.6914 | 76.9695 | 0.0506 | 0.04847 | 0.049588 | 0.047452 | 0.048158 | 0.050281 | 0.061659 | 0.063526 | 0.072924 | 0.074155 | 0.070669 | 0.070553 | 0.073521 | 0.080277 | 0.082666 | 0.083367 | 0.083654 | 0.07662 | 0.068882 | 0.063543 | 0.061264 | 0.057827 | 0.048543 | 0.04725
Portfolio Adjusted1-in-10AllAll2017October Monthly Peak | Portfolio Adjusted | 1-in-10 | All | All | 2017 | October Monthly Peak | 10 | 4.0148 | 3.8661 | 3.7506 | 3.7312 | 3.8819 | 4.3434 | 5.0028 | 5.4325 | 6.1943 | 6.9303 | 7.5551 | 7.9532 | 8.1884 | 8.3968 | 8.4206 | 8.188 | 7.7323 | 7.0689 | 6.6441 | 6.3545 | 5.9043 | 5.3931 | 4.8293 | 4.4123 | -0.0067336 | -0.0094869 | -0.0062663 | -0.010526 | -0.014506 | -0.013515 | -0.015718 | -0.015863 | -0.016301 | -0.019982 | -0.014877 | -0.016519 | -0.0097099 | 0.0054746 | 0.15668 | 0.15789 | 0.15284 | 0.1391 | 0.021737 | 0.0094647 | 0.004991 | 0.0086216 | 0.0071642 | 0.0060257 | 71.5945 | 70.2011 | 69.2095 | 68.0285 | 67.0258 | 66.2057 | 65.7883 | 65.3682 | 66.3032 | 70.7766 | 76.566 | 82.1482 | 86.5593 | 89.3402 | 90.3582 | 90.93 | 90.8259 | 89.7622 | 87.1404 | 82.8231 | 78.7513 | 75.8858 | 73.7285 | 72.0771 | 0.044374 | 0.042596 | 0.043326 | 0.041423 | 0.042257 | 0.044813 | 0.056342 | 0.058115 | 0.065133 | 0.066009 | 0.063727 | 0.064682 | 0.068743 | 0.075751 | 0.07909 | 0.080721 | 0.081621 | 0.074836 | 0.066939 | 0.058998 | 0.055909 | 0.052223 | 0.043583 | 0.041899
Portfolio Adjusted1-in-10AllAll2017November Monthly Peak | Portfolio Adjusted | 1-in-10 | All | All | 2017 | November Monthly Peak | 11 | 3.8812 | 3.7576 | 3.6665 | 3.6598 | 3.8203 | 4.2786 | 4.7117 | 5.1914 | 5.9265 | 6.5304 | 7.0176 | 7.3063 | 7.4434 | 7.5746 | 7.5392 | 7.2578 | 6.9276 | 6.7908 | 6.2619 | 5.8639 | 5.4952 | 5.0519 | 4.5581 | 4.1934 | -0.0030878 | -0.0056714 | -0.0034836 | -0.010512 | -0.014282 | -0.011929 | -0.010586 | -0.014805 | -0.015392 | -0.019796 | -0.010778 | -0.010503 | -0.0032084 | 0.013125 | 0.14754 | 0.14515 | 0.14482 | 0.13799 | 0.020956 | 0.011832 | 0.0081864 | 0.010883 | 0.0090934 | 0.0071849 | 66.4454 | 64.9332 | 64.0379 | 62.6656 | 61.794 | 60.9099 | 60.4112 | 60.3809 | 62.9476 | 68.0679 | 74.2604 | 79.2854 | 82.297 | 83.9538 | 84.8898 | 84.7892 | 83.4267 | 80.8568 | 77.5905 | 74.1859 | 71.7431 | 69.765 | 67.9657 | 66.7401 | 0.045514 | 0.043686 | 0.044555 | 0.042463 | 0.043268 | 0.045626 | 0.056666 | 0.05853 | 0.065833 | 0.066567 | 0.064223 | 0.06513 | 0.06912 | 0.076123 | 0.079464 | 0.081049 | 0.081996 | 0.075206 | 0.067254 | 0.059351 | 0.056362 | 0.052812 | 0.044018 | 0.042323
Portfolio Adjusted1-in-10AllAll2017December Monthly Peak | Portfolio Adjusted | 1-in-10 | All | All | 2017 | December Monthly Peak | 12 | 3.8934 | 3.7835 | 3.7148 | 3.7265 | 3.9101 | 4.3827 | 5.0353 | 5.3568 | 5.8629 | 6.1525 | 6.2595 | 6.1784 | 6.0155 | 5.9072 | 5.7432 | 5.5273 | 5.5213 | 5.7346 | 5.4548 | 5.2774 | 5.0449 | 4.7619 | 4.4131 | 4.1385 | 0.0002838 | -0.0014381 | -0.00054507 | -0.011513 | -0.014882 | -0.010498 | -0.0036896 | -0.014006 | -0.014129 | -0.017926 | -0.0036015 | -0.0005077 | 0.0058386 | 0.021461 | 0.12308 | 0.11764 | 0.12559 | 0.12348 | 0.018623 | 0.014541 | 0.012564 | 0.013039 | 0.010915 | 0.0079711 | 43.2038 | 42.5412 | 42.2979 | 42.212 | 42.1304 | 41.9352 | 42.2637 | 42.3145 | 43.012 | 44.8023 | 46.6426 | 48.3971 | 49.5865 | 49.9915 | 50.0397 | 49.9464 | 49.5189 | 48.334 | 47.1084 | 45.9208 | 44.8456 | 44.2186 | 43.8688 | 43.1339 | 0.046752 | 0.044815 | 0.045879 | 0.04393 | 0.044817 | 0.047171 | 0.058604 | 0.059742 | 0.066229 | 0.065949 | 0.063006 | 0.063607 | 0.06765 | 0.074684 | 0.078623 | 0.080983 | 0.082427 | 0.075629 | 0.06768 | 0.059298 | 0.056313 | 0.052737 | 0.044414 | 0.042942
Portfolio Adjusted1-in-10AllAll2017Typical Event Day | Portfolio Adjusted | 1-in-10 | All | All | 2017 | Typical Event Day | 8 | 4.4873 | 4.2968 | 4.1698 | 4.1375 | 4.301 | 4.7995 | 5.3012 | 6.0168 | 7.0348 | 7.9274 | 8.6365 | 9.0255 | 9.1856 | 9.3549 | 9.3515 | 9.119 | 8.6577 | 7.8872 | 7.0887 | 6.7694 | 6.6056 | 6.0284 | 5.3839 | 4.9081 | -0.010026 | -0.013459 | -0.0090685 | -0.011691 | -0.016511 | -0.0163 | -0.021301 | -0.017983 | -0.018769 | -0.022412 | -0.020307 | -0.023587 | -0.01606 | -0.00054035 | 0.16916 | 0.17337 | 0.1663 | 0.15165 | 0.023489 | 0.0080864 | 0.0026602 | 0.0077708 | 0.0066655 | 0.0059773 | 75.4065 | 74.2342 | 73.1716 | 72.2265 | 71.3298 | 70.4885 | 69.9257 | 70.2722 | 73.1365 | 78.0067 | 82.8587 | 87.0393 | 89.8442 | 91.6192 | 92.7562 | 93.3631 | 93.46 | 92.7361 | 91.5294 | 88.8337 | 85.0333 | 81.7102 | 79.4396 | 77.6914 | 0.049163 | 0.047048 | 0.048167 | 0.045856 | 0.0465 | 0.048605 | 0.059415 | 0.061161 | 0.069199 | 0.070161 | 0.067246 | 0.067564 | 0.070916 | 0.07783 | 0.080839 | 0.082184 | 0.082846 | 0.075818 | 0.067989 | 0.061269 | 0.059218 | 0.055812 | 0.046937 | 0.045637
Portfolio Adjusted1-in-10AllAll2018January Monthly Peak | Portfolio Adjusted | 1-in-10 | All | All | 2018 | January Monthly Peak | 1 | 3.9655 | 3.8621 | 3.7907 | 3.8114 | 4.0092 | 4.5161 | 5.2821 | 5.6489 | 6.182 | 6.4458 | 6.5288 | 6.4271 | 6.2599 | 6.1665 | 5.9945 | 5.758 | 5.6077 | 5.8461 | 5.6298 | 5.4515 | 5.2078 | 4.9092 | 4.5262 | 4.2534 | 0.0001733 | -0.0016183 | -0.00063435 | -0.011949 | -0.01544 | -0.011009 | -0.0039574 | -0.015179 | -0.015232 | -0.019306 | -0.0038533 | -0.00053045 | 0.0063699 | 0.02339 | 0.12969 | 0.12358 | 0.12937 | 0.12708 | 0.019923 | 0.015568 | 0.013421 | 0.013891 | 0.011622 | 0.0084516 | 42.815 | 42.1107 | 41.4334 | 40.9511 | 40.6745 | 40.3507 | 39.9807 | 39.8312 | 40.3114 | 42.5936 | 45.1797 | 47.3702 | 49.2099 | 50.1428 | 50.5819 | 50.3893 | 49.5438 | 48.3462 | 46.2993 | 44.6708 | 43.4158 | 42.4839 | 41.7849 | 41.0822 | 0.048386 | 0.046306 | 0.047393 | 0.045507 | 0.046426 | 0.049148 | 0.06163 | 0.06298 | 0.069857 | 0.069382 | 0.066104 | 0.066587 | 0.070709 | 0.07799 | 0.081839 | 0.08405 | 0.085371 | 0.078354 | 0.070221 | 0.062018 | 0.059022 | 0.055342 | 0.046656 | 0.04514
Portfolio Adjusted1-in-10AllAll2018February Monthly Peak | Portfolio Adjusted | 1-in-10 | All | All | 2018 | February Monthly Peak | 2 | 3.8154 | 3.7129 | 3.6366 | 3.653 | 3.8314 | 4.2955 | 4.9188 | 5.2487 | 5.7722 | 6.0865 | 6.2705 | 6.2971 | 6.2609 | 6.2654 | 6.1736 | 5.9604 | 5.7376 | 5.7197 | 5.6498 | 5.3946 | 5.1306 | 4.8004 | 4.3941 | 4.1019 | 0.00010392 | -0.0016048 | -0.00064334 | -0.011521 | -0.014872 | -0.010546 | -0.0037904 | -0.014292 | -0.01435 | -0.018289 | -0.0037519 | -0.00056736 | 0.0061124 | 0.022932 | 0.13203 | 0.12648 | 0.1307 | 0.12405 | 0.019274 | 0.014928 | 0.01293 | 0.013461 | 0.011226 | 0.0081879 | 49.9485 | 49.4948 | 48.9118 | 48.3551 | 48.0483 | 47.2626 | 46.3964 | 46.8731 | 47.9318 | 50.1386 | 52.3685 | 53.8677 | 55.2462 | 56.4311 | 57.4253 | 57.8631 | 57.2748 | 56.5467 | 54.7086 | 52.797 | 51.1805 | 49.748 | 48.9545 | 47.9653 | 0.046435 | 0.044535 | 0.04553 | 0.043565 | 0.044403 | 0.046836 | 0.058472 | 0.05953 | 0.065919 | 0.065691 | 0.062831 | 0.06349 | 0.067416 | 0.074364 | 0.077929 | 0.079919 | 0.081082 | 0.074446 | 0.06672 | 0.059031 | 0.056326 | 0.053039 | 0.04467 | 0.043435
Portfolio Adjusted1-in-10AllAll2018March Monthly Peak | Portfolio Adjusted | 1-in-10 | All | All | 2018 | March Monthly Peak | 3 | 3.8551 | 3.7165 | 3.6247 | 3.6083 | 3.7638 | 4.1933 | 4.757 | 5.1051 | 5.6457 | 6.0708 | 6.4133 | 6.5875 | 6.6717 | 6.7992 | 6.8006 | 6.6283 | 6.3099 | 5.8781 | 5.5854 | 5.6159 | 5.3691 | 4.9847 | 4.5106 | 4.1595 | 3.1419e-05 | -0.0016807 | -0.0007143 | -0.011626 | -0.014924 | -0.010403 | -0.0037545 | -0.014017 | -0.014447 | -0.018505 | -0.0039768 | -0.00067107 | 0.0063285 | 0.02453 | 0.1447 | 0.1399 | 0.14267 | 0.12716 | 0.019418 | 0.015305 | 0.013485 | 0.01403 | 0.011575 | 0.0083639 | 58.0069 | 56.5105 | 55.4944 | 54.8544 | 53.9802 | 53.292 | 52.6838 | 52.5529 | 53.8437 | 58.0382 | 63.0952 | 67.7056 | 71.1974 | 73.0347 | 74.1876 | 74.7899 | 74.67 | 73.6145 | 72.0422 | 69.4997 | 66.1901 | 63.3058 | 61.0625 | 59.211 | 0.047129 | 0.045108 | 0.046184 | 0.043652 | 0.044272 | 0.046287 | 0.057247 | 0.058654 | 0.0654 | 0.065578 | 0.063176 | 0.064073 | 0.067995 | 0.075026 | 0.078428 | 0.080152 | 0.08109 | 0.074206 | 0.066475 | 0.059418 | 0.057256 | 0.054142 | 0.045406 | 0.044051
Portfolio Adjusted1-in-10AllAll2018April Monthly Peak | Portfolio Adjusted | 1-in-10 | All | All | 2018 | April Monthly Peak | 4 | 6.0314 | 5.8156 | 5.6401 | 5.5928 | 5.8634 | 6.6504 | 7.5399 | 8.3735 | 9.3791 | 10.1661 | 10.8533 | 11.2472 | 11.446 | 11.7068 | 11.6572 | 11.2504 | 10.6008 | 9.734 | 8.9733 | 8.842 | 8.538 | 7.9013 | 7.1353 | 6.5881 | -0.011325 | -0.018124 | -0.011543 | -0.026617 | -0.036128 | -0.031122 | -0.03105 | -0.037956 | -0.03945 | -0.049844 | -0.031132 | -0.032151 | -0.014115 | 0.026915 | 0.24799 | 0.24987 | 0.24928 | 0.22242 | 0.052804 | 0.027872 | 0.018093 | 0.025953 | 0.021663 | 0.017335 | 68.4125 | 66.9409 | 65.2929 | 63.9452 | 62.8093 | 61.8326 | 61.2512 | 61.2629 | 64.5242 | 70.5641 | 76.6506 | 81.9356 | 85.2088 | 87.1089 | 87.9535 | 88.4937 | 88.3891 | 87.7542 | 85.8959 | 82.5463 | 78.1337 | 74.2504 | 71.578 | 69.8892 | 0.096065 | 0.092998 | 0.09647 | 0.089998 | 0.089412 | 0.089226 | 0.10401 | 0.10303 | 0.12014 | 0.12092 | 0.11175 | 0.10846 | 0.10822 | 0.11425 | 0.10956 | 0.10273 | 0.098114 | 0.092067 | 0.085802 | 0.10033 | 0.10398 | 0.10368 | 0.088025 | 0.090994
Portfolio Adjusted1-in-10AllAll2018May Monthly Peak | Portfolio Adjusted | 1-in-10 | All | All | 2018 | May Monthly Peak | 5 | 6.2771 | 6.0586 | 5.858 | 5.8185 | 6.1119 | 6.8983 | 7.704 | 8.8653 | 10.1266 | 11.0995 | 11.8903 | 12.3024 | 12.4558 | 12.671 | 12.583 | 12.0962 | 11.3917 | 10.4388 | 9.5557 | 9.164 | 8.9786 | 8.2922 | 7.4912 | 6.9113 | -0.018056 | -0.026081 | -0.017152 | -0.027097 | -0.037783 | -0.035414 | -0.042596 | -0.041636 | -0.043998 | -0.05463 | -0.043679 | -0.049318 | -0.030405 | 0.00982 | 0.2514 | 0.25902 | 0.2527 | 0.22905 | 0.056372 | 0.023241 | 0.011013 | 0.022062 | 0.018703 | 0.01595 | 73.3049 | 71.457 | 70.0259 | 69.0285 | 67.9694 | 66.9595 | 66.384 | 66.6852 | 70.2942 | 75.8014 | 80.8835 | 84.447 | 87.3602 | 89.2913 | 90.4474 | 90.7885 | 90.433 | 89.3679 | 88.0348 | 85.4915 | 81.4865 | 77.5705 | 75.0344 | 72.638 | 0.099406 | 0.096498 | 0.099841 | 0.093759 | 0.093355 | 0.093042 | 0.10732 | 0.10833 | 0.12862 | 0.13045 | 0.12039 | 0.11606 | 0.11486 | 0.12048 | 0.11462 | 0.10624 | 0.10077 | 0.094575 | 0.088158 | 0.10338 | 0.10739 | 0.10729 | 0.091539 | 0.094805
Portfolio Adjusted1-in-10AllAll2018June Monthly Peak | Portfolio Adjusted | 1-in-10 | All | All | 2018 | June Monthly Peak | 6 | 6.5329 | 6.299 | 6.0995 | 6.0561 | 6.3451 | 7.0851 | 7.8971 | 9.0253 | 10.197 | 11.1442 | 11.9301 | 12.2923 | 12.384 | 12.5878 | 12.5297 | 12.1523 | 11.508 | 10.5837 | 9.7356 | 9.2416 | 9.1057 | 8.5099 | 7.7051 | 7.1299 | -0.016778 | -0.023861 | -0.015753 | -0.029411 | -0.040353 | -0.035888 | -0.038412 | -0.041796 | -0.044508 | -0.053754 | -0.037298 | -0.039926 | -0.021729 | 0.019497 | 0.25836 | 0.26439 | 0.26132 | 0.23675 | 0.055722 | 0.026012 | 0.015973 | 0.025282 | 0.021472 | 0.017802 | 72.0958 | 70.7533 | 69.779 | 68.7189 | 67.6764 | 66.3755 | 65.7026 | 66.7084 | 70.4472 | 75.3718 | 80.4017 | 84.5645 | 87.3638 | 89.0289 | 90.2951 | 90.9705 | 91.4308 | 90.6409 | 89.5485 | 86.9337 | 83.4203 | 79.7196 | 77.278 | 75.4762 | 0.10258 | 0.09952 | 0.10313 | 0.096672 | 0.09586 | 0.094932 | 0.10845 | 0.10798 | 0.12661 | 0.12798 | 0.11782 | 0.11241 | 0.11008 | 0.11548 | 0.1106 | 0.10404 | 0.09944 | 0.09347 | 0.087637 | 0.10184 | 0.10702 | 0.10774 | 0.092366 | 0.096247
Portfolio Adjusted1-in-10AllAll2018July Monthly Peak | Portfolio Adjusted | 1-in-10 | All | All | 2018 | July Monthly Peak | 7 | 6.8349 | 6.5693 | 6.3715 | 6.3395 | 6.6486 | 7.4891 | 8.3628 | 9.5059 | 10.7136 | 11.7053 | 12.4873 | 12.8287 | 12.8964 | 13.065 | 12.9774 | 12.6258 | 12.009 | 11.0667 | 10.1824 | 9.6587 | 9.5052 | 8.8695 | 8.0268 | 7.4207 | -0.024278 | -0.032708 | -0.022041 | -0.029429 | -0.041597 | -0.040473 | -0.051715 | -0.044283 | -0.046462 | -0.054814 | -0.048462 | -0.055714 | -0.037632 | 0.00065185 | 0.25154 | 0.26499 | 0.25692 | 0.23753 | 0.058397 | 0.020488 | 0.0076486 | 0.020466 | 0.017675 | 0.015916 | 76.4303 | 75.1822 | 74.0328 | 72.9519 | 72.1403 | 71.2941 | 70.6424 | 71.035 | 73.9843 | 78.7778 | 83.5191 | 87.2498 | 89.3676 | 90.6902 | 92.0464 | 92.4913 | 92.3052 | 91.7697 | 90.6189 | 88.3326 | 84.7134 | 81.2612 | 79.064 | 77.5285 | 0.10722 | 0.10353 | 0.1076 | 0.10143 | 0.10074 | 0.10017 | 0.11355 | 0.11183 | 0.13001 | 0.1309 | 0.11956 | 0.11383 | 0.11144 | 0.11658 | 0.11142 | 0.10502 | 0.10049 | 0.09482 | 0.089333 | 0.10519 | 0.11077 | 0.11147 | 0.095576 | 0.099705
Portfolio Adjusted1-in-10AllAll2018August Monthly Peak | Portfolio Adjusted | 1-in-10 | All | All | 2018 | August Monthly Peak | 8 | 6.8692 | 6.6086 | 6.4098 | 6.3731 | 6.6936 | 7.613 | 8.6018 | 9.7341 | 11.0819 | 12.1855 | 13.0826 | 13.497 | 13.5928 | 13.7837 | 13.6718 | 13.199 | 12.4441 | 11.39 | 10.3988 | 9.9963 | 9.7319 | 8.9649 | 8.1055 | 7.4878 | -0.030486 | -0.039634 | -0.026916 | -0.03033 | -0.042996 | -0.044113 | -0.06095 | -0.047755 | -0.049558 | -0.058426 | -0.057789 | -0.068584 | -0.049395 | -0.010865 | 0.25599 | 0.2723 | 0.25874 | 0.23999 | 0.061824 | 0.018124 | 0.0028116 | 0.017186 | 0.01463 | 0.013722 | 76.0761 | 75.0691 | 74.0542 | 73.203 | 72.3127 | 71.7546 | 71.4236 | 71.6508 | 74.3002 | 79.4296 | 84.1639 | 88.5504 | 91.6153 | 93.5961 | 94.8023 | 95.7955 | 96.1182 | 95.558 | 94.6602 | 91.9859 | 87.8737 | 84.7516 | 82.6804 | 80.7452 | 0.11029 | 0.10651 | 0.11047 | 0.10394 | 0.10346 | 0.10352 | 0.1184 | 0.11747 | 0.13829 | 0.14006 | 0.12826 | 0.12256 | 0.11986 | 0.12529 | 0.11881 | 0.11024 | 0.10432 | 0.098231 | 0.092348 | 0.11024 | 0.11536 | 0.11495 | 0.098523 | 0.10248
Portfolio Adjusted1-in-10AllAll2018September Monthly Peak | Portfolio Adjusted | 1-in-10 | All | All | 2018 | September Monthly Peak | 9 | 6.8455 | 6.5963 | 6.3843 | 6.3737 | 6.7117 | 7.6734 | 8.8579 | 9.9145 | 11.3665 | 12.4971 | 13.3837 | 13.7795 | 13.8793 | 14.0877 | 13.9567 | 13.4108 | 12.5985 | 11.4837 | 10.5327 | 10.3366 | 9.7373 | 8.9479 | 8.0886 | 7.4663 | -0.030564 | -0.040827 | -0.027495 | -0.02925 | -0.042131 | -0.044549 | -0.065421 | -0.048851 | -0.050806 | -0.061561 | -0.064291 | -0.077187 | -0.056515 | -0.018346 | 0.25475 | 0.27319 | 0.25779 | 0.2386 | 0.063872 | 0.016927 | -0.00021055 | 0.015948 | 0.013633 | 0.013208 | 77.0201 | 75.9323 | 74.8251 | 74.0422 | 73.2032 | 72.557 | 71.9735 | 71.7408 | 73.8515 | 78.4689 | 83.3648 | 87.8145 | 91.0559 | 93.1866 | 93.9021 | 94.2108 | 93.9964 | 92.9749 | 91.2861 | 88.0732 | 84.105 | 81.0795 | 78.704 | 76.9802 | 0.11185 | 0.10815 | 0.11207 | 0.10632 | 0.10611 | 0.10628 | 0.12296 | 0.12233 | 0.14636 | 0.14876 | 0.13594 | 0.12949 | 0.12621 | 0.13148 | 0.12364 | 0.11328 | 0.10617 | 0.10004 | 0.094449 | 0.11553 | 0.11932 | 0.11862 | 0.10126 | 0.10492
Portfolio Adjusted1-in-10AllAll2018October Monthly Peak | Portfolio Adjusted | 1-in-10 | All | All | 2018 | October Monthly Peak | 10 | 6.0106 | 5.8157 | 5.6315 | 5.6134 | 5.8998 | 6.7339 | 7.8774 | 8.6273 | 9.61 | 10.4855 | 11.2444 | 11.6968 | 11.9304 | 12.1706 | 12.0902 | 11.6249 | 10.9235 | 10.1266 | 9.5429 | 9.1204 | 8.5398 | 7.8786 | 7.1299 | 6.6023 | -0.017092 | -0.024081 | -0.015906 | -0.026717 | -0.036821 | -0.034305 | -0.039896 | -0.040264 | -0.041377 | -0.05072 | -0.037763 | -0.041931 | -0.024647 | 0.013896 | 0.24455 | 0.24957 | 0.24431 | 0.22456 | 0.055176 | 0.024024 | 0.012669 | 0.021884 | 0.018185 | 0.015295 | 71.6238 | 70.2309 | 69.2393 | 68.06 | 67.0574 | 66.2384 | 65.8222 | 65.4046 | 66.3405 | 70.8061 | 76.5892 | 82.1712 | 86.5856 | 89.3675 | 90.3844 | 90.9537 | 90.8458 | 89.777 | 87.1485 | 82.8276 | 78.7557 | 75.8941 | 73.742 | 72.0907 | 0.093555 | 0.091074 | 0.094088 | 0.088838 | 0.088712 | 0.089487 | 0.10582 | 0.10423 | 0.12106 | 0.12224 | 0.11245 | 0.10885 | 0.10859 | 0.11424 | 0.10923 | 0.10222 | 0.097696 | 0.092876 | 0.086594 | 0.099607 | 0.1016 | 0.10096 | 0.085872 | 0.089316
Portfolio Adjusted1-in-10AllAll2018November Monthly Peak | Portfolio Adjusted | 1-in-10 | All | All | 2018 | November Monthly Peak | 11 | 5.9428 | 5.7689 | 5.6078 | 5.5912 | 5.8885 | 6.7141 | 7.5818 | 8.3869 | 9.3528 | 10.0925 | 10.7114 | 11.0506 | 11.1774 | 11.3376 | 11.1957 | 10.672 | 10.1132 | 9.8499 | 9.1606 | 8.6346 | 8.147 | 7.5642 | 6.8735 | 6.3934 | -0.0078377 | -0.014396 | -0.0088424 | -0.026682 | -0.036251 | -0.030281 | -0.02687 | -0.037581 | -0.039069 | -0.050248 | -0.027359 | -0.02666 | -0.008144 | 0.033317 | 0.24394 | 0.24086 | 0.24449 | 0.22832 | 0.053192 | 0.030033 | 0.02078 | 0.027626 | 0.023082 | 0.018238 | 66.4898 | 64.9757 | 64.084 | 62.7131 | 61.842 | 60.9571 | 60.4613 | 60.4349 | 62.9979 | 68.1142 | 74.3054 | 79.3298 | 82.3431 | 83.9991 | 84.9348 | 84.8309 | 83.464 | 80.8919 | 77.6275 | 74.2273 | 71.7844 | 69.8074 | 68.0076 | 66.7826 | 0.096828 | 0.094168 | 0.097559 | 0.091783 | 0.09161 | 0.091844 | 0.10652 | 0.10522 | 0.12298 | 0.12367 | 0.11368 | 0.1099 | 0.1093 | 0.11481 | 0.10972 | 0.10241 | 0.098096 | 0.093396 | 0.086994 | 0.10035 | 0.10274 | 0.10256 | 0.087018 | 0.090418
Portfolio Adjusted1-in-10AllAll2018December Monthly Peak | Portfolio Adjusted | 1-in-10 | All | All | 2018 | December Monthly Peak | 12 | 5.906 | 5.7448 | 5.6208 | 5.6406 | 5.965 | 6.7945 | 7.9041 | 8.4756 | 9.1149 | 9.4105 | 9.5201 | 9.3859 | 9.1429 | 9.0053 | 8.7282 | 8.3501 | 8.2267 | 8.4082 | 8.047 | 7.8028 | 7.4896 | 7.1018 | 6.6096 | 6.2472 | 0.00071999 | -0.0036484 | -0.0013828 | -0.02921 | -0.037757 | -0.026633 | -0.0093605 | -0.035533 | -0.035845 | -0.045478 | -0.009137 | -0.001288 | 0.014813 | 0.054447 | 0.21583 | 0.20476 | 0.22294 | 0.21135 | 0.047248 | 0.03689 | 0.031875 | 0.033079 | 0.02769 | 0.020223 | 43.2441 | 42.581 | 42.3368 | 42.2523 | 42.173 | 41.9771 | 42.3069 | 42.3577 | 43.053 | 44.8381 | 46.6745 | 48.4293 | 49.6214 | 50.0257 | 50.0745 | 49.9813 | 49.553 | 48.3696 | 47.1434 | 45.9544 | 44.8761 | 44.2505 | 43.9013 | 43.1666 | 0.099925 | 0.096959 | 0.10091 | 0.095589 | 0.095685 | 0.095972 | 0.11182 | 0.10809 | 0.12286 | 0.11994 | 0.10742 | 0.10191 | 0.10057 | 0.10529 | 0.1017 | 0.097433 | 0.095382 | 0.091279 | 0.085514 | 0.09825 | 0.1011 | 0.10117 | 0.087419 | 0.091691
Portfolio Adjusted1-in-10AllAll2018Typical Event Day | Portfolio Adjusted | 1-in-10 | All | All | 2018 | Typical Event Day | 8 | 6.7918 | 6.537 | 6.3428 | 6.3077 | 6.6257 | 7.5284 | 8.4929 | 9.5715 | 10.8529 | 11.9065 | 12.7667 | 13.1678 | 13.2596 | 13.4532 | 13.3485 | 12.8948 | 12.1644 | 11.1388 | 10.1868 | 9.8028 | 9.5673 | 8.8313 | 7.992 | 7.3908 | -0.025449 | -0.034164 | -0.023019 | -0.029677 | -0.041909 | -0.041374 | -0.054068 | -0.045646 | -0.047643 | -0.05689 | -0.051547 | -0.059872 | -0.040766 | -0.0013716 | 0.25741 | 0.27032 | 0.25977 | 0.2386 | 0.059622 | 0.020526 | 0.0067525 | 0.019725 | 0.016919 | 0.015172 | 75.4056 | 74.2342 | 73.1728 | 72.229 | 71.3332 | 70.4953 | 69.9356 | 70.2838 | 73.1458 | 78.012 | 82.8624 | 87.0448 | 89.8506 | 91.6254 | 92.7615 | 93.367 | 93.4626 | 92.7359 | 91.5285 | 88.8313 | 85.0281 | 81.703 | 79.4316 | 77.6825 | 0.10766 | 0.10404 | 0.10801 | 0.10172 | 0.10125 | 0.10115 | 0.11567 | 0.11436 | 0.13427 | 0.13579 | 0.12435 | 0.11889 | 0.11633 | 0.12177 | 0.11575 | 0.10775 | 0.10221 | 0.096196 | 0.09032 | 0.10739 | 0.11251 | 0.11226 | 0.096287 | 0.10023
Portfolio Adjusted1-in-10AllAll2019January Monthly Peak | Portfolio Adjusted | 1-in-10 | All | All | 2019 | January Monthly Peak | 1 | 6.0457 | 5.8819 | 5.7516 | 5.7825 | 6.1308 | 7.0405 | 8.3435 | 9.0173 | 9.6908 | 9.9538 | 10.0458 | 9.8981 | 9.6627 | 9.5526 | 9.2545 | 8.8259 | 8.5087 | 8.6969 | 8.4063 | 8.161 | 7.8222 | 7.4018 | 6.8634 | 6.4853 | 0.00043966 | -0.0041057 | -0.0016093 | -0.030316 | -0.039171 | -0.027929 | -0.01004 | -0.038508 | -0.038643 | -0.04898 | -0.0097757 | -0.0013458 | 0.01616 | 0.059342 | 0.23072 | 0.21803 | 0.23363 | 0.2206 | 0.050545 | 0.039496 | 0.034049 | 0.035241 | 0.029486 | 0.021442 | 42.8602 | 42.1546 | 41.4749 | 40.9914 | 40.7131 | 40.3889 | 40.0204 | 39.8699 | 40.3501 | 42.6338 | 45.2215 | 47.4106 | 49.2506 | 50.1812 | 50.6188 | 50.4266 | 49.5777 | 48.3766 | 46.3301 | 44.702 | 43.4489 | 42.5207 | 41.8236 | 41.121 | 0.10347 | 0.10017 | 0.10421 | 0.099084 | 0.099195 | 0.10045 | 0.11914 | 0.11617 | 0.13196 | 0.12846 | 0.11499 | 0.109 | 0.10759 | 0.11267 | 0.10815 | 0.10276 | 0.099728 | 0.095468 | 0.089834 | 0.10437 | 0.10739 | 0.10732 | 0.09277 | 0.097034
Portfolio Adjusted1-in-10AllAll2019February Monthly Peak | Portfolio Adjusted | 1-in-10 | All | All | 2019 | February Monthly Peak | 2 | 5.8283 | 5.6726 | 5.5357 | 5.5585 | 5.8798 | 6.7203 | 7.8377 | 8.4313 | 9.0776 | 9.4157 | 9.6379 | 9.6558 | 9.5726 | 9.5822 | 9.3803 | 8.9815 | 8.5858 | 8.5106 | 8.348 | 8.0116 | 7.6606 | 7.2215 | 6.6601 | 6.2714 | 0.00026365 | -0.0040714 | -0.0016322 | -0.029228 | -0.03773 | -0.026754 | -0.0096162 | -0.036259 | -0.036406 | -0.046399 | -0.0095185 | -0.0014394 | 0.015507 | 0.058179 | 0.23164 | 0.21982 | 0.23325 | 0.21571 | 0.048898 | 0.037871 | 0.032802 | 0.034151 | 0.02848 | 0.020773 | 49.9834 | 49.5301 | 48.9454 | 48.3893 | 48.0861 | 47.3014 | 46.4285 | 46.9092 | 47.972 | 50.1784 | 52.4089 | 53.9043 | 55.2832 | 56.4723 | 57.4669 | 57.9022 | 57.3103 | 56.5834 | 54.7479 | 52.8391 | 51.2259 | 49.7949 | 49.0038 | 48.0162 | 0.099836 | 0.096899 | 0.1006 | 0.095241 | 0.09527 | 0.096012 | 0.11316 | 0.10945 | 0.12397 | 0.12134 | 0.10941 | 0.10455 | 0.10349 | 0.10869 | 0.10431 | 0.098801 | 0.095565 | 0.091533 | 0.086072 | 0.099986 | 0.10325 | 0.10377 | 0.089475 | 0.09396
Portfolio Adjusted1-in-10AllAll2019March Monthly Peak | Portfolio Adjusted | 1-in-10 | All | All | 2019 | March Monthly Peak | 3 | 5.9276 | 5.728 | 5.5714 | 5.5371 | 5.8181 | 6.5994 | 7.5899 | 8.2275 | 8.9368 | 9.4372 | 9.8846 | 10.099 | 10.1672 | 10.3441 | 10.2581 | 9.8997 | 9.3698 | 8.7444 | 8.3268 | 8.3301 | 8.0253 | 7.5243 | 6.8631 | 6.3906 | 7.9709e-05 | -0.0042639 | -0.0018122 | -0.029495 | -0.037862 | -0.026393 | -0.0095252 | -0.03556 | -0.036651 | -0.046948 | -0.010089 | -0.0017025 | 0.016055 | 0.062232 | 0.25231 | 0.24132 | 0.25288 | 0.22141 | 0.049264 | 0.03883 | 0.034212 | 0.035594 | 0.029365 | 0.021219 | 58.0497 | 56.5524 | 55.5361 | 54.8943 | 54.0217 | 53.3333 | 52.7271 | 52.5965 | 53.8861 | 58.0745 | 63.1242 | 67.7338 | 71.2285 | 73.0668 | 74.2178 | 74.8197 | 74.6991 | 73.6411 | 72.0659 | 69.5229 | 66.2134 | 63.3323 | 61.0884 | 59.234 | 0.10213 | 0.09879 | 0.10268 | 0.095693 | 0.0951 | 0.094578 | 0.10954 | 0.10693 | 0.12275 | 0.12153 | 0.11133 | 0.10756 | 0.10685 | 0.11276 | 0.10818 | 0.10178 | 0.097576 | 0.091978 | 0.086262 | 0.10216 | 0.10702 | 0.10778 | 0.092143 | 0.09599
Portfolio Adjusted1-in-10AllAll2019April Monthly Peak | Portfolio Adjusted | 1-in-10 | All | All | 2019 | April Monthly Peak | 4 | 6.0314 | 5.8156 | 5.6401 | 5.5928 | 5.8634 | 6.6504 | 7.5399 | 8.3735 | 9.3791 | 10.1661 | 10.8533 | 11.2472 | 11.446 | 11.7068 | 11.6572 | 11.2504 | 10.6008 | 9.734 | 8.9733 | 8.842 | 8.538 | 7.9013 | 7.1353 | 6.5881 | -0.011325 | -0.018124 | -0.011543 | -0.026617 | -0.036128 | -0.031122 | -0.03105 | -0.037956 | -0.03945 | -0.049844 | -0.031132 | -0.032151 | -0.014115 | 0.026915 | 0.24799 | 0.24987 | 0.24928 | 0.22242 | 0.052804 | 0.027872 | 0.018093 | 0.025953 | 0.021663 | 0.017335 | 68.4125 | 66.9409 | 65.2929 | 63.9452 | 62.8093 | 61.8326 | 61.2512 | 61.2629 | 64.5242 | 70.5641 | 76.6506 | 81.9356 | 85.2088 | 87.1089 | 87.9535 | 88.4937 | 88.3891 | 87.7542 | 85.8959 | 82.5463 | 78.1337 | 74.2504 | 71.578 | 69.8892 | 0.096065 | 0.092998 | 0.09647 | 0.089998 | 0.089412 | 0.089226 | 0.10401 | 0.10303 | 0.12014 | 0.12092 | 0.11175 | 0.10846 | 0.10822 | 0.11425 | 0.10956 | 0.10273 | 0.098114 | 0.092067 | 0.085802 | 0.10033 | 0.10398 | 0.10368 | 0.088025 | 0.090995
Portfolio Adjusted1-in-10AllAll2019May Monthly Peak | Portfolio Adjusted | 1-in-10 | All | All | 2019 | May Monthly Peak | 5 | 6.2771 | 6.0586 | 5.858 | 5.8185 | 6.1119 | 6.8983 | 7.704 | 8.8653 | 10.1266 | 11.0995 | 11.8903 | 12.3024 | 12.4558 | 12.671 | 12.583 | 12.0962 | 11.3917 | 10.4388 | 9.5557 | 9.164 | 8.9786 | 8.2922 | 7.4912 | 6.9113 | -0.018056 | -0.026081 | -0.017152 | -0.027097 | -0.037783 | -0.035414 | -0.042596 | -0.041636 | -0.043998 | -0.05463 | -0.043679 | -0.049318 | -0.030405 | 0.00982 | 0.2514 | 0.25902 | 0.2527 | 0.22905 | 0.056372 | 0.023241 | 0.011013 | 0.022062 | 0.018703 | 0.01595 | 73.3049 | 71.457 | 70.0259 | 69.0285 | 67.9694 | 66.9595 | 66.384 | 66.6852 | 70.2942 | 75.8014 | 80.8835 | 84.447 | 87.3602 | 89.2913 | 90.4474 | 90.7885 | 90.433 | 89.3679 | 88.0348 | 85.4915 | 81.4865 | 77.5705 | 75.0344 | 72.638 | 0.099406 | 0.096498 | 0.099841 | 0.093759 | 0.093355 | 0.093042 | 0.10732 | 0.10833 | 0.12862 | 0.13045 | 0.12039 | 0.11606 | 0.11486 | 0.12048 | 0.11462 | 0.10624 | 0.10077 | 0.094575 | 0.088158 | 0.10338 | 0.10739 | 0.10729 | 0.091539 | 0.094805
Portfolio Adjusted1-in-10AllAll2019June Monthly Peak | Portfolio Adjusted | 1-in-10 | All | All | 2019 | June Monthly Peak | 6 | 6.5329 | 6.299 | 6.0995 | 6.0561 | 6.3451 | 7.0851 | 7.8971 | 9.0253 | 10.197 | 11.1442 | 11.9301 | 12.2923 | 12.384 | 12.5878 | 12.5297 | 12.1523 | 11.508 | 10.5837 | 9.7356 | 9.2416 | 9.1057 | 8.5099 | 7.7051 | 7.1299 | -0.016778 | -0.023861 | -0.015753 | -0.029411 | -0.040353 | -0.035888 | -0.038412 | -0.041796 | -0.044508 | -0.053754 | -0.037298 | -0.039926 | -0.021729 | 0.019497 | 0.25836 | 0.26439 | 0.26132 | 0.23675 | 0.055722 | 0.026012 | 0.015973 | 0.025282 | 0.021472 | 0.017802 | 72.0958 | 70.7533 | 69.779 | 68.7189 | 67.6764 | 66.3755 | 65.7026 | 66.7084 | 70.4472 | 75.3718 | 80.4017 | 84.5645 | 87.3638 | 89.0289 | 90.2951 | 90.9705 | 91.4308 | 90.6409 | 89.5485 | 86.9337 | 83.4203 | 79.7196 | 77.278 | 75.4762 | 0.10258 | 0.09952 | 0.10313 | 0.096672 | 0.09586 | 0.094932 | 0.10845 | 0.10798 | 0.12661 | 0.12798 | 0.11782 | 0.11241 | 0.11008 | 0.11548 | 0.1106 | 0.10404 | 0.09944 | 0.09347 | 0.087637 | 0.10184 | 0.10702 | 0.10774 | 0.092366 | 0.096247
Portfolio Adjusted1-in-10AllAll2019July Monthly Peak | Portfolio Adjusted | 1-in-10 | All | All | 2019 | July Monthly Peak | 7 | 6.8349 | 6.5693 | 6.3715 | 6.3395 | 6.6486 | 7.4891 | 8.3628 | 9.5059 | 10.7136 | 11.7053 | 12.4873 | 12.8287 | 12.8964 | 13.065 | 12.9774 | 12.6258 | 12.009 | 11.0667 | 10.1824 | 9.6587 | 9.5052 | 8.8695 | 8.0268 | 7.4207 | -0.024278 | -0.032708 | -0.022041 | -0.029429 | -0.041597 | -0.040473 | -0.051715 | -0.044283 | -0.046462 | -0.054814 | -0.048462 | -0.055714 | -0.037632 | 0.00065185 | 0.25154 | 0.26499 | 0.25692 | 0.23753 | 0.058397 | 0.020488 | 0.0076486 | 0.020466 | 0.017675 | 0.015916 | 76.4303 | 75.1822 | 74.0328 | 72.9519 | 72.1403 | 71.2941 | 70.6424 | 71.035 | 73.9843 | 78.7778 | 83.5191 | 87.2498 | 89.3676 | 90.6902 | 92.0464 | 92.4913 | 92.3052 | 91.7697 | 90.6189 | 88.3326 | 84.7134 | 81.2612 | 79.064 | 77.5285 | 0.10722 | 0.10353 | 0.1076 | 0.10143 | 0.10074 | 0.10017 | 0.11355 | 0.11183 | 0.13001 | 0.1309 | 0.11956 | 0.11383 | 0.11144 | 0.11658 | 0.11142 | 0.10502 | 0.10049 | 0.09482 | 0.089333 | 0.10519 | 0.11077 | 0.11147 | 0.095576 | 0.099705
Portfolio Adjusted1-in-10AllAll2019August Monthly Peak | Portfolio Adjusted | 1-in-10 | All | All | 2019 | August Monthly Peak | 8 | 6.8692 | 6.6086 | 6.4098 | 6.3731 | 6.6936 | 7.613 | 8.6018 | 9.7341 | 11.0819 | 12.1855 | 13.0826 | 13.497 | 13.5928 | 13.7837 | 13.6718 | 13.199 | 12.4441 | 11.39 | 10.3988 | 9.9963 | 9.7319 | 8.9649 | 8.1055 | 7.4878 | -0.030486 | -0.039634 | -0.026916 | -0.03033 | -0.042996 | -0.044113 | -0.06095 | -0.047755 | -0.049558 | -0.058426 | -0.057789 | -0.068584 | -0.049395 | -0.010865 | 0.25599 | 0.2723 | 0.25874 | 0.23999 | 0.061824 | 0.018124 | 0.0028116 | 0.017186 | 0.01463 | 0.013722 | 76.0761 | 75.0691 | 74.0542 | 73.203 | 72.3127 | 71.7546 | 71.4236 | 71.6508 | 74.3002 | 79.4296 | 84.1639 | 88.5504 | 91.6153 | 93.5961 | 94.8023 | 95.7955 | 96.1182 | 95.558 | 94.6602 | 91.9859 | 87.8737 | 84.7516 | 82.6804 | 80.7452 | 0.11029 | 0.10651 | 0.11047 | 0.10394 | 0.10346 | 0.10352 | 0.1184 | 0.11747 | 0.13829 | 0.14006 | 0.12826 | 0.12256 | 0.11986 | 0.12529 | 0.11881 | 0.11024 | 0.10432 | 0.098231 | 0.092348 | 0.11024 | 0.11536 | 0.11495 | 0.098523 | 0.10248
Portfolio Adjusted1-in-10AllAll2019September Monthly Peak | Portfolio Adjusted | 1-in-10 | All | All | 2019 | September Monthly Peak | 9 | 6.8455 | 6.5963 | 6.3843 | 6.3737 | 6.7117 | 7.6734 | 8.8579 | 9.9145 | 11.3665 | 12.4971 | 13.3837 | 13.7795 | 13.8793 | 14.0877 | 13.9567 | 13.4108 | 12.5985 | 11.4837 | 10.5327 | 10.3366 | 9.7373 | 8.9479 | 8.0886 | 7.4663 | -0.030564 | -0.040827 | -0.027495 | -0.02925 | -0.042131 | -0.044549 | -0.065421 | -0.048851 | -0.050806 | -0.061561 | -0.064291 | -0.077187 | -0.056515 | -0.018346 | 0.25475 | 0.27319 | 0.25779 | 0.2386 | 0.063872 | 0.016927 | -0.00021055 | 0.015948 | 0.013633 | 0.013208 | 77.0201 | 75.9323 | 74.8251 | 74.0422 | 73.2032 | 72.557 | 71.9736 | 71.7408 | 73.8515 | 78.4689 | 83.3648 | 87.8145 | 91.0559 | 93.1866 | 93.9021 | 94.2108 | 93.9964 | 92.9749 | 91.2861 | 88.0732 | 84.105 | 81.0795 | 78.704 | 76.9802 | 0.11185 | 0.10815 | 0.11207 | 0.10632 | 0.10611 | 0.10628 | 0.12296 | 0.12233 | 0.14636 | 0.14876 | 0.13594 | 0.12949 | 0.12621 | 0.13148 | 0.12364 | 0.11328 | 0.10617 | 0.10004 | 0.094449 | 0.11553 | 0.11932 | 0.11862 | 0.10126 | 0.10492
Portfolio Adjusted1-in-10AllAll2019October Monthly Peak | Portfolio Adjusted | 1-in-10 | All | All | 2019 | October Monthly Peak | 10 | 6.0106 | 5.8157 | 5.6315 | 5.6134 | 5.8998 | 6.7339 | 7.8774 | 8.6273 | 9.61 | 10.4855 | 11.2444 | 11.6968 | 11.9304 | 12.1706 | 12.0902 | 11.6249 | 10.9235 | 10.1266 | 9.5429 | 9.1204 | 8.5398 | 7.8786 | 7.1299 | 6.6023 | -0.017092 | -0.024081 | -0.015906 | -0.026717 | -0.036821 | -0.034305 | -0.039896 | -0.040264 | -0.041377 | -0.05072 | -0.037763 | -0.041931 | -0.024647 | 0.013896 | 0.24455 | 0.24957 | 0.24431 | 0.22456 | 0.055176 | 0.024024 | 0.012669 | 0.021884 | 0.018185 | 0.015295 | 71.6238 | 70.2309 | 69.2393 | 68.06 | 67.0574 | 66.2384 | 65.8222 | 65.4045 | 66.3405 | 70.8061 | 76.5892 | 82.1712 | 86.5856 | 89.3675 | 90.3844 | 90.9537 | 90.8458 | 89.777 | 87.1485 | 82.8276 | 78.7557 | 75.8941 | 73.742 | 72.0907 | 0.093555 | 0.091074 | 0.094088 | 0.088838 | 0.088712 | 0.089487 | 0.10582 | 0.10423 | 0.12106 | 0.12224 | 0.11245 | 0.10885 | 0.10859 | 0.11424 | 0.10923 | 0.10222 | 0.097696 | 0.092876 | 0.086594 | 0.099607 | 0.1016 | 0.10096 | 0.085872 | 0.089316
Portfolio Adjusted1-in-10AllAll2019November Monthly Peak | Portfolio Adjusted | 1-in-10 | All | All | 2019 | November Monthly Peak | 11 | 5.9428 | 5.7689 | 5.6078 | 5.5912 | 5.8885 | 6.7141 | 7.5818 | 8.3869 | 9.3528 | 10.0925 | 10.7114 | 11.0506 | 11.1774 | 11.3376 | 11.1957 | 10.672 | 10.1132 | 9.8499 | 9.1606 | 8.6346 | 8.147 | 7.5642 | 6.8735 | 6.3934 | -0.0078377 | -0.014396 | -0.0088424 | -0.026682 | -0.036251 | -0.030281 | -0.02687 | -0.037581 | -0.039069 | -0.050248 | -0.027359 | -0.02666 | -0.008144 | 0.033317 | 0.24394 | 0.24086 | 0.24449 | 0.22832 | 0.053192 | 0.030033 | 0.02078 | 0.027626 | 0.023082 | 0.018238 | 66.4898 | 64.9757 | 64.084 | 62.7131 | 61.842 | 60.9571 | 60.4613 | 60.4349 | 62.9979 | 68.1142 | 74.3054 | 79.3298 | 82.3431 | 83.9991 | 84.9348 | 84.8309 | 83.464 | 80.8919 | 77.6275 | 74.2273 | 71.7844 | 69.8074 | 68.0076 | 66.7826 | 0.096828 | 0.094168 | 0.097559 | 0.091783 | 0.09161 | 0.091844 | 0.10652 | 0.10522 | 0.12298 | 0.12367 | 0.11368 | 0.1099 | 0.1093 | 0.11481 | 0.10972 | 0.10241 | 0.098096 | 0.093396 | 0.086994 | 0.10035 | 0.10274 | 0.10256 | 0.087018 | 0.090418
Portfolio Adjusted1-in-10AllAll2019December Monthly Peak | Portfolio Adjusted | 1-in-10 | All | All | 2019 | December Monthly Peak | 12 | 5.906 | 5.7448 | 5.6208 | 5.6406 | 5.965 | 6.7945 | 7.9041 | 8.4756 | 9.1149 | 9.4105 | 9.5201 | 9.3859 | 9.1429 | 9.0053 | 8.7282 | 8.3501 | 8.2267 | 8.4082 | 8.047 | 7.8028 | 7.4896 | 7.1018 | 6.6096 | 6.2472 | 0.00071999 | -0.0036484 | -0.0013828 | -0.02921 | -0.037757 | -0.026633 | -0.0093605 | -0.035533 | -0.035845 | -0.045478 | -0.009137 | -0.001288 | 0.014813 | 0.054447 | 0.21583 | 0.20476 | 0.22294 | 0.21135 | 0.047248 | 0.03689 | 0.031875 | 0.033079 | 0.02769 | 0.020223 | 43.2441 | 42.581 | 42.3368 | 42.2524 | 42.173 | 41.9771 | 42.3069 | 42.3577 | 43.053 | 44.8381 | 46.6745 | 48.4293 | 49.6214 | 50.0257 | 50.0745 | 49.9813 | 49.553 | 48.3696 | 47.1434 | 45.9544 | 44.8761 | 44.2505 | 43.9013 | 43.1666 | 0.099925 | 0.096959 | 0.10091 | 0.095589 | 0.095685 | 0.095972 | 0.11182 | 0.10809 | 0.12286 | 0.11994 | 0.10742 | 0.10191 | 0.10057 | 0.10529 | 0.1017 | 0.097433 | 0.095382 | 0.091279 | 0.085514 | 0.09825 | 0.1011 | 0.10117 | 0.087419 | 0.091691
Portfolio Adjusted1-in-10AllAll2019Typical Event Day | Portfolio Adjusted | 1-in-10 | All | All | 2019 | Typical Event Day | 8 | 6.7918 | 6.537 | 6.3428 | 6.3077 | 6.6257 | 7.5284 | 8.4929 | 9.5715 | 10.8529 | 11.9065 | 12.7667 | 13.1678 | 13.2596 | 13.4532 | 13.3485 | 12.8948 | 12.1644 | 11.1388 | 10.1868 | 9.8028 | 9.5673 | 8.8313 | 7.992 | 7.3908 | -0.025449 | -0.034164 | -0.023019 | -0.029677 | -0.041909 | -0.041374 | -0.054068 | -0.045646 | -0.047643 | -0.05689 | -0.051547 | -0.059872 | -0.040766 | -0.0013716 | 0.25741 | 0.27032 | 0.25977 | 0.2386 | 0.059622 | 0.020526 | 0.0067525 | 0.019725 | 0.016919 | 0.015172 | 75.4056 | 74.2342 | 73.1728 | 72.229 | 71.3332 | 70.4953 | 69.9356 | 70.2838 | 73.1458 | 78.012 | 82.8623 | 87.0448 | 89.8506 | 91.6255 | 92.7615 | 93.367 | 93.4627 | 92.7359 | 91.5285 | 88.8313 | 85.0281 | 81.703 | 79.4316 | 77.6825 | 0.10766 | 0.10404 | 0.10801 | 0.10172 | 0.10125 | 0.10115 | 0.11567 | 0.11436 | 0.13427 | 0.13579 | 0.12435 | 0.11889 | 0.11633 | 0.12177 | 0.11575 | 0.10775 | 0.10221 | 0.096196 | 0.09032 | 0.10739 | 0.11251 | 0.11226 | 0.096287 | 0.10023
Portfolio Adjusted1-in-10AllAll2020January Monthly Peak | Portfolio Adjusted | 1-in-10 | All | All | 2020 | January Monthly Peak | 1 | 6.0457 | 5.8819 | 5.7516 | 5.7825 | 6.1308 | 7.0405 | 8.3435 | 9.0173 | 9.6908 | 9.9538 | 10.0458 | 9.8981 | 9.6627 | 9.5526 | 9.2545 | 8.8259 | 8.5087 | 8.6969 | 8.4063 | 8.161 | 7.8222 | 7.4018 | 6.8634 | 6.4853 | 0.00043966 | -0.0041057 | -0.0016093 | -0.030316 | -0.039171 | -0.027929 | -0.01004 | -0.038508 | -0.038643 | -0.04898 | -0.0097757 | -0.0013458 | 0.01616 | 0.059342 | 0.23072 | 0.21803 | 0.23363 | 0.2206 | 0.050545 | 0.039496 | 0.034049 | 0.035241 | 0.029486 | 0.021442 | 42.8602 | 42.1546 | 41.4749 | 40.9914 | 40.7131 | 40.3889 | 40.0204 | 39.8699 | 40.3501 | 42.6338 | 45.2215 | 47.4106 | 49.2506 | 50.1812 | 50.6188 | 50.4266 | 49.5777 | 48.3766 | 46.3301 | 44.702 | 43.4489 | 42.5207 | 41.8236 | 41.121 | 0.10347 | 0.10017 | 0.10421 | 0.099084 | 0.099195 | 0.10045 | 0.11914 | 0.11617 | 0.13196 | 0.12846 | 0.11499 | 0.109 | 0.10759 | 0.11267 | 0.10815 | 0.10276 | 0.099728 | 0.095468 | 0.089834 | 0.10437 | 0.10739 | 0.10732 | 0.09277 | 0.097034
Portfolio Adjusted1-in-10AllAll2020February Monthly Peak | Portfolio Adjusted | 1-in-10 | All | All | 2020 | February Monthly Peak | 2 | 5.8283 | 5.6726 | 5.5357 | 5.5585 | 5.8798 | 6.7203 | 7.8377 | 8.4313 | 9.0776 | 9.4157 | 9.6379 | 9.6558 | 9.5726 | 9.5822 | 9.3803 | 8.9815 | 8.5858 | 8.5106 | 8.348 | 8.0116 | 7.6606 | 7.2215 | 6.6601 | 6.2714 | 0.00026365 | -0.0040714 | -0.0016322 | -0.029228 | -0.03773 | -0.026754 | -0.0096162 | -0.036259 | -0.036406 | -0.046399 | -0.0095185 | -0.0014394 | 0.015507 | 0.058179 | 0.23164 | 0.21982 | 0.23325 | 0.21571 | 0.048898 | 0.037871 | 0.032802 | 0.034151 | 0.02848 | 0.020773 | 49.9834 | 49.5301 | 48.9454 | 48.3893 | 48.0861 | 47.3014 | 46.4285 | 46.9092 | 47.972 | 50.1784 | 52.4089 | 53.9043 | 55.2832 | 56.4723 | 57.4669 | 57.9022 | 57.3103 | 56.5834 | 54.7479 | 52.8391 | 51.2259 | 49.7949 | 49.0038 | 48.0162 | 0.099836 | 0.096899 | 0.1006 | 0.095241 | 0.09527 | 0.096012 | 0.11316 | 0.10945 | 0.12397 | 0.12134 | 0.10941 | 0.10455 | 0.10349 | 0.10869 | 0.10431 | 0.098801 | 0.095565 | 0.091533 | 0.086072 | 0.099986 | 0.10325 | 0.10377 | 0.089475 | 0.09396
Portfolio Adjusted1-in-10AllAll2020March Monthly Peak | Portfolio Adjusted | 1-in-10 | All | All | 2020 | March Monthly Peak | 3 | 5.9276 | 5.728 | 5.5714 | 5.5371 | 5.8181 | 6.5994 | 7.5899 | 8.2275 | 8.9368 | 9.4372 | 9.8846 | 10.099 | 10.1672 | 10.3441 | 10.2581 | 9.8997 | 9.3698 | 8.7444 | 8.3268 | 8.3301 | 8.0253 | 7.5243 | 6.8631 | 6.3906 | 7.9709e-05 | -0.0042639 | -0.0018122 | -0.029495 | -0.037862 | -0.026393 | -0.0095252 | -0.03556 | -0.036651 | -0.046948 | -0.010089 | -0.0017025 | 0.016055 | 0.062232 | 0.25231 | 0.24132 | 0.25288 | 0.22141 | 0.049264 | 0.03883 | 0.034212 | 0.035594 | 0.029365 | 0.021219 | 58.0497 | 56.5524 | 55.5361 | 54.8943 | 54.0217 | 53.3333 | 52.7271 | 52.5965 | 53.8861 | 58.0745 | 63.1242 | 67.7338 | 71.2285 | 73.0668 | 74.2178 | 74.8197 | 74.6991 | 73.6411 | 72.0659 | 69.5229 | 66.2134 | 63.3323 | 61.0884 | 59.234 | 0.10213 | 0.09879 | 0.10268 | 0.095693 | 0.0951 | 0.094578 | 0.10954 | 0.10693 | 0.12275 | 0.12153 | 0.11133 | 0.10756 | 0.10685 | 0.11276 | 0.10818 | 0.10178 | 0.097576 | 0.091978 | 0.086262 | 0.10216 | 0.10702 | 0.10778 | 0.092143 | 0.09599
Portfolio Adjusted1-in-10AllAll2020April Monthly Peak | Portfolio Adjusted | 1-in-10 | All | All | 2020 | April Monthly Peak | 4 | 6.0314 | 5.8156 | 5.6401 | 5.5928 | 5.8634 | 6.6504 | 7.5399 | 8.3735 | 9.3791 | 10.1661 | 10.8533 | 11.2472 | 11.446 | 11.7068 | 11.6572 | 11.2504 | 10.6008 | 9.734 | 8.9733 | 8.842 | 8.538 | 7.9013 | 7.1353 | 6.5881 | -0.011325 | -0.018124 | -0.011543 | -0.026617 | -0.036128 | -0.031122 | -0.03105 | -0.037956 | -0.03945 | -0.049844 | -0.031132 | -0.032151 | -0.014115 | 0.026915 | 0.24799 | 0.24987 | 0.24928 | 0.22242 | 0.052804 | 0.027872 | 0.018093 | 0.025953 | 0.021663 | 0.017335 | 68.4125 | 66.9409 | 65.2929 | 63.9452 | 62.8093 | 61.8326 | 61.2512 | 61.2629 | 64.5242 | 70.5641 | 76.6506 | 81.9356 | 85.2088 | 87.1089 | 87.9535 | 88.4937 | 88.3891 | 87.7542 | 85.8959 | 82.5463 | 78.1337 | 74.2504 | 71.5779 | 69.8892 | 0.096065 | 0.092998 | 0.09647 | 0.089998 | 0.089412 | 0.089226 | 0.10401 | 0.10303 | 0.12014 | 0.12092 | 0.11175 | 0.10846 | 0.10822 | 0.11425 | 0.10956 | 0.10273 | 0.098114 | 0.092067 | 0.085802 | 0.10033 | 0.10398 | 0.10368 | 0.088025 | 0.090994
Portfolio Adjusted1-in-10AllAll2020May Monthly Peak | Portfolio Adjusted | 1-in-10 | All | All | 2020 | May Monthly Peak | 5 | 6.2771 | 6.0586 | 5.858 | 5.8185 | 6.1119 | 6.8983 | 7.704 | 8.8653 | 10.1266 | 11.0995 | 11.8903 | 12.3024 | 12.4558 | 12.671 | 12.583 | 12.0962 | 11.3917 | 10.4388 | 9.5557 | 9.164 | 8.9786 | 8.2922 | 7.4912 | 6.9113 | -0.018056 | -0.026081 | -0.017152 | -0.027097 | -0.037783 | -0.035414 | -0.042596 | -0.041636 | -0.043998 | -0.05463 | -0.043679 | -0.049318 | -0.030405 | 0.00982 | 0.2514 | 0.25902 | 0.2527 | 0.22905 | 0.056372 | 0.023241 | 0.011013 | 0.022062 | 0.018703 | 0.01595 | 73.3049 | 71.457 | 70.0259 | 69.0285 | 67.9694 | 66.9595 | 66.384 | 66.6852 | 70.2942 | 75.8014 | 80.8834 | 84.447 | 87.3602 | 89.2913 | 90.4474 | 90.7885 | 90.433 | 89.3679 | 88.0348 | 85.4915 | 81.4865 | 77.5705 | 75.0344 | 72.638 | 0.099406 | 0.096498 | 0.099841 | 0.093759 | 0.093355 | 0.093042 | 0.10732 | 0.10833 | 0.12862 | 0.13045 | 0.12039 | 0.11606 | 0.11486 | 0.12048 | 0.11462 | 0.10624 | 0.10077 | 0.094575 | 0.088158 | 0.10338 | 0.10739 | 0.10729 | 0.091539 | 0.094805
Portfolio Adjusted1-in-10AllAll2020June Monthly Peak | Portfolio Adjusted | 1-in-10 | All | All | 2020 | June Monthly Peak | 6 | 6.5329 | 6.299 | 6.0995 | 6.0561 | 6.3451 | 7.0851 | 7.8971 | 9.0253 | 10.197 | 11.1442 | 11.9301 | 12.2923 | 12.384 | 12.5878 | 12.5297 | 12.1523 | 11.508 | 10.5837 | 9.7356 | 9.2416 | 9.1057 | 8.5099 | 7.7051 | 7.1299 | -0.016778 | -0.023861 | -0.015753 | -0.029411 | -0.040353 | -0.035888 | -0.038412 | -0.041796 | -0.044508 | -0.053754 | -0.037298 | -0.039926 | -0.021729 | 0.019497 | 0.25836 | 0.26439 | 0.26132 | 0.23675 | 0.055722 | 0.026012 | 0.015973 | 0.025282 | 0.021472 | 0.017802 | 72.0958 | 70.7533 | 69.779 | 68.7189 | 67.6764 | 66.3755 | 65.7026 | 66.7084 | 70.4472 | 75.3718 | 80.4017 | 84.5645 | 87.3638 | 89.0289 | 90.2951 | 90.9705 | 91.4308 | 90.6409 | 89.5485 | 86.9337 | 83.4203 | 79.7196 | 77.278 | 75.4762 | 0.10258 | 0.09952 | 0.10313 | 0.096672 | 0.09586 | 0.094932 | 0.10845 | 0.10798 | 0.12661 | 0.12798 | 0.11782 | 0.11241 | 0.11008 | 0.11548 | 0.1106 | 0.10404 | 0.09944 | 0.09347 | 0.087637 | 0.10184 | 0.10702 | 0.10774 | 0.092366 | 0.096247
Portfolio Adjusted1-in-10AllAll2020July Monthly Peak | Portfolio Adjusted | 1-in-10 | All | All | 2020 | July Monthly Peak | 7 | 6.8349 | 6.5693 | 6.3715 | 6.3395 | 6.6486 | 7.4891 | 8.3628 | 9.5059 | 10.7136 | 11.7053 | 12.4873 | 12.8287 | 12.8964 | 13.065 | 12.9774 | 12.6258 | 12.009 | 11.0667 | 10.1824 | 9.6587 | 9.5052 | 8.8695 | 8.0268 | 7.4207 | -0.024278 | -0.032708 | -0.022041 | -0.029429 | -0.041597 | -0.040473 | -0.051715 | -0.044283 | -0.046462 | -0.054814 | -0.048462 | -0.055714 | -0.037632 | 0.00065185 | 0.25154 | 0.26499 | 0.25692 | 0.23753 | 0.058397 | 0.020488 | 0.0076486 | 0.020466 | 0.017675 | 0.015916 | 76.4303 | 75.1822 | 74.0328 | 72.9519 | 72.1403 | 71.2941 | 70.6424 | 71.035 | 73.9843 | 78.7778 | 83.5191 | 87.2498 | 89.3676 | 90.6902 | 92.0464 | 92.4913 | 92.3052 | 91.7697 | 90.6189 | 88.3326 | 84.7134 | 81.2612 | 79.064 | 77.5286 | 0.10722 | 0.10353 | 0.1076 | 0.10143 | 0.10074 | 0.10017 | 0.11355 | 0.11183 | 0.13001 | 0.1309 | 0.11956 | 0.11383 | 0.11144 | 0.11658 | 0.11142 | 0.10502 | 0.10049 | 0.09482 | 0.089333 | 0.10519 | 0.11077 | 0.11147 | 0.095576 | 0.099705
Portfolio Adjusted1-in-10AllAll2020August Monthly Peak | Portfolio Adjusted | 1-in-10 | All | All | 2020 | August Monthly Peak | 8 | 6.8692 | 6.6086 | 6.4098 | 6.3731 | 6.6936 | 7.613 | 8.6018 | 9.7341 | 11.0819 | 12.1855 | 13.0826 | 13.497 | 13.5928 | 13.7837 | 13.6718 | 13.199 | 12.4441 | 11.39 | 10.3988 | 9.9963 | 9.7319 | 8.9649 | 8.1055 | 7.4878 | -0.030486 | -0.039634 | -0.026916 | -0.03033 | -0.042996 | -0.044113 | -0.06095 | -0.047755 | -0.049558 | -0.058426 | -0.057789 | -0.068584 | -0.049395 | -0.010865 | 0.25599 | 0.2723 | 0.25874 | 0.23999 | 0.061824 | 0.018124 | 0.0028116 | 0.017186 | 0.01463 | 0.013722 | 76.0761 | 75.0691 | 74.0542 | 73.203 | 72.3127 | 71.7546 | 71.4236 | 71.6508 | 74.3002 | 79.4296 | 84.1639 | 88.5504 | 91.6153 | 93.5961 | 94.8023 | 95.7955 | 96.1182 | 95.558 | 94.6602 | 91.9859 | 87.8737 | 84.7516 | 82.6804 | 80.7452 | 0.11029 | 0.10651 | 0.11047 | 0.10394 | 0.10346 | 0.10352 | 0.1184 | 0.11747 | 0.13829 | 0.14006 | 0.12826 | 0.12256 | 0.11986 | 0.12529 | 0.11881 | 0.11024 | 0.10432 | 0.098231 | 0.092348 | 0.11024 | 0.11536 | 0.11495 | 0.098523 | 0.10248
Portfolio Adjusted1-in-10AllAll2020September Monthly Peak | Portfolio Adjusted | 1-in-10 | All | All | 2020 | September Monthly Peak | 9 | 6.8455 | 6.5963 | 6.3843 | 6.3737 | 6.7117 | 7.6734 | 8.8579 | 9.9145 | 11.3665 | 12.4971 | 13.3837 | 13.7795 | 13.8793 | 14.0877 | 13.9567 | 13.4108 | 12.5985 | 11.4837 | 10.5327 | 10.3366 | 9.7373 | 8.9479 | 8.0886 | 7.4663 | -0.030564 | -0.040827 | -0.027495 | -0.02925 | -0.042131 | -0.044549 | -0.065421 | -0.048851 | -0.050806 | -0.061561 | -0.064291 | -0.077187 | -0.056515 | -0.018346 | 0.25475 | 0.27319 | 0.25779 | 0.2386 | 0.063872 | 0.016927 | -0.00021055 | 0.015948 | 0.013633 | 0.013208 | 77.0201 | 75.9323 | 74.8251 | 74.0422 | 73.2032 | 72.557 | 71.9736 | 71.7408 | 73.8515 | 78.4689 | 83.3648 | 87.8145 | 91.0559 | 93.1866 | 93.9021 | 94.2108 | 93.9964 | 92.9749 | 91.2861 | 88.0732 | 84.105 | 81.0795 | 78.704 | 76.9802 | 0.11185 | 0.10815 | 0.11207 | 0.10632 | 0.10611 | 0.10628 | 0.12296 | 0.12233 | 0.14636 | 0.14876 | 0.13594 | 0.12949 | 0.12621 | 0.13148 | 0.12364 | 0.11328 | 0.10617 | 0.10004 | 0.094449 | 0.11553 | 0.11932 | 0.11862 | 0.10126 | 0.10492
Portfolio Adjusted1-in-10AllAll2020October Monthly Peak | Portfolio Adjusted | 1-in-10 | All | All | 2020 | October Monthly Peak | 10 | 6.0106 | 5.8157 | 5.6315 | 5.6134 | 5.8998 | 6.7339 | 7.8774 | 8.6273 | 9.61 | 10.4855 | 11.2444 | 11.6968 | 11.9304 | 12.1706 | 12.0902 | 11.6249 | 10.9235 | 10.1266 | 9.5429 | 9.1204 | 8.5398 | 7.8786 | 7.1299 | 6.6023 | -0.017092 | -0.024081 | -0.015906 | -0.026717 | -0.036821 | -0.034305 | -0.039896 | -0.040264 | -0.041377 | -0.05072 | -0.037763 | -0.041931 | -0.024647 | 0.013896 | 0.24455 | 0.24957 | 0.24431 | 0.22456 | 0.055176 | 0.024024 | 0.012669 | 0.021884 | 0.018185 | 0.015295 | 71.6238 | 70.2309 | 69.2393 | 68.06 | 67.0574 | 66.2384 | 65.8222 | 65.4045 | 66.3405 | 70.8061 | 76.5892 | 82.1712 | 86.5856 | 89.3675 | 90.3844 | 90.9537 | 90.8458 | 89.777 | 87.1485 | 82.8276 | 78.7557 | 75.8941 | 73.742 | 72.0907 | 0.093555 | 0.091074 | 0.094088 | 0.088838 | 0.088712 | 0.089487 | 0.10582 | 0.10423 | 0.12106 | 0.12224 | 0.11245 | 0.10885 | 0.10859 | 0.11424 | 0.10923 | 0.10222 | 0.097696 | 0.092876 | 0.086594 | 0.099607 | 0.1016 | 0.10096 | 0.085872 | 0.089316
Portfolio Adjusted1-in-10AllAll2020November Monthly Peak | Portfolio Adjusted | 1-in-10 | All | All | 2020 | November Monthly Peak | 11 | 5.9428 | 5.7689 | 5.6078 | 5.5912 | 5.8885 | 6.7141 | 7.5818 | 8.3869 | 9.3528 | 10.0925 | 10.7114 | 11.0506 | 11.1774 | 11.3376 | 11.1957 | 10.672 | 10.1132 | 9.8499 | 9.1606 | 8.6346 | 8.147 | 7.5642 | 6.8735 | 6.3934 | -0.0078377 | -0.014396 | -0.0088424 | -0.026682 | -0.036251 | -0.030281 | -0.02687 | -0.037581 | -0.039069 | -0.050248 | -0.027359 | -0.02666 | -0.008144 | 0.033317 | 0.24394 | 0.24086 | 0.24449 | 0.22832 | 0.053192 | 0.030033 | 0.02078 | 0.027626 | 0.023082 | 0.018238 | 66.4898 | 64.9757 | 64.084 | 62.7131 | 61.842 | 60.9571 | 60.4613 | 60.4349 | 62.9979 | 68.1142 | 74.3054 | 79.3298 | 82.3431 | 83.9991 | 84.9348 | 84.8309 | 83.464 | 80.8919 | 77.6275 | 74.2273 | 71.7844 | 69.8074 | 68.0076 | 66.7826 | 0.096828 | 0.094168 | 0.097559 | 0.091783 | 0.09161 | 0.091844 | 0.10652 | 0.10522 | 0.12298 | 0.12367 | 0.11368 | 0.1099 | 0.1093 | 0.11481 | 0.10972 | 0.10241 | 0.098096 | 0.093396 | 0.086994 | 0.10035 | 0.10274 | 0.10256 | 0.087018 | 0.090418
Portfolio Adjusted1-in-10AllAll2020December Monthly Peak | Portfolio Adjusted | 1-in-10 | All | All | 2020 | December Monthly Peak | 12 | 5.906 | 5.7448 | 5.6208 | 5.6406 | 5.965 | 6.7945 | 7.9041 | 8.4756 | 9.1149 | 9.4105 | 9.5201 | 9.3859 | 9.1429 | 9.0053 | 8.7282 | 8.3501 | 8.2267 | 8.4082 | 8.047 | 7.8028 | 7.4896 | 7.1018 | 6.6096 | 6.2472 | 0.00071999 | -0.0036484 | -0.0013828 | -0.02921 | -0.037757 | -0.026633 | -0.0093605 | -0.035533 | -0.035845 | -0.045478 | -0.009137 | -0.001288 | 0.014813 | 0.054447 | 0.21583 | 0.20476 | 0.22294 | 0.21135 | 0.047248 | 0.03689 | 0.031875 | 0.033079 | 0.02769 | 0.020223 | 43.2441 | 42.581 | 42.3368 | 42.2523 | 42.173 | 41.9771 | 42.3069 | 42.3577 | 43.053 | 44.8381 | 46.6745 | 48.4293 | 49.6214 | 50.0257 | 50.0745 | 49.9813 | 49.553 | 48.3696 | 47.1434 | 45.9544 | 44.8761 | 44.2505 | 43.9013 | 43.1666 | 0.099925 | 0.096959 | 0.10091 | 0.095589 | 0.095685 | 0.095972 | 0.11182 | 0.10809 | 0.12286 | 0.11994 | 0.10742 | 0.10191 | 0.10057 | 0.10529 | 0.1017 | 0.097433 | 0.095382 | 0.091279 | 0.085514 | 0.09825 | 0.1011 | 0.10117 | 0.087419 | 0.091691
Portfolio Adjusted1-in-10AllAll2020Typical Event Day | Portfolio Adjusted | 1-in-10 | All | All | 2020 | Typical Event Day | 8 | 6.7918 | 6.537 | 6.3428 | 6.3077 | 6.6257 | 7.5284 | 8.4929 | 9.5715 | 10.8529 | 11.9065 | 12.7667 | 13.1678 | 13.2596 | 13.4532 | 13.3485 | 12.8948 | 12.1644 | 11.1388 | 10.1868 | 9.8028 | 9.5673 | 8.8313 | 7.992 | 7.3908 | -0.025449 | -0.034164 | -0.023019 | -0.029677 | -0.041909 | -0.041374 | -0.054068 | -0.045646 | -0.047643 | -0.05689 | -0.051547 | -0.059872 | -0.040766 | -0.0013716 | 0.25741 | 0.27032 | 0.25977 | 0.2386 | 0.059622 | 0.020526 | 0.0067525 | 0.019725 | 0.016919 | 0.015172 | 75.4056 | 74.2342 | 73.1728 | 72.229 | 71.3332 | 70.4953 | 69.9355 | 70.2838 | 73.1458 | 78.012 | 82.8624 | 87.0448 | 89.8506 | 91.6255 | 92.7615 | 93.367 | 93.4627 | 92.7359 | 91.5285 | 88.8313 | 85.0281 | 81.703 | 79.4316 | 77.6825 | 0.10766 | 0.10404 | 0.10801 | 0.10172 | 0.10125 | 0.10115 | 0.11567 | 0.11436 | 0.13427 | 0.13579 | 0.12435 | 0.11889 | 0.11633 | 0.12177 | 0.11575 | 0.10775 | 0.10221 | 0.096196 | 0.09032 | 0.10739 | 0.11251 | 0.11226 | 0.096287 | 0.10023
Portfolio Adjusted1-in-10AllAll2021January Monthly Peak | Portfolio Adjusted | 1-in-10 | All | All | 2021 | January Monthly Peak | 1 | 6.0457 | 5.8819 | 5.7516 | 5.7825 | 6.1308 | 7.0405 | 8.3435 | 9.0173 | 9.6908 | 9.9538 | 10.0458 | 9.8981 | 9.6627 | 9.5526 | 9.2545 | 8.8259 | 8.5087 | 8.6969 | 8.4063 | 8.161 | 7.8222 | 7.4018 | 6.8634 | 6.4853 | 0.00043966 | -0.0041057 | -0.0016093 | -0.030316 | -0.039171 | -0.027929 | -0.01004 | -0.038508 | -0.038643 | -0.04898 | -0.0097757 | -0.0013458 | 0.01616 | 0.059342 | 0.23072 | 0.21803 | 0.23363 | 0.2206 | 0.050545 | 0.039496 | 0.034049 | 0.035241 | 0.029486 | 0.021442 | 42.8602 | 42.1546 | 41.4749 | 40.9914 | 40.7131 | 40.3889 | 40.0204 | 39.8699 | 40.3501 | 42.6338 | 45.2215 | 47.4106 | 49.2506 | 50.1812 | 50.6188 | 50.4266 | 49.5777 | 48.3766 | 46.3301 | 44.702 | 43.4489 | 42.5207 | 41.8236 | 41.121 | 0.10347 | 0.10017 | 0.10421 | 0.099084 | 0.099195 | 0.10045 | 0.11914 | 0.11617 | 0.13196 | 0.12846 | 0.11499 | 0.109 | 0.10759 | 0.11267 | 0.10815 | 0.10276 | 0.099728 | 0.095468 | 0.089834 | 0.10437 | 0.10739 | 0.10732 | 0.09277 | 0.097034
Portfolio Adjusted1-in-10AllAll2021February Monthly Peak | Portfolio Adjusted | 1-in-10 | All | All | 2021 | February Monthly Peak | 2 | 5.8283 | 5.6726 | 5.5357 | 5.5585 | 5.8798 | 6.7203 | 7.8377 | 8.4313 | 9.0776 | 9.4157 | 9.6379 | 9.6558 | 9.5726 | 9.5822 | 9.3803 | 8.9815 | 8.5858 | 8.5106 | 8.348 | 8.0116 | 7.6606 | 7.2215 | 6.6601 | 6.2714 | 0.00026365 | -0.0040714 | -0.0016322 | -0.029228 | -0.03773 | -0.026754 | -0.0096162 | -0.036259 | -0.036406 | -0.046399 | -0.0095185 | -0.0014394 | 0.015507 | 0.058179 | 0.23164 | 0.21982 | 0.23325 | 0.21571 | 0.048898 | 0.037871 | 0.032802 | 0.034151 | 0.02848 | 0.020773 | 49.9834 | 49.5301 | 48.9454 | 48.3893 | 48.0861 | 47.3014 | 46.4285 | 46.9092 | 47.972 | 50.1784 | 52.4089 | 53.9043 | 55.2832 | 56.4723 | 57.4669 | 57.9022 | 57.3103 | 56.5834 | 54.7479 | 52.8391 | 51.2259 | 49.7949 | 49.0038 | 48.0162 | 0.099836 | 0.096899 | 0.1006 | 0.095241 | 0.09527 | 0.096012 | 0.11316 | 0.10945 | 0.12397 | 0.12134 | 0.10941 | 0.10455 | 0.10349 | 0.10869 | 0.10431 | 0.098801 | 0.095565 | 0.091533 | 0.086072 | 0.099986 | 0.10325 | 0.10377 | 0.089475 | 0.09396
Portfolio Adjusted1-in-10AllAll2021March Monthly Peak | Portfolio Adjusted | 1-in-10 | All | All | 2021 | March Monthly Peak | 3 | 5.9276 | 5.728 | 5.5714 | 5.5371 | 5.8181 | 6.5994 | 7.5899 | 8.2275 | 8.9368 | 9.4372 | 9.8846 | 10.099 | 10.1672 | 10.3441 | 10.2581 | 9.8997 | 9.3698 | 8.7444 | 8.3268 | 8.3301 | 8.0253 | 7.5243 | 6.8631 | 6.3906 | 7.9711e-05 | -0.0042639 | -0.0018122 | -0.029495 | -0.037862 | -0.026393 | -0.0095252 | -0.03556 | -0.036651 | -0.046948 | -0.010089 | -0.0017025 | 0.016055 | 0.062232 | 0.25231 | 0.24132 | 0.25288 | 0.22141 | 0.049264 | 0.03883 | 0.034212 | 0.035594 | 0.029365 | 0.021219 | 58.0497 | 56.5524 | 55.5361 | 54.8943 | 54.0217 | 53.3333 | 52.7271 | 52.5965 | 53.8861 | 58.0745 | 63.1242 | 67.7338 | 71.2285 | 73.0668 | 74.2178 | 74.8197 | 74.6991 | 73.6411 | 72.0659 | 69.5229 | 66.2134 | 63.3323 | 61.0884 | 59.234 | 0.10213 | 0.09879 | 0.10268 | 0.095693 | 0.0951 | 0.094578 | 0.10954 | 0.10693 | 0.12275 | 0.12153 | 0.11133 | 0.10756 | 0.10685 | 0.11276 | 0.10818 | 0.10178 | 0.097576 | 0.091978 | 0.086262 | 0.10216 | 0.10702 | 0.10778 | 0.092143 | 0.09599
Portfolio Adjusted1-in-10AllAll2021April Monthly Peak | Portfolio Adjusted | 1-in-10 | All | All | 2021 | April Monthly Peak | 4 | 6.0314 | 5.8156 | 5.6401 | 5.5928 | 5.8634 | 6.6504 | 7.5399 | 8.3735 | 9.3791 | 10.1661 | 10.8533 | 11.2472 | 11.446 | 11.7068 | 11.6572 | 11.2504 | 10.6008 | 9.734 | 8.9733 | 8.842 | 8.538 | 7.9013 | 7.1353 | 6.5881 | -0.011325 | -0.018124 | -0.011543 | -0.026617 | -0.036128 | -0.031122 | -0.03105 | -0.037956 | -0.03945 | -0.049844 | -0.031132 | -0.032151 | -0.014115 | 0.026915 | 0.24799 | 0.24987 | 0.24928 | 0.22242 | 0.052804 | 0.027872 | 0.018093 | 0.025953 | 0.021663 | 0.017335 | 68.4125 | 66.9409 | 65.2929 | 63.9452 | 62.8093 | 61.8326 | 61.2512 | 61.2629 | 64.5242 | 70.5641 | 76.6506 | 81.9356 | 85.2088 | 87.1089 | 87.9535 | 88.4937 | 88.3891 | 87.7542 | 85.8959 | 82.5463 | 78.1337 | 74.2504 | 71.5779 | 69.8892 | 0.096065 | 0.092998 | 0.09647 | 0.089998 | 0.089412 | 0.089226 | 0.10401 | 0.10303 | 0.12014 | 0.12092 | 0.11175 | 0.10846 | 0.10822 | 0.11425 | 0.10956 | 0.10273 | 0.098114 | 0.092067 | 0.085802 | 0.10033 | 0.10398 | 0.10368 | 0.088025 | 0.090994
Portfolio Adjusted1-in-10AllAll2021May Monthly Peak | Portfolio Adjusted | 1-in-10 | All | All | 2021 | May Monthly Peak | 5 | 6.2771 | 6.0586 | 5.858 | 5.8185 | 6.1119 | 6.8983 | 7.704 | 8.8653 | 10.1266 | 11.0995 | 11.8903 | 12.3024 | 12.4558 | 12.671 | 12.583 | 12.0962 | 11.3917 | 10.4388 | 9.5557 | 9.164 | 8.9786 | 8.2922 | 7.4912 | 6.9113 | -0.018056 | -0.026081 | -0.017152 | -0.027097 | -0.037783 | -0.035414 | -0.042596 | -0.041636 | -0.043998 | -0.05463 | -0.043679 | -0.049318 | -0.030405 | 0.00982 | 0.2514 | 0.25902 | 0.2527 | 0.22905 | 0.056372 | 0.023241 | 0.011013 | 0.022062 | 0.018703 | 0.01595 | 73.3049 | 71.457 | 70.0259 | 69.0285 | 67.9694 | 66.9595 | 66.384 | 66.6852 | 70.2942 | 75.8014 | 80.8834 | 84.447 | 87.3602 | 89.2913 | 90.4474 | 90.7885 | 90.433 | 89.3679 | 88.0348 | 85.4915 | 81.4865 | 77.5705 | 75.0344 | 72.638 | 0.099406 | 0.096498 | 0.099841 | 0.093759 | 0.093355 | 0.093042 | 0.10732 | 0.10833 | 0.12862 | 0.13045 | 0.12039 | 0.11606 | 0.11486 | 0.12048 | 0.11462 | 0.10624 | 0.10077 | 0.094575 | 0.088158 | 0.10338 | 0.10739 | 0.10729 | 0.091539 | 0.094805
Portfolio Adjusted1-in-10AllAll2021June Monthly Peak | Portfolio Adjusted | 1-in-10 | All | All | 2021 | June Monthly Peak | 6 | 6.5329 | 6.299 | 6.0995 | 6.0561 | 6.3451 | 7.0851 | 7.8971 | 9.0253 | 10.197 | 11.1442 | 11.9301 | 12.2923 | 12.384 | 12.5878 | 12.5297 | 12.1523 | 11.508 | 10.5837 | 9.7356 | 9.2416 | 9.1057 | 8.5099 | 7.7051 | 7.1299 | -0.016778 | -0.023861 | -0.015753 | -0.029411 | -0.040353 | -0.035888 | -0.038412 | -0.041796 | -0.044508 | -0.053754 | -0.037298 | -0.039926 | -0.021729 | 0.019497 | 0.25836 | 0.26439 | 0.26132 | 0.23675 | 0.055722 | 0.026012 | 0.015973 | 0.025282 | 0.021472 | 0.017802 | 72.0958 | 70.7533 | 69.779 | 68.7189 | 67.6764 | 66.3755 | 65.7026 | 66.7084 | 70.4472 | 75.3718 | 80.4017 | 84.5645 | 87.3638 | 89.0289 | 90.2951 | 90.9705 | 91.4308 | 90.6409 | 89.5485 | 86.9337 | 83.4203 | 79.7196 | 77.278 | 75.4762 | 0.10258 | 0.09952 | 0.10313 | 0.096672 | 0.09586 | 0.094932 | 0.10845 | 0.10798 | 0.12661 | 0.12798 | 0.11782 | 0.11241 | 0.11008 | 0.11548 | 0.1106 | 0.10404 | 0.09944 | 0.09347 | 0.087637 | 0.10184 | 0.10702 | 0.10774 | 0.092366 | 0.096247
Portfolio Adjusted1-in-10AllAll2021July Monthly Peak | Portfolio Adjusted | 1-in-10 | All | All | 2021 | July Monthly Peak | 7 | 6.8349 | 6.5693 | 6.3715 | 6.3395 | 6.6486 | 7.4891 | 8.3628 | 9.5059 | 10.7136 | 11.7053 | 12.4873 | 12.8287 | 12.8964 | 13.065 | 12.9774 | 12.6258 | 12.009 | 11.0667 | 10.1824 | 9.6587 | 9.5052 | 8.8695 | 8.0268 | 7.4207 | -0.024278 | -0.032708 | -0.022041 | -0.029429 | -0.041597 | -0.040473 | -0.051715 | -0.044283 | -0.046462 | -0.054814 | -0.048462 | -0.055714 | -0.037632 | 0.00065185 | 0.25154 | 0.26499 | 0.25692 | 0.23753 | 0.058397 | 0.020488 | 0.0076486 | 0.020466 | 0.017675 | 0.015916 | 76.4303 | 75.1822 | 74.0328 | 72.9519 | 72.1403 | 71.2941 | 70.6424 | 71.035 | 73.9843 | 78.7778 | 83.5191 | 87.2498 | 89.3676 | 90.6902 | 92.0464 | 92.4913 | 92.3052 | 91.7697 | 90.6189 | 88.3326 | 84.7134 | 81.2612 | 79.064 | 77.5285 | 0.10722 | 0.10353 | 0.1076 | 0.10143 | 0.10074 | 0.10017 | 0.11355 | 0.11183 | 0.13001 | 0.1309 | 0.11956 | 0.11383 | 0.11144 | 0.11658 | 0.11142 | 0.10502 | 0.10049 | 0.09482 | 0.089333 | 0.10519 | 0.11077 | 0.11147 | 0.095576 | 0.099705
Portfolio Adjusted1-in-10AllAll2021August Monthly Peak | Portfolio Adjusted | 1-in-10 | All | All | 2021 | August Monthly Peak | 8 | 6.8692 | 6.6086 | 6.4098 | 6.3731 | 6.6936 | 7.613 | 8.6018 | 9.7341 | 11.0819 | 12.1855 | 13.0826 | 13.497 | 13.5928 | 13.7837 | 13.6718 | 13.199 | 12.4441 | 11.39 | 10.3988 | 9.9963 | 9.7319 | 8.9649 | 8.1055 | 7.4878 | -0.030486 | -0.039634 | -0.026916 | -0.03033 | -0.042996 | -0.044113 | -0.06095 | -0.047755 | -0.049558 | -0.058426 | -0.057789 | -0.068584 | -0.049395 | -0.010865 | 0.25599 | 0.2723 | 0.25874 | 0.23999 | 0.061824 | 0.018124 | 0.0028116 | 0.017186 | 0.01463 | 0.013722 | 76.0761 | 75.0691 | 74.0542 | 73.203 | 72.3127 | 71.7546 | 71.4236 | 71.6508 | 74.3002 | 79.4296 | 84.1639 | 88.5504 | 91.6153 | 93.5961 | 94.8023 | 95.7955 | 96.1182 | 95.558 | 94.6602 | 91.9859 | 87.8737 | 84.7516 | 82.6804 | 80.7452 | 0.11029 | 0.10651 | 0.11047 | 0.10394 | 0.10346 | 0.10352 | 0.1184 | 0.11747 | 0.13829 | 0.14006 | 0.12826 | 0.12256 | 0.11986 | 0.12529 | 0.11881 | 0.11024 | 0.10432 | 0.098231 | 0.092348 | 0.11024 | 0.11536 | 0.11495 | 0.098523 | 0.10248
Portfolio Adjusted1-in-10AllAll2021September Monthly Peak | Portfolio Adjusted | 1-in-10 | All | All | 2021 | September Monthly Peak | 9 | 6.8455 | 6.5963 | 6.3843 | 6.3737 | 6.7117 | 7.6734 | 8.8579 | 9.9145 | 11.3665 | 12.4971 | 13.3837 | 13.7795 | 13.8793 | 14.0877 | 13.9567 | 13.4108 | 12.5985 | 11.4837 | 10.5327 | 10.3366 | 9.7373 | 8.9479 | 8.0886 | 7.4663 | -0.030564 | -0.040827 | -0.027495 | -0.02925 | -0.042131 | -0.044549 | -0.065421 | -0.048851 | -0.050806 | -0.061561 | -0.064291 | -0.077187 | -0.056515 | -0.018346 | 0.25475 | 0.27319 | 0.25779 | 0.2386 | 0.063872 | 0.016927 | -0.00021055 | 0.015948 | 0.013633 | 0.013208 | 77.0202 | 75.9323 | 74.8251 | 74.0422 | 73.2032 | 72.557 | 71.9736 | 71.7408 | 73.8515 | 78.4689 | 83.3648 | 87.8145 | 91.0559 | 93.1866 | 93.9021 | 94.2108 | 93.9964 | 92.9749 | 91.2861 | 88.0732 | 84.105 | 81.0795 | 78.704 | 76.9802 | 0.11185 | 0.10815 | 0.11207 | 0.10632 | 0.10611 | 0.10628 | 0.12296 | 0.12233 | 0.14636 | 0.14876 | 0.13594 | 0.12949 | 0.12621 | 0.13148 | 0.12364 | 0.11328 | 0.10617 | 0.10004 | 0.094449 | 0.11553 | 0.11932 | 0.11862 | 0.10126 | 0.10492
Portfolio Adjusted1-in-10AllAll2021October Monthly Peak | Portfolio Adjusted | 1-in-10 | All | All | 2021 | October Monthly Peak | 10 | 6.0106 | 5.8157 | 5.6315 | 5.6134 | 5.8998 | 6.7339 | 7.8774 | 8.6273 | 9.61 | 10.4855 | 11.2444 | 11.6968 | 11.9304 | 12.1706 | 12.0902 | 11.6249 | 10.9235 | 10.1266 | 9.5429 | 9.1204 | 8.5398 | 7.8786 | 7.1299 | 6.6023 | -0.017092 | -0.024081 | -0.015906 | -0.026717 | -0.036821 | -0.034305 | -0.039896 | -0.040264 | -0.041377 | -0.05072 | -0.037763 | -0.041931 | -0.024647 | 0.013896 | 0.24455 | 0.24957 | 0.24431 | 0.22456 | 0.055176 | 0.024024 | 0.012669 | 0.021884 | 0.018185 | 0.015295 | 71.6238 | 70.2309 | 69.2393 | 68.06 | 67.0574 | 66.2384 | 65.8222 | 65.4046 | 66.3405 | 70.8061 | 76.5892 | 82.1712 | 86.5856 | 89.3675 | 90.3844 | 90.9537 | 90.8458 | 89.777 | 87.1485 | 82.8276 | 78.7557 | 75.8941 | 73.742 | 72.0907 | 0.093555 | 0.091074 | 0.094088 | 0.088838 | 0.088712 | 0.089487 | 0.10582 | 0.10423 | 0.12106 | 0.12224 | 0.11245 | 0.10885 | 0.10859 | 0.11424 | 0.10923 | 0.10222 | 0.097696 | 0.092876 | 0.086594 | 0.099607 | 0.1016 | 0.10096 | 0.085872 | 0.089316
Portfolio Adjusted1-in-10AllAll2021November Monthly Peak | Portfolio Adjusted | 1-in-10 | All | All | 2021 | November Monthly Peak | 11 | 5.9428 | 5.7689 | 5.6078 | 5.5912 | 5.8885 | 6.7141 | 7.5818 | 8.3869 | 9.3528 | 10.0925 | 10.7114 | 11.0506 | 11.1774 | 11.3376 | 11.1957 | 10.672 | 10.1132 | 9.8499 | 9.1606 | 8.6346 | 8.147 | 7.5642 | 6.8735 | 6.3934 | -0.0078377 | -0.014396 | -0.0088424 | -0.026682 | -0.036251 | -0.030281 | -0.02687 | -0.037581 | -0.039069 | -0.050248 | -0.027359 | -0.02666 | -0.008144 | 0.033317 | 0.24394 | 0.24086 | 0.24449 | 0.22832 | 0.053192 | 0.030033 | 0.02078 | 0.027626 | 0.023082 | 0.018238 | 66.4898 | 64.9757 | 64.084 | 62.7131 | 61.842 | 60.9571 | 60.4613 | 60.4349 | 62.9979 | 68.1142 | 74.3054 | 79.3298 | 82.3431 | 83.9991 | 84.9348 | 84.8309 | 83.464 | 80.8919 | 77.6275 | 74.2273 | 71.7844 | 69.8074 | 68.0076 | 66.7826 | 0.096828 | 0.094168 | 0.097559 | 0.091783 | 0.09161 | 0.091844 | 0.10652 | 0.10522 | 0.12298 | 0.12367 | 0.11368 | 0.1099 | 0.1093 | 0.11481 | 0.10972 | 0.10241 | 0.098096 | 0.093396 | 0.086994 | 0.10035 | 0.10274 | 0.10256 | 0.087018 | 0.090418
Portfolio Adjusted1-in-10AllAll2021December Monthly Peak | Portfolio Adjusted | 1-in-10 | All | All | 2021 | December Monthly Peak | 12 | 5.906 | 5.7448 | 5.6208 | 5.6406 | 5.965 | 6.7945 | 7.9041 | 8.4756 | 9.1149 | 9.4105 | 9.5201 | 9.3859 | 9.1429 | 9.0053 | 8.7282 | 8.3501 | 8.2267 | 8.4082 | 8.047 | 7.8028 | 7.4896 | 7.1018 | 6.6096 | 6.2472 | 0.00071999 | -0.0036484 | -0.0013828 | -0.02921 | -0.037757 | -0.026633 | -0.0093605 | -0.035533 | -0.035845 | -0.045478 | -0.009137 | -0.001288 | 0.014813 | 0.054447 | 0.21583 | 0.20476 | 0.22294 | 0.21135 | 0.047248 | 0.03689 | 0.031875 | 0.033079 | 0.02769 | 0.020223 | 43.2441 | 42.581 | 42.3368 | 42.2524 | 42.173 | 41.9771 | 42.3069 | 42.3577 | 43.053 | 44.8381 | 46.6745 | 48.4293 | 49.6214 | 50.0257 | 50.0745 | 49.9813 | 49.553 | 48.3696 | 47.1434 | 45.9544 | 44.8761 | 44.2505 | 43.9013 | 43.1666 | 0.099925 | 0.096959 | 0.10091 | 0.095589 | 0.095685 | 0.095972 | 0.11182 | 0.10809 | 0.12286 | 0.11994 | 0.10742 | 0.10191 | 0.10057 | 0.10529 | 0.1017 | 0.097433 | 0.095382 | 0.091279 | 0.085514 | 0.09825 | 0.1011 | 0.10117 | 0.087419 | 0.091691
Portfolio Adjusted1-in-10AllAll2021Typical Event Day | Portfolio Adjusted | 1-in-10 | All | All | 2021 | Typical Event Day | 8 | 6.7918 | 6.537 | 6.3428 | 6.3077 | 6.6257 | 7.5284 | 8.4929 | 9.5715 | 10.8529 | 11.9065 | 12.7667 | 13.1678 | 13.2596 | 13.4532 | 13.3485 | 12.8948 | 12.1644 | 11.1388 | 10.1868 | 9.8028 | 9.5673 | 8.8313 | 7.992 | 7.3908 | -0.025449 | -0.034164 | -0.023019 | -0.029677 | -0.041909 | -0.041374 | -0.054068 | -0.045646 | -0.047643 | -0.05689 | -0.051547 | -0.059872 | -0.040766 | -0.0013716 | 0.25741 | 0.27032 | 0.25977 | 0.2386 | 0.059622 | 0.020526 | 0.0067525 | 0.019725 | 0.016919 | 0.015172 | 75.4056 | 74.2342 | 73.1728 | 72.229 | 71.3332 | 70.4953 | 69.9356 | 70.2838 | 73.1458 | 78.012 | 82.8624 | 87.0448 | 89.8506 | 91.6255 | 92.7615 | 93.367 | 93.4627 | 92.7359 | 91.5285 | 88.8313 | 85.0281 | 81.703 | 79.4316 | 77.6825 | 0.10766 | 0.10404 | 0.10801 | 0.10172 | 0.10125 | 0.10115 | 0.11567 | 0.11436 | 0.13427 | 0.13579 | 0.12435 | 0.11889 | 0.11633 | 0.12177 | 0.11575 | 0.10775 | 0.10221 | 0.096196 | 0.09032 | 0.10739 | 0.11251 | 0.11226 | 0.096287 | 0.10023
Portfolio Adjusted1-in-10AllAll2022January Monthly Peak | Portfolio Adjusted | 1-in-10 | All | All | 2022 | January Monthly Peak | 1 | 6.0457 | 5.8819 | 5.7516 | 5.7825 | 6.1308 | 7.0405 | 8.3435 | 9.0173 | 9.6908 | 9.9538 | 10.0458 | 9.8981 | 9.6627 | 9.5526 | 9.2545 | 8.8259 | 8.5087 | 8.6969 | 8.4063 | 8.161 | 7.8222 | 7.4018 | 6.8634 | 6.4853 | 0.00043966 | -0.0041057 | -0.0016093 | -0.030316 | -0.039171 | -0.027929 | -0.01004 | -0.038508 | -0.038643 | -0.04898 | -0.0097757 | -0.0013458 | 0.01616 | 0.059342 | 0.23072 | 0.21803 | 0.23363 | 0.2206 | 0.050545 | 0.039496 | 0.034049 | 0.035241 | 0.029486 | 0.021442 | 42.8602 | 42.1546 | 41.4749 | 40.9914 | 40.7131 | 40.3889 | 40.0204 | 39.8699 | 40.3501 | 42.6338 | 45.2215 | 47.4105 | 49.2506 | 50.1812 | 50.6188 | 50.4266 | 49.5777 | 48.3766 | 46.3301 | 44.702 | 43.4489 | 42.5207 | 41.8236 | 41.121 | 0.10347 | 0.10017 | 0.10421 | 0.099084 | 0.099195 | 0.10045 | 0.11914 | 0.11617 | 0.13196 | 0.12846 | 0.11499 | 0.109 | 0.10759 | 0.11267 | 0.10815 | 0.10276 | 0.099728 | 0.095468 | 0.089834 | 0.10437 | 0.10739 | 0.10732 | 0.09277 | 0.097034
Portfolio Adjusted1-in-10AllAll2022February Monthly Peak | Portfolio Adjusted | 1-in-10 | All | All | 2022 | February Monthly Peak | 2 | 5.8283 | 5.6726 | 5.5357 | 5.5585 | 5.8798 | 6.7203 | 7.8377 | 8.4313 | 9.0776 | 9.4157 | 9.6379 | 9.6558 | 9.5726 | 9.5822 | 9.3803 | 8.9815 | 8.5858 | 8.5106 | 8.348 | 8.0116 | 7.6606 | 7.2215 | 6.6601 | 6.2714 | 0.00026365 | -0.0040714 | -0.0016322 | -0.029228 | -0.03773 | -0.026754 | -0.0096162 | -0.036259 | -0.036406 | -0.046399 | -0.0095185 | -0.0014394 | 0.015507 | 0.058179 | 0.23164 | 0.21982 | 0.23325 | 0.21571 | 0.048898 | 0.037871 | 0.032802 | 0.034151 | 0.02848 | 0.020773 | 49.9834 | 49.5301 | 48.9454 | 48.3893 | 48.0861 | 47.3014 | 46.4285 | 46.9092 | 47.972 | 50.1784 | 52.4089 | 53.9043 | 55.2832 | 56.4723 | 57.4669 | 57.9022 | 57.3103 | 56.5834 | 54.7479 | 52.8391 | 51.2259 | 49.7949 | 49.0038 | 48.0162 | 0.099836 | 0.096899 | 0.1006 | 0.095241 | 0.09527 | 0.096012 | 0.11316 | 0.10945 | 0.12397 | 0.12134 | 0.10941 | 0.10455 | 0.10349 | 0.10869 | 0.10431 | 0.098801 | 0.095565 | 0.091533 | 0.086072 | 0.099986 | 0.10325 | 0.10377 | 0.089475 | 0.09396
Portfolio Adjusted1-in-10AllAll2022March Monthly Peak | Portfolio Adjusted | 1-in-10 | All | All | 2022 | March Monthly Peak | 3 | 5.9276 | 5.728 | 5.5714 | 5.5371 | 5.8181 | 6.5994 | 7.5899 | 8.2275 | 8.9368 | 9.4372 | 9.8846 | 10.099 | 10.1672 | 10.3441 | 10.2581 | 9.8997 | 9.3698 | 8.7444 | 8.3268 | 8.3301 | 8.0253 | 7.5243 | 6.8631 | 6.3906 | 7.9709e-05 | -0.0042639 | -0.0018122 | -0.029495 | -0.037862 | -0.026393 | -0.0095252 | -0.03556 | -0.036651 | -0.046948 | -0.010089 | -0.0017025 | 0.016055 | 0.062232 | 0.25231 | 0.24132 | 0.25288 | 0.22141 | 0.049264 | 0.03883 | 0.034212 | 0.035594 | 0.029365 | 0.021219 | 58.0497 | 56.5524 | 55.5361 | 54.8943 | 54.0217 | 53.3333 | 52.7271 | 52.5965 | 53.8861 | 58.0745 | 63.1242 | 67.7338 | 71.2285 | 73.0667 | 74.2178 | 74.8197 | 74.6991 | 73.6411 | 72.0659 | 69.5229 | 66.2134 | 63.3323 | 61.0884 | 59.234 | 0.10213 | 0.09879 | 0.10268 | 0.095693 | 0.0951 | 0.094578 | 0.10954 | 0.10693 | 0.12275 | 0.12153 | 0.11133 | 0.10756 | 0.10685 | 0.11276 | 0.10818 | 0.10178 | 0.097576 | 0.091978 | 0.086262 | 0.10216 | 0.10702 | 0.10778 | 0.092143 | 0.09599
Portfolio Adjusted1-in-10AllAll2022April Monthly Peak | Portfolio Adjusted | 1-in-10 | All | All | 2022 | April Monthly Peak | 4 | 6.0314 | 5.8156 | 5.6401 | 5.5928 | 5.8634 | 6.6504 | 7.5399 | 8.3735 | 9.3791 | 10.1661 | 10.8533 | 11.2472 | 11.446 | 11.7068 | 11.6572 | 11.2504 | 10.6008 | 9.734 | 8.9733 | 8.842 | 8.538 | 7.9013 | 7.1353 | 6.5881 | -0.011325 | -0.018124 | -0.011543 | -0.026617 | -0.036128 | -0.031122 | -0.03105 | -0.037956 | -0.03945 | -0.049844 | -0.031132 | -0.032151 | -0.014115 | 0.026915 | 0.24799 | 0.24987 | 0.24928 | 0.22242 | 0.052804 | 0.027872 | 0.018093 | 0.025953 | 0.021663 | 0.017335 | 68.4125 | 66.9409 | 65.2929 | 63.9452 | 62.8093 | 61.8326 | 61.2512 | 61.2629 | 64.5242 | 70.5641 | 76.6506 | 81.9356 | 85.2088 | 87.1089 | 87.9535 | 88.4937 | 88.3891 | 87.7542 | 85.8959 | 82.5463 | 78.1337 | 74.2504 | 71.5779 | 69.8892 | 0.096065 | 0.092998 | 0.09647 | 0.089998 | 0.089412 | 0.089226 | 0.10401 | 0.10303 | 0.12014 | 0.12092 | 0.11175 | 0.10846 | 0.10822 | 0.11425 | 0.10956 | 0.10273 | 0.098114 | 0.092067 | 0.085802 | 0.10033 | 0.10398 | 0.10368 | 0.088025 | 0.090995
Portfolio Adjusted1-in-10AllAll2022May Monthly Peak | Portfolio Adjusted | 1-in-10 | All | All | 2022 | May Monthly Peak | 5 | 6.2771 | 6.0586 | 5.858 | 5.8185 | 6.1119 | 6.8983 | 7.704 | 8.8653 | 10.1266 | 11.0995 | 11.8903 | 12.3024 | 12.4558 | 12.671 | 12.583 | 12.0962 | 11.3917 | 10.4388 | 9.5557 | 9.164 | 8.9786 | 8.2922 | 7.4912 | 6.9113 | -0.018056 | -0.026081 | -0.017152 | -0.027097 | -0.037783 | -0.035414 | -0.042596 | -0.041636 | -0.043998 | -0.05463 | -0.043679 | -0.049318 | -0.030405 | 0.00982 | 0.2514 | 0.25902 | 0.2527 | 0.22905 | 0.056372 | 0.023241 | 0.011013 | 0.022062 | 0.018703 | 0.01595 | 73.3049 | 71.457 | 70.0259 | 69.0285 | 67.9694 | 66.9595 | 66.384 | 66.6852 | 70.2942 | 75.8014 | 80.8835 | 84.447 | 87.3602 | 89.2913 | 90.4474 | 90.7885 | 90.433 | 89.3679 | 88.0348 | 85.4915 | 81.4865 | 77.5705 | 75.0344 | 72.638 | 0.099406 | 0.096498 | 0.099841 | 0.093759 | 0.093355 | 0.093042 | 0.10732 | 0.10833 | 0.12862 | 0.13045 | 0.12039 | 0.11606 | 0.11486 | 0.12048 | 0.11462 | 0.10624 | 0.10077 | 0.094575 | 0.088158 | 0.10338 | 0.10739 | 0.10729 | 0.091539 | 0.094805
Portfolio Adjusted1-in-10AllAll2022June Monthly Peak | Portfolio Adjusted | 1-in-10 | All | All | 2022 | June Monthly Peak | 6 | 6.5329 | 6.299 | 6.0995 | 6.0561 | 6.3451 | 7.0851 | 7.8971 | 9.0253 | 10.197 | 11.1442 | 11.9301 | 12.2923 | 12.384 | 12.5878 | 12.5297 | 12.1523 | 11.508 | 10.5837 | 9.7356 | 9.2416 | 9.1057 | 8.5099 | 7.7051 | 7.1299 | -0.016778 | -0.023861 | -0.015753 | -0.029411 | -0.040353 | -0.035888 | -0.038412 | -0.041796 | -0.044508 | -0.053754 | -0.037298 | -0.039926 | -0.021729 | 0.019497 | 0.25836 | 0.26439 | 0.26132 | 0.23675 | 0.055722 | 0.026012 | 0.015973 | 0.025282 | 0.021472 | 0.017802 | 72.0958 | 70.7533 | 69.779 | 68.7189 | 67.6764 | 66.3755 | 65.7026 | 66.7084 | 70.4472 | 75.3718 | 80.4017 | 84.5645 | 87.3638 | 89.0289 | 90.2951 | 90.9705 | 91.4308 | 90.6409 | 89.5485 | 86.9337 | 83.4203 | 79.7196 | 77.278 | 75.4762 | 0.10258 | 0.09952 | 0.10313 | 0.096672 | 0.09586 | 0.094932 | 0.10845 | 0.10798 | 0.12661 | 0.12798 | 0.11782 | 0.11241 | 0.11008 | 0.11548 | 0.1106 | 0.10404 | 0.09944 | 0.09347 | 0.087637 | 0.10184 | 0.10702 | 0.10774 | 0.092366 | 0.096247
Portfolio Adjusted1-in-10AllAll2022July Monthly Peak | Portfolio Adjusted | 1-in-10 | All | All | 2022 | July Monthly Peak | 7 | 6.8349 | 6.5693 | 6.3715 | 6.3395 | 6.6486 | 7.4891 | 8.3628 | 9.5059 | 10.7136 | 11.7053 | 12.4873 | 12.8287 | 12.8964 | 13.065 | 12.9774 | 12.6258 | 12.009 | 11.0667 | 10.1824 | 9.6587 | 9.5052 | 8.8695 | 8.0268 | 7.4207 | -0.024278 | -0.032708 | -0.022041 | -0.029429 | -0.041597 | -0.040473 | -0.051715 | -0.044283 | -0.046462 | -0.054814 | -0.048462 | -0.055714 | -0.037632 | 0.00065185 | 0.25154 | 0.26499 | 0.25692 | 0.23753 | 0.058397 | 0.020488 | 0.0076486 | 0.020466 | 0.017675 | 0.015916 | 76.4303 | 75.1822 | 74.0328 | 72.9519 | 72.1403 | 71.2941 | 70.6424 | 71.035 | 73.9843 | 78.7778 | 83.5191 | 87.2498 | 89.3676 | 90.6902 | 92.0464 | 92.4913 | 92.3052 | 91.7697 | 90.6189 | 88.3326 | 84.7134 | 81.2612 | 79.064 | 77.5285 | 0.10722 | 0.10353 | 0.1076 | 0.10143 | 0.10074 | 0.10017 | 0.11355 | 0.11183 | 0.13001 | 0.1309 | 0.11956 | 0.11383 | 0.11144 | 0.11658 | 0.11142 | 0.10502 | 0.10049 | 0.09482 | 0.089333 | 0.10519 | 0.11077 | 0.11147 | 0.095576 | 0.099705
Portfolio Adjusted1-in-10AllAll2022August Monthly Peak | Portfolio Adjusted | 1-in-10 | All | All | 2022 | August Monthly Peak | 8 | 6.8692 | 6.6086 | 6.4098 | 6.3731 | 6.6936 | 7.613 | 8.6018 | 9.7341 | 11.0819 | 12.1855 | 13.0826 | 13.497 | 13.5928 | 13.7837 | 13.6718 | 13.199 | 12.4441 | 11.39 | 10.3988 | 9.9963 | 9.7319 | 8.9649 | 8.1055 | 7.4878 | -0.030486 | -0.039634 | -0.026916 | -0.03033 | -0.042996 | -0.044113 | -0.06095 | -0.047755 | -0.049558 | -0.058426 | -0.057789 | -0.068584 | -0.049395 | -0.010865 | 0.25599 | 0.2723 | 0.25874 | 0.23999 | 0.061824 | 0.018124 | 0.0028116 | 0.017186 | 0.01463 | 0.013722 | 76.0761 | 75.0691 | 74.0542 | 73.203 | 72.3127 | 71.7546 | 71.4236 | 71.6508 | 74.3002 | 79.4296 | 84.1639 | 88.5504 | 91.6153 | 93.5961 | 94.8023 | 95.7955 | 96.1182 | 95.558 | 94.6602 | 91.9859 | 87.8737 | 84.7516 | 82.6804 | 80.7452 | 0.11029 | 0.10651 | 0.11047 | 0.10394 | 0.10346 | 0.10352 | 0.1184 | 0.11747 | 0.13829 | 0.14006 | 0.12826 | 0.12256 | 0.11986 | 0.12529 | 0.11881 | 0.11024 | 0.10432 | 0.098231 | 0.092348 | 0.11024 | 0.11536 | 0.11495 | 0.098523 | 0.10248
Portfolio Adjusted1-in-10AllAll2022September Monthly Peak | Portfolio Adjusted | 1-in-10 | All | All | 2022 | September Monthly Peak | 9 | 6.8455 | 6.5963 | 6.3843 | 6.3737 | 6.7117 | 7.6734 | 8.8579 | 9.9145 | 11.3665 | 12.4971 | 13.3837 | 13.7795 | 13.8793 | 14.0877 | 13.9567 | 13.4108 | 12.5985 | 11.4837 | 10.5327 | 10.3366 | 9.7373 | 8.9479 | 8.0886 | 7.4663 | -0.030564 | -0.040827 | -0.027495 | -0.02925 | -0.042131 | -0.044549 | -0.065421 | -0.048851 | -0.050806 | -0.061561 | -0.064291 | -0.077187 | -0.056515 | -0.018346 | 0.25475 | 0.27319 | 0.25779 | 0.2386 | 0.063872 | 0.016927 | -0.00021055 | 0.015948 | 0.013633 | 0.013208 | 77.0201 | 75.9323 | 74.8251 | 74.0422 | 73.2032 | 72.557 | 71.9735 | 71.7408 | 73.8515 | 78.4689 | 83.3648 | 87.8145 | 91.0559 | 93.1866 | 93.9021 | 94.2108 | 93.9964 | 92.9749 | 91.2861 | 88.0732 | 84.105 | 81.0795 | 78.704 | 76.9802 | 0.11185 | 0.10815 | 0.11207 | 0.10632 | 0.10611 | 0.10628 | 0.12296 | 0.12233 | 0.14636 | 0.14876 | 0.13594 | 0.12949 | 0.12621 | 0.13148 | 0.12364 | 0.11328 | 0.10617 | 0.10004 | 0.094449 | 0.11553 | 0.11932 | 0.11862 | 0.10126 | 0.10492
Portfolio Adjusted1-in-10AllAll2022October Monthly Peak | Portfolio Adjusted | 1-in-10 | All | All | 2022 | October Monthly Peak | 10 | 6.0106 | 5.8157 | 5.6315 | 5.6134 | 5.8998 | 6.7339 | 7.8774 | 8.6273 | 9.61 | 10.4855 | 11.2444 | 11.6968 | 11.9304 | 12.1706 | 12.0902 | 11.6249 | 10.9235 | 10.1266 | 9.5429 | 9.1204 | 8.5398 | 7.8786 | 7.1299 | 6.6023 | -0.017092 | -0.024081 | -0.015906 | -0.026717 | -0.036821 | -0.034305 | -0.039896 | -0.040264 | -0.041377 | -0.05072 | -0.037763 | -0.041931 | -0.024647 | 0.013896 | 0.24455 | 0.24957 | 0.24431 | 0.22456 | 0.055176 | 0.024024 | 0.012669 | 0.021884 | 0.018185 | 0.015295 | 71.6238 | 70.2309 | 69.2393 | 68.06 | 67.0574 | 66.2384 | 65.8222 | 65.4046 | 66.3405 | 70.8061 | 76.5892 | 82.1712 | 86.5856 | 89.3675 | 90.3844 | 90.9537 | 90.8458 | 89.777 | 87.1485 | 82.8276 | 78.7557 | 75.8941 | 73.742 | 72.0907 | 0.093555 | 0.091074 | 0.094088 | 0.088838 | 0.088712 | 0.089487 | 0.10582 | 0.10423 | 0.12106 | 0.12224 | 0.11245 | 0.10885 | 0.10859 | 0.11424 | 0.10923 | 0.10222 | 0.097696 | 0.092876 | 0.086594 | 0.099607 | 0.1016 | 0.10096 | 0.085872 | 0.089316
Portfolio Adjusted1-in-10AllAll2022November Monthly Peak | Portfolio Adjusted | 1-in-10 | All | All | 2022 | November Monthly Peak | 11 | 5.9428 | 5.7689 | 5.6078 | 5.5912 | 5.8885 | 6.7141 | 7.5818 | 8.3869 | 9.3528 | 10.0925 | 10.7114 | 11.0506 | 11.1774 | 11.3376 | 11.1957 | 10.672 | 10.1132 | 9.8499 | 9.1606 | 8.6346 | 8.147 | 7.5642 | 6.8735 | 6.3934 | -0.0078377 | -0.014396 | -0.0088424 | -0.026682 | -0.036251 | -0.030281 | -0.02687 | -0.037581 | -0.039069 | -0.050248 | -0.027359 | -0.02666 | -0.008144 | 0.033317 | 0.24394 | 0.24086 | 0.24449 | 0.22832 | 0.053192 | 0.030033 | 0.02078 | 0.027626 | 0.023082 | 0.018238 | 66.4898 | 64.9757 | 64.084 | 62.7131 | 61.842 | 60.9571 | 60.4613 | 60.4349 | 62.9979 | 68.1142 | 74.3054 | 79.3298 | 82.3431 | 83.9991 | 84.9348 | 84.8309 | 83.464 | 80.8919 | 77.6275 | 74.2273 | 71.7844 | 69.8074 | 68.0076 | 66.7826 | 0.096828 | 0.094168 | 0.097559 | 0.091783 | 0.09161 | 0.091844 | 0.10652 | 0.10522 | 0.12298 | 0.12367 | 0.11368 | 0.1099 | 0.1093 | 0.11481 | 0.10972 | 0.10241 | 0.098096 | 0.093396 | 0.086994 | 0.10035 | 0.10274 | 0.10256 | 0.087018 | 0.090418
Portfolio Adjusted1-in-10AllAll2022December Monthly Peak | Portfolio Adjusted | 1-in-10 | All | All | 2022 | December Monthly Peak | 12 | 5.906 | 5.7448 | 5.6208 | 5.6406 | 5.965 | 6.7945 | 7.9041 | 8.4756 | 9.1149 | 9.4105 | 9.5201 | 9.3859 | 9.1429 | 9.0053 | 8.7282 | 8.3501 | 8.2267 | 8.4082 | 8.047 | 7.8028 | 7.4896 | 7.1018 | 6.6096 | 6.2472 | 0.00071999 | -0.0036484 | -0.0013828 | -0.02921 | -0.037757 | -0.026633 | -0.0093605 | -0.035533 | -0.035845 | -0.045478 | -0.009137 | -0.001288 | 0.014813 | 0.054447 | 0.21583 | 0.20476 | 0.22294 | 0.21135 | 0.047248 | 0.03689 | 0.031875 | 0.033079 | 0.02769 | 0.020223 | 43.2441 | 42.581 | 42.3368 | 42.2523 | 42.173 | 41.9771 | 42.3069 | 42.3577 | 43.053 | 44.8381 | 46.6745 | 48.4293 | 49.6214 | 50.0257 | 50.0745 | 49.9813 | 49.553 | 48.3696 | 47.1434 | 45.9544 | 44.8761 | 44.2505 | 43.9013 | 43.1666 | 0.099925 | 0.096959 | 0.10091 | 0.095589 | 0.095685 | 0.095972 | 0.11182 | 0.10809 | 0.12286 | 0.11994 | 0.10742 | 0.10191 | 0.10057 | 0.10529 | 0.1017 | 0.097433 | 0.095382 | 0.091279 | 0.085514 | 0.09825 | 0.1011 | 0.10117 | 0.087419 | 0.091691
Portfolio Adjusted1-in-10AllAll2022Typical Event Day | Portfolio Adjusted | 1-in-10 | All | All | 2022 | Typical Event Day | 8 | 6.7918 | 6.537 | 6.3428 | 6.3077 | 6.6257 | 7.5284 | 8.4929 | 9.5715 | 10.8529 | 11.9065 | 12.7667 | 13.1678 | 13.2596 | 13.4532 | 13.3485 | 12.8948 | 12.1644 | 11.1388 | 10.1868 | 9.8028 | 9.5673 | 8.8313 | 7.992 | 7.3908 | -0.025449 | -0.034164 | -0.023019 | -0.029677 | -0.041909 | -0.041374 | -0.054068 | -0.045646 | -0.047643 | -0.05689 | -0.051547 | -0.059872 | -0.040766 | -0.0013716 | 0.25741 | 0.27032 | 0.25977 | 0.2386 | 0.059622 | 0.020526 | 0.0067525 | 0.019725 | 0.016919 | 0.015172 | 75.4056 | 74.2342 | 73.1728 | 72.229 | 71.3332 | 70.4953 | 69.9356 | 70.2838 | 73.1458 | 78.012 | 82.8624 | 87.0448 | 89.8506 | 91.6255 | 92.7615 | 93.367 | 93.4627 | 92.7359 | 91.5285 | 88.8313 | 85.0281 | 81.703 | 79.4316 | 77.6825 | 0.10766 | 0.10404 | 0.10801 | 0.10172 | 0.10125 | 0.10115 | 0.11567 | 0.11436 | 0.13427 | 0.13579 | 0.12435 | 0.11889 | 0.11633 | 0.12177 | 0.11575 | 0.10775 | 0.10221 | 0.096196 | 0.09032 | 0.10739 | 0.11251 | 0.11226 | 0.096287 | 0.10023
Portfolio Adjusted1-in-10AllAll2023January Monthly Peak | Portfolio Adjusted | 1-in-10 | All | All | 2023 | January Monthly Peak | 1 | 6.0457 | 5.8819 | 5.7516 | 5.7825 | 6.1308 | 7.0405 | 8.3435 | 9.0173 | 9.6908 | 9.9538 | 10.0458 | 9.8981 | 9.6627 | 9.5526 | 9.2545 | 8.8259 | 8.5087 | 8.6969 | 8.4063 | 8.161 | 7.8222 | 7.4018 | 6.8634 | 6.4853 | 0.00043966 | -0.0041057 | -0.0016093 | -0.030316 | -0.039171 | -0.027929 | -0.01004 | -0.038508 | -0.038643 | -0.04898 | -0.0097757 | -0.0013458 | 0.01616 | 0.059342 | 0.23072 | 0.21803 | 0.23363 | 0.2206 | 0.050545 | 0.039496 | 0.034049 | 0.035241 | 0.029486 | 0.021442 | 42.8602 | 42.1546 | 41.4749 | 40.9914 | 40.7131 | 40.3889 | 40.0204 | 39.8699 | 40.3501 | 42.6338 | 45.2215 | 47.4106 | 49.2506 | 50.1812 | 50.6188 | 50.4266 | 49.5777 | 48.3766 | 46.3301 | 44.702 | 43.4489 | 42.5207 | 41.8236 | 41.121 | 0.10347 | 0.10017 | 0.10421 | 0.099084 | 0.099195 | 0.10045 | 0.11914 | 0.11617 | 0.13196 | 0.12846 | 0.11499 | 0.109 | 0.10759 | 0.11267 | 0.10815 | 0.10276 | 0.099728 | 0.095468 | 0.089834 | 0.10437 | 0.10739 | 0.10732 | 0.09277 | 0.097034
Portfolio Adjusted1-in-10AllAll2023February Monthly Peak | Portfolio Adjusted | 1-in-10 | All | All | 2023 | February Monthly Peak | 2 | 5.8283 | 5.6726 | 5.5357 | 5.5585 | 5.8798 | 6.7203 | 7.8377 | 8.4313 | 9.0776 | 9.4157 | 9.6379 | 9.6558 | 9.5726 | 9.5822 | 9.3803 | 8.9815 | 8.5858 | 8.5106 | 8.348 | 8.0116 | 7.6606 | 7.2215 | 6.6601 | 6.2714 | 0.00026365 | -0.0040714 | -0.0016322 | -0.029228 | -0.03773 | -0.026754 | -0.0096162 | -0.036259 | -0.036406 | -0.046399 | -0.0095185 | -0.0014394 | 0.015507 | 0.058179 | 0.23164 | 0.21982 | 0.23325 | 0.21571 | 0.048898 | 0.037871 | 0.032802 | 0.034151 | 0.02848 | 0.020773 | 49.9834 | 49.5301 | 48.9454 | 48.3893 | 48.0861 | 47.3014 | 46.4285 | 46.9092 | 47.972 | 50.1784 | 52.4089 | 53.9043 | 55.2832 | 56.4723 | 57.4669 | 57.9022 | 57.3103 | 56.5834 | 54.7479 | 52.8391 | 51.2259 | 49.7949 | 49.0038 | 48.0162 | 0.099836 | 0.096899 | 0.1006 | 0.095241 | 0.09527 | 0.096012 | 0.11316 | 0.10945 | 0.12397 | 0.12134 | 0.10941 | 0.10455 | 0.10349 | 0.10869 | 0.10431 | 0.098801 | 0.095565 | 0.091533 | 0.086072 | 0.099986 | 0.10325 | 0.10377 | 0.089475 | 0.09396
Portfolio Adjusted1-in-10AllAll2023March Monthly Peak | Portfolio Adjusted | 1-in-10 | All | All | 2023 | March Monthly Peak | 3 | 5.9276 | 5.728 | 5.5714 | 5.5371 | 5.8181 | 6.5994 | 7.5899 | 8.2275 | 8.9368 | 9.4372 | 9.8846 | 10.099 | 10.1672 | 10.3441 | 10.2581 | 9.8997 | 9.3698 | 8.7444 | 8.3268 | 8.3301 | 8.0253 | 7.5243 | 6.8631 | 6.3906 | 7.971e-05 | -0.0042639 | -0.0018122 | -0.029495 | -0.037862 | -0.026393 | -0.0095252 | -0.03556 | -0.036651 | -0.046948 | -0.010089 | -0.0017025 | 0.016055 | 0.062232 | 0.25231 | 0.24132 | 0.25288 | 0.22141 | 0.049264 | 0.03883 | 0.034212 | 0.035594 | 0.029365 | 0.021219 | 58.0497 | 56.5524 | 55.5361 | 54.8943 | 54.0217 | 53.3333 | 52.7271 | 52.5965 | 53.8861 | 58.0745 | 63.1242 | 67.7338 | 71.2285 | 73.0668 | 74.2178 | 74.8197 | 74.6991 | 73.6411 | 72.0659 | 69.5229 | 66.2134 | 63.3323 | 61.0884 | 59.234 | 0.10213 | 0.09879 | 0.10268 | 0.095693 | 0.0951 | 0.094578 | 0.10954 | 0.10693 | 0.12275 | 0.12153 | 0.11133 | 0.10756 | 0.10685 | 0.11276 | 0.10818 | 0.10178 | 0.097576 | 0.091978 | 0.086262 | 0.10216 | 0.10702 | 0.10778 | 0.092143 | 0.09599
Portfolio Adjusted1-in-10AllAll2023April Monthly Peak | Portfolio Adjusted | 1-in-10 | All | All | 2023 | April Monthly Peak | 4 | 6.0314 | 5.8156 | 5.6401 | 5.5928 | 5.8634 | 6.6504 | 7.5399 | 8.3735 | 9.3791 | 10.1661 | 10.8533 | 11.2472 | 11.446 | 11.7068 | 11.6572 | 11.2504 | 10.6008 | 9.734 | 8.9733 | 8.842 | 8.538 | 7.9013 | 7.1353 | 6.5881 | -0.011325 | -0.018124 | -0.011543 | -0.026617 | -0.036128 | -0.031122 | -0.03105 | -0.037956 | -0.03945 | -0.049844 | -0.031132 | -0.032151 | -0.014115 | 0.026915 | 0.24799 | 0.24987 | 0.24928 | 0.22242 | 0.052804 | 0.027872 | 0.018093 | 0.025953 | 0.021663 | 0.017335 | 68.4125 | 66.9409 | 65.2929 | 63.9452 | 62.8093 | 61.8326 | 61.2512 | 61.2629 | 64.5242 | 70.5641 | 76.6506 | 81.9356 | 85.2088 | 87.1089 | 87.9535 | 88.4937 | 88.3891 | 87.7542 | 85.8959 | 82.5463 | 78.1337 | 74.2504 | 71.578 | 69.8892 | 0.096065 | 0.092998 | 0.09647 | 0.089998 | 0.089412 | 0.089226 | 0.10401 | 0.10303 | 0.12014 | 0.12092 | 0.11175 | 0.10846 | 0.10822 | 0.11425 | 0.10956 | 0.10273 | 0.098114 | 0.092067 | 0.085802 | 0.10033 | 0.10398 | 0.10368 | 0.088025 | 0.090995
Portfolio Adjusted1-in-10AllAll2023May Monthly Peak | Portfolio Adjusted | 1-in-10 | All | All | 2023 | May Monthly Peak | 5 | 6.2771 | 6.0586 | 5.858 | 5.8185 | 6.1119 | 6.8983 | 7.704 | 8.8653 | 10.1266 | 11.0995 | 11.8903 | 12.3024 | 12.4558 | 12.671 | 12.583 | 12.0962 | 11.3917 | 10.4388 | 9.5557 | 9.164 | 8.9786 | 8.2922 | 7.4912 | 6.9113 | -0.018056 | -0.026081 | -0.017152 | -0.027097 | -0.037783 | -0.035414 | -0.042596 | -0.041636 | -0.043998 | -0.05463 | -0.043679 | -0.049318 | -0.030405 | 0.00982 | 0.2514 | 0.25902 | 0.2527 | 0.22905 | 0.056372 | 0.023241 | 0.011013 | 0.022062 | 0.018703 | 0.01595 | 73.3049 | 71.457 | 70.0259 | 69.0285 | 67.9694 | 66.9595 | 66.384 | 66.6852 | 70.2942 | 75.8014 | 80.8835 | 84.447 | 87.3602 | 89.2913 | 90.4474 | 90.7885 | 90.433 | 89.3679 | 88.0348 | 85.4915 | 81.4865 | 77.5705 | 75.0344 | 72.638 | 0.099406 | 0.096498 | 0.099841 | 0.093759 | 0.093355 | 0.093042 | 0.10732 | 0.10833 | 0.12862 | 0.13045 | 0.12039 | 0.11606 | 0.11486 | 0.12048 | 0.11462 | 0.10624 | 0.10077 | 0.094575 | 0.088158 | 0.10338 | 0.10739 | 0.10729 | 0.091539 | 0.094805
Portfolio Adjusted1-in-10AllAll2023June Monthly Peak | Portfolio Adjusted | 1-in-10 | All | All | 2023 | June Monthly Peak | 6 | 6.5329 | 6.299 | 6.0995 | 6.0561 | 6.3451 | 7.0851 | 7.8971 | 9.0253 | 10.197 | 11.1442 | 11.9301 | 12.2923 | 12.384 | 12.5878 | 12.5297 | 12.1523 | 11.508 | 10.5837 | 9.7356 | 9.2416 | 9.1057 | 8.5099 | 7.7051 | 7.1299 | -0.016778 | -0.023861 | -0.015753 | -0.029411 | -0.040353 | -0.035888 | -0.038412 | -0.041796 | -0.044508 | -0.053754 | -0.037298 | -0.039926 | -0.021729 | 0.019497 | 0.25836 | 0.26439 | 0.26132 | 0.23675 | 0.055722 | 0.026012 | 0.015973 | 0.025282 | 0.021472 | 0.017802 | 72.0958 | 70.7533 | 69.779 | 68.7189 | 67.6764 | 66.3755 | 65.7026 | 66.7084 | 70.4472 | 75.3718 | 80.4017 | 84.5645 | 87.3638 | 89.0289 | 90.2951 | 90.9705 | 91.4308 | 90.6409 | 89.5485 | 86.9337 | 83.4203 | 79.7196 | 77.278 | 75.4762 | 0.10258 | 0.09952 | 0.10313 | 0.096672 | 0.09586 | 0.094932 | 0.10845 | 0.10798 | 0.12661 | 0.12798 | 0.11782 | 0.11241 | 0.11008 | 0.11548 | 0.1106 | 0.10404 | 0.09944 | 0.09347 | 0.087637 | 0.10184 | 0.10702 | 0.10774 | 0.092366 | 0.096247
Portfolio Adjusted1-in-10AllAll2023July Monthly Peak | Portfolio Adjusted | 1-in-10 | All | All | 2023 | July Monthly Peak | 7 | 6.8349 | 6.5693 | 6.3715 | 6.3395 | 6.6486 | 7.4891 | 8.3628 | 9.5059 | 10.7136 | 11.7053 | 12.4873 | 12.8287 | 12.8964 | 13.065 | 12.9774 | 12.6258 | 12.009 | 11.0667 | 10.1824 | 9.6587 | 9.5052 | 8.8695 | 8.0268 | 7.4207 | -0.024278 | -0.032708 | -0.022041 | -0.029429 | -0.041597 | -0.040473 | -0.051715 | -0.044283 | -0.046462 | -0.054814 | -0.048462 | -0.055714 | -0.037632 | 0.00065185 | 0.25154 | 0.26499 | 0.25692 | 0.23753 | 0.058397 | 0.020488 | 0.0076486 | 0.020466 | 0.017675 | 0.015916 | 76.4303 | 75.1822 | 74.0328 | 72.9519 | 72.1403 | 71.2941 | 70.6424 | 71.035 | 73.9843 | 78.7778 | 83.5191 | 87.2498 | 89.3676 | 90.6902 | 92.0464 | 92.4913 | 92.3052 | 91.7697 | 90.6189 | 88.3326 | 84.7134 | 81.2612 | 79.064 | 77.5285 | 0.10722 | 0.10353 | 0.1076 | 0.10143 | 0.10074 | 0.10017 | 0.11355 | 0.11183 | 0.13001 | 0.1309 | 0.11956 | 0.11383 | 0.11144 | 0.11658 | 0.11142 | 0.10502 | 0.10049 | 0.09482 | 0.089333 | 0.10519 | 0.11077 | 0.11147 | 0.095576 | 0.099705
Portfolio Adjusted1-in-10AllAll2023August Monthly Peak | Portfolio Adjusted | 1-in-10 | All | All | 2023 | August Monthly Peak | 8 | 6.8692 | 6.6086 | 6.4098 | 6.3731 | 6.6936 | 7.613 | 8.6018 | 9.7341 | 11.0819 | 12.1855 | 13.0826 | 13.497 | 13.5928 | 13.7837 | 13.6718 | 13.199 | 12.4441 | 11.39 | 10.3988 | 9.9963 | 9.7319 | 8.9649 | 8.1055 | 7.4878 | -0.030486 | -0.039634 | -0.026916 | -0.03033 | -0.042996 | -0.044113 | -0.06095 | -0.047755 | -0.049558 | -0.058426 | -0.057789 | -0.068584 | -0.049395 | -0.010865 | 0.25599 | 0.2723 | 0.25874 | 0.23999 | 0.061824 | 0.018124 | 0.0028116 | 0.017186 | 0.01463 | 0.013722 | 76.0761 | 75.0691 | 74.0542 | 73.203 | 72.3127 | 71.7546 | 71.4236 | 71.6508 | 74.3002 | 79.4296 | 84.1639 | 88.5504 | 91.6153 | 93.5961 | 94.8023 | 95.7955 | 96.1182 | 95.558 | 94.6602 | 91.9859 | 87.8737 | 84.7516 | 82.6804 | 80.7452 | 0.11029 | 0.10651 | 0.11047 | 0.10394 | 0.10346 | 0.10352 | 0.1184 | 0.11747 | 0.13829 | 0.14006 | 0.12826 | 0.12256 | 0.11986 | 0.12529 | 0.11881 | 0.11024 | 0.10432 | 0.098231 | 0.092348 | 0.11024 | 0.11536 | 0.11495 | 0.098523 | 0.10248
Portfolio Adjusted1-in-10AllAll2023September Monthly Peak | Portfolio Adjusted | 1-in-10 | All | All | 2023 | September Monthly Peak | 9 | 6.8455 | 6.5963 | 6.3843 | 6.3737 | 6.7117 | 7.6734 | 8.8579 | 9.9145 | 11.3665 | 12.4971 | 13.3837 | 13.7795 | 13.8793 | 14.0877 | 13.9567 | 13.4108 | 12.5985 | 11.4837 | 10.5327 | 10.3366 | 9.7373 | 8.9479 | 8.0886 | 7.4663 | -0.030564 | -0.040827 | -0.027495 | -0.02925 | -0.042131 | -0.044549 | -0.065421 | -0.048851 | -0.050806 | -0.061561 | -0.064291 | -0.077187 | -0.056515 | -0.018346 | 0.25475 | 0.27319 | 0.25779 | 0.2386 | 0.063872 | 0.016927 | -0.00021055 | 0.015948 | 0.013633 | 0.013208 | 77.0201 | 75.9323 | 74.8251 | 74.0422 | 73.2032 | 72.557 | 71.9736 | 71.7408 | 73.8515 | 78.4689 | 83.3648 | 87.8145 | 91.0559 | 93.1866 | 93.9021 | 94.2108 | 93.9964 | 92.9749 | 91.2861 | 88.0732 | 84.105 | 81.0795 | 78.704 | 76.9802 | 0.11185 | 0.10815 | 0.11207 | 0.10632 | 0.10611 | 0.10628 | 0.12296 | 0.12233 | 0.14636 | 0.14876 | 0.13594 | 0.12949 | 0.12621 | 0.13148 | 0.12364 | 0.11328 | 0.10617 | 0.10004 | 0.094449 | 0.11553 | 0.11932 | 0.11862 | 0.10126 | 0.10492
Portfolio Adjusted1-in-10AllAll2023October Monthly Peak | Portfolio Adjusted | 1-in-10 | All | All | 2023 | October Monthly Peak | 10 | 6.0106 | 5.8157 | 5.6315 | 5.6134 | 5.8998 | 6.7339 | 7.8774 | 8.6273 | 9.61 | 10.4855 | 11.2444 | 11.6968 | 11.9304 | 12.1706 | 12.0902 | 11.6249 | 10.9235 | 10.1266 | 9.5429 | 9.1204 | 8.5398 | 7.8786 | 7.1299 | 6.6023 | -0.017092 | -0.024081 | -0.015906 | -0.026717 | -0.036821 | -0.034305 | -0.039896 | -0.040264 | -0.041377 | -0.05072 | -0.037763 | -0.041931 | -0.024647 | 0.013896 | 0.24455 | 0.24957 | 0.24431 | 0.22456 | 0.055176 | 0.024024 | 0.012669 | 0.021884 | 0.018185 | 0.015295 | 71.6238 | 70.2309 | 69.2393 | 68.06 | 67.0574 | 66.2384 | 65.8222 | 65.4045 | 66.3405 | 70.8061 | 76.5892 | 82.1712 | 86.5856 | 89.3675 | 90.3844 | 90.9537 | 90.8458 | 89.777 | 87.1485 | 82.8276 | 78.7557 | 75.8941 | 73.742 | 72.0907 | 0.093555 | 0.091074 | 0.094088 | 0.088838 | 0.088712 | 0.089487 | 0.10582 | 0.10423 | 0.12106 | 0.12224 | 0.11245 | 0.10885 | 0.10859 | 0.11424 | 0.10923 | 0.10222 | 0.097696 | 0.092876 | 0.086594 | 0.099607 | 0.1016 | 0.10096 | 0.085872 | 0.089316
Portfolio Adjusted1-in-10AllAll2023November Monthly Peak | Portfolio Adjusted | 1-in-10 | All | All | 2023 | November Monthly Peak | 11 | 5.9428 | 5.7689 | 5.6078 | 5.5912 | 5.8885 | 6.7141 | 7.5818 | 8.3869 | 9.3528 | 10.0925 | 10.7114 | 11.0506 | 11.1774 | 11.3376 | 11.1957 | 10.672 | 10.1132 | 9.8499 | 9.1606 | 8.6346 | 8.147 | 7.5642 | 6.8735 | 6.3934 | -0.0078377 | -0.014396 | -0.0088424 | -0.026682 | -0.036251 | -0.030281 | -0.02687 | -0.037581 | -0.039069 | -0.050248 | -0.027359 | -0.02666 | -0.008144 | 0.033317 | 0.24394 | 0.24086 | 0.24449 | 0.22832 | 0.053192 | 0.030033 | 0.02078 | 0.027626 | 0.023082 | 0.018238 | 66.4898 | 64.9757 | 64.084 | 62.7131 | 61.842 | 60.9571 | 60.4613 | 60.4349 | 62.9979 | 68.1142 | 74.3054 | 79.3298 | 82.3431 | 83.9991 | 84.9348 | 84.8309 | 83.464 | 80.8919 | 77.6275 | 74.2273 | 71.7844 | 69.8074 | 68.0076 | 66.7826 | 0.096828 | 0.094168 | 0.097559 | 0.091783 | 0.09161 | 0.091844 | 0.10652 | 0.10522 | 0.12298 | 0.12367 | 0.11368 | 0.1099 | 0.1093 | 0.11481 | 0.10972 | 0.10241 | 0.098096 | 0.093396 | 0.086994 | 0.10035 | 0.10274 | 0.10256 | 0.087018 | 0.090418
Portfolio Adjusted1-in-10AllAll2023December Monthly Peak | Portfolio Adjusted | 1-in-10 | All | All | 2023 | December Monthly Peak | 12 | 5.906 | 5.7448 | 5.6208 | 5.6406 | 5.965 | 6.7945 | 7.9041 | 8.4756 | 9.1149 | 9.4105 | 9.5201 | 9.3859 | 9.1429 | 9.0053 | 8.7282 | 8.3501 | 8.2267 | 8.4082 | 8.047 | 7.8028 | 7.4896 | 7.1018 | 6.6096 | 6.2472 | 0.00071999 | -0.0036484 | -0.0013828 | -0.02921 | -0.037757 | -0.026633 | -0.0093605 | -0.035533 | -0.035845 | -0.045478 | -0.009137 | -0.001288 | 0.014813 | 0.054447 | 0.21583 | 0.20476 | 0.22294 | 0.21135 | 0.047248 | 0.03689 | 0.031875 | 0.033079 | 0.02769 | 0.020223 | 43.2441 | 42.581 | 42.3368 | 42.2524 | 42.173 | 41.9771 | 42.3069 | 42.3577 | 43.053 | 44.8381 | 46.6745 | 48.4293 | 49.6214 | 50.0257 | 50.0745 | 49.9814 | 49.553 | 48.3696 | 47.1434 | 45.9544 | 44.8761 | 44.2505 | 43.9013 | 43.1666 | 0.099925 | 0.096959 | 0.10091 | 0.095589 | 0.095685 | 0.095972 | 0.11182 | 0.10809 | 0.12286 | 0.11994 | 0.10742 | 0.10191 | 0.10057 | 0.10529 | 0.1017 | 0.097433 | 0.095382 | 0.091279 | 0.085514 | 0.09825 | 0.1011 | 0.10117 | 0.087419 | 0.091691
Portfolio Adjusted1-in-10AllAll2023Typical Event Day | Portfolio Adjusted | 1-in-10 | All | All | 2023 | Typical Event Day | 8 | 6.7918 | 6.537 | 6.3428 | 6.3077 | 6.6257 | 7.5284 | 8.4929 | 9.5715 | 10.8529 | 11.9065 | 12.7667 | 13.1678 | 13.2596 | 13.4532 | 13.3485 | 12.8948 | 12.1644 | 11.1388 | 10.1868 | 9.8028 | 9.5673 | 8.8313 | 7.992 | 7.3908 | -0.025449 | -0.034164 | -0.023019 | -0.029677 | -0.041909 | -0.041374 | -0.054068 | -0.045646 | -0.047643 | -0.05689 | -0.051547 | -0.059872 | -0.040766 | -0.0013716 | 0.25741 | 0.27032 | 0.25977 | 0.2386 | 0.059622 | 0.020526 | 0.0067525 | 0.019725 | 0.016919 | 0.015172 | 75.4056 | 74.2342 | 73.1728 | 72.229 | 71.3332 | 70.4953 | 69.9355 | 70.2838 | 73.1458 | 78.012 | 82.8624 | 87.0448 | 89.8506 | 91.6255 | 92.7615 | 93.367 | 93.4627 | 92.7359 | 91.5285 | 88.8313 | 85.0281 | 81.703 | 79.4316 | 77.6825 | 0.10766 | 0.10404 | 0.10801 | 0.10172 | 0.10125 | 0.10115 | 0.11567 | 0.11436 | 0.13427 | 0.13579 | 0.12435 | 0.11889 | 0.11633 | 0.12177 | 0.11575 | 0.10775 | 0.10221 | 0.096196 | 0.09032 | 0.10739 | 0.11251 | 0.11226 | 0.096287 | 0.10023
Portfolio Adjusted1-in-10AllAll2024January Monthly Peak | Portfolio Adjusted | 1-in-10 | All | All | 2024 | January Monthly Peak | 1 | 6.0457 | 5.8819 | 5.7516 | 5.7825 | 6.1308 | 7.0405 | 8.3435 | 9.0173 | 9.6908 | 9.9538 | 10.0458 | 9.8981 | 9.6627 | 9.5526 | 9.2545 | 8.8259 | 8.5087 | 8.6969 | 8.4063 | 8.161 | 7.8222 | 7.4018 | 6.8634 | 6.4853 | 0.00043966 | -0.0041057 | -0.0016093 | -0.030316 | -0.039171 | -0.027929 | -0.01004 | -0.038508 | -0.038643 | -0.04898 | -0.0097757 | -0.0013458 | 0.01616 | 0.059342 | 0.23072 | 0.21803 | 0.23363 | 0.2206 | 0.050545 | 0.039496 | 0.034049 | 0.035241 | 0.029486 | 0.021442 | 42.8602 | 42.1546 | 41.4749 | 40.9914 | 40.7131 | 40.3889 | 40.0204 | 39.8699 | 40.3501 | 42.6338 | 45.2215 | 47.4106 | 49.2506 | 50.1812 | 50.6188 | 50.4266 | 49.5777 | 48.3766 | 46.3301 | 44.702 | 43.4489 | 42.5207 | 41.8236 | 41.121 | 0.10347 | 0.10017 | 0.10421 | 0.099084 | 0.099195 | 0.10045 | 0.11914 | 0.11617 | 0.13196 | 0.12846 | 0.11499 | 0.109 | 0.10759 | 0.11267 | 0.10815 | 0.10276 | 0.099728 | 0.095468 | 0.089834 | 0.10437 | 0.10739 | 0.10732 | 0.09277 | 0.097034
Portfolio Adjusted1-in-10AllAll2024February Monthly Peak | Portfolio Adjusted | 1-in-10 | All | All | 2024 | February Monthly Peak | 2 | 5.8283 | 5.6726 | 5.5357 | 5.5585 | 5.8798 | 6.7203 | 7.8377 | 8.4313 | 9.0776 | 9.4157 | 9.6379 | 9.6558 | 9.5726 | 9.5822 | 9.3803 | 8.9815 | 8.5858 | 8.5106 | 8.348 | 8.0116 | 7.6606 | 7.2215 | 6.6601 | 6.2714 | 0.00026365 | -0.0040714 | -0.0016322 | -0.029228 | -0.03773 | -0.026754 | -0.0096162 | -0.036259 | -0.036406 | -0.046399 | -0.0095185 | -0.0014394 | 0.015507 | 0.058179 | 0.23164 | 0.21982 | 0.23325 | 0.21571 | 0.048898 | 0.037871 | 0.032802 | 0.034151 | 0.02848 | 0.020773 | 49.9834 | 49.5301 | 48.9454 | 48.3893 | 48.0861 | 47.3014 | 46.4285 | 46.9092 | 47.972 | 50.1784 | 52.4089 | 53.9043 | 55.2832 | 56.4723 | 57.4669 | 57.9022 | 57.3103 | 56.5834 | 54.7479 | 52.8391 | 51.2259 | 49.7949 | 49.0038 | 48.0162 | 0.099836 | 0.096899 | 0.1006 | 0.095241 | 0.09527 | 0.096012 | 0.11316 | 0.10945 | 0.12397 | 0.12134 | 0.10941 | 0.10455 | 0.10349 | 0.10869 | 0.10431 | 0.098801 | 0.095565 | 0.091533 | 0.086072 | 0.099986 | 0.10325 | 0.10377 | 0.089475 | 0.09396
Portfolio Adjusted1-in-10AllAll2024March Monthly Peak | Portfolio Adjusted | 1-in-10 | All | All | 2024 | March Monthly Peak | 3 | 5.9276 | 5.728 | 5.5714 | 5.5371 | 5.8181 | 6.5994 | 7.5899 | 8.2275 | 8.9368 | 9.4372 | 9.8846 | 10.099 | 10.1672 | 10.3441 | 10.2581 | 9.8997 | 9.3698 | 8.7444 | 8.3268 | 8.3301 | 8.0253 | 7.5243 | 6.8631 | 6.3906 | 7.9708e-05 | -0.0042639 | -0.0018122 | -0.029495 | -0.037862 | -0.026393 | -0.0095252 | -0.03556 | -0.036651 | -0.046948 | -0.010089 | -0.0017025 | 0.016055 | 0.062232 | 0.25231 | 0.24132 | 0.25288 | 0.22141 | 0.049264 | 0.03883 | 0.034212 | 0.035594 | 0.029365 | 0.021219 | 58.0497 | 56.5524 | 55.5361 | 54.8943 | 54.0217 | 53.3333 | 52.7271 | 52.5965 | 53.8861 | 58.0745 | 63.1242 | 67.7338 | 71.2285 | 73.0668 | 74.2178 | 74.8197 | 74.6991 | 73.6411 | 72.0659 | 69.5229 | 66.2134 | 63.3323 | 61.0884 | 59.234 | 0.10213 | 0.09879 | 0.10268 | 0.095693 | 0.0951 | 0.094578 | 0.10954 | 0.10693 | 0.12275 | 0.12153 | 0.11133 | 0.10756 | 0.10685 | 0.11276 | 0.10818 | 0.10178 | 0.097576 | 0.091978 | 0.086262 | 0.10216 | 0.10702 | 0.10778 | 0.092143 | 0.09599
Portfolio Adjusted1-in-10AllAll2024April Monthly Peak | Portfolio Adjusted | 1-in-10 | All | All | 2024 | April Monthly Peak | 4 | 6.0314 | 5.8156 | 5.6401 | 5.5928 | 5.8634 | 6.6504 | 7.5399 | 8.3735 | 9.3791 | 10.1661 | 10.8533 | 11.2472 | 11.446 | 11.7068 | 11.6572 | 11.2504 | 10.6008 | 9.734 | 8.9733 | 8.842 | 8.538 | 7.9013 | 7.1353 | 6.5881 | -0.011325 | -0.018124 | -0.011543 | -0.026617 | -0.036128 | -0.031122 | -0.03105 | -0.037956 | -0.03945 | -0.049844 | -0.031132 | -0.032151 | -0.014115 | 0.026915 | 0.24799 | 0.24987 | 0.24928 | 0.22242 | 0.052804 | 0.027872 | 0.018093 | 0.025953 | 0.021663 | 0.017335 | 68.4125 | 66.9409 | 65.2929 | 63.9452 | 62.8093 | 61.8326 | 61.2512 | 61.2629 | 64.5242 | 70.5641 | 76.6506 | 81.9356 | 85.2088 | 87.1089 | 87.9535 | 88.4937 | 88.3891 | 87.7542 | 85.8959 | 82.5463 | 78.1337 | 74.2504 | 71.578 | 69.8892 | 0.096065 | 0.092998 | 0.09647 | 0.089998 | 0.089412 | 0.089226 | 0.10401 | 0.10303 | 0.12014 | 0.12092 | 0.11175 | 0.10846 | 0.10822 | 0.11425 | 0.10956 | 0.10273 | 0.098114 | 0.092067 | 0.085802 | 0.10033 | 0.10398 | 0.10368 | 0.088025 | 0.090995
Portfolio Adjusted1-in-10AllAll2024May Monthly Peak | Portfolio Adjusted | 1-in-10 | All | All | 2024 | May Monthly Peak | 5 | 6.2771 | 6.0586 | 5.858 | 5.8185 | 6.1119 | 6.8983 | 7.704 | 8.8653 | 10.1266 | 11.0995 | 11.8903 | 12.3024 | 12.4558 | 12.671 | 12.583 | 12.0962 | 11.3917 | 10.4388 | 9.5557 | 9.164 | 8.9786 | 8.2922 | 7.4912 | 6.9113 | -0.018056 | -0.026081 | -0.017152 | -0.027097 | -0.037783 | -0.035414 | -0.042596 | -0.041636 | -0.043998 | -0.05463 | -0.043679 | -0.049318 | -0.030405 | 0.00982 | 0.2514 | 0.25902 | 0.2527 | 0.22905 | 0.056372 | 0.023241 | 0.011013 | 0.022062 | 0.018703 | 0.01595 | 73.3049 | 71.457 | 70.0259 | 69.0285 | 67.9694 | 66.9595 | 66.384 | 66.6852 | 70.2942 | 75.8014 | 80.8835 | 84.447 | 87.3602 | 89.2913 | 90.4474 | 90.7885 | 90.433 | 89.3679 | 88.0348 | 85.4915 | 81.4865 | 77.5705 | 75.0344 | 72.638 | 0.099406 | 0.096498 | 0.099841 | 0.093759 | 0.093355 | 0.093042 | 0.10732 | 0.10833 | 0.12862 | 0.13045 | 0.12039 | 0.11606 | 0.11486 | 0.12048 | 0.11462 | 0.10624 | 0.10077 | 0.094575 | 0.088158 | 0.10338 | 0.10739 | 0.10729 | 0.091539 | 0.094805
Portfolio Adjusted1-in-10AllAll2024June Monthly Peak | Portfolio Adjusted | 1-in-10 | All | All | 2024 | June Monthly Peak | 6 | 6.5329 | 6.299 | 6.0995 | 6.0561 | 6.3451 | 7.0851 | 7.8971 | 9.0253 | 10.197 | 11.1442 | 11.9301 | 12.2923 | 12.384 | 12.5878 | 12.5297 | 12.1523 | 11.508 | 10.5837 | 9.7356 | 9.2416 | 9.1057 | 8.5099 | 7.7051 | 7.1299 | -0.016778 | -0.023861 | -0.015753 | -0.029411 | -0.040353 | -0.035888 | -0.038412 | -0.041796 | -0.044508 | -0.053754 | -0.037298 | -0.039926 | -0.021729 | 0.019497 | 0.25836 | 0.26439 | 0.26132 | 0.23675 | 0.055722 | 0.026012 | 0.015973 | 0.025282 | 0.021472 | 0.017802 | 72.0958 | 70.7533 | 69.779 | 68.7189 | 67.6764 | 66.3755 | 65.7026 | 66.7084 | 70.4472 | 75.3718 | 80.4017 | 84.5645 | 87.3638 | 89.0289 | 90.2951 | 90.9705 | 91.4308 | 90.6409 | 89.5485 | 86.9337 | 83.4203 | 79.7196 | 77.278 | 75.4762 | 0.10258 | 0.09952 | 0.10313 | 0.096672 | 0.09586 | 0.094932 | 0.10845 | 0.10798 | 0.12661 | 0.12798 | 0.11782 | 0.11241 | 0.11008 | 0.11548 | 0.1106 | 0.10404 | 0.09944 | 0.09347 | 0.087637 | 0.10184 | 0.10702 | 0.10774 | 0.092366 | 0.096247
Portfolio Adjusted1-in-10AllAll2024July Monthly Peak | Portfolio Adjusted | 1-in-10 | All | All | 2024 | July Monthly Peak | 7 | 6.8349 | 6.5693 | 6.3715 | 6.3395 | 6.6486 | 7.4891 | 8.3628 | 9.5059 | 10.7136 | 11.7053 | 12.4873 | 12.8287 | 12.8964 | 13.065 | 12.9774 | 12.6258 | 12.009 | 11.0667 | 10.1824 | 9.6587 | 9.5052 | 8.8695 | 8.0268 | 7.4207 | -0.024278 | -0.032708 | -0.022041 | -0.029429 | -0.041597 | -0.040473 | -0.051715 | -0.044283 | -0.046462 | -0.054814 | -0.048462 | -0.055714 | -0.037632 | 0.00065185 | 0.25154 | 0.26499 | 0.25692 | 0.23753 | 0.058397 | 0.020488 | 0.0076486 | 0.020466 | 0.017675 | 0.015916 | 76.4303 | 75.1822 | 74.0328 | 72.9519 | 72.1403 | 71.2941 | 70.6424 | 71.035 | 73.9843 | 78.7778 | 83.5191 | 87.2498 | 89.3676 | 90.6902 | 92.0464 | 92.4913 | 92.3052 | 91.7697 | 90.6189 | 88.3326 | 84.7134 | 81.2612 | 79.064 | 77.5285 | 0.10722 | 0.10353 | 0.1076 | 0.10143 | 0.10074 | 0.10017 | 0.11355 | 0.11183 | 0.13001 | 0.1309 | 0.11956 | 0.11383 | 0.11144 | 0.11658 | 0.11142 | 0.10502 | 0.10049 | 0.09482 | 0.089333 | 0.10519 | 0.11077 | 0.11147 | 0.095576 | 0.099705
Portfolio Adjusted1-in-10AllAll2024August Monthly Peak | Portfolio Adjusted | 1-in-10 | All | All | 2024 | August Monthly Peak | 8 | 6.8692 | 6.6086 | 6.4098 | 6.3731 | 6.6936 | 7.613 | 8.6018 | 9.7341 | 11.0819 | 12.1855 | 13.0826 | 13.497 | 13.5928 | 13.7837 | 13.6718 | 13.199 | 12.4441 | 11.39 | 10.3988 | 9.9963 | 9.7319 | 8.9649 | 8.1055 | 7.4878 | -0.030486 | -0.039634 | -0.026916 | -0.03033 | -0.042996 | -0.044113 | -0.06095 | -0.047755 | -0.049558 | -0.058426 | -0.057789 | -0.068584 | -0.049395 | -0.010865 | 0.25599 | 0.2723 | 0.25874 | 0.23999 | 0.061824 | 0.018124 | 0.0028116 | 0.017186 | 0.01463 | 0.013722 | 76.0761 | 75.0691 | 74.0542 | 73.203 | 72.3127 | 71.7546 | 71.4236 | 71.6508 | 74.3002 | 79.4296 | 84.1639 | 88.5504 | 91.6153 | 93.5961 | 94.8023 | 95.7955 | 96.1182 | 95.558 | 94.6602 | 91.9859 | 87.8737 | 84.7516 | 82.6804 | 80.7452 | 0.11029 | 0.10651 | 0.11047 | 0.10394 | 0.10346 | 0.10352 | 0.1184 | 0.11747 | 0.13829 | 0.14006 | 0.12826 | 0.12256 | 0.11986 | 0.12529 | 0.11881 | 0.11024 | 0.10432 | 0.098231 | 0.092348 | 0.11024 | 0.11536 | 0.11495 | 0.098523 | 0.10248
Portfolio Adjusted1-in-10AllAll2024September Monthly Peak | Portfolio Adjusted | 1-in-10 | All | All | 2024 | September Monthly Peak | 9 | 6.8455 | 6.5963 | 6.3843 | 6.3737 | 6.7117 | 7.6734 | 8.8579 | 9.9145 | 11.3665 | 12.4971 | 13.3837 | 13.7795 | 13.8793 | 14.0877 | 13.9567 | 13.4108 | 12.5985 | 11.4837 | 10.5327 | 10.3366 | 9.7373 | 8.9479 | 8.0886 | 7.4663 | -0.030564 | -0.040827 | -0.027495 | -0.02925 | -0.042131 | -0.044549 | -0.065421 | -0.048851 | -0.050806 | -0.061561 | -0.064291 | -0.077187 | -0.056515 | -0.018346 | 0.25475 | 0.27319 | 0.25779 | 0.2386 | 0.063872 | 0.016927 | -0.00021055 | 0.015948 | 0.013633 | 0.013208 | 77.0201 | 75.9323 | 74.8251 | 74.0422 | 73.2032 | 72.557 | 71.9736 | 71.7408 | 73.8515 | 78.4689 | 83.3648 | 87.8145 | 91.0559 | 93.1866 | 93.9021 | 94.2108 | 93.9964 | 92.9749 | 91.2861 | 88.0732 | 84.105 | 81.0795 | 78.704 | 76.9802 | 0.11185 | 0.10815 | 0.11207 | 0.10632 | 0.10611 | 0.10628 | 0.12296 | 0.12233 | 0.14636 | 0.14876 | 0.13594 | 0.12949 | 0.12621 | 0.13148 | 0.12364 | 0.11328 | 0.10617 | 0.10004 | 0.094449 | 0.11553 | 0.11932 | 0.11862 | 0.10126 | 0.10492
Portfolio Adjusted1-in-10AllAll2024October Monthly Peak | Portfolio Adjusted | 1-in-10 | All | All | 2024 | October Monthly Peak | 10 | 6.0106 | 5.8157 | 5.6315 | 5.6134 | 5.8998 | 6.7339 | 7.8774 | 8.6273 | 9.61 | 10.4855 | 11.2444 | 11.6968 | 11.9304 | 12.1706 | 12.0902 | 11.6249 | 10.9235 | 10.1266 | 9.5429 | 9.1204 | 8.5398 | 7.8786 | 7.1299 | 6.6023 | -0.017092 | -0.024081 | -0.015906 | -0.026717 | -0.036821 | -0.034305 | -0.039896 | -0.040264 | -0.041377 | -0.05072 | -0.037763 | -0.041931 | -0.024647 | 0.013896 | 0.24455 | 0.24957 | 0.24431 | 0.22456 | 0.055176 | 0.024024 | 0.012669 | 0.021884 | 0.018185 | 0.015295 | 71.6238 | 70.2309 | 69.2393 | 68.06 | 67.0574 | 66.2384 | 65.8222 | 65.4045 | 66.3405 | 70.8061 | 76.5892 | 82.1712 | 86.5856 | 89.3675 | 90.3844 | 90.9537 | 90.8458 | 89.777 | 87.1485 | 82.8276 | 78.7557 | 75.8941 | 73.742 | 72.0907 | 0.093555 | 0.091074 | 0.094088 | 0.088838 | 0.088712 | 0.089487 | 0.10582 | 0.10423 | 0.12106 | 0.12224 | 0.11245 | 0.10885 | 0.10859 | 0.11424 | 0.10923 | 0.10222 | 0.097696 | 0.092876 | 0.086594 | 0.099607 | 0.1016 | 0.10096 | 0.085872 | 0.089316
Portfolio Adjusted1-in-10AllAll2024November Monthly Peak | Portfolio Adjusted | 1-in-10 | All | All | 2024 | November Monthly Peak | 11 | 5.9428 | 5.7689 | 5.6078 | 5.5912 | 5.8885 | 6.7141 | 7.5818 | 8.3869 | 9.3528 | 10.0925 | 10.7114 | 11.0506 | 11.1774 | 11.3376 | 11.1957 | 10.672 | 10.1132 | 9.8499 | 9.1606 | 8.6346 | 8.147 | 7.5642 | 6.8735 | 6.3934 | -0.0078377 | -0.014396 | -0.0088424 | -0.026682 | -0.036251 | -0.030281 | -0.02687 | -0.037581 | -0.039069 | -0.050248 | -0.027359 | -0.02666 | -0.008144 | 0.033317 | 0.24394 | 0.24086 | 0.24449 | 0.22832 | 0.053192 | 0.030033 | 0.02078 | 0.027626 | 0.023082 | 0.018238 | 66.4898 | 64.9757 | 64.084 | 62.7131 | 61.842 | 60.9571 | 60.4613 | 60.4349 | 62.9979 | 68.1142 | 74.3054 | 79.3298 | 82.3431 | 83.9991 | 84.9348 | 84.8309 | 83.464 | 80.8919 | 77.6275 | 74.2273 | 71.7844 | 69.8074 | 68.0076 | 66.7826 | 0.096828 | 0.094168 | 0.097559 | 0.091783 | 0.09161 | 0.091844 | 0.10652 | 0.10522 | 0.12298 | 0.12367 | 0.11368 | 0.1099 | 0.1093 | 0.11481 | 0.10972 | 0.10241 | 0.098096 | 0.093396 | 0.086994 | 0.10035 | 0.10274 | 0.10256 | 0.087018 | 0.090418
Portfolio Adjusted1-in-10AllAll2024December Monthly Peak | Portfolio Adjusted | 1-in-10 | All | All | 2024 | December Monthly Peak | 12 | 5.906 | 5.7448 | 5.6208 | 5.6406 | 5.965 | 6.7945 | 7.9041 | 8.4756 | 9.1149 | 9.4105 | 9.5201 | 9.3859 | 9.1429 | 9.0053 | 8.7282 | 8.3501 | 8.2267 | 8.4082 | 8.047 | 7.8028 | 7.4896 | 7.1018 | 6.6096 | 6.2472 | 0.00071999 | -0.0036484 | -0.0013828 | -0.02921 | -0.037757 | -0.026633 | -0.0093605 | -0.035533 | -0.035845 | -0.045478 | -0.009137 | -0.001288 | 0.014813 | 0.054447 | 0.21583 | 0.20476 | 0.22294 | 0.21135 | 0.047248 | 0.03689 | 0.031875 | 0.033079 | 0.02769 | 0.020223 | 43.2441 | 42.581 | 42.3368 | 42.2523 | 42.173 | 41.9771 | 42.3069 | 42.3577 | 43.053 | 44.8381 | 46.6745 | 48.4293 | 49.6214 | 50.0257 | 50.0745 | 49.9813 | 49.553 | 48.3696 | 47.1434 | 45.9544 | 44.8761 | 44.2505 | 43.9013 | 43.1666 | 0.099925 | 0.096959 | 0.10091 | 0.095589 | 0.095685 | 0.095972 | 0.11182 | 0.10809 | 0.12286 | 0.11994 | 0.10742 | 0.10191 | 0.10057 | 0.10529 | 0.1017 | 0.097433 | 0.095382 | 0.091279 | 0.085514 | 0.09825 | 0.1011 | 0.10117 | 0.087419 | 0.091691
Portfolio Adjusted1-in-10AllAll2024Typical Event Day | Portfolio Adjusted | 1-in-10 | All | All | 2024 | Typical Event Day | 8 | 6.7918 | 6.537 | 6.3428 | 6.3077 | 6.6257 | 7.5284 | 8.4929 | 9.5715 | 10.8529 | 11.9065 | 12.7667 | 13.1678 | 13.2596 | 13.4532 | 13.3485 | 12.8948 | 12.1644 | 11.1388 | 10.1868 | 9.8028 | 9.5673 | 8.8313 | 7.992 | 7.3908 | -0.025449 | -0.034164 | -0.023019 | -0.029677 | -0.041909 | -0.041374 | -0.054068 | -0.045646 | -0.047643 | -0.05689 | -0.051547 | -0.059872 | -0.040766 | -0.0013716 | 0.25741 | 0.27032 | 0.25977 | 0.2386 | 0.059622 | 0.020526 | 0.0067525 | 0.019725 | 0.016919 | 0.015172 | 75.4056 | 74.2342 | 73.1728 | 72.229 | 71.3332 | 70.4953 | 69.9355 | 70.2838 | 73.1458 | 78.012 | 82.8624 | 87.0448 | 89.8506 | 91.6255 | 92.7615 | 93.367 | 93.4626 | 92.7359 | 91.5285 | 88.8313 | 85.0281 | 81.703 | 79.4316 | 77.6825 | 0.10766 | 0.10404 | 0.10801 | 0.10172 | 0.10125 | 0.10115 | 0.11567 | 0.11436 | 0.13427 | 0.13579 | 0.12435 | 0.11889 | 0.11633 | 0.12177 | 0.11575 | 0.10775 | 0.10221 | 0.096196 | 0.09032 | 0.10739 | 0.11251 | 0.11226 | 0.096287 | 0.10023
Portfolio Adjusted1-in-10AllAll2025January Monthly Peak | Portfolio Adjusted | 1-in-10 | All | All | 2025 | January Monthly Peak | 1 | 6.0457 | 5.8819 | 5.7516 | 5.7825 | 6.1308 | 7.0405 | 8.3435 | 9.0173 | 9.6908 | 9.9538 | 10.0458 | 9.8981 | 9.6627 | 9.5526 | 9.2545 | 8.8259 | 8.5087 | 8.6969 | 8.4063 | 8.161 | 7.8222 | 7.4018 | 6.8634 | 6.4853 | 0.00043966 | -0.0041057 | -0.0016093 | -0.030316 | -0.039171 | -0.027929 | -0.01004 | -0.038508 | -0.038643 | -0.04898 | -0.0097757 | -0.0013458 | 0.01616 | 0.059342 | 0.23072 | 0.21803 | 0.23363 | 0.2206 | 0.050545 | 0.039496 | 0.034049 | 0.035241 | 0.029486 | 0.021442 | 42.8602 | 42.1546 | 41.4749 | 40.9914 | 40.7131 | 40.3889 | 40.0204 | 39.8699 | 40.3501 | 42.6338 | 45.2215 | 47.4106 | 49.2506 | 50.1812 | 50.6188 | 50.4266 | 49.5777 | 48.3766 | 46.3301 | 44.702 | 43.4489 | 42.5207 | 41.8236 | 41.121 | 0.10347 | 0.10017 | 0.10421 | 0.099084 | 0.099195 | 0.10045 | 0.11914 | 0.11617 | 0.13196 | 0.12846 | 0.11499 | 0.109 | 0.10759 | 0.11267 | 0.10815 | 0.10276 | 0.099728 | 0.095468 | 0.089834 | 0.10437 | 0.10739 | 0.10732 | 0.09277 | 0.097034
Portfolio Adjusted1-in-10AllAll2025February Monthly Peak | Portfolio Adjusted | 1-in-10 | All | All | 2025 | February Monthly Peak | 2 | 5.8283 | 5.6726 | 5.5357 | 5.5585 | 5.8798 | 6.7203 | 7.8377 | 8.4313 | 9.0776 | 9.4157 | 9.6379 | 9.6558 | 9.5726 | 9.5822 | 9.3803 | 8.9815 | 8.5858 | 8.5106 | 8.348 | 8.0116 | 7.6606 | 7.2215 | 6.6601 | 6.2714 | 0.00026365 | -0.0040714 | -0.0016322 | -0.029228 | -0.03773 | -0.026754 | -0.0096162 | -0.036259 | -0.036406 | -0.046399 | -0.0095185 | -0.0014394 | 0.015507 | 0.058179 | 0.23164 | 0.21982 | 0.23325 | 0.21571 | 0.048898 | 0.037871 | 0.032802 | 0.034151 | 0.02848 | 0.020773 | 49.9834 | 49.5301 | 48.9454 | 48.3893 | 48.0861 | 47.3014 | 46.4285 | 46.9092 | 47.972 | 50.1784 | 52.4089 | 53.9043 | 55.2832 | 56.4723 | 57.4669 | 57.9022 | 57.3103 | 56.5834 | 54.7479 | 52.8391 | 51.2259 | 49.7949 | 49.0038 | 48.0162 | 0.099836 | 0.096899 | 0.1006 | 0.095241 | 0.09527 | 0.096012 | 0.11316 | 0.10945 | 0.12397 | 0.12134 | 0.10941 | 0.10455 | 0.10349 | 0.10869 | 0.10431 | 0.098801 | 0.095565 | 0.091533 | 0.086072 | 0.099986 | 0.10325 | 0.10377 | 0.089475 | 0.09396
Portfolio Adjusted1-in-10AllAll2025March Monthly Peak | Portfolio Adjusted | 1-in-10 | All | All | 2025 | March Monthly Peak | 3 | 5.9276 | 5.728 | 5.5714 | 5.5371 | 5.8181 | 6.5994 | 7.5899 | 8.2275 | 8.9368 | 9.4372 | 9.8846 | 10.099 | 10.1672 | 10.3441 | 10.2581 | 9.8997 | 9.3698 | 8.7444 | 8.3268 | 8.3301 | 8.0253 | 7.5243 | 6.8631 | 6.3906 | 7.971e-05 | -0.0042639 | -0.0018122 | -0.029495 | -0.037862 | -0.026393 | -0.0095252 | -0.03556 | -0.036651 | -0.046948 | -0.010089 | -0.0017025 | 0.016055 | 0.062232 | 0.25231 | 0.24132 | 0.25288 | 0.22141 | 0.049264 | 0.03883 | 0.034212 | 0.035594 | 0.029365 | 0.021219 | 58.0497 | 56.5524 | 55.5361 | 54.8943 | 54.0217 | 53.3333 | 52.7271 | 52.5965 | 53.8861 | 58.0745 | 63.1242 | 67.7338 | 71.2285 | 73.0668 | 74.2178 | 74.8197 | 74.6991 | 73.6411 | 72.0659 | 69.5229 | 66.2134 | 63.3323 | 61.0884 | 59.234 | 0.10213 | 0.09879 | 0.10268 | 0.095693 | 0.0951 | 0.094578 | 0.10954 | 0.10693 | 0.12275 | 0.12153 | 0.11133 | 0.10756 | 0.10685 | 0.11276 | 0.10818 | 0.10178 | 0.097576 | 0.091978 | 0.086262 | 0.10216 | 0.10702 | 0.10778 | 0.092143 | 0.09599
Portfolio Adjusted1-in-10AllAll2025April Monthly Peak | Portfolio Adjusted | 1-in-10 | All | All | 2025 | April Monthly Peak | 4 | 6.0314 | 5.8156 | 5.6401 | 5.5928 | 5.8634 | 6.6504 | 7.5399 | 8.3735 | 9.3791 | 10.1661 | 10.8533 | 11.2472 | 11.446 | 11.7068 | 11.6572 | 11.2504 | 10.6008 | 9.734 | 8.9733 | 8.842 | 8.538 | 7.9013 | 7.1353 | 6.5881 | -0.011325 | -0.018124 | -0.011543 | -0.026617 | -0.036128 | -0.031122 | -0.03105 | -0.037956 | -0.03945 | -0.049844 | -0.031132 | -0.032151 | -0.014115 | 0.026915 | 0.24799 | 0.24987 | 0.24928 | 0.22242 | 0.052804 | 0.027872 | 0.018093 | 0.025953 | 0.021663 | 0.017335 | 68.4125 | 66.9409 | 65.2929 | 63.9452 | 62.8093 | 61.8326 | 61.2512 | 61.2629 | 64.5242 | 70.5641 | 76.6506 | 81.9356 | 85.2088 | 87.1089 | 87.9535 | 88.4937 | 88.3891 | 87.7542 | 85.8959 | 82.5463 | 78.1337 | 74.2504 | 71.5779 | 69.8892 | 0.096065 | 0.092998 | 0.09647 | 0.089998 | 0.089412 | 0.089226 | 0.10401 | 0.10303 | 0.12014 | 0.12092 | 0.11175 | 0.10846 | 0.10822 | 0.11425 | 0.10956 | 0.10273 | 0.098114 | 0.092067 | 0.085802 | 0.10033 | 0.10398 | 0.10368 | 0.088025 | 0.090995
Portfolio Adjusted1-in-10AllAll2025May Monthly Peak | Portfolio Adjusted | 1-in-10 | All | All | 2025 | May Monthly Peak | 5 | 6.2771 | 6.0586 | 5.858 | 5.8185 | 6.1119 | 6.8983 | 7.704 | 8.8653 | 10.1266 | 11.0995 | 11.8903 | 12.3024 | 12.4558 | 12.671 | 12.583 | 12.0962 | 11.3917 | 10.4388 | 9.5557 | 9.164 | 8.9786 | 8.2922 | 7.4912 | 6.9113 | -0.018056 | -0.026081 | -0.017152 | -0.027097 | -0.037783 | -0.035414 | -0.042596 | -0.041636 | -0.043998 | -0.05463 | -0.043679 | -0.049318 | -0.030405 | 0.00982 | 0.2514 | 0.25902 | 0.2527 | 0.22905 | 0.056372 | 0.023241 | 0.011013 | 0.022062 | 0.018703 | 0.01595 | 73.3049 | 71.457 | 70.0259 | 69.0285 | 67.9694 | 66.9595 | 66.384 | 66.6852 | 70.2942 | 75.8014 | 80.8835 | 84.447 | 87.3602 | 89.2913 | 90.4474 | 90.7885 | 90.433 | 89.3679 | 88.0348 | 85.4915 | 81.4865 | 77.5705 | 75.0344 | 72.638 | 0.099406 | 0.096498 | 0.099841 | 0.093759 | 0.093355 | 0.093042 | 0.10732 | 0.10833 | 0.12862 | 0.13045 | 0.12039 | 0.11606 | 0.11486 | 0.12048 | 0.11462 | 0.10624 | 0.10077 | 0.094575 | 0.088158 | 0.10338 | 0.10739 | 0.10729 | 0.091539 | 0.094805
Portfolio Adjusted1-in-10AllAll2025June Monthly Peak | Portfolio Adjusted | 1-in-10 | All | All | 2025 | June Monthly Peak | 6 | 6.5329 | 6.299 | 6.0995 | 6.0561 | 6.3451 | 7.0851 | 7.8971 | 9.0253 | 10.197 | 11.1442 | 11.9301 | 12.2923 | 12.384 | 12.5878 | 12.5297 | 12.1523 | 11.508 | 10.5837 | 9.7356 | 9.2416 | 9.1057 | 8.5099 | 7.7051 | 7.1299 | -0.016778 | -0.023861 | -0.015753 | -0.029411 | -0.040353 | -0.035888 | -0.038412 | -0.041796 | -0.044508 | -0.053754 | -0.037298 | -0.039926 | -0.021729 | 0.019497 | 0.25836 | 0.26439 | 0.26132 | 0.23675 | 0.055721 | 0.026012 | 0.015973 | 0.025282 | 0.021472 | 0.017802 | 72.0958 | 70.7533 | 69.779 | 68.7189 | 67.6764 | 66.3755 | 65.7026 | 66.7084 | 70.4472 | 75.3718 | 80.4017 | 84.5645 | 87.3638 | 89.0289 | 90.2951 | 90.9705 | 91.4308 | 90.6409 | 89.5485 | 86.9337 | 83.4203 | 79.7196 | 77.278 | 75.4762 | 0.10258 | 0.09952 | 0.10313 | 0.096672 | 0.09586 | 0.094932 | 0.10845 | 0.10798 | 0.12661 | 0.12798 | 0.11782 | 0.11241 | 0.11008 | 0.11548 | 0.1106 | 0.10404 | 0.09944 | 0.09347 | 0.087637 | 0.10184 | 0.10702 | 0.10774 | 0.092366 | 0.096247
Portfolio Adjusted1-in-10AllAll2025July Monthly Peak | Portfolio Adjusted | 1-in-10 | All | All | 2025 | July Monthly Peak | 7 | 6.8349 | 6.5693 | 6.3715 | 6.3395 | 6.6486 | 7.4891 | 8.3628 | 9.5059 | 10.7136 | 11.7053 | 12.4873 | 12.8287 | 12.8964 | 13.065 | 12.9774 | 12.6258 | 12.009 | 11.0667 | 10.1824 | 9.6587 | 9.5052 | 8.8695 | 8.0268 | 7.4207 | -0.024278 | -0.032708 | -0.022041 | -0.029429 | -0.041597 | -0.040473 | -0.051715 | -0.044283 | -0.046462 | -0.054814 | -0.048462 | -0.055714 | -0.037632 | 0.00065185 | 0.25154 | 0.26499 | 0.25692 | 0.23753 | 0.058397 | 0.020488 | 0.0076486 | 0.020466 | 0.017675 | 0.015916 | 76.4303 | 75.1822 | 74.0328 | 72.9519 | 72.1403 | 71.2941 | 70.6424 | 71.035 | 73.9843 | 78.7778 | 83.5191 | 87.2498 | 89.3676 | 90.6902 | 92.0464 | 92.4913 | 92.3052 | 91.7697 | 90.6189 | 88.3326 | 84.7134 | 81.2612 | 79.064 | 77.5285 | 0.10722 | 0.10353 | 0.1076 | 0.10143 | 0.10074 | 0.10017 | 0.11355 | 0.11183 | 0.13001 | 0.1309 | 0.11956 | 0.11383 | 0.11144 | 0.11658 | 0.11142 | 0.10502 | 0.10049 | 0.09482 | 0.089333 | 0.10519 | 0.11077 | 0.11147 | 0.095576 | 0.099705
Portfolio Adjusted1-in-10AllAll2025August Monthly Peak | Portfolio Adjusted | 1-in-10 | All | All | 2025 | August Monthly Peak | 8 | 6.8692 | 6.6086 | 6.4098 | 6.3731 | 6.6936 | 7.613 | 8.6018 | 9.7341 | 11.0819 | 12.1855 | 13.0826 | 13.497 | 13.5928 | 13.7837 | 13.6718 | 13.199 | 12.4441 | 11.39 | 10.3988 | 9.9963 | 9.7319 | 8.9649 | 8.1055 | 7.4878 | -0.030486 | -0.039634 | -0.026916 | -0.03033 | -0.042996 | -0.044113 | -0.06095 | -0.047755 | -0.049558 | -0.058426 | -0.057789 | -0.068584 | -0.049395 | -0.010865 | 0.25599 | 0.2723 | 0.25874 | 0.23999 | 0.061824 | 0.018124 | 0.0028116 | 0.017186 | 0.01463 | 0.013722 | 76.0761 | 75.0691 | 74.0542 | 73.203 | 72.3127 | 71.7546 | 71.4236 | 71.6508 | 74.3002 | 79.4296 | 84.1639 | 88.5504 | 91.6153 | 93.5961 | 94.8023 | 95.7955 | 96.1182 | 95.558 | 94.6602 | 91.9859 | 87.8737 | 84.7516 | 82.6804 | 80.7452 | 0.11029 | 0.10651 | 0.11047 | 0.10394 | 0.10346 | 0.10352 | 0.1184 | 0.11747 | 0.13829 | 0.14006 | 0.12826 | 0.12256 | 0.11986 | 0.12529 | 0.11881 | 0.11024 | 0.10432 | 0.098231 | 0.092348 | 0.11024 | 0.11536 | 0.11495 | 0.098523 | 0.10248
Portfolio Adjusted1-in-10AllAll2025September Monthly Peak | Portfolio Adjusted | 1-in-10 | All | All | 2025 | September Monthly Peak | 9 | 6.8455 | 6.5963 | 6.3843 | 6.3737 | 6.7117 | 7.6734 | 8.8579 | 9.9145 | 11.3665 | 12.4971 | 13.3837 | 13.7795 | 13.8793 | 14.0877 | 13.9567 | 13.4108 | 12.5985 | 11.4837 | 10.5327 | 10.3366 | 9.7373 | 8.9479 | 8.0886 | 7.4663 | -0.030564 | -0.040827 | -0.027495 | -0.02925 | -0.042131 | -0.044549 | -0.065421 | -0.048851 | -0.050806 | -0.061561 | -0.064291 | -0.077187 | -0.056515 | -0.018346 | 0.25475 | 0.27319 | 0.25779 | 0.2386 | 0.063872 | 0.016927 | -0.00021055 | 0.015948 | 0.013633 | 0.013208 | 77.0202 | 75.9323 | 74.8251 | 74.0422 | 73.2032 | 72.557 | 71.9736 | 71.7408 | 73.8515 | 78.4689 | 83.3648 | 87.8145 | 91.0559 | 93.1866 | 93.9021 | 94.2108 | 93.9964 | 92.9749 | 91.2861 | 88.0732 | 84.105 | 81.0795 | 78.704 | 76.9802 | 0.11185 | 0.10815 | 0.11207 | 0.10632 | 0.10611 | 0.10628 | 0.12296 | 0.12233 | 0.14636 | 0.14876 | 0.13594 | 0.12949 | 0.12621 | 0.13148 | 0.12364 | 0.11328 | 0.10617 | 0.10004 | 0.094449 | 0.11553 | 0.11932 | 0.11862 | 0.10126 | 0.10492
Portfolio Adjusted1-in-10AllAll2025October Monthly Peak | Portfolio Adjusted | 1-in-10 | All | All | 2025 | October Monthly Peak | 10 | 6.0106 | 5.8157 | 5.6315 | 5.6134 | 5.8998 | 6.7339 | 7.8774 | 8.6273 | 9.61 | 10.4855 | 11.2444 | 11.6968 | 11.9304 | 12.1706 | 12.0902 | 11.6249 | 10.9235 | 10.1266 | 9.5429 | 9.1204 | 8.5398 | 7.8786 | 7.1299 | 6.6023 | -0.017092 | -0.024081 | -0.015906 | -0.026717 | -0.036821 | -0.034305 | -0.039896 | -0.040264 | -0.041377 | -0.05072 | -0.037763 | -0.041931 | -0.024647 | 0.013896 | 0.24455 | 0.24957 | 0.24431 | 0.22456 | 0.055176 | 0.024024 | 0.012669 | 0.021884 | 0.018185 | 0.015295 | 71.6238 | 70.2309 | 69.2393 | 68.06 | 67.0574 | 66.2384 | 65.8222 | 65.4045 | 66.3405 | 70.8061 | 76.5892 | 82.1712 | 86.5856 | 89.3675 | 90.3844 | 90.9537 | 90.8458 | 89.777 | 87.1485 | 82.8276 | 78.7557 | 75.8941 | 73.742 | 72.0907 | 0.093555 | 0.091074 | 0.094088 | 0.088838 | 0.088712 | 0.089487 | 0.10582 | 0.10423 | 0.12106 | 0.12224 | 0.11245 | 0.10885 | 0.10859 | 0.11424 | 0.10923 | 0.10222 | 0.097696 | 0.092876 | 0.086594 | 0.099607 | 0.1016 | 0.10096 | 0.085872 | 0.089316
Portfolio Adjusted1-in-10AllAll2025November Monthly Peak | Portfolio Adjusted | 1-in-10 | All | All | 2025 | November Monthly Peak | 11 | 5.9428 | 5.7689 | 5.6078 | 5.5912 | 5.8885 | 6.7141 | 7.5818 | 8.3869 | 9.3528 | 10.0925 | 10.7114 | 11.0506 | 11.1774 | 11.3376 | 11.1957 | 10.672 | 10.1132 | 9.8499 | 9.1606 | 8.6346 | 8.147 | 7.5642 | 6.8735 | 6.3934 | -0.0078377 | -0.014396 | -0.0088424 | -0.026682 | -0.036251 | -0.030281 | -0.02687 | -0.037581 | -0.039069 | -0.050248 | -0.027359 | -0.02666 | -0.008144 | 0.033317 | 0.24394 | 0.24086 | 0.24449 | 0.22832 | 0.053192 | 0.030033 | 0.02078 | 0.027626 | 0.023082 | 0.018238 | 66.4898 | 64.9757 | 64.084 | 62.7131 | 61.842 | 60.9571 | 60.4613 | 60.4349 | 62.9979 | 68.1142 | 74.3054 | 79.3298 | 82.3431 | 83.9991 | 84.9348 | 84.8309 | 83.464 | 80.8919 | 77.6275 | 74.2273 | 71.7844 | 69.8074 | 68.0076 | 66.7826 | 0.096828 | 0.094168 | 0.097559 | 0.091783 | 0.09161 | 0.091844 | 0.10652 | 0.10522 | 0.12298 | 0.12367 | 0.11368 | 0.1099 | 0.1093 | 0.11481 | 0.10972 | 0.10241 | 0.098096 | 0.093396 | 0.086994 | 0.10035 | 0.10274 | 0.10256 | 0.087018 | 0.090418
Portfolio Adjusted1-in-10AllAll2025December Monthly Peak | Portfolio Adjusted | 1-in-10 | All | All | 2025 | December Monthly Peak | 12 | 5.906 | 5.7448 | 5.6208 | 5.6406 | 5.965 | 6.7945 | 7.9041 | 8.4756 | 9.1149 | 9.4105 | 9.5201 | 9.3859 | 9.1429 | 9.0053 | 8.7282 | 8.3501 | 8.2267 | 8.4082 | 8.047 | 7.8028 | 7.4896 | 7.1018 | 6.6096 | 6.2472 | 0.00071999 | -0.0036484 | -0.0013828 | -0.02921 | -0.037757 | -0.026633 | -0.0093605 | -0.035533 | -0.035845 | -0.045478 | -0.009137 | -0.001288 | 0.014813 | 0.054447 | 0.21583 | 0.20476 | 0.22294 | 0.21135 | 0.047248 | 0.03689 | 0.031875 | 0.033079 | 0.02769 | 0.020223 | 43.2441 | 42.581 | 42.3368 | 42.2523 | 42.173 | 41.9771 | 42.3069 | 42.3577 | 43.053 | 44.8381 | 46.6745 | 48.4293 | 49.6214 | 50.0257 | 50.0745 | 49.9813 | 49.553 | 48.3696 | 47.1434 | 45.9544 | 44.8761 | 44.2505 | 43.9013 | 43.1666 | 0.099925 | 0.096959 | 0.10091 | 0.095589 | 0.095685 | 0.095972 | 0.11182 | 0.10809 | 0.12286 | 0.11994 | 0.10742 | 0.10191 | 0.10057 | 0.10529 | 0.1017 | 0.097433 | 0.095382 | 0.091279 | 0.085514 | 0.09825 | 0.1011 | 0.10117 | 0.087419 | 0.091691
Portfolio Adjusted1-in-10AllAll2025Typical Event Day | Portfolio Adjusted | 1-in-10 | All | All | 2025 | Typical Event Day | 8 | 6.7918 | 6.537 | 6.3428 | 6.3077 | 6.6257 | 7.5284 | 8.4929 | 9.5715 | 10.8529 | 11.9065 | 12.7667 | 13.1678 | 13.2596 | 13.4532 | 13.3485 | 12.8948 | 12.1644 | 11.1388 | 10.1868 | 9.8028 | 9.5673 | 8.8313 | 7.992 | 7.3908 | -0.025449 | -0.034164 | -0.023019 | -0.029677 | -0.041909 | -0.041374 | -0.054068 | -0.045646 | -0.047643 | -0.05689 | -0.051547 | -0.059872 | -0.040766 | -0.0013716 | 0.25741 | 0.27032 | 0.25977 | 0.2386 | 0.059622 | 0.020526 | 0.0067525 | 0.019725 | 0.016919 | 0.015172 | 75.4056 | 74.2342 | 73.1728 | 72.229 | 71.3332 | 70.4953 | 69.9356 | 70.2838 | 73.1458 | 78.012 | 82.8623 | 87.0448 | 89.8506 | 91.6254 | 92.7615 | 93.367 | 93.4626 | 92.7359 | 91.5285 | 88.8313 | 85.0281 | 81.703 | 79.4316 | 77.6825 | 0.10766 | 0.10404 | 0.10801 | 0.10172 | 0.10125 | 0.10115 | 0.11567 | 0.11436 | 0.13427 | 0.13579 | 0.12435 | 0.11889 | 0.11633 | 0.12177 | 0.11575 | 0.10775 | 0.10221 | 0.096196 | 0.09032 | 0.10739 | 0.11251 | 0.11226 | 0.096287 | 0.10023
Portfolio Adjusted1-in-2AllAll2015January Monthly Peak | Portfolio Adjusted | 1-in-2 | All | All | 2015 | January Monthly Peak | 1 | 123.501 | 120.211 | 116.553 | 116.9794 | 125.6633 | 148.5872 | 178.6664 | 194.7812 | 202.6386 | 204.2626 | 206.6169 | 205.9819 | 203.0769 | 203.3002 | 196.5957 | 185.3648 | 174.9015 | 171.525 | 166.0258 | 160.9872 | 155.5266 | 148.6835 | 139.124 | 133.0705 | 0.0096331 | -0.14834 | -0.059436 | -1.0652 | -1.3751 | -0.97592 | -0.3503 | -1.3235 | -1.3276 | -1.6921 | -0.34643 | -0.052497 | 0.56349 | 2.1153 | 6.0451 | 5.6668 | 6.2178 | 5.5675 | 1.78 | 1.3802 | 1.1952 | 1.2437 | 1.0374 | 0.75653 | 51.9046 | 51.4189 | 51.071 | 50.6133 | 50.4088 | 49.9877 | 50.0909 | 49.9838 | 50.3451 | 51.7244 | 53.5645 | 55.1191 | 56.2892 | 57.2662 | 57.9192 | 57.8584 | 57.687 | 56.9922 | 55.594 | 54.2851 | 53.6181 | 53.2942 | 52.7804 | 51.9808 | 3.5084 | 3.4151 | 3.5604 | 3.3637 | 3.3486 | 3.333 | 3.8587 | 3.6639 | 4.1869 | 4.0668 | 3.5715 | 3.3133 | 3.1378 | 3.1732 | 2.7917 | 2.3626 | 2.0796 | 2.1697 | 2.2008 | 3.2181 | 3.4436 | 3.5439 | 3.0806 | 3.3066
Portfolio Adjusted1-in-2AllAll2015February Monthly Peak | Portfolio Adjusted | 1-in-2 | All | All | 2015 | February Monthly Peak | 2 | 122.3346 | 119.1962 | 115.4864 | 115.8387 | 124.3848 | 146.8054 | 176.1497 | 191.686 | 199.4194 | 201.6628 | 204.6721 | 204.7839 | 202.3395 | 203.0056 | 196.6072 | 185.4182 | 174.756 | 171.0573 | 165.1565 | 159.808 | 154.389 | 147.66 | 137.979 | 132.052 | 0.0051141 | -0.15007 | -0.061345 | -1.0554 | -1.3619 | -0.96567 | -0.34844 | -1.3046 | -1.3108 | -1.6719 | -0.34429 | -0.052599 | 0.56161 | 2.1143 | 6.0505 | 5.6758 | 6.2194 | 5.5564 | 1.7693 | 1.3675 | 1.1853 | 1.2347 | 1.0281 | 0.75039 | 51.564 | 51.1081 | 50.8695 | 50.5509 | 50.1045 | 49.9318 | 49.5473 | 49.8647 | 51.1883 | 54.5888 | 58.3348 | 61.4098 | 62.98 | 63.6493 | 64.1433 | 63.9086 | 63.5452 | 62.6694 | 60.684 | 58.6218 | 57.3872 | 56.438 | 55.4898 | 54.1999 | 3.4741 | 3.3856 | 3.5272 | 3.3286 | 3.3126 | 3.2912 | 3.8032 | 3.6023 | 4.1175 | 4.0122 | 3.5356 | 3.2924 | 3.1249 | 3.1668 | 2.791 | 2.3619 | 2.0766 | 2.1622 | 2.188 | 3.1907 | 3.4161 | 3.5198 | 3.0552 | 3.2816
Portfolio Adjusted1-in-2AllAll2015March Monthly Peak | Portfolio Adjusted | 1-in-2 | All | All | 2015 | March Monthly Peak | 3 | 127.8645 | 123.8735 | 120.1113 | 119.19 | 127.0294 | 148.8798 | 175.7922 | 193.5298 | 203.1653 | 205.873 | 210.3631 | 211.0876 | 209.0385 | 211.1387 | 205.4888 | 194.773 | 183.1287 | 172.6132 | 166.2526 | 165.7505 | 162.5092 | 155.5126 | 144.4057 | 136.8963 | 0.0068426 | -0.15402 | -0.064952 | -1.0832 | -1.3919 | -0.97273 | -0.35031 | -1.3144 | -1.3447 | -1.7059 | -0.36077 | -0.058802 | 0.57346 | 2.2006 | 6.3295 | 5.9694 | 6.5097 | 5.6084 | 1.774 | 1.4086 | 1.2426 | 1.2932 | 1.0716 | 0.77472 | 52.8352 | 51.9335 | 51.3316 | 51.0447 | 50.5296 | 50.163 | 49.8637 | 50.0601 | 51.8544 | 54.063 | 56.8927 | 59.7305 | 62.123 | 64.0462 | 65.1425 | 65.6853 | 65.4225 | 64.469 | 61.9536 | 58.8514 | 57.104 | 55.7326 | 54.5631 | 53.1785 | 3.6195 | 3.5043 | 3.6631 | 3.411 | 3.3753 | 3.3179 | 3.7726 | 3.6144 | 4.1734 | 4.0672 | 3.6137 | 3.3812 | 3.2147 | 3.2761 | 2.9048 | 2.4693 | 2.1665 | 2.1706 | 2.1969 | 3.2945 | 3.5846 | 3.6921 | 3.1893 | 3.3911
Portfolio Adjusted1-in-2AllAll2015April Monthly Peak | Portfolio Adjusted | 1-in-2 | All | All | 2015 | April Monthly Peak | 4 | 127.1934 | 123.4862 | 119.4544 | 118.3263 | 125.9031 | 147.257 | 173.1818 | 191.2856 | 202.7549 | 208.7296 | 216.207 | 219.3644 | 218.9213 | 222.237 | 217.1008 | 205.405 | 191.8205 | 179.1262 | 170.7877 | 168.7433 | 164.6326 | 156.9103 | 145.0093 | 137.2906 | 0.0033111 | -0.15483 | -0.065326 | -1.0737 | -1.3779 | -0.96 | -0.34637 | -1.2977 | -1.3429 | -1.7302 | -0.37149 | -0.06145 | 0.60035 | 2.317 | 6.6896 | 6.3032 | 6.8297 | 5.8274 | 1.8197 | 1.4299 | 1.2561 | 1.3047 | 1.0742 | 0.77527 | 62.4529 | 61.4301 | 60.59 | 59.8779 | 58.9733 | 58.3101 | 57.7586 | 57.7174 | 59.8638 | 63.8863 | 68.6985 | 73.4083 | 77.3327 | 79.7481 | 80.9584 | 81.4041 | 80.8513 | 80.0769 | 78.3203 | 75.7437 | 71.6352 | 69.0694 | 67.0272 | 65.1968 | 3.5988 | 3.4922 | 3.6402 | 3.3784 | 3.3387 | 3.2738 | 3.7108 | 3.5667 | 4.1612 | 4.1232 | 3.7116 | 3.5121 | 3.3659 | 3.4468 | 3.0685 | 2.6011 | 2.2661 | 2.2492 | 2.254 | 3.3457 | 3.6248 | 3.7255 | 3.1972 | 3.3938
Portfolio Adjusted1-in-2AllAll2015May Monthly Peak | Portfolio Adjusted | 1-in-2 | All | All | 2015 | May Monthly Peak | 5 | 130.7628 | 127.3831 | 122.8612 | 122.2703 | 130.6857 | 152.4931 | 177.5849 | 199.6058 | 214.6016 | 222.6979 | 230.816 | 233.4602 | 231.6958 | 233.9543 | 228.3489 | 214.6806 | 199.9828 | 186.0019 | 176.5966 | 172.086 | 169.1719 | 161.4815 | 149.9892 | 142.4323 | -0.1039 | -0.28058 | -0.15771 | -1.0896 | -1.4237 | -1.0435 | -0.54985 | -1.3783 | -1.4716 | -1.8615 | -0.57713 | -0.33127 | 0.3475 | 2.0867 | 6.735 | 6.4146 | 6.8386 | 5.8873 | 1.8824 | 1.3467 | 1.1451 | 1.2542 | 1.047 | 0.77582 | 64.9154 | 63.8328 | 62.7817 | 61.9074 | 61.1703 | 60.2537 | 59.7779 | 60.3476 | 63.179 | 66.8659 | 70.9834 | 75.051 | 78.7218 | 81.2075 | 82.7252 | 83.3724 | 83.4801 | 82.6837 | 80.7763 | 78.207 | 74.1362 | 70.934 | 69.1767 | 67.5754 | 3.5989 | 3.5035 | 3.6399 | 3.4013 | 3.3715 | 3.3006 | 3.6942 | 3.6263 | 4.3078 | 4.3084 | 3.8872 | 3.663 | 3.4906 | 3.5595 | 3.1641 | 2.6622 | 2.3114 | 2.2836 | 2.2746 | 3.3247 | 3.6129 | 3.7243 | 3.215 | 3.4182
Portfolio Adjusted1-in-2AllAll2015June Monthly Peak | Portfolio Adjusted | 1-in-2 | All | All | 2015 | June Monthly Peak | 6 | 138.3594 | 134.7528 | 130.2515 | 129.6399 | 138.0287 | 159.8498 | 184.5383 | 205.0585 | 218.756 | 227.0253 | 235.3254 | 235.7026 | 231.0438 | 232.3826 | 227.2201 | 216.7383 | 203.1844 | 189.6972 | 181.801 | 176.538 | 174.5807 | 167.6393 | 156.1456 | 148.8629 | -0.24502 | -0.45871 | -0.28324 | -1.1046 | -1.4737 | -1.1514 | -0.85005 | -1.4391 | -1.5369 | -1.9089 | -0.84934 | -0.72011 | -0.049938 | 1.5914 | 6.3228 | 6.2745 | 6.5926 | 5.7842 | 1.9442 | 1.2155 | 0.97192 | 1.1756 | 0.99612 | 0.7701 | 67.6 | 66.4199 | 65.3427 | 64.4947 | 63.6893 | 63.0829 | 62.5346 | 63.2049 | 66.1654 | 70.3636 | 74.2204 | 77.7963 | 80.3337 | 82.5214 | 83.8192 | 84.634 | 85.1543 | 84.8287 | 83.545 | 80.9603 | 77.5541 | 73.8106 | 71.3856 | 69.8135 | 3.7078 | 3.6077 | 3.7533 | 3.5046 | 3.4578 | 3.3679 | 3.7431 | 3.6402 | 4.2965 | 4.3097 | 3.8847 | 3.6101 | 3.3841 | 3.4377 | 3.0589 | 2.6137 | 2.2835 | 2.2642 | 2.2808 | 3.3096 | 3.6339 | 3.7615 | 3.2556 | 3.4726
Portfolio Adjusted1-in-2AllAll2015July Monthly Peak | Portfolio Adjusted | 1-in-2 | All | All | 2015 | July Monthly Peak | 7 | 142.4288 | 138.2677 | 134.2339 | 134.2209 | 143.2111 | 166.3452 | 191.1743 | 210.2647 | 222.1131 | 229.6649 | 236.7229 | 236.4821 | 231.8524 | 232.8294 | 227.6026 | 218.6586 | 206.4581 | 193.5818 | 186.0208 | 180.9514 | 178.8711 | 171.4309 | 159.5964 | 152.2475 | -0.55544 | -0.81499 | -0.53643 | -1.1288 | -1.539 | -1.3369 | -1.3377 | -1.5364 | -1.5997 | -1.9332 | -1.2408 | -1.2759 | -0.61521 | 0.91209 | 5.8102 | 6.0382 | 6.1909 | 5.5995 | 2.0475 | 1.0166 | 0.66733 | 0.9855 | 0.83728 | 0.68032 | 69.7904 | 69.0251 | 68.3691 | 67.7092 | 67.0604 | 66.5862 | 66.3393 | 66.733 | 69.1272 | 73.0892 | 77.9949 | 81.6933 | 84.6614 | 87.0403 | 88.7999 | 89.3323 | 89.5298 | 88.6786 | 87.2233 | 84.9671 | 81.3394 | 77.4562 | 74.9669 | 73.4559 | 3.7516 | 3.6323 | 3.7899 | 3.5616 | 3.5219 | 3.4482 | 3.8058 | 3.652 | 4.2562 | 4.248 | 3.7971 | 3.5247 | 3.3084 | 3.3537 | 2.9849 | 2.5743 | 2.27 | 2.2629 | 2.289 | 3.3224 | 3.6493 | 3.7723 | 3.2642 | 3.4825
Portfolio Adjusted1-in-2AllAll2015August Monthly Peak | Portfolio Adjusted | 1-in-2 | All | All | 2015 | August Monthly Peak | 8 | 144.9808 | 140.8738 | 136.6504 | 136.4524 | 146.0379 | 171.0873 | 199.6998 | 222.26 | 239.038 | 249.5822 | 259.385 | 260.4984 | 256.4618 | 258.1535 | 252.0162 | 238.465 | 221.7461 | 205.5686 | 195.4619 | 191.2537 | 186.852 | 176.747 | 164.2554 | 156.1967 | -0.87453 | -1.2054 | -0.80711 | -1.1018 | -1.5476 | -1.5052 | -1.9243 | -1.6763 | -1.7326 | -2.109 | -1.847 | -2.1212 | -1.3931 | 0.085521 | 5.6287 | 6.1155 | 5.9569 | 5.489 | 2.2108 | 0.80244 | 0.29327 | 0.76177 | 0.65137 | 0.57247 | 74.6438 | 73.6611 | 72.759 | 71.64 | 71.0509 | 70.3344 | 69.891 | 70.0256 | 72.5838 | 77.5521 | 82.5706 | 86.7346 | 89.7372 | 91.8471 | 93.1491 | 93.3043 | 93.468 | 92.3135 | 90.3179 | 87.5609 | 83.4112 | 80.3041 | 78.42 | 76.7365 | 3.8752 | 3.7552 | 3.9135 | 3.6774 | 3.6436 | 3.5924 | 4.0214 | 3.9116 | 4.6506 | 4.6962 | 4.2276 | 3.957 | 3.7348 | 3.7998 | 3.3753 | 2.8601 | 2.4773 | 2.4412 | 2.4388 | 3.5742 | 3.8752 | 3.9447 | 3.4056 | 3.6134
Portfolio Adjusted1-in-2AllAll2015September Monthly Peak | Portfolio Adjusted | 1-in-2 | All | All | 2015 | September Monthly Peak | 9 | 142.3841 | 138.5013 | 133.9081 | 134.5518 | 144.4742 | 169.861 | 200.2917 | 221.5182 | 239.6091 | 249.7559 | 258.274 | 258.9998 | 254.655 | 256.7207 | 250.1021 | 235.3333 | 218.2599 | 202.1638 | 193.6834 | 191.3957 | 184.1792 | 174.3627 | 161.8172 | 153.6109 | -0.67236 | -0.94287 | -0.62391 | -1.1773 | -1.595 | -1.4259 | -1.4997 | -1.663 | -1.7254 | -2.1144 | -1.408 | -1.474 | -0.7487 | 0.88237 | 6.2379 | 6.3981 | 6.46 | 5.7929 | 2.1837 | 1.0608 | 0.6344 | 0.95163 | 0.78792 | 0.62829 | 69.6318 | 68.5558 | 67.7987 | 67.0508 | 66.5138 | 65.9381 | 65.9003 | 65.753 | 67.5229 | 72.5309 | 78.7349 | 84.0031 | 88.3704 | 90.9519 | 92.0684 | 92.2836 | 91.8346 | 90.5782 | 88.079 | 84.5071 | 80.9623 | 78.6191 | 77.0745 | 75.7822 | 3.7591 | 3.6438 | 3.7887 | 3.5812 | 3.5624 | 3.5161 | 3.9727 | 3.8462 | 4.6012 | 4.6298 | 4.156 | 3.8863 | 3.6634 | 3.7285 | 3.3085 | 2.7885 | 2.408 | 2.3723 | 2.3869 | 3.5277 | 3.7723 | 3.8484 | 3.3162 | 3.5132
Portfolio Adjusted1-in-2AllAll2015October Monthly Peak | Portfolio Adjusted | 1-in-2 | All | All | 2015 | October Monthly Peak | 10 | 124.5029 | 121.589 | 117.3603 | 117.4408 | 125.8055 | 148.539 | 178.0683 | 196.7323 | 209.5867 | 217.9277 | 226.0813 | 229.6353 | 229.6047 | 231.7984 | 225.6558 | 211.9004 | 197.2004 | 189.1828 | 179.5671 | 171.4993 | 163.7 | 154.7176 | 143.2181 | 136.3641 | -0.42282 | -0.66387 | -0.42438 | -0.98699 | -1.3405 | -1.1641 | -1.1558 | -1.4188 | -1.452 | -1.8309 | -1.1125 | -1.1395 | -0.48397 | 1.0044 | 5.7615 | 5.8162 | 5.9594 | 5.4507 | 1.9772 | 1.0282 | 0.66473 | 0.93531 | 0.77923 | 0.62532 | 69.5874 | 68.7403 | 67.8104 | 67.0295 | 66.3118 | 65.4811 | 65.4785 | 66.0117 | 66.7584 | 71.0639 | 76.6951 | 81.9858 | 85.685 | 87.8714 | 89.341 | 89.5393 | 88.7396 | 87.2398 | 84.7564 | 81.0689 | 77.6057 | 74.9645 | 72.9243 | 71.3067 | 3.3197 | 3.2451 | 3.3681 | 3.1698 | 3.1475 | 3.123 | 3.6097 | 3.4703 | 4.0692 | 4.0882 | 3.6788 | 3.4786 | 3.3426 | 3.4076 | 3.0177 | 2.5367 | 2.1976 | 2.2423 | 2.2302 | 3.2148 | 3.4028 | 3.4725 | 2.9776 | 3.1774
Portfolio Adjusted1-in-2AllAll2015November Monthly Peak | Portfolio Adjusted | 1-in-2 | All | All | 2015 | November Monthly Peak | 11 | 127.4644 | 124.3003 | 120.1842 | 119.6358 | 128.113 | 150.3737 | 176.3803 | 194.2156 | 205.944 | 211.9946 | 218.4047 | 220.7067 | 219.3557 | 220.8771 | 214.526 | 200.9322 | 188.6965 | 182.8842 | 174.303 | 167.2595 | 161.0594 | 153.4788 | 141.9673 | 135.2366 | 0.012449 | -0.1451 | -0.058314 | -1.0924 | -1.4084 | -0.99697 | -0.35169 | -1.3307 | -1.3666 | -1.7638 | -0.36505 | -0.053851 | 0.61366 | 2.3032 | 6.5955 | 6.1542 | 6.7243 | 5.9547 | 1.8711 | 1.4333 | 1.2365 | 1.2883 | 1.0604 | 0.77013 | 58.9122 | 58.0931 | 57.3454 | 56.6419 | 55.9334 | 55.6486 | 55.2004 | 55.1316 | 58.798 | 63.7952 | 69.9327 | 75.1222 | 78.7331 | 80.2706 | 80.7864 | 80.2789 | 78.0918 | 73.9198 | 69.5271 | 66.9039 | 64.8839 | 63.2076 | 61.9877 | 60.8597 | 3.624 | 3.5339 | 3.6798 | 3.4492 | 3.4271 | 3.3819 | 3.8187 | 3.6644 | 4.2857 | 4.2386 | 3.7886 | 3.5649 | 3.4017 | 3.4556 | 3.0564 | 2.5614 | 2.2435 | 2.3117 | 2.3087 | 3.3381 | 3.5624 | 3.6689 | 3.1488 | 3.3642
Portfolio Adjusted1-in-2AllAll2015December Monthly Peak | Portfolio Adjusted | 1-in-2 | All | All | 2015 | December Monthly Peak | 12 | 122.7381 | 119.649 | 116.2954 | 116.7889 | 125.2652 | 146.6925 | 174.1085 | 188.9495 | 197.2016 | 198.012 | 198.4792 | 195.5114 | 190.7641 | 189.0945 | 182.3324 | 172.5831 | 165.5906 | 163.8637 | 158.6402 | 154.3914 | 149.4088 | 142.9826 | 134.1441 | 128.7187 | 0.021944 | -0.1352 | -0.052477 | -1.0588 | -1.3683 | -0.96608 | -0.34051 | -1.2859 | -1.2961 | -1.6438 | -0.32985 | -0.046588 | 0.53519 | 1.9706 | 5.6081 | 5.2726 | 5.8839 | 5.3195 | 1.71 | 1.3354 | 1.1546 | 1.1983 | 1.0021 | 0.73232 | 47.708 | 47.0275 | 46.0069 | 45.1319 | 44.4969 | 43.8226 | 43.6313 | 43.4063 | 43.8503 | 46.6292 | 49.188 | 51.273 | 52.8566 | 53.7855 | 54.3799 | 54.4344 | 53.8514 | 52.7432 | 51.2358 | 50.0365 | 49.127 | 48.2384 | 47.4374 | 46.5253 | 3.4827 | 3.3922 | 3.5459 | 3.3504 | 3.3367 | 3.298 | 3.7602 | 3.5554 | 4.0826 | 3.9563 | 3.4431 | 3.1591 | 2.9626 | 2.9654 | 2.598 | 2.2082 | 1.9776 | 2.0808 | 2.1094 | 3.1057 | 3.3231 | 3.4144 | 2.976 | 3.1994
Portfolio Adjusted1-in-2AllAll2015Typical Event Day | Portfolio Adjusted | 1-in-2 | All | All | 2015 | Typical Event Day | 8 | 142.2936 | 138.3097 | 134.2291 | 134.0348 | 143.4711 | 167.6708 | 194.969 | 215.188 | 229.5933 | 238.5875 | 247.3452 | 248.2663 | 243.9817 | 245.7515 | 239.9851 | 227.5634 | 212.1263 | 197.2206 | 188.0615 | 184.4342 | 181.1112 | 172.1606 | 160.349 | 152.8568 | -0.5784 | -0.84791 | -0.55753 | -1.1293 | -1.5415 | -1.3565 | -1.3974 | -1.5741 | -1.6367 | -2.0049 | -1.3231 | -1.3816 | -0.68125 | 0.90056 | 6.0544 | 6.2396 | 6.3179 | 5.6645 | 2.0835 | 1.0263 | 0.64779 | 0.96785 | 0.82063 | 0.66381 | 70.4165 | 69.4154 | 68.5674 | 67.7237 | 67.0786 | 66.4854 | 66.1663 | 66.4291 | 68.8498 | 73.3839 | 78.3802 | 82.5568 | 85.7757 | 88.0902 | 89.4591 | 89.8885 | 89.9967 | 89.0998 | 87.2913 | 84.4989 | 80.8168 | 77.5475 | 75.4618 | 73.947 | 3.7551 | 3.6392 | 3.7937 | 3.5619 | 3.5304 | 3.4739 | 3.8747 | 3.737 | 4.406 | 4.4228 | 3.9719 | 3.7151 | 3.4983 | 3.5614 | 3.1664 | 2.6908 | 2.3391 | 2.3121 | 2.3174 | 3.3977 | 3.7046 | 3.7901 | 3.2807 | 3.4919
Portfolio Adjusted1-in-2AllAll2016January Monthly Peak | Portfolio Adjusted | 1-in-2 | All | All | 2016 | January Monthly Peak | 1 | 123.501 | 120.211 | 116.553 | 116.9794 | 125.6633 | 148.5872 | 178.6664 | 194.7812 | 202.6386 | 204.2627 | 206.6169 | 205.9819 | 203.0769 | 203.3002 | 196.5957 | 185.3648 | 174.9015 | 171.525 | 166.0258 | 160.9872 | 155.5266 | 148.6835 | 139.124 | 133.0705 | 0.0096331 | -0.14834 | -0.059436 | -1.0652 | -1.3751 | -0.97592 | -0.3503 | -1.3235 | -1.3276 | -1.6921 | -0.34643 | -0.052497 | 0.56349 | 2.1153 | 6.0451 | 5.6668 | 6.2178 | 5.5675 | 1.78 | 1.3802 | 1.1952 | 1.2437 | 1.0374 | 0.75653 | 51.9046 | 51.4189 | 51.071 | 50.6133 | 50.4088 | 49.9877 | 50.0909 | 49.9838 | 50.3451 | 51.7244 | 53.5645 | 55.1191 | 56.2892 | 57.2662 | 57.9192 | 57.8584 | 57.687 | 56.9922 | 55.594 | 54.2851 | 53.6181 | 53.2942 | 52.7804 | 51.9808 | 3.5084 | 3.4151 | 3.5604 | 3.3637 | 3.3486 | 3.333 | 3.8587 | 3.6639 | 4.1869 | 4.0668 | 3.5715 | 3.3133 | 3.1378 | 3.1732 | 2.7917 | 2.3626 | 2.0796 | 2.1697 | 2.2008 | 3.2181 | 3.4436 | 3.5439 | 3.0806 | 3.3066
Portfolio Adjusted1-in-2AllAll2016February Monthly Peak | Portfolio Adjusted | 1-in-2 | All | All | 2016 | February Monthly Peak | 2 | 122.3346 | 119.1962 | 115.4864 | 115.8387 | 124.3848 | 146.8054 | 176.1496 | 191.686 | 199.4194 | 201.6628 | 204.6721 | 204.7839 | 202.3395 | 203.0056 | 196.6072 | 185.4182 | 174.756 | 171.0573 | 165.1565 | 159.808 | 154.389 | 147.66 | 137.979 | 132.052 | 0.0051141 | -0.15007 | -0.061345 | -1.0554 | -1.3619 | -0.96567 | -0.34844 | -1.3046 | -1.3108 | -1.6719 | -0.34429 | -0.052599 | 0.56161 | 2.1143 | 6.0505 | 5.6758 | 6.2194 | 5.5564 | 1.7693 | 1.3675 | 1.1853 | 1.2347 | 1.0281 | 0.75039 | 51.564 | 51.1081 | 50.8695 | 50.5509 | 50.1045 | 49.9318 | 49.5473 | 49.8647 | 51.1883 | 54.5888 | 58.3348 | 61.4098 | 62.98 | 63.6493 | 64.1433 | 63.9086 | 63.5452 | 62.6694 | 60.684 | 58.6218 | 57.3872 | 56.438 | 55.4898 | 54.1999 | 3.4741 | 3.3856 | 3.5272 | 3.3286 | 3.3126 | 3.2912 | 3.8032 | 3.6023 | 4.1175 | 4.0122 | 3.5356 | 3.2924 | 3.1249 | 3.1669 | 2.791 | 2.3619 | 2.0766 | 2.1622 | 2.188 | 3.1907 | 3.4161 | 3.5198 | 3.0552 | 3.2816
Portfolio Adjusted1-in-2AllAll2016March Monthly Peak | Portfolio Adjusted | 1-in-2 | All | All | 2016 | March Monthly Peak | 3 | 127.8645 | 123.8735 | 120.1113 | 119.19 | 127.0294 | 148.8798 | 175.7922 | 193.5298 | 203.1653 | 205.873 | 210.3631 | 211.0876 | 209.0385 | 211.1387 | 205.4888 | 194.773 | 183.1287 | 172.6132 | 166.2526 | 165.7505 | 162.5092 | 155.5126 | 144.4057 | 136.8963 | 0.0068425 | -0.15402 | -0.064952 | -1.0832 | -1.3919 | -0.97273 | -0.35031 | -1.3144 | -1.3447 | -1.7059 | -0.36077 | -0.058802 | 0.57346 | 2.2006 | 6.3295 | 5.9694 | 6.5097 | 5.6084 | 1.774 | 1.4086 | 1.2426 | 1.2932 | 1.0716 | 0.77472 | 52.8352 | 51.9335 | 51.3316 | 51.0447 | 50.5296 | 50.163 | 49.8638 | 50.0601 | 51.8544 | 54.063 | 56.8927 | 59.7305 | 62.123 | 64.0462 | 65.1425 | 65.6853 | 65.4225 | 64.469 | 61.9536 | 58.8514 | 57.104 | 55.7326 | 54.5631 | 53.1785 | 3.6195 | 3.5043 | 3.6631 | 3.411 | 3.3753 | 3.3179 | 3.7726 | 3.6144 | 4.1734 | 4.0672 | 3.6137 | 3.3812 | 3.2147 | 3.2761 | 2.9048 | 2.4693 | 2.1665 | 2.1706 | 2.1969 | 3.2945 | 3.5846 | 3.6921 | 3.1893 | 3.3911
Portfolio Adjusted1-in-2AllAll2016April Monthly Peak | Portfolio Adjusted | 1-in-2 | All | All | 2016 | April Monthly Peak | 4 | 127.1934 | 123.4862 | 119.4544 | 118.3263 | 125.9031 | 147.257 | 173.1818 | 191.2856 | 202.7549 | 208.7296 | 216.207 | 219.3644 | 218.9213 | 222.237 | 217.1008 | 205.405 | 191.8205 | 179.1262 | 170.7877 | 168.7433 | 164.6326 | 156.9103 | 145.0093 | 137.2906 | 0.0033112 | -0.15483 | -0.065326 | -1.0737 | -1.3779 | -0.96 | -0.34637 | -1.2977 | -1.3429 | -1.7302 | -0.37149 | -0.06145 | 0.60035 | 2.317 | 6.6896 | 6.3032 | 6.8297 | 5.8274 | 1.8197 | 1.4299 | 1.2561 | 1.3047 | 1.0742 | 0.77527 | 62.4529 | 61.4301 | 60.59 | 59.8779 | 58.9733 | 58.3101 | 57.7586 | 57.7174 | 59.8638 | 63.8863 | 68.6985 | 73.4083 | 77.3327 | 79.7481 | 80.9584 | 81.4041 | 80.8513 | 80.0769 | 78.3203 | 75.7437 | 71.6352 | 69.0694 | 67.0272 | 65.1969 | 3.5988 | 3.4922 | 3.6402 | 3.3784 | 3.3387 | 3.2738 | 3.7108 | 3.5667 | 4.1612 | 4.1232 | 3.7116 | 3.5121 | 3.3659 | 3.4468 | 3.0685 | 2.6011 | 2.2661 | 2.2492 | 2.254 | 3.3457 | 3.6248 | 3.7255 | 3.1972 | 3.3938
Portfolio Adjusted1-in-2AllAll2016May Monthly Peak | Portfolio Adjusted | 1-in-2 | All | All | 2016 | May Monthly Peak | 5 | 130.7628 | 127.3831 | 122.8612 | 122.2703 | 130.6857 | 152.4931 | 177.5849 | 199.6058 | 214.6016 | 222.6979 | 230.816 | 233.4602 | 231.6958 | 233.9543 | 228.3489 | 214.6806 | 199.9828 | 186.0019 | 176.5966 | 172.086 | 169.1719 | 161.4815 | 149.9893 | 142.4323 | -0.1039 | -0.28058 | -0.15771 | -1.0896 | -1.4237 | -1.0435 | -0.54985 | -1.3783 | -1.4716 | -1.8615 | -0.57713 | -0.33127 | 0.3475 | 2.0867 | 6.735 | 6.4146 | 6.8386 | 5.8873 | 1.8824 | 1.3467 | 1.1451 | 1.2542 | 1.047 | 0.77582 | 64.9154 | 63.8328 | 62.7817 | 61.9074 | 61.1703 | 60.2537 | 59.7779 | 60.3476 | 63.179 | 66.8659 | 70.9834 | 75.051 | 78.7218 | 81.2075 | 82.7252 | 83.3724 | 83.4801 | 82.6837 | 80.7763 | 78.207 | 74.1362 | 70.934 | 69.1767 | 67.5754 | 3.5989 | 3.5035 | 3.6399 | 3.4013 | 3.3715 | 3.3006 | 3.6942 | 3.6263 | 4.3078 | 4.3084 | 3.8872 | 3.663 | 3.4906 | 3.5595 | 3.1641 | 2.6622 | 2.3114 | 2.2836 | 2.2746 | 3.3247 | 3.6129 | 3.7243 | 3.215 | 3.4182
Portfolio Adjusted1-in-2AllAll2016June Monthly Peak | Portfolio Adjusted | 1-in-2 | All | All | 2016 | June Monthly Peak | 6 | 138.3594 | 134.7528 | 130.2515 | 129.6399 | 138.0287 | 159.8498 | 184.5383 | 205.0585 | 218.756 | 227.0253 | 235.3254 | 235.7026 | 231.0438 | 232.3826 | 227.2201 | 216.7384 | 203.1844 | 189.6972 | 181.801 | 176.538 | 174.5807 | 167.6393 | 156.1456 | 148.8629 | -0.24502 | -0.45871 | -0.28324 | -1.1046 | -1.4737 | -1.1514 | -0.85005 | -1.4391 | -1.5369 | -1.9089 | -0.84934 | -0.72011 | -0.049938 | 1.5914 | 6.3228 | 6.2745 | 6.5926 | 5.7842 | 1.9442 | 1.2155 | 0.97192 | 1.1756 | 0.99612 | 0.7701 | 67.6 | 66.4199 | 65.3427 | 64.4947 | 63.6893 | 63.0829 | 62.5346 | 63.2049 | 66.1654 | 70.3636 | 74.2204 | 77.7963 | 80.3337 | 82.5214 | 83.8192 | 84.634 | 85.1543 | 84.8287 | 83.545 | 80.9603 | 77.5541 | 73.8106 | 71.3856 | 69.8135 | 3.7078 | 3.6077 | 3.7533 | 3.5046 | 3.4578 | 3.3679 | 3.7431 | 3.6402 | 4.2965 | 4.3097 | 3.8847 | 3.6101 | 3.3841 | 3.4377 | 3.0589 | 2.6137 | 2.2835 | 2.2642 | 2.2808 | 3.3096 | 3.6339 | 3.7615 | 3.2556 | 3.4726
Portfolio Adjusted1-in-2AllAll2016July Monthly Peak | Portfolio Adjusted | 1-in-2 | All | All | 2016 | July Monthly Peak | 7 | 142.4288 | 138.2677 | 134.2339 | 134.2209 | 143.2111 | 166.3452 | 191.1743 | 210.2647 | 222.1131 | 229.6649 | 236.7229 | 236.4821 | 231.8524 | 232.8294 | 227.6026 | 218.6586 | 206.4581 | 193.5818 | 186.0208 | 180.9514 | 178.8711 | 171.4309 | 159.5964 | 152.2475 | -0.55544 | -0.81499 | -0.53643 | -1.1288 | -1.539 | -1.3369 | -1.3377 | -1.5364 | -1.5997 | -1.9332 | -1.2408 | -1.2759 | -0.61521 | 0.91209 | 5.8102 | 6.0382 | 6.1909 | 5.5995 | 2.0475 | 1.0166 | 0.66733 | 0.9855 | 0.83728 | 0.68032 | 69.7904 | 69.0251 | 68.3691 | 67.7092 | 67.0604 | 66.5862 | 66.3393 | 66.733 | 69.1272 | 73.0892 | 77.9949 | 81.6933 | 84.6614 | 87.0403 | 88.7999 | 89.3323 | 89.5298 | 88.6786 | 87.2233 | 84.9671 | 81.3394 | 77.4562 | 74.9669 | 73.4559 | 3.7516 | 3.6323 | 3.7899 | 3.5616 | 3.5219 | 3.4482 | 3.8058 | 3.652 | 4.2562 | 4.248 | 3.7971 | 3.5247 | 3.3084 | 3.3537 | 2.9849 | 2.5743 | 2.27 | 2.2629 | 2.289 | 3.3224 | 3.6493 | 3.7723 | 3.2642 | 3.4825
Portfolio Adjusted1-in-2AllAll2016August Monthly Peak | Portfolio Adjusted | 1-in-2 | All | All | 2016 | August Monthly Peak | 8 | 144.9808 | 140.8738 | 136.6504 | 136.4524 | 146.0379 | 171.0873 | 199.6998 | 222.26 | 239.038 | 249.5822 | 259.385 | 260.4984 | 256.4618 | 258.1535 | 252.0162 | 238.465 | 221.7461 | 205.5686 | 195.4619 | 191.2537 | 186.852 | 176.747 | 164.2554 | 156.1967 | -0.87453 | -1.2054 | -0.80711 | -1.1018 | -1.5476 | -1.5052 | -1.9243 | -1.6763 | -1.7326 | -2.109 | -1.847 | -2.1212 | -1.3931 | 0.085521 | 5.6287 | 6.1155 | 5.9569 | 5.489 | 2.2108 | 0.80244 | 0.29327 | 0.76177 | 0.65137 | 0.57247 | 74.6438 | 73.6611 | 72.759 | 71.64 | 71.0509 | 70.3344 | 69.891 | 70.0256 | 72.5838 | 77.5521 | 82.5706 | 86.7346 | 89.7372 | 91.8471 | 93.1491 | 93.3043 | 93.468 | 92.3135 | 90.3179 | 87.5609 | 83.4112 | 80.3041 | 78.42 | 76.7365 | 3.8752 | 3.7552 | 3.9135 | 3.6774 | 3.6436 | 3.5924 | 4.0214 | 3.9116 | 4.6506 | 4.6962 | 4.2276 | 3.957 | 3.7348 | 3.7998 | 3.3753 | 2.8601 | 2.4773 | 2.4412 | 2.4388 | 3.5742 | 3.8752 | 3.9447 | 3.4056 | 3.6134
Portfolio Adjusted1-in-2AllAll2016September Monthly Peak | Portfolio Adjusted | 1-in-2 | All | All | 2016 | September Monthly Peak | 9 | 142.3841 | 138.5013 | 133.9081 | 134.5518 | 144.4742 | 169.861 | 200.2917 | 221.5182 | 239.6091 | 249.7559 | 258.274 | 258.9999 | 254.655 | 256.7207 | 250.1021 | 235.3333 | 218.2599 | 202.1638 | 193.6834 | 191.3957 | 184.1792 | 174.3627 | 161.8172 | 153.6109 | -0.67236 | -0.94287 | -0.62391 | -1.1773 | -1.595 | -1.4259 | -1.4997 | -1.663 | -1.7254 | -2.1144 | -1.408 | -1.474 | -0.7487 | 0.88237 | 6.2379 | 6.3981 | 6.46 | 5.7929 | 2.1837 | 1.0608 | 0.6344 | 0.95163 | 0.78792 | 0.62829 | 69.6318 | 68.5558 | 67.7987 | 67.0508 | 66.5138 | 65.9381 | 65.9003 | 65.753 | 67.5229 | 72.5309 | 78.7349 | 84.0031 | 88.3704 | 90.9518 | 92.0684 | 92.2836 | 91.8346 | 90.5782 | 88.079 | 84.5071 | 80.9623 | 78.6191 | 77.0745 | 75.7822 | 3.7591 | 3.6438 | 3.7887 | 3.5812 | 3.5624 | 3.5161 | 3.9727 | 3.8462 | 4.6012 | 4.6298 | 4.156 | 3.8863 | 3.6634 | 3.7285 | 3.3085 | 2.7885 | 2.408 | 2.3723 | 2.3869 | 3.5277 | 3.7723 | 3.8484 | 3.3162 | 3.5132
Portfolio Adjusted1-in-2AllAll2016October Monthly Peak | Portfolio Adjusted | 1-in-2 | All | All | 2016 | October Monthly Peak | 10 | 124.5029 | 121.589 | 117.3603 | 117.4408 | 125.8055 | 148.539 | 178.0683 | 196.7323 | 209.5867 | 217.9277 | 226.0813 | 229.6353 | 229.6047 | 231.7984 | 225.6558 | 211.9005 | 197.2004 | 189.1828 | 179.5671 | 171.4993 | 163.7 | 154.7176 | 143.2181 | 136.3641 | -0.42282 | -0.66387 | -0.42438 | -0.98699 | -1.3405 | -1.1641 | -1.1558 | -1.4188 | -1.452 | -1.8309 | -1.1125 | -1.1395 | -0.48397 | 1.0044 | 5.7615 | 5.8162 | 5.9594 | 5.4507 | 1.9772 | 1.0282 | 0.66473 | 0.93531 | 0.77923 | 0.62532 | 69.5874 | 68.7403 | 67.8105 | 67.0295 | 66.3118 | 65.4811 | 65.4785 | 66.0117 | 66.7584 | 71.0639 | 76.6951 | 81.9858 | 85.685 | 87.8714 | 89.341 | 89.5393 | 88.7396 | 87.2398 | 84.7564 | 81.0689 | 77.6057 | 74.9645 | 72.9243 | 71.3067 | 3.3197 | 3.2451 | 3.3681 | 3.1698 | 3.1475 | 3.123 | 3.6097 | 3.4703 | 4.0692 | 4.0882 | 3.6788 | 3.4786 | 3.3426 | 3.4076 | 3.0177 | 2.5367 | 2.1976 | 2.2423 | 2.2302 | 3.2148 | 3.4028 | 3.4725 | 2.9776 | 3.1774
Portfolio Adjusted1-in-2AllAll2016November Monthly Peak | Portfolio Adjusted | 1-in-2 | All | All | 2016 | November Monthly Peak | 11 | 127.4644 | 124.3003 | 120.1842 | 119.6358 | 128.113 | 150.3737 | 176.3803 | 194.2156 | 205.944 | 211.9947 | 218.4046 | 220.7067 | 219.3557 | 220.8771 | 214.526 | 200.9322 | 188.6965 | 182.8842 | 174.303 | 167.2595 | 161.0594 | 153.4788 | 141.9673 | 135.2366 | 0.012449 | -0.1451 | -0.058314 | -1.0924 | -1.4084 | -0.99697 | -0.35169 | -1.3307 | -1.3666 | -1.7638 | -0.36505 | -0.053851 | 0.61366 | 2.3032 | 6.5955 | 6.1542 | 6.7243 | 5.9547 | 1.8711 | 1.4333 | 1.2365 | 1.2883 | 1.0604 | 0.77013 | 58.9122 | 58.0931 | 57.3454 | 56.6419 | 55.9334 | 55.6486 | 55.2004 | 55.1316 | 58.798 | 63.7952 | 69.9327 | 75.1222 | 78.7331 | 80.2706 | 80.7864 | 80.2789 | 78.0918 | 73.9198 | 69.5271 | 66.9039 | 64.8839 | 63.2076 | 61.9877 | 60.8597 | 3.624 | 3.5339 | 3.6798 | 3.4492 | 3.4271 | 3.3819 | 3.8187 | 3.6644 | 4.2857 | 4.2386 | 3.7886 | 3.5649 | 3.4017 | 3.4556 | 3.0564 | 2.5614 | 2.2435 | 2.3117 | 2.3087 | 3.3381 | 3.5624 | 3.6689 | 3.1488 | 3.3642
Portfolio Adjusted1-in-2AllAll2016December Monthly Peak | Portfolio Adjusted | 1-in-2 | All | All | 2016 | December Monthly Peak | 12 | 122.7381 | 119.649 | 116.2955 | 116.7889 | 125.2652 | 146.6925 | 174.1086 | 188.9495 | 197.2016 | 198.012 | 198.4792 | 195.5114 | 190.7641 | 189.0945 | 182.3324 | 172.5831 | 165.5906 | 163.8637 | 158.6402 | 154.3914 | 149.4088 | 142.9826 | 134.1441 | 128.7187 | 0.021944 | -0.1352 | -0.052477 | -1.0588 | -1.3683 | -0.96608 | -0.34051 | -1.2859 | -1.2961 | -1.6438 | -0.32985 | -0.046588 | 0.53519 | 1.9706 | 5.6081 | 5.2726 | 5.8839 | 5.3195 | 1.71 | 1.3354 | 1.1546 | 1.1983 | 1.0021 | 0.73232 | 47.708 | 47.0274 | 46.0069 | 45.1319 | 44.4969 | 43.8226 | 43.6313 | 43.4063 | 43.8503 | 46.6292 | 49.188 | 51.273 | 52.8566 | 53.7855 | 54.3799 | 54.4344 | 53.8514 | 52.7432 | 51.2358 | 50.0365 | 49.1269 | 48.2384 | 47.4374 | 46.5253 | 3.4827 | 3.3922 | 3.5459 | 3.3504 | 3.3367 | 3.298 | 3.7602 | 3.5554 | 4.0826 | 3.9563 | 3.4431 | 3.1591 | 2.9626 | 2.9654 | 2.598 | 2.2082 | 1.9776 | 2.0808 | 2.1094 | 3.1057 | 3.3231 | 3.4144 | 2.976 | 3.1994
Portfolio Adjusted1-in-2AllAll2016Typical Event Day | Portfolio Adjusted | 1-in-2 | All | All | 2016 | Typical Event Day | 8 | 142.2936 | 138.3097 | 134.2291 | 134.0348 | 143.4711 | 167.6708 | 194.969 | 215.188 | 229.5933 | 238.5875 | 247.3452 | 248.2663 | 243.9817 | 245.7515 | 239.9851 | 227.5634 | 212.1263 | 197.2206 | 188.0615 | 184.4342 | 181.1112 | 172.1606 | 160.349 | 152.8568 | -0.5784 | -0.84791 | -0.55753 | -1.1293 | -1.5415 | -1.3565 | -1.3974 | -1.5741 | -1.6367 | -2.0049 | -1.3231 | -1.3816 | -0.68125 | 0.90056 | 6.0544 | 6.2396 | 6.3179 | 5.6645 | 2.0835 | 1.0263 | 0.64779 | 0.96785 | 0.82063 | 0.66381 | 70.4165 | 69.4154 | 68.5674 | 67.7237 | 67.0786 | 66.4854 | 66.1663 | 66.4291 | 68.8498 | 73.3839 | 78.3802 | 82.5569 | 85.7757 | 88.0902 | 89.4591 | 89.8886 | 89.9967 | 89.0998 | 87.2913 | 84.4989 | 80.8168 | 77.5475 | 75.4618 | 73.947 | 3.7551 | 3.6392 | 3.7937 | 3.5619 | 3.5304 | 3.4739 | 3.8747 | 3.737 | 4.406 | 4.4228 | 3.9719 | 3.7151 | 3.4983 | 3.5614 | 3.1664 | 2.6908 | 2.3391 | 2.3121 | 2.3174 | 3.3977 | 3.7046 | 3.7901 | 3.2807 | 3.4919
Portfolio Adjusted1-in-2AllAll2017January Monthly Peak | Portfolio Adjusted | 1-in-2 | All | All | 2017 | January Monthly Peak | 1 | 123.501 | 120.211 | 116.553 | 116.9794 | 125.6633 | 148.5872 | 178.6664 | 194.7812 | 202.6386 | 204.2627 | 206.6169 | 205.9819 | 203.0769 | 203.3002 | 196.5957 | 185.3648 | 174.9015 | 171.525 | 166.0258 | 160.9872 | 155.5266 | 148.6835 | 139.124 | 133.0705 | 0.0096331 | -0.14834 | -0.059436 | -1.0652 | -1.3751 | -0.97592 | -0.3503 | -1.3235 | -1.3276 | -1.6921 | -0.34643 | -0.052497 | 0.56349 | 2.1153 | 6.0451 | 5.6668 | 6.2178 | 5.5675 | 1.78 | 1.3802 | 1.1952 | 1.2437 | 1.0374 | 0.75653 | 51.9046 | 51.4189 | 51.071 | 50.6133 | 50.4088 | 49.9877 | 50.091 | 49.9838 | 50.3451 | 51.7244 | 53.5645 | 55.1191 | 56.2892 | 57.2662 | 57.9192 | 57.8584 | 57.687 | 56.9922 | 55.594 | 54.2851 | 53.6181 | 53.2942 | 52.7804 | 51.9808 | 3.5084 | 3.4151 | 3.5604 | 3.3637 | 3.3486 | 3.333 | 3.8587 | 3.6639 | 4.1869 | 4.0668 | 3.5715 | 3.3133 | 3.1378 | 3.1732 | 2.7917 | 2.3626 | 2.0796 | 2.1697 | 2.2008 | 3.2181 | 3.4436 | 3.5439 | 3.0806 | 3.3066
Portfolio Adjusted1-in-2AllAll2017February Monthly Peak | Portfolio Adjusted | 1-in-2 | All | All | 2017 | February Monthly Peak | 2 | 122.3346 | 119.1962 | 115.4864 | 115.8387 | 124.3848 | 146.8054 | 176.1497 | 191.686 | 199.4194 | 201.6628 | 204.6721 | 204.7839 | 202.3395 | 203.0056 | 196.6072 | 185.4182 | 174.756 | 171.0573 | 165.1565 | 159.808 | 154.389 | 147.66 | 137.979 | 132.052 | 0.0051141 | -0.15007 | -0.061345 | -1.0554 | -1.3619 | -0.96567 | -0.34844 | -1.3046 | -1.3108 | -1.6719 | -0.34429 | -0.052599 | 0.56161 | 2.1143 | 6.0505 | 5.6758 | 6.2194 | 5.5564 | 1.7693 | 1.3675 | 1.1853 | 1.2347 | 1.0281 | 0.75039 | 51.564 | 51.1081 | 50.8695 | 50.5509 | 50.1045 | 49.9318 | 49.5473 | 49.8647 | 51.1883 | 54.5888 | 58.3348 | 61.4098 | 62.98 | 63.6493 | 64.1433 | 63.9086 | 63.5452 | 62.6694 | 60.684 | 58.6218 | 57.3872 | 56.438 | 55.4898 | 54.1999 | 3.4741 | 3.3856 | 3.5272 | 3.3286 | 3.3126 | 3.2912 | 3.8032 | 3.6023 | 4.1175 | 4.0122 | 3.5356 | 3.2924 | 3.1249 | 3.1668 | 2.791 | 2.3619 | 2.0766 | 2.1622 | 2.188 | 3.1907 | 3.4161 | 3.5198 | 3.0552 | 3.2816
Portfolio Adjusted1-in-2AllAll2017March Monthly Peak | Portfolio Adjusted | 1-in-2 | All | All | 2017 | March Monthly Peak | 3 | 127.8645 | 123.8735 | 120.1113 | 119.19 | 127.0294 | 148.8798 | 175.7922 | 193.5298 | 203.1653 | 205.873 | 210.3631 | 211.0876 | 209.0385 | 211.1387 | 205.4888 | 194.773 | 183.1287 | 172.6132 | 166.2526 | 165.7505 | 162.5092 | 155.5126 | 144.4057 | 136.8963 | 0.0068426 | -0.15402 | -0.064952 | -1.0832 | -1.3919 | -0.97273 | -0.35031 | -1.3144 | -1.3447 | -1.7059 | -0.36077 | -0.058802 | 0.57346 | 2.2006 | 6.3295 | 5.9694 | 6.5097 | 5.6084 | 1.774 | 1.4086 | 1.2426 | 1.2932 | 1.0716 | 0.77472 | 52.8352 | 51.9335 | 51.3316 | 51.0447 | 50.5296 | 50.163 | 49.8637 | 50.0601 | 51.8544 | 54.063 | 56.8927 | 59.7305 | 62.123 | 64.0462 | 65.1425 | 65.6853 | 65.4225 | 64.469 | 61.9536 | 58.8514 | 57.104 | 55.7326 | 54.5631 | 53.1785 | 3.6195 | 3.5043 | 3.6631 | 3.411 | 3.3753 | 3.3179 | 3.7726 | 3.6144 | 4.1734 | 4.0672 | 3.6137 | 3.3812 | 3.2147 | 3.2761 | 2.9048 | 2.4693 | 2.1665 | 2.1706 | 2.1969 | 3.2945 | 3.5846 | 3.6921 | 3.1893 | 3.3911
Portfolio Adjusted1-in-2AllAll2017April Monthly Peak | Portfolio Adjusted | 1-in-2 | All | All | 2017 | April Monthly Peak | 4 | 3.8546 | 3.7079 | 3.6112 | 3.5867 | 3.7348 | 4.1509 | 4.5888 | 5.0049 | 5.6548 | 6.185 | 6.6189 | 6.8838 | 7.0413 | 7.2244 | 7.2593 | 7.0916 | 6.7464 | 6.1942 | 5.6927 | 5.6728 | 5.5201 | 5.0908 | 4.5749 | 4.1946 | 3.4818e-05 | -0.0016281 | -0.00068693 | -0.011291 | -0.014489 | -0.010095 | -0.0036423 | -0.013646 | -0.014121 | -0.018194 | -0.0039064 | -0.00064617 | 0.006313 | 0.024364 | 0.15214 | 0.14742 | 0.14964 | 0.13201 | 0.019135 | 0.015036 | 0.013209 | 0.01372 | 0.011296 | 0.0081522 | 62.8301 | 61.7286 | 60.7292 | 59.8418 | 58.8972 | 58.141 | 57.513 | 57.4581 | 59.7112 | 63.8725 | 68.9965 | 73.6488 | 77.226 | 79.2462 | 80.3999 | 80.9425 | 80.6962 | 79.9389 | 78.5964 | 76.391 | 72.6212 | 70.0125 | 67.8474 | 65.8043 | 0.046247 | 0.044256 | 0.04525 | 0.042782 | 0.043423 | 0.045506 | 0.056438 | 0.058001 | 0.064748 | 0.065109 | 0.062871 | 0.063862 | 0.067858 | 0.074912 | 0.078351 | 0.080084 | 0.08102 | 0.074108 | 0.066339 | 0.059027 | 0.056715 | 0.053483 | 0.044769 | 0.043272
Portfolio Adjusted1-in-2AllAll2017May Monthly Peak | Portfolio Adjusted | 1-in-2 | All | All | 2017 | May Monthly Peak | 5 | 3.9505 | 3.803 | 3.6938 | 3.6696 | 3.8235 | 4.2125 | 4.549 | 5.172 | 5.9497 | 6.5814 | 7.0749 | 7.3583 | 7.4928 | 7.654 | 7.6685 | 7.471 | 7.1094 | 6.5153 | 5.9493 | 5.7225 | 5.7015 | 5.2552 | 4.7195 | 4.3214 | -0.0010925 | -0.0029504 | -0.0016584 | -0.011458 | -0.014971 | -0.010973 | -0.0057819 | -0.014494 | -0.015474 | -0.019574 | -0.0060687 | -0.0034834 | 0.0036541 | 0.021942 | 0.1575 | 0.15334 | 0.1544 | 0.13679 | 0.019794 | 0.014162 | 0.012042 | 0.013188 | 0.011009 | 0.0081581 | 65.2295 | 64.0298 | 62.9081 | 61.8685 | 61.0328 | 60.074 | 59.3088 | 60.1503 | 63.6137 | 67.7402 | 71.8727 | 75.7986 | 79.109 | 81.3513 | 82.7826 | 83.5978 | 83.7856 | 83.1678 | 81.6063 | 79.2855 | 75.3781 | 72.0075 | 69.9754 | 68.2126 | 0.046237 | 0.044345 | 0.045238 | 0.042971 | 0.04369 | 0.045706 | 0.056296 | 0.058387 | 0.06578 | 0.066404 | 0.064016 | 0.064773 | 0.068524 | 0.07546 | 0.07873 | 0.080261 | 0.081112 | 0.074179 | 0.066378 | 0.058869 | 0.056608 | 0.053456 | 0.044896 | 0.043473
Portfolio Adjusted1-in-2AllAll2017June Monthly Peak | Portfolio Adjusted | 1-in-2 | All | All | 2017 | June Monthly Peak | 6 | 4.1731 | 4.008 | 3.8922 | 3.8628 | 4.0144 | 4.3749 | 4.7513 | 5.4421 | 6.2494 | 6.9384 | 7.4929 | 7.7991 | 7.9426 | 8.1175 | 8.151 | 7.9813 | 7.6134 | 6.9801 | 6.3579 | 6.0001 | 5.9648 | 5.5504 | 4.9774 | 4.5546 | -0.0025765 | -0.0048235 | -0.0029784 | -0.011615 | -0.015497 | -0.012107 | -0.0089386 | -0.015133 | -0.016162 | -0.020072 | -0.0089312 | -0.0075722 | -0.00052511 | 0.016734 | 0.16156 | 0.16013 | 0.15972 | 0.1428 | 0.020444 | 0.012781 | 0.01022 | 0.012362 | 0.010475 | 0.0080979 | 67.8321 | 66.4343 | 65.2293 | 64.3323 | 63.3224 | 62.4961 | 61.8566 | 62.6866 | 66.2162 | 70.6423 | 74.77 | 78.4144 | 81.1181 | 83.0921 | 84.3369 | 85.1428 | 85.6234 | 85.318 | 84.1627 | 81.8917 | 78.7584 | 74.9897 | 72.3291 | 70.5516 | 0.047178 | 0.045258 | 0.04625 | 0.043879 | 0.044429 | 0.046244 | 0.05665 | 0.058479 | 0.065694 | 0.066407 | 0.063993 | 0.064437 | 0.067924 | 0.074825 | 0.078261 | 0.080077 | 0.081018 | 0.074108 | 0.066396 | 0.058771 | 0.056754 | 0.053741 | 0.045216 | 0.043947
Portfolio Adjusted1-in-2AllAll2017July Monthly Peak | Portfolio Adjusted | 1-in-2 | All | All | 2017 | July Monthly Peak | 7 | 4.3826 | 4.1965 | 4.0752 | 4.0468 | 4.2068 | 4.6399 | 5.0618 | 5.7731 | 6.6315 | 7.3731 | 7.9464 | 8.2515 | 8.379 | 8.5332 | 8.5458 | 8.383 | 8.0222 | 7.3569 | 6.6948 | 6.3007 | 6.2549 | 5.8139 | 5.211 | 4.7611 | -0.0058406 | -0.0085699 | -0.0056408 | -0.01187 | -0.016183 | -0.014058 | -0.014066 | -0.016156 | -0.016821 | -0.020328 | -0.013047 | -0.013417 | -0.0064692 | 0.009591 | 0.1628 | 0.1641 | 0.1618 | 0.14646 | 0.02153 | 0.01069 | 0.0070173 | 0.010363 | 0.0088044 | 0.0071538 | 70.7169 | 69.9015 | 69.0745 | 68.2105 | 67.3155 | 66.688 | 66.2081 | 66.5847 | 69.3353 | 73.6247 | 78.2636 | 81.8284 | 84.6266 | 86.8712 | 88.5865 | 89.3905 | 89.674 | 88.9963 | 87.5939 | 85.6377 | 82.229 | 78.4204 | 75.9459 | 74.3892 | 0.047532 | 0.045451 | 0.046557 | 0.04436 | 0.044956 | 0.046861 | 0.057058 | 0.058502 | 0.065342 | 0.065903 | 0.063342 | 0.063837 | 0.067422 | 0.0743 | 0.077828 | 0.079809 | 0.080844 | 0.073985 | 0.066325 | 0.058783 | 0.056808 | 0.053781 | 0.04525 | 0.044009
Portfolio Adjusted1-in-2AllAll2017August Monthly Peak | Portfolio Adjusted | 1-in-2 | All | All | 2017 | August Monthly Peak | 8 | 4.4445 | 4.2577 | 4.1334 | 4.1024 | 4.2655 | 4.7589 | 5.2534 | 5.947 | 6.9325 | 7.7962 | 8.4842 | 8.8625 | 9.0204 | 9.1896 | 9.1882 | 8.9609 | 8.5076 | 7.7492 | 6.9752 | 6.666 | 6.5151 | 5.9532 | 5.3206 | 4.8536 | -0.0091961 | -0.012675 | -0.0084871 | -0.011586 | -0.016274 | -0.015828 | -0.020235 | -0.017627 | -0.018219 | -0.022177 | -0.019422 | -0.022305 | -0.014649 | 0.00089929 | 0.16737 | 0.17111 | 0.16479 | 0.14974 | 0.023247 | 0.008438 | 0.0030838 | 0.0080103 | 0.0068494 | 0.0060198 | 74.1387 | 72.9518 | 71.7799 | 70.6091 | 69.8041 | 68.9173 | 68.3029 | 68.2325 | 71.1224 | 76.5542 | 81.7205 | 85.731 | 88.7953 | 90.9703 | 92.223 | 92.649 | 92.803 | 91.9217 | 90.2498 | 87.6893 | 83.7113 | 80.4417 | 78.3145 | 76.6607 | 0.04875 | 0.046663 | 0.047787 | 0.045509 | 0.046148 | 0.048215 | 0.058934 | 0.06063 | 0.068559 | 0.0695 | 0.066628 | 0.066957 | 0.070285 | 0.077154 | 0.080162 | 0.081524 | 0.082194 | 0.075221 | 0.067443 | 0.060737 | 0.058717 | 0.055351 | 0.04656 | 0.045283
Portfolio Adjusted1-in-2AllAll2017September Monthly Peak | Portfolio Adjusted | 1-in-2 | All | All | 2017 | September Monthly Peak | 9 | 4.2896 | 4.1234 | 4.0036 | 3.9871 | 4.1569 | 4.6532 | 5.261 | 5.7685 | 6.6753 | 7.4437 | 8.0482 | 8.3754 | 8.5224 | 8.7007 | 8.7031 | 8.4665 | 8.0233 | 7.2787 | 6.6213 | 6.5418 | 6.1727 | 5.6594 | 5.0827 | 4.654 | -0.0070702 | -0.0099146 | -0.0065607 | -0.01238 | -0.016772 | -0.014994 | -0.01577 | -0.017487 | -0.018144 | -0.022234 | -0.014806 | -0.015499 | -0.0078729 | 0.0092785 | 0.16591 | 0.16631 | 0.16257 | 0.1457 | 0.022963 | 0.011154 | 0.006671 | 0.010007 | 0.0082852 | 0.0066067 | 69.0061 | 67.8593 | 66.7563 | 65.7077 | 64.9475 | 64.1271 | 63.8221 | 63.561 | 65.5217 | 70.7598 | 76.9845 | 82.4876 | 86.4329 | 88.7213 | 89.8237 | 90.3822 | 90.2645 | 89.3353 | 87.2609 | 83.9579 | 80.3372 | 77.7864 | 75.8845 | 74.5199 | 0.047615 | 0.045569 | 0.04656 | 0.04455 | 0.045325 | 0.047437 | 0.058336 | 0.0599 | 0.067918 | 0.068729 | 0.06583 | 0.066165 | 0.069479 | 0.076316 | 0.079338 | 0.080683 | 0.081371 | 0.07444 | 0.066773 | 0.060135 | 0.057726 | 0.054402 | 0.045689 | 0.044294
Portfolio Adjusted1-in-2AllAll2017October Monthly Peak | Portfolio Adjusted | 1-in-2 | All | All | 2017 | October Monthly Peak | 10 | 3.9517 | 3.8085 | 3.6978 | 3.6804 | 3.8303 | 4.2823 | 4.9298 | 5.3179 | 6.0208 | 6.7038 | 7.2863 | 7.6615 | 7.8871 | 8.0915 | 8.1166 | 7.8959 | 7.4618 | 6.8282 | 6.4478 | 6.1805 | 5.7572 | 5.2746 | 4.7312 | 4.3303 | -0.0044461 | -0.0069809 | -0.0044625 | -0.010379 | -0.014096 | -0.012241 | -0.012154 | -0.014919 | -0.015269 | -0.019253 | -0.011699 | -0.011983 | -0.0050892 | 0.010562 | 0.15525 | 0.15466 | 0.15152 | 0.13683 | 0.020792 | 0.010812 | 0.0069899 | 0.0098351 | 0.0081939 | 0.0065755 | 68.4169 | 67.5848 | 66.5142 | 65.7793 | 64.9414 | 64.2035 | 63.8281 | 63.8116 | 64.7063 | 69.1883 | 75.2171 | 80.5492 | 84.0905 | 86.3322 | 87.7929 | 88.055 | 87.5035 | 86.1359 | 83.8143 | 80.2234 | 76.3997 | 73.4892 | 71.3318 | 69.4691 | 0.043901 | 0.042146 | 0.042877 | 0.040998 | 0.041836 | 0.044347 | 0.05575 | 0.057398 | 0.064147 | 0.064912 | 0.062708 | 0.063715 | 0.067796 | 0.074791 | 0.078222 | 0.079953 | 0.080914 | 0.074177 | 0.066331 | 0.058272 | 0.055219 | 0.051603 | 0.043092 | 0.041435
Portfolio Adjusted1-in-2AllAll2017November Monthly Peak | Portfolio Adjusted | 1-in-2 | All | All | 2017 | November Monthly Peak | 11 | 3.7778 | 3.6645 | 3.5849 | 3.5827 | 3.7452 | 4.1926 | 4.6204 | 5.0222 | 5.6324 | 6.1042 | 6.4744 | 6.6803 | 6.7641 | 6.8612 | 6.8121 | 6.5522 | 6.2816 | 6.2425 | 5.8259 | 5.4978 | 5.1941 | 4.8171 | 4.3755 | 4.0487 | 0.0001309 | -0.0015258 | -0.00061319 | -0.011487 | -0.01481 | -0.010484 | -0.0036982 | -0.013993 | -0.01437 | -0.018547 | -0.0038387 | -0.00056627 | 0.0064529 | 0.024219 | 0.14415 | 0.13768 | 0.14144 | 0.13389 | 0.019675 | 0.015072 | 0.013003 | 0.013547 | 0.011151 | 0.0080983 | 57.0097 | 56.2256 | 55.2985 | 54.4762 | 53.7149 | 53.3391 | 52.7538 | 52.797 | 56.3906 | 61.7227 | 67.9753 | 72.9924 | 76.431 | 78.028 | 78.6626 | 78.3756 | 76.4957 | 72.6941 | 68.369 | 65.4949 | 63.3372 | 61.4371 | 60.3344 | 59.192 | 0.046534 | 0.044684 | 0.045661 | 0.043461 | 0.044245 | 0.046461 | 0.057363 | 0.058828 | 0.065805 | 0.066095 | 0.063562 | 0.064388 | 0.068288 | 0.075227 | 0.078603 | 0.080273 | 0.081295 | 0.074629 | 0.066816 | 0.059155 | 0.056421 | 0.053163 | 0.044478 | 0.043079
Portfolio Adjusted1-in-2AllAll2017December Monthly Peak | Portfolio Adjusted | 1-in-2 | All | All | 2017 | December Monthly Peak | 12 | 3.8845 | 3.7755 | 3.7068 | 3.7185 | 3.9011 | 4.3707 | 5.0172 | 5.333 | 5.8356 | 6.127 | 6.2375 | 6.163 | 6.006 | 5.9029 | 5.7421 | 5.5278 | 5.5209 | 5.7304 | 5.4486 | 5.268 | 5.0361 | 4.7533 | 4.404 | 4.1298 | 0.0002381 | -0.001467 | -0.00056939 | -0.011488 | -0.014846 | -0.010482 | -0.0036947 | -0.013952 | -0.014063 | -0.017835 | -0.0035789 | -0.0005055 | 0.005807 | 0.021382 | 0.12296 | 0.11757 | 0.12548 | 0.12331 | 0.018554 | 0.014489 | 0.012528 | 0.013002 | 0.010873 | 0.0079459 | 44.8145 | 44.1723 | 43.1997 | 42.3659 | 41.6332 | 41.0194 | 40.9527 | 40.8836 | 41.3797 | 44.1493 | 46.7737 | 48.7309 | 50.1058 | 50.9566 | 51.6215 | 51.7416 | 51.2876 | 50.0033 | 48.3922 | 47.2073 | 46.3115 | 45.4335 | 44.6196 | 43.7262 | 0.046618 | 0.044701 | 0.045765 | 0.043829 | 0.044713 | 0.047042 | 0.05845 | 0.05956 | 0.066017 | 0.065758 | 0.062851 | 0.063478 | 0.067536 | 0.074578 | 0.078529 | 0.080891 | 0.082337 | 0.075541 | 0.067595 | 0.059195 | 0.056213 | 0.052647 | 0.044331 | 0.042858
Portfolio Adjusted1-in-2AllAll2017Typical Event Day | Portfolio Adjusted | 1-in-2 | All | All | 2017 | Typical Event Day | 8 | 4.3372 | 4.1596 | 4.0429 | 4.0147 | 4.176 | 4.6534 | 5.1248 | 5.7476 | 6.6336 | 7.4112 | 8.0329 | 8.3784 | 8.5237 | 8.6898 | 8.6941 | 8.4865 | 8.0659 | 7.3526 | 6.6512 | 6.3768 | 6.2709 | 5.7554 | 5.157 | 4.7156 | -0.0060821 | -0.0089161 | -0.0058627 | -0.011875 | -0.01621 | -0.014264 | -0.014695 | -0.016552 | -0.01721 | -0.021082 | -0.013913 | -0.014528 | -0.0071636 | 0.0094698 | 0.16565 | 0.16636 | 0.16286 | 0.14642 | 0.021908 | 0.010792 | 0.0068118 | 0.010177 | 0.0086292 | 0.0069802 | 70.4234 | 69.2867 | 68.21 | 67.2149 | 66.3474 | 65.5571 | 65.0474 | 65.2662 | 68.0489 | 72.8953 | 77.9346 | 82.1154 | 85.2432 | 87.4137 | 88.7425 | 89.3911 | 89.5912 | 88.8928 | 87.3168 | 84.7942 | 81.2589 | 77.9095 | 75.6185 | 74.0303 | 0.047586 | 0.045533 | 0.046611 | 0.044383 | 0.045053 | 0.0471 | 0.057615 | 0.059146 | 0.066486 | 0.06722 | 0.064577 | 0.065087 | 0.068553 | 0.075452 | 0.078721 | 0.080346 | 0.08118 | 0.074259 | 0.066526 | 0.059317 | 0.057251 | 0.053957 | 0.045412 | 0.044112
Portfolio Adjusted1-in-2AllAll2018January Monthly Peak | Portfolio Adjusted | 1-in-2 | All | All | 2018 | January Monthly Peak | 1 | 3.8393 | 3.743 | 3.6701 | 3.6881 | 3.8736 | 4.3494 | 5.0405 | 5.3456 | 5.8365 | 6.1272 | 6.274 | 6.2707 | 6.1951 | 6.1795 | 6.0654 | 5.8463 | 5.6617 | 5.8136 | 5.5704 | 5.3385 | 5.0929 | 4.7913 | 4.4006 | 4.1236 | 0.00010452 | -0.0016096 | -0.0006449 | -0.011558 | -0.01492 | -0.010589 | -0.0038009 | -0.014361 | -0.014404 | -0.01836 | -0.0037588 | -0.00056961 | 0.0061141 | 0.022951 | 0.13029 | 0.12462 | 0.12953 | 0.12581 | 0.019314 | 0.014976 | 0.012968 | 0.013494 | 0.011256 | 0.0082086 | 48.831 | 48.3699 | 48.0867 | 47.6787 | 47.32 | 47.1324 | 47.1971 | 47.0406 | 47.4142 | 48.9675 | 51.0019 | 52.6615 | 53.9653 | 54.9178 | 55.4824 | 55.3712 | 55.2141 | 54.4851 | 52.9765 | 51.7445 | 50.9633 | 50.554 | 49.9062 | 49.126 | 0.046625 | 0.044708 | 0.045714 | 0.043761 | 0.044609 | 0.047071 | 0.058801 | 0.059878 | 0.066305 | 0.066044 | 0.06315 | 0.063801 | 0.067762 | 0.074757 | 0.078371 | 0.080397 | 0.081585 | 0.074903 | 0.067126 | 0.059353 | 0.056612 | 0.053279 | 0.044878 | 0.043606
Portfolio Adjusted1-in-2AllAll2018February Monthly Peak | Portfolio Adjusted | 1-in-2 | All | All | 2018 | February Monthly Peak | 2 | 3.7878 | 3.6861 | 3.6082 | 3.6234 | 3.7989 | 4.2553 | 4.8586 | 5.1787 | 5.701 | 6.0319 | 6.2415 | 6.3007 | 6.2945 | 6.324 | 6.2497 | 6.0409 | 5.8047 | 5.7559 | 5.6697 | 5.3943 | 5.1237 | 4.7861 | 4.3731 | 4.0767 | 5.549e-05 | -0.0016283 | -0.00066562 | -0.011451 | -0.014778 | -0.010478 | -0.0037807 | -0.014155 | -0.014223 | -0.018141 | -0.0037357 | -0.00057071 | 0.0060936 | 0.022941 | 0.1333 | 0.12786 | 0.13182 | 0.12459 | 0.019197 | 0.014838 | 0.012861 | 0.013397 | 0.011155 | 0.008142 | 49.6514 | 49.1454 | 48.7853 | 48.4315 | 48.3153 | 48.0205 | 47.5969 | 47.9768 | 49.2186 | 52.5915 | 56.3543 | 59.3083 | 60.9786 | 61.7647 | 62.2573 | 62.3495 | 62.122 | 61.236 | 59.1146 | 56.9043 | 55.5638 | 54.3537 | 53.2824 | 51.9492 | 0.046146 | 0.044284 | 0.04526 | 0.04329 | 0.044119 | 0.046509 | 0.05805 | 0.059079 | 0.06542 | 0.065276 | 0.062513 | 0.063231 | 0.067161 | 0.074097 | 0.077643 | 0.079605 | 0.080745 | 0.074133 | 0.066428 | 0.058744 | 0.056054 | 0.052799 | 0.044443 | 0.043223
Portfolio Adjusted1-in-2AllAll2018March Monthly Peak | Portfolio Adjusted | 1-in-2 | All | All | 2018 | March Monthly Peak | 3 | 3.8708 | 3.7337 | 3.6493 | 3.6371 | 3.8003 | 4.2416 | 4.8453 | 5.1873 | 5.6855 | 6.0262 | 6.2716 | 6.3472 | 6.3525 | 6.4181 | 6.3793 | 6.208 | 5.9393 | 5.6058 | 5.3875 | 5.4843 | 5.2725 | 4.9257 | 4.4834 | 4.1545 | 7.4244e-05 | -0.0016711 | -0.00070475 | -0.011754 | -0.015103 | -0.010554 | -0.003801 | -0.014262 | -0.01459 | -0.018509 | -0.0039145 | -0.00063802 | 0.0062223 | 0.023877 | 0.13682 | 0.13206 | 0.13562 | 0.12216 | 0.019249 | 0.015284 | 0.013483 | 0.014032 | 0.011627 | 0.0084059 | 51.3166 | 50.4757 | 49.777 | 49.3625 | 48.8441 | 48.4547 | 48.0747 | 48.1861 | 50.2277 | 52.8524 | 55.6796 | 58.3282 | 60.6206 | 62.2428 | 63.2588 | 63.8887 | 63.6341 | 62.7865 | 60.4551 | 57.4723 | 55.5808 | 54.1005 | 52.808 | 51.5544 | 0.047467 | 0.045381 | 0.046535 | 0.044061 | 0.044699 | 0.046762 | 0.057859 | 0.059215 | 0.065887 | 0.065728 | 0.063092 | 0.063841 | 0.067733 | 0.074743 | 0.078235 | 0.080099 | 0.081139 | 0.074267 | 0.066554 | 0.059476 | 0.05733 | 0.054208 | 0.045572 | 0.04423
Portfolio Adjusted1-in-2AllAll2018April Monthly Peak | Portfolio Adjusted | 1-in-2 | All | All | 2018 | April Monthly Peak | 4 | 5.8709 | 5.666 | 5.505 | 5.4624 | 5.732 | 6.4904 | 7.345 | 8.0502 | 8.877 | 9.4961 | 10.0452 | 10.3574 | 10.5051 | 10.7394 | 10.6898 | 10.3336 | 9.772 | 9.0213 | 8.3917 | 8.3387 | 8.1213 | 7.5728 | 6.8707 | 6.3705 | 8.8379e-05 | -0.0041327 | -0.0017436 | -0.028659 | -0.036778 | -0.025624 | -0.0092452 | -0.034637 | -0.035845 | -0.046181 | -0.0099156 | -0.0016402 | 0.016024 | 0.061844 | 0.25902 | 0.24806 | 0.25885 | 0.22511 | 0.048571 | 0.038167 | 0.033528 | 0.034825 | 0.028672 | 0.020693 | 62.8239 | 61.7237 | 60.7269 | 59.8424 | 58.8985 | 58.1438 | 57.517 | 57.4623 | 59.7137 | 63.8727 | 68.9916 | 73.6448 | 77.2278 | 79.2544 | 80.4091 | 80.9501 | 80.6988 | 79.9412 | 78.5918 | 76.3805 | 72.605 | 69.9971 | 67.834 | 65.7944 | 0.099553 | 0.096326 | 0.10002 | 0.093174 | 0.092593 | 0.092155 | 0.10686 | 0.10468 | 0.12058 | 0.11998 | 0.1103 | 0.10684 | 0.10637 | 0.11235 | 0.10789 | 0.1015 | 0.097264 | 0.091524 | 0.085639 | 0.10074 | 0.1052 | 0.10569 | 0.090156 | 0.09373
Portfolio Adjusted1-in-2AllAll2018May Monthly Peak | Portfolio Adjusted | 1-in-2 | All | All | 2018 | May Monthly Peak | 5 | 6.0236 | 5.8233 | 5.642 | 5.6085 | 5.8974 | 6.6366 | 7.3778 | 8.3506 | 9.3607 | 10.1145 | 10.7326 | 11.0546 | 11.158 | 11.3535 | 11.2762 | 10.8584 | 10.2625 | 9.4495 | 8.7391 | 8.4422 | 8.3739 | 7.8091 | 7.0943 | 6.5793 | -0.0027731 | -0.0074892 | -0.0042094 | -0.029083 | -0.038001 | -0.027853 | -0.014676 | -0.03679 | -0.039278 | -0.049685 | -0.015404 | -0.008842 | 0.0092754 | 0.055696 | 0.26503 | 0.2557 | 0.26367 | 0.2308 | 0.050243 | 0.035946 | 0.030565 | 0.033476 | 0.027946 | 0.020708 | 65.2244 | 64.0265 | 62.906 | 61.8691 | 61.0351 | 60.077 | 59.3164 | 60.1535 | 63.6066 | 67.7259 | 71.8582 | 75.7863 | 79.1026 | 81.349 | 82.7817 | 83.5941 | 83.7806 | 83.1599 | 81.5927 | 79.2679 | 75.3578 | 71.9899 | 69.9623 | 68.2022 | 0.09955 | 0.096614 | 0.10001 | 0.093759 | 0.093428 | 0.092828 | 0.10644 | 0.10611 | 0.12419 | 0.12452 | 0.11451 | 0.11038 | 0.10918 | 0.11481 | 0.10981 | 0.10259 | 0.097982 | 0.092095 | 0.085997 | 0.10023 | 0.1049 | 0.10565 | 0.0906 | 0.094354
Portfolio Adjusted1-in-2AllAll2018June Monthly Peak | Portfolio Adjusted | 1-in-2 | All | All | 2018 | June Monthly Peak | 6 | 6.3668 | 6.1454 | 5.9579 | 5.919 | 6.2053 | 6.9166 | 7.6904 | 8.7055 | 9.7234 | 10.5364 | 11.2175 | 11.5248 | 11.5898 | 11.7838 | 11.7324 | 11.3941 | 10.8106 | 9.9671 | 9.2261 | 8.788 | 8.7213 | 8.2002 | 7.4487 | 6.9137 | -0.00654 | -0.012244 | -0.00756 | -0.029482 | -0.039336 | -0.030732 | -0.022689 | -0.038412 | -0.041023 | -0.05095 | -0.02267 | -0.019221 | -0.0013329 | 0.042476 | 0.26229 | 0.26009 | 0.26488 | 0.23503 | 0.051894 | 0.032442 | 0.025942 | 0.031378 | 0.026588 | 0.020555 | 67.8283 | 66.434 | 65.2311 | 64.3349 | 63.3284 | 62.5057 | 61.8676 | 62.6951 | 66.2154 | 70.6377 | 74.7611 | 78.4043 | 81.1052 | 83.0828 | 84.3285 | 85.1345 | 85.6157 | 85.31 | 84.1526 | 81.8765 | 78.7387 | 74.9704 | 72.3137 | 70.5395 | 0.10236 | 0.099309 | 0.10295 | 0.096432 | 0.095649 | 0.094534 | 0.10765 | 0.10645 | 0.1239 | 0.12455 | 0.11445 | 0.10912 | 0.10676 | 0.11213 | 0.10766 | 0.10169 | 0.09751 | 0.091748 | 0.08611 | 0.099869 | 0.10541 | 0.10659 | 0.091625 | 0.095759
Portfolio Adjusted1-in-2AllAll2018July Monthly Peak | Portfolio Adjusted | 1-in-2 | All | All | 2018 | July Monthly Peak | 7 | 6.6394 | 6.3883 | 6.203 | 6.1749 | 6.4793 | 7.2834 | 8.1044 | 9.1161 | 10.1541 | 11.0071 | 11.6865 | 11.9826 | 12.0324 | 12.2 | 12.127 | 11.8206 | 11.2662 | 10.4013 | 9.6264 | 9.1559 | 9.0769 | 8.5214 | 7.7349 | 7.1722 | -0.014825 | -0.021753 | -0.014318 | -0.03013 | -0.041077 | -0.035684 | -0.035705 | -0.04101 | -0.042697 | -0.051599 | -0.033118 | -0.034056 | -0.016421 | 0.024345 | 0.25513 | 0.26013 | 0.26037 | 0.23561 | 0.054651 | 0.027134 | 0.017812 | 0.026304 | 0.022348 | 0.018159 | 70.7018 | 69.8871 | 69.063 | 68.2023 | 67.3113 | 66.6863 | 66.2102 | 66.5871 | 69.3319 | 73.6159 | 78.2592 | 81.8262 | 84.6271 | 86.8739 | 88.59 | 89.3895 | 89.6717 | 88.9912 | 87.5879 | 85.6267 | 82.2145 | 78.4046 | 75.9299 | 74.3739 | 0.10348 | 0.099935 | 0.10389 | 0.097898 | 0.097289 | 0.096559 | 0.10918 | 0.10671 | 0.12288 | 0.12299 | 0.1123 | 0.10707 | 0.105 | 0.11023 | 0.10609 | 0.10087 | 0.097178 | 0.091633 | 0.086189 | 0.10013 | 0.10576 | 0.10684 | 0.091826 | 0.096004
Portfolio Adjusted1-in-2AllAll2018August Monthly Peak | Portfolio Adjusted | 1-in-2 | All | All | 2018 | August Monthly Peak | 8 | 6.7419 | 6.4911 | 6.2998 | 6.2661 | 6.5832 | 7.478 | 8.4322 | 9.4833 | 10.727 | 11.7489 | 12.5859 | 12.9762 | 13.0656 | 13.2596 | 13.1579 | 12.7128 | 11.9936 | 10.9832 | 10.0566 | 9.6837 | 9.4632 | 8.7453 | 7.9188 | 7.3277 | -0.023343 | -0.032173 | -0.021543 | -0.029409 | -0.041309 | -0.040176 | -0.051362 | -0.044743 | -0.046245 | -0.056292 | -0.049299 | -0.056618 | -0.037183 | 0.0022827 | 0.25665 | 0.26829 | 0.25947 | 0.23702 | 0.05901 | 0.021418 | 0.0078277 | 0.020333 | 0.017386 | 0.01528 | 74.1469 | 72.9634 | 71.7959 | 70.626 | 69.8244 | 68.9405 | 68.3289 | 68.2618 | 71.1463 | 76.5706 | 81.7344 | 85.7474 | 88.8107 | 90.9846 | 92.2382 | 92.6597 | 92.8138 | 91.9281 | 90.2509 | 87.6872 | 83.7064 | 80.4394 | 78.3163 | 76.6619 | 0.10673 | 0.10317 | 0.10716 | 0.10095 | 0.10049 | 0.10031 | 0.11468 | 0.11323 | 0.13282 | 0.13426 | 0.12295 | 0.11755 | 0.115 | 0.12042 | 0.11452 | 0.10669 | 0.10125 | 0.095304 | 0.089455 | 0.10632 | 0.11148 | 0.11129 | 0.095495 | 0.099445
Portfolio Adjusted1-in-2AllAll2018September Monthly Peak | Portfolio Adjusted | 1-in-2 | All | All | 2018 | September Monthly Peak | 9 | 6.5472 | 6.3202 | 6.1272 | 6.1216 | 6.4508 | 7.354 | 8.4493 | 9.2956 | 10.4833 | 11.405 | 12.1389 | 12.4726 | 12.5462 | 12.7553 | 12.6495 | 12.1753 | 11.4602 | 10.4647 | 9.6794 | 9.5638 | 9.0827 | 8.4174 | 7.645 | 7.0892 | -0.017946 | -0.025167 | -0.016653 | -0.031425 | -0.042572 | -0.03806 | -0.04003 | -0.044387 | -0.046054 | -0.056436 | -0.037583 | -0.039343 | -0.019984 | 0.023552 | 0.26517 | 0.26819 | 0.26552 | 0.23802 | 0.058287 | 0.028313 | 0.016933 | 0.0254 | 0.021031 | 0.01677 | 69.0163 | 67.8707 | 66.7734 | 65.7297 | 64.9731 | 64.1567 | 63.856 | 63.5969 | 65.5545 | 70.7888 | 77.0131 | 82.5123 | 86.4646 | 88.7578 | 89.8604 | 90.4133 | 90.2902 | 89.3556 | 87.2743 | 83.9669 | 80.3474 | 77.8 | 75.9039 | 74.5405 | 0.10368 | 0.10024 | 0.10387 | 0.098414 | 0.098343 | 0.098298 | 0.11335 | 0.11148 | 0.13146 | 0.13247 | 0.12104 | 0.11567 | 0.11312 | 0.11854 | 0.11277 | 0.10491 | 0.099585 | 0.093643 | 0.088111 | 0.10504 | 0.10881 | 0.10877 | 0.093155 | 0.096805
Portfolio Adjusted1-in-2AllAll2018October Monthly Peak | Portfolio Adjusted | 1-in-2 | All | All | 2018 | October Monthly Peak | 10 | 5.9225 | 5.734 | 5.5559 | 5.5401 | 5.8244 | 6.6406 | 7.7602 | 8.4472 | 9.3487 | 10.1569 | 10.8631 | 11.2903 | 11.5117 | 11.7486 | 11.6729 | 11.231 | 10.5637 | 9.8093 | 9.278 | 8.8832 | 8.3392 | 7.7177 | 6.9952 | 6.4888 | -0.011286 | -0.01772 | -0.011327 | -0.026344 | -0.035781 | -0.031072 | -0.03085 | -0.037868 | -0.038757 | -0.04887 | -0.029695 | -0.030415 | -0.012918 | 0.026809 | 0.24691 | 0.24722 | 0.24647 | 0.2237 | 0.052776 | 0.027445 | 0.017743 | 0.024965 | 0.020799 | 0.016691 | 68.436 | 67.6037 | 66.5354 | 65.7997 | 64.9638 | 64.2244 | 63.855 | 63.8475 | 64.7399 | 69.219 | 75.2413 | 80.5727 | 84.1166 | 86.3574 | 87.8182 | 88.0793 | 87.5237 | 86.1539 | 83.8297 | 80.2372 | 76.4194 | 73.5133 | 71.3579 | 69.4991 | 0.092397 | 0.08997 | 0.09299 | 0.087804 | 0.0877 | 0.088363 | 0.10439 | 0.10237 | 0.11835 | 0.11915 | 0.10954 | 0.10609 | 0.10589 | 0.11155 | 0.10693 | 0.10041 | 0.096223 | 0.091477 | 0.085256 | 0.097688 | 0.099803 | 0.099384 | 0.084644 | 0.088168
Portfolio Adjusted1-in-2AllAll2018November Monthly Peak | Portfolio Adjusted | 1-in-2 | All | All | 2018 | November Monthly Peak | 11 | 5.7998 | 5.6366 | 5.491 | 5.4799 | 5.7784 | 6.5824 | 7.4283 | 8.1151 | 8.9071 | 9.4701 | 9.939 | 10.1791 | 10.2396 | 10.36 | 10.2078 | 9.7299 | 9.2637 | 9.1302 | 8.5802 | 8.1423 | 7.7422 | 7.2475 | 6.6248 | 6.1934 | 0.00033228 | -0.0038729 | -0.0015565 | -0.029158 | -0.037594 | -0.026611 | -0.0093871 | -0.035518 | -0.036477 | -0.047078 | -0.0097438 | -0.0014374 | 0.016379 | 0.061475 | 0.24961 | 0.23604 | 0.24906 | 0.22905 | 0.049943 | 0.038257 | 0.033005 | 0.034386 | 0.028304 | 0.020556 | 57.0408 | 56.2561 | 55.3319 | 54.5116 | 53.7512 | 53.3769 | 52.7938 | 52.8351 | 56.43 | 61.7566 | 68.0073 | 73.0273 | 76.4686 | 78.0647 | 78.6973 | 78.4068 | 76.5217 | 72.7142 | 68.388 | 65.5179 | 63.3625 | 61.4661 | 60.3614 | 59.2193 | 0.10023 | 0.097433 | 0.10107 | 0.095029 | 0.094895 | 0.094939 | 0.1096 | 0.10714 | 0.12374 | 0.1229 | 0.11225 | 0.10819 | 0.10732 | 0.11272 | 0.10786 | 0.10103 | 0.097169 | 0.092868 | 0.086872 | 0.10066 | 0.10375 | 0.10433 | 0.088978 | 0.092995
Portfolio Adjusted1-in-2AllAll2018December Monthly Peak | Portfolio Adjusted | 1-in-2 | All | All | 2018 | December Monthly Peak | 12 | 5.8884 | 5.7291 | 5.6051 | 5.6249 | 5.9473 | 6.7702 | 7.8681 | 8.4287 | 9.062 | 9.3622 | 9.4787 | 9.3554 | 9.121 | 8.9915 | 8.7194 | 8.3443 | 8.2197 | 8.3965 | 8.0314 | 7.7822 | 7.4703 | 7.0838 | 6.5914 | 6.2303 | 0.00060405 | -0.0037218 | -0.0014445 | -0.029146 | -0.037665 | -0.026593 | -0.0093733 | -0.035397 | -0.035679 | -0.045249 | -0.0090798 | -0.0012825 | 0.014732 | 0.054247 | 0.21543 | 0.20448 | 0.22256 | 0.21091 | 0.04707 | 0.036759 | 0.031782 | 0.032985 | 0.027584 | 0.020159 | 44.8633 | 44.2204 | 43.247 | 42.4126 | 41.6814 | 41.0667 | 40.9978 | 40.9261 | 41.4214 | 44.1912 | 46.8144 | 48.7738 | 50.1522 | 51.0043 | 51.668 | 51.787 | 51.3308 | 50.0495 | 48.4401 | 47.255 | 46.359 | 45.4808 | 44.6671 | 43.7734 | 0.099556 | 0.096651 | 0.1006 | 0.095318 | 0.095403 | 0.095619 | 0.11139 | 0.10756 | 0.12225 | 0.11941 | 0.10702 | 0.10159 | 0.1003 | 0.10507 | 0.10152 | 0.097287 | 0.095243 | 0.091125 | 0.085333 | 0.09797 | 0.10082 | 0.10093 | 0.087194 | 0.091471
Portfolio Adjusted1-in-2AllAll2018Typical Event Day | Portfolio Adjusted | 1-in-2 | All | All | 2018 | Typical Event Day | 8 | 6.5925 | 6.3527 | 6.1712 | 6.1403 | 6.4532 | 7.3184 | 8.2284 | 9.1715 | 10.2786 | 11.1905 | 11.9452 | 12.3 | 12.373 | 12.5653 | 12.4752 | 12.0679 | 11.4019 | 10.4565 | 9.6168 | 9.2877 | 9.1292 | 8.4758 | 7.6941 | 7.1374 | -0.015438 | -0.022632 | -0.014881 | -0.030141 | -0.041146 | -0.036206 | -0.037299 | -0.042015 | -0.043685 | -0.053514 | -0.035317 | -0.036878 | -0.018184 | 0.024037 | 0.26192 | 0.26564 | 0.26348 | 0.23663 | 0.055611 | 0.027394 | 0.01729 | 0.025833 | 0.021904 | 0.017718 | 70.4233 | 69.2888 | 68.2158 | 67.2232 | 66.3593 | 65.5723 | 65.0657 | 65.2852 | 68.062 | 72.9033 | 77.9419 | 82.1226 | 85.2519 | 87.4248 | 88.7542 | 89.3993 | 89.5978 | 88.8962 | 87.3164 | 84.7893 | 81.2517 | 77.9036 | 75.6159 | 74.029 | 0.10358 | 0.10012 | 0.104 | 0.097915 | 0.09752 | 0.097226 | 0.11091 | 0.10881 | 0.12661 | 0.12734 | 0.11656 | 0.1116 | 0.10935 | 0.11484 | 0.10985 | 0.1031 | 0.098434 | 0.092586 | 0.086795 | 0.10195 | 0.10715 | 0.1073 | 0.09226 | 0.096255
Portfolio Adjusted1-in-2AllAll2019January Monthly Peak | Portfolio Adjusted | 1-in-2 | All | All | 2019 | January Monthly Peak | 1 | 5.8568 | 5.7067 | 5.5732 | 5.5981 | 5.9269 | 6.7813 | 7.9678 | 8.5395 | 9.1546 | 9.4678 | 9.6518 | 9.6379 | 9.5145 | 9.5029 | 9.2778 | 8.8729 | 8.5151 | 8.6075 | 8.2757 | 7.9628 | 7.6292 | 7.2173 | 6.672 | 6.2977 | 0.00026517 | -0.0040835 | -0.0016361 | -0.029323 | -0.037852 | -0.026864 | -0.0096428 | -0.036433 | -0.036544 | -0.046579 | -0.0095362 | -0.0014451 | 0.015511 | 0.058228 | 0.23001 | 0.21806 | 0.23218 | 0.21756 | 0.048999 | 0.037994 | 0.0329 | 0.034235 | 0.028556 | 0.020825 | 48.8828 | 48.4213 | 48.137 | 47.7282 | 47.3721 | 47.1806 | 47.2459 | 47.0903 | 47.4636 | 49.014 | 51.0451 | 52.703 | 54.0045 | 54.9574 | 55.5235 | 55.4131 | 55.2558 | 54.5274 | 53.0207 | 51.7873 | 51.008 | 50.6002 | 49.9546 | 49.1742 | 0.10014 | 0.097173 | 0.10091 | 0.095589 | 0.095626 | 0.096412 | 0.11371 | 0.11005 | 0.12465 | 0.12193 | 0.10986 | 0.1049 | 0.10382 | 0.10902 | 0.10467 | 0.099208 | 0.096013 | 0.091948 | 0.086454 | 0.10037 | 0.10361 | 0.10408 | 0.089766 | 0.094227
Portfolio Adjusted1-in-2AllAll2019February Monthly Peak | Portfolio Adjusted | 1-in-2 | All | All | 2019 | February Monthly Peak | 2 | 5.7865 | 5.6336 | 5.4944 | 5.5154 | 5.832 | 6.6587 | 7.7465 | 8.3232 | 8.9671 | 9.3302 | 9.587 | 9.6471 | 9.5998 | 9.6401 | 9.4591 | 9.0652 | 8.6532 | 8.5429 | 8.3586 | 7.9977 | 7.6403 | 7.1949 | 6.6256 | 6.2343 | 0.00014078 | -0.0041311 | -0.0016887 | -0.029052 | -0.037491 | -0.026582 | -0.0095916 | -0.035911 | -0.036084 | -0.046024 | -0.0094774 | -0.0014479 | 0.01546 | 0.0582 | 0.23307 | 0.22139 | 0.23446 | 0.21617 | 0.048704 | 0.037645 | 0.032628 | 0.033989 | 0.028301 | 0.020656 | 49.6836 | 49.1785 | 48.8204 | 48.4672 | 48.3455 | 48.0527 | 47.6298 | 48.0086 | 49.2518 | 52.6252 | 56.3876 | 59.3437 | 61.0123 | 61.7965 | 62.2891 | 62.3758 | 62.146 | 61.2602 | 59.141 | 56.9333 | 55.5946 | 54.3888 | 53.3197 | 51.9872 | 0.099149 | 0.096315 | 0.099958 | 0.094585 | 0.094593 | 0.095216 | 0.11212 | 0.10831 | 0.1227 | 0.12035 | 0.10875 | 0.10414 | 0.10319 | 0.10847 | 0.10413 | 0.098577 | 0.095282 | 0.091228 | 0.085721 | 0.099456 | 0.10272 | 0.10331 | 0.088995 | 0.093491
Portfolio Adjusted1-in-2AllAll2019March Monthly Peak | Portfolio Adjusted | 1-in-2 | All | All | 2019 | March Monthly Peak | 3 | 5.9613 | 5.7593 | 5.6128 | 5.5853 | 5.8779 | 6.6801 | 7.7274 | 8.3627 | 9.0149 | 9.3956 | 9.7125 | 9.7991 | 9.7697 | 9.8696 | 9.7363 | 9.3872 | 8.9267 | 8.4215 | 8.0997 | 8.1864 | 7.9235 | 7.4645 | 6.8424 | 6.3925 | 0.00018836 | -0.0042396 | -0.001788 | -0.029819 | -0.038316 | -0.026777 | -0.0096431 | -0.036183 | -0.037015 | -0.046958 | -0.0099311 | -0.0016187 | 0.015786 | 0.060577 | 0.24123 | 0.23048 | 0.24308 | 0.21466 | 0.048834 | 0.038776 | 0.034206 | 0.035599 | 0.029499 | 0.021326 | 51.3422 | 50.5002 | 49.8032 | 49.3909 | 48.8726 | 48.4835 | 48.1049 | 48.2177 | 50.2551 | 52.8728 | 55.7001 | 58.3518 | 60.6459 | 62.2732 | 63.2906 | 63.919 | 63.6643 | 62.8148 | 60.4804 | 57.4955 | 55.6065 | 54.128 | 52.8376 | 51.5818 | 0.10302 | 0.099491 | 0.10361 | 0.096794 | 0.096268 | 0.09593 | 0.11136 | 0.10864 | 0.12414 | 0.12177 | 0.11071 | 0.10631 | 0.10531 | 0.11096 | 0.10653 | 0.10064 | 0.096881 | 0.091462 | 0.085962 | 0.10202 | 0.10701 | 0.10779 | 0.092507 | 0.096417
Portfolio Adjusted1-in-2AllAll2019April Monthly Peak | Portfolio Adjusted | 1-in-2 | All | All | 2019 | April Monthly Peak | 4 | 5.8709 | 5.666 | 5.505 | 5.4624 | 5.732 | 6.4904 | 7.345 | 8.0502 | 8.877 | 9.4961 | 10.0452 | 10.3574 | 10.5051 | 10.7394 | 10.6898 | 10.3336 | 9.772 | 9.0213 | 8.3917 | 8.3387 | 8.1213 | 7.5728 | 6.8707 | 6.3705 | 8.8379e-05 | -0.0041327 | -0.0017436 | -0.028659 | -0.036778 | -0.025624 | -0.0092452 | -0.034637 | -0.035845 | -0.046181 | -0.0099156 | -0.0016402 | 0.016024 | 0.061844 | 0.25902 | 0.24806 | 0.25885 | 0.22511 | 0.048571 | 0.038167 | 0.033528 | 0.034825 | 0.028672 | 0.020693 | 62.8239 | 61.7237 | 60.7269 | 59.8424 | 58.8985 | 58.1438 | 57.517 | 57.4623 | 59.7137 | 63.8727 | 68.9916 | 73.6448 | 77.2278 | 79.2544 | 80.4091 | 80.9501 | 80.6988 | 79.9412 | 78.5918 | 76.3805 | 72.605 | 69.9971 | 67.834 | 65.7944 | 0.099553 | 0.096326 | 0.10002 | 0.093174 | 0.092593 | 0.092155 | 0.10686 | 0.10468 | 0.12058 | 0.11998 | 0.1103 | 0.10684 | 0.10637 | 0.11235 | 0.10789 | 0.1015 | 0.097264 | 0.091524 | 0.085639 | 0.10074 | 0.1052 | 0.10569 | 0.090156 | 0.09373
Portfolio Adjusted1-in-2AllAll2019May Monthly Peak | Portfolio Adjusted | 1-in-2 | All | All | 2019 | May Monthly Peak | 5 | 6.0236 | 5.8233 | 5.642 | 5.6085 | 5.8974 | 6.6366 | 7.3778 | 8.3506 | 9.3607 | 10.1145 | 10.7326 | 11.0546 | 11.158 | 11.3535 | 11.2762 | 10.8584 | 10.2625 | 9.4495 | 8.7391 | 8.4422 | 8.3739 | 7.8091 | 7.0943 | 6.5793 | -0.0027731 | -0.0074892 | -0.0042094 | -0.029083 | -0.038001 | -0.027853 | -0.014676 | -0.03679 | -0.039278 | -0.049685 | -0.015404 | -0.008842 | 0.0092754 | 0.055696 | 0.26503 | 0.2557 | 0.26367 | 0.2308 | 0.050243 | 0.035946 | 0.030565 | 0.033476 | 0.027946 | 0.020708 | 65.2244 | 64.0265 | 62.906 | 61.8691 | 61.0351 | 60.077 | 59.3164 | 60.1535 | 63.6066 | 67.7259 | 71.8582 | 75.7864 | 79.1026 | 81.349 | 82.7817 | 83.5941 | 83.7806 | 83.1599 | 81.5927 | 79.2679 | 75.3578 | 71.9899 | 69.9623 | 68.2022 | 0.09955 | 0.096614 | 0.10001 | 0.093759 | 0.093428 | 0.092828 | 0.10644 | 0.10611 | 0.12419 | 0.12452 | 0.11451 | 0.11038 | 0.10918 | 0.11481 | 0.10981 | 0.10259 | 0.097982 | 0.092095 | 0.085997 | 0.10023 | 0.1049 | 0.10565 | 0.0906 | 0.094354
Portfolio Adjusted1-in-2AllAll2019June Monthly Peak | Portfolio Adjusted | 1-in-2 | All | All | 2019 | June Monthly Peak | 6 | 6.3668 | 6.1454 | 5.9579 | 5.919 | 6.2053 | 6.9166 | 7.6904 | 8.7055 | 9.7234 | 10.5364 | 11.2175 | 11.5248 | 11.5898 | 11.7838 | 11.7324 | 11.3941 | 10.8106 | 9.9671 | 9.2261 | 8.788 | 8.7213 | 8.2002 | 7.4487 | 6.9137 | -0.00654 | -0.012244 | -0.00756 | -0.029482 | -0.039336 | -0.030732 | -0.022689 | -0.038412 | -0.041023 | -0.05095 | -0.02267 | -0.019221 | -0.0013329 | 0.042476 | 0.26229 | 0.26009 | 0.26488 | 0.23503 | 0.051894 | 0.032442 | 0.025942 | 0.031378 | 0.026588 | 0.020555 | 67.8283 | 66.434 | 65.2311 | 64.3349 | 63.3284 | 62.5057 | 61.8676 | 62.6951 | 66.2154 | 70.6377 | 74.7611 | 78.4043 | 81.1052 | 83.0828 | 84.3285 | 85.1345 | 85.6157 | 85.31 | 84.1526 | 81.8765 | 78.7387 | 74.9704 | 72.3137 | 70.5395 | 0.10236 | 0.099309 | 0.10295 | 0.096432 | 0.095649 | 0.094534 | 0.10765 | 0.10645 | 0.1239 | 0.12455 | 0.11445 | 0.10912 | 0.10676 | 0.11213 | 0.10766 | 0.10169 | 0.09751 | 0.091748 | 0.08611 | 0.099869 | 0.10541 | 0.10659 | 0.091625 | 0.095759
Portfolio Adjusted1-in-2AllAll2019July Monthly Peak | Portfolio Adjusted | 1-in-2 | All | All | 2019 | July Monthly Peak | 7 | 6.6394 | 6.3883 | 6.203 | 6.1749 | 6.4793 | 7.2834 | 8.1044 | 9.1161 | 10.1541 | 11.0071 | 11.6865 | 11.9826 | 12.0324 | 12.2 | 12.127 | 11.8206 | 11.2662 | 10.4013 | 9.6264 | 9.1559 | 9.0769 | 8.5214 | 7.7349 | 7.1722 | -0.014825 | -0.021753 | -0.014318 | -0.03013 | -0.041077 | -0.035684 | -0.035705 | -0.04101 | -0.042697 | -0.051599 | -0.033118 | -0.034056 | -0.016421 | 0.024345 | 0.25513 | 0.26013 | 0.26037 | 0.23561 | 0.054651 | 0.027134 | 0.017812 | 0.026304 | 0.022348 | 0.018159 | 70.7018 | 69.8871 | 69.063 | 68.2023 | 67.3113 | 66.6863 | 66.2102 | 66.5871 | 69.3319 | 73.6159 | 78.2592 | 81.8262 | 84.6271 | 86.8739 | 88.59 | 89.3895 | 89.6717 | 88.9911 | 87.5879 | 85.6267 | 82.2145 | 78.4046 | 75.9299 | 74.3739 | 0.10348 | 0.099935 | 0.10389 | 0.097898 | 0.097289 | 0.096559 | 0.10918 | 0.10671 | 0.12288 | 0.12299 | 0.1123 | 0.10707 | 0.105 | 0.11023 | 0.10609 | 0.10087 | 0.097178 | 0.091633 | 0.086189 | 0.10013 | 0.10576 | 0.10684 | 0.091826 | 0.096004
Portfolio Adjusted1-in-2AllAll2019August Monthly Peak | Portfolio Adjusted | 1-in-2 | All | All | 2019 | August Monthly Peak | 8 | 6.7419 | 6.4911 | 6.2998 | 6.2661 | 6.5832 | 7.478 | 8.4322 | 9.4833 | 10.727 | 11.7489 | 12.5859 | 12.9762 | 13.0656 | 13.2596 | 13.1579 | 12.7128 | 11.9936 | 10.9832 | 10.0566 | 9.6837 | 9.4632 | 8.7453 | 7.9188 | 7.3277 | -0.023343 | -0.032173 | -0.021543 | -0.029409 | -0.041309 | -0.040176 | -0.051362 | -0.044743 | -0.046245 | -0.056292 | -0.049299 | -0.056618 | -0.037183 | 0.0022827 | 0.25665 | 0.26829 | 0.25947 | 0.23702 | 0.05901 | 0.021418 | 0.0078277 | 0.020333 | 0.017386 | 0.01528 | 74.1469 | 72.9634 | 71.7959 | 70.626 | 69.8244 | 68.9405 | 68.3289 | 68.2618 | 71.1463 | 76.5706 | 81.7344 | 85.7474 | 88.8107 | 90.9846 | 92.2382 | 92.6597 | 92.8138 | 91.9281 | 90.2509 | 87.6872 | 83.7064 | 80.4394 | 78.3163 | 76.6619 | 0.10673 | 0.10317 | 0.10716 | 0.10095 | 0.10049 | 0.10031 | 0.11468 | 0.11323 | 0.13282 | 0.13426 | 0.12295 | 0.11755 | 0.115 | 0.12042 | 0.11452 | 0.10669 | 0.10125 | 0.095304 | 0.089455 | 0.10632 | 0.11148 | 0.11129 | 0.095495 | 0.099445
Portfolio Adjusted1-in-2AllAll2019September Monthly Peak | Portfolio Adjusted | 1-in-2 | All | All | 2019 | September Monthly Peak | 9 | 6.5472 | 6.3202 | 6.1272 | 6.1216 | 6.4508 | 7.354 | 8.4493 | 9.2956 | 10.4833 | 11.405 | 12.1389 | 12.4726 | 12.5462 | 12.7553 | 12.6495 | 12.1753 | 11.4602 | 10.4647 | 9.6794 | 9.5638 | 9.0827 | 8.4174 | 7.645 | 7.0892 | -0.017946 | -0.025167 | -0.016653 | -0.031425 | -0.042572 | -0.03806 | -0.04003 | -0.044387 | -0.046054 | -0.056436 | -0.037583 | -0.039343 | -0.019984 | 0.023552 | 0.26517 | 0.26819 | 0.26552 | 0.23802 | 0.058287 | 0.028313 | 0.016933 | 0.0254 | 0.021031 | 0.01677 | 69.0163 | 67.8707 | 66.7734 | 65.7297 | 64.9731 | 64.1567 | 63.856 | 63.5969 | 65.5545 | 70.7888 | 77.0131 | 82.5123 | 86.4646 | 88.7578 | 89.8604 | 90.4133 | 90.2902 | 89.3556 | 87.2743 | 83.9669 | 80.3474 | 77.8 | 75.9039 | 74.5405 | 0.10368 | 0.10024 | 0.10387 | 0.098414 | 0.098343 | 0.098298 | 0.11335 | 0.11148 | 0.13146 | 0.13247 | 0.12104 | 0.11567 | 0.11312 | 0.11854 | 0.11277 | 0.10491 | 0.099585 | 0.093643 | 0.088111 | 0.10504 | 0.10881 | 0.10877 | 0.093155 | 0.096805
Portfolio Adjusted1-in-2AllAll2019October Monthly Peak | Portfolio Adjusted | 1-in-2 | All | All | 2019 | October Monthly Peak | 10 | 5.9225 | 5.734 | 5.5559 | 5.5401 | 5.8244 | 6.6406 | 7.7602 | 8.4472 | 9.3487 | 10.1569 | 10.8631 | 11.2903 | 11.5117 | 11.7486 | 11.6729 | 11.231 | 10.5637 | 9.8093 | 9.278 | 8.8832 | 8.3392 | 7.7177 | 6.9952 | 6.4888 | -0.011286 | -0.01772 | -0.011327 | -0.026344 | -0.035781 | -0.031072 | -0.03085 | -0.037868 | -0.038757 | -0.04887 | -0.029695 | -0.030415 | -0.012918 | 0.026809 | 0.24691 | 0.24722 | 0.24647 | 0.2237 | 0.052776 | 0.027445 | 0.017743 | 0.024965 | 0.020799 | 0.016691 | 68.436 | 67.6037 | 66.5354 | 65.7997 | 64.9638 | 64.2244 | 63.855 | 63.8475 | 64.7399 | 69.219 | 75.2413 | 80.5727 | 84.1166 | 86.3574 | 87.8182 | 88.0793 | 87.5237 | 86.1539 | 83.8297 | 80.2372 | 76.4194 | 73.5133 | 71.3579 | 69.4991 | 0.092397 | 0.08997 | 0.09299 | 0.087804 | 0.0877 | 0.088363 | 0.10439 | 0.10237 | 0.11835 | 0.11915 | 0.10954 | 0.10609 | 0.10589 | 0.11155 | 0.10693 | 0.10041 | 0.096223 | 0.091477 | 0.085256 | 0.097688 | 0.099803 | 0.099384 | 0.084644 | 0.088168
Portfolio Adjusted1-in-2AllAll2019November Monthly Peak | Portfolio Adjusted | 1-in-2 | All | All | 2019 | November Monthly Peak | 11 | 5.7998 | 5.6366 | 5.491 | 5.4799 | 5.7784 | 6.5824 | 7.4283 | 8.1151 | 8.9071 | 9.4701 | 9.939 | 10.1791 | 10.2396 | 10.36 | 10.2078 | 9.7299 | 9.2637 | 9.1302 | 8.5802 | 8.1423 | 7.7422 | 7.2475 | 6.6248 | 6.1934 | 0.00033228 | -0.0038729 | -0.0015565 | -0.029158 | -0.037594 | -0.026611 | -0.0093871 | -0.035518 | -0.036477 | -0.047078 | -0.0097438 | -0.0014374 | 0.016379 | 0.061475 | 0.24961 | 0.23604 | 0.24906 | 0.22905 | 0.049943 | 0.038257 | 0.033005 | 0.034386 | 0.028304 | 0.020556 | 57.0408 | 56.2561 | 55.3319 | 54.5116 | 53.7512 | 53.3769 | 52.7938 | 52.8351 | 56.43 | 61.7566 | 68.0073 | 73.0273 | 76.4686 | 78.0647 | 78.6973 | 78.4068 | 76.5217 | 72.7142 | 68.388 | 65.5179 | 63.3625 | 61.4661 | 60.3614 | 59.2193 | 0.10023 | 0.097433 | 0.10107 | 0.095029 | 0.094895 | 0.094939 | 0.1096 | 0.10714 | 0.12374 | 0.1229 | 0.11225 | 0.10819 | 0.10732 | 0.11272 | 0.10786 | 0.10103 | 0.097169 | 0.092868 | 0.086872 | 0.10066 | 0.10375 | 0.10433 | 0.088978 | 0.092995
Portfolio Adjusted1-in-2AllAll2019December Monthly Peak | Portfolio Adjusted | 1-in-2 | All | All | 2019 | December Monthly Peak | 12 | 5.8884 | 5.7291 | 5.6051 | 5.6249 | 5.9473 | 6.7702 | 7.8681 | 8.4287 | 9.062 | 9.3622 | 9.4787 | 9.3554 | 9.121 | 8.9915 | 8.7194 | 8.3443 | 8.2197 | 8.3965 | 8.0314 | 7.7822 | 7.4703 | 7.0838 | 6.5914 | 6.2303 | 0.00060405 | -0.0037218 | -0.0014445 | -0.029146 | -0.037665 | -0.026593 | -0.0093733 | -0.035397 | -0.035679 | -0.045249 | -0.0090798 | -0.0012825 | 0.014732 | 0.054247 | 0.21543 | 0.20448 | 0.22256 | 0.21091 | 0.04707 | 0.036759 | 0.031782 | 0.032985 | 0.027584 | 0.020159 | 44.8633 | 44.2204 | 43.247 | 42.4126 | 41.6814 | 41.0667 | 40.9978 | 40.9261 | 41.4214 | 44.1912 | 46.8144 | 48.7738 | 50.1522 | 51.0043 | 51.668 | 51.787 | 51.3308 | 50.0495 | 48.4401 | 47.255 | 46.359 | 45.4808 | 44.6671 | 43.7734 | 0.099556 | 0.096651 | 0.1006 | 0.095318 | 0.095403 | 0.095619 | 0.11139 | 0.10756 | 0.12225 | 0.11941 | 0.10702 | 0.10159 | 0.1003 | 0.10507 | 0.10152 | 0.097287 | 0.095243 | 0.091125 | 0.085333 | 0.09797 | 0.10082 | 0.10093 | 0.087194 | 0.091471
Portfolio Adjusted1-in-2AllAll2019Typical Event Day | Portfolio Adjusted | 1-in-2 | All | All | 2019 | Typical Event Day | 8 | 6.5925 | 6.3527 | 6.1712 | 6.1403 | 6.4532 | 7.3184 | 8.2284 | 9.1715 | 10.2786 | 11.1905 | 11.9452 | 12.3 | 12.373 | 12.5653 | 12.4752 | 12.0679 | 11.4019 | 10.4565 | 9.6168 | 9.2877 | 9.1292 | 8.4758 | 7.6941 | 7.1374 | -0.015438 | -0.022632 | -0.014881 | -0.030141 | -0.041146 | -0.036206 | -0.037299 | -0.042015 | -0.043685 | -0.053514 | -0.035317 | -0.036878 | -0.018184 | 0.024037 | 0.26192 | 0.26564 | 0.26348 | 0.23663 | 0.055611 | 0.027394 | 0.01729 | 0.025833 | 0.021904 | 0.017718 | 70.4233 | 69.2888 | 68.2158 | 67.2232 | 66.3593 | 65.5723 | 65.0657 | 65.2852 | 68.062 | 72.9033 | 77.9419 | 82.1226 | 85.2519 | 87.4248 | 88.7542 | 89.3993 | 89.5978 | 88.8962 | 87.3164 | 84.7893 | 81.2517 | 77.9036 | 75.6159 | 74.029 | 0.10358 | 0.10012 | 0.104 | 0.097915 | 0.09752 | 0.097226 | 0.11091 | 0.10881 | 0.12661 | 0.12734 | 0.11656 | 0.1116 | 0.10935 | 0.11484 | 0.10985 | 0.1031 | 0.098434 | 0.092586 | 0.086795 | 0.10195 | 0.10715 | 0.1073 | 0.09226 | 0.096255
Portfolio Adjusted1-in-2AllAll2020January Monthly Peak | Portfolio Adjusted | 1-in-2 | All | All | 2020 | January Monthly Peak | 1 | 5.8568 | 5.7067 | 5.5732 | 5.5981 | 5.9269 | 6.7813 | 7.9678 | 8.5395 | 9.1546 | 9.4678 | 9.6518 | 9.6379 | 9.5145 | 9.5029 | 9.2778 | 8.8729 | 8.5151 | 8.6075 | 8.2757 | 7.9628 | 7.6292 | 7.2173 | 6.672 | 6.2977 | 0.00026517 | -0.0040835 | -0.0016361 | -0.029323 | -0.037852 | -0.026864 | -0.0096428 | -0.036433 | -0.036544 | -0.046579 | -0.0095362 | -0.0014451 | 0.015511 | 0.058228 | 0.23001 | 0.21806 | 0.23218 | 0.21756 | 0.048999 | 0.037994 | 0.0329 | 0.034235 | 0.028556 | 0.020825 | 48.8828 | 48.4213 | 48.137 | 47.7282 | 47.3721 | 47.1806 | 47.2459 | 47.0903 | 47.4636 | 49.014 | 51.0451 | 52.703 | 54.0045 | 54.9574 | 55.5235 | 55.4131 | 55.2558 | 54.5274 | 53.0207 | 51.7873 | 51.008 | 50.6002 | 49.9546 | 49.1742 | 0.10014 | 0.097173 | 0.10091 | 0.095589 | 0.095626 | 0.096412 | 0.11371 | 0.11005 | 0.12465 | 0.12193 | 0.10986 | 0.1049 | 0.10382 | 0.10902 | 0.10467 | 0.099208 | 0.096013 | 0.091948 | 0.086454 | 0.10037 | 0.10361 | 0.10408 | 0.089766 | 0.094227
Portfolio Adjusted1-in-2AllAll2020February Monthly Peak | Portfolio Adjusted | 1-in-2 | All | All | 2020 | February Monthly Peak | 2 | 5.7865 | 5.6336 | 5.4944 | 5.5154 | 5.832 | 6.6587 | 7.7465 | 8.3232 | 8.9671 | 9.3302 | 9.587 | 9.6471 | 9.5998 | 9.6401 | 9.4591 | 9.0652 | 8.6532 | 8.5429 | 8.3586 | 7.9977 | 7.6403 | 7.1949 | 6.6256 | 6.2343 | 0.00014078 | -0.0041311 | -0.0016887 | -0.029052 | -0.037491 | -0.026582 | -0.0095916 | -0.035911 | -0.036084 | -0.046024 | -0.0094774 | -0.0014479 | 0.01546 | 0.0582 | 0.23307 | 0.22139 | 0.23446 | 0.21617 | 0.048704 | 0.037645 | 0.032628 | 0.033989 | 0.028301 | 0.020656 | 49.6836 | 49.1785 | 48.8204 | 48.4672 | 48.3455 | 48.0527 | 47.6298 | 48.0086 | 49.2518 | 52.6252 | 56.3876 | 59.3437 | 61.0123 | 61.7965 | 62.2891 | 62.3758 | 62.146 | 61.2602 | 59.141 | 56.9333 | 55.5946 | 54.3888 | 53.3197 | 51.9872 | 0.099149 | 0.096315 | 0.099958 | 0.094585 | 0.094593 | 0.095216 | 0.11212 | 0.10831 | 0.1227 | 0.12035 | 0.10875 | 0.10414 | 0.10319 | 0.10847 | 0.10413 | 0.098577 | 0.095282 | 0.091228 | 0.085721 | 0.099456 | 0.10272 | 0.10331 | 0.088995 | 0.093491
Portfolio Adjusted1-in-2AllAll2020March Monthly Peak | Portfolio Adjusted | 1-in-2 | All | All | 2020 | March Monthly Peak | 3 | 5.9613 | 5.7593 | 5.6128 | 5.5853 | 5.8779 | 6.6801 | 7.7274 | 8.3627 | 9.0149 | 9.3956 | 9.7125 | 9.7991 | 9.7697 | 9.8696 | 9.7363 | 9.3872 | 8.9267 | 8.4215 | 8.0997 | 8.1864 | 7.9235 | 7.4645 | 6.8424 | 6.3925 | 0.00018836 | -0.0042396 | -0.001788 | -0.029819 | -0.038316 | -0.026777 | -0.0096431 | -0.036183 | -0.037015 | -0.046958 | -0.0099311 | -0.0016187 | 0.015786 | 0.060577 | 0.24123 | 0.23048 | 0.24308 | 0.21466 | 0.048834 | 0.038776 | 0.034206 | 0.035599 | 0.029499 | 0.021326 | 51.3422 | 50.5002 | 49.8032 | 49.3909 | 48.8726 | 48.4835 | 48.1049 | 48.2177 | 50.2551 | 52.8728 | 55.7001 | 58.3518 | 60.6459 | 62.2732 | 63.2906 | 63.919 | 63.6643 | 62.8148 | 60.4804 | 57.4955 | 55.6065 | 54.128 | 52.8376 | 51.5818 | 0.10302 | 0.099491 | 0.10361 | 0.096794 | 0.096268 | 0.09593 | 0.11136 | 0.10864 | 0.12414 | 0.12177 | 0.11071 | 0.10631 | 0.10531 | 0.11096 | 0.10653 | 0.10064 | 0.096881 | 0.091462 | 0.085962 | 0.10202 | 0.10701 | 0.10779 | 0.092507 | 0.096417
Portfolio Adjusted1-in-2AllAll2020April Monthly Peak | Portfolio Adjusted | 1-in-2 | All | All | 2020 | April Monthly Peak | 4 | 5.8709 | 5.666 | 5.505 | 5.4624 | 5.732 | 6.4904 | 7.345 | 8.0502 | 8.877 | 9.4961 | 10.0452 | 10.3574 | 10.5051 | 10.7394 | 10.6898 | 10.3336 | 9.772 | 9.0213 | 8.3917 | 8.3387 | 8.1213 | 7.5728 | 6.8707 | 6.3705 | 8.8379e-05 | -0.0041327 | -0.0017436 | -0.028659 | -0.036778 | -0.025624 | -0.0092452 | -0.034637 | -0.035845 | -0.046181 | -0.0099156 | -0.0016402 | 0.016024 | 0.061844 | 0.25902 | 0.24806 | 0.25885 | 0.22511 | 0.048571 | 0.038167 | 0.033528 | 0.034825 | 0.028672 | 0.020693 | 62.8239 | 61.7237 | 60.7269 | 59.8424 | 58.8985 | 58.1438 | 57.517 | 57.4623 | 59.7137 | 63.8727 | 68.9916 | 73.6448 | 77.2278 | 79.2544 | 80.4091 | 80.9501 | 80.6988 | 79.9412 | 78.5918 | 76.3805 | 72.605 | 69.9971 | 67.834 | 65.7944 | 0.099553 | 0.096326 | 0.10002 | 0.093174 | 0.092593 | 0.092155 | 0.10686 | 0.10468 | 0.12058 | 0.11998 | 0.1103 | 0.10684 | 0.10637 | 0.11235 | 0.10789 | 0.1015 | 0.097264 | 0.091524 | 0.085639 | 0.10074 | 0.1052 | 0.10569 | 0.090156 | 0.09373
Portfolio Adjusted1-in-2AllAll2020May Monthly Peak | Portfolio Adjusted | 1-in-2 | All | All | 2020 | May Monthly Peak | 5 | 6.0236 | 5.8233 | 5.642 | 5.6085 | 5.8974 | 6.6366 | 7.3778 | 8.3506 | 9.3607 | 10.1145 | 10.7326 | 11.0546 | 11.158 | 11.3535 | 11.2762 | 10.8584 | 10.2625 | 9.4495 | 8.7391 | 8.4422 | 8.3739 | 7.8091 | 7.0943 | 6.5793 | -0.0027731 | -0.0074892 | -0.0042094 | -0.029083 | -0.038001 | -0.027853 | -0.014676 | -0.03679 | -0.039278 | -0.049685 | -0.015404 | -0.008842 | 0.0092754 | 0.055696 | 0.26503 | 0.2557 | 0.26367 | 0.2308 | 0.050243 | 0.035946 | 0.030565 | 0.033476 | 0.027946 | 0.020708 | 65.2244 | 64.0265 | 62.906 | 61.8691 | 61.0351 | 60.077 | 59.3164 | 60.1536 | 63.6066 | 67.7259 | 71.8582 | 75.7864 | 79.1026 | 81.349 | 82.7817 | 83.5941 | 83.7806 | 83.1599 | 81.5927 | 79.2679 | 75.3578 | 71.9899 | 69.9623 | 68.2022 | 0.09955 | 0.096614 | 0.10001 | 0.093759 | 0.093428 | 0.092828 | 0.10644 | 0.10611 | 0.12419 | 0.12452 | 0.11451 | 0.11038 | 0.10918 | 0.11481 | 0.10981 | 0.10259 | 0.097982 | 0.092095 | 0.085997 | 0.10023 | 0.1049 | 0.10565 | 0.0906 | 0.094354
Portfolio Adjusted1-in-2AllAll2020June Monthly Peak | Portfolio Adjusted | 1-in-2 | All | All | 2020 | June Monthly Peak | 6 | 6.3668 | 6.1454 | 5.9579 | 5.919 | 6.2053 | 6.9166 | 7.6904 | 8.7055 | 9.7234 | 10.5364 | 11.2175 | 11.5248 | 11.5898 | 11.7838 | 11.7324 | 11.3941 | 10.8106 | 9.9671 | 9.2261 | 8.788 | 8.7213 | 8.2002 | 7.4487 | 6.9137 | -0.00654 | -0.012244 | -0.00756 | -0.029482 | -0.039336 | -0.030732 | -0.022689 | -0.038412 | -0.041023 | -0.05095 | -0.02267 | -0.019221 | -0.0013329 | 0.042476 | 0.26229 | 0.26009 | 0.26488 | 0.23503 | 0.051894 | 0.032442 | 0.025942 | 0.031378 | 0.026588 | 0.020555 | 67.8283 | 66.434 | 65.2311 | 64.3349 | 63.3284 | 62.5057 | 61.8676 | 62.6951 | 66.2154 | 70.6377 | 74.7611 | 78.4043 | 81.1052 | 83.0828 | 84.3285 | 85.1345 | 85.6157 | 85.31 | 84.1526 | 81.8765 | 78.7387 | 74.9704 | 72.3137 | 70.5395 | 0.10236 | 0.099309 | 0.10295 | 0.096432 | 0.095649 | 0.094534 | 0.10765 | 0.10645 | 0.1239 | 0.12455 | 0.11445 | 0.10912 | 0.10676 | 0.11213 | 0.10766 | 0.10169 | 0.09751 | 0.091748 | 0.08611 | 0.099869 | 0.10541 | 0.10659 | 0.091625 | 0.095759
Portfolio Adjusted1-in-2AllAll2020July Monthly Peak | Portfolio Adjusted | 1-in-2 | All | All | 2020 | July Monthly Peak | 7 | 6.6394 | 6.3883 | 6.203 | 6.1749 | 6.4793 | 7.2834 | 8.1044 | 9.1161 | 10.1541 | 11.0071 | 11.6865 | 11.9826 | 12.0324 | 12.2 | 12.127 | 11.8206 | 11.2662 | 10.4013 | 9.6264 | 9.1559 | 9.0769 | 8.5214 | 7.7349 | 7.1722 | -0.014825 | -0.021753 | -0.014318 | -0.03013 | -0.041077 | -0.035684 | -0.035705 | -0.04101 | -0.042697 | -0.051599 | -0.033118 | -0.034056 | -0.016421 | 0.024345 | 0.25513 | 0.26013 | 0.26037 | 0.23561 | 0.054651 | 0.027134 | 0.017812 | 0.026304 | 0.022348 | 0.018159 | 70.7018 | 69.8871 | 69.063 | 68.2023 | 67.3113 | 66.6863 | 66.2102 | 66.5871 | 69.3319 | 73.6159 | 78.2592 | 81.8262 | 84.6271 | 86.8739 | 88.59 | 89.3895 | 89.6717 | 88.9912 | 87.5879 | 85.6267 | 82.2145 | 78.4046 | 75.9299 | 74.3739 | 0.10348 | 0.099935 | 0.10389 | 0.097898 | 0.097289 | 0.096559 | 0.10918 | 0.10671 | 0.12288 | 0.12299 | 0.1123 | 0.10707 | 0.105 | 0.11023 | 0.10609 | 0.10087 | 0.097178 | 0.091633 | 0.086189 | 0.10013 | 0.10576 | 0.10684 | 0.091826 | 0.096004
Portfolio Adjusted1-in-2AllAll2020August Monthly Peak | Portfolio Adjusted | 1-in-2 | All | All | 2020 | August Monthly Peak | 8 | 6.7419 | 6.4911 | 6.2998 | 6.2661 | 6.5832 | 7.478 | 8.4322 | 9.4833 | 10.727 | 11.7489 | 12.5859 | 12.9762 | 13.0656 | 13.2596 | 13.1579 | 12.7128 | 11.9936 | 10.9832 | 10.0566 | 9.6837 | 9.4632 | 8.7453 | 7.9188 | 7.3277 | -0.023343 | -0.032173 | -0.021543 | -0.029409 | -0.041309 | -0.040176 | -0.051362 | -0.044743 | -0.046245 | -0.056292 | -0.049299 | -0.056618 | -0.037183 | 0.0022827 | 0.25665 | 0.26829 | 0.25947 | 0.23702 | 0.05901 | 0.021418 | 0.0078277 | 0.020333 | 0.017386 | 0.01528 | 74.1469 | 72.9634 | 71.7959 | 70.626 | 69.8244 | 68.9405 | 68.3289 | 68.2618 | 71.1463 | 76.5706 | 81.7344 | 85.7474 | 88.8107 | 90.9846 | 92.2382 | 92.6597 | 92.8138 | 91.9281 | 90.2509 | 87.6872 | 83.7064 | 80.4394 | 78.3163 | 76.6619 | 0.10673 | 0.10317 | 0.10716 | 0.10095 | 0.10049 | 0.10031 | 0.11468 | 0.11323 | 0.13282 | 0.13426 | 0.12295 | 0.11755 | 0.115 | 0.12042 | 0.11452 | 0.10669 | 0.10125 | 0.095304 | 0.089455 | 0.10632 | 0.11148 | 0.11129 | 0.095495 | 0.099445
Portfolio Adjusted1-in-2AllAll2020September Monthly Peak | Portfolio Adjusted | 1-in-2 | All | All | 2020 | September Monthly Peak | 9 | 6.5472 | 6.3202 | 6.1272 | 6.1216 | 6.4508 | 7.354 | 8.4493 | 9.2956 | 10.4833 | 11.405 | 12.1389 | 12.4726 | 12.5462 | 12.7553 | 12.6495 | 12.1753 | 11.4602 | 10.4647 | 9.6794 | 9.5638 | 9.0827 | 8.4174 | 7.645 | 7.0892 | -0.017946 | -0.025167 | -0.016653 | -0.031425 | -0.042572 | -0.03806 | -0.04003 | -0.044387 | -0.046054 | -0.056436 | -0.037583 | -0.039343 | -0.019984 | 0.023552 | 0.26517 | 0.26819 | 0.26552 | 0.23802 | 0.058287 | 0.028313 | 0.016933 | 0.0254 | 0.021031 | 0.01677 | 69.0163 | 67.8707 | 66.7734 | 65.7297 | 64.9731 | 64.1567 | 63.856 | 63.5969 | 65.5544 | 70.7888 | 77.0131 | 82.5123 | 86.4645 | 88.7578 | 89.8604 | 90.4133 | 90.2902 | 89.3556 | 87.2743 | 83.9669 | 80.3474 | 77.8 | 75.9039 | 74.5405 | 0.10368 | 0.10024 | 0.10387 | 0.098414 | 0.098343 | 0.098298 | 0.11335 | 0.11148 | 0.13146 | 0.13247 | 0.12104 | 0.11567 | 0.11312 | 0.11854 | 0.11277 | 0.10491 | 0.099585 | 0.093643 | 0.088111 | 0.10504 | 0.10881 | 0.10877 | 0.093155 | 0.096805
Portfolio Adjusted1-in-2AllAll2020October Monthly Peak | Portfolio Adjusted | 1-in-2 | All | All | 2020 | October Monthly Peak | 10 | 5.9225 | 5.734 | 5.5559 | 5.5401 | 5.8244 | 6.6406 | 7.7602 | 8.4472 | 9.3487 | 10.1569 | 10.8631 | 11.2903 | 11.5117 | 11.7486 | 11.6729 | 11.231 | 10.5637 | 9.8093 | 9.278 | 8.8832 | 8.3392 | 7.7177 | 6.9952 | 6.4888 | -0.011286 | -0.01772 | -0.011327 | -0.026344 | -0.035781 | -0.031072 | -0.03085 | -0.037868 | -0.038757 | -0.04887 | -0.029695 | -0.030415 | -0.012918 | 0.026809 | 0.24691 | 0.24722 | 0.24647 | 0.2237 | 0.052776 | 0.027445 | 0.017743 | 0.024965 | 0.020799 | 0.016691 | 68.436 | 67.6037 | 66.5354 | 65.7997 | 64.9638 | 64.2244 | 63.855 | 63.8475 | 64.7399 | 69.219 | 75.2413 | 80.5727 | 84.1166 | 86.3574 | 87.8182 | 88.0793 | 87.5237 | 86.1539 | 83.8297 | 80.2372 | 76.4194 | 73.5133 | 71.3579 | 69.4991 | 0.092397 | 0.08997 | 0.09299 | 0.087804 | 0.0877 | 0.088363 | 0.10439 | 0.10237 | 0.11835 | 0.11915 | 0.10954 | 0.10609 | 0.10589 | 0.11155 | 0.10693 | 0.10041 | 0.096223 | 0.091477 | 0.085256 | 0.097688 | 0.099803 | 0.099384 | 0.084644 | 0.088168
Portfolio Adjusted1-in-2AllAll2020November Monthly Peak | Portfolio Adjusted | 1-in-2 | All | All | 2020 | November Monthly Peak | 11 | 5.7998 | 5.6366 | 5.491 | 5.4799 | 5.7784 | 6.5824 | 7.4283 | 8.1151 | 8.9071 | 9.4701 | 9.939 | 10.1791 | 10.2396 | 10.36 | 10.2078 | 9.7299 | 9.2637 | 9.1302 | 8.5802 | 8.1423 | 7.7422 | 7.2475 | 6.6248 | 6.1934 | 0.00033228 | -0.0038729 | -0.0015565 | -0.029158 | -0.037594 | -0.026611 | -0.0093871 | -0.035518 | -0.036477 | -0.047078 | -0.0097438 | -0.0014374 | 0.016379 | 0.061475 | 0.24961 | 0.23604 | 0.24906 | 0.22905 | 0.049943 | 0.038257 | 0.033005 | 0.034386 | 0.028304 | 0.020556 | 57.0408 | 56.2561 | 55.3319 | 54.5116 | 53.7512 | 53.3769 | 52.7938 | 52.8351 | 56.43 | 61.7566 | 68.0073 | 73.0273 | 76.4686 | 78.0647 | 78.6973 | 78.4068 | 76.5217 | 72.7142 | 68.388 | 65.5179 | 63.3625 | 61.4661 | 60.3614 | 59.2193 | 0.10023 | 0.097433 | 0.10107 | 0.095029 | 0.094895 | 0.094939 | 0.1096 | 0.10714 | 0.12374 | 0.1229 | 0.11225 | 0.10819 | 0.10732 | 0.11272 | 0.10786 | 0.10103 | 0.097169 | 0.092868 | 0.086872 | 0.10066 | 0.10375 | 0.10433 | 0.088978 | 0.092995
Portfolio Adjusted1-in-2AllAll2020December Monthly Peak | Portfolio Adjusted | 1-in-2 | All | All | 2020 | December Monthly Peak | 12 | 5.8884 | 5.7291 | 5.6051 | 5.6249 | 5.9473 | 6.7702 | 7.8681 | 8.4287 | 9.062 | 9.3622 | 9.4787 | 9.3554 | 9.121 | 8.9915 | 8.7194 | 8.3443 | 8.2197 | 8.3965 | 8.0314 | 7.7822 | 7.4703 | 7.0838 | 6.5914 | 6.2303 | 0.00060405 | -0.0037218 | -0.0014445 | -0.029146 | -0.037665 | -0.026593 | -0.0093733 | -0.035397 | -0.035679 | -0.045249 | -0.0090798 | -0.0012825 | 0.014732 | 0.054247 | 0.21543 | 0.20448 | 0.22256 | 0.21091 | 0.04707 | 0.036759 | 0.031782 | 0.032985 | 0.027584 | 0.020159 | 44.8633 | 44.2204 | 43.247 | 42.4126 | 41.6815 | 41.0667 | 40.9978 | 40.9261 | 41.4214 | 44.1912 | 46.8144 | 48.7738 | 50.1522 | 51.0043 | 51.668 | 51.787 | 51.3308 | 50.0495 | 48.4401 | 47.255 | 46.359 | 45.4808 | 44.6671 | 43.7734 | 0.099556 | 0.096651 | 0.1006 | 0.095318 | 0.095403 | 0.095619 | 0.11139 | 0.10756 | 0.12225 | 0.11941 | 0.10702 | 0.10159 | 0.1003 | 0.10507 | 0.10152 | 0.097287 | 0.095243 | 0.091125 | 0.085333 | 0.09797 | 0.10082 | 0.10093 | 0.087194 | 0.091471
Portfolio Adjusted1-in-2AllAll2020Typical Event Day | Portfolio Adjusted | 1-in-2 | All | All | 2020 | Typical Event Day | 8 | 6.5925 | 6.3527 | 6.1712 | 6.1403 | 6.4532 | 7.3184 | 8.2284 | 9.1715 | 10.2786 | 11.1905 | 11.9452 | 12.3 | 12.373 | 12.5653 | 12.4752 | 12.0679 | 11.4019 | 10.4565 | 9.6168 | 9.2877 | 9.1292 | 8.4758 | 7.6941 | 7.1374 | -0.015438 | -0.022632 | -0.014881 | -0.030141 | -0.041146 | -0.036206 | -0.037299 | -0.042015 | -0.043685 | -0.053514 | -0.035317 | -0.036878 | -0.018184 | 0.024037 | 0.26192 | 0.26564 | 0.26348 | 0.23663 | 0.055611 | 0.027394 | 0.01729 | 0.025833 | 0.021904 | 0.017718 | 70.4233 | 69.2888 | 68.2158 | 67.2232 | 66.3593 | 65.5723 | 65.0657 | 65.2852 | 68.062 | 72.9033 | 77.9419 | 82.1226 | 85.2519 | 87.4248 | 88.7542 | 89.3993 | 89.5978 | 88.8962 | 87.3164 | 84.7893 | 81.2517 | 77.9036 | 75.6159 | 74.029 | 0.10358 | 0.10012 | 0.104 | 0.097915 | 0.09752 | 0.097226 | 0.11091 | 0.10881 | 0.12661 | 0.12734 | 0.11656 | 0.1116 | 0.10935 | 0.11484 | 0.10985 | 0.1031 | 0.098434 | 0.092586 | 0.086795 | 0.10195 | 0.10715 | 0.1073 | 0.09226 | 0.096255
Portfolio Adjusted1-in-2AllAll2021January Monthly Peak | Portfolio Adjusted | 1-in-2 | All | All | 2021 | January Monthly Peak | 1 | 5.8568 | 5.7067 | 5.5732 | 5.5981 | 5.9269 | 6.7813 | 7.9678 | 8.5395 | 9.1546 | 9.4678 | 9.6518 | 9.6379 | 9.5145 | 9.5029 | 9.2778 | 8.8729 | 8.5151 | 8.6075 | 8.2757 | 7.9628 | 7.6292 | 7.2173 | 6.672 | 6.2977 | 0.00026517 | -0.0040835 | -0.0016361 | -0.029323 | -0.037852 | -0.026864 | -0.0096428 | -0.036433 | -0.036544 | -0.046579 | -0.0095362 | -0.0014451 | 0.015511 | 0.058228 | 0.23001 | 0.21806 | 0.23218 | 0.21756 | 0.048999 | 0.037994 | 0.0329 | 0.034235 | 0.028556 | 0.020825 | 48.8828 | 48.4213 | 48.137 | 47.7282 | 47.3721 | 47.1806 | 47.2459 | 47.0903 | 47.4636 | 49.014 | 51.0451 | 52.703 | 54.0045 | 54.9574 | 55.5235 | 55.4131 | 55.2558 | 54.5274 | 53.0207 | 51.7873 | 51.008 | 50.6002 | 49.9546 | 49.1742 | 0.10014 | 0.097173 | 0.10091 | 0.095589 | 0.095626 | 0.096412 | 0.11371 | 0.11005 | 0.12465 | 0.12193 | 0.10986 | 0.1049 | 0.10382 | 0.10902 | 0.10467 | 0.099208 | 0.096013 | 0.091948 | 0.086454 | 0.10037 | 0.10361 | 0.10408 | 0.089766 | 0.094227
Portfolio Adjusted1-in-2AllAll2021February Monthly Peak | Portfolio Adjusted | 1-in-2 | All | All | 2021 | February Monthly Peak | 2 | 5.7865 | 5.6336 | 5.4944 | 5.5154 | 5.832 | 6.6587 | 7.7465 | 8.3232 | 8.9671 | 9.3302 | 9.587 | 9.6471 | 9.5998 | 9.6401 | 9.4591 | 9.0652 | 8.6532 | 8.5429 | 8.3586 | 7.9977 | 7.6403 | 7.1949 | 6.6256 | 6.2343 | 0.00014078 | -0.0041311 | -0.0016887 | -0.029052 | -0.037491 | -0.026582 | -0.0095916 | -0.035911 | -0.036084 | -0.046024 | -0.0094774 | -0.0014479 | 0.01546 | 0.0582 | 0.23307 | 0.22139 | 0.23446 | 0.21617 | 0.048704 | 0.037645 | 0.032628 | 0.033989 | 0.028301 | 0.020656 | 49.6836 | 49.1785 | 48.8204 | 48.4672 | 48.3455 | 48.0527 | 47.6298 | 48.0086 | 49.2518 | 52.6252 | 56.3876 | 59.3437 | 61.0123 | 61.7965 | 62.2891 | 62.3758 | 62.146 | 61.2602 | 59.141 | 56.9333 | 55.5946 | 54.3888 | 53.3197 | 51.9872 | 0.099149 | 0.096315 | 0.099958 | 0.094585 | 0.094593 | 0.095216 | 0.11212 | 0.10831 | 0.1227 | 0.12035 | 0.10875 | 0.10414 | 0.10319 | 0.10847 | 0.10413 | 0.098577 | 0.095282 | 0.091228 | 0.085721 | 0.099456 | 0.10272 | 0.10331 | 0.088995 | 0.093491
Portfolio Adjusted1-in-2AllAll2021March Monthly Peak | Portfolio Adjusted | 1-in-2 | All | All | 2021 | March Monthly Peak | 3 | 5.9613 | 5.7593 | 5.6128 | 5.5853 | 5.8779 | 6.6801 | 7.7274 | 8.3627 | 9.0149 | 9.3956 | 9.7125 | 9.7991 | 9.7697 | 9.8696 | 9.7363 | 9.3872 | 8.9267 | 8.4215 | 8.0997 | 8.1864 | 7.9235 | 7.4645 | 6.8424 | 6.3925 | 0.00018836 | -0.0042396 | -0.001788 | -0.029819 | -0.038316 | -0.026777 | -0.0096431 | -0.036183 | -0.037015 | -0.046958 | -0.0099311 | -0.0016187 | 0.015786 | 0.060577 | 0.24123 | 0.23048 | 0.24308 | 0.21466 | 0.048834 | 0.038776 | 0.034206 | 0.035599 | 0.029499 | 0.021326 | 51.3422 | 50.5002 | 49.8032 | 49.3909 | 48.8726 | 48.4835 | 48.1049 | 48.2177 | 50.2551 | 52.8728 | 55.7001 | 58.3518 | 60.6459 | 62.2732 | 63.2906 | 63.919 | 63.6643 | 62.8148 | 60.4804 | 57.4955 | 55.6065 | 54.128 | 52.8376 | 51.5818 | 0.10302 | 0.099491 | 0.10361 | 0.096794 | 0.096268 | 0.09593 | 0.11136 | 0.10864 | 0.12414 | 0.12177 | 0.11071 | 0.10631 | 0.10531 | 0.11096 | 0.10653 | 0.10064 | 0.096881 | 0.091462 | 0.085962 | 0.10202 | 0.10701 | 0.10779 | 0.092507 | 0.096417
Portfolio Adjusted1-in-2AllAll2021April Monthly Peak | Portfolio Adjusted | 1-in-2 | All | All | 2021 | April Monthly Peak | 4 | 5.8709 | 5.666 | 5.505 | 5.4624 | 5.732 | 6.4904 | 7.345 | 8.0502 | 8.877 | 9.4961 | 10.0452 | 10.3574 | 10.5051 | 10.7394 | 10.6898 | 10.3336 | 9.772 | 9.0213 | 8.3917 | 8.3387 | 8.1213 | 7.5728 | 6.8707 | 6.3705 | 8.8379e-05 | -0.0041327 | -0.0017436 | -0.028659 | -0.036778 | -0.025624 | -0.0092452 | -0.034637 | -0.035845 | -0.046181 | -0.0099156 | -0.0016402 | 0.016024 | 0.061844 | 0.25902 | 0.24806 | 0.25885 | 0.22511 | 0.048571 | 0.038167 | 0.033528 | 0.034825 | 0.028672 | 0.020693 | 62.8239 | 61.7237 | 60.7269 | 59.8424 | 58.8985 | 58.1438 | 57.517 | 57.4623 | 59.7137 | 63.8727 | 68.9916 | 73.6448 | 77.2278 | 79.2544 | 80.4091 | 80.9501 | 80.6988 | 79.9412 | 78.5918 | 76.3805 | 72.605 | 69.9971 | 67.834 | 65.7944 | 0.099553 | 0.096326 | 0.10002 | 0.093174 | 0.092593 | 0.092155 | 0.10686 | 0.10468 | 0.12058 | 0.11998 | 0.1103 | 0.10684 | 0.10637 | 0.11235 | 0.10789 | 0.1015 | 0.097264 | 0.091524 | 0.085639 | 0.10074 | 0.1052 | 0.10569 | 0.090156 | 0.09373
Portfolio Adjusted1-in-2AllAll2021May Monthly Peak | Portfolio Adjusted | 1-in-2 | All | All | 2021 | May Monthly Peak | 5 | 6.0236 | 5.8233 | 5.642 | 5.6085 | 5.8974 | 6.6366 | 7.3778 | 8.3506 | 9.3607 | 10.1145 | 10.7326 | 11.0546 | 11.158 | 11.3535 | 11.2762 | 10.8584 | 10.2625 | 9.4495 | 8.7391 | 8.4422 | 8.3739 | 7.8091 | 7.0943 | 6.5793 | -0.0027731 | -0.0074892 | -0.0042094 | -0.029083 | -0.038001 | -0.027853 | -0.014676 | -0.03679 | -0.039278 | -0.049685 | -0.015404 | -0.008842 | 0.0092754 | 0.055696 | 0.26503 | 0.2557 | 0.26367 | 0.2308 | 0.050243 | 0.035946 | 0.030565 | 0.033476 | 0.027946 | 0.020708 | 65.2244 | 64.0265 | 62.906 | 61.8691 | 61.0351 | 60.077 | 59.3164 | 60.1535 | 63.6066 | 67.7259 | 71.8582 | 75.7864 | 79.1026 | 81.349 | 82.7817 | 83.5941 | 83.7806 | 83.1599 | 81.5927 | 79.2679 | 75.3578 | 71.9899 | 69.9623 | 68.2022 | 0.09955 | 0.096614 | 0.10001 | 0.093759 | 0.093428 | 0.092828 | 0.10644 | 0.10611 | 0.12419 | 0.12452 | 0.11451 | 0.11038 | 0.10918 | 0.11481 | 0.10981 | 0.10259 | 0.097982 | 0.092095 | 0.085997 | 0.10023 | 0.1049 | 0.10565 | 0.0906 | 0.094354
Portfolio Adjusted1-in-2AllAll2021June Monthly Peak | Portfolio Adjusted | 1-in-2 | All | All | 2021 | June Monthly Peak | 6 | 6.3668 | 6.1454 | 5.9579 | 5.919 | 6.2053 | 6.9166 | 7.6904 | 8.7055 | 9.7234 | 10.5364 | 11.2175 | 11.5248 | 11.5898 | 11.7838 | 11.7324 | 11.3941 | 10.8106 | 9.9671 | 9.2261 | 8.788 | 8.7213 | 8.2002 | 7.4487 | 6.9137 | -0.00654 | -0.012244 | -0.00756 | -0.029482 | -0.039336 | -0.030732 | -0.022689 | -0.038412 | -0.041023 | -0.05095 | -0.02267 | -0.019221 | -0.0013329 | 0.042476 | 0.26229 | 0.26009 | 0.26488 | 0.23503 | 0.051894 | 0.032442 | 0.025942 | 0.031378 | 0.026588 | 0.020555 | 67.8283 | 66.434 | 65.2311 | 64.3349 | 63.3284 | 62.5057 | 61.8676 | 62.6951 | 66.2154 | 70.6377 | 74.7611 | 78.4043 | 81.1052 | 83.0828 | 84.3285 | 85.1345 | 85.6157 | 85.31 | 84.1526 | 81.8765 | 78.7387 | 74.9704 | 72.3137 | 70.5395 | 0.10236 | 0.099309 | 0.10295 | 0.096432 | 0.095649 | 0.094534 | 0.10765 | 0.10645 | 0.1239 | 0.12455 | 0.11445 | 0.10912 | 0.10676 | 0.11213 | 0.10766 | 0.10169 | 0.09751 | 0.091748 | 0.08611 | 0.099869 | 0.10541 | 0.10659 | 0.091625 | 0.095759
Portfolio Adjusted1-in-2AllAll2021July Monthly Peak | Portfolio Adjusted | 1-in-2 | All | All | 2021 | July Monthly Peak | 7 | 6.6394 | 6.3883 | 6.203 | 6.1749 | 6.4793 | 7.2834 | 8.1044 | 9.1161 | 10.1541 | 11.0071 | 11.6865 | 11.9826 | 12.0324 | 12.2 | 12.127 | 11.8206 | 11.2662 | 10.4013 | 9.6264 | 9.1559 | 9.0769 | 8.5214 | 7.7349 | 7.1722 | -0.014825 | -0.021753 | -0.014318 | -0.03013 | -0.041077 | -0.035684 | -0.035705 | -0.04101 | -0.042697 | -0.051599 | -0.033118 | -0.034056 | -0.016421 | 0.024345 | 0.25513 | 0.26013 | 0.26037 | 0.23561 | 0.054651 | 0.027134 | 0.017812 | 0.026304 | 0.022348 | 0.018159 | 70.7018 | 69.8871 | 69.063 | 68.2023 | 67.3113 | 66.6863 | 66.2102 | 66.5871 | 69.3319 | 73.6159 | 78.2592 | 81.8262 | 84.6271 | 86.8739 | 88.59 | 89.3895 | 89.6717 | 88.9911 | 87.5879 | 85.6267 | 82.2145 | 78.4046 | 75.9299 | 74.3739 | 0.10348 | 0.099935 | 0.10389 | 0.097898 | 0.097289 | 0.096559 | 0.10918 | 0.10671 | 0.12288 | 0.12299 | 0.1123 | 0.10707 | 0.105 | 0.11023 | 0.10609 | 0.10087 | 0.097178 | 0.091633 | 0.086189 | 0.10013 | 0.10576 | 0.10684 | 0.091826 | 0.096004
Portfolio Adjusted1-in-2AllAll2021August Monthly Peak | Portfolio Adjusted | 1-in-2 | All | All | 2021 | August Monthly Peak | 8 | 6.7419 | 6.4911 | 6.2998 | 6.2661 | 6.5832 | 7.478 | 8.4322 | 9.4833 | 10.727 | 11.7489 | 12.5859 | 12.9762 | 13.0656 | 13.2596 | 13.1579 | 12.7128 | 11.9936 | 10.9832 | 10.0566 | 9.6837 | 9.4632 | 8.7453 | 7.9188 | 7.3277 | -0.023343 | -0.032173 | -0.021543 | -0.029409 | -0.041309 | -0.040176 | -0.051362 | -0.044743 | -0.046245 | -0.056292 | -0.049299 | -0.056618 | -0.037183 | 0.0022827 | 0.25665 | 0.26829 | 0.25947 | 0.23702 | 0.05901 | 0.021418 | 0.0078277 | 0.020333 | 0.017386 | 0.01528 | 74.1469 | 72.9634 | 71.7959 | 70.626 | 69.8244 | 68.9405 | 68.3289 | 68.2618 | 71.1463 | 76.5706 | 81.7344 | 85.7474 | 88.8107 | 90.9846 | 92.2382 | 92.6597 | 92.8138 | 91.9281 | 90.2509 | 87.6872 | 83.7064 | 80.4394 | 78.3163 | 76.6619 | 0.10673 | 0.10317 | 0.10716 | 0.10095 | 0.10049 | 0.10031 | 0.11468 | 0.11323 | 0.13282 | 0.13426 | 0.12295 | 0.11755 | 0.115 | 0.12042 | 0.11452 | 0.10669 | 0.10125 | 0.095304 | 0.089455 | 0.10632 | 0.11148 | 0.11129 | 0.095495 | 0.099445
Portfolio Adjusted1-in-2AllAll2021September Monthly Peak | Portfolio Adjusted | 1-in-2 | All | All | 2021 | September Monthly Peak | 9 | 6.5472 | 6.3202 | 6.1272 | 6.1216 | 6.4508 | 7.354 | 8.4493 | 9.2956 | 10.4833 | 11.405 | 12.1389 | 12.4726 | 12.5462 | 12.7553 | 12.6495 | 12.1753 | 11.4602 | 10.4647 | 9.6794 | 9.5638 | 9.0827 | 8.4174 | 7.645 | 7.0892 | -0.017946 | -0.025167 | -0.016653 | -0.031425 | -0.042572 | -0.03806 | -0.04003 | -0.044387 | -0.046054 | -0.056436 | -0.037583 | -0.039343 | -0.019984 | 0.023552 | 0.26517 | 0.26819 | 0.26552 | 0.23802 | 0.058287 | 0.028313 | 0.016933 | 0.0254 | 0.021031 | 0.01677 | 69.0163 | 67.8707 | 66.7733 | 65.7297 | 64.9731 | 64.1567 | 63.856 | 63.5969 | 65.5544 | 70.7888 | 77.0131 | 82.5123 | 86.4646 | 88.7578 | 89.8604 | 90.4133 | 90.2902 | 89.3556 | 87.2743 | 83.9669 | 80.3474 | 77.8 | 75.9039 | 74.5405 | 0.10368 | 0.10024 | 0.10387 | 0.098414 | 0.098343 | 0.098298 | 0.11335 | 0.11148 | 0.13146 | 0.13247 | 0.12104 | 0.11567 | 0.11312 | 0.11854 | 0.11277 | 0.10491 | 0.099585 | 0.093643 | 0.088111 | 0.10504 | 0.10881 | 0.10877 | 0.093155 | 0.096805
Portfolio Adjusted1-in-2AllAll2021October Monthly Peak | Portfolio Adjusted | 1-in-2 | All | All | 2021 | October Monthly Peak | 10 | 5.9225 | 5.734 | 5.5559 | 5.5401 | 5.8244 | 6.6406 | 7.7602 | 8.4472 | 9.3487 | 10.1569 | 10.8631 | 11.2903 | 11.5117 | 11.7486 | 11.6729 | 11.231 | 10.5637 | 9.8093 | 9.278 | 8.8832 | 8.3392 | 7.7177 | 6.9952 | 6.4888 | -0.011286 | -0.01772 | -0.011327 | -0.026344 | -0.035781 | -0.031072 | -0.03085 | -0.037868 | -0.038757 | -0.04887 | -0.029695 | -0.030415 | -0.012918 | 0.026809 | 0.24691 | 0.24722 | 0.24647 | 0.2237 | 0.052776 | 0.027445 | 0.017743 | 0.024965 | 0.020799 | 0.016691 | 68.436 | 67.6037 | 66.5354 | 65.7997 | 64.9638 | 64.2244 | 63.855 | 63.8475 | 64.7399 | 69.219 | 75.2413 | 80.5727 | 84.1166 | 86.3574 | 87.8182 | 88.0793 | 87.5237 | 86.1539 | 83.8297 | 80.2372 | 76.4194 | 73.5133 | 71.3579 | 69.4991 | 0.092397 | 0.08997 | 0.09299 | 0.087804 | 0.0877 | 0.088363 | 0.10439 | 0.10237 | 0.11835 | 0.11915 | 0.10954 | 0.10609 | 0.10589 | 0.11155 | 0.10693 | 0.1004 | 0.096223 | 0.091477 | 0.085256 | 0.097688 | 0.099803 | 0.099384 | 0.084644 | 0.088168
Portfolio Adjusted1-in-2AllAll2021November Monthly Peak | Portfolio Adjusted | 1-in-2 | All | All | 2021 | November Monthly Peak | 11 | 5.7998 | 5.6366 | 5.491 | 5.4799 | 5.7784 | 6.5824 | 7.4283 | 8.1151 | 8.9071 | 9.4701 | 9.939 | 10.1791 | 10.2396 | 10.36 | 10.2078 | 9.7299 | 9.2637 | 9.1302 | 8.5802 | 8.1423 | 7.7422 | 7.2475 | 6.6248 | 6.1934 | 0.00033228 | -0.0038729 | -0.0015565 | -0.029158 | -0.037594 | -0.026611 | -0.0093871 | -0.035518 | -0.036477 | -0.047078 | -0.0097438 | -0.0014374 | 0.016379 | 0.061475 | 0.24961 | 0.23604 | 0.24906 | 0.22905 | 0.049943 | 0.038257 | 0.033005 | 0.034386 | 0.028304 | 0.020556 | 57.0408 | 56.2561 | 55.3319 | 54.5116 | 53.7512 | 53.3769 | 52.7938 | 52.8351 | 56.43 | 61.7566 | 68.0073 | 73.0273 | 76.4686 | 78.0647 | 78.6973 | 78.4068 | 76.5217 | 72.7142 | 68.388 | 65.5179 | 63.3625 | 61.4661 | 60.3614 | 59.2193 | 0.10023 | 0.097433 | 0.10107 | 0.095029 | 0.094895 | 0.094939 | 0.1096 | 0.10714 | 0.12374 | 0.1229 | 0.11225 | 0.10819 | 0.10732 | 0.11272 | 0.10786 | 0.10103 | 0.097169 | 0.092868 | 0.086872 | 0.10066 | 0.10375 | 0.10433 | 0.088978 | 0.092995
Portfolio Adjusted1-in-2AllAll2021December Monthly Peak | Portfolio Adjusted | 1-in-2 | All | All | 2021 | December Monthly Peak | 12 | 5.8884 | 5.7291 | 5.6051 | 5.6249 | 5.9473 | 6.7702 | 7.8681 | 8.4287 | 9.062 | 9.3622 | 9.4787 | 9.3554 | 9.121 | 8.9915 | 8.7194 | 8.3443 | 8.2197 | 8.3965 | 8.0314 | 7.7822 | 7.4703 | 7.0838 | 6.5914 | 6.2303 | 0.00060405 | -0.0037218 | -0.0014445 | -0.029146 | -0.037665 | -0.026593 | -0.0093733 | -0.035397 | -0.035679 | -0.045249 | -0.0090798 | -0.0012825 | 0.014732 | 0.054247 | 0.21543 | 0.20448 | 0.22256 | 0.21091 | 0.04707 | 0.036759 | 0.031782 | 0.032985 | 0.027584 | 0.020159 | 44.8633 | 44.2204 | 43.247 | 42.4126 | 41.6815 | 41.0667 | 40.9978 | 40.9261 | 41.4214 | 44.1912 | 46.8144 | 48.7738 | 50.1522 | 51.0043 | 51.668 | 51.787 | 51.3308 | 50.0495 | 48.4401 | 47.255 | 46.359 | 45.4808 | 44.6671 | 43.7734 | 0.099556 | 0.096651 | 0.1006 | 0.095318 | 0.095403 | 0.095619 | 0.11139 | 0.10756 | 0.12225 | 0.11941 | 0.10702 | 0.10159 | 0.1003 | 0.10507 | 0.10152 | 0.097287 | 0.095243 | 0.091125 | 0.085333 | 0.09797 | 0.10082 | 0.10093 | 0.087194 | 0.091471
Portfolio Adjusted1-in-2AllAll2021Typical Event Day | Portfolio Adjusted | 1-in-2 | All | All | 2021 | Typical Event Day | 8 | 6.5925 | 6.3527 | 6.1712 | 6.1403 | 6.4532 | 7.3184 | 8.2284 | 9.1715 | 10.2786 | 11.1905 | 11.9452 | 12.3 | 12.373 | 12.5653 | 12.4752 | 12.0679 | 11.4019 | 10.4565 | 9.6168 | 9.2877 | 9.1292 | 8.4758 | 7.6941 | 7.1374 | -0.015438 | -0.022632 | -0.014881 | -0.030141 | -0.041146 | -0.036206 | -0.037299 | -0.042015 | -0.043685 | -0.053514 | -0.035317 | -0.036878 | -0.018184 | 0.024037 | 0.26192 | 0.26564 | 0.26348 | 0.23663 | 0.055611 | 0.027394 | 0.01729 | 0.025833 | 0.021904 | 0.017718 | 70.4233 | 69.2888 | 68.2158 | 67.2232 | 66.3593 | 65.5723 | 65.0657 | 65.2852 | 68.062 | 72.9033 | 77.9419 | 82.1226 | 85.2519 | 87.4248 | 88.7542 | 89.3993 | 89.5978 | 88.8962 | 87.3164 | 84.7893 | 81.2517 | 77.9036 | 75.6159 | 74.029 | 0.10358 | 0.10012 | 0.104 | 0.097915 | 0.09752 | 0.097226 | 0.11091 | 0.10881 | 0.12661 | 0.12734 | 0.11656 | 0.1116 | 0.10935 | 0.11484 | 0.10985 | 0.1031 | 0.098434 | 0.092586 | 0.086795 | 0.10195 | 0.10715 | 0.1073 | 0.09226 | 0.096255
Portfolio Adjusted1-in-2AllAll2022January Monthly Peak | Portfolio Adjusted | 1-in-2 | All | All | 2022 | January Monthly Peak | 1 | 5.8568 | 5.7067 | 5.5732 | 5.5981 | 5.9269 | 6.7813 | 7.9678 | 8.5395 | 9.1546 | 9.4678 | 9.6518 | 9.6379 | 9.5145 | 9.5029 | 9.2778 | 8.8729 | 8.5151 | 8.6075 | 8.2757 | 7.9628 | 7.6292 | 7.2173 | 6.672 | 6.2977 | 0.00026517 | -0.0040835 | -0.0016361 | -0.029323 | -0.037852 | -0.026864 | -0.0096428 | -0.036433 | -0.036544 | -0.046579 | -0.0095362 | -0.0014451 | 0.015511 | 0.058228 | 0.23001 | 0.21806 | 0.23218 | 0.21756 | 0.048999 | 0.037994 | 0.0329 | 0.034235 | 0.028556 | 0.020825 | 48.8828 | 48.4213 | 48.137 | 47.7282 | 47.3721 | 47.1806 | 47.2459 | 47.0903 | 47.4636 | 49.014 | 51.0451 | 52.703 | 54.0045 | 54.9574 | 55.5235 | 55.4131 | 55.2558 | 54.5274 | 53.0207 | 51.7873 | 51.008 | 50.6002 | 49.9546 | 49.1742 | 0.10014 | 0.097173 | 0.10091 | 0.095589 | 0.095626 | 0.096412 | 0.11371 | 0.11005 | 0.12465 | 0.12193 | 0.10986 | 0.1049 | 0.10382 | 0.10902 | 0.10467 | 0.099208 | 0.096013 | 0.091948 | 0.086454 | 0.10037 | 0.10361 | 0.10408 | 0.089766 | 0.094227
Portfolio Adjusted1-in-2AllAll2022February Monthly Peak | Portfolio Adjusted | 1-in-2 | All | All | 2022 | February Monthly Peak | 2 | 5.7865 | 5.6336 | 5.4944 | 5.5154 | 5.832 | 6.6587 | 7.7465 | 8.3232 | 8.9671 | 9.3302 | 9.587 | 9.6471 | 9.5998 | 9.6401 | 9.4591 | 9.0652 | 8.6532 | 8.5429 | 8.3586 | 7.9977 | 7.6403 | 7.1949 | 6.6256 | 6.2343 | 0.00014078 | -0.0041311 | -0.0016887 | -0.029052 | -0.037491 | -0.026582 | -0.0095916 | -0.035911 | -0.036084 | -0.046024 | -0.0094774 | -0.0014479 | 0.01546 | 0.0582 | 0.23307 | 0.22139 | 0.23446 | 0.21617 | 0.048704 | 0.037645 | 0.032628 | 0.033989 | 0.028301 | 0.020656 | 49.6836 | 49.1785 | 48.8204 | 48.4672 | 48.3455 | 48.0527 | 47.6298 | 48.0086 | 49.2518 | 52.6252 | 56.3876 | 59.3437 | 61.0123 | 61.7965 | 62.2891 | 62.3758 | 62.146 | 61.2602 | 59.141 | 56.9333 | 55.5946 | 54.3888 | 53.3197 | 51.9872 | 0.099149 | 0.096315 | 0.099958 | 0.094585 | 0.094593 | 0.095216 | 0.11212 | 0.10831 | 0.1227 | 0.12035 | 0.10875 | 0.10414 | 0.10319 | 0.10847 | 0.10413 | 0.098577 | 0.095282 | 0.091228 | 0.085721 | 0.099456 | 0.10272 | 0.10331 | 0.088995 | 0.093491
Portfolio Adjusted1-in-2AllAll2022March Monthly Peak | Portfolio Adjusted | 1-in-2 | All | All | 2022 | March Monthly Peak | 3 | 5.9613 | 5.7593 | 5.6128 | 5.5853 | 5.8779 | 6.6801 | 7.7274 | 8.3627 | 9.0149 | 9.3956 | 9.7125 | 9.7991 | 9.7697 | 9.8696 | 9.7363 | 9.3872 | 8.9267 | 8.4215 | 8.0997 | 8.1864 | 7.9235 | 7.4645 | 6.8424 | 6.3925 | 0.00018836 | -0.0042396 | -0.001788 | -0.029819 | -0.038316 | -0.026777 | -0.0096431 | -0.036183 | -0.037015 | -0.046958 | -0.0099311 | -0.0016187 | 0.015786 | 0.060577 | 0.24123 | 0.23048 | 0.24308 | 0.21466 | 0.048834 | 0.038776 | 0.034206 | 0.035599 | 0.029499 | 0.021326 | 51.3422 | 50.5002 | 49.8032 | 49.3909 | 48.8726 | 48.4835 | 48.1049 | 48.2177 | 50.2551 | 52.8728 | 55.7001 | 58.3518 | 60.6459 | 62.2732 | 63.2906 | 63.919 | 63.6643 | 62.8148 | 60.4804 | 57.4955 | 55.6065 | 54.128 | 52.8376 | 51.5818 | 0.10302 | 0.099491 | 0.10361 | 0.096794 | 0.096268 | 0.09593 | 0.11136 | 0.10864 | 0.12414 | 0.12177 | 0.11071 | 0.10631 | 0.10531 | 0.11096 | 0.10653 | 0.10064 | 0.096881 | 0.091462 | 0.085962 | 0.10202 | 0.10701 | 0.10779 | 0.092507 | 0.096417
Portfolio Adjusted1-in-2AllAll2022April Monthly Peak | Portfolio Adjusted | 1-in-2 | All | All | 2022 | April Monthly Peak | 4 | 5.8709 | 5.666 | 5.505 | 5.4624 | 5.732 | 6.4904 | 7.345 | 8.0502 | 8.877 | 9.4961 | 10.0452 | 10.3574 | 10.5051 | 10.7394 | 10.6898 | 10.3336 | 9.772 | 9.0213 | 8.3917 | 8.3387 | 8.1213 | 7.5728 | 6.8707 | 6.3705 | 8.8378e-05 | -0.0041327 | -0.0017436 | -0.028659 | -0.036778 | -0.025624 | -0.0092452 | -0.034637 | -0.035845 | -0.046181 | -0.0099156 | -0.0016402 | 0.016024 | 0.061844 | 0.25902 | 0.24806 | 0.25885 | 0.22511 | 0.048571 | 0.038167 | 0.033528 | 0.034825 | 0.028672 | 0.020693 | 62.8239 | 61.7237 | 60.7269 | 59.8424 | 58.8985 | 58.1438 | 57.517 | 57.4623 | 59.7137 | 63.8727 | 68.9916 | 73.6448 | 77.2278 | 79.2544 | 80.4091 | 80.9501 | 80.6988 | 79.9412 | 78.5918 | 76.3805 | 72.605 | 69.9971 | 67.834 | 65.7944 | 0.099553 | 0.096326 | 0.10002 | 0.093174 | 0.092593 | 0.092155 | 0.10686 | 0.10468 | 0.12058 | 0.11998 | 0.1103 | 0.10684 | 0.10637 | 0.11235 | 0.10789 | 0.1015 | 0.097264 | 0.091524 | 0.085639 | 0.10074 | 0.1052 | 0.10569 | 0.090156 | 0.09373
Portfolio Adjusted1-in-2AllAll2022May Monthly Peak | Portfolio Adjusted | 1-in-2 | All | All | 2022 | May Monthly Peak | 5 | 6.0236 | 5.8233 | 5.642 | 5.6085 | 5.8974 | 6.6366 | 7.3778 | 8.3506 | 9.3607 | 10.1145 | 10.7326 | 11.0546 | 11.158 | 11.3535 | 11.2762 | 10.8584 | 10.2625 | 9.4495 | 8.7391 | 8.4422 | 8.3739 | 7.8091 | 7.0943 | 6.5793 | -0.0027731 | -0.0074892 | -0.0042094 | -0.029083 | -0.038001 | -0.027853 | -0.014676 | -0.03679 | -0.039278 | -0.049685 | -0.015404 | -0.008842 | 0.0092754 | 0.055696 | 0.26503 | 0.2557 | 0.26367 | 0.2308 | 0.050243 | 0.035946 | 0.030565 | 0.033476 | 0.027946 | 0.020708 | 65.2244 | 64.0265 | 62.906 | 61.8691 | 61.0351 | 60.077 | 59.3164 | 60.1535 | 63.6066 | 67.7259 | 71.8582 | 75.7864 | 79.1026 | 81.349 | 82.7817 | 83.5941 | 83.7806 | 83.1599 | 81.5927 | 79.2679 | 75.3578 | 71.9899 | 69.9623 | 68.2022 | 0.09955 | 0.096614 | 0.10001 | 0.093759 | 0.093428 | 0.092828 | 0.10644 | 0.10611 | 0.12419 | 0.12452 | 0.11451 | 0.11038 | 0.10918 | 0.11481 | 0.10981 | 0.10259 | 0.097982 | 0.092095 | 0.085997 | 0.10023 | 0.1049 | 0.10565 | 0.0906 | 0.094354
Portfolio Adjusted1-in-2AllAll2022June Monthly Peak | Portfolio Adjusted | 1-in-2 | All | All | 2022 | June Monthly Peak | 6 | 6.3668 | 6.1454 | 5.9579 | 5.919 | 6.2053 | 6.9166 | 7.6904 | 8.7055 | 9.7234 | 10.5364 | 11.2175 | 11.5248 | 11.5898 | 11.7838 | 11.7324 | 11.3941 | 10.8106 | 9.9671 | 9.2261 | 8.788 | 8.7213 | 8.2002 | 7.4487 | 6.9137 | -0.00654 | -0.012244 | -0.00756 | -0.029482 | -0.039336 | -0.030732 | -0.022689 | -0.038412 | -0.041023 | -0.05095 | -0.02267 | -0.019221 | -0.0013329 | 0.042476 | 0.26229 | 0.26009 | 0.26488 | 0.23503 | 0.051894 | 0.032442 | 0.025942 | 0.031378 | 0.026588 | 0.020555 | 67.8283 | 66.434 | 65.2311 | 64.3349 | 63.3284 | 62.5057 | 61.8676 | 62.6951 | 66.2154 | 70.6377 | 74.7611 | 78.4043 | 81.1052 | 83.0828 | 84.3285 | 85.1345 | 85.6157 | 85.31 | 84.1526 | 81.8765 | 78.7387 | 74.9704 | 72.3137 | 70.5395 | 0.10236 | 0.099309 | 0.10295 | 0.096432 | 0.095649 | 0.094534 | 0.10765 | 0.10645 | 0.1239 | 0.12455 | 0.11445 | 0.10912 | 0.10676 | 0.11213 | 0.10766 | 0.10169 | 0.09751 | 0.091748 | 0.08611 | 0.099869 | 0.10541 | 0.10659 | 0.091625 | 0.095759
Portfolio Adjusted1-in-2AllAll2022July Monthly Peak | Portfolio Adjusted | 1-in-2 | All | All | 2022 | July Monthly Peak | 7 | 6.6394 | 6.3883 | 6.203 | 6.1749 | 6.4793 | 7.2834 | 8.1044 | 9.1161 | 10.1541 | 11.0071 | 11.6865 | 11.9826 | 12.0324 | 12.2 | 12.127 | 11.8206 | 11.2662 | 10.4013 | 9.6264 | 9.1559 | 9.0769 | 8.5214 | 7.7349 | 7.1722 | -0.014825 | -0.021753 | -0.014318 | -0.03013 | -0.041077 | -0.035684 | -0.035705 | -0.04101 | -0.042697 | -0.051599 | -0.033118 | -0.034056 | -0.016421 | 0.024345 | 0.25513 | 0.26013 | 0.26037 | 0.23561 | 0.054651 | 0.027134 | 0.017812 | 0.026304 | 0.022348 | 0.018159 | 70.7018 | 69.8871 | 69.063 | 68.2023 | 67.3113 | 66.6863 | 66.2102 | 66.5871 | 69.3319 | 73.6159 | 78.2592 | 81.8262 | 84.6271 | 86.8739 | 88.59 | 89.3895 | 89.6717 | 88.9911 | 87.5879 | 85.6267 | 82.2145 | 78.4046 | 75.9299 | 74.3739 | 0.10348 | 0.099935 | 0.10389 | 0.097898 | 0.097289 | 0.096559 | 0.10918 | 0.10671 | 0.12288 | 0.12299 | 0.1123 | 0.10707 | 0.105 | 0.11023 | 0.10609 | 0.10087 | 0.097178 | 0.091633 | 0.086189 | 0.10013 | 0.10576 | 0.10684 | 0.091826 | 0.096004
Portfolio Adjusted1-in-2AllAll2022August Monthly Peak | Portfolio Adjusted | 1-in-2 | All | All | 2022 | August Monthly Peak | 8 | 6.7419 | 6.4911 | 6.2998 | 6.2661 | 6.5832 | 7.478 | 8.4322 | 9.4833 | 10.727 | 11.7489 | 12.5859 | 12.9762 | 13.0656 | 13.2596 | 13.1579 | 12.7128 | 11.9936 | 10.9832 | 10.0566 | 9.6837 | 9.4632 | 8.7453 | 7.9188 | 7.3277 | -0.023343 | -0.032173 | -0.021543 | -0.029409 | -0.041309 | -0.040176 | -0.051362 | -0.044743 | -0.046245 | -0.056292 | -0.049299 | -0.056618 | -0.037183 | 0.0022827 | 0.25665 | 0.26829 | 0.25947 | 0.23702 | 0.05901 | 0.021418 | 0.0078277 | 0.020333 | 0.017386 | 0.01528 | 74.1469 | 72.9634 | 71.7959 | 70.626 | 69.8244 | 68.9405 | 68.3289 | 68.2618 | 71.1463 | 76.5706 | 81.7344 | 85.7474 | 88.8107 | 90.9846 | 92.2382 | 92.6597 | 92.8138 | 91.9281 | 90.2509 | 87.6872 | 83.7064 | 80.4394 | 78.3163 | 76.6619 | 0.10673 | 0.10317 | 0.10716 | 0.10095 | 0.10049 | 0.10031 | 0.11468 | 0.11323 | 0.13282 | 0.13426 | 0.12295 | 0.11755 | 0.115 | 0.12042 | 0.11452 | 0.10669 | 0.10125 | 0.095304 | 0.089455 | 0.10632 | 0.11148 | 0.11129 | 0.095495 | 0.099445
Portfolio Adjusted1-in-2AllAll2022September Monthly Peak | Portfolio Adjusted | 1-in-2 | All | All | 2022 | September Monthly Peak | 9 | 6.5472 | 6.3202 | 6.1272 | 6.1216 | 6.4508 | 7.354 | 8.4493 | 9.2956 | 10.4833 | 11.405 | 12.1389 | 12.4726 | 12.5462 | 12.7553 | 12.6495 | 12.1753 | 11.4602 | 10.4647 | 9.6794 | 9.5638 | 9.0827 | 8.4174 | 7.645 | 7.0892 | -0.017946 | -0.025167 | -0.016653 | -0.031425 | -0.042572 | -0.03806 | -0.04003 | -0.044387 | -0.046054 | -0.056436 | -0.037583 | -0.039343 | -0.019984 | 0.023552 | 0.26517 | 0.26819 | 0.26552 | 0.23802 | 0.058287 | 0.028313 | 0.016933 | 0.0254 | 0.021031 | 0.01677 | 69.0163 | 67.8707 | 66.7734 | 65.7297 | 64.9731 | 64.1567 | 63.856 | 63.5969 | 65.5544 | 70.7888 | 77.0131 | 82.5123 | 86.4646 | 88.7578 | 89.8604 | 90.4133 | 90.2902 | 89.3556 | 87.2743 | 83.9669 | 80.3474 | 77.8 | 75.9039 | 74.5405 | 0.10368 | 0.10024 | 0.10387 | 0.098414 | 0.098343 | 0.098298 | 0.11335 | 0.11148 | 0.13146 | 0.13247 | 0.12104 | 0.11567 | 0.11312 | 0.11854 | 0.11277 | 0.10491 | 0.099585 | 0.093643 | 0.088111 | 0.10504 | 0.10881 | 0.10877 | 0.093155 | 0.096805
Portfolio Adjusted1-in-2AllAll2022October Monthly Peak | Portfolio Adjusted | 1-in-2 | All | All | 2022 | October Monthly Peak | 10 | 5.9225 | 5.734 | 5.5559 | 5.5401 | 5.8244 | 6.6406 | 7.7602 | 8.4472 | 9.3487 | 10.1569 | 10.8631 | 11.2903 | 11.5117 | 11.7486 | 11.6729 | 11.231 | 10.5637 | 9.8093 | 9.278 | 8.8832 | 8.3392 | 7.7177 | 6.9952 | 6.4888 | -0.011286 | -0.01772 | -0.011327 | -0.026344 | -0.035781 | -0.031072 | -0.03085 | -0.037868 | -0.038757 | -0.04887 | -0.029695 | -0.030415 | -0.012918 | 0.026809 | 0.24691 | 0.24722 | 0.24647 | 0.2237 | 0.052776 | 0.027445 | 0.017743 | 0.024965 | 0.020799 | 0.016691 | 68.436 | 67.6037 | 66.5354 | 65.7997 | 64.9638 | 64.2244 | 63.855 | 63.8475 | 64.7399 | 69.219 | 75.2413 | 80.5727 | 84.1166 | 86.3574 | 87.8182 | 88.0793 | 87.5237 | 86.1539 | 83.8297 | 80.2372 | 76.4194 | 73.5133 | 71.3579 | 69.4991 | 0.092397 | 0.08997 | 0.09299 | 0.087804 | 0.0877 | 0.088363 | 0.10439 | 0.10237 | 0.11835 | 0.11915 | 0.10954 | 0.10609 | 0.10589 | 0.11155 | 0.10693 | 0.10041 | 0.096223 | 0.091477 | 0.085256 | 0.097688 | 0.099803 | 0.099384 | 0.084644 | 0.088168
Portfolio Adjusted1-in-2AllAll2022November Monthly Peak | Portfolio Adjusted | 1-in-2 | All | All | 2022 | November Monthly Peak | 11 | 5.7998 | 5.6366 | 5.491 | 5.4799 | 5.7784 | 6.5824 | 7.4283 | 8.1151 | 8.9071 | 9.4701 | 9.939 | 10.1791 | 10.2396 | 10.36 | 10.2078 | 9.7299 | 9.2637 | 9.1302 | 8.5802 | 8.1423 | 7.7422 | 7.2475 | 6.6248 | 6.1934 | 0.00033228 | -0.0038729 | -0.0015565 | -0.029158 | -0.037594 | -0.026611 | -0.0093871 | -0.035518 | -0.036477 | -0.047078 | -0.0097438 | -0.0014374 | 0.016379 | 0.061475 | 0.24961 | 0.23604 | 0.24906 | 0.22905 | 0.049943 | 0.038257 | 0.033005 | 0.034386 | 0.028304 | 0.020556 | 57.0408 | 56.2561 | 55.3319 | 54.5116 | 53.7512 | 53.3769 | 52.7938 | 52.8351 | 56.43 | 61.7566 | 68.0073 | 73.0273 | 76.4686 | 78.0647 | 78.6973 | 78.4068 | 76.5217 | 72.7142 | 68.388 | 65.5179 | 63.3625 | 61.4661 | 60.3614 | 59.2193 | 0.10023 | 0.097433 | 0.10107 | 0.095029 | 0.094896 | 0.094939 | 0.1096 | 0.10714 | 0.12374 | 0.1229 | 0.11225 | 0.10819 | 0.10732 | 0.11272 | 0.10786 | 0.10103 | 0.097169 | 0.092868 | 0.086872 | 0.10066 | 0.10375 | 0.10433 | 0.088978 | 0.092995
Portfolio Adjusted1-in-2AllAll2022December Monthly Peak | Portfolio Adjusted | 1-in-2 | All | All | 2022 | December Monthly Peak | 12 | 5.8884 | 5.7291 | 5.6051 | 5.6249 | 5.9473 | 6.7702 | 7.8681 | 8.4287 | 9.062 | 9.3622 | 9.4787 | 9.3554 | 9.121 | 8.9915 | 8.7194 | 8.3443 | 8.2197 | 8.3965 | 8.0314 | 7.7822 | 7.4703 | 7.0838 | 6.5914 | 6.2303 | 0.00060405 | -0.0037218 | -0.0014445 | -0.029146 | -0.037665 | -0.026593 | -0.0093733 | -0.035397 | -0.035679 | -0.045249 | -0.0090798 | -0.0012825 | 0.014732 | 0.054247 | 0.21543 | 0.20448 | 0.22256 | 0.21091 | 0.04707 | 0.036759 | 0.031782 | 0.032985 | 0.027584 | 0.020159 | 44.8633 | 44.2204 | 43.247 | 42.4126 | 41.6814 | 41.0667 | 40.9978 | 40.9261 | 41.4214 | 44.1911 | 46.8144 | 48.7738 | 50.1522 | 51.0043 | 51.668 | 51.787 | 51.3308 | 50.0495 | 48.4401 | 47.255 | 46.359 | 45.4808 | 44.6671 | 43.7734 | 0.099556 | 0.096651 | 0.1006 | 0.095318 | 0.095403 | 0.095619 | 0.11139 | 0.10756 | 0.12225 | 0.11941 | 0.10702 | 0.10159 | 0.1003 | 0.10507 | 0.10152 | 0.097287 | 0.095243 | 0.091125 | 0.085333 | 0.09797 | 0.10082 | 0.10093 | 0.087194 | 0.091471
Portfolio Adjusted1-in-2AllAll2022Typical Event Day | Portfolio Adjusted | 1-in-2 | All | All | 2022 | Typical Event Day | 8 | 6.5925 | 6.3527 | 6.1712 | 6.1403 | 6.4532 | 7.3184 | 8.2284 | 9.1715 | 10.2786 | 11.1905 | 11.9452 | 12.3 | 12.373 | 12.5653 | 12.4752 | 12.0679 | 11.4019 | 10.4565 | 9.6168 | 9.2877 | 9.1292 | 8.4758 | 7.6941 | 7.1374 | -0.015438 | -0.022632 | -0.014881 | -0.030141 | -0.041146 | -0.036206 | -0.037299 | -0.042015 | -0.043685 | -0.053514 | -0.035317 | -0.036878 | -0.018184 | 0.024037 | 0.26192 | 0.26564 | 0.26348 | 0.23663 | 0.055611 | 0.027394 | 0.01729 | 0.025833 | 0.021904 | 0.017718 | 70.4233 | 69.2888 | 68.2158 | 67.2232 | 66.3593 | 65.5723 | 65.0657 | 65.2852 | 68.062 | 72.9033 | 77.9419 | 82.1226 | 85.2519 | 87.4248 | 88.7542 | 89.3993 | 89.5978 | 88.8962 | 87.3164 | 84.7893 | 81.2517 | 77.9036 | 75.6159 | 74.029 | 0.10358 | 0.10012 | 0.104 | 0.097915 | 0.09752 | 0.097226 | 0.11091 | 0.10881 | 0.12661 | 0.12734 | 0.11656 | 0.1116 | 0.10935 | 0.11484 | 0.10985 | 0.1031 | 0.098434 | 0.092586 | 0.086795 | 0.10195 | 0.10715 | 0.1073 | 0.09226 | 0.096255
Portfolio Adjusted1-in-2AllAll2023January Monthly Peak | Portfolio Adjusted | 1-in-2 | All | All | 2023 | January Monthly Peak | 1 | 5.8568 | 5.7067 | 5.5732 | 5.5981 | 5.9269 | 6.7813 | 7.9678 | 8.5395 | 9.1546 | 9.4678 | 9.6518 | 9.6379 | 9.5145 | 9.5029 | 9.2778 | 8.8729 | 8.5151 | 8.6075 | 8.2757 | 7.9628 | 7.6292 | 7.2173 | 6.672 | 6.2977 | 0.00026517 | -0.0040835 | -0.0016361 | -0.029323 | -0.037852 | -0.026864 | -0.0096428 | -0.036433 | -0.036544 | -0.046579 | -0.0095362 | -0.0014451 | 0.015511 | 0.058228 | 0.23001 | 0.21806 | 0.23218 | 0.21756 | 0.048999 | 0.037994 | 0.0329 | 0.034235 | 0.028556 | 0.020825 | 48.8828 | 48.4213 | 48.137 | 47.7282 | 47.3721 | 47.1806 | 47.2459 | 47.0903 | 47.4636 | 49.014 | 51.0451 | 52.703 | 54.0045 | 54.9574 | 55.5235 | 55.4131 | 55.2558 | 54.5274 | 53.0207 | 51.7873 | 51.008 | 50.6002 | 49.9546 | 49.1742 | 0.10014 | 0.097173 | 0.10091 | 0.095589 | 0.095626 | 0.096412 | 0.11371 | 0.11005 | 0.12465 | 0.12193 | 0.10986 | 0.1049 | 0.10382 | 0.10902 | 0.10467 | 0.099208 | 0.096013 | 0.091948 | 0.086454 | 0.10037 | 0.10361 | 0.10408 | 0.089766 | 0.094227
Portfolio Adjusted1-in-2AllAll2023February Monthly Peak | Portfolio Adjusted | 1-in-2 | All | All | 2023 | February Monthly Peak | 2 | 5.7865 | 5.6336 | 5.4944 | 5.5154 | 5.832 | 6.6587 | 7.7465 | 8.3232 | 8.9671 | 9.3302 | 9.587 | 9.6471 | 9.5998 | 9.6401 | 9.4591 | 9.0652 | 8.6532 | 8.5429 | 8.3586 | 7.9977 | 7.6403 | 7.1949 | 6.6256 | 6.2343 | 0.00014078 | -0.0041311 | -0.0016887 | -0.029052 | -0.037491 | -0.026582 | -0.0095916 | -0.035911 | -0.036084 | -0.046024 | -0.0094774 | -0.0014479 | 0.01546 | 0.0582 | 0.23307 | 0.22139 | 0.23446 | 0.21617 | 0.048704 | 0.037645 | 0.032628 | 0.033989 | 0.028301 | 0.020656 | 49.6836 | 49.1785 | 48.8204 | 48.4672 | 48.3455 | 48.0527 | 47.6298 | 48.0086 | 49.2518 | 52.6252 | 56.3876 | 59.3437 | 61.0123 | 61.7965 | 62.2891 | 62.3758 | 62.146 | 61.2602 | 59.141 | 56.9333 | 55.5946 | 54.3888 | 53.3197 | 51.9872 | 0.099149 | 0.096315 | 0.099958 | 0.094585 | 0.094593 | 0.095216 | 0.11212 | 0.10831 | 0.1227 | 0.12035 | 0.10875 | 0.10414 | 0.10319 | 0.10847 | 0.10413 | 0.098577 | 0.095282 | 0.091228 | 0.085721 | 0.099456 | 0.10272 | 0.10331 | 0.088995 | 0.093491
Portfolio Adjusted1-in-2AllAll2023March Monthly Peak | Portfolio Adjusted | 1-in-2 | All | All | 2023 | March Monthly Peak | 3 | 5.9613 | 5.7593 | 5.6128 | 5.5853 | 5.8779 | 6.6801 | 7.7274 | 8.3627 | 9.0149 | 9.3956 | 9.7125 | 9.7991 | 9.7697 | 9.8696 | 9.7363 | 9.3872 | 8.9267 | 8.4215 | 8.0997 | 8.1864 | 7.9235 | 7.4645 | 6.8424 | 6.3925 | 0.00018836 | -0.0042396 | -0.001788 | -0.029819 | -0.038316 | -0.026777 | -0.0096431 | -0.036183 | -0.037015 | -0.046958 | -0.0099311 | -0.0016187 | 0.015786 | 0.060577 | 0.24123 | 0.23048 | 0.24308 | 0.21466 | 0.048834 | 0.038776 | 0.034206 | 0.035599 | 0.029499 | 0.021326 | 51.3422 | 50.5002 | 49.8032 | 49.3909 | 48.8726 | 48.4835 | 48.1049 | 48.2177 | 50.2551 | 52.8728 | 55.7001 | 58.3518 | 60.6459 | 62.2732 | 63.2906 | 63.919 | 63.6643 | 62.8148 | 60.4804 | 57.4955 | 55.6065 | 54.128 | 52.8376 | 51.5818 | 0.10302 | 0.099491 | 0.10361 | 0.096794 | 0.096268 | 0.09593 | 0.11136 | 0.10864 | 0.12414 | 0.12177 | 0.11071 | 0.10631 | 0.10531 | 0.11096 | 0.10653 | 0.10064 | 0.096881 | 0.091462 | 0.085962 | 0.10202 | 0.10701 | 0.10779 | 0.092507 | 0.096417
Portfolio Adjusted1-in-2AllAll2023April Monthly Peak | Portfolio Adjusted | 1-in-2 | All | All | 2023 | April Monthly Peak | 4 | 5.8709 | 5.666 | 5.505 | 5.4624 | 5.732 | 6.4904 | 7.345 | 8.0502 | 8.877 | 9.4961 | 10.0452 | 10.3574 | 10.5051 | 10.7394 | 10.6898 | 10.3336 | 9.772 | 9.0213 | 8.3917 | 8.3387 | 8.1213 | 7.5728 | 6.8707 | 6.3705 | 8.838e-05 | -0.0041327 | -0.0017436 | -0.028659 | -0.036778 | -0.025624 | -0.0092452 | -0.034637 | -0.035845 | -0.046181 | -0.0099156 | -0.0016402 | 0.016024 | 0.061844 | 0.25902 | 0.24806 | 0.25885 | 0.22511 | 0.048571 | 0.038167 | 0.033528 | 0.034825 | 0.028672 | 0.020693 | 62.8239 | 61.7237 | 60.7269 | 59.8424 | 58.8985 | 58.1438 | 57.517 | 57.4623 | 59.7137 | 63.8727 | 68.9916 | 73.6448 | 77.2278 | 79.2544 | 80.4091 | 80.9501 | 80.6988 | 79.9412 | 78.5918 | 76.3805 | 72.605 | 69.9971 | 67.834 | 65.7944 | 0.099553 | 0.096326 | 0.10002 | 0.093174 | 0.092593 | 0.092155 | 0.10686 | 0.10468 | 0.12058 | 0.11998 | 0.1103 | 0.10684 | 0.10637 | 0.11235 | 0.10789 | 0.1015 | 0.097264 | 0.091524 | 0.085639 | 0.10074 | 0.1052 | 0.10569 | 0.090156 | 0.09373
Portfolio Adjusted1-in-2AllAll2023May Monthly Peak | Portfolio Adjusted | 1-in-2 | All | All | 2023 | May Monthly Peak | 5 | 6.0236 | 5.8233 | 5.642 | 5.6085 | 5.8974 | 6.6366 | 7.3778 | 8.3506 | 9.3607 | 10.1145 | 10.7326 | 11.0546 | 11.158 | 11.3535 | 11.2762 | 10.8584 | 10.2625 | 9.4495 | 8.7391 | 8.4422 | 8.3739 | 7.8091 | 7.0943 | 6.5793 | -0.0027731 | -0.0074892 | -0.0042094 | -0.029083 | -0.038001 | -0.027853 | -0.014676 | -0.03679 | -0.039278 | -0.049685 | -0.015404 | -0.008842 | 0.0092754 | 0.055696 | 0.26503 | 0.2557 | 0.26367 | 0.2308 | 0.050243 | 0.035946 | 0.030565 | 0.033476 | 0.027946 | 0.020708 | 65.2244 | 64.0265 | 62.906 | 61.8691 | 61.0351 | 60.077 | 59.3164 | 60.1535 | 63.6066 | 67.7259 | 71.8582 | 75.7864 | 79.1026 | 81.349 | 82.7817 | 83.5941 | 83.7806 | 83.1599 | 81.5927 | 79.2679 | 75.3578 | 71.9899 | 69.9623 | 68.2022 | 0.09955 | 0.096614 | 0.10001 | 0.093759 | 0.093428 | 0.092828 | 0.10644 | 0.10611 | 0.12419 | 0.12452 | 0.11451 | 0.11038 | 0.10918 | 0.11481 | 0.10981 | 0.10259 | 0.097982 | 0.092095 | 0.085997 | 0.10023 | 0.1049 | 0.10565 | 0.0906 | 0.094354
Portfolio Adjusted1-in-2AllAll2023June Monthly Peak | Portfolio Adjusted | 1-in-2 | All | All | 2023 | June Monthly Peak | 6 | 6.3668 | 6.1454 | 5.9579 | 5.919 | 6.2053 | 6.9166 | 7.6904 | 8.7055 | 9.7234 | 10.5364 | 11.2175 | 11.5248 | 11.5898 | 11.7838 | 11.7324 | 11.3941 | 10.8106 | 9.9671 | 9.2261 | 8.788 | 8.7213 | 8.2002 | 7.4487 | 6.9137 | -0.00654 | -0.012244 | -0.00756 | -0.029482 | -0.039336 | -0.030732 | -0.022689 | -0.038412 | -0.041023 | -0.05095 | -0.02267 | -0.019221 | -0.0013329 | 0.042476 | 0.26229 | 0.26009 | 0.26488 | 0.23503 | 0.051894 | 0.032442 | 0.025942 | 0.031378 | 0.026588 | 0.020555 | 67.8283 | 66.434 | 65.2311 | 64.3349 | 63.3284 | 62.5057 | 61.8676 | 62.6951 | 66.2154 | 70.6377 | 74.7611 | 78.4043 | 81.1052 | 83.0828 | 84.3285 | 85.1345 | 85.6157 | 85.31 | 84.1526 | 81.8765 | 78.7387 | 74.9704 | 72.3137 | 70.5395 | 0.10236 | 0.099309 | 0.10295 | 0.096432 | 0.095649 | 0.094534 | 0.10765 | 0.10645 | 0.1239 | 0.12455 | 0.11445 | 0.10912 | 0.10676 | 0.11213 | 0.10766 | 0.10169 | 0.09751 | 0.091748 | 0.08611 | 0.099869 | 0.10541 | 0.10659 | 0.091625 | 0.095759
Portfolio Adjusted1-in-2AllAll2023July Monthly Peak | Portfolio Adjusted | 1-in-2 | All | All | 2023 | July Monthly Peak | 7 | 6.6394 | 6.3883 | 6.203 | 6.1749 | 6.4793 | 7.2834 | 8.1044 | 9.1161 | 10.1541 | 11.0071 | 11.6865 | 11.9826 | 12.0324 | 12.2 | 12.127 | 11.8206 | 11.2662 | 10.4013 | 9.6264 | 9.1559 | 9.0769 | 8.5214 | 7.7349 | 7.1722 | -0.014825 | -0.021753 | -0.014318 | -0.03013 | -0.041077 | -0.035684 | -0.035705 | -0.04101 | -0.042697 | -0.051599 | -0.033118 | -0.034056 | -0.016421 | 0.024345 | 0.25513 | 0.26013 | 0.26037 | 0.23561 | 0.054651 | 0.027134 | 0.017812 | 0.026304 | 0.022348 | 0.018159 | 70.7018 | 69.8871 | 69.063 | 68.2023 | 67.3113 | 66.6863 | 66.2102 | 66.5871 | 69.3319 | 73.6159 | 78.2592 | 81.8262 | 84.6271 | 86.8739 | 88.59 | 89.3895 | 89.6717 | 88.9912 | 87.5879 | 85.6267 | 82.2145 | 78.4046 | 75.9299 | 74.3739 | 0.10348 | 0.099935 | 0.10389 | 0.097898 | 0.097289 | 0.096559 | 0.10918 | 0.10671 | 0.12288 | 0.12299 | 0.1123 | 0.10707 | 0.105 | 0.11023 | 0.10609 | 0.10087 | 0.097178 | 0.091633 | 0.086189 | 0.10013 | 0.10576 | 0.10684 | 0.091826 | 0.096004
Portfolio Adjusted1-in-2AllAll2023August Monthly Peak | Portfolio Adjusted | 1-in-2 | All | All | 2023 | August Monthly Peak | 8 | 6.7419 | 6.4911 | 6.2998 | 6.2661 | 6.5832 | 7.478 | 8.4322 | 9.4833 | 10.727 | 11.7489 | 12.5859 | 12.9762 | 13.0656 | 13.2596 | 13.1579 | 12.7128 | 11.9936 | 10.9832 | 10.0566 | 9.6837 | 9.4632 | 8.7453 | 7.9188 | 7.3277 | -0.023343 | -0.032173 | -0.021543 | -0.029409 | -0.041309 | -0.040176 | -0.051362 | -0.044743 | -0.046245 | -0.056292 | -0.049299 | -0.056618 | -0.037183 | 0.0022827 | 0.25665 | 0.26829 | 0.25947 | 0.23702 | 0.05901 | 0.021418 | 0.0078277 | 0.020333 | 0.017386 | 0.01528 | 74.1469 | 72.9634 | 71.7959 | 70.626 | 69.8244 | 68.9405 | 68.3289 | 68.2618 | 71.1463 | 76.5706 | 81.7344 | 85.7474 | 88.8107 | 90.9846 | 92.2382 | 92.6597 | 92.8138 | 91.9281 | 90.2509 | 87.6872 | 83.7064 | 80.4394 | 78.3163 | 76.6619 | 0.10673 | 0.10317 | 0.10716 | 0.10095 | 0.10049 | 0.10031 | 0.11468 | 0.11323 | 0.13282 | 0.13426 | 0.12295 | 0.11755 | 0.115 | 0.12042 | 0.11452 | 0.10669 | 0.10125 | 0.095304 | 0.089455 | 0.10632 | 0.11148 | 0.11129 | 0.095495 | 0.099445
Portfolio Adjusted1-in-2AllAll2023September Monthly Peak | Portfolio Adjusted | 1-in-2 | All | All | 2023 | September Monthly Peak | 9 | 6.5472 | 6.3202 | 6.1272 | 6.1216 | 6.4508 | 7.354 | 8.4493 | 9.2956 | 10.4833 | 11.405 | 12.1389 | 12.4726 | 12.5462 | 12.7553 | 12.6495 | 12.1753 | 11.4602 | 10.4647 | 9.6794 | 9.5638 | 9.0827 | 8.4174 | 7.645 | 7.0892 | -0.017946 | -0.025167 | -0.016653 | -0.031425 | -0.042572 | -0.03806 | -0.04003 | -0.044387 | -0.046054 | -0.056436 | -0.037583 | -0.039343 | -0.019984 | 0.023552 | 0.26517 | 0.26819 | 0.26552 | 0.23802 | 0.058287 | 0.028313 | 0.016933 | 0.0254 | 0.021031 | 0.01677 | 69.0163 | 67.8707 | 66.7734 | 65.7297 | 64.9731 | 64.1567 | 63.856 | 63.5969 | 65.5544 | 70.7888 | 77.0131 | 82.5123 | 86.4646 | 88.7578 | 89.8604 | 90.4133 | 90.2902 | 89.3556 | 87.2743 | 83.9669 | 80.3474 | 77.8 | 75.9039 | 74.5405 | 0.10368 | 0.10024 | 0.10387 | 0.098414 | 0.098343 | 0.098298 | 0.11335 | 0.11148 | 0.13146 | 0.13247 | 0.12104 | 0.11567 | 0.11312 | 0.11854 | 0.11277 | 0.10491 | 0.099585 | 0.093643 | 0.088111 | 0.10504 | 0.10881 | 0.10877 | 0.093155 | 0.096805
Portfolio Adjusted1-in-2AllAll2023October Monthly Peak | Portfolio Adjusted | 1-in-2 | All | All | 2023 | October Monthly Peak | 10 | 5.9225 | 5.734 | 5.5559 | 5.5401 | 5.8244 | 6.6406 | 7.7602 | 8.4472 | 9.3487 | 10.1569 | 10.8631 | 11.2903 | 11.5117 | 11.7486 | 11.6729 | 11.231 | 10.5637 | 9.8093 | 9.278 | 8.8832 | 8.3392 | 7.7177 | 6.9952 | 6.4888 | -0.011286 | -0.01772 | -0.011327 | -0.026344 | -0.035781 | -0.031072 | -0.03085 | -0.037868 | -0.038757 | -0.04887 | -0.029695 | -0.030415 | -0.012918 | 0.026809 | 0.24691 | 0.24722 | 0.24647 | 0.2237 | 0.052776 | 0.027445 | 0.017743 | 0.024965 | 0.020799 | 0.016691 | 68.436 | 67.6037 | 66.5354 | 65.7997 | 64.9638 | 64.2244 | 63.855 | 63.8475 | 64.7399 | 69.219 | 75.2413 | 80.5727 | 84.1166 | 86.3574 | 87.8182 | 88.0793 | 87.5237 | 86.1539 | 83.8297 | 80.2372 | 76.4194 | 73.5133 | 71.3579 | 69.4991 | 0.092397 | 0.08997 | 0.09299 | 0.087804 | 0.0877 | 0.088363 | 0.10439 | 0.10237 | 0.11835 | 0.11915 | 0.10954 | 0.10609 | 0.10589 | 0.11155 | 0.10693 | 0.10041 | 0.096223 | 0.091477 | 0.085256 | 0.097688 | 0.099803 | 0.099384 | 0.084644 | 0.088168
Portfolio Adjusted1-in-2AllAll2023November Monthly Peak | Portfolio Adjusted | 1-in-2 | All | All | 2023 | November Monthly Peak | 11 | 5.7998 | 5.6366 | 5.491 | 5.4799 | 5.7784 | 6.5824 | 7.4283 | 8.1151 | 8.9071 | 9.4701 | 9.939 | 10.1791 | 10.2396 | 10.36 | 10.2078 | 9.7299 | 9.2637 | 9.1302 | 8.5802 | 8.1423 | 7.7422 | 7.2475 | 6.6248 | 6.1934 | 0.00033228 | -0.0038729 | -0.0015565 | -0.029158 | -0.037594 | -0.026611 | -0.0093871 | -0.035518 | -0.036477 | -0.047078 | -0.0097438 | -0.0014374 | 0.016379 | 0.061475 | 0.24961 | 0.23604 | 0.24906 | 0.22905 | 0.049943 | 0.038257 | 0.033005 | 0.034386 | 0.028304 | 0.020556 | 57.0408 | 56.2561 | 55.3319 | 54.5116 | 53.7512 | 53.3769 | 52.7938 | 52.8351 | 56.43 | 61.7566 | 68.0073 | 73.0273 | 76.4686 | 78.0647 | 78.6973 | 78.4067 | 76.5217 | 72.7142 | 68.388 | 65.5179 | 63.3625 | 61.4661 | 60.3614 | 59.2193 | 0.10023 | 0.097433 | 0.10107 | 0.095029 | 0.094895 | 0.094939 | 0.1096 | 0.10714 | 0.12374 | 0.1229 | 0.11225 | 0.10819 | 0.10732 | 0.11272 | 0.10786 | 0.10103 | 0.097169 | 0.092868 | 0.086872 | 0.10066 | 0.10375 | 0.10433 | 0.088978 | 0.092995
Portfolio Adjusted1-in-2AllAll2023December Monthly Peak | Portfolio Adjusted | 1-in-2 | All | All | 2023 | December Monthly Peak | 12 | 5.8884 | 5.7291 | 5.6051 | 5.6249 | 5.9473 | 6.7702 | 7.8681 | 8.4287 | 9.062 | 9.3622 | 9.4787 | 9.3554 | 9.121 | 8.9915 | 8.7194 | 8.3443 | 8.2197 | 8.3965 | 8.0314 | 7.7822 | 7.4703 | 7.0838 | 6.5914 | 6.2303 | 0.00060405 | -0.0037218 | -0.0014445 | -0.029146 | -0.037665 | -0.026593 | -0.0093733 | -0.035397 | -0.035679 | -0.045249 | -0.0090798 | -0.0012825 | 0.014732 | 0.054247 | 0.21543 | 0.20448 | 0.22256 | 0.21091 | 0.04707 | 0.036759 | 0.031782 | 0.032985 | 0.027584 | 0.020159 | 44.8633 | 44.2204 | 43.247 | 42.4126 | 41.6815 | 41.0667 | 40.9978 | 40.9261 | 41.4214 | 44.1912 | 46.8144 | 48.7738 | 50.1522 | 51.0043 | 51.668 | 51.787 | 51.3308 | 50.0495 | 48.4401 | 47.255 | 46.359 | 45.4808 | 44.6671 | 43.7734 | 0.099556 | 0.096651 | 0.1006 | 0.095318 | 0.095403 | 0.095619 | 0.11139 | 0.10756 | 0.12225 | 0.11941 | 0.10702 | 0.10159 | 0.1003 | 0.10507 | 0.10152 | 0.097287 | 0.095243 | 0.091125 | 0.085333 | 0.09797 | 0.10082 | 0.10093 | 0.087194 | 0.091471
Portfolio Adjusted1-in-2AllAll2023Typical Event Day | Portfolio Adjusted | 1-in-2 | All | All | 2023 | Typical Event Day | 8 | 6.5925 | 6.3527 | 6.1712 | 6.1403 | 6.4532 | 7.3184 | 8.2284 | 9.1715 | 10.2786 | 11.1905 | 11.9452 | 12.3 | 12.373 | 12.5653 | 12.4752 | 12.0679 | 11.4019 | 10.4565 | 9.6168 | 9.2877 | 9.1292 | 8.4758 | 7.6941 | 7.1374 | -0.015438 | -0.022632 | -0.014881 | -0.030141 | -0.041146 | -0.036206 | -0.037299 | -0.042015 | -0.043685 | -0.053514 | -0.035317 | -0.036878 | -0.018184 | 0.024037 | 0.26192 | 0.26564 | 0.26348 | 0.23663 | 0.055611 | 0.027394 | 0.01729 | 0.025833 | 0.021904 | 0.017718 | 70.4233 | 69.2888 | 68.2158 | 67.2232 | 66.3593 | 65.5723 | 65.0657 | 65.2852 | 68.062 | 72.9033 | 77.9419 | 82.1226 | 85.2519 | 87.4248 | 88.7542 | 89.3993 | 89.5978 | 88.8962 | 87.3164 | 84.7893 | 81.2517 | 77.9036 | 75.6159 | 74.029 | 0.10358 | 0.10012 | 0.104 | 0.097915 | 0.09752 | 0.097226 | 0.11091 | 0.10881 | 0.12661 | 0.12734 | 0.11656 | 0.1116 | 0.10935 | 0.11484 | 0.10985 | 0.1031 | 0.098434 | 0.092586 | 0.086795 | 0.10195 | 0.10715 | 0.1073 | 0.09226 | 0.096255
Portfolio Adjusted1-in-2AllAll2024January Monthly Peak | Portfolio Adjusted | 1-in-2 | All | All | 2024 | January Monthly Peak | 1 | 5.8568 | 5.7067 | 5.5732 | 5.5981 | 5.9269 | 6.7813 | 7.9678 | 8.5395 | 9.1546 | 9.4678 | 9.6518 | 9.6379 | 9.5145 | 9.5029 | 9.2778 | 8.8729 | 8.5151 | 8.6075 | 8.2757 | 7.9628 | 7.6292 | 7.2173 | 6.672 | 6.2977 | 0.00026517 | -0.0040835 | -0.0016361 | -0.029323 | -0.037852 | -0.026864 | -0.0096428 | -0.036433 | -0.036544 | -0.046579 | -0.0095362 | -0.0014451 | 0.015511 | 0.058228 | 0.23001 | 0.21806 | 0.23218 | 0.21756 | 0.048999 | 0.037994 | 0.0329 | 0.034235 | 0.028556 | 0.020825 | 48.8828 | 48.4213 | 48.137 | 47.7282 | 47.3721 | 47.1806 | 47.2459 | 47.0903 | 47.4636 | 49.014 | 51.0451 | 52.703 | 54.0045 | 54.9574 | 55.5235 | 55.4131 | 55.2558 | 54.5274 | 53.0207 | 51.7873 | 51.008 | 50.6002 | 49.9546 | 49.1742 | 0.10014 | 0.097173 | 0.10091 | 0.095589 | 0.095626 | 0.096412 | 0.11371 | 0.11005 | 0.12465 | 0.12193 | 0.10986 | 0.1049 | 0.10382 | 0.10902 | 0.10467 | 0.099208 | 0.096013 | 0.091948 | 0.086454 | 0.10037 | 0.10361 | 0.10408 | 0.089766 | 0.094227
Portfolio Adjusted1-in-2AllAll2024February Monthly Peak | Portfolio Adjusted | 1-in-2 | All | All | 2024 | February Monthly Peak | 2 | 5.7865 | 5.6336 | 5.4944 | 5.5154 | 5.832 | 6.6587 | 7.7465 | 8.3232 | 8.9671 | 9.3302 | 9.587 | 9.6471 | 9.5998 | 9.6401 | 9.4591 | 9.0652 | 8.6532 | 8.5429 | 8.3586 | 7.9977 | 7.6403 | 7.1949 | 6.6256 | 6.2343 | 0.00014078 | -0.0041311 | -0.0016887 | -0.029052 | -0.037491 | -0.026582 | -0.0095916 | -0.035911 | -0.036084 | -0.046024 | -0.0094774 | -0.0014479 | 0.01546 | 0.0582 | 0.23307 | 0.22139 | 0.23446 | 0.21617 | 0.048704 | 0.037645 | 0.032628 | 0.033989 | 0.028301 | 0.020656 | 49.6836 | 49.1785 | 48.8204 | 48.4672 | 48.3455 | 48.0527 | 47.6298 | 48.0086 | 49.2518 | 52.6252 | 56.3876 | 59.3437 | 61.0123 | 61.7965 | 62.2891 | 62.3758 | 62.146 | 61.2602 | 59.141 | 56.9333 | 55.5946 | 54.3888 | 53.3197 | 51.9872 | 0.099149 | 0.096315 | 0.099958 | 0.094585 | 0.094593 | 0.095216 | 0.11212 | 0.10831 | 0.1227 | 0.12035 | 0.10875 | 0.10414 | 0.10319 | 0.10847 | 0.10413 | 0.098577 | 0.095282 | 0.091228 | 0.085721 | 0.099456 | 0.10272 | 0.10331 | 0.088995 | 0.093491
Portfolio Adjusted1-in-2AllAll2024March Monthly Peak | Portfolio Adjusted | 1-in-2 | All | All | 2024 | March Monthly Peak | 3 | 5.9613 | 5.7593 | 5.6128 | 5.5853 | 5.8779 | 6.6801 | 7.7274 | 8.3627 | 9.0149 | 9.3956 | 9.7125 | 9.7991 | 9.7697 | 9.8696 | 9.7363 | 9.3872 | 8.9267 | 8.4215 | 8.0997 | 8.1864 | 7.9235 | 7.4645 | 6.8424 | 6.3925 | 0.00018836 | -0.0042396 | -0.001788 | -0.029819 | -0.038316 | -0.026777 | -0.0096431 | -0.036183 | -0.037015 | -0.046958 | -0.0099311 | -0.0016187 | 0.015786 | 0.060577 | 0.24123 | 0.23048 | 0.24308 | 0.21466 | 0.048834 | 0.038776 | 0.034206 | 0.035599 | 0.029499 | 0.021326 | 51.3422 | 50.5002 | 49.8032 | 49.3909 | 48.8726 | 48.4835 | 48.1049 | 48.2177 | 50.2551 | 52.8728 | 55.7001 | 58.3518 | 60.6459 | 62.2732 | 63.2906 | 63.919 | 63.6643 | 62.8148 | 60.4804 | 57.4955 | 55.6065 | 54.128 | 52.8376 | 51.5818 | 0.10302 | 0.099491 | 0.10361 | 0.096794 | 0.096268 | 0.09593 | 0.11136 | 0.10864 | 0.12414 | 0.12177 | 0.11071 | 0.10631 | 0.10531 | 0.11096 | 0.10653 | 0.10064 | 0.096881 | 0.091462 | 0.085962 | 0.10202 | 0.10701 | 0.10779 | 0.092507 | 0.096417
Portfolio Adjusted1-in-2AllAll2024April Monthly Peak | Portfolio Adjusted | 1-in-2 | All | All | 2024 | April Monthly Peak | 4 | 5.8709 | 5.666 | 5.505 | 5.4624 | 5.732 | 6.4904 | 7.345 | 8.0502 | 8.877 | 9.4961 | 10.0452 | 10.3574 | 10.5051 | 10.7394 | 10.6898 | 10.3336 | 9.772 | 9.0213 | 8.3917 | 8.3387 | 8.1213 | 7.5728 | 6.8707 | 6.3705 | 8.8378e-05 | -0.0041327 | -0.0017436 | -0.028659 | -0.036778 | -0.025624 | -0.0092452 | -0.034637 | -0.035845 | -0.046181 | -0.0099156 | -0.0016402 | 0.016024 | 0.061844 | 0.25902 | 0.24806 | 0.25885 | 0.22511 | 0.048571 | 0.038167 | 0.033528 | 0.034825 | 0.028672 | 0.020693 | 62.8239 | 61.7237 | 60.7269 | 59.8424 | 58.8985 | 58.1438 | 57.517 | 57.4623 | 59.7137 | 63.8727 | 68.9916 | 73.6448 | 77.2278 | 79.2544 | 80.4091 | 80.9501 | 80.6988 | 79.9412 | 78.5918 | 76.3805 | 72.605 | 69.9971 | 67.834 | 65.7944 | 0.099553 | 0.096326 | 0.10002 | 0.093174 | 0.092593 | 0.092155 | 0.10686 | 0.10468 | 0.12058 | 0.11998 | 0.1103 | 0.10684 | 0.10637 | 0.11235 | 0.10789 | 0.1015 | 0.097264 | 0.091524 | 0.085639 | 0.10074 | 0.1052 | 0.10569 | 0.090156 | 0.09373
Portfolio Adjusted1-in-2AllAll2024May Monthly Peak | Portfolio Adjusted | 1-in-2 | All | All | 2024 | May Monthly Peak | 5 | 6.0236 | 5.8233 | 5.642 | 5.6085 | 5.8974 | 6.6366 | 7.3778 | 8.3506 | 9.3607 | 10.1145 | 10.7326 | 11.0546 | 11.158 | 11.3535 | 11.2762 | 10.8584 | 10.2625 | 9.4495 | 8.7391 | 8.4422 | 8.3739 | 7.8091 | 7.0943 | 6.5793 | -0.0027731 | -0.0074892 | -0.0042094 | -0.029083 | -0.038001 | -0.027853 | -0.014676 | -0.03679 | -0.039278 | -0.049685 | -0.015404 | -0.008842 | 0.0092754 | 0.055696 | 0.26503 | 0.2557 | 0.26367 | 0.2308 | 0.050243 | 0.035946 | 0.030565 | 0.033476 | 0.027946 | 0.020708 | 65.2244 | 64.0265 | 62.906 | 61.8691 | 61.0351 | 60.077 | 59.3164 | 60.1535 | 63.6066 | 67.7259 | 71.8582 | 75.7864 | 79.1026 | 81.349 | 82.7817 | 83.5941 | 83.7806 | 83.1599 | 81.5927 | 79.2679 | 75.3578 | 71.9899 | 69.9623 | 68.2022 | 0.09955 | 0.096614 | 0.10001 | 0.093759 | 0.093428 | 0.092828 | 0.10644 | 0.10611 | 0.12419 | 0.12452 | 0.11451 | 0.11038 | 0.10918 | 0.11481 | 0.10981 | 0.10259 | 0.097982 | 0.092095 | 0.085997 | 0.10023 | 0.1049 | 0.10565 | 0.0906 | 0.094354
Portfolio Adjusted1-in-2AllAll2024June Monthly Peak | Portfolio Adjusted | 1-in-2 | All | All | 2024 | June Monthly Peak | 6 | 6.3668 | 6.1454 | 5.9579 | 5.919 | 6.2053 | 6.9166 | 7.6904 | 8.7055 | 9.7234 | 10.5364 | 11.2175 | 11.5248 | 11.5898 | 11.7838 | 11.7324 | 11.3941 | 10.8106 | 9.9671 | 9.2261 | 8.788 | 8.7213 | 8.2002 | 7.4487 | 6.9137 | -0.00654 | -0.012244 | -0.00756 | -0.029482 | -0.039336 | -0.030732 | -0.022689 | -0.038412 | -0.041023 | -0.05095 | -0.02267 | -0.019221 | -0.0013329 | 0.042476 | 0.26229 | 0.26009 | 0.26488 | 0.23503 | 0.051894 | 0.032442 | 0.025942 | 0.031378 | 0.026588 | 0.020555 | 67.8283 | 66.434 | 65.2311 | 64.3349 | 63.3284 | 62.5057 | 61.8676 | 62.6951 | 66.2154 | 70.6377 | 74.7611 | 78.4043 | 81.1052 | 83.0828 | 84.3285 | 85.1345 | 85.6157 | 85.31 | 84.1526 | 81.8765 | 78.7387 | 74.9704 | 72.3137 | 70.5395 | 0.10236 | 0.099309 | 0.10295 | 0.096432 | 0.095649 | 0.094534 | 0.10765 | 0.10645 | 0.1239 | 0.12455 | 0.11445 | 0.10912 | 0.10676 | 0.11213 | 0.10766 | 0.10169 | 0.09751 | 0.091748 | 0.08611 | 0.099869 | 0.10541 | 0.10659 | 0.091625 | 0.095759
Portfolio Adjusted1-in-2AllAll2024July Monthly Peak | Portfolio Adjusted | 1-in-2 | All | All | 2024 | July Monthly Peak | 7 | 6.6394 | 6.3883 | 6.203 | 6.1749 | 6.4793 | 7.2834 | 8.1044 | 9.1161 | 10.1541 | 11.0071 | 11.6865 | 11.9826 | 12.0324 | 12.2 | 12.127 | 11.8206 | 11.2662 | 10.4013 | 9.6264 | 9.1559 | 9.0769 | 8.5214 | 7.7349 | 7.1722 | -0.014825 | -0.021753 | -0.014318 | -0.03013 | -0.041077 | -0.035684 | -0.035705 | -0.04101 | -0.042697 | -0.051599 | -0.033118 | -0.034056 | -0.016421 | 0.024345 | 0.25513 | 0.26013 | 0.26037 | 0.23561 | 0.054651 | 0.027134 | 0.017812 | 0.026304 | 0.022348 | 0.018159 | 70.7018 | 69.8871 | 69.063 | 68.2023 | 67.3113 | 66.6863 | 66.2102 | 66.5871 | 69.3319 | 73.6159 | 78.2592 | 81.8262 | 84.6271 | 86.8739 | 88.59 | 89.3895 | 89.6717 | 88.9912 | 87.5879 | 85.6267 | 82.2145 | 78.4046 | 75.9299 | 74.3739 | 0.10348 | 0.099935 | 0.10389 | 0.097898 | 0.097289 | 0.096559 | 0.10918 | 0.10671 | 0.12288 | 0.12299 | 0.1123 | 0.10707 | 0.105 | 0.11023 | 0.10609 | 0.10087 | 0.097178 | 0.091633 | 0.086189 | 0.10013 | 0.10576 | 0.10684 | 0.091826 | 0.096004
Portfolio Adjusted1-in-2AllAll2024August Monthly Peak | Portfolio Adjusted | 1-in-2 | All | All | 2024 | August Monthly Peak | 8 | 6.7419 | 6.4911 | 6.2998 | 6.2661 | 6.5832 | 7.478 | 8.4322 | 9.4833 | 10.727 | 11.7489 | 12.5859 | 12.9762 | 13.0656 | 13.2596 | 13.1579 | 12.7128 | 11.9936 | 10.9832 | 10.0566 | 9.6837 | 9.4632 | 8.7453 | 7.9188 | 7.3277 | -0.023343 | -0.032173 | -0.021543 | -0.029409 | -0.041309 | -0.040176 | -0.051362 | -0.044743 | -0.046245 | -0.056292 | -0.049299 | -0.056618 | -0.037183 | 0.0022827 | 0.25665 | 0.26829 | 0.25947 | 0.23702 | 0.05901 | 0.021418 | 0.0078277 | 0.020333 | 0.017386 | 0.01528 | 74.1469 | 72.9634 | 71.7959 | 70.626 | 69.8244 | 68.9405 | 68.3289 | 68.2618 | 71.1463 | 76.5706 | 81.7344 | 85.7474 | 88.8107 | 90.9846 | 92.2382 | 92.6597 | 92.8138 | 91.9281 | 90.2509 | 87.6872 | 83.7064 | 80.4394 | 78.3163 | 76.6619 | 0.10673 | 0.10317 | 0.10716 | 0.10095 | 0.10049 | 0.10031 | 0.11468 | 0.11323 | 0.13282 | 0.13426 | 0.12295 | 0.11755 | 0.115 | 0.12042 | 0.11452 | 0.10669 | 0.10125 | 0.095304 | 0.089455 | 0.10632 | 0.11148 | 0.11129 | 0.095495 | 0.099445
Portfolio Adjusted1-in-2AllAll2024September Monthly Peak | Portfolio Adjusted | 1-in-2 | All | All | 2024 | September Monthly Peak | 9 | 6.5472 | 6.3202 | 6.1272 | 6.1216 | 6.4508 | 7.354 | 8.4493 | 9.2956 | 10.4833 | 11.405 | 12.1389 | 12.4726 | 12.5462 | 12.7553 | 12.6495 | 12.1753 | 11.4602 | 10.4647 | 9.6794 | 9.5638 | 9.0827 | 8.4174 | 7.645 | 7.0892 | -0.017946 | -0.025167 | -0.016653 | -0.031425 | -0.042572 | -0.03806 | -0.04003 | -0.044387 | -0.046054 | -0.056436 | -0.037583 | -0.039343 | -0.019984 | 0.023552 | 0.26517 | 0.26819 | 0.26552 | 0.23802 | 0.058287 | 0.028313 | 0.016933 | 0.0254 | 0.021031 | 0.01677 | 69.0163 | 67.8707 | 66.7733 | 65.7297 | 64.9731 | 64.1567 | 63.856 | 63.5969 | 65.5545 | 70.7888 | 77.0131 | 82.5123 | 86.4646 | 88.7578 | 89.8604 | 90.4133 | 90.2902 | 89.3556 | 87.2743 | 83.9669 | 80.3474 | 77.8 | 75.9039 | 74.5405 | 0.10368 | 0.10024 | 0.10387 | 0.098414 | 0.098343 | 0.098298 | 0.11335 | 0.11148 | 0.13146 | 0.13247 | 0.12104 | 0.11567 | 0.11312 | 0.11854 | 0.11277 | 0.10491 | 0.099585 | 0.093643 | 0.088111 | 0.10504 | 0.10881 | 0.10877 | 0.093155 | 0.096805
Portfolio Adjusted1-in-2AllAll2024October Monthly Peak | Portfolio Adjusted | 1-in-2 | All | All | 2024 | October Monthly Peak | 10 | 5.9225 | 5.734 | 5.5559 | 5.5401 | 5.8244 | 6.6406 | 7.7602 | 8.4472 | 9.3487 | 10.1569 | 10.8631 | 11.2903 | 11.5117 | 11.7486 | 11.6729 | 11.231 | 10.5637 | 9.8093 | 9.278 | 8.8832 | 8.3392 | 7.7177 | 6.9952 | 6.4888 | -0.011286 | -0.01772 | -0.011327 | -0.026344 | -0.035781 | -0.031072 | -0.03085 | -0.037868 | -0.038757 | -0.04887 | -0.029695 | -0.030415 | -0.012918 | 0.026809 | 0.24691 | 0.24722 | 0.24647 | 0.2237 | 0.052776 | 0.027445 | 0.017743 | 0.024965 | 0.020799 | 0.016691 | 68.436 | 67.6037 | 66.5354 | 65.7997 | 64.9638 | 64.2244 | 63.855 | 63.8475 | 64.7399 | 69.219 | 75.2413 | 80.5727 | 84.1166 | 86.3574 | 87.8182 | 88.0793 | 87.5237 | 86.1539 | 83.8297 | 80.2372 | 76.4194 | 73.5133 | 71.3579 | 69.4991 | 0.092397 | 0.08997 | 0.09299 | 0.087804 | 0.0877 | 0.088363 | 0.10439 | 0.10237 | 0.11835 | 0.11915 | 0.10954 | 0.10609 | 0.10589 | 0.11155 | 0.10693 | 0.10041 | 0.096223 | 0.091477 | 0.085256 | 0.097688 | 0.099803 | 0.099384 | 0.084644 | 0.088168
Portfolio Adjusted1-in-2AllAll2024November Monthly Peak | Portfolio Adjusted | 1-in-2 | All | All | 2024 | November Monthly Peak | 11 | 5.7998 | 5.6366 | 5.491 | 5.4799 | 5.7784 | 6.5824 | 7.4283 | 8.1151 | 8.9071 | 9.4701 | 9.939 | 10.1791 | 10.2396 | 10.36 | 10.2078 | 9.7299 | 9.2637 | 9.1302 | 8.5802 | 8.1423 | 7.7422 | 7.2475 | 6.6248 | 6.1934 | 0.00033228 | -0.0038729 | -0.0015565 | -0.029158 | -0.037594 | -0.026611 | -0.0093871 | -0.035518 | -0.036477 | -0.047078 | -0.0097438 | -0.0014374 | 0.016379 | 0.061474 | 0.24961 | 0.23604 | 0.24906 | 0.22905 | 0.049943 | 0.038257 | 0.033005 | 0.034386 | 0.028304 | 0.020556 | 57.0408 | 56.2561 | 55.3319 | 54.5116 | 53.7512 | 53.3769 | 52.7938 | 52.8351 | 56.43 | 61.7566 | 68.0073 | 73.0273 | 76.4686 | 78.0647 | 78.6973 | 78.4068 | 76.5217 | 72.7142 | 68.388 | 65.5179 | 63.3625 | 61.4661 | 60.3614 | 59.2193 | 0.10023 | 0.097433 | 0.10107 | 0.095029 | 0.094895 | 0.094939 | 0.1096 | 0.10714 | 0.12374 | 0.1229 | 0.11225 | 0.10819 | 0.10732 | 0.11272 | 0.10786 | 0.10103 | 0.097169 | 0.092868 | 0.086872 | 0.10066 | 0.10375 | 0.10433 | 0.088978 | 0.092995
Portfolio Adjusted1-in-2AllAll2024December Monthly Peak | Portfolio Adjusted | 1-in-2 | All | All | 2024 | December Monthly Peak | 12 | 5.8884 | 5.7291 | 5.6051 | 5.6249 | 5.9473 | 6.7702 | 7.8681 | 8.4287 | 9.062 | 9.3622 | 9.4787 | 9.3554 | 9.121 | 8.9915 | 8.7194 | 8.3443 | 8.2197 | 8.3965 | 8.0314 | 7.7822 | 7.4703 | 7.0838 | 6.5914 | 6.2303 | 0.00060405 | -0.0037218 | -0.0014445 | -0.029146 | -0.037665 | -0.026593 | -0.0093733 | -0.035397 | -0.035679 | -0.045249 | -0.0090798 | -0.0012825 | 0.014732 | 0.054247 | 0.21543 | 0.20448 | 0.22256 | 0.21091 | 0.04707 | 0.036759 | 0.031782 | 0.032985 | 0.027584 | 0.020159 | 44.8633 | 44.2204 | 43.247 | 42.4126 | 41.6814 | 41.0667 | 40.9978 | 40.9261 | 41.4214 | 44.1912 | 46.8144 | 48.7738 | 50.1522 | 51.0043 | 51.668 | 51.787 | 51.3308 | 50.0495 | 48.4401 | 47.255 | 46.359 | 45.4808 | 44.6671 | 43.7734 | 0.099556 | 0.096651 | 0.1006 | 0.095318 | 0.095403 | 0.095619 | 0.11139 | 0.10756 | 0.12225 | 0.11941 | 0.10702 | 0.10159 | 0.1003 | 0.10507 | 0.10152 | 0.097287 | 0.095243 | 0.091125 | 0.085333 | 0.09797 | 0.10082 | 0.10093 | 0.087194 | 0.091471
Portfolio Adjusted1-in-2AllAll2024Typical Event Day | Portfolio Adjusted | 1-in-2 | All | All | 2024 | Typical Event Day | 8 | 6.5925 | 6.3527 | 6.1712 | 6.1403 | 6.4532 | 7.3184 | 8.2284 | 9.1715 | 10.2786 | 11.1905 | 11.9452 | 12.3 | 12.373 | 12.5653 | 12.4752 | 12.0679 | 11.4019 | 10.4565 | 9.6168 | 9.2877 | 9.1292 | 8.4758 | 7.6941 | 7.1374 | -0.015438 | -0.022632 | -0.014881 | -0.030141 | -0.041146 | -0.036206 | -0.037299 | -0.042015 | -0.043685 | -0.053514 | -0.035317 | -0.036878 | -0.018184 | 0.024037 | 0.26192 | 0.26564 | 0.26348 | 0.23663 | 0.055611 | 0.027394 | 0.01729 | 0.025833 | 0.021904 | 0.017718 | 70.4233 | 69.2888 | 68.2158 | 67.2232 | 66.3593 | 65.5723 | 65.0657 | 65.2852 | 68.062 | 72.9033 | 77.9419 | 82.1226 | 85.2519 | 87.4248 | 88.7542 | 89.3993 | 89.5978 | 88.8962 | 87.3164 | 84.7893 | 81.2517 | 77.9036 | 75.6159 | 74.029 | 0.10358 | 0.10012 | 0.104 | 0.097915 | 0.09752 | 0.097226 | 0.11091 | 0.10881 | 0.12661 | 0.12734 | 0.11656 | 0.1116 | 0.10935 | 0.11484 | 0.10985 | 0.1031 | 0.098434 | 0.092586 | 0.086795 | 0.10195 | 0.10715 | 0.1073 | 0.09226 | 0.096255
Portfolio Adjusted1-in-2AllAll2025January Monthly Peak | Portfolio Adjusted | 1-in-2 | All | All | 2025 | January Monthly Peak | 1 | 5.8568 | 5.7067 | 5.5732 | 5.5981 | 5.9269 | 6.7813 | 7.9678 | 8.5395 | 9.1546 | 9.4678 | 9.6518 | 9.6379 | 9.5145 | 9.5029 | 9.2778 | 8.8729 | 8.5151 | 8.6075 | 8.2757 | 7.9628 | 7.6292 | 7.2173 | 6.672 | 6.2977 | 0.00026517 | -0.0040835 | -0.0016361 | -0.029323 | -0.037852 | -0.026864 | -0.0096428 | -0.036433 | -0.036544 | -0.046579 | -0.0095362 | -0.0014451 | 0.015511 | 0.058228 | 0.23001 | 0.21806 | 0.23218 | 0.21756 | 0.048999 | 0.037994 | 0.0329 | 0.034235 | 0.028556 | 0.020825 | 48.8828 | 48.4213 | 48.137 | 47.7282 | 47.3721 | 47.1806 | 47.2459 | 47.0903 | 47.4636 | 49.014 | 51.0451 | 52.703 | 54.0045 | 54.9574 | 55.5235 | 55.4131 | 55.2558 | 54.5274 | 53.0207 | 51.7873 | 51.008 | 50.6002 | 49.9546 | 49.1742 | 0.10014 | 0.097173 | 0.10091 | 0.095589 | 0.095626 | 0.096412 | 0.11371 | 0.11005 | 0.12465 | 0.12193 | 0.10986 | 0.1049 | 0.10382 | 0.10902 | 0.10467 | 0.099208 | 0.096013 | 0.091948 | 0.086454 | 0.10037 | 0.10361 | 0.10408 | 0.089766 | 0.094227
Portfolio Adjusted1-in-2AllAll2025February Monthly Peak | Portfolio Adjusted | 1-in-2 | All | All | 2025 | February Monthly Peak | 2 | 5.7865 | 5.6336 | 5.4944 | 5.5154 | 5.832 | 6.6587 | 7.7465 | 8.3232 | 8.9671 | 9.3302 | 9.587 | 9.6471 | 9.5998 | 9.6401 | 9.4591 | 9.0652 | 8.6532 | 8.5429 | 8.3586 | 7.9977 | 7.6403 | 7.1949 | 6.6256 | 6.2343 | 0.00014078 | -0.0041311 | -0.0016887 | -0.029052 | -0.037491 | -0.026582 | -0.0095916 | -0.035911 | -0.036084 | -0.046024 | -0.0094774 | -0.0014479 | 0.01546 | 0.0582 | 0.23307 | 0.22139 | 0.23446 | 0.21617 | 0.048704 | 0.037645 | 0.032628 | 0.033989 | 0.028301 | 0.020656 | 49.6836 | 49.1785 | 48.8204 | 48.4672 | 48.3455 | 48.0527 | 47.6298 | 48.0086 | 49.2518 | 52.6252 | 56.3876 | 59.3437 | 61.0123 | 61.7965 | 62.2891 | 62.3758 | 62.146 | 61.2602 | 59.141 | 56.9333 | 55.5946 | 54.3888 | 53.3197 | 51.9872 | 0.099149 | 0.096315 | 0.099958 | 0.094585 | 0.094593 | 0.095216 | 0.11212 | 0.10831 | 0.1227 | 0.12035 | 0.10875 | 0.10414 | 0.10319 | 0.10847 | 0.10413 | 0.098577 | 0.095282 | 0.091228 | 0.085721 | 0.099456 | 0.10272 | 0.10331 | 0.088995 | 0.093491
Portfolio Adjusted1-in-2AllAll2025March Monthly Peak | Portfolio Adjusted | 1-in-2 | All | All | 2025 | March Monthly Peak | 3 | 5.9613 | 5.7593 | 5.6128 | 5.5853 | 5.8779 | 6.6801 | 7.7274 | 8.3627 | 9.0149 | 9.3956 | 9.7125 | 9.7991 | 9.7697 | 9.8696 | 9.7363 | 9.3872 | 8.9267 | 8.4215 | 8.0997 | 8.1864 | 7.9235 | 7.4645 | 6.8424 | 6.3925 | 0.00018836 | -0.0042396 | -0.001788 | -0.029819 | -0.038316 | -0.026777 | -0.0096431 | -0.036183 | -0.037015 | -0.046958 | -0.0099311 | -0.0016187 | 0.015786 | 0.060577 | 0.24123 | 0.23048 | 0.24308 | 0.21466 | 0.048834 | 0.038776 | 0.034206 | 0.035599 | 0.029499 | 0.021326 | 51.3422 | 50.5002 | 49.8032 | 49.3909 | 48.8726 | 48.4835 | 48.1049 | 48.2177 | 50.2551 | 52.8728 | 55.7001 | 58.3518 | 60.6459 | 62.2732 | 63.2906 | 63.919 | 63.6643 | 62.8148 | 60.4804 | 57.4955 | 55.6065 | 54.128 | 52.8376 | 51.5818 | 0.10302 | 0.099491 | 0.10361 | 0.096794 | 0.096268 | 0.09593 | 0.11136 | 0.10864 | 0.12414 | 0.12177 | 0.11071 | 0.10631 | 0.10531 | 0.11096 | 0.10653 | 0.10064 | 0.096881 | 0.091462 | 0.085962 | 0.10202 | 0.10701 | 0.10779 | 0.092507 | 0.096417
Portfolio Adjusted1-in-2AllAll2025April Monthly Peak | Portfolio Adjusted | 1-in-2 | All | All | 2025 | April Monthly Peak | 4 | 5.8709 | 5.666 | 5.505 | 5.4624 | 5.732 | 6.4904 | 7.345 | 8.0502 | 8.877 | 9.4961 | 10.0452 | 10.3574 | 10.5051 | 10.7394 | 10.6898 | 10.3336 | 9.772 | 9.0213 | 8.3917 | 8.3387 | 8.1213 | 7.5728 | 6.8707 | 6.3705 | 8.8377e-05 | -0.0041327 | -0.0017436 | -0.028659 | -0.036778 | -0.025624 | -0.0092452 | -0.034637 | -0.035845 | -0.046181 | -0.0099156 | -0.0016402 | 0.016024 | 0.061844 | 0.25902 | 0.24806 | 0.25885 | 0.22511 | 0.048571 | 0.038167 | 0.033528 | 0.034825 | 0.028672 | 0.020693 | 62.8239 | 61.7237 | 60.7269 | 59.8424 | 58.8985 | 58.1438 | 57.517 | 57.4623 | 59.7137 | 63.8727 | 68.9916 | 73.6448 | 77.2278 | 79.2544 | 80.4091 | 80.9501 | 80.6988 | 79.9412 | 78.5918 | 76.3805 | 72.605 | 69.9971 | 67.834 | 65.7944 | 0.099553 | 0.096326 | 0.10002 | 0.093174 | 0.092593 | 0.092155 | 0.10686 | 0.10468 | 0.12058 | 0.11998 | 0.1103 | 0.10684 | 0.10637 | 0.11235 | 0.10789 | 0.1015 | 0.097264 | 0.091524 | 0.085639 | 0.10074 | 0.1052 | 0.10569 | 0.090156 | 0.09373
Portfolio Adjusted1-in-2AllAll2025May Monthly Peak | Portfolio Adjusted | 1-in-2 | All | All | 2025 | May Monthly Peak | 5 | 6.0236 | 5.8233 | 5.642 | 5.6085 | 5.8974 | 6.6366 | 7.3778 | 8.3506 | 9.3607 | 10.1145 | 10.7326 | 11.0546 | 11.158 | 11.3535 | 11.2762 | 10.8584 | 10.2625 | 9.4495 | 8.7391 | 8.4422 | 8.3739 | 7.8091 | 7.0943 | 6.5793 | -0.0027731 | -0.0074892 | -0.0042094 | -0.029083 | -0.038001 | -0.027853 | -0.014676 | -0.03679 | -0.039278 | -0.049685 | -0.015404 | -0.008842 | 0.0092754 | 0.055696 | 0.26503 | 0.2557 | 0.26367 | 0.2308 | 0.050243 | 0.035946 | 0.030565 | 0.033476 | 0.027946 | 0.020708 | 65.2244 | 64.0265 | 62.906 | 61.8691 | 61.0351 | 60.077 | 59.3164 | 60.1535 | 63.6066 | 67.7259 | 71.8582 | 75.7864 | 79.1026 | 81.349 | 82.7817 | 83.5941 | 83.7806 | 83.1599 | 81.5927 | 79.2679 | 75.3578 | 71.9899 | 69.9623 | 68.2022 | 0.09955 | 0.096614 | 0.10001 | 0.093759 | 0.093428 | 0.092828 | 0.10644 | 0.10611 | 0.12419 | 0.12452 | 0.11451 | 0.11038 | 0.10918 | 0.11481 | 0.10981 | 0.10259 | 0.097982 | 0.092095 | 0.085997 | 0.10023 | 0.1049 | 0.10565 | 0.0906 | 0.094354
Portfolio Adjusted1-in-2AllAll2025June Monthly Peak | Portfolio Adjusted | 1-in-2 | All | All | 2025 | June Monthly Peak | 6 | 6.3668 | 6.1454 | 5.9579 | 5.919 | 6.2053 | 6.9166 | 7.6904 | 8.7055 | 9.7234 | 10.5364 | 11.2175 | 11.5248 | 11.5898 | 11.7838 | 11.7324 | 11.3941 | 10.8106 | 9.9671 | 9.2261 | 8.788 | 8.7213 | 8.2002 | 7.4487 | 6.9137 | -0.00654 | -0.012244 | -0.00756 | -0.029482 | -0.039336 | -0.030732 | -0.022689 | -0.038412 | -0.041023 | -0.05095 | -0.02267 | -0.019221 | -0.0013329 | 0.042476 | 0.26229 | 0.26009 | 0.26488 | 0.23503 | 0.051894 | 0.032442 | 0.025942 | 0.031378 | 0.026588 | 0.020555 | 67.8283 | 66.434 | 65.2311 | 64.3349 | 63.3284 | 62.5057 | 61.8676 | 62.6951 | 66.2154 | 70.6377 | 74.7611 | 78.4043 | 81.1052 | 83.0828 | 84.3285 | 85.1345 | 85.6157 | 85.31 | 84.1526 | 81.8765 | 78.7387 | 74.9704 | 72.3137 | 70.5395 | 0.10236 | 0.099309 | 0.10295 | 0.096432 | 0.095649 | 0.094534 | 0.10765 | 0.10645 | 0.1239 | 0.12455 | 0.11445 | 0.10912 | 0.10676 | 0.11213 | 0.10766 | 0.10169 | 0.09751 | 0.091748 | 0.08611 | 0.099869 | 0.10541 | 0.10659 | 0.091625 | 0.095759
Portfolio Adjusted1-in-2AllAll2025July Monthly Peak | Portfolio Adjusted | 1-in-2 | All | All | 2025 | July Monthly Peak | 7 | 6.6394 | 6.3883 | 6.203 | 6.1749 | 6.4793 | 7.2834 | 8.1044 | 9.1161 | 10.1541 | 11.0071 | 11.6865 | 11.9826 | 12.0324 | 12.2 | 12.127 | 11.8206 | 11.2662 | 10.4013 | 9.6264 | 9.1559 | 9.0769 | 8.5214 | 7.7349 | 7.1722 | -0.014825 | -0.021753 | -0.014318 | -0.03013 | -0.041077 | -0.035684 | -0.035705 | -0.04101 | -0.042697 | -0.051599 | -0.033118 | -0.034056 | -0.016421 | 0.024345 | 0.25513 | 0.26013 | 0.26037 | 0.23561 | 0.054651 | 0.027134 | 0.017812 | 0.026304 | 0.022348 | 0.018159 | 70.7018 | 69.8871 | 69.063 | 68.2023 | 67.3113 | 66.6863 | 66.2102 | 66.5871 | 69.3319 | 73.6159 | 78.2592 | 81.8262 | 84.6271 | 86.8739 | 88.59 | 89.3895 | 89.6717 | 88.9912 | 87.5879 | 85.6267 | 82.2145 | 78.4046 | 75.9299 | 74.3739 | 0.10348 | 0.099935 | 0.10389 | 0.097898 | 0.097289 | 0.096559 | 0.10918 | 0.10671 | 0.12288 | 0.12299 | 0.1123 | 0.10707 | 0.105 | 0.11023 | 0.10609 | 0.10087 | 0.097178 | 0.091633 | 0.086189 | 0.10013 | 0.10576 | 0.10684 | 0.091826 | 0.096004
Portfolio Adjusted1-in-2AllAll2025August Monthly Peak | Portfolio Adjusted | 1-in-2 | All | All | 2025 | August Monthly Peak | 8 | 6.7419 | 6.4911 | 6.2998 | 6.2661 | 6.5832 | 7.478 | 8.4322 | 9.4833 | 10.727 | 11.7489 | 12.5859 | 12.9762 | 13.0656 | 13.2596 | 13.1579 | 12.7128 | 11.9936 | 10.9832 | 10.0566 | 9.6837 | 9.4632 | 8.7453 | 7.9188 | 7.3277 | -0.023343 | -0.032173 | -0.021543 | -0.029409 | -0.041309 | -0.040176 | -0.051362 | -0.044743 | -0.046245 | -0.056292 | -0.049299 | -0.056618 | -0.037183 | 0.0022827 | 0.25665 | 0.26829 | 0.25947 | 0.23702 | 0.05901 | 0.021418 | 0.0078277 | 0.020333 | 0.017386 | 0.01528 | 74.1469 | 72.9634 | 71.7959 | 70.626 | 69.8244 | 68.9405 | 68.3289 | 68.2618 | 71.1463 | 76.5706 | 81.7344 | 85.7474 | 88.8107 | 90.9846 | 92.2382 | 92.6597 | 92.8138 | 91.9281 | 90.2509 | 87.6872 | 83.7064 | 80.4394 | 78.3163 | 76.6619 | 0.10673 | 0.10317 | 0.10716 | 0.10095 | 0.10049 | 0.10031 | 0.11468 | 0.11323 | 0.13282 | 0.13426 | 0.12295 | 0.11755 | 0.115 | 0.12042 | 0.11452 | 0.10669 | 0.10125 | 0.095304 | 0.089455 | 0.10632 | 0.11148 | 0.11129 | 0.095495 | 0.099445
Portfolio Adjusted1-in-2AllAll2025September Monthly Peak | Portfolio Adjusted | 1-in-2 | All | All | 2025 | September Monthly Peak | 9 | 6.5472 | 6.3202 | 6.1272 | 6.1216 | 6.4508 | 7.354 | 8.4493 | 9.2956 | 10.4833 | 11.405 | 12.1389 | 12.4726 | 12.5462 | 12.7553 | 12.6495 | 12.1753 | 11.4602 | 10.4647 | 9.6794 | 9.5638 | 9.0827 | 8.4174 | 7.645 | 7.0892 | -0.017946 | -0.025167 | -0.016653 | -0.031425 | -0.042572 | -0.03806 | -0.04003 | -0.044387 | -0.046054 | -0.056436 | -0.037583 | -0.039343 | -0.019984 | 0.023552 | 0.26517 | 0.26819 | 0.26552 | 0.23802 | 0.058287 | 0.028313 | 0.016933 | 0.0254 | 0.021031 | 0.01677 | 69.0163 | 67.8707 | 66.7734 | 65.7297 | 64.9731 | 64.1567 | 63.856 | 63.5969 | 65.5544 | 70.7888 | 77.0131 | 82.5123 | 86.4646 | 88.7578 | 89.8604 | 90.4133 | 90.2902 | 89.3556 | 87.2743 | 83.9669 | 80.3474 | 77.8 | 75.9039 | 74.5405 | 0.10368 | 0.10024 | 0.10387 | 0.098414 | 0.098343 | 0.098298 | 0.11335 | 0.11148 | 0.13146 | 0.13247 | 0.12104 | 0.11567 | 0.11312 | 0.11854 | 0.11277 | 0.10491 | 0.099585 | 0.093643 | 0.088111 | 0.10504 | 0.10881 | 0.10877 | 0.093155 | 0.096805
Portfolio Adjusted1-in-2AllAll2025October Monthly Peak | Portfolio Adjusted | 1-in-2 | All | All | 2025 | October Monthly Peak | 10 | 5.9225 | 5.734 | 5.5559 | 5.5401 | 5.8244 | 6.6406 | 7.7602 | 8.4472 | 9.3487 | 10.1569 | 10.8631 | 11.2903 | 11.5117 | 11.7486 | 11.6729 | 11.231 | 10.5637 | 9.8093 | 9.278 | 8.8832 | 8.3392 | 7.7177 | 6.9952 | 6.4888 | -0.011286 | -0.01772 | -0.011327 | -0.026344 | -0.035781 | -0.031072 | -0.03085 | -0.037868 | -0.038757 | -0.04887 | -0.029695 | -0.030415 | -0.012918 | 0.026809 | 0.24691 | 0.24722 | 0.24647 | 0.2237 | 0.052776 | 0.027445 | 0.017743 | 0.024965 | 0.020799 | 0.016691 | 68.436 | 67.6037 | 66.5354 | 65.7997 | 64.9638 | 64.2244 | 63.855 | 63.8475 | 64.7399 | 69.219 | 75.2413 | 80.5727 | 84.1166 | 86.3574 | 87.8182 | 88.0793 | 87.5237 | 86.1539 | 83.8297 | 80.2372 | 76.4194 | 73.5133 | 71.3579 | 69.4991 | 0.092397 | 0.08997 | 0.09299 | 0.087804 | 0.0877 | 0.088363 | 0.10439 | 0.10237 | 0.11835 | 0.11915 | 0.10954 | 0.10609 | 0.10589 | 0.11155 | 0.10693 | 0.10041 | 0.096223 | 0.091477 | 0.085256 | 0.097688 | 0.099803 | 0.099384 | 0.084644 | 0.088168
Portfolio Adjusted1-in-2AllAll2025November Monthly Peak | Portfolio Adjusted | 1-in-2 | All | All | 2025 | November Monthly Peak | 11 | 5.7998 | 5.6366 | 5.491 | 5.4799 | 5.7784 | 6.5824 | 7.4283 | 8.1151 | 8.9071 | 9.4701 | 9.939 | 10.1791 | 10.2396 | 10.36 | 10.2078 | 9.7299 | 9.2637 | 9.1302 | 8.5802 | 8.1423 | 7.7422 | 7.2475 | 6.6248 | 6.1934 | 0.00033228 | -0.0038729 | -0.0015565 | -0.029158 | -0.037594 | -0.026611 | -0.0093871 | -0.035518 | -0.036477 | -0.047078 | -0.0097438 | -0.0014374 | 0.016379 | 0.061474 | 0.24961 | 0.23604 | 0.24906 | 0.22905 | 0.049943 | 0.038257 | 0.033005 | 0.034386 | 0.028304 | 0.020556 | 57.0408 | 56.2561 | 55.3319 | 54.5116 | 53.7512 | 53.3769 | 52.7938 | 52.8351 | 56.43 | 61.7566 | 68.0073 | 73.0273 | 76.4686 | 78.0647 | 78.6973 | 78.4068 | 76.5217 | 72.7142 | 68.388 | 65.5179 | 63.3625 | 61.4661 | 60.3614 | 59.2193 | 0.10023 | 0.097433 | 0.10107 | 0.095029 | 0.094895 | 0.094939 | 0.1096 | 0.10714 | 0.12374 | 0.1229 | 0.11225 | 0.10819 | 0.10732 | 0.11272 | 0.10786 | 0.10103 | 0.097169 | 0.092868 | 0.086872 | 0.10066 | 0.10375 | 0.10433 | 0.088978 | 0.092995
Portfolio Adjusted1-in-2AllAll2025December Monthly Peak | Portfolio Adjusted | 1-in-2 | All | All | 2025 | December Monthly Peak | 12 | 5.8884 | 5.7291 | 5.6051 | 5.6249 | 5.9473 | 6.7702 | 7.8681 | 8.4287 | 9.062 | 9.3622 | 9.4787 | 9.3554 | 9.121 | 8.9915 | 8.7194 | 8.3443 | 8.2197 | 8.3965 | 8.0314 | 7.7822 | 7.4703 | 7.0838 | 6.5914 | 6.2303 | 0.00060405 | -0.0037218 | -0.0014445 | -0.029146 | -0.037665 | -0.026593 | -0.0093733 | -0.035397 | -0.035679 | -0.045249 | -0.0090798 | -0.0012825 | 0.014732 | 0.054247 | 0.21543 | 0.20448 | 0.22256 | 0.21091 | 0.04707 | 0.036759 | 0.031782 | 0.032985 | 0.027584 | 0.020159 | 44.8633 | 44.2204 | 43.247 | 42.4126 | 41.6815 | 41.0667 | 40.9978 | 40.9261 | 41.4214 | 44.1912 | 46.8144 | 48.7738 | 50.1522 | 51.0043 | 51.668 | 51.787 | 51.3308 | 50.0495 | 48.4401 | 47.255 | 46.359 | 45.4808 | 44.6671 | 43.7734 | 0.099556 | 0.096651 | 0.1006 | 0.095318 | 0.095403 | 0.095619 | 0.11139 | 0.10756 | 0.12225 | 0.11941 | 0.10702 | 0.10159 | 0.1003 | 0.10507 | 0.10152 | 0.097287 | 0.095242 | 0.091125 | 0.085333 | 0.09797 | 0.10082 | 0.10093 | 0.087194 | 0.091471
Portfolio Adjusted1-in-2AllAll2025Typical Event Day | Portfolio Adjusted | 1-in-2 | All | All | 2025 | Typical Event Day | 8 | 6.5925 | 6.3527 | 6.1712 | 6.1403 | 6.4532 | 7.3184 | 8.2284 | 9.1715 | 10.2786 | 11.1905 | 11.9452 | 12.3 | 12.373 | 12.5653 | 12.4752 | 12.0679 | 11.4019 | 10.4565 | 9.6168 | 9.2877 | 9.1292 | 8.4758 | 7.6941 | 7.1374 | -0.015438 | -0.022632 | -0.014881 | -0.030141 | -0.041146 | -0.036206 | -0.037299 | -0.042015 | -0.043685 | -0.053514 | -0.035317 | -0.036878 | -0.018184 | 0.024037 | 0.26192 | 0.26564 | 0.26348 | 0.23663 | 0.055611 | 0.027394 | 0.01729 | 0.025833 | 0.021904 | 0.017718 | 70.4233 | 69.2888 | 68.2158 | 67.2232 | 66.3593 | 65.5723 | 65.0657 | 65.2852 | 68.062 | 72.9033 | 77.9419 | 82.1226 | 85.2519 | 87.4248 | 88.7542 | 89.3993 | 89.5978 | 88.8962 | 87.3164 | 84.7893 | 81.2517 | 77.9036 | 75.6159 | 74.029 | 0.10358 | 0.10012 | 0.104 | 0.097915 | 0.09752 | 0.097226 | 0.11091 | 0.10881 | 0.12661 | 0.12734 | 0.11656 | 0.1116 | 0.10935 | 0.11484 | 0.10985 | 0.1031 | 0.098434 | 0.092586 | 0.086795 | 0.10195 | 0.10715 | 0.1073 | 0.09226 | 0.096255
Portfolio Adjusted1-in-10AllOrange County2015January Monthly Peak | Portfolio Adjusted | 1-in-10 | All | Orange County | 2015 | January Monthly Peak | 1 | 121.9076 | 116.8069 | 114.2396 | 115.7265 | 127.946 | 158.855 | 194.2628 | 212.7203 | 224.5817 | 222.9682 | 222.499 | 220.097 | 215.9226 | 211.2284 | 202.7208 | 188.3753 | 176.4092 | 172.2757 | 165.7797 | 163.4704 | 158.1028 | 150.5662 | 140.8619 | 132.4168 | 2.0133 | 1.6537 | 1.292 | 0.3001 | 0.20764 | 0.78771 | 0.69569 | 0.34741 | 0.04145 | -0.50574 | -0.57421 | -0.22849 | 0.81742 | 3.585 | 10.0731 | 9.567 | 9.3751 | 8.0352 | 1.5916 | 0.3073 | 0.041082 | 0.34017 | 0.7628 | 0.38001 | 45.9493 | 45.1684 | 44.1825 | 43.4532 | 43.1512 | 42.5868 | 42.1217 | 42.0422 | 42.5521 | 44.8717 | 47.469 | 49.2796 | 51.0765 | 52.0723 | 52.7224 | 52.6851 | 51.5266 | 49.8794 | 47.4458 | 46.0597 | 45.2341 | 44.7816 | 44.2107 | 43.4604 | 5.3369 | 4.7071 | 4.0279 | 2.3818 | 2.6532 | 3.7825 | 3.5809 | 4.3153 | 4.0603 | 3.5844 | 3.2363 | 3.2337 | 3.2542 | 3.2521 | 3.1276 | 2.8526 | 2.8627 | 3.0222 | 3.3217 | 2.7714 | 2.4362 | 2.5842 | 2.1527 | 2.2372
Portfolio Adjusted1-in-10AllOrange County2015February Monthly Peak | Portfolio Adjusted | 1-in-10 | All | Orange County | 2015 | February Monthly Peak | 2 | 117.319 | 112.9195 | 110.3582 | 112.1584 | 123.7842 | 152.6864 | 185.0855 | 201.5117 | 212.091 | 212.3874 | 213.886 | 213.7936 | 211.1973 | 208.2113 | 200.533 | 187.0976 | 174.9865 | 170.2458 | 162.382 | 158.9278 | 153.5075 | 146.1133 | 136.4115 | 128.3933 | 1.9375 | 1.5987 | 1.2481 | 0.29085 | 0.20089 | 0.75712 | 0.66282 | 0.32911 | 0.039145 | -0.48174 | -0.55198 | -0.22195 | 0.79953 | 3.5338 | 9.9644 | 9.5022 | 9.2994 | 7.9405 | 1.5589 | 0.29876 | 0.039888 | 0.33011 | 0.7387 | 0.36846 | 51.5378 | 51.8117 | 51.3798 | 50.8617 | 50.7707 | 50.0416 | 48.9309 | 49.3826 | 50.4015 | 52.6623 | 54.8496 | 55.87 | 56.7089 | 57.9668 | 59.0811 | 59.3532 | 58.5489 | 58.1463 | 56.586 | 55.1309 | 53.9097 | 52.4167 | 51.6908 | 50.8989 | 5.136 | 4.5504 | 3.8911 | 2.3084 | 2.5669 | 3.6357 | 3.4117 | 4.0879 | 3.8345 | 3.4143 | 3.111 | 3.1411 | 3.183 | 3.2056 | 3.0939 | 2.8332 | 2.8396 | 2.9866 | 3.2536 | 2.6944 | 2.3654 | 2.5078 | 2.0847 | 2.1692
Portfolio Adjusted1-in-10AllOrange County2015March Monthly Peak | Portfolio Adjusted | 1-in-10 | All | Orange County | 2015 | March Monthly Peak | 3 | 120.0969 | 115.5043 | 112.4464 | 113.6737 | 123.5145 | 151.7756 | 178.885 | 196.7526 | 208.8846 | 213.9124 | 220.0254 | 222.8027 | 223.2864 | 224.3317 | 217.2016 | 204.2307 | 189.8366 | 177.3104 | 166.7002 | 165.7138 | 161.1045 | 152.5619 | 140.6879 | 131.5957 | 1.9834 | 1.6353 | 1.2717 | 0.29478 | 0.20045 | 0.75261 | 0.64062 | 0.32133 | 0.038553 | -0.4852 | -0.56783 | -0.2313 | 0.8453 | 3.8074 | 10.7926 | 10.3723 | 10.0886 | 8.27 | 1.6004 | 0.31152 | 0.041862 | 0.34468 | 0.76186 | 0.37765 | 62.2169 | 60.4255 | 58.6945 | 57.9104 | 57.4423 | 57.0706 | 57.0319 | 57.2675 | 58.2788 | 61.9432 | 66.1721 | 70.6922 | 74.4012 | 76.4374 | 77.4258 | 78.0834 | 78.2033 | 77.5636 | 76.0095 | 73.2897 | 69.845 | 66.8212 | 64.4179 | 61.8008 | 5.2577 | 4.6546 | 3.9647 | 2.3395 | 2.5613 | 3.614 | 3.2974 | 3.9914 | 3.7765 | 3.4388 | 3.2003 | 3.2735 | 3.3652 | 3.4538 | 3.351 | 3.0927 | 3.0806 | 3.1105 | 3.3401 | 2.8094 | 2.4824 | 2.6184 | 2.1501 | 2.2233
Portfolio Adjusted1-in-10AllOrange County2015April Monthly Peak | Portfolio Adjusted | 1-in-10 | All | Orange County | 2015 | April Monthly Peak | 4 | 123.258 | 118.6918 | 115.4208 | 116.4203 | 126.4102 | 155.8971 | 184.123 | 205.0459 | 220.8966 | 228.7378 | 237.8636 | 242.0702 | 243.4182 | 244.6707 | 237.3826 | 222.5899 | 206.1065 | 190.7072 | 178.3187 | 175.9688 | 169.7053 | 158.9286 | 146.2408 | 136.5866 | 0.29727 | 0.048956 | 0.10178 | -0.47523 | -0.58968 | -0.21855 | -0.55018 | -0.44781 | -0.4654 | -0.74991 | -1.0767 | -0.87315 | 0.11377 | 3.1879 | 11.0133 | 10.7993 | 10.3168 | 8.8869 | 2.3188 | 0.21515 | -0.31073 | -0.13547 | 0.16045 | -0.17691 | 72.2566 | 70.2738 | 68.5389 | 66.7299 | 65.7959 | 65.0804 | 64.404 | 64.5662 | 67.7345 | 73.4304 | 79.8164 | 85.7013 | 89.5654 | 91.5443 | 92.2852 | 92.8744 | 92.8398 | 92.0063 | 90.4213 | 86.83 | 81.7749 | 77.6989 | 74.9034 | 72.6485 | 5.0367 | 4.4645 | 3.7986 | 2.2365 | 2.4468 | 3.4649 | 3.168 | 3.8826 | 3.7277 | 3.4323 | 3.2294 | 3.3197 | 3.4243 | 3.5161 | 3.4185 | 3.1462 | 3.1219 | 3.1227 | 3.335 | 2.7846 | 2.4408 | 2.5461 | 2.0861 | 2.154
Portfolio Adjusted1-in-10AllOrange County2015May Monthly Peak | Portfolio Adjusted | 1-in-10 | All | Orange County | 2015 | May Monthly Peak | 5 | 129.7201 | 124.9643 | 120.8524 | 121.7975 | 133.3281 | 164.1308 | 193.5261 | 218.0307 | 237.2682 | 247.1909 | 256.579 | 260.9706 | 261.1828 | 260.3494 | 252.6255 | 235.591 | 218.2217 | 201.6748 | 189.1769 | 184.3099 | 179.8035 | 167.8995 | 154.7102 | 145.0699 | -0.61201 | -0.81682 | -0.53052 | -0.90819 | -1.0458 | -0.75785 | -1.221 | -0.8969 | -0.77475 | -0.93665 | -1.4139 | -1.2802 | -0.31607 | 2.8732 | 11.2997 | 11.1597 | 10.5826 | 9.3937 | 2.7855 | 0.16411 | -0.51927 | -0.40723 | -0.16798 | -0.49336 | 75.6445 | 73.8394 | 72.2507 | 71.6009 | 70.8403 | 69.8401 | 69.3117 | 69.6638 | 73.3142 | 79.2497 | 84.4319 | 88.2985 | 90.9584 | 93.1288 | 94.5235 | 94.9138 | 94.7976 | 93.7549 | 92.1475 | 89.4637 | 85.3952 | 80.8811 | 78.2165 | 75.9677 | 5.2898 | 4.6908 | 3.9691 | 2.335 | 2.5753 | 3.6404 | 3.3229 | 4.12 | 3.9958 | 3.7015 | 3.4763 | 3.5716 | 3.6666 | 3.7337 | 3.6305 | 3.3231 | 3.2986 | 3.2955 | 3.5308 | 2.9106 | 2.5807 | 2.6842 | 2.2024 | 2.283
Portfolio Adjusted1-in-10AllOrange County2015June Monthly Peak | Portfolio Adjusted | 1-in-10 | All | Orange County | 2015 | June Monthly Peak | 6 | 137.2903 | 132.5067 | 127.935 | 129.0961 | 140.573 | 170.0444 | 197.8677 | 218.4445 | 234.4947 | 243.0478 | 252.2649 | 255.5857 | 254.5329 | 252.5447 | 245.9179 | 233.2168 | 218.6579 | 203.4906 | 192.6591 | 186.7464 | 182.0933 | 172.3085 | 159.0389 | 150.1428 | -0.34312 | -0.57959 | -0.35174 | -0.82704 | -0.96353 | -0.61501 | -1.0439 | -0.76743 | -0.68117 | -0.88232 | -1.3129 | -1.1505 | -0.17515 | 2.9437 | 11.1271 | 11.1305 | 10.71 | 9.4796 | 2.7336 | 0.18559 | -0.46599 | -0.33358 | -0.064649 | -0.41223 | 73.5048 | 72.0936 | 70.7965 | 69.8053 | 68.5049 | 67.6475 | 67.2648 | 68.1119 | 71.6265 | 76.8764 | 82.3236 | 87.0356 | 90.6764 | 93.26 | 95.1018 | 95.9857 | 96.335 | 95.169 | 93.5488 | 90.4033 | 86.1424 | 82.1353 | 79.3865 | 77.2478 | 5.5878 | 4.9644 | 4.1937 | 2.4702 | 2.7101 | 3.7644 | 3.391 | 4.1199 | 3.9415 | 3.6325 | 3.4113 | 3.4912 | 3.5665 | 3.6149 | 3.5274 | 3.2833 | 3.2989 | 3.3188 | 3.5889 | 2.9435 | 2.6086 | 2.7495 | 2.2597 | 2.3584
Portfolio Adjusted1-in-10AllOrange County2015July Monthly Peak | Portfolio Adjusted | 1-in-10 | All | Orange County | 2015 | July Monthly Peak | 7 | 144.0879 | 138.7871 | 134.5197 | 135.3572 | 147.5343 | 178.4248 | 207.0891 | 228.1095 | 243.9489 | 252.5311 | 260.9701 | 262.8305 | 261.1452 | 259.2607 | 252.6834 | 240.0668 | 226.5848 | 211.3636 | 200.5761 | 194.7074 | 189.14 | 178.5646 | 164.8338 | 155.8139 | -1.3937 | -1.5774 | -1.0834 | -1.3267 | -1.4831 | -1.2226 | -1.7845 | -1.2443 | -0.99296 | -1.0465 | -1.6165 | -1.5266 | -0.62048 | 2.502 | 11.0098 | 11.1802 | 10.7423 | 9.8419 | 3.1932 | 0.12842 | -0.68517 | -0.62831 | -0.42904 | -0.7579 | 79.0173 | 77.6188 | 76.2958 | 74.8931 | 73.9919 | 73.1506 | 72.3373 | 72.7641 | 75.9111 | 80.8671 | 86.2063 | 90.8475 | 93.7095 | 95.1572 | 96.0793 | 95.9179 | 95.7448 | 95.3588 | 93.834 | 91.233 | 87.3193 | 83.3836 | 80.8109 | 79.1092 | 5.9492 | 5.2748 | 4.4732 | 2.6274 | 2.8854 | 4.0069 | 3.6002 | 4.3643 | 4.1596 | 3.8288 | 3.58 | 3.642 | 3.712 | 3.7646 | 3.6767 | 3.4286 | 3.4678 | 3.497 | 3.7903 | 3.1132 | 2.7487 | 2.8904 | 2.3758 | 2.4828
Portfolio Adjusted1-in-10AllOrange County2015August Monthly Peak | Portfolio Adjusted | 1-in-10 | All | Orange County | 2015 | August Monthly Peak | 8 | 146.9167 | 141.3995 | 137.0469 | 137.1832 | 150.4608 | 184.0629 | 216.944 | 241.1765 | 261.241 | 270.9726 | 282.0699 | 283.614 | 281.8915 | 279.3841 | 271.7639 | 255.1312 | 237.296 | 218.2928 | 205.8642 | 202.1084 | 195.5088 | 183.1532 | 169.5315 | 160.4724 | -2.1894 | -2.3277 | -1.6336 | -1.6842 | -1.8633 | -1.6953 | -2.3979 | -1.6569 | -1.2853 | -1.2244 | -1.9507 | -1.9174 | -1.0166 | 2.2878 | 11.5092 | 11.6669 | 10.9784 | 10.1611 | 3.5371 | 0.084049 | -0.85981 | -0.85577 | -0.7127 | -1.0284 | 79.2576 | 78.3776 | 77.5154 | 76.537 | 75.8788 | 75.3398 | 75.3646 | 75.9682 | 78.6152 | 83.4956 | 88.4391 | 93.119 | 97.0899 | 99.3763 | 100.2775 | 101.0554 | 101.1341 | 100.2095 | 99.4057 | 96.6763 | 92.4508 | 88.6822 | 86.053 | 83.9449 | 6.2164 | 5.5073 | 4.6703 | 2.7289 | 3.0156 | 4.236 | 3.8651 | 4.7288 | 4.565 | 4.2103 | 3.9654 | 4.0274 | 4.1062 | 4.1574 | 4.0525 | 3.7341 | 3.7218 | 3.7012 | 3.9867 | 3.3117 | 2.9117 | 3.0382 | 2.5041 | 2.6204
Portfolio Adjusted1-in-10AllOrange County2015September Monthly Peak | Portfolio Adjusted | 1-in-10 | All | Orange County | 2015 | September Monthly Peak | 9 | 145.1753 | 140.2864 | 135.3605 | 136.6533 | 150.0757 | 185.4953 | 221.6347 | 245.1688 | 267.9871 | 278.736 | 288.4093 | 289.4356 | 287.3599 | 285.7991 | 277.3604 | 258.945 | 240.2684 | 220.5156 | 210.0516 | 207.7556 | 196.9662 | 183.7162 | 169.6719 | 160.0584 | -2.2198 | -2.3626 | -1.6524 | -1.7028 | -1.8845 | -1.741 | -2.4898 | -1.7101 | -1.3354 | -1.2673 | -2.01 | -1.9773 | -1.0626 | 2.3093 | 11.721 | 11.8251 | 11.0955 | 10.2644 | 3.6288 | 0.082634 | -0.87757 | -0.87416 | -0.73349 | -1.0441 | 81.2614 | 80.3116 | 79.4059 | 78.9993 | 78.2611 | 77.9324 | 77.3091 | 76.8117 | 78.8182 | 82.8724 | 87.4341 | 92.0243 | 95.3242 | 97.2847 | 98.2635 | 98.9112 | 99.0603 | 97.8539 | 95.9786 | 92.6478 | 88.6056 | 85.1991 | 82.5697 | 80.4443 | 6.1566 | 5.4763 | 4.6232 | 2.7245 | 3.0146 | 4.2786 | 3.9576 | 4.8179 | 4.6934 | 4.3406 | 4.0636 | 4.1194 | 4.1953 | 4.2624 | 4.1452 | 3.7984 | 3.7769 | 3.7473 | 4.077 | 3.4119 | 2.94 | 3.0544 | 2.5118 | 2.6195
Portfolio Adjusted1-in-10AllOrange County2015October Monthly Peak | Portfolio Adjusted | 1-in-10 | All | Orange County | 2015 | October Monthly Peak | 10 | 119.8772 | 116.0539 | 113.0928 | 114.6954 | 126.1589 | 155.8825 | 188.1437 | 208.8459 | 225.523 | 232.5933 | 241.2877 | 245.6414 | 245.8701 | 244.5588 | 237.2029 | 220.9919 | 204.8056 | 194.1551 | 181.8892 | 174.9876 | 166.3875 | 154.859 | 143.6141 | 134.8493 | -0.5563 | -0.74982 | -0.48999 | -0.85103 | -0.98517 | -0.71433 | -1.1802 | -0.85474 | -0.73357 | -0.88005 | -1.327 | -1.2016 | -0.29307 | 2.7042 | 10.6142 | 10.4709 | 9.9354 | 9.0435 | 2.6748 | 0.15644 | -0.47862 | -0.37296 | -0.15253 | -0.45552 | 76.0626 | 74.3324 | 73.004 | 71.7832 | 70.8328 | 70.1602 | 69.6223 | 69.5506 | 71.0785 | 75.4245 | 81.2516 | 86.919 | 91.6799 | 94.8559 | 96.0534 | 96.7207 | 96.5912 | 95.0362 | 91.9498 | 87.3133 | 82.7377 | 79.7097 | 77.6436 | 75.8095 | 4.8879 | 4.3558 | 3.7139 | 2.1986 | 2.4366 | 3.4571 | 3.2301 | 3.946 | 3.7976 | 3.4826 | 3.2687 | 3.3614 | 3.4513 | 3.5069 | 3.4085 | 3.1169 | 3.0955 | 3.1723 | 3.3944 | 2.7631 | 2.3879 | 2.4755 | 2.0442 | 2.122
Portfolio Adjusted1-in-10AllOrange County2015November Monthly Peak | Portfolio Adjusted | 1-in-10 | All | Orange County | 2015 | November Monthly Peak | 11 | 123.4111 | 119.818 | 115.9409 | 115.9892 | 127.0916 | 155.6101 | 184.5404 | 203.6103 | 218.2821 | 226.5854 | 234.1704 | 238.0044 | 238.26 | 237.4707 | 229.3447 | 213.4755 | 198.608 | 190.7063 | 179.275 | 172.3121 | 164.9804 | 154.1904 | 142.3949 | 133.5399 | 0.75369 | 0.48096 | 0.41903 | -0.27059 | -0.38347 | 0.041196 | -0.23378 | -0.24103 | -0.32884 | -0.68287 | -0.94061 | -0.69828 | 0.31852 | 3.3394 | 10.8384 | 10.4841 | 10.1022 | 8.8889 | 2.1714 | 0.24035 | -0.21169 | -0.0057118 | 0.31734 | -0.027229 | 70.291 | 68.2344 | 67.6459 | 66.2804 | 65.1646 | 64.0411 | 64.2996 | 64.6571 | 66.9973 | 71.5591 | 77.789 | 83.1397 | 86.4278 | 88.1734 | 89.1728 | 89.0352 | 87.7873 | 85.1783 | 81.7366 | 78.7651 | 76.1218 | 73.915 | 72.0375 | 71.046 | 5.0951 | 4.5535 | 3.8551 | 2.2513 | 2.4854 | 3.4943 | 3.208 | 3.8953 | 3.7217 | 3.4351 | 3.2121 | 3.2977 | 3.3864 | 3.4479 | 3.3369 | 3.0486 | 3.0394 | 3.155 | 3.3875 | 2.755 | 2.3974 | 2.4957 | 2.0522 | 2.1277
Portfolio Adjusted1-in-10AllOrange County2015December Monthly Peak | Portfolio Adjusted | 1-in-10 | All | Orange County | 2015 | December Monthly Peak | 12 | 119.3755 | 115.1092 | 112.2912 | 113.8017 | 124.9885 | 152.1269 | 183.0969 | 198.0756 | 208.7323 | 207.7752 | 207.1989 | 203.94 | 199.014 | 194.514 | 186.9988 | 174.4822 | 165.0153 | 162.5602 | 155.4553 | 152.6677 | 148.2724 | 141.3072 | 132.6255 | 125.4803 | 1.9715 | 1.6297 | 1.27 | 0.29511 | 0.20284 | 0.75435 | 0.6557 | 0.32349 | 0.038525 | -0.47128 | -0.53473 | -0.21172 | 0.75341 | 3.3013 | 9.2919 | 8.8615 | 8.7695 | 7.5821 | 1.4924 | 0.28699 | 0.038528 | 0.31926 | 0.7182 | 0.3601 | 45.0709 | 44.4609 | 44.2837 | 44.5676 | 44.8006 | 44.7062 | 44.9005 | 44.8336 | 45.4304 | 46.5799 | 47.6592 | 49.1651 | 50.2951 | 50.862 | 51.1567 | 51.1098 | 50.6093 | 49.7077 | 48.4811 | 47.2729 | 46.2418 | 45.7052 | 45.3185 | 44.4472 | 5.2261 | 4.6387 | 3.9592 | 2.3422 | 2.5918 | 3.6223 | 3.3751 | 4.0182 | 3.7738 | 3.3402 | 3.0137 | 2.9964 | 2.9994 | 2.9948 | 2.8851 | 2.6422 | 2.6778 | 2.8517 | 3.1148 | 2.5883 | 2.2847 | 2.4253 | 2.0269 | 2.12
Portfolio Adjusted1-in-10AllOrange County2015Typical Event Day | Portfolio Adjusted | 1-in-10 | All | Orange County | 2015 | Typical Event Day | 8 | 144.9144 | 139.5374 | 135.2554 | 135.5323 | 148.6354 | 181.4129 | 213.2923 | 236.0994 | 254.6815 | 263.9024 | 274.4364 | 276.0052 | 274.3361 | 272.1236 | 264.7307 | 248.884 | 231.6982 | 213.5014 | 201.3616 | 197.8068 | 191.7345 | 180.1362 | 166.7799 | 157.9944 | -1.5348 | -1.7108 | -1.1811 | -1.3874 | -1.555 | -1.3182 | -1.9292 | -1.3465 | -1.0747 | -1.111 | -1.7347 | -1.6493 | -0.7111 | 2.5563 | 11.4779 | 11.554 | 10.9382 | 9.9408 | 3.2503 | 0.122 | -0.72068 | -0.67034 | -0.48101 | -0.81136 | 78.2603 | 77.1004 | 76.0034 | 75.0587 | 74.1592 | 73.5176 | 73.0689 | 73.414 | 76.2428 | 81.0279 | 86.1008 | 90.7566 | 94.2 | 96.2696 | 97.4305 | 97.9675 | 98.0686 | 97.1478 | 95.6918 | 92.7401 | 88.6295 | 84.8501 | 82.205 | 80.1865 | 6.0043 | 5.3218 | 4.5134 | 2.64 | 2.9171 | 4.0883 | 3.7211 | 4.533 | 4.3578 | 4.0152 | 3.7779 | 3.8379 | 3.9131 | 3.9652 | 3.8655 | 3.5669 | 3.5585 | 3.5447 | 3.8185 | 3.1739 | 2.7961 | 2.9261 | 2.4123 | 2.5263
Portfolio Adjusted1-in-10AllOrange County2016January Monthly Peak | Portfolio Adjusted | 1-in-10 | All | Orange County | 2016 | January Monthly Peak | 1 | 121.9076 | 116.8069 | 114.2396 | 115.7265 | 127.946 | 158.855 | 194.2629 | 212.7203 | 224.5817 | 222.9682 | 222.499 | 220.0971 | 215.9226 | 211.2284 | 202.7208 | 188.3753 | 176.4092 | 172.2757 | 165.7797 | 163.4704 | 158.1027 | 150.5662 | 140.8619 | 132.4168 | 2.0133 | 1.6537 | 1.292 | 0.3001 | 0.20764 | 0.78771 | 0.69569 | 0.34741 | 0.04145 | -0.50574 | -0.57421 | -0.22849 | 0.81742 | 3.585 | 10.0731 | 9.567 | 9.3751 | 8.0352 | 1.5916 | 0.3073 | 0.041082 | 0.34017 | 0.7628 | 0.38001 | 45.9493 | 45.1684 | 44.1825 | 43.4532 | 43.1512 | 42.5868 | 42.1217 | 42.0422 | 42.5521 | 44.8717 | 47.469 | 49.2796 | 51.0765 | 52.0723 | 52.7224 | 52.6851 | 51.5266 | 49.8794 | 47.4458 | 46.0597 | 45.2341 | 44.7816 | 44.2107 | 43.4604 | 5.3369 | 4.7071 | 4.0279 | 2.3818 | 2.6532 | 3.7826 | 3.5809 | 4.3153 | 4.0603 | 3.5844 | 3.2363 | 3.2337 | 3.2542 | 3.2521 | 3.1276 | 2.8526 | 2.8627 | 3.0222 | 3.3217 | 2.7714 | 2.4362 | 2.5842 | 2.1527 | 2.2372
Portfolio Adjusted1-in-10AllOrange County2016February Monthly Peak | Portfolio Adjusted | 1-in-10 | All | Orange County | 2016 | February Monthly Peak | 2 | 117.319 | 112.9195 | 110.3582 | 112.1584 | 123.7841 | 152.6865 | 185.0855 | 201.5117 | 212.091 | 212.3874 | 213.886 | 213.7936 | 211.1973 | 208.2113 | 200.533 | 187.0976 | 174.9865 | 170.2458 | 162.382 | 158.9278 | 153.5075 | 146.1133 | 136.4115 | 128.3933 | 1.9375 | 1.5987 | 1.2481 | 0.29085 | 0.20089 | 0.75712 | 0.66282 | 0.32911 | 0.039145 | -0.48174 | -0.55198 | -0.22195 | 0.79953 | 3.5338 | 9.9644 | 9.5022 | 9.2994 | 7.9405 | 1.5589 | 0.29876 | 0.039888 | 0.33011 | 0.7387 | 0.36846 | 51.5378 | 51.8117 | 51.3798 | 50.8617 | 50.7707 | 50.0416 | 48.9309 | 49.3826 | 50.4015 | 52.6623 | 54.8496 | 55.87 | 56.7089 | 57.9668 | 59.0811 | 59.3532 | 58.5489 | 58.1463 | 56.586 | 55.1309 | 53.9097 | 52.4167 | 51.6908 | 50.8989 | 5.136 | 4.5504 | 3.8911 | 2.3084 | 2.5669 | 3.6357 | 3.4117 | 4.0879 | 3.8345 | 3.4143 | 3.111 | 3.1411 | 3.183 | 3.2056 | 3.0939 | 2.8332 | 2.8396 | 2.9866 | 3.2536 | 2.6944 | 2.3654 | 2.5078 | 2.0847 | 2.1692
Portfolio Adjusted1-in-10AllOrange County2016March Monthly Peak | Portfolio Adjusted | 1-in-10 | All | Orange County | 2016 | March Monthly Peak | 3 | 120.0969 | 115.5043 | 112.4464 | 113.6737 | 123.5145 | 151.7756 | 178.885 | 196.7526 | 208.8846 | 213.9124 | 220.0254 | 222.8027 | 223.2864 | 224.3317 | 217.2016 | 204.2307 | 189.8366 | 177.3104 | 166.7002 | 165.7138 | 161.1045 | 152.5619 | 140.6879 | 131.5957 | 1.9834 | 1.6353 | 1.2717 | 0.29478 | 0.20045 | 0.75261 | 0.64062 | 0.32133 | 0.038553 | -0.4852 | -0.56783 | -0.2313 | 0.8453 | 3.8074 | 10.7926 | 10.3723 | 10.0886 | 8.27 | 1.6004 | 0.31152 | 0.041862 | 0.34468 | 0.76186 | 0.37765 | 62.2169 | 60.4255 | 58.6945 | 57.9104 | 57.4423 | 57.0706 | 57.0319 | 57.2675 | 58.2788 | 61.9432 | 66.1721 | 70.6922 | 74.4012 | 76.4374 | 77.4258 | 78.0834 | 78.2033 | 77.5636 | 76.0095 | 73.2897 | 69.845 | 66.8212 | 64.4179 | 61.8008 | 5.2577 | 4.6546 | 3.9647 | 2.3395 | 2.5613 | 3.614 | 3.2974 | 3.9914 | 3.7765 | 3.4388 | 3.2003 | 3.2735 | 3.3652 | 3.4538 | 3.351 | 3.0927 | 3.0806 | 3.1105 | 3.3401 | 2.8094 | 2.4824 | 2.6184 | 2.1501 | 2.2233
Portfolio Adjusted1-in-10AllOrange County2016April Monthly Peak | Portfolio Adjusted | 1-in-10 | All | Orange County | 2016 | April Monthly Peak | 4 | 123.258 | 118.6918 | 115.4208 | 116.4203 | 126.4102 | 155.8971 | 184.123 | 205.0459 | 220.8966 | 228.7378 | 237.8636 | 242.0702 | 243.4182 | 244.6707 | 237.3826 | 222.5899 | 206.1065 | 190.7072 | 178.3187 | 175.9688 | 169.7053 | 158.9286 | 146.2408 | 136.5866 | 0.29727 | 0.048956 | 0.10178 | -0.47523 | -0.58968 | -0.21855 | -0.55018 | -0.44781 | -0.4654 | -0.74991 | -1.0767 | -0.87315 | 0.11377 | 3.1879 | 11.0133 | 10.7993 | 10.3168 | 8.8869 | 2.3188 | 0.21515 | -0.31073 | -0.13547 | 0.16045 | -0.17691 | 72.2566 | 70.2738 | 68.5389 | 66.7299 | 65.7959 | 65.0804 | 64.404 | 64.5662 | 67.7345 | 73.4304 | 79.8164 | 85.7013 | 89.5654 | 91.5443 | 92.2852 | 92.8744 | 92.8398 | 92.0063 | 90.4214 | 86.83 | 81.7749 | 77.6989 | 74.9034 | 72.6485 | 5.0367 | 4.4645 | 3.7986 | 2.2365 | 2.4468 | 3.4649 | 3.168 | 3.8826 | 3.7277 | 3.4323 | 3.2294 | 3.3197 | 3.4243 | 3.5161 | 3.4185 | 3.1462 | 3.1219 | 3.1227 | 3.335 | 2.7846 | 2.4408 | 2.5461 | 2.0861 | 2.154
Portfolio Adjusted1-in-10AllOrange County2016May Monthly Peak | Portfolio Adjusted | 1-in-10 | All | Orange County | 2016 | May Monthly Peak | 5 | 129.7201 | 124.9643 | 120.8524 | 121.7975 | 133.3281 | 164.1308 | 193.5261 | 218.0307 | 237.2682 | 247.1909 | 256.579 | 260.9706 | 261.1828 | 260.3494 | 252.6255 | 235.591 | 218.2217 | 201.6748 | 189.1769 | 184.3099 | 179.8035 | 167.8995 | 154.7102 | 145.0699 | -0.61201 | -0.81682 | -0.53052 | -0.90819 | -1.0458 | -0.75785 | -1.221 | -0.8969 | -0.77475 | -0.93665 | -1.4139 | -1.2802 | -0.31607 | 2.8732 | 11.2997 | 11.1597 | 10.5826 | 9.3937 | 2.7855 | 0.16411 | -0.51927 | -0.40723 | -0.16798 | -0.49336 | 75.6445 | 73.8394 | 72.2507 | 71.6009 | 70.8403 | 69.8401 | 69.3117 | 69.6638 | 73.3142 | 79.2497 | 84.4319 | 88.2984 | 90.9584 | 93.1288 | 94.5235 | 94.9138 | 94.7976 | 93.7549 | 92.1475 | 89.4637 | 85.3952 | 80.8811 | 78.2165 | 75.9677 | 5.2898 | 4.6908 | 3.9691 | 2.335 | 2.5753 | 3.6404 | 3.3229 | 4.12 | 3.9958 | 3.7015 | 3.4763 | 3.5716 | 3.6666 | 3.7337 | 3.6305 | 3.3231 | 3.2986 | 3.2955 | 3.5308 | 2.9106 | 2.5807 | 2.6842 | 2.2024 | 2.283
Portfolio Adjusted1-in-10AllOrange County2016June Monthly Peak | Portfolio Adjusted | 1-in-10 | All | Orange County | 2016 | June Monthly Peak | 6 | 137.2903 | 132.5067 | 127.935 | 129.0961 | 140.573 | 170.0444 | 197.8678 | 218.4445 | 234.4947 | 243.0478 | 252.265 | 255.5857 | 254.5329 | 252.5447 | 245.9179 | 233.2168 | 218.6579 | 203.4906 | 192.6591 | 186.7464 | 182.0933 | 172.3085 | 159.0389 | 150.1428 | -0.34312 | -0.57959 | -0.35174 | -0.82704 | -0.96353 | -0.61501 | -1.0439 | -0.76743 | -0.68117 | -0.88232 | -1.3129 | -1.1505 | -0.17515 | 2.9437 | 11.1271 | 11.1305 | 10.71 | 9.4796 | 2.7336 | 0.18559 | -0.46599 | -0.33358 | -0.064649 | -0.41223 | 73.5048 | 72.0936 | 70.7965 | 69.8053 | 68.5049 | 67.6475 | 67.2648 | 68.1119 | 71.6265 | 76.8764 | 82.3236 | 87.0356 | 90.6764 | 93.26 | 95.1018 | 95.9857 | 96.335 | 95.169 | 93.5488 | 90.4033 | 86.1424 | 82.1353 | 79.3865 | 77.2478 | 5.5878 | 4.9644 | 4.1937 | 2.4702 | 2.7101 | 3.7644 | 3.391 | 4.1199 | 3.9415 | 3.6325 | 3.4113 | 3.4912 | 3.5665 | 3.6149 | 3.5274 | 3.2833 | 3.2989 | 3.3188 | 3.5889 | 2.9435 | 2.6086 | 2.7495 | 2.2597 | 2.3584
Portfolio Adjusted1-in-10AllOrange County2016July Monthly Peak | Portfolio Adjusted | 1-in-10 | All | Orange County | 2016 | July Monthly Peak | 7 | 144.0879 | 138.7871 | 134.5197 | 135.3572 | 147.5343 | 178.4248 | 207.0891 | 228.1095 | 243.9489 | 252.5311 | 260.9701 | 262.8305 | 261.1452 | 259.2607 | 252.6834 | 240.0668 | 226.5848 | 211.3636 | 200.5761 | 194.7074 | 189.14 | 178.5646 | 164.8338 | 155.8139 | -1.3937 | -1.5774 | -1.0834 | -1.3267 | -1.4831 | -1.2226 | -1.7845 | -1.2443 | -0.99296 | -1.0465 | -1.6165 | -1.5266 | -0.62048 | 2.502 | 11.0098 | 11.1802 | 10.7423 | 9.8419 | 3.1932 | 0.12842 | -0.68517 | -0.62831 | -0.42904 | -0.7579 | 79.0173 | 77.6188 | 76.2958 | 74.8931 | 73.9919 | 73.1506 | 72.3373 | 72.7641 | 75.9111 | 80.8671 | 86.2063 | 90.8475 | 93.7095 | 95.1572 | 96.0793 | 95.9179 | 95.7448 | 95.3588 | 93.834 | 91.233 | 87.3193 | 83.3836 | 80.8109 | 79.1092 | 5.9492 | 5.2748 | 4.4732 | 2.6274 | 2.8854 | 4.0069 | 3.6002 | 4.3643 | 4.1596 | 3.8288 | 3.58 | 3.642 | 3.712 | 3.7646 | 3.6767 | 3.4286 | 3.4678 | 3.497 | 3.7903 | 3.1132 | 2.7487 | 2.8904 | 2.3758 | 2.4828
Portfolio Adjusted1-in-10AllOrange County2016August Monthly Peak | Portfolio Adjusted | 1-in-10 | All | Orange County | 2016 | August Monthly Peak | 8 | 146.9167 | 141.3995 | 137.0469 | 137.1832 | 150.4608 | 184.0629 | 216.944 | 241.1765 | 261.241 | 270.9726 | 282.0699 | 283.614 | 281.8915 | 279.3841 | 271.7639 | 255.1311 | 237.296 | 218.2928 | 205.8642 | 202.1084 | 195.5088 | 183.1532 | 169.5315 | 160.4724 | -2.1894 | -2.3277 | -1.6336 | -1.6842 | -1.8633 | -1.6953 | -2.3979 | -1.6569 | -1.2853 | -1.2244 | -1.9507 | -1.9174 | -1.0166 | 2.2878 | 11.5092 | 11.6669 | 10.9784 | 10.1611 | 3.5371 | 0.084049 | -0.85981 | -0.85577 | -0.7127 | -1.0284 | 79.2576 | 78.3776 | 77.5154 | 76.537 | 75.8788 | 75.3398 | 75.3646 | 75.9682 | 78.6152 | 83.4956 | 88.4391 | 93.119 | 97.0899 | 99.3763 | 100.2775 | 101.0554 | 101.1341 | 100.2095 | 99.4057 | 96.6763 | 92.4508 | 88.6822 | 86.053 | 83.9449 | 6.2164 | 5.5073 | 4.6703 | 2.7289 | 3.0156 | 4.236 | 3.8651 | 4.7288 | 4.565 | 4.2103 | 3.9654 | 4.0274 | 4.1062 | 4.1574 | 4.0525 | 3.7341 | 3.7218 | 3.7012 | 3.9867 | 3.3117 | 2.9117 | 3.0382 | 2.5041 | 2.6204
Portfolio Adjusted1-in-10AllOrange County2016September Monthly Peak | Portfolio Adjusted | 1-in-10 | All | Orange County | 2016 | September Monthly Peak | 9 | 145.1752 | 140.2864 | 135.3605 | 136.6533 | 150.0757 | 185.4953 | 221.6347 | 245.1688 | 267.9871 | 278.736 | 288.4093 | 289.4356 | 287.3599 | 285.7991 | 277.3604 | 258.945 | 240.2684 | 220.5156 | 210.0516 | 207.7556 | 196.9662 | 183.7162 | 169.6719 | 160.0584 | -2.2198 | -2.3626 | -1.6524 | -1.7028 | -1.8845 | -1.741 | -2.4898 | -1.7101 | -1.3354 | -1.2673 | -2.01 | -1.9773 | -1.0626 | 2.3093 | 11.721 | 11.8251 | 11.0955 | 10.2644 | 3.6288 | 0.082634 | -0.87757 | -0.87416 | -0.73349 | -1.0441 | 81.2614 | 80.3116 | 79.4059 | 78.9993 | 78.2611 | 77.9324 | 77.3091 | 76.8117 | 78.8182 | 82.8724 | 87.4341 | 92.0243 | 95.3242 | 97.2847 | 98.2635 | 98.9112 | 99.0603 | 97.8539 | 95.9786 | 92.6478 | 88.6056 | 85.1991 | 82.5697 | 80.4443 | 6.1566 | 5.4763 | 4.6232 | 2.7245 | 3.0146 | 4.2786 | 3.9576 | 4.8179 | 4.6934 | 4.3406 | 4.0636 | 4.1194 | 4.1953 | 4.2624 | 4.1452 | 3.7984 | 3.7769 | 3.7473 | 4.077 | 3.4119 | 2.94 | 3.0544 | 2.5118 | 2.6195
Portfolio Adjusted1-in-10AllOrange County2016October Monthly Peak | Portfolio Adjusted | 1-in-10 | All | Orange County | 2016 | October Monthly Peak | 10 | 119.8772 | 116.0539 | 113.0928 | 114.6954 | 126.1589 | 155.8825 | 188.1438 | 208.8459 | 225.523 | 232.5933 | 241.2877 | 245.6414 | 245.8701 | 244.5588 | 237.2029 | 220.9919 | 204.8056 | 194.1551 | 181.8892 | 174.9876 | 166.3875 | 154.859 | 143.6141 | 134.8493 | -0.5563 | -0.74982 | -0.48999 | -0.85103 | -0.98517 | -0.71433 | -1.1802 | -0.85474 | -0.73357 | -0.88005 | -1.327 | -1.2016 | -0.29307 | 2.7042 | 10.6142 | 10.4709 | 9.9354 | 9.0435 | 2.6748 | 0.15644 | -0.47862 | -0.37296 | -0.15253 | -0.45552 | 76.0626 | 74.3324 | 73.004 | 71.7832 | 70.8328 | 70.1602 | 69.6223 | 69.5506 | 71.0785 | 75.4245 | 81.2516 | 86.919 | 91.6799 | 94.8559 | 96.0534 | 96.7207 | 96.5912 | 95.0362 | 91.9498 | 87.3133 | 82.7377 | 79.7097 | 77.6436 | 75.8095 | 4.8879 | 4.3558 | 3.7139 | 2.1986 | 2.4366 | 3.4571 | 3.2301 | 3.946 | 3.7976 | 3.4826 | 3.2687 | 3.3614 | 3.4513 | 3.5069 | 3.4085 | 3.1169 | 3.0955 | 3.1723 | 3.3944 | 2.7631 | 2.3879 | 2.4755 | 2.0442 | 2.122
Portfolio Adjusted1-in-10AllOrange County2016November Monthly Peak | Portfolio Adjusted | 1-in-10 | All | Orange County | 2016 | November Monthly Peak | 11 | 123.4111 | 119.818 | 115.9409 | 115.9892 | 127.0916 | 155.6101 | 184.5404 | 203.6103 | 218.2821 | 226.5854 | 234.1704 | 238.0044 | 238.2599 | 237.4707 | 229.3447 | 213.4755 | 198.608 | 190.7063 | 179.275 | 172.3121 | 164.9804 | 154.1904 | 142.3949 | 133.5399 | 0.75369 | 0.48096 | 0.41903 | -0.27059 | -0.38347 | 0.041196 | -0.23378 | -0.24103 | -0.32884 | -0.68287 | -0.94061 | -0.69828 | 0.31852 | 3.3394 | 10.8384 | 10.4841 | 10.1022 | 8.8889 | 2.1714 | 0.24035 | -0.21169 | -0.0057118 | 0.31734 | -0.027229 | 70.291 | 68.2344 | 67.6459 | 66.2804 | 65.1646 | 64.0411 | 64.2996 | 64.6571 | 66.9973 | 71.559 | 77.789 | 83.1397 | 86.4278 | 88.1734 | 89.1728 | 89.0352 | 87.7873 | 85.1783 | 81.7366 | 78.7651 | 76.1218 | 73.915 | 72.0375 | 71.046 | 5.0951 | 4.5535 | 3.8551 | 2.2513 | 2.4854 | 3.4943 | 3.208 | 3.8953 | 3.7217 | 3.4351 | 3.2121 | 3.2977 | 3.3864 | 3.4479 | 3.3369 | 3.0486 | 3.0394 | 3.155 | 3.3875 | 2.755 | 2.3974 | 2.4957 | 2.0522 | 2.1277
Portfolio Adjusted1-in-10AllOrange County2016December Monthly Peak | Portfolio Adjusted | 1-in-10 | All | Orange County | 2016 | December Monthly Peak | 12 | 119.3755 | 115.1092 | 112.2912 | 113.8017 | 124.9885 | 152.1269 | 183.0969 | 198.0756 | 208.7323 | 207.7752 | 207.1989 | 203.94 | 199.0139 | 194.514 | 186.9988 | 174.4822 | 165.0153 | 162.5603 | 155.4554 | 152.6678 | 148.2724 | 141.3072 | 132.6255 | 125.4803 | 1.9715 | 1.6297 | 1.27 | 0.29511 | 0.20284 | 0.75435 | 0.6557 | 0.32349 | 0.038525 | -0.47128 | -0.53473 | -0.21172 | 0.75341 | 3.3013 | 9.2919 | 8.8615 | 8.7695 | 7.5821 | 1.4924 | 0.28699 | 0.038528 | 0.31926 | 0.7182 | 0.3601 | 45.0709 | 44.4609 | 44.2837 | 44.5676 | 44.8006 | 44.7062 | 44.9005 | 44.8336 | 45.4304 | 46.5799 | 47.6592 | 49.1651 | 50.2951 | 50.862 | 51.1567 | 51.1098 | 50.6093 | 49.7077 | 48.4811 | 47.2729 | 46.2418 | 45.7052 | 45.3185 | 44.4472 | 5.2261 | 4.6387 | 3.9592 | 2.3422 | 2.5918 | 3.6223 | 3.3751 | 4.0182 | 3.7738 | 3.3402 | 3.0137 | 2.9964 | 2.9994 | 2.9948 | 2.8851 | 2.6422 | 2.6778 | 2.8517 | 3.1148 | 2.5883 | 2.2847 | 2.4253 | 2.0269 | 2.12
Portfolio Adjusted1-in-10AllOrange County2016Typical Event Day | Portfolio Adjusted | 1-in-10 | All | Orange County | 2016 | Typical Event Day | 8 | 144.9144 | 139.5374 | 135.2554 | 135.5323 | 148.6354 | 181.4129 | 213.2923 | 236.0994 | 254.6815 | 263.9024 | 274.4364 | 276.0052 | 274.3361 | 272.1236 | 264.7307 | 248.884 | 231.6982 | 213.5014 | 201.3616 | 197.8067 | 191.7345 | 180.1362 | 166.7799 | 157.9944 | -1.5348 | -1.7108 | -1.1811 | -1.3874 | -1.555 | -1.3182 | -1.9292 | -1.3465 | -1.0747 | -1.111 | -1.7347 | -1.6493 | -0.7111 | 2.5563 | 11.4779 | 11.554 | 10.9382 | 9.9408 | 3.2503 | 0.122 | -0.72068 | -0.67034 | -0.48101 | -0.81136 | 78.2603 | 77.1004 | 76.0034 | 75.0587 | 74.1592 | 73.5176 | 73.0689 | 73.414 | 76.2428 | 81.0279 | 86.1008 | 90.7566 | 94.2 | 96.2696 | 97.4305 | 97.9675 | 98.0686 | 97.1478 | 95.6918 | 92.7401 | 88.6295 | 84.8501 | 82.205 | 80.1865 | 6.0043 | 5.3218 | 4.5134 | 2.64 | 2.9171 | 4.0883 | 3.7211 | 4.533 | 4.3578 | 4.0152 | 3.7779 | 3.8379 | 3.9131 | 3.9652 | 3.8655 | 3.5669 | 3.5585 | 3.5447 | 3.8185 | 3.1739 | 2.7961 | 2.9261 | 2.4123 | 2.5263
Portfolio Adjusted1-in-10AllOrange County2017January Monthly Peak | Portfolio Adjusted | 1-in-10 | All | Orange County | 2017 | January Monthly Peak | 1 | 121.9076 | 116.8069 | 114.2396 | 115.7265 | 127.946 | 158.855 | 194.2629 | 212.7203 | 224.5817 | 222.9683 | 222.499 | 220.0971 | 215.9226 | 211.2284 | 202.7208 | 188.3753 | 176.4092 | 172.2757 | 165.7797 | 163.4704 | 158.1028 | 150.5662 | 140.8619 | 132.4168 | 2.0133 | 1.6537 | 1.292 | 0.3001 | 0.20764 | 0.78771 | 0.69569 | 0.34741 | 0.04145 | -0.50574 | -0.57421 | -0.22849 | 0.81742 | 3.585 | 10.0731 | 9.567 | 9.3751 | 8.0352 | 1.5916 | 0.3073 | 0.041082 | 0.34017 | 0.7628 | 0.38001 | 45.9493 | 45.1684 | 44.1825 | 43.4532 | 43.1512 | 42.5868 | 42.1217 | 42.0422 | 42.5521 | 44.8717 | 47.469 | 49.2796 | 51.0765 | 52.0723 | 52.7224 | 52.6851 | 51.5266 | 49.8794 | 47.4458 | 46.0596 | 45.2341 | 44.7816 | 44.2107 | 43.4604 | 5.3369 | 4.7071 | 4.0279 | 2.3818 | 2.6532 | 3.7825 | 3.5809 | 4.3153 | 4.0603 | 3.5844 | 3.2363 | 3.2337 | 3.2542 | 3.2521 | 3.1276 | 2.8526 | 2.8627 | 3.0222 | 3.3217 | 2.7714 | 2.4362 | 2.5842 | 2.1527 | 2.2372
Portfolio Adjusted1-in-10AllOrange County2017February Monthly Peak | Portfolio Adjusted | 1-in-10 | All | Orange County | 2017 | February Monthly Peak | 2 | 117.319 | 112.9195 | 110.3582 | 112.1584 | 123.7842 | 152.6865 | 185.0855 | 201.5117 | 212.091 | 212.3874 | 213.886 | 213.7936 | 211.1973 | 208.2113 | 200.533 | 187.0976 | 174.9865 | 170.2458 | 162.382 | 158.9278 | 153.5075 | 146.1133 | 136.4115 | 128.3933 | 1.9375 | 1.5987 | 1.2481 | 0.29085 | 0.20089 | 0.75712 | 0.66282 | 0.32911 | 0.039145 | -0.48174 | -0.55198 | -0.22195 | 0.79953 | 3.5338 | 9.9644 | 9.5022 | 9.2994 | 7.9405 | 1.5589 | 0.29876 | 0.039888 | 0.33011 | 0.7387 | 0.36846 | 51.5378 | 51.8117 | 51.3798 | 50.8617 | 50.7707 | 50.0416 | 48.9309 | 49.3826 | 50.4015 | 52.6623 | 54.8496 | 55.87 | 56.7089 | 57.9668 | 59.0811 | 59.3532 | 58.5489 | 58.1463 | 56.586 | 55.1309 | 53.9097 | 52.4167 | 51.6908 | 50.8989 | 5.136 | 4.5504 | 3.8911 | 2.3084 | 2.5669 | 3.6357 | 3.4117 | 4.0879 | 3.8345 | 3.4143 | 3.111 | 3.1411 | 3.183 | 3.2056 | 3.0939 | 2.8332 | 2.8396 | 2.9866 | 3.2536 | 2.6944 | 2.3654 | 2.5078 | 2.0847 | 2.1692
Portfolio Adjusted1-in-10AllOrange County2017March Monthly Peak | Portfolio Adjusted | 1-in-10 | All | Orange County | 2017 | March Monthly Peak | 3 | 120.0969 | 115.5043 | 112.4464 | 113.6737 | 123.5145 | 151.7756 | 178.885 | 196.7526 | 208.8846 | 213.9124 | 220.0254 | 222.8027 | 223.2864 | 224.3317 | 217.2016 | 204.2307 | 189.8367 | 177.3104 | 166.7002 | 165.7138 | 161.1045 | 152.5619 | 140.6879 | 131.5957 | 1.9834 | 1.6353 | 1.2717 | 0.29478 | 0.20045 | 0.75261 | 0.64062 | 0.32133 | 0.038553 | -0.4852 | -0.56783 | -0.2313 | 0.8453 | 3.8074 | 10.7926 | 10.3723 | 10.0886 | 8.27 | 1.6004 | 0.31152 | 0.041862 | 0.34468 | 0.76186 | 0.37765 | 62.2169 | 60.4255 | 58.6945 | 57.9104 | 57.4423 | 57.0706 | 57.0319 | 57.2675 | 58.2788 | 61.9432 | 66.1721 | 70.6922 | 74.4012 | 76.4374 | 77.4258 | 78.0834 | 78.2033 | 77.5636 | 76.0095 | 73.2897 | 69.845 | 66.8212 | 64.4179 | 61.8008 | 5.2577 | 4.6546 | 3.9647 | 2.3395 | 2.5613 | 3.614 | 3.2974 | 3.9914 | 3.7765 | 3.4388 | 3.2003 | 3.2735 | 3.3652 | 3.4538 | 3.351 | 3.0927 | 3.0806 | 3.1105 | 3.3401 | 2.8094 | 2.4824 | 2.6184 | 2.1501 | 2.2233
Portfolio Adjusted1-in-10AllOrange County2017April Monthly Peak | Portfolio Adjusted | 1-in-10 | All | Orange County | 2017 | April Monthly Peak | 4 | 4.6301 | 4.4441 | 4.3309 | 4.3298 | 4.5533 | 5.2281 | 5.8536 | 6.4815 | 7.3904 | 8.1664 | 8.8121 | 9.2013 | 9.4844 | 9.7092 | 9.7225 | 9.4014 | 8.8313 | 8.0274 | 7.2108 | 7.1611 | 6.8708 | 6.2468 | 5.6117 | 5.1067 | 0.0042751 | 0.00070403 | 0.0014637 | -0.0068342 | -0.0084801 | -0.0031429 | -0.0079121 | -0.0064399 | -0.0066929 | -0.010784 | -0.015484 | -0.012557 | 0.0016361 | 0.045844 | 0.26244 | 0.25777 | 0.24531 | 0.21491 | 0.033347 | 0.003094 | -0.0044686 | -0.0019481 | 0.0023074 | -0.0025441 | 71.3427 | 69.5609 | 67.9782 | 66.3527 | 65.374 | 64.7154 | 64.1619 | 64.2515 | 67.2939 | 72.8231 | 78.729 | 84.1404 | 87.779 | 89.7626 | 90.3892 | 90.8451 | 90.8172 | 89.9729 | 88.321 | 84.6626 | 79.7168 | 75.8002 | 73.2087 | 71.2039 | 0.089622 | 0.080598 | 0.072346 | 0.056579 | 0.061736 | 0.079984 | 0.095606 | 0.11117 | 0.11748 | 0.11854 | 0.1201 | 0.12594 | 0.13481 | 0.1474 | 0.15523 | 0.16278 | 0.16648 | 0.1528 | 0.13663 | 0.10287 | 0.090064 | 0.078141 | 0.063231 | 0.056839
Portfolio Adjusted1-in-10AllOrange County2017May Monthly Peak | Portfolio Adjusted | 1-in-10 | All | Orange County | 2017 | May Monthly Peak | 5 | 4.8229 | 4.6281 | 4.4931 | 4.4802 | 4.7356 | 5.406 | 5.9218 | 6.8365 | 7.9444 | 8.8888 | 9.6348 | 10.0546 | 10.3058 | 10.4805 | 10.4568 | 10.086 | 9.4875 | 8.6217 | 7.6967 | 7.3943 | 7.27 | 6.5664 | 5.8915 | 5.3539 | -0.0088012 | -0.011747 | -0.0076294 | -0.013061 | -0.015039 | -0.010899 | -0.017559 | -0.012898 | -0.011142 | -0.01347 | -0.020332 | -0.018411 | -0.0045454 | 0.041319 | 0.27518 | 0.27125 | 0.25716 | 0.22944 | 0.040058 | 0.0023601 | -0.0074676 | -0.0058563 | -0.0024158 | -0.0070949 | 74.4195 | 72.7162 | 71.2328 | 70.6308 | 69.9794 | 69.1729 | 68.7583 | 69.077 | 72.6783 | 78.3936 | 83.2419 | 86.7881 | 89.2559 | 91.201 | 92.483 | 92.8465 | 92.6484 | 91.5482 | 90.0355 | 87.3316 | 83.2785 | 78.9999 | 76.4901 | 74.3541 | 0.092651 | 0.083271 | 0.074277 | 0.057473 | 0.062892 | 0.081678 | 0.096835 | 0.11309 | 0.11947 | 0.12039 | 0.12171 | 0.12756 | 0.13634 | 0.14876 | 0.15649 | 0.1638 | 0.16748 | 0.15382 | 0.13788 | 0.10376 | 0.091022 | 0.079217 | 0.064141 | 0.057952
Portfolio Adjusted1-in-10AllOrange County2017June Monthly Peak | Portfolio Adjusted | 1-in-10 | All | Orange County | 2017 | June Monthly Peak | 6 | 5.0021 | 4.7981 | 4.6514 | 4.6454 | 4.8974 | 5.5179 | 6.0564 | 6.9752 | 8.0182 | 8.9363 | 9.7032 | 10.1552 | 10.4336 | 10.6263 | 10.647 | 10.3385 | 9.7447 | 8.8805 | 7.9485 | 7.4842 | 7.3734 | 6.7622 | 6.0565 | 5.5064 | -0.0049344 | -0.008335 | -0.0050584 | -0.011894 | -0.013856 | -0.0088443 | -0.015012 | -0.011036 | -0.0097958 | -0.012689 | -0.01888 | -0.016546 | -0.0025188 | 0.042333 | 0.27744 | 0.27554 | 0.26305 | 0.23441 | 0.039312 | 0.002669 | -0.0067013 | -0.0047971 | -0.0009297 | -0.0059282 | 72.0571 | 70.8502 | 69.6827 | 68.7745 | 67.6049 | 66.7829 | 66.4364 | 67.5326 | 70.945 | 75.8597 | 80.9106 | 85.4416 | 88.8078 | 91.0533 | 92.635 | 93.3346 | 93.6605 | 92.482 | 90.9971 | 87.8629 | 83.6841 | 79.9819 | 77.4581 | 75.5955 | 0.096176 | 0.086465 | 0.076761 | 0.058598 | 0.064017 | 0.082791 | 0.097256 | 0.11302 | 0.11902 | 0.11987 | 0.12123 | 0.127 | 0.13568 | 0.14803 | 0.15587 | 0.16349 | 0.16734 | 0.15379 | 0.13808 | 0.10387 | 0.091119 | 0.079626 | 0.06451 | 0.058538
Portfolio Adjusted1-in-10AllOrange County2017July Monthly Peak | Portfolio Adjusted | 1-in-10 | All | Orange County | 2017 | July Monthly Peak | 7 | 5.3031 | 5.0657 | 4.9096 | 4.8821 | 5.1454 | 5.8442 | 6.4913 | 7.4895 | 8.6209 | 9.6346 | 10.4272 | 10.8563 | 11.097 | 11.2667 | 11.2729 | 10.9655 | 10.4064 | 9.5009 | 8.4818 | 7.9284 | 7.7963 | 7.1397 | 6.4213 | 5.8216 | -0.020043 | -0.022684 | -0.01558 | -0.01908 | -0.021328 | -0.017582 | -0.025663 | -0.017894 | -0.01428 | -0.01505 | -0.023246 | -0.021953 | -0.0089231 | 0.035981 | 0.28475 | 0.28522 | 0.27274 | 0.24811 | 0.045921 | 0.0018467 | -0.0098534 | -0.0090357 | -0.00617 | -0.010899 | 77.6369 | 76.3442 | 75.1144 | 73.9353 | 73.1728 | 72.4739 | 71.8389 | 72.2896 | 75.1852 | 79.8811 | 84.9622 | 89.1812 | 91.4406 | 92.6074 | 93.5687 | 93.554 | 93.3134 | 92.8186 | 91.3211 | 88.8117 | 85.0352 | 81.4583 | 79.188 | 77.6838 | 0.10051 | 0.090139 | 0.079908 | 0.059932 | 0.065513 | 0.085031 | 0.098674 | 0.11476 | 0.12038 | 0.12096 | 0.12207 | 0.12769 | 0.13629 | 0.14858 | 0.15634 | 0.16385 | 0.16778 | 0.15437 | 0.13899 | 0.10474 | 0.091835 | 0.080547 | 0.065284 | 0.059526
Portfolio Adjusted1-in-10AllOrange County2017August Monthly Peak | Portfolio Adjusted | 1-in-10 | All | Orange County | 2017 | August Monthly Peak | 8 | 5.4018 | 5.1611 | 5.0069 | 4.9712 | 5.2301 | 6.023 | 6.765 | 7.743 | 9.023 | 10.1388 | 11.0756 | 11.5583 | 11.8242 | 11.9721 | 11.9468 | 11.5629 | 10.8805 | 9.839 | 8.7156 | 8.3137 | 8.0644 | 7.2901 | 6.557 | 5.9442 | -0.031485 | -0.033475 | -0.023492 | -0.02422 | -0.026796 | -0.02438 | -0.034483 | -0.023828 | -0.018484 | -0.017608 | -0.028052 | -0.027574 | -0.01462 | 0.032901 | 0.29872 | 0.29863 | 0.28152 | 0.25671 | 0.050867 | 0.0012087 | -0.012365 | -0.012307 | -0.010249 | -0.014789 | 77.8614 | 77.0951 | 76.3217 | 75.5072 | 74.8871 | 74.3794 | 74.4044 | 74.9785 | 77.5567 | 82.2702 | 86.8533 | 91.1409 | 94.6414 | 96.7686 | 97.6003 | 98.4169 | 98.6424 | 97.9935 | 97.1729 | 94.3484 | 89.9773 | 86.5017 | 84.1417 | 82.0638 | 0.10428 | 0.093423 | 0.082691 | 0.061491 | 0.067396 | 0.08809 | 0.10196 | 0.1191 | 0.12494 | 0.12521 | 0.12623 | 0.1319 | 0.14061 | 0.15296 | 0.16066 | 0.16783 | 0.17158 | 0.15776 | 0.14217 | 0.10749 | 0.094174 | 0.082694 | 0.067093 | 0.061394
Portfolio Adjusted1-in-10AllOrange County2017September Monthly Peak | Portfolio Adjusted | 1-in-10 | All | Orange County | 2017 | September Monthly Peak | 9 | 5.352 | 5.1309 | 4.9718 | 4.9578 | 5.2223 | 6.0746 | 7.0073 | 7.8029 | 9.1108 | 10.2268 | 11.1287 | 11.5649 | 11.809 | 11.9877 | 11.9618 | 11.5555 | 10.8461 | 9.7613 | 8.7097 | 8.5419 | 7.949 | 7.203 | 6.497 | 5.9015 | -0.031923 | -0.033976 | -0.023763 | -0.024488 | -0.027101 | -0.025037 | -0.035806 | -0.024593 | -0.019205 | -0.018225 | -0.028905 | -0.028435 | -0.015281 | 0.033209 | 0.30073 | 0.30001 | 0.28206 | 0.25647 | 0.052185 | 0.0011884 | -0.01262 | -0.012571 | -0.010548 | -0.015015 | 79.8435 | 78.9842 | 78.0306 | 77.4941 | 76.801 | 76.4903 | 75.9336 | 75.5729 | 77.6034 | 81.5128 | 85.8062 | 90.2349 | 93.4482 | 95.3526 | 96.1921 | 96.7584 | 96.8134 | 95.5431 | 93.7082 | 90.2823 | 86.2903 | 83.104 | 80.7278 | 78.7897 | 0.10326 | 0.092781 | 0.081858 | 0.061084 | 0.06699 | 0.088055 | 0.10198 | 0.11903 | 0.12503 | 0.12518 | 0.1259 | 0.13144 | 0.14001 | 0.15228 | 0.15977 | 0.16664 | 0.17029 | 0.1566 | 0.14152 | 0.10727 | 0.093597 | 0.082216 | 0.066672 | 0.061001
Portfolio Adjusted1-in-10AllOrange County2017October Monthly Peak | Portfolio Adjusted | 1-in-10 | All | Orange County | 2017 | October Monthly Peak | 10 | 4.7212 | 4.5437 | 4.4219 | 4.4236 | 4.6543 | 5.3749 | 6.2906 | 6.8429 | 7.7875 | 8.6694 | 9.4288 | 9.9017 | 10.2143 | 10.413 | 10.4113 | 10.0718 | 9.4107 | 8.5331 | 7.9527 | 7.6068 | 7.0386 | 6.4027 | 5.782 | 5.2468 | -0.008 | -0.010783 | -0.0070465 | -0.012239 | -0.014168 | -0.010273 | -0.016973 | -0.012292 | -0.010549 | -0.012656 | -0.019084 | -0.01728 | -0.0042146 | 0.038889 | 0.26828 | 0.26467 | 0.24976 | 0.2247 | 0.038466 | 0.0022498 | -0.0068829 | -0.0053635 | -0.0021936 | -0.0065507 | 74.7109 | 73.2289 | 72.0499 | 70.9043 | 69.934 | 69.4296 | 69.041 | 68.9351 | 70.3084 | 74.4738 | 79.9389 | 85.2171 | 89.6781 | 92.6513 | 93.7535 | 94.3285 | 94.159 | 92.6504 | 89.6101 | 84.9773 | 80.7039 | 77.9821 | 76.0663 | 74.401 | 0.087939 | 0.079392 | 0.071467 | 0.056315 | 0.061701 | 0.079971 | 0.096117 | 0.11173 | 0.11804 | 0.11895 | 0.12042 | 0.12628 | 0.13507 | 0.14749 | 0.15533 | 0.16282 | 0.16654 | 0.15316 | 0.13706 | 0.10284 | 0.089858 | 0.077743 | 0.063005 | 0.056636
Portfolio Adjusted1-in-10AllOrange County2017November Monthly Peak | Portfolio Adjusted | 1-in-10 | All | Orange County | 2017 | November Monthly Peak | 11 | 4.5908 | 4.4537 | 4.356 | 4.3467 | 4.578 | 5.2858 | 5.8812 | 6.46 | 7.3278 | 8.0635 | 8.6296 | 8.9683 | 9.1606 | 9.2729 | 9.1865 | 8.7824 | 8.2958 | 8.1664 | 7.4704 | 6.9905 | 6.5531 | 5.9886 | 5.4252 | 4.9697 | 0.010839 | 0.0069166 | 0.006026 | -0.0038914 | -0.0055146 | 0.00059243 | -0.0033619 | -0.0034662 | -0.004729 | -0.0098203 | -0.013527 | -0.010042 | 0.0045806 | 0.048023 | 0.25277 | 0.24493 | 0.23502 | 0.21754 | 0.031226 | 0.0034565 | -0.0030443 | -8.2141e-05 | 0.0045636 | -0.00039158 | 69.3615 | 67.5996 | 66.9649 | 65.627 | 64.6334 | 63.6762 | 63.7754 | 64.1233 | 66.5804 | 71.2165 | 77.0543 | 82.0539 | 85.0889 | 86.7752 | 87.6771 | 87.42 | 86.0412 | 83.3934 | 80.1603 | 77.3044 | 74.8686 | 72.803 | 70.9587 | 69.9234 | 0.090423 | 0.081734 | 0.073082 | 0.056849 | 0.062216 | 0.080438 | 0.096168 | 0.11159 | 0.1178 | 0.11894 | 0.1204 | 0.12624 | 0.13506 | 0.14757 | 0.1554 | 0.16298 | 0.16676 | 0.15347 | 0.13736 | 0.10304 | 0.09012 | 0.078043 | 0.063193 | 0.05679
Portfolio Adjusted1-in-10AllOrange County2017December Monthly Peak | Portfolio Adjusted | 1-in-10 | All | Orange County | 2017 | December Monthly Peak | 12 | 4.5595 | 4.4292 | 4.365 | 4.3979 | 4.6653 | 5.3866 | 6.2466 | 6.5812 | 7.122 | 7.4662 | 7.5926 | 7.4909 | 7.3269 | 7.1663 | 6.9762 | 6.6159 | 6.4911 | 6.729 | 6.3659 | 6.1539 | 5.8847 | 5.5461 | 5.1652 | 4.8318 | 0.029251 | 0.02418 | 0.018843 | 0.0043786 | 0.0030096 | 0.011192 | 0.0097287 | 0.0047997 | 0.0005716 | -0.0069924 | -0.0079338 | -0.0031413 | 0.011178 | 0.048982 | 0.2071 | 0.19789 | 0.19693 | 0.18418 | 0.022144 | 0.0042581 | 0.00057164 | 0.0047368 | 0.010656 | 0.0053429 | 44.0503 | 43.4426 | 43.2418 | 43.4617 | 43.6777 | 43.5278 | 43.8426 | 43.8367 | 44.4407 | 45.6106 | 46.7692 | 48.2642 | 49.419 | 49.8402 | 50.0661 | 49.9984 | 49.5115 | 48.5619 | 47.3341 | 46.1032 | 44.9161 | 44.4905 | 44.1303 | 43.3291 | 0.093858 | 0.084383 | 0.075564 | 0.058166 | 0.063739 | 0.082577 | 0.097998 | 0.11329 | 0.11879 | 0.11886 | 0.11971 | 0.12502 | 0.13344 | 0.14573 | 0.15367 | 0.16157 | 0.16554 | 0.15239 | 0.1363 | 0.10242 | 0.089758 | 0.077964 | 0.063362 | 0.057182
Portfolio Adjusted1-in-10AllOrange County2017Typical Event Day | Portfolio Adjusted | 1-in-10 | All | Orange County | 2017 | Typical Event Day | 8 | 5.318 | 5.0848 | 4.9367 | 4.905 | 5.1623 | 5.9373 | 6.6581 | 7.5762 | 8.7756 | 9.8259 | 10.7064 | 11.1651 | 11.4273 | 11.5778 | 11.5563 | 11.192 | 10.5418 | 9.5361 | 8.4673 | 8.0914 | 7.8778 | 7.1411 | 6.4285 | 5.8366 | -0.022072 | -0.024603 | -0.016986 | -0.019952 | -0.022363 | -0.018957 | -0.027744 | -0.019364 | -0.015454 | -0.015977 | -0.024946 | -0.023718 | -0.010226 | 0.036762 | 0.29339 | 0.29226 | 0.2766 | 0.24962 | 0.046742 | 0.0017544 | -0.010364 | -0.0096401 | -0.0069173 | -0.011668 | 76.8497 | 75.8184 | 74.7874 | 73.9278 | 73.1165 | 72.5316 | 72.1533 | 72.5934 | 75.3226 | 79.881 | 84.6331 | 88.9997 | 92.0845 | 93.9455 | 94.999 | 95.516 | 95.6074 | 94.7093 | 93.2998 | 90.3263 | 86.2467 | 82.7615 | 80.3789 | 78.5332 | 0.10133 | 0.09085 | 0.080524 | 0.060239 | 0.066012 | 0.086073 | 0.099976 | 0.11653 | 0.1223 | 0.12271 | 0.12382 | 0.12944 | 0.13806 | 0.15034 | 0.15802 | 0.16526 | 0.16899 | 0.15533 | 0.13978 | 0.10558 | 0.09253 | 0.081128 | 0.065812 | 0.060106
Portfolio Adjusted1-in-10AllOrange County2018January Monthly Peak | Portfolio Adjusted | 1-in-10 | All | Orange County | 2018 | January Monthly Peak | 1 | 4.5732 | 4.4405 | 4.3588 | 4.404 | 4.6914 | 5.4392 | 6.4434 | 6.8578 | 7.4501 | 7.7453 | 7.8603 | 7.7436 | 7.5893 | 7.4469 | 7.2615 | 6.8826 | 6.6071 | 6.8147 | 6.4865 | 6.2763 | 5.9834 | 5.6754 | 5.2532 | 4.9203 | 0.029872 | 0.024537 | 0.01917 | 0.0044526 | 0.0030808 | 0.011687 | 0.010322 | 0.0051546 | 0.000615 | -0.0075037 | -0.0085196 | -0.0033902 | 0.012128 | 0.05319 | 0.21953 | 0.20935 | 0.20504 | 0.18995 | 0.023614 | 0.0045594 | 0.00060954 | 0.0050472 | 0.011318 | 0.0056382 | 44.9698 | 44.2347 | 43.3859 | 42.7273 | 42.3087 | 41.7905 | 41.365 | 41.2443 | 41.8105 | 44.2273 | 46.7426 | 48.3493 | 49.9868 | 50.8741 | 51.4805 | 51.4869 | 50.2916 | 48.6512 | 46.5005 | 45.0532 | 44.164 | 43.7323 | 43.2635 | 42.6286 | 0.095836 | 0.085799 | 0.076979 | 0.059295 | 0.065131 | 0.085119 | 0.10108 | 0.11735 | 0.12275 | 0.12245 | 0.12313 | 0.12859 | 0.13721 | 0.14968 | 0.15766 | 0.16552 | 0.16947 | 0.15604 | 0.13988 | 0.10529 | 0.092218 | 0.080338 | 0.065277 | 0.058974
Portfolio Adjusted1-in-10AllOrange County2018February Monthly Peak | Portfolio Adjusted | 1-in-10 | All | Orange County | 2018 | February Monthly Peak | 2 | 4.4573 | 4.3301 | 4.2487 | 4.2974 | 4.5571 | 5.2353 | 6.1 | 6.5019 | 7.0867 | 7.4432 | 7.665 | 7.6815 | 7.6724 | 7.6387 | 7.518 | 7.1552 | 6.792 | 6.7748 | 6.6257 | 6.3342 | 6.0181 | 5.6202 | 5.1658 | 4.8091 | 0.028747 | 0.02372 | 0.018518 | 0.0043154 | 0.0029806 | 0.011233 | 0.0098344 | 0.004883 | 0.00058079 | -0.0071476 | -0.0081898 | -0.0032931 | 0.011863 | 0.052431 | 0.22256 | 0.21311 | 0.20713 | 0.18808 | 0.02313 | 0.0044327 | 0.00059182 | 0.0048979 | 0.01096 | 0.0054669 | 50.8325 | 50.6752 | 50.1231 | 49.5668 | 49.5531 | 48.8574 | 47.5231 | 48.257 | 49.4249 | 51.6486 | 53.7907 | 54.6399 | 55.567 | 56.8907 | 57.9593 | 58.219 | 57.4594 | 56.9616 | 55.4327 | 53.9291 | 52.625 | 51.1698 | 50.5685 | 49.7906 | 0.092525 | 0.083096 | 0.074545 | 0.057575 | 0.063199 | 0.082338 | 0.097706 | 0.1132 | 0.11849 | 0.11853 | 0.11941 | 0.1249 | 0.13341 | 0.14565 | 0.15342 | 0.16105 | 0.16486 | 0.15182 | 0.13605 | 0.10234 | 0.089622 | 0.078071 | 0.063398 | 0.05728
Portfolio Adjusted1-in-10AllOrange County2018March Monthly Peak | Portfolio Adjusted | 1-in-10 | All | Orange County | 2018 | March Monthly Peak | 3 | 4.5239 | 4.3602 | 4.2565 | 4.2752 | 4.5087 | 5.1654 | 5.9181 | 6.3558 | 6.9777 | 7.5002 | 7.9226 | 8.1165 | 8.2662 | 8.4014 | 8.3719 | 8.0877 | 7.6129 | 7.0513 | 6.635 | 6.6908 | 6.3663 | 5.8762 | 5.3177 | 4.8944 | 0.029428 | 0.024263 | 0.018869 | 0.0043737 | 0.0029741 | 0.011166 | 0.0095049 | 0.0047677 | 0.00057201 | -0.0071989 | -0.0084249 | -0.0034318 | 0.012542 | 0.05649 | 0.24471 | 0.23711 | 0.22865 | 0.19541 | 0.023745 | 0.004622 | 0.00062111 | 0.0051141 | 0.011304 | 0.0056033 | 60.9781 | 59.4345 | 58.0392 | 57.2578 | 56.6722 | 56.2144 | 55.962 | 56.0484 | 57.243 | 60.8647 | 64.9812 | 69.3291 | 72.9167 | 74.8473 | 75.8508 | 76.4542 | 76.4049 | 75.6056 | 74.06 | 71.4251 | 68.004 | 65.2311 | 63.0371 | 60.7099 | 0.093956 | 0.084298 | 0.075333 | 0.057775 | 0.063066 | 0.082029 | 0.096687 | 0.11227 | 0.11788 | 0.11848 | 0.11971 | 0.12541 | 0.13414 | 0.14662 | 0.15431 | 0.16178 | 0.16549 | 0.15207 | 0.13627 | 0.10284 | 0.09016 | 0.078744 | 0.063778 | 0.057654
Portfolio Adjusted1-in-10AllOrange County2018April Monthly Peak | Portfolio Adjusted | 1-in-10 | All | Orange County | 2018 | April Monthly Peak | 4 | 7.2665 | 6.9832 | 6.7997 | 6.8209 | 7.2615 | 8.5766 | 9.8155 | 10.8943 | 12.1353 | 13.0684 | 13.9025 | 14.3766 | 14.6833 | 14.9309 | 14.782 | 14.1393 | 13.2156 | 12.0873 | 11.0135 | 10.9127 | 10.4896 | 9.64 | 8.737 | 8.0287 | 0.010787 | 0.0017764 | 0.0036931 | -0.017244 | -0.021397 | -0.00793 | -0.019963 | -0.016249 | -0.016887 | -0.02721 | -0.039069 | -0.031682 | 0.0041281 | 0.11567 | 0.50137 | 0.49204 | 0.46914 | 0.40763 | 0.084139 | 0.0078068 | -0.011275 | -0.0049154 | 0.0058219 | -0.0064193 | 71.363 | 69.5768 | 67.9907 | 66.3611 | 65.3834 | 64.7235 | 64.1673 | 64.2585 | 67.3037 | 72.8366 | 78.7532 | 84.1751 | 87.8187 | 89.8022 | 90.4313 | 90.8902 | 90.8622 | 90.0181 | 88.3677 | 84.7107 | 79.7625 | 75.8424 | 73.2464 | 71.236 | 0.1899 | 0.16886 | 0.14543 | 0.093044 | 0.1017 | 0.13982 | 0.14131 | 0.16936 | 0.16954 | 0.16314 | 0.15956 | 0.16582 | 0.17463 | 0.18602 | 0.19003 | 0.19081 | 0.1934 | 0.1823 | 0.17405 | 0.13709 | 0.12009 | 0.11441 | 0.093229 | 0.090994
Portfolio Adjusted1-in-10AllOrange County2018May Monthly Peak | Portfolio Adjusted | 1-in-10 | All | Orange County | 2018 | May Monthly Peak | 5 | 7.5986 | 7.3025 | 7.0791 | 7.0875 | 7.5934 | 8.9335 | 10.0911 | 11.53 | 13.0408 | 14.1848 | 15.1229 | 15.631 | 15.8813 | 16.0336 | 15.8387 | 15.0976 | 14.1264 | 12.9121 | 11.7299 | 11.326 | 11.1044 | 10.1518 | 9.1989 | 8.4589 | -0.022207 | -0.029638 | -0.01925 | -0.032954 | -0.037945 | -0.027499 | -0.044303 | -0.032544 | -0.028112 | -0.033986 | -0.051302 | -0.046454 | -0.011469 | 0.10425 | 0.52018 | 0.51323 | 0.48663 | 0.4331 | 0.10107 | 0.0059549 | -0.018842 | -0.014776 | -0.0060953 | -0.017902 | 74.4467 | 72.7412 | 71.2555 | 70.6523 | 69.9985 | 69.1877 | 68.7706 | 69.09 | 72.6924 | 78.4127 | 83.2683 | 86.8216 | 89.2937 | 91.2439 | 92.5283 | 92.8924 | 92.6961 | 91.5972 | 90.0825 | 87.379 | 83.3255 | 79.0417 | 76.5285 | 74.3899 | 0.19879 | 0.17677 | 0.15133 | 0.096221 | 0.10584 | 0.14562 | 0.14601 | 0.17669 | 0.17751 | 0.17084 | 0.16638 | 0.17271 | 0.18115 | 0.19171 | 0.19535 | 0.19495 | 0.19746 | 0.18647 | 0.17923 | 0.14061 | 0.12399 | 0.11858 | 0.096749 | 0.095093
Portfolio Adjusted1-in-10AllOrange County2018June Monthly Peak | Portfolio Adjusted | 1-in-10 | All | Orange County | 2018 | June Monthly Peak | 6 | 7.9421 | 7.6363 | 7.3913 | 7.4112 | 7.9127 | 9.1743 | 10.3192 | 11.6749 | 13.0514 | 14.1392 | 15.0939 | 15.6096 | 15.8585 | 16.0027 | 15.8756 | 15.2918 | 14.3876 | 13.2055 | 12.0535 | 11.4681 | 11.2564 | 10.4413 | 9.4563 | 8.7208 | -0.01245 | -0.02103 | -0.012763 | -0.030009 | -0.034962 | -0.022316 | -0.037878 | -0.027846 | -0.024716 | -0.032015 | -0.047637 | -0.041747 | -0.0063555 | 0.10681 | 0.51856 | 0.51678 | 0.49523 | 0.43987 | 0.09919 | 0.0067342 | -0.016908 | -0.012104 | -0.0023458 | -0.014958 | 72.0893 | 70.8779 | 69.7075 | 68.7974 | 67.6249 | 66.8021 | 66.4548 | 67.5455 | 70.9602 | 75.8823 | 80.942 | 85.477 | 88.8494 | 91.1023 | 92.6898 | 93.3935 | 93.7199 | 92.5417 | 91.0538 | 87.9194 | 83.7387 | 80.0298 | 77.5009 | 75.6322 | 0.20924 | 0.18634 | 0.1591 | 0.10055 | 0.11016 | 0.14969 | 0.14802 | 0.17665 | 0.17585 | 0.16882 | 0.16454 | 0.17046 | 0.17842 | 0.1886 | 0.19274 | 0.19395 | 0.19735 | 0.18691 | 0.18067 | 0.14146 | 0.12471 | 0.1205 | 0.098447 | 0.097464
Portfolio Adjusted1-in-10AllOrange County2018July Monthly Peak | Portfolio Adjusted | 1-in-10 | All | Orange County | 2018 | July Monthly Peak | 7 | 8.3874 | 8.0375 | 7.79 | 7.7818 | 8.3098 | 9.6796 | 10.9494 | 12.3926 | 13.8508 | 15.0327 | 15.9952 | 16.4562 | 16.6541 | 16.7781 | 16.638 | 16.057 | 15.2107 | 13.9871 | 12.7509 | 12.0793 | 11.8265 | 10.9495 | 9.9419 | 9.155 | -0.050572 | -0.057236 | -0.03931 | -0.048141 | -0.053814 | -0.044361 | -0.064751 | -0.045149 | -0.03603 | -0.037973 | -0.058654 | -0.055392 | -0.022514 | 0.090787 | 0.5231 | 0.52735 | 0.50541 | 0.46132 | 0.11587 | 0.0046596 | -0.024862 | -0.022798 | -0.015568 | -0.027501 | 77.6676 | 76.3725 | 75.1406 | 73.9566 | 73.191 | 72.4889 | 71.85 | 72.3002 | 75.2013 | 79.903 | 84.9898 | 89.2182 | 91.4911 | 92.6641 | 93.6245 | 93.6065 | 93.3675 | 92.8751 | 91.377 | 88.8655 | 85.0859 | 81.5011 | 79.2241 | 77.7155 | 0.22194 | 0.19723 | 0.1688 | 0.10563 | 0.11584 | 0.15772 | 0.15431 | 0.18413 | 0.18225 | 0.17433 | 0.16907 | 0.17444 | 0.18214 | 0.19225 | 0.1962 | 0.19703 | 0.20092 | 0.19096 | 0.18586 | 0.14606 | 0.12852 | 0.1247 | 0.10193 | 0.10141
Portfolio Adjusted1-in-10AllOrange County2018August Monthly Peak | Portfolio Adjusted | 1-in-10 | All | Orange County | 2018 | August Monthly Peak | 8 | 8.5468 | 8.1888 | 7.9413 | 7.9094 | 8.4577 | 9.9798 | 11.436 | 12.9308 | 14.6282 | 15.9355 | 17.0982 | 17.6045 | 17.8261 | 17.915 | 17.7209 | 16.976 | 15.9124 | 14.4717 | 13.097 | 12.6206 | 12.2302 | 11.1985 | 10.1789 | 9.3785 | -0.079441 | -0.084463 | -0.059275 | -0.06111 | -0.06761 | -0.061514 | -0.087007 | -0.060121 | -0.046638 | -0.044429 | -0.070781 | -0.069574 | -0.036888 | 0.083013 | 0.54786 | 0.55127 | 0.51924 | 0.47683 | 0.12835 | 0.0030497 | -0.031198 | -0.031052 | -0.02586 | -0.037315 | 77.8924 | 77.1236 | 76.3482 | 75.5301 | 74.9091 | 74.4008 | 74.4258 | 75.0005 | 77.5802 | 82.2975 | 86.8885 | 91.1849 | 94.6958 | 96.8266 | 97.6598 | 98.4755 | 98.6978 | 98.0428 | 97.2225 | 94.4002 | 90.0323 | 86.5502 | 84.1841 | 82.1056 | 0.23159 | 0.20562 | 0.1759 | 0.1093 | 0.12049 | 0.16582 | 0.16326 | 0.19642 | 0.19555 | 0.18661 | 0.18119 | 0.1865 | 0.19434 | 0.20423 | 0.20749 | 0.20623 | 0.20891 | 0.1978 | 0.19264 | 0.1527 | 0.13403 | 0.12987 | 0.10639 | 0.10624
Portfolio Adjusted1-in-10AllOrange County2018September Monthly Peak | Portfolio Adjusted | 1-in-10 | All | Orange County | 2018 | September Monthly Peak | 9 | 8.4594 | 8.1345 | 7.8695 | 7.8846 | 8.4415 | 10.062 | 11.7771 | 13.0781 | 14.864 | 16.1941 | 17.291 | 17.7402 | 17.9329 | 18.0729 | 17.86 | 17.0535 | 15.9448 | 14.4451 | 13.1843 | 12.9692 | 12.1497 | 11.1258 | 10.1234 | 9.3275 | -0.080547 | -0.085726 | -0.059957 | -0.061787 | -0.068381 | -0.063173 | -0.090344 | -0.062052 | -0.048456 | -0.045984 | -0.072933 | -0.071746 | -0.038557 | 0.083793 | 0.55454 | 0.55615 | 0.52237 | 0.47889 | 0.13167 | 0.0029984 | -0.031843 | -0.031719 | -0.026615 | -0.037885 | 79.875 | 79.0137 | 78.0612 | 77.5276 | 76.8334 | 76.5224 | 75.9642 | 75.6004 | 77.6304 | 81.5431 | 85.8424 | 90.2746 | 93.4899 | 95.3955 | 96.2381 | 96.8062 | 96.8633 | 95.5945 | 93.7587 | 90.3349 | 86.3417 | 83.1506 | 80.7687 | 78.8264 | 0.22936 | 0.20441 | 0.17413 | 0.10896 | 0.12025 | 0.16702 | 0.16573 | 0.19879 | 0.19898 | 0.1899 | 0.18338 | 0.18843 | 0.19605 | 0.20615 | 0.20888 | 0.20662 | 0.20901 | 0.19789 | 0.19428 | 0.15501 | 0.13434 | 0.13 | 0.10634 | 0.106
Portfolio Adjusted1-in-10AllOrange County2018October Monthly Peak | Portfolio Adjusted | 1-in-10 | All | Orange County | 2018 | October Monthly Peak | 10 | 7.2804 | 7.0219 | 6.837 | 6.8743 | 7.3546 | 8.7198 | 10.332 | 11.3322 | 12.6264 | 13.6458 | 14.5816 | 15.1407 | 15.4514 | 15.6167 | 15.4515 | 14.7593 | 13.7531 | 12.6583 | 11.8183 | 11.3267 | 10.5799 | 9.702 | 8.8452 | 8.1271 | -0.020185 | -0.027208 | -0.017779 | -0.03088 | -0.035747 | -0.02592 | -0.042825 | -0.031015 | -0.026618 | -0.031933 | -0.048151 | -0.043599 | -0.010634 | 0.098123 | 0.4982 | 0.49149 | 0.46502 | 0.42069 | 0.097056 | 0.0056766 | -0.017367 | -0.013533 | -0.0055347 | -0.016529 | 74.7409 | 73.2535 | 72.0711 | 70.9238 | 69.954 | 69.4459 | 69.0539 | 68.9488 | 70.3255 | 74.4949 | 79.9681 | 85.2549 | 89.7226 | 92.7003 | 93.8046 | 94.3817 | 94.213 | 92.7034 | 89.6621 | 85.0293 | 80.7491 | 78.0205 | 76.1014 | 74.4323 | 0.18473 | 0.16509 | 0.14253 | 0.091873 | 0.1014 | 0.13959 | 0.1432 | 0.17134 | 0.17163 | 0.16461 | 0.16069 | 0.167 | 0.17541 | 0.1859 | 0.18991 | 0.19031 | 0.19297 | 0.18354 | 0.17565 | 0.13658 | 0.11874 | 0.11241 | 0.092036 | 0.090026
Portfolio Adjusted1-in-10AllOrange County2018November Monthly Peak | Portfolio Adjusted | 1-in-10 | All | Orange County | 2018 | November Monthly Peak | 11 | 7.2314 | 7.0175 | 6.8359 | 6.8279 | 7.3007 | 8.6265 | 9.8517 | 10.8415 | 12.016 | 12.9199 | 13.642 | 14.0584 | 14.252 | 14.3444 | 14.0793 | 13.3315 | 12.5253 | 12.2231 | 11.2886 | 10.6646 | 10.074 | 9.2822 | 8.4692 | 7.827 | 0.027348 | 0.017452 | 0.015204 | -0.0098186 | -0.013914 | 0.0014948 | -0.0084826 | -0.0087457 | -0.011932 | -0.024778 | -0.03413 | -0.025337 | 0.011558 | 0.12117 | 0.48802 | 0.47248 | 0.45431 | 0.41025 | 0.078789 | 0.0087212 | -0.0076813 | -0.00020725 | 0.011515 | -0.00098801 | 69.3822 | 67.6137 | 66.98 | 65.6415 | 64.6452 | 63.6843 | 63.7871 | 64.1351 | 66.5896 | 71.2241 | 77.0706 | 82.078 | 85.1186 | 86.8063 | 87.7103 | 87.4559 | 86.08 | 83.433 | 80.1954 | 77.3368 | 74.8965 | 72.8277 | 70.9827 | 69.9484 | 0.192 | 0.17201 | 0.14743 | 0.093598 | 0.10302 | 0.14088 | 0.14268 | 0.16995 | 0.1696 | 0.16348 | 0.15938 | 0.16554 | 0.17399 | 0.18472 | 0.18854 | 0.18919 | 0.19215 | 0.18346 | 0.17572 | 0.13654 | 0.11915 | 0.1131 | 0.09236 | 0.09027
Portfolio Adjusted1-in-10AllOrange County2018December Monthly Peak | Portfolio Adjusted | 1-in-10 | All | Orange County | 2018 | December Monthly Peak | 12 | 7.1902 | 6.9652 | 6.8379 | 6.9046 | 7.4223 | 8.7488 | 10.2987 | 10.9688 | 11.7415 | 12.0558 | 12.1662 | 11.9921 | 11.719 | 11.4589 | 11.101 | 10.4622 | 10.1233 | 10.2995 | 9.7819 | 9.5109 | 9.1472 | 8.6568 | 8.0857 | 7.5962 | 0.073753 | 0.060967 | 0.04751 | 0.01104 | 0.0075883 | 0.02822 | 0.02453 | 0.012102 | 0.0014412 | -0.01763 | -0.020004 | -0.0079204 | 0.028185 | 0.1235 | 0.41526 | 0.39639 | 0.39335 | 0.35368 | 0.055832 | 0.010736 | 0.0014413 | 0.011943 | 0.026868 | 0.013471 | 44.0737 | 43.4659 | 43.2657 | 43.487 | 43.7035 | 43.5548 | 43.8668 | 43.8595 | 44.4634 | 45.6328 | 46.7896 | 48.2849 | 49.4391 | 49.8636 | 50.0911 | 50.0238 | 49.5366 | 48.5881 | 47.3604 | 46.13 | 44.9465 | 44.5183 | 44.1576 | 43.3547 | 0.20222 | 0.17997 | 0.15522 | 0.098765 | 0.10894 | 0.14871 | 0.15072 | 0.17736 | 0.17438 | 0.16358 | 0.15647 | 0.16 | 0.16643 | 0.1759 | 0.18012 | 0.18228 | 0.18625 | 0.17844 | 0.1711 | 0.1341 | 0.1179 | 0.11313 | 0.093374 | 0.092016
Portfolio Adjusted1-in-10AllOrange County2018Typical Event Day | Portfolio Adjusted | 1-in-10 | All | Orange County | 2018 | Typical Event Day | 8 | 8.4203 | 8.0729 | 7.8329 | 7.8081 | 8.3508 | 9.8371 | 11.2503 | 12.6549 | 14.2406 | 15.4725 | 16.5675 | 17.0509 | 17.2702 | 17.3681 | 17.1828 | 16.4745 | 15.4567 | 14.069 | 12.7542 | 12.3077 | 11.9639 | 10.9858 | 9.9922 | 9.2182 | -0.055691 | -0.062078 | -0.042857 | -0.050341 | -0.056424 | -0.047831 | -0.070002 | -0.04886 | -0.038994 | -0.040313 | -0.062942 | -0.059844 | -0.025802 | 0.092756 | 0.54195 | 0.54254 | 0.51354 | 0.465 | 0.11794 | 0.0044266 | -0.02615 | -0.024323 | -0.017453 | -0.02944 | 76.8811 | 75.8469 | 74.8144 | 73.9529 | 73.1396 | 72.5535 | 72.1737 | 72.6116 | 75.343 | 79.9065 | 84.6657 | 89.0387 | 92.1315 | 93.9971 | 95.0531 | 95.5704 | 95.6621 | 94.7635 | 93.353 | 90.38 | 86.2996 | 82.8079 | 80.4195 | 78.5699 | 0.22395 | 0.19895 | 0.17027 | 0.10615 | 0.11699 | 0.16057 | 0.15827 | 0.18967 | 0.18855 | 0.1801 | 0.17501 | 0.18027 | 0.18803 | 0.19799 | 0.20147 | 0.20086 | 0.20364 | 0.19268 | 0.18706 | 0.14808 | 0.13013 | 0.12599 | 0.10321 | 0.10293
Portfolio Adjusted1-in-10AllOrange County2019January Monthly Peak | Portfolio Adjusted | 1-in-10 | All | Orange County | 2019 | January Monthly Peak | 1 | 7.2616 | 7.0151 | 6.8765 | 6.9547 | 7.5155 | 8.9543 | 10.7469 | 11.5746 | 12.4252 | 12.6767 | 12.7782 | 12.6092 | 12.3628 | 12.1161 | 11.7401 | 11.0411 | 10.4977 | 10.6059 | 10.1363 | 9.8781 | 9.4689 | 8.9952 | 8.3604 | 7.8416 | 0.075318 | 0.061867 | 0.048334 | 0.011227 | 0.0077679 | 0.029468 | 0.026026 | 0.012997 | 0.0015506 | -0.01892 | -0.021481 | -0.0085479 | 0.03058 | 0.13411 | 0.4453 | 0.42376 | 0.41515 | 0.3697 | 0.05954 | 0.011496 | 0.0015369 | 0.012726 | 0.028536 | 0.014216 | 44.9923 | 44.2561 | 43.4041 | 42.7439 | 42.328 | 41.8087 | 41.3823 | 41.2626 | 41.8275 | 44.2421 | 46.7593 | 48.3707 | 50.0118 | 50.9016 | 51.5089 | 51.5144 | 50.3199 | 48.6794 | 46.5221 | 45.0763 | 44.1885 | 43.7563 | 43.2852 | 42.6477 | 0.2065 | 0.1827 | 0.15797 | 0.10052 | 0.11145 | 0.15471 | 0.15813 | 0.18787 | 0.18437 | 0.17203 | 0.16411 | 0.168 | 0.17484 | 0.18431 | 0.18806 | 0.1893 | 0.19279 | 0.18469 | 0.17833 | 0.14042 | 0.1232 | 0.11876 | 0.097876 | 0.096297
Portfolio Adjusted1-in-10AllOrange County2019February Monthly Peak | Portfolio Adjusted | 1-in-10 | All | Orange County | 2019 | February Monthly Peak | 2 | 7.0433 | 6.8182 | 6.6799 | 6.7688 | 7.2889 | 8.6138 | 10.201 | 10.9701 | 11.7839 | 12.139 | 12.3901 | 12.4041 | 12.3358 | 12.2344 | 11.9405 | 11.2781 | 10.6458 | 10.5204 | 10.1945 | 9.8306 | 9.3975 | 8.8393 | 8.173 | 7.6408 | 0.072483 | 0.059808 | 0.046692 | 0.010881 | 0.0075152 | 0.028324 | 0.024796 | 0.012312 | 0.0014644 | -0.018022 | -0.02065 | -0.0083031 | 0.02991 | 0.1322 | 0.44577 | 0.42595 | 0.41546 | 0.36571 | 0.05832 | 0.011177 | 0.0014922 | 0.01235 | 0.027635 | 0.013784 | 50.8487 | 50.7013 | 50.1519 | 49.5964 | 49.581 | 48.8845 | 47.5554 | 48.2828 | 49.4473 | 51.6718 | 53.815 | 54.6681 | 55.5931 | 56.9154 | 57.985 | 58.245 | 57.4844 | 56.9887 | 55.4591 | 53.9567 | 52.6544 | 51.1983 | 50.5942 | 49.816 | 0.19886 | 0.17669 | 0.15268 | 0.097479 | 0.10793 | 0.14897 | 0.15152 | 0.17919 | 0.17576 | 0.16516 | 0.1585 | 0.16318 | 0.17042 | 0.1802 | 0.184 | 0.18523 | 0.18852 | 0.18059 | 0.17396 | 0.1365 | 0.11968 | 0.11532 | 0.094901 | 0.093428
Portfolio Adjusted1-in-10AllOrange County2019March Monthly Peak | Portfolio Adjusted | 1-in-10 | All | Orange County | 2019 | March Monthly Peak | 3 | 7.172 | 6.9068 | 6.7354 | 6.7819 | 7.2355 | 8.5247 | 9.8812 | 10.7184 | 11.6039 | 12.2297 | 12.7824 | 13.0355 | 13.1929 | 13.3489 | 13.1568 | 12.5819 | 11.7881 | 10.9524 | 10.3026 | 10.3344 | 9.9118 | 9.2372 | 8.4194 | 7.7974 | 0.074199 | 0.061177 | 0.047575 | 0.011028 | 0.0074988 | 0.028155 | 0.023966 | 0.012021 | 0.0014423 | -0.018151 | -0.021242 | -0.0086529 | 0.031623 | 0.14243 | 0.4864 | 0.46933 | 0.45457 | 0.38042 | 0.059871 | 0.011654 | 0.0015661 | 0.012895 | 0.028501 | 0.014128 | 61.0065 | 59.4572 | 58.0542 | 57.2728 | 56.6899 | 56.2341 | 55.9865 | 56.0763 | 57.2667 | 60.8894 | 65.0085 | 69.3603 | 72.9507 | 74.8838 | 75.8869 | 76.4915 | 76.4461 | 75.6504 | 74.1047 | 71.4678 | 68.0462 | 65.2675 | 63.0688 | 60.7349 | 0.20324 | 0.18042 | 0.15528 | 0.098471 | 0.1077 | 0.14818 | 0.14784 | 0.17602 | 0.17387 | 0.16573 | 0.16082 | 0.16662 | 0.17507 | 0.18631 | 0.18997 | 0.19069 | 0.19348 | 0.18326 | 0.17606 | 0.13958 | 0.12284 | 0.11863 | 0.096858 | 0.095145
Portfolio Adjusted1-in-10AllOrange County2019April Monthly Peak | Portfolio Adjusted | 1-in-10 | All | Orange County | 2019 | April Monthly Peak | 4 | 7.2665 | 6.9832 | 6.7997 | 6.8209 | 7.2615 | 8.5766 | 9.8155 | 10.8943 | 12.1353 | 13.0684 | 13.9025 | 14.3766 | 14.6833 | 14.9309 | 14.782 | 14.1393 | 13.2156 | 12.0873 | 11.0135 | 10.9127 | 10.4896 | 9.64 | 8.737 | 8.0287 | 0.010787 | 0.0017764 | 0.0036931 | -0.017244 | -0.021397 | -0.00793 | -0.019963 | -0.016249 | -0.016887 | -0.02721 | -0.039069 | -0.031682 | 0.0041281 | 0.11567 | 0.50137 | 0.49204 | 0.46914 | 0.40763 | 0.084139 | 0.0078068 | -0.011275 | -0.0049154 | 0.0058219 | -0.0064193 | 71.363 | 69.5768 | 67.9907 | 66.3611 | 65.3834 | 64.7235 | 64.1673 | 64.2585 | 67.3037 | 72.8366 | 78.7532 | 84.1751 | 87.8187 | 89.8022 | 90.4313 | 90.8902 | 90.8622 | 90.0181 | 88.3677 | 84.7108 | 79.7625 | 75.8424 | 73.2464 | 71.236 | 0.1899 | 0.16886 | 0.14543 | 0.093044 | 0.1017 | 0.13982 | 0.14131 | 0.16936 | 0.16954 | 0.16314 | 0.15956 | 0.16582 | 0.17463 | 0.18602 | 0.19003 | 0.19081 | 0.1934 | 0.1823 | 0.17405 | 0.13709 | 0.12009 | 0.11441 | 0.093229 | 0.090994
Portfolio Adjusted1-in-10AllOrange County2019May Monthly Peak | Portfolio Adjusted | 1-in-10 | All | Orange County | 2019 | May Monthly Peak | 5 | 7.5986 | 7.3025 | 7.0791 | 7.0875 | 7.5934 | 8.9335 | 10.0911 | 11.53 | 13.0408 | 14.1848 | 15.1229 | 15.631 | 15.8813 | 16.0336 | 15.8387 | 15.0976 | 14.1264 | 12.9121 | 11.7299 | 11.326 | 11.1044 | 10.1518 | 9.1989 | 8.4589 | -0.022207 | -0.029638 | -0.01925 | -0.032954 | -0.037945 | -0.027499 | -0.044303 | -0.032544 | -0.028112 | -0.033986 | -0.051302 | -0.046454 | -0.011469 | 0.10425 | 0.52018 | 0.51323 | 0.48663 | 0.4331 | 0.10107 | 0.0059549 | -0.018842 | -0.014776 | -0.0060953 | -0.017902 | 74.4468 | 72.7412 | 71.2555 | 70.6523 | 69.9985 | 69.1877 | 68.7706 | 69.09 | 72.6924 | 78.4127 | 83.2683 | 86.8216 | 89.2937 | 91.2439 | 92.5283 | 92.8924 | 92.6961 | 91.5972 | 90.0825 | 87.379 | 83.3255 | 79.0417 | 76.5285 | 74.3899 | 0.19879 | 0.17677 | 0.15133 | 0.096221 | 0.10584 | 0.14562 | 0.14601 | 0.17669 | 0.17751 | 0.17084 | 0.16638 | 0.17271 | 0.18115 | 0.19171 | 0.19535 | 0.19495 | 0.19746 | 0.18647 | 0.17923 | 0.14061 | 0.12399 | 0.11858 | 0.096749 | 0.095093
Portfolio Adjusted1-in-10AllOrange County2019June Monthly Peak | Portfolio Adjusted | 1-in-10 | All | Orange County | 2019 | June Monthly Peak | 6 | 7.9421 | 7.6363 | 7.3913 | 7.4112 | 7.9127 | 9.1743 | 10.3192 | 11.6749 | 13.0514 | 14.1392 | 15.0939 | 15.6096 | 15.8585 | 16.0027 | 15.8756 | 15.2918 | 14.3876 | 13.2055 | 12.0535 | 11.4681 | 11.2564 | 10.4413 | 9.4563 | 8.7208 | -0.01245 | -0.02103 | -0.012763 | -0.030009 | -0.034962 | -0.022316 | -0.037878 | -0.027846 | -0.024716 | -0.032015 | -0.047637 | -0.041747 | -0.0063555 | 0.10681 | 0.51856 | 0.51678 | 0.49523 | 0.43987 | 0.09919 | 0.0067342 | -0.016908 | -0.012104 | -0.0023458 | -0.014958 | 72.0893 | 70.8779 | 69.7075 | 68.7974 | 67.6249 | 66.8021 | 66.4548 | 67.5455 | 70.9602 | 75.8823 | 80.942 | 85.477 | 88.8494 | 91.1023 | 92.6898 | 93.3935 | 93.7199 | 92.5417 | 91.0538 | 87.9194 | 83.7387 | 80.0298 | 77.5009 | 75.6322 | 0.20924 | 0.18634 | 0.1591 | 0.10055 | 0.11016 | 0.14969 | 0.14802 | 0.17665 | 0.17585 | 0.16882 | 0.16454 | 0.17046 | 0.17842 | 0.1886 | 0.19274 | 0.19395 | 0.19735 | 0.18691 | 0.18067 | 0.14146 | 0.12471 | 0.1205 | 0.098447 | 0.097464
Portfolio Adjusted1-in-10AllOrange County2019July Monthly Peak | Portfolio Adjusted | 1-in-10 | All | Orange County | 2019 | July Monthly Peak | 7 | 8.3874 | 8.0375 | 7.79 | 7.7818 | 8.3098 | 9.6796 | 10.9494 | 12.3926 | 13.8508 | 15.0327 | 15.9952 | 16.4562 | 16.6541 | 16.7781 | 16.638 | 16.057 | 15.2107 | 13.9871 | 12.7509 | 12.0793 | 11.8265 | 10.9495 | 9.9419 | 9.155 | -0.050572 | -0.057236 | -0.03931 | -0.048141 | -0.053814 | -0.044361 | -0.064751 | -0.045149 | -0.03603 | -0.037973 | -0.058654 | -0.055392 | -0.022514 | 0.090787 | 0.5231 | 0.52735 | 0.50541 | 0.46132 | 0.11587 | 0.0046596 | -0.024862 | -0.022798 | -0.015568 | -0.027501 | 77.6676 | 76.3725 | 75.1406 | 73.9566 | 73.191 | 72.4889 | 71.85 | 72.3002 | 75.2013 | 79.903 | 84.9898 | 89.2182 | 91.491 | 92.6641 | 93.6245 | 93.6065 | 93.3675 | 92.8751 | 91.377 | 88.8655 | 85.0859 | 81.5011 | 79.2241 | 77.7154 | 0.22194 | 0.19723 | 0.1688 | 0.10563 | 0.11584 | 0.15772 | 0.15431 | 0.18413 | 0.18225 | 0.17433 | 0.16907 | 0.17444 | 0.18214 | 0.19225 | 0.1962 | 0.19703 | 0.20092 | 0.19096 | 0.18586 | 0.14606 | 0.12852 | 0.1247 | 0.10193 | 0.10141
Portfolio Adjusted1-in-10AllOrange County2019August Monthly Peak | Portfolio Adjusted | 1-in-10 | All | Orange County | 2019 | August Monthly Peak | 8 | 8.5468 | 8.1888 | 7.9413 | 7.9094 | 8.4577 | 9.9798 | 11.436 | 12.9308 | 14.6282 | 15.9355 | 17.0982 | 17.6045 | 17.8261 | 17.915 | 17.7209 | 16.976 | 15.9124 | 14.4717 | 13.097 | 12.6206 | 12.2302 | 11.1985 | 10.1789 | 9.3785 | -0.079441 | -0.084463 | -0.059275 | -0.06111 | -0.06761 | -0.061514 | -0.087007 | -0.060121 | -0.046638 | -0.044429 | -0.070781 | -0.069574 | -0.036888 | 0.083013 | 0.54786 | 0.55127 | 0.51924 | 0.47683 | 0.12835 | 0.0030497 | -0.031198 | -0.031052 | -0.02586 | -0.037315 | 77.8924 | 77.1236 | 76.3482 | 75.5301 | 74.9091 | 74.4008 | 74.4258 | 75.0005 | 77.5802 | 82.2975 | 86.8885 | 91.1849 | 94.6958 | 96.8266 | 97.6598 | 98.4755 | 98.6978 | 98.0428 | 97.2225 | 94.4002 | 90.0323 | 86.5502 | 84.1841 | 82.1056 | 0.23159 | 0.20562 | 0.1759 | 0.1093 | 0.12049 | 0.16582 | 0.16326 | 0.19642 | 0.19555 | 0.18661 | 0.18119 | 0.1865 | 0.19434 | 0.20423 | 0.20749 | 0.20623 | 0.20891 | 0.1978 | 0.19264 | 0.1527 | 0.13403 | 0.12987 | 0.10639 | 0.10624
Portfolio Adjusted1-in-10AllOrange County2019September Monthly Peak | Portfolio Adjusted | 1-in-10 | All | Orange County | 2019 | September Monthly Peak | 9 | 8.4594 | 8.1345 | 7.8695 | 7.8846 | 8.4415 | 10.062 | 11.7771 | 13.0781 | 14.864 | 16.1941 | 17.291 | 17.7402 | 17.9329 | 18.0729 | 17.86 | 17.0535 | 15.9448 | 14.4451 | 13.1843 | 12.9692 | 12.1497 | 11.1258 | 10.1234 | 9.3275 | -0.080547 | -0.085726 | -0.059957 | -0.061787 | -0.068381 | -0.063173 | -0.090344 | -0.062052 | -0.048456 | -0.045984 | -0.072933 | -0.071746 | -0.038557 | 0.083793 | 0.55454 | 0.55615 | 0.52237 | 0.47889 | 0.13167 | 0.0029984 | -0.031843 | -0.031719 | -0.026615 | -0.037885 | 79.875 | 79.0137 | 78.0612 | 77.5276 | 76.8334 | 76.5224 | 75.9642 | 75.6004 | 77.6304 | 81.543 | 85.8424 | 90.2746 | 93.4899 | 95.3955 | 96.2381 | 96.8062 | 96.8633 | 95.5945 | 93.7587 | 90.3349 | 86.3417 | 83.1506 | 80.7687 | 78.8264 | 0.22936 | 0.20441 | 0.17413 | 0.10896 | 0.12025 | 0.16702 | 0.16573 | 0.19879 | 0.19898 | 0.1899 | 0.18338 | 0.18843 | 0.19605 | 0.20615 | 0.20888 | 0.20662 | 0.20901 | 0.19789 | 0.19428 | 0.15501 | 0.13434 | 0.13 | 0.10634 | 0.106
Portfolio Adjusted1-in-10AllOrange County2019October Monthly Peak | Portfolio Adjusted | 1-in-10 | All | Orange County | 2019 | October Monthly Peak | 10 | 7.2804 | 7.0219 | 6.837 | 6.8743 | 7.3546 | 8.7198 | 10.332 | 11.3322 | 12.6264 | 13.6458 | 14.5816 | 15.1407 | 15.4514 | 15.6167 | 15.4515 | 14.7593 | 13.7531 | 12.6583 | 11.8183 | 11.3267 | 10.5799 | 9.702 | 8.8452 | 8.1271 | -0.020185 | -0.027208 | -0.017779 | -0.03088 | -0.035747 | -0.02592 | -0.042825 | -0.031015 | -0.026618 | -0.031933 | -0.048151 | -0.043599 | -0.010634 | 0.098123 | 0.4982 | 0.49149 | 0.46502 | 0.42069 | 0.097056 | 0.0056766 | -0.017367 | -0.013533 | -0.0055347 | -0.016529 | 74.7409 | 73.2535 | 72.0711 | 70.9238 | 69.954 | 69.4459 | 69.0539 | 68.9488 | 70.3255 | 74.4949 | 79.9681 | 85.2549 | 89.7226 | 92.7003 | 93.8046 | 94.3817 | 94.213 | 92.7034 | 89.6621 | 85.0293 | 80.7491 | 78.0205 | 76.1014 | 74.4323 | 0.18473 | 0.16509 | 0.14253 | 0.091873 | 0.1014 | 0.13959 | 0.1432 | 0.17134 | 0.17163 | 0.16461 | 0.16069 | 0.167 | 0.17541 | 0.1859 | 0.18991 | 0.19031 | 0.19297 | 0.18354 | 0.17565 | 0.13658 | 0.11874 | 0.11241 | 0.092036 | 0.090026
Portfolio Adjusted1-in-10AllOrange County2019November Monthly Peak | Portfolio Adjusted | 1-in-10 | All | Orange County | 2019 | November Monthly Peak | 11 | 7.2314 | 7.0175 | 6.8359 | 6.8279 | 7.3007 | 8.6265 | 9.8517 | 10.8415 | 12.016 | 12.9199 | 13.642 | 14.0584 | 14.252 | 14.3444 | 14.0793 | 13.3315 | 12.5253 | 12.2231 | 11.2886 | 10.6646 | 10.074 | 9.2822 | 8.4692 | 7.827 | 0.027348 | 0.017452 | 0.015204 | -0.0098186 | -0.013914 | 0.0014948 | -0.0084826 | -0.0087457 | -0.011932 | -0.024778 | -0.03413 | -0.025337 | 0.011558 | 0.12117 | 0.48802 | 0.47248 | 0.45431 | 0.41025 | 0.078789 | 0.0087212 | -0.0076813 | -0.00020725 | 0.011515 | -0.00098801 | 69.3822 | 67.6137 | 66.98 | 65.6415 | 64.6452 | 63.6843 | 63.7871 | 64.1351 | 66.5896 | 71.2241 | 77.0706 | 82.078 | 85.1186 | 86.8063 | 87.7103 | 87.4559 | 86.08 | 83.433 | 80.1954 | 77.3368 | 74.8965 | 72.8277 | 70.9827 | 69.9484 | 0.192 | 0.17201 | 0.14743 | 0.093598 | 0.10302 | 0.14088 | 0.14268 | 0.16995 | 0.1696 | 0.16348 | 0.15938 | 0.16554 | 0.17399 | 0.18472 | 0.18854 | 0.18919 | 0.19215 | 0.18346 | 0.17572 | 0.13654 | 0.11915 | 0.1131 | 0.09236 | 0.09027
Portfolio Adjusted1-in-10AllOrange County2019December Monthly Peak | Portfolio Adjusted | 1-in-10 | All | Orange County | 2019 | December Monthly Peak | 12 | 7.1902 | 6.9652 | 6.8379 | 6.9046 | 7.4223 | 8.7488 | 10.2987 | 10.9688 | 11.7415 | 12.0558 | 12.1662 | 11.9921 | 11.719 | 11.4589 | 11.101 | 10.4622 | 10.1233 | 10.2995 | 9.7819 | 9.5109 | 9.1472 | 8.6568 | 8.0857 | 7.5962 | 0.073753 | 0.060967 | 0.04751 | 0.01104 | 0.0075883 | 0.02822 | 0.02453 | 0.012102 | 0.0014412 | -0.01763 | -0.020004 | -0.0079204 | 0.028185 | 0.1235 | 0.41526 | 0.39639 | 0.39335 | 0.35368 | 0.055832 | 0.010736 | 0.0014413 | 0.011943 | 0.026868 | 0.013471 | 44.0737 | 43.4659 | 43.2657 | 43.4871 | 43.7035 | 43.5548 | 43.8668 | 43.8595 | 44.4634 | 45.6328 | 46.7896 | 48.2849 | 49.4391 | 49.8636 | 50.0911 | 50.0238 | 49.5366 | 48.5881 | 47.3604 | 46.13 | 44.9465 | 44.5184 | 44.1576 | 43.3547 | 0.20222 | 0.17997 | 0.15522 | 0.098765 | 0.10894 | 0.14871 | 0.15072 | 0.17736 | 0.17438 | 0.16358 | 0.15647 | 0.16 | 0.16643 | 0.1759 | 0.18012 | 0.18228 | 0.18625 | 0.17844 | 0.1711 | 0.1341 | 0.1179 | 0.11313 | 0.093374 | 0.092016
Portfolio Adjusted1-in-10AllOrange County2019Typical Event Day | Portfolio Adjusted | 1-in-10 | All | Orange County | 2019 | Typical Event Day | 8 | 8.4203 | 8.0729 | 7.8329 | 7.8081 | 8.3508 | 9.8371 | 11.2503 | 12.6549 | 14.2406 | 15.4725 | 16.5675 | 17.0509 | 17.2702 | 17.3681 | 17.1828 | 16.4745 | 15.4567 | 14.069 | 12.7542 | 12.3077 | 11.9639 | 10.9858 | 9.9922 | 9.2182 | -0.055691 | -0.062078 | -0.042857 | -0.050341 | -0.056424 | -0.047831 | -0.070002 | -0.04886 | -0.038994 | -0.040313 | -0.062942 | -0.059844 | -0.025802 | 0.092756 | 0.54195 | 0.54254 | 0.51354 | 0.465 | 0.11794 | 0.0044266 | -0.02615 | -0.024323 | -0.017453 | -0.02944 | 76.8811 | 75.8469 | 74.8144 | 73.9529 | 73.1396 | 72.5536 | 72.1737 | 72.6116 | 75.343 | 79.9065 | 84.6657 | 89.0387 | 92.1315 | 93.9971 | 95.0531 | 95.5704 | 95.6621 | 94.7635 | 93.353 | 90.38 | 86.2996 | 82.8079 | 80.4195 | 78.5699 | 0.22395 | 0.19895 | 0.17027 | 0.10615 | 0.11699 | 0.16057 | 0.15827 | 0.18967 | 0.18855 | 0.1801 | 0.17501 | 0.18027 | 0.18803 | 0.19799 | 0.20147 | 0.20086 | 0.20364 | 0.19268 | 0.18706 | 0.14808 | 0.13013 | 0.12599 | 0.10321 | 0.10293
Portfolio Adjusted1-in-10AllOrange County2020January Monthly Peak | Portfolio Adjusted | 1-in-10 | All | Orange County | 2020 | January Monthly Peak | 1 | 7.2616 | 7.0151 | 6.8765 | 6.9547 | 7.5155 | 8.9543 | 10.7469 | 11.5746 | 12.4252 | 12.6767 | 12.7782 | 12.6092 | 12.3628 | 12.1161 | 11.7401 | 11.0411 | 10.4977 | 10.6059 | 10.1363 | 9.8781 | 9.4689 | 8.9952 | 8.3604 | 7.8416 | 0.075318 | 0.061867 | 0.048334 | 0.011227 | 0.0077679 | 0.029468 | 0.026026 | 0.012997 | 0.0015506 | -0.01892 | -0.021481 | -0.0085479 | 0.03058 | 0.13411 | 0.4453 | 0.42376 | 0.41515 | 0.3697 | 0.05954 | 0.011496 | 0.0015369 | 0.012726 | 0.028536 | 0.014216 | 44.9923 | 44.2561 | 43.4041 | 42.7439 | 42.328 | 41.8087 | 41.3823 | 41.2626 | 41.8275 | 44.2421 | 46.7593 | 48.3707 | 50.0118 | 50.9016 | 51.5089 | 51.5144 | 50.3199 | 48.6794 | 46.5221 | 45.0763 | 44.1885 | 43.7563 | 43.2852 | 42.6477 | 0.2065 | 0.1827 | 0.15797 | 0.10052 | 0.11145 | 0.15471 | 0.15813 | 0.18787 | 0.18437 | 0.17203 | 0.16411 | 0.168 | 0.17484 | 0.18431 | 0.18806 | 0.1893 | 0.19279 | 0.18469 | 0.17833 | 0.14042 | 0.1232 | 0.11876 | 0.097876 | 0.096297
Portfolio Adjusted1-in-10AllOrange County2020February Monthly Peak | Portfolio Adjusted | 1-in-10 | All | Orange County | 2020 | February Monthly Peak | 2 | 7.0433 | 6.8182 | 6.6799 | 6.7688 | 7.2889 | 8.6138 | 10.201 | 10.9701 | 11.7839 | 12.139 | 12.3901 | 12.4041 | 12.3358 | 12.2344 | 11.9405 | 11.2781 | 10.6458 | 10.5204 | 10.1945 | 9.8306 | 9.3975 | 8.8393 | 8.173 | 7.6408 | 0.072483 | 0.059808 | 0.046692 | 0.010881 | 0.0075152 | 0.028324 | 0.024796 | 0.012312 | 0.0014644 | -0.018022 | -0.02065 | -0.0083031 | 0.02991 | 0.1322 | 0.44577 | 0.42595 | 0.41546 | 0.36571 | 0.05832 | 0.011177 | 0.0014922 | 0.01235 | 0.027635 | 0.013784 | 50.8487 | 50.7013 | 50.1519 | 49.5964 | 49.581 | 48.8845 | 47.5554 | 48.2828 | 49.4473 | 51.6718 | 53.815 | 54.6681 | 55.5931 | 56.9154 | 57.985 | 58.245 | 57.4844 | 56.9887 | 55.4591 | 53.9567 | 52.6544 | 51.1983 | 50.5942 | 49.816 | 0.19886 | 0.17669 | 0.15268 | 0.097479 | 0.10793 | 0.14897 | 0.15152 | 0.17919 | 0.17576 | 0.16516 | 0.1585 | 0.16318 | 0.17042 | 0.1802 | 0.184 | 0.18523 | 0.18852 | 0.18059 | 0.17396 | 0.1365 | 0.11968 | 0.11532 | 0.094901 | 0.093428
Portfolio Adjusted1-in-10AllOrange County2020March Monthly Peak | Portfolio Adjusted | 1-in-10 | All | Orange County | 2020 | March Monthly Peak | 3 | 7.172 | 6.9068 | 6.7354 | 6.7819 | 7.2355 | 8.5247 | 9.8812 | 10.7184 | 11.6039 | 12.2297 | 12.7824 | 13.0355 | 13.1929 | 13.3489 | 13.1568 | 12.5819 | 11.7881 | 10.9524 | 10.3026 | 10.3344 | 9.9118 | 9.2372 | 8.4194 | 7.7974 | 0.074199 | 0.061177 | 0.047575 | 0.011028 | 0.0074988 | 0.028155 | 0.023966 | 0.012021 | 0.0014423 | -0.018151 | -0.021242 | -0.0086529 | 0.031623 | 0.14243 | 0.4864 | 0.46933 | 0.45457 | 0.38042 | 0.059871 | 0.011654 | 0.0015661 | 0.012895 | 0.028501 | 0.014128 | 61.0065 | 59.4572 | 58.0542 | 57.2728 | 56.6899 | 56.2341 | 55.9865 | 56.0763 | 57.2667 | 60.8894 | 65.0085 | 69.3603 | 72.9507 | 74.8838 | 75.8869 | 76.4915 | 76.4461 | 75.6504 | 74.1047 | 71.4678 | 68.0462 | 65.2675 | 63.0688 | 60.7349 | 0.20324 | 0.18042 | 0.15528 | 0.098471 | 0.1077 | 0.14818 | 0.14784 | 0.17602 | 0.17387 | 0.16573 | 0.16082 | 0.16662 | 0.17507 | 0.18631 | 0.18997 | 0.19069 | 0.19348 | 0.18326 | 0.17606 | 0.13958 | 0.12284 | 0.11863 | 0.096858 | 0.095145
Portfolio Adjusted1-in-10AllOrange County2020April Monthly Peak | Portfolio Adjusted | 1-in-10 | All | Orange County | 2020 | April Monthly Peak | 4 | 7.2665 | 6.9832 | 6.7997 | 6.8209 | 7.2615 | 8.5766 | 9.8155 | 10.8943 | 12.1353 | 13.0684 | 13.9025 | 14.3766 | 14.6833 | 14.9309 | 14.782 | 14.1393 | 13.2156 | 12.0873 | 11.0135 | 10.9127 | 10.4896 | 9.64 | 8.737 | 8.0287 | 0.010787 | 0.0017764 | 0.0036931 | -0.017244 | -0.021397 | -0.00793 | -0.019963 | -0.016249 | -0.016887 | -0.02721 | -0.039069 | -0.031682 | 0.0041281 | 0.11567 | 0.50137 | 0.49204 | 0.46914 | 0.40763 | 0.084139 | 0.0078068 | -0.011275 | -0.0049154 | 0.0058219 | -0.0064193 | 71.363 | 69.5768 | 67.9907 | 66.3611 | 65.3834 | 64.7235 | 64.1673 | 64.2585 | 67.3037 | 72.8366 | 78.7532 | 84.1751 | 87.8187 | 89.8022 | 90.4313 | 90.8902 | 90.8622 | 90.0181 | 88.3677 | 84.7108 | 79.7625 | 75.8424 | 73.2464 | 71.236 | 0.1899 | 0.16886 | 0.14543 | 0.093044 | 0.1017 | 0.13982 | 0.14131 | 0.16936 | 0.16954 | 0.16314 | 0.15956 | 0.16582 | 0.17463 | 0.18602 | 0.19003 | 0.19081 | 0.1934 | 0.1823 | 0.17405 | 0.13709 | 0.12009 | 0.11441 | 0.093229 | 0.090994
Portfolio Adjusted1-in-10AllOrange County2020May Monthly Peak | Portfolio Adjusted | 1-in-10 | All | Orange County | 2020 | May Monthly Peak | 5 | 7.5986 | 7.3025 | 7.0791 | 7.0875 | 7.5934 | 8.9335 | 10.0911 | 11.53 | 13.0408 | 14.1848 | 15.1229 | 15.631 | 15.8813 | 16.0336 | 15.8387 | 15.0976 | 14.1264 | 12.9121 | 11.7299 | 11.326 | 11.1044 | 10.1518 | 9.1989 | 8.4589 | -0.022207 | -0.029638 | -0.01925 | -0.032954 | -0.037945 | -0.027499 | -0.044303 | -0.032544 | -0.028112 | -0.033986 | -0.051302 | -0.046454 | -0.011469 | 0.10425 | 0.52018 | 0.51323 | 0.48663 | 0.4331 | 0.10107 | 0.0059549 | -0.018842 | -0.014776 | -0.0060953 | -0.017902 | 74.4468 | 72.7412 | 71.2555 | 70.6523 | 69.9985 | 69.1877 | 68.7706 | 69.09 | 72.6924 | 78.4127 | 83.2683 | 86.8216 | 89.2937 | 91.2439 | 92.5283 | 92.8924 | 92.6961 | 91.5972 | 90.0825 | 87.379 | 83.3255 | 79.0417 | 76.5285 | 74.3899 | 0.19879 | 0.17677 | 0.15133 | 0.096221 | 0.10584 | 0.14562 | 0.14601 | 0.17669 | 0.17751 | 0.17084 | 0.16638 | 0.17271 | 0.18115 | 0.19171 | 0.19535 | 0.19495 | 0.19746 | 0.18647 | 0.17923 | 0.14061 | 0.12399 | 0.11858 | 0.096749 | 0.095093
Portfolio Adjusted1-in-10AllOrange County2020June Monthly Peak | Portfolio Adjusted | 1-in-10 | All | Orange County | 2020 | June Monthly Peak | 6 | 7.9421 | 7.6363 | 7.3913 | 7.4112 | 7.9127 | 9.1743 | 10.3192 | 11.6749 | 13.0514 | 14.1392 | 15.0939 | 15.6096 | 15.8585 | 16.0027 | 15.8756 | 15.2918 | 14.3876 | 13.2055 | 12.0535 | 11.4681 | 11.2564 | 10.4413 | 9.4563 | 8.7208 | -0.01245 | -0.02103 | -0.012763 | -0.030009 | -0.034962 | -0.022316 | -0.037878 | -0.027846 | -0.024716 | -0.032015 | -0.047637 | -0.041747 | -0.0063555 | 0.10681 | 0.51856 | 0.51678 | 0.49523 | 0.43987 | 0.09919 | 0.0067342 | -0.016908 | -0.012104 | -0.0023458 | -0.014958 | 72.0893 | 70.8779 | 69.7075 | 68.7974 | 67.6249 | 66.8021 | 66.4548 | 67.5455 | 70.9602 | 75.8823 | 80.942 | 85.477 | 88.8494 | 91.1023 | 92.6898 | 93.3935 | 93.7199 | 92.5417 | 91.0538 | 87.9194 | 83.7387 | 80.0298 | 77.5009 | 75.6322 | 0.20924 | 0.18634 | 0.1591 | 0.10055 | 0.11016 | 0.14969 | 0.14802 | 0.17665 | 0.17585 | 0.16882 | 0.16454 | 0.17046 | 0.17842 | 0.1886 | 0.19274 | 0.19395 | 0.19735 | 0.18691 | 0.18067 | 0.14146 | 0.12471 | 0.1205 | 0.098447 | 0.097464
Portfolio Adjusted1-in-10AllOrange County2020July Monthly Peak | Portfolio Adjusted | 1-in-10 | All | Orange County | 2020 | July Monthly Peak | 7 | 8.3874 | 8.0375 | 7.79 | 7.7818 | 8.3098 | 9.6796 | 10.9494 | 12.3926 | 13.8508 | 15.0327 | 15.9952 | 16.4562 | 16.6541 | 16.7781 | 16.638 | 16.057 | 15.2107 | 13.9871 | 12.7509 | 12.0793 | 11.8265 | 10.9495 | 9.9419 | 9.155 | -0.050572 | -0.057236 | -0.03931 | -0.048141 | -0.053814 | -0.044361 | -0.064751 | -0.045149 | -0.03603 | -0.037973 | -0.058654 | -0.055392 | -0.022514 | 0.090787 | 0.5231 | 0.52735 | 0.50541 | 0.46132 | 0.11587 | 0.0046596 | -0.024862 | -0.022798 | -0.015568 | -0.027501 | 77.6676 | 76.3725 | 75.1406 | 73.9566 | 73.191 | 72.4889 | 71.85 | 72.3002 | 75.2013 | 79.903 | 84.9898 | 89.2182 | 91.4911 | 92.6641 | 93.6245 | 93.6065 | 93.3675 | 92.8751 | 91.377 | 88.8655 | 85.0859 | 81.5011 | 79.2241 | 77.7155 | 0.22194 | 0.19723 | 0.1688 | 0.10563 | 0.11584 | 0.15772 | 0.15431 | 0.18413 | 0.18225 | 0.17433 | 0.16907 | 0.17444 | 0.18214 | 0.19225 | 0.1962 | 0.19703 | 0.20092 | 0.19096 | 0.18586 | 0.14606 | 0.12852 | 0.1247 | 0.10193 | 0.10141
Portfolio Adjusted1-in-10AllOrange County2020August Monthly Peak | Portfolio Adjusted | 1-in-10 | All | Orange County | 2020 | August Monthly Peak | 8 | 8.5468 | 8.1888 | 7.9413 | 7.9094 | 8.4577 | 9.9798 | 11.436 | 12.9308 | 14.6282 | 15.9355 | 17.0982 | 17.6045 | 17.8261 | 17.915 | 17.7209 | 16.976 | 15.9124 | 14.4717 | 13.097 | 12.6206 | 12.2302 | 11.1985 | 10.1789 | 9.3785 | -0.079441 | -0.084463 | -0.059275 | -0.06111 | -0.06761 | -0.061514 | -0.087007 | -0.060121 | -0.046638 | -0.044429 | -0.070781 | -0.069574 | -0.036888 | 0.083013 | 0.54786 | 0.55127 | 0.51924 | 0.47683 | 0.12835 | 0.0030497 | -0.031198 | -0.031052 | -0.02586 | -0.037315 | 77.8924 | 77.1236 | 76.3482 | 75.5301 | 74.9091 | 74.4008 | 74.4258 | 75.0005 | 77.5802 | 82.2975 | 86.8885 | 91.1849 | 94.6958 | 96.8266 | 97.6598 | 98.4755 | 98.6978 | 98.0428 | 97.2225 | 94.4002 | 90.0323 | 86.5502 | 84.1841 | 82.1056 | 0.23159 | 0.20562 | 0.1759 | 0.1093 | 0.12049 | 0.16582 | 0.16326 | 0.19642 | 0.19555 | 0.18661 | 0.18119 | 0.1865 | 0.19434 | 0.20423 | 0.20749 | 0.20623 | 0.20891 | 0.1978 | 0.19264 | 0.1527 | 0.13403 | 0.12987 | 0.10639 | 0.10624
Portfolio Adjusted1-in-10AllOrange County2020September Monthly Peak | Portfolio Adjusted | 1-in-10 | All | Orange County | 2020 | September Monthly Peak | 9 | 8.4594 | 8.1345 | 7.8695 | 7.8846 | 8.4415 | 10.062 | 11.7771 | 13.0781 | 14.864 | 16.1941 | 17.291 | 17.7402 | 17.9329 | 18.0729 | 17.86 | 17.0535 | 15.9448 | 14.4451 | 13.1843 | 12.9692 | 12.1497 | 11.1258 | 10.1234 | 9.3275 | -0.080547 | -0.085726 | -0.059957 | -0.061787 | -0.068381 | -0.063173 | -0.090344 | -0.062052 | -0.048456 | -0.045984 | -0.072933 | -0.071746 | -0.038557 | 0.083792 | 0.55454 | 0.55615 | 0.52237 | 0.47889 | 0.13167 | 0.0029984 | -0.031843 | -0.031719 | -0.026615 | -0.037885 | 79.875 | 79.0137 | 78.0612 | 77.5276 | 76.8334 | 76.5224 | 75.9642 | 75.6004 | 77.6304 | 81.5431 | 85.8424 | 90.2746 | 93.4899 | 95.3955 | 96.2381 | 96.8062 | 96.8633 | 95.5945 | 93.7587 | 90.3349 | 86.3417 | 83.1506 | 80.7687 | 78.8264 | 0.22936 | 0.20441 | 0.17413 | 0.10896 | 0.12025 | 0.16702 | 0.16573 | 0.19879 | 0.19898 | 0.1899 | 0.18338 | 0.18843 | 0.19605 | 0.20615 | 0.20888 | 0.20662 | 0.20901 | 0.19789 | 0.19428 | 0.15501 | 0.13434 | 0.13 | 0.10634 | 0.106
Portfolio Adjusted1-in-10AllOrange County2020October Monthly Peak | Portfolio Adjusted | 1-in-10 | All | Orange County | 2020 | October Monthly Peak | 10 | 7.2804 | 7.0219 | 6.837 | 6.8743 | 7.3546 | 8.7198 | 10.332 | 11.3322 | 12.6264 | 13.6458 | 14.5816 | 15.1407 | 15.4514 | 15.6167 | 15.4515 | 14.7593 | 13.7531 | 12.6583 | 11.8183 | 11.3267 | 10.5799 | 9.702 | 8.8452 | 8.1271 | -0.020185 | -0.027208 | -0.017779 | -0.03088 | -0.035747 | -0.02592 | -0.042825 | -0.031015 | -0.026618 | -0.031933 | -0.048151 | -0.043599 | -0.010634 | 0.098123 | 0.4982 | 0.49149 | 0.46502 | 0.42069 | 0.097056 | 0.0056766 | -0.017367 | -0.013533 | -0.0055347 | -0.016529 | 74.7409 | 73.2535 | 72.0711 | 70.9238 | 69.954 | 69.4459 | 69.0539 | 68.9488 | 70.3255 | 74.4949 | 79.9681 | 85.2549 | 89.7226 | 92.7003 | 93.8046 | 94.3817 | 94.213 | 92.7034 | 89.6621 | 85.0293 | 80.7491 | 78.0205 | 76.1014 | 74.4323 | 0.18473 | 0.16509 | 0.14253 | 0.091873 | 0.1014 | 0.13959 | 0.1432 | 0.17134 | 0.17163 | 0.16461 | 0.16069 | 0.167 | 0.17541 | 0.1859 | 0.18991 | 0.19031 | 0.19297 | 0.18354 | 0.17565 | 0.13658 | 0.11874 | 0.11241 | 0.092036 | 0.090026
Portfolio Adjusted1-in-10AllOrange County2020November Monthly Peak | Portfolio Adjusted | 1-in-10 | All | Orange County | 2020 | November Monthly Peak | 11 | 7.2314 | 7.0175 | 6.8359 | 6.8279 | 7.3007 | 8.6265 | 9.8517 | 10.8415 | 12.016 | 12.9199 | 13.642 | 14.0584 | 14.252 | 14.3444 | 14.0793 | 13.3315 | 12.5253 | 12.2231 | 11.2886 | 10.6646 | 10.074 | 9.2822 | 8.4692 | 7.827 | 0.027348 | 0.017452 | 0.015204 | -0.0098186 | -0.013914 | 0.0014948 | -0.0084826 | -0.0087457 | -0.011932 | -0.024778 | -0.03413 | -0.025337 | 0.011558 | 0.12117 | 0.48802 | 0.47248 | 0.45431 | 0.41025 | 0.078789 | 0.0087212 | -0.0076813 | -0.00020725 | 0.011515 | -0.00098801 | 69.3822 | 67.6137 | 66.98 | 65.6415 | 64.6452 | 63.6843 | 63.7871 | 64.1351 | 66.5896 | 71.2241 | 77.0706 | 82.078 | 85.1186 | 86.8063 | 87.7103 | 87.4559 | 86.08 | 83.433 | 80.1954 | 77.3368 | 74.8965 | 72.8277 | 70.9827 | 69.9484 | 0.192 | 0.17201 | 0.14743 | 0.093598 | 0.10302 | 0.14088 | 0.14268 | 0.16995 | 0.1696 | 0.16348 | 0.15938 | 0.16554 | 0.17399 | 0.18472 | 0.18854 | 0.18919 | 0.19215 | 0.18346 | 0.17572 | 0.13654 | 0.11915 | 0.1131 | 0.09236 | 0.09027
Portfolio Adjusted1-in-10AllOrange County2020December Monthly Peak | Portfolio Adjusted | 1-in-10 | All | Orange County | 2020 | December Monthly Peak | 12 | 7.1902 | 6.9652 | 6.8379 | 6.9046 | 7.4223 | 8.7488 | 10.2987 | 10.9688 | 11.7415 | 12.0558 | 12.1662 | 11.9921 | 11.719 | 11.4589 | 11.101 | 10.4622 | 10.1233 | 10.2995 | 9.7819 | 9.5109 | 9.1472 | 8.6568 | 8.0857 | 7.5962 | 0.073753 | 0.060967 | 0.04751 | 0.01104 | 0.0075883 | 0.02822 | 0.02453 | 0.012102 | 0.0014412 | -0.01763 | -0.020004 | -0.0079204 | 0.028185 | 0.1235 | 0.41526 | 0.39639 | 0.39335 | 0.35368 | 0.055832 | 0.010736 | 0.0014413 | 0.011943 | 0.026868 | 0.013471 | 44.0737 | 43.4659 | 43.2657 | 43.487 | 43.7035 | 43.5548 | 43.8668 | 43.8595 | 44.4634 | 45.6328 | 46.7896 | 48.2849 | 49.4391 | 49.8636 | 50.0911 | 50.0238 | 49.5366 | 48.5881 | 47.3604 | 46.13 | 44.9465 | 44.5184 | 44.1576 | 43.3547 | 0.20222 | 0.17997 | 0.15522 | 0.098765 | 0.10894 | 0.14871 | 0.15072 | 0.17736 | 0.17438 | 0.16358 | 0.15647 | 0.16 | 0.16643 | 0.1759 | 0.18012 | 0.18228 | 0.18625 | 0.17844 | 0.1711 | 0.1341 | 0.1179 | 0.11313 | 0.093374 | 0.092016
Portfolio Adjusted1-in-10AllOrange County2020Typical Event Day | Portfolio Adjusted | 1-in-10 | All | Orange County | 2020 | Typical Event Day | 8 | 8.4203 | 8.0729 | 7.8329 | 7.8081 | 8.3508 | 9.8371 | 11.2503 | 12.6549 | 14.2406 | 15.4725 | 16.5675 | 17.0509 | 17.2702 | 17.3681 | 17.1828 | 16.4745 | 15.4567 | 14.069 | 12.7542 | 12.3077 | 11.9639 | 10.9858 | 9.9922 | 9.2182 | -0.055691 | -0.062078 | -0.042857 | -0.050341 | -0.056424 | -0.047831 | -0.070002 | -0.04886 | -0.038994 | -0.040313 | -0.062942 | -0.059844 | -0.025802 | 0.092756 | 0.54195 | 0.54254 | 0.51354 | 0.465 | 0.11794 | 0.0044266 | -0.02615 | -0.024323 | -0.017453 | -0.02944 | 76.8811 | 75.8469 | 74.8144 | 73.9529 | 73.1396 | 72.5536 | 72.1737 | 72.6116 | 75.343 | 79.9065 | 84.6657 | 89.0387 | 92.1315 | 93.9971 | 95.0531 | 95.5704 | 95.6621 | 94.7635 | 93.353 | 90.38 | 86.2996 | 82.8079 | 80.4195 | 78.5699 | 0.22395 | 0.19895 | 0.17027 | 0.10615 | 0.11699 | 0.16057 | 0.15827 | 0.18967 | 0.18855 | 0.1801 | 0.17501 | 0.18027 | 0.18803 | 0.19799 | 0.20147 | 0.20086 | 0.20364 | 0.19268 | 0.18706 | 0.14808 | 0.13013 | 0.12599 | 0.10321 | 0.10293
Portfolio Adjusted1-in-10AllOrange County2021January Monthly Peak | Portfolio Adjusted | 1-in-10 | All | Orange County | 2021 | January Monthly Peak | 1 | 7.2616 | 7.0151 | 6.8765 | 6.9547 | 7.5155 | 8.9543 | 10.7469 | 11.5746 | 12.4252 | 12.6767 | 12.7782 | 12.6092 | 12.3628 | 12.1161 | 11.7401 | 11.0411 | 10.4977 | 10.6059 | 10.1363 | 9.8781 | 9.4689 | 8.9952 | 8.3604 | 7.8416 | 0.075318 | 0.061867 | 0.048334 | 0.011227 | 0.0077679 | 0.029468 | 0.026026 | 0.012997 | 0.0015506 | -0.01892 | -0.021481 | -0.0085479 | 0.03058 | 0.13411 | 0.4453 | 0.42376 | 0.41515 | 0.3697 | 0.05954 | 0.011496 | 0.0015369 | 0.012726 | 0.028536 | 0.014216 | 44.9923 | 44.2561 | 43.4041 | 42.7439 | 42.328 | 41.8087 | 41.3823 | 41.2626 | 41.8275 | 44.2421 | 46.7593 | 48.3707 | 50.0118 | 50.9016 | 51.5089 | 51.5144 | 50.3199 | 48.6794 | 46.5221 | 45.0763 | 44.1885 | 43.7563 | 43.2852 | 42.6477 | 0.2065 | 0.1827 | 0.15797 | 0.10052 | 0.11145 | 0.15471 | 0.15813 | 0.18787 | 0.18437 | 0.17203 | 0.16411 | 0.168 | 0.17484 | 0.18431 | 0.18806 | 0.1893 | 0.19279 | 0.18469 | 0.17833 | 0.14042 | 0.1232 | 0.11876 | 0.097876 | 0.096297
Portfolio Adjusted1-in-10AllOrange County2021February Monthly Peak | Portfolio Adjusted | 1-in-10 | All | Orange County | 2021 | February Monthly Peak | 2 | 7.0433 | 6.8182 | 6.6799 | 6.7688 | 7.2889 | 8.6138 | 10.201 | 10.9701 | 11.7839 | 12.139 | 12.3901 | 12.4041 | 12.3358 | 12.2344 | 11.9405 | 11.2781 | 10.6458 | 10.5204 | 10.1945 | 9.8306 | 9.3975 | 8.8393 | 8.173 | 7.6408 | 0.072483 | 0.059808 | 0.046692 | 0.010881 | 0.0075152 | 0.028324 | 0.024796 | 0.012312 | 0.0014644 | -0.018022 | -0.02065 | -0.0083031 | 0.02991 | 0.1322 | 0.44577 | 0.42595 | 0.41546 | 0.36571 | 0.05832 | 0.011177 | 0.0014922 | 0.01235 | 0.027635 | 0.013784 | 50.8487 | 50.7013 | 50.1519 | 49.5964 | 49.581 | 48.8845 | 47.5554 | 48.2828 | 49.4473 | 51.6718 | 53.815 | 54.6681 | 55.5931 | 56.9154 | 57.985 | 58.245 | 57.4844 | 56.9887 | 55.4591 | 53.9567 | 52.6544 | 51.1983 | 50.5942 | 49.816 | 0.19886 | 0.17669 | 0.15268 | 0.097479 | 0.10793 | 0.14897 | 0.15152 | 0.17919 | 0.17576 | 0.16516 | 0.1585 | 0.16318 | 0.17042 | 0.1802 | 0.184 | 0.18523 | 0.18852 | 0.18059 | 0.17396 | 0.1365 | 0.11968 | 0.11532 | 0.094901 | 0.093428
Portfolio Adjusted1-in-10AllOrange County2021March Monthly Peak | Portfolio Adjusted | 1-in-10 | All | Orange County | 2021 | March Monthly Peak | 3 | 7.172 | 6.9068 | 6.7354 | 6.7819 | 7.2355 | 8.5247 | 9.8812 | 10.7184 | 11.6039 | 12.2297 | 12.7824 | 13.0355 | 13.1929 | 13.3489 | 13.1568 | 12.5819 | 11.7881 | 10.9524 | 10.3026 | 10.3344 | 9.9118 | 9.2372 | 8.4194 | 7.7974 | 0.074199 | 0.061177 | 0.047575 | 0.011028 | 0.0074988 | 0.028155 | 0.023966 | 0.012021 | 0.0014423 | -0.018151 | -0.021242 | -0.0086529 | 0.031623 | 0.14243 | 0.4864 | 0.46933 | 0.45457 | 0.38042 | 0.059871 | 0.011654 | 0.0015661 | 0.012895 | 0.028501 | 0.014128 | 61.0065 | 59.4572 | 58.0542 | 57.2728 | 56.6899 | 56.2341 | 55.9865 | 56.0763 | 57.2667 | 60.8894 | 65.0085 | 69.3603 | 72.9507 | 74.8838 | 75.8869 | 76.4915 | 76.4461 | 75.6504 | 74.1047 | 71.4678 | 68.0462 | 65.2675 | 63.0688 | 60.7349 | 0.20324 | 0.18042 | 0.15528 | 0.098471 | 0.1077 | 0.14818 | 0.14784 | 0.17602 | 0.17387 | 0.16573 | 0.16082 | 0.16662 | 0.17507 | 0.18631 | 0.18997 | 0.19069 | 0.19348 | 0.18326 | 0.17606 | 0.13958 | 0.12284 | 0.11863 | 0.096858 | 0.095145
Portfolio Adjusted1-in-10AllOrange County2021April Monthly Peak | Portfolio Adjusted | 1-in-10 | All | Orange County | 2021 | April Monthly Peak | 4 | 7.2665 | 6.9832 | 6.7997 | 6.8209 | 7.2615 | 8.5766 | 9.8155 | 10.8943 | 12.1353 | 13.0684 | 13.9025 | 14.3766 | 14.6833 | 14.9309 | 14.782 | 14.1393 | 13.2156 | 12.0873 | 11.0135 | 10.9127 | 10.4896 | 9.64 | 8.737 | 8.0287 | 0.010787 | 0.0017764 | 0.0036931 | -0.017244 | -0.021397 | -0.00793 | -0.019963 | -0.016249 | -0.016887 | -0.02721 | -0.039069 | -0.031682 | 0.0041281 | 0.11567 | 0.50137 | 0.49204 | 0.46914 | 0.40763 | 0.084139 | 0.0078068 | -0.011275 | -0.0049154 | 0.0058219 | -0.0064193 | 71.363 | 69.5768 | 67.9907 | 66.3611 | 65.3834 | 64.7235 | 64.1673 | 64.2585 | 67.3037 | 72.8366 | 78.7532 | 84.1751 | 87.8187 | 89.8022 | 90.4313 | 90.8902 | 90.8622 | 90.0181 | 88.3677 | 84.7108 | 79.7625 | 75.8424 | 73.2464 | 71.236 | 0.1899 | 0.16886 | 0.14543 | 0.093044 | 0.1017 | 0.13982 | 0.14131 | 0.16936 | 0.16954 | 0.16314 | 0.15956 | 0.16582 | 0.17463 | 0.18602 | 0.19003 | 0.19081 | 0.1934 | 0.1823 | 0.17405 | 0.13709 | 0.12009 | 0.11441 | 0.093229 | 0.090994
Portfolio Adjusted1-in-10AllOrange County2021May Monthly Peak | Portfolio Adjusted | 1-in-10 | All | Orange County | 2021 | May Monthly Peak | 5 | 7.5986 | 7.3025 | 7.0791 | 7.0875 | 7.5934 | 8.9335 | 10.0911 | 11.53 | 13.0408 | 14.1848 | 15.1229 | 15.631 | 15.8813 | 16.0336 | 15.8387 | 15.0976 | 14.1264 | 12.9121 | 11.7299 | 11.326 | 11.1044 | 10.1518 | 9.1989 | 8.4589 | -0.022207 | -0.029638 | -0.01925 | -0.032954 | -0.037945 | -0.027499 | -0.044303 | -0.032544 | -0.028112 | -0.033986 | -0.051302 | -0.046454 | -0.011469 | 0.10425 | 0.52018 | 0.51323 | 0.48663 | 0.4331 | 0.10107 | 0.0059549 | -0.018842 | -0.014776 | -0.0060953 | -0.017902 | 74.4468 | 72.7412 | 71.2555 | 70.6523 | 69.9985 | 69.1877 | 68.7706 | 69.09 | 72.6924 | 78.4127 | 83.2683 | 86.8216 | 89.2937 | 91.2439 | 92.5283 | 92.8924 | 92.6961 | 91.5972 | 90.0825 | 87.379 | 83.3255 | 79.0417 | 76.5285 | 74.3899 | 0.19879 | 0.17677 | 0.15133 | 0.096221 | 0.10584 | 0.14562 | 0.14601 | 0.17669 | 0.17751 | 0.17084 | 0.16638 | 0.17271 | 0.18115 | 0.19171 | 0.19535 | 0.19495 | 0.19746 | 0.18647 | 0.17923 | 0.14061 | 0.12399 | 0.11858 | 0.096749 | 0.095093
Portfolio Adjusted1-in-10AllOrange County2021June Monthly Peak | Portfolio Adjusted | 1-in-10 | All | Orange County | 2021 | June Monthly Peak | 6 | 7.9421 | 7.6363 | 7.3913 | 7.4112 | 7.9127 | 9.1743 | 10.3192 | 11.6749 | 13.0514 | 14.1392 | 15.0939 | 15.6096 | 15.8585 | 16.0027 | 15.8756 | 15.2918 | 14.3876 | 13.2055 | 12.0535 | 11.4681 | 11.2564 | 10.4413 | 9.4563 | 8.7208 | -0.01245 | -0.02103 | -0.012763 | -0.030009 | -0.034962 | -0.022316 | -0.037878 | -0.027846 | -0.024716 | -0.032015 | -0.047637 | -0.041747 | -0.0063555 | 0.10681 | 0.51856 | 0.51678 | 0.49523 | 0.43987 | 0.09919 | 0.0067342 | -0.016908 | -0.012104 | -0.0023458 | -0.014958 | 72.0893 | 70.8779 | 69.7075 | 68.7974 | 67.6249 | 66.8021 | 66.4548 | 67.5455 | 70.9602 | 75.8823 | 80.942 | 85.477 | 88.8494 | 91.1023 | 92.6898 | 93.3935 | 93.7199 | 92.5417 | 91.0538 | 87.9194 | 83.7387 | 80.0298 | 77.5009 | 75.6322 | 0.20924 | 0.18634 | 0.1591 | 0.10055 | 0.11016 | 0.14969 | 0.14802 | 0.17665 | 0.17585 | 0.16882 | 0.16454 | 0.17046 | 0.17842 | 0.1886 | 0.19274 | 0.19395 | 0.19735 | 0.18691 | 0.18067 | 0.14146 | 0.12471 | 0.1205 | 0.098447 | 0.097464
Portfolio Adjusted1-in-10AllOrange County2021July Monthly Peak | Portfolio Adjusted | 1-in-10 | All | Orange County | 2021 | July Monthly Peak | 7 | 8.3874 | 8.0375 | 7.79 | 7.7818 | 8.3098 | 9.6796 | 10.9494 | 12.3926 | 13.8508 | 15.0327 | 15.9952 | 16.4562 | 16.6541 | 16.7781 | 16.638 | 16.057 | 15.2107 | 13.9871 | 12.7509 | 12.0793 | 11.8265 | 10.9495 | 9.9419 | 9.155 | -0.050572 | -0.057236 | -0.03931 | -0.048141 | -0.053814 | -0.044361 | -0.064751 | -0.045149 | -0.03603 | -0.037973 | -0.058654 | -0.055392 | -0.022514 | 0.090787 | 0.5231 | 0.52735 | 0.50541 | 0.46132 | 0.11587 | 0.0046596 | -0.024862 | -0.022798 | -0.015568 | -0.027501 | 77.6676 | 76.3725 | 75.1406 | 73.9566 | 73.191 | 72.4889 | 71.85 | 72.3002 | 75.2013 | 79.903 | 84.9898 | 89.2182 | 91.4911 | 92.6641 | 93.6245 | 93.6065 | 93.3675 | 92.8751 | 91.377 | 88.8655 | 85.0859 | 81.5011 | 79.2241 | 77.7155 | 0.22194 | 0.19723 | 0.1688 | 0.10563 | 0.11584 | 0.15772 | 0.15431 | 0.18413 | 0.18225 | 0.17433 | 0.16907 | 0.17444 | 0.18214 | 0.19225 | 0.1962 | 0.19703 | 0.20092 | 0.19096 | 0.18586 | 0.14606 | 0.12852 | 0.1247 | 0.10193 | 0.10141
Portfolio Adjusted1-in-10AllOrange County2021August Monthly Peak | Portfolio Adjusted | 1-in-10 | All | Orange County | 2021 | August Monthly Peak | 8 | 8.5468 | 8.1888 | 7.9413 | 7.9094 | 8.4577 | 9.9798 | 11.436 | 12.9308 | 14.6282 | 15.9355 | 17.0982 | 17.6045 | 17.8261 | 17.915 | 17.7209 | 16.976 | 15.9124 | 14.4717 | 13.097 | 12.6206 | 12.2302 | 11.1985 | 10.1789 | 9.3785 | -0.079441 | -0.084463 | -0.059275 | -0.06111 | -0.06761 | -0.061514 | -0.087007 | -0.060121 | -0.046638 | -0.044429 | -0.070781 | -0.069574 | -0.036888 | 0.083013 | 0.54786 | 0.55127 | 0.51924 | 0.47683 | 0.12835 | 0.0030497 | -0.031198 | -0.031052 | -0.02586 | -0.037315 | 77.8924 | 77.1236 | 76.3482 | 75.5301 | 74.9091 | 74.4008 | 74.4258 | 75.0005 | 77.5802 | 82.2975 | 86.8885 | 91.1849 | 94.6958 | 96.8266 | 97.6598 | 98.4755 | 98.6978 | 98.0428 | 97.2225 | 94.4002 | 90.0323 | 86.5502 | 84.1841 | 82.1056 | 0.23159 | 0.20562 | 0.1759 | 0.1093 | 0.12049 | 0.16582 | 0.16326 | 0.19642 | 0.19555 | 0.18661 | 0.18119 | 0.1865 | 0.19434 | 0.20423 | 0.20749 | 0.20623 | 0.20891 | 0.1978 | 0.19264 | 0.1527 | 0.13403 | 0.12987 | 0.10639 | 0.10624
Portfolio Adjusted1-in-10AllOrange County2021September Monthly Peak | Portfolio Adjusted | 1-in-10 | All | Orange County | 2021 | September Monthly Peak | 9 | 8.4594 | 8.1345 | 7.8695 | 7.8846 | 8.4415 | 10.062 | 11.7771 | 13.0781 | 14.864 | 16.1941 | 17.291 | 17.7402 | 17.9329 | 18.0729 | 17.86 | 17.0535 | 15.9448 | 14.4451 | 13.1843 | 12.9692 | 12.1497 | 11.1258 | 10.1234 | 9.3275 | -0.080547 | -0.085726 | -0.059957 | -0.061787 | -0.068381 | -0.063173 | -0.090344 | -0.062052 | -0.048456 | -0.045984 | -0.072933 | -0.071746 | -0.038557 | 0.083792 | 0.55454 | 0.55615 | 0.52237 | 0.47889 | 0.13167 | 0.0029984 | -0.031843 | -0.031719 | -0.026615 | -0.037885 | 79.875 | 79.0137 | 78.0612 | 77.5276 | 76.8334 | 76.5224 | 75.9642 | 75.6004 | 77.6304 | 81.5431 | 85.8424 | 90.2746 | 93.4899 | 95.3955 | 96.2381 | 96.8062 | 96.8633 | 95.5945 | 93.7587 | 90.3349 | 86.3417 | 83.1506 | 80.7687 | 78.8264 | 0.22936 | 0.20441 | 0.17413 | 0.10896 | 0.12025 | 0.16702 | 0.16573 | 0.19879 | 0.19898 | 0.1899 | 0.18338 | 0.18843 | 0.19605 | 0.20615 | 0.20888 | 0.20662 | 0.20901 | 0.19789 | 0.19428 | 0.15501 | 0.13434 | 0.13 | 0.10634 | 0.106
Portfolio Adjusted1-in-10AllOrange County2021October Monthly Peak | Portfolio Adjusted | 1-in-10 | All | Orange County | 2021 | October Monthly Peak | 10 | 7.2804 | 7.0219 | 6.837 | 6.8743 | 7.3546 | 8.7198 | 10.332 | 11.3322 | 12.6264 | 13.6458 | 14.5816 | 15.1407 | 15.4514 | 15.6167 | 15.4515 | 14.7593 | 13.7531 | 12.6583 | 11.8183 | 11.3267 | 10.5799 | 9.702 | 8.8452 | 8.1271 | -0.020185 | -0.027208 | -0.017779 | -0.03088 | -0.035747 | -0.02592 | -0.042825 | -0.031015 | -0.026618 | -0.031933 | -0.048151 | -0.043599 | -0.010634 | 0.098123 | 0.4982 | 0.49149 | 0.46502 | 0.42069 | 0.097056 | 0.0056766 | -0.017367 | -0.013533 | -0.0055347 | -0.016529 | 74.7409 | 73.2535 | 72.0711 | 70.9238 | 69.954 | 69.4459 | 69.0539 | 68.9488 | 70.3255 | 74.4949 | 79.9681 | 85.2549 | 89.7226 | 92.7003 | 93.8046 | 94.3817 | 94.213 | 92.7034 | 89.6621 | 85.0293 | 80.7491 | 78.0205 | 76.1014 | 74.4323 | 0.18473 | 0.16509 | 0.14253 | 0.091873 | 0.1014 | 0.13959 | 0.1432 | 0.17134 | 0.17163 | 0.16461 | 0.16069 | 0.167 | 0.17541 | 0.1859 | 0.18991 | 0.19031 | 0.19297 | 0.18354 | 0.17565 | 0.13658 | 0.11874 | 0.11241 | 0.092036 | 0.090026
Portfolio Adjusted1-in-10AllOrange County2021November Monthly Peak | Portfolio Adjusted | 1-in-10 | All | Orange County | 2021 | November Monthly Peak | 11 | 7.2314 | 7.0175 | 6.8359 | 6.8279 | 7.3007 | 8.6265 | 9.8517 | 10.8415 | 12.016 | 12.9199 | 13.642 | 14.0584 | 14.252 | 14.3444 | 14.0793 | 13.3315 | 12.5253 | 12.2231 | 11.2886 | 10.6646 | 10.074 | 9.2822 | 8.4692 | 7.827 | 0.027348 | 0.017452 | 0.015204 | -0.0098186 | -0.013914 | 0.0014948 | -0.0084826 | -0.0087457 | -0.011932 | -0.024778 | -0.03413 | -0.025337 | 0.011558 | 0.12117 | 0.48802 | 0.47248 | 0.45431 | 0.41025 | 0.078789 | 0.0087212 | -0.0076813 | -0.00020725 | 0.011515 | -0.00098801 | 69.3822 | 67.6137 | 66.98 | 65.6415 | 64.6452 | 63.6843 | 63.7871 | 64.1351 | 66.5896 | 71.2241 | 77.0706 | 82.078 | 85.1186 | 86.8063 | 87.7103 | 87.4559 | 86.08 | 83.433 | 80.1954 | 77.3368 | 74.8965 | 72.8277 | 70.9827 | 69.9484 | 0.192 | 0.17201 | 0.14743 | 0.093598 | 0.10302 | 0.14088 | 0.14268 | 0.16995 | 0.1696 | 0.16348 | 0.15938 | 0.16554 | 0.17399 | 0.18472 | 0.18854 | 0.18919 | 0.19215 | 0.18346 | 0.17572 | 0.13654 | 0.11915 | 0.1131 | 0.09236 | 0.09027
Portfolio Adjusted1-in-10AllOrange County2021December Monthly Peak | Portfolio Adjusted | 1-in-10 | All | Orange County | 2021 | December Monthly Peak | 12 | 7.1902 | 6.9652 | 6.8379 | 6.9046 | 7.4223 | 8.7488 | 10.2987 | 10.9688 | 11.7415 | 12.0558 | 12.1662 | 11.9921 | 11.719 | 11.4589 | 11.101 | 10.4622 | 10.1233 | 10.2995 | 9.7819 | 9.5109 | 9.1472 | 8.6568 | 8.0857 | 7.5962 | 0.073753 | 0.060967 | 0.04751 | 0.01104 | 0.0075883 | 0.02822 | 0.02453 | 0.012102 | 0.0014412 | -0.01763 | -0.020004 | -0.0079204 | 0.028185 | 0.1235 | 0.41526 | 0.39639 | 0.39335 | 0.35368 | 0.055832 | 0.010736 | 0.0014413 | 0.011943 | 0.026868 | 0.013471 | 44.0737 | 43.4659 | 43.2657 | 43.4871 | 43.7035 | 43.5548 | 43.8668 | 43.8595 | 44.4634 | 45.6328 | 46.7896 | 48.2849 | 49.4391 | 49.8636 | 50.0911 | 50.0238 | 49.5366 | 48.5881 | 47.3604 | 46.13 | 44.9465 | 44.5183 | 44.1576 | 43.3547 | 0.20222 | 0.17997 | 0.15522 | 0.098765 | 0.10894 | 0.14871 | 0.15072 | 0.17736 | 0.17438 | 0.16358 | 0.15647 | 0.16 | 0.16643 | 0.1759 | 0.18012 | 0.18228 | 0.18625 | 0.17844 | 0.1711 | 0.1341 | 0.1179 | 0.11313 | 0.093374 | 0.092016
Portfolio Adjusted1-in-10AllOrange County2021Typical Event Day | Portfolio Adjusted | 1-in-10 | All | Orange County | 2021 | Typical Event Day | 8 | 8.4203 | 8.0729 | 7.8329 | 7.8081 | 8.3508 | 9.8371 | 11.2503 | 12.6549 | 14.2406 | 15.4725 | 16.5675 | 17.0509 | 17.2702 | 17.3681 | 17.1828 | 16.4745 | 15.4567 | 14.069 | 12.7542 | 12.3077 | 11.9639 | 10.9858 | 9.9922 | 9.2182 | -0.055691 | -0.062078 | -0.042857 | -0.050341 | -0.056424 | -0.047831 | -0.070002 | -0.04886 | -0.038994 | -0.040313 | -0.062942 | -0.059844 | -0.025802 | 0.092756 | 0.54195 | 0.54254 | 0.51354 | 0.465 | 0.11794 | 0.0044266 | -0.02615 | -0.024323 | -0.017453 | -0.02944 | 76.8811 | 75.8469 | 74.8144 | 73.9529 | 73.1396 | 72.5535 | 72.1737 | 72.6116 | 75.343 | 79.9065 | 84.6657 | 89.0387 | 92.1315 | 93.9971 | 95.053 | 95.5704 | 95.6621 | 94.7635 | 93.353 | 90.38 | 86.2996 | 82.8079 | 80.4195 | 78.5699 | 0.22395 | 0.19895 | 0.17027 | 0.10615 | 0.11699 | 0.16057 | 0.15827 | 0.18967 | 0.18855 | 0.1801 | 0.17501 | 0.18027 | 0.18803 | 0.19799 | 0.20147 | 0.20086 | 0.20364 | 0.19268 | 0.18706 | 0.14808 | 0.13013 | 0.12599 | 0.10321 | 0.10293
Portfolio Adjusted1-in-10AllOrange County2022January Monthly Peak | Portfolio Adjusted | 1-in-10 | All | Orange County | 2022 | January Monthly Peak | 1 | 7.2616 | 7.0151 | 6.8765 | 6.9547 | 7.5155 | 8.9543 | 10.7469 | 11.5746 | 12.4252 | 12.6767 | 12.7782 | 12.6092 | 12.3628 | 12.1161 | 11.7401 | 11.0411 | 10.4977 | 10.6059 | 10.1363 | 9.8781 | 9.4689 | 8.9952 | 8.3604 | 7.8416 | 0.075318 | 0.061867 | 0.048334 | 0.011227 | 0.0077679 | 0.029468 | 0.026026 | 0.012997 | 0.0015506 | -0.01892 | -0.021481 | -0.0085479 | 0.03058 | 0.13411 | 0.4453 | 0.42376 | 0.41515 | 0.3697 | 0.05954 | 0.011496 | 0.0015369 | 0.012726 | 0.028536 | 0.014216 | 44.9923 | 44.2561 | 43.4041 | 42.7439 | 42.328 | 41.8087 | 41.3823 | 41.2626 | 41.8275 | 44.2421 | 46.7593 | 48.3707 | 50.0118 | 50.9016 | 51.5089 | 51.5144 | 50.3199 | 48.6794 | 46.5221 | 45.0763 | 44.1885 | 43.7563 | 43.2852 | 42.6477 | 0.2065 | 0.1827 | 0.15797 | 0.10052 | 0.11145 | 0.15471 | 0.15813 | 0.18787 | 0.18437 | 0.17203 | 0.16411 | 0.168 | 0.17484 | 0.18431 | 0.18806 | 0.1893 | 0.19279 | 0.18469 | 0.17833 | 0.14042 | 0.1232 | 0.11876 | 0.097876 | 0.096297
Portfolio Adjusted1-in-10AllOrange County2022February Monthly Peak | Portfolio Adjusted | 1-in-10 | All | Orange County | 2022 | February Monthly Peak | 2 | 7.0433 | 6.8182 | 6.6799 | 6.7688 | 7.2889 | 8.6138 | 10.201 | 10.9701 | 11.7839 | 12.139 | 12.3901 | 12.4041 | 12.3358 | 12.2344 | 11.9405 | 11.2781 | 10.6458 | 10.5204 | 10.1945 | 9.8306 | 9.3975 | 8.8393 | 8.173 | 7.6408 | 0.072483 | 0.059808 | 0.046692 | 0.010881 | 0.0075152 | 0.028324 | 0.024796 | 0.012312 | 0.0014644 | -0.018022 | -0.02065 | -0.0083031 | 0.02991 | 0.1322 | 0.44577 | 0.42595 | 0.41546 | 0.36571 | 0.05832 | 0.011177 | 0.0014922 | 0.01235 | 0.027635 | 0.013784 | 50.8487 | 50.7013 | 50.1519 | 49.5964 | 49.581 | 48.8845 | 47.5554 | 48.2828 | 49.4473 | 51.6718 | 53.815 | 54.6681 | 55.5931 | 56.9154 | 57.985 | 58.245 | 57.4844 | 56.9887 | 55.4591 | 53.9567 | 52.6544 | 51.1983 | 50.5942 | 49.816 | 0.19886 | 0.17669 | 0.15268 | 0.097479 | 0.10793 | 0.14897 | 0.15152 | 0.17919 | 0.17576 | 0.16516 | 0.1585 | 0.16318 | 0.17042 | 0.1802 | 0.184 | 0.18523 | 0.18852 | 0.18059 | 0.17396 | 0.1365 | 0.11968 | 0.11532 | 0.094901 | 0.093428
Portfolio Adjusted1-in-10AllOrange County2022March Monthly Peak | Portfolio Adjusted | 1-in-10 | All | Orange County | 2022 | March Monthly Peak | 3 | 7.172 | 6.9068 | 6.7354 | 6.7819 | 7.2355 | 8.5247 | 9.8812 | 10.7184 | 11.6039 | 12.2297 | 12.7824 | 13.0355 | 13.1929 | 13.3489 | 13.1568 | 12.5819 | 11.7881 | 10.9524 | 10.3026 | 10.3344 | 9.9118 | 9.2372 | 8.4194 | 7.7974 | 0.074199 | 0.061177 | 0.047575 | 0.011028 | 0.0074988 | 0.028155 | 0.023966 | 0.012021 | 0.0014423 | -0.018151 | -0.021242 | -0.0086529 | 0.031623 | 0.14243 | 0.4864 | 0.46933 | 0.45457 | 0.38042 | 0.059871 | 0.011654 | 0.0015661 | 0.012895 | 0.028501 | 0.014128 | 61.0065 | 59.4572 | 58.0542 | 57.2728 | 56.6899 | 56.2341 | 55.9865 | 56.0763 | 57.2667 | 60.8894 | 65.0085 | 69.3603 | 72.9507 | 74.8838 | 75.8869 | 76.4915 | 76.4461 | 75.6504 | 74.1047 | 71.4678 | 68.0462 | 65.2675 | 63.0688 | 60.7349 | 0.20324 | 0.18042 | 0.15528 | 0.098471 | 0.1077 | 0.14818 | 0.14784 | 0.17602 | 0.17387 | 0.16573 | 0.16082 | 0.16662 | 0.17507 | 0.18631 | 0.18997 | 0.19069 | 0.19348 | 0.18326 | 0.17606 | 0.13958 | 0.12284 | 0.11863 | 0.096858 | 0.095145
Portfolio Adjusted1-in-10AllOrange County2022April Monthly Peak | Portfolio Adjusted | 1-in-10 | All | Orange County | 2022 | April Monthly Peak | 4 | 7.2665 | 6.9832 | 6.7997 | 6.8209 | 7.2615 | 8.5766 | 9.8155 | 10.8943 | 12.1353 | 13.0684 | 13.9025 | 14.3766 | 14.6833 | 14.9309 | 14.782 | 14.1393 | 13.2156 | 12.0873 | 11.0135 | 10.9127 | 10.4896 | 9.64 | 8.737 | 8.0287 | 0.010787 | 0.0017764 | 0.0036931 | -0.017244 | -0.021397 | -0.00793 | -0.019963 | -0.016249 | -0.016887 | -0.02721 | -0.039069 | -0.031682 | 0.0041281 | 0.11567 | 0.50137 | 0.49204 | 0.46914 | 0.40763 | 0.084139 | 0.0078068 | -0.011275 | -0.0049154 | 0.0058219 | -0.0064193 | 71.363 | 69.5768 | 67.9907 | 66.3611 | 65.3834 | 64.7235 | 64.1673 | 64.2585 | 67.3037 | 72.8366 | 78.7532 | 84.1751 | 87.8187 | 89.8022 | 90.4313 | 90.8902 | 90.8622 | 90.0181 | 88.3677 | 84.7108 | 79.7625 | 75.8424 | 73.2464 | 71.236 | 0.1899 | 0.16886 | 0.14543 | 0.093044 | 0.1017 | 0.13982 | 0.14131 | 0.16936 | 0.16954 | 0.16314 | 0.15956 | 0.16582 | 0.17463 | 0.18602 | 0.19003 | 0.19081 | 0.1934 | 0.1823 | 0.17405 | 0.13709 | 0.12009 | 0.11441 | 0.093229 | 0.090994
Portfolio Adjusted1-in-10AllOrange County2022May Monthly Peak | Portfolio Adjusted | 1-in-10 | All | Orange County | 2022 | May Monthly Peak | 5 | 7.5986 | 7.3025 | 7.0791 | 7.0875 | 7.5934 | 8.9335 | 10.0911 | 11.53 | 13.0408 | 14.1848 | 15.1229 | 15.631 | 15.8813 | 16.0336 | 15.8387 | 15.0976 | 14.1264 | 12.9121 | 11.7299 | 11.326 | 11.1044 | 10.1518 | 9.1989 | 8.4589 | -0.022207 | -0.029638 | -0.01925 | -0.032954 | -0.037945 | -0.027499 | -0.044303 | -0.032544 | -0.028112 | -0.033986 | -0.051302 | -0.046454 | -0.011469 | 0.10425 | 0.52018 | 0.51323 | 0.48663 | 0.4331 | 0.10107 | 0.0059549 | -0.018842 | -0.014776 | -0.0060953 | -0.017902 | 74.4468 | 72.7412 | 71.2555 | 70.6523 | 69.9985 | 69.1877 | 68.7706 | 69.09 | 72.6924 | 78.4127 | 83.2683 | 86.8216 | 89.2937 | 91.2439 | 92.5283 | 92.8924 | 92.6961 | 91.5972 | 90.0825 | 87.379 | 83.3255 | 79.0417 | 76.5285 | 74.3899 | 0.19879 | 0.17677 | 0.15133 | 0.096221 | 0.10584 | 0.14562 | 0.14601 | 0.17669 | 0.17751 | 0.17084 | 0.16638 | 0.17271 | 0.18115 | 0.19171 | 0.19535 | 0.19495 | 0.19746 | 0.18647 | 0.17923 | 0.14061 | 0.12399 | 0.11858 | 0.096749 | 0.095093
Portfolio Adjusted1-in-10AllOrange County2022June Monthly Peak | Portfolio Adjusted | 1-in-10 | All | Orange County | 2022 | June Monthly Peak | 6 | 7.9421 | 7.6363 | 7.3913 | 7.4112 | 7.9127 | 9.1743 | 10.3192 | 11.6749 | 13.0514 | 14.1392 | 15.0939 | 15.6096 | 15.8585 | 16.0027 | 15.8756 | 15.2918 | 14.3876 | 13.2055 | 12.0535 | 11.4681 | 11.2564 | 10.4413 | 9.4563 | 8.7208 | -0.01245 | -0.02103 | -0.012763 | -0.030009 | -0.034962 | -0.022316 | -0.037878 | -0.027846 | -0.024716 | -0.032015 | -0.047637 | -0.041747 | -0.0063555 | 0.10681 | 0.51856 | 0.51678 | 0.49523 | 0.43987 | 0.09919 | 0.0067342 | -0.016908 | -0.012104 | -0.0023458 | -0.014958 | 72.0893 | 70.8779 | 69.7075 | 68.7974 | 67.6249 | 66.8021 | 66.4548 | 67.5455 | 70.9602 | 75.8823 | 80.942 | 85.477 | 88.8494 | 91.1023 | 92.6898 | 93.3935 | 93.7199 | 92.5417 | 91.0538 | 87.9194 | 83.7387 | 80.0298 | 77.501 | 75.6322 | 0.20924 | 0.18634 | 0.1591 | 0.10055 | 0.11016 | 0.14969 | 0.14802 | 0.17665 | 0.17585 | 0.16882 | 0.16454 | 0.17046 | 0.17842 | 0.1886 | 0.19274 | 0.19395 | 0.19735 | 0.18691 | 0.18067 | 0.14146 | 0.12471 | 0.1205 | 0.098447 | 0.097464
Portfolio Adjusted1-in-10AllOrange County2022July Monthly Peak | Portfolio Adjusted | 1-in-10 | All | Orange County | 2022 | July Monthly Peak | 7 | 8.3874 | 8.0375 | 7.79 | 7.7818 | 8.3098 | 9.6796 | 10.9494 | 12.3926 | 13.8508 | 15.0327 | 15.9952 | 16.4562 | 16.6541 | 16.7781 | 16.638 | 16.057 | 15.2107 | 13.9871 | 12.7509 | 12.0793 | 11.8265 | 10.9495 | 9.9419 | 9.155 | -0.050572 | -0.057236 | -0.03931 | -0.048141 | -0.053814 | -0.044361 | -0.064751 | -0.045149 | -0.03603 | -0.037973 | -0.058654 | -0.055392 | -0.022514 | 0.090787 | 0.5231 | 0.52735 | 0.50541 | 0.46132 | 0.11587 | 0.0046596 | -0.024862 | -0.022798 | -0.015568 | -0.027501 | 77.6676 | 76.3725 | 75.1406 | 73.9566 | 73.191 | 72.4889 | 71.85 | 72.3002 | 75.2013 | 79.903 | 84.9898 | 89.2182 | 91.4911 | 92.6641 | 93.6245 | 93.6065 | 93.3675 | 92.8751 | 91.377 | 88.8655 | 85.0859 | 81.5011 | 79.2241 | 77.7155 | 0.22194 | 0.19723 | 0.1688 | 0.10563 | 0.11584 | 0.15772 | 0.15431 | 0.18413 | 0.18225 | 0.17433 | 0.16907 | 0.17444 | 0.18214 | 0.19225 | 0.1962 | 0.19703 | 0.20092 | 0.19096 | 0.18586 | 0.14606 | 0.12852 | 0.1247 | 0.10193 | 0.10141
Portfolio Adjusted1-in-10AllOrange County2022August Monthly Peak | Portfolio Adjusted | 1-in-10 | All | Orange County | 2022 | August Monthly Peak | 8 | 8.5468 | 8.1888 | 7.9413 | 7.9094 | 8.4577 | 9.9798 | 11.436 | 12.9308 | 14.6282 | 15.9355 | 17.0982 | 17.6045 | 17.8261 | 17.915 | 17.7209 | 16.976 | 15.9124 | 14.4717 | 13.097 | 12.6206 | 12.2302 | 11.1985 | 10.1789 | 9.3785 | -0.079441 | -0.084463 | -0.059275 | -0.06111 | -0.06761 | -0.061514 | -0.087007 | -0.060121 | -0.046638 | -0.044429 | -0.070781 | -0.069574 | -0.036888 | 0.083013 | 0.54786 | 0.55127 | 0.51924 | 0.47683 | 0.12835 | 0.0030497 | -0.031198 | -0.031052 | -0.02586 | -0.037315 | 77.8924 | 77.1236 | 76.3482 | 75.5301 | 74.9091 | 74.4008 | 74.4258 | 75.0005 | 77.5802 | 82.2975 | 86.8885 | 91.1849 | 94.6958 | 96.8266 | 97.6598 | 98.4755 | 98.6978 | 98.0428 | 97.2225 | 94.4002 | 90.0323 | 86.5502 | 84.1841 | 82.1056 | 0.23159 | 0.20562 | 0.1759 | 0.1093 | 0.12049 | 0.16582 | 0.16326 | 0.19642 | 0.19555 | 0.18661 | 0.18119 | 0.1865 | 0.19434 | 0.20423 | 0.20749 | 0.20623 | 0.20891 | 0.1978 | 0.19264 | 0.1527 | 0.13403 | 0.12987 | 0.10639 | 0.10624
Portfolio Adjusted1-in-10AllOrange County2022September Monthly Peak | Portfolio Adjusted | 1-in-10 | All | Orange County | 2022 | September Monthly Peak | 9 | 8.4594 | 8.1345 | 7.8695 | 7.8846 | 8.4415 | 10.062 | 11.7771 | 13.0781 | 14.864 | 16.1941 | 17.291 | 17.7402 | 17.9329 | 18.0729 | 17.86 | 17.0535 | 15.9448 | 14.4451 | 13.1843 | 12.9692 | 12.1497 | 11.1258 | 10.1234 | 9.3275 | -0.080547 | -0.085726 | -0.059957 | -0.061787 | -0.068381 | -0.063173 | -0.090344 | -0.062052 | -0.048456 | -0.045984 | -0.072933 | -0.071746 | -0.038557 | 0.083793 | 0.55454 | 0.55615 | 0.52237 | 0.47889 | 0.13167 | 0.0029984 | -0.031843 | -0.031719 | -0.026615 | -0.037885 | 79.875 | 79.0137 | 78.0612 | 77.5276 | 76.8334 | 76.5224 | 75.9642 | 75.6004 | 77.6304 | 81.543 | 85.8424 | 90.2746 | 93.4899 | 95.3955 | 96.2381 | 96.8062 | 96.8633 | 95.5945 | 93.7587 | 90.3349 | 86.3417 | 83.1506 | 80.7687 | 78.8264 | 0.22936 | 0.20441 | 0.17413 | 0.10896 | 0.12025 | 0.16702 | 0.16573 | 0.19879 | 0.19898 | 0.1899 | 0.18338 | 0.18843 | 0.19605 | 0.20615 | 0.20888 | 0.20662 | 0.20901 | 0.19789 | 0.19428 | 0.15501 | 0.13434 | 0.13 | 0.10634 | 0.106
Portfolio Adjusted1-in-10AllOrange County2022October Monthly Peak | Portfolio Adjusted | 1-in-10 | All | Orange County | 2022 | October Monthly Peak | 10 | 7.2804 | 7.0219 | 6.837 | 6.8743 | 7.3546 | 8.7198 | 10.332 | 11.3322 | 12.6264 | 13.6458 | 14.5816 | 15.1407 | 15.4514 | 15.6167 | 15.4515 | 14.7593 | 13.7531 | 12.6583 | 11.8183 | 11.3267 | 10.5799 | 9.702 | 8.8452 | 8.1271 | -0.020185 | -0.027208 | -0.017779 | -0.03088 | -0.035747 | -0.02592 | -0.042825 | -0.031015 | -0.026618 | -0.031933 | -0.048151 | -0.043599 | -0.010634 | 0.098123 | 0.4982 | 0.49149 | 0.46502 | 0.42069 | 0.097056 | 0.0056766 | -0.017367 | -0.013533 | -0.0055347 | -0.016529 | 74.7409 | 73.2535 | 72.0711 | 70.9238 | 69.954 | 69.4459 | 69.0539 | 68.9488 | 70.3255 | 74.4949 | 79.9681 | 85.2549 | 89.7226 | 92.7003 | 93.8046 | 94.3817 | 94.213 | 92.7034 | 89.6621 | 85.0293 | 80.7491 | 78.0205 | 76.1014 | 74.4323 | 0.18473 | 0.16509 | 0.14253 | 0.091873 | 0.1014 | 0.13959 | 0.1432 | 0.17134 | 0.17163 | 0.16461 | 0.16069 | 0.167 | 0.17541 | 0.1859 | 0.18991 | 0.19031 | 0.19297 | 0.18354 | 0.17565 | 0.13658 | 0.11874 | 0.11241 | 0.092036 | 0.090026
Portfolio Adjusted1-in-10AllOrange County2022November Monthly Peak | Portfolio Adjusted | 1-in-10 | All | Orange County | 2022 | November Monthly Peak | 11 | 7.2314 | 7.0175 | 6.8359 | 6.8279 | 7.3007 | 8.6265 | 9.8517 | 10.8415 | 12.016 | 12.9199 | 13.642 | 14.0584 | 14.252 | 14.3444 | 14.0793 | 13.3315 | 12.5253 | 12.2231 | 11.2886 | 10.6646 | 10.074 | 9.2822 | 8.4692 | 7.827 | 0.027348 | 0.017452 | 0.015204 | -0.0098186 | -0.013914 | 0.0014948 | -0.0084826 | -0.0087457 | -0.011932 | -0.024778 | -0.03413 | -0.025337 | 0.011558 | 0.12117 | 0.48802 | 0.47248 | 0.45431 | 0.41025 | 0.078789 | 0.0087212 | -0.0076813 | -0.00020725 | 0.011515 | -0.00098801 | 69.3822 | 67.6137 | 66.98 | 65.6415 | 64.6452 | 63.6843 | 63.7871 | 64.1351 | 66.5896 | 71.2241 | 77.0706 | 82.078 | 85.1186 | 86.8063 | 87.7103 | 87.4559 | 86.08 | 83.433 | 80.1954 | 77.3368 | 74.8965 | 72.8277 | 70.9827 | 69.9484 | 0.192 | 0.17201 | 0.14743 | 0.093598 | 0.10302 | 0.14088 | 0.14268 | 0.16995 | 0.1696 | 0.16348 | 0.15938 | 0.16554 | 0.17399 | 0.18472 | 0.18854 | 0.18919 | 0.19215 | 0.18346 | 0.17572 | 0.13654 | 0.11915 | 0.1131 | 0.09236 | 0.09027
Portfolio Adjusted1-in-10AllOrange County2022December Monthly Peak | Portfolio Adjusted | 1-in-10 | All | Orange County | 2022 | December Monthly Peak | 12 | 7.1902 | 6.9652 | 6.8379 | 6.9046 | 7.4223 | 8.7488 | 10.2987 | 10.9688 | 11.7415 | 12.0558 | 12.1662 | 11.9921 | 11.719 | 11.4589 | 11.101 | 10.4622 | 10.1233 | 10.2995 | 9.7819 | 9.5109 | 9.1472 | 8.6568 | 8.0857 | 7.5962 | 0.073753 | 0.060967 | 0.04751 | 0.01104 | 0.0075883 | 0.02822 | 0.02453 | 0.012102 | 0.0014412 | -0.01763 | -0.020004 | -0.0079204 | 0.028185 | 0.1235 | 0.41526 | 0.39639 | 0.39335 | 0.35368 | 0.055832 | 0.010736 | 0.0014413 | 0.011943 | 0.026868 | 0.013471 | 44.0737 | 43.4659 | 43.2657 | 43.487 | 43.7035 | 43.5548 | 43.8668 | 43.8595 | 44.4634 | 45.6328 | 46.7896 | 48.2849 | 49.4391 | 49.8636 | 50.0911 | 50.0238 | 49.5366 | 48.5881 | 47.3604 | 46.13 | 44.9465 | 44.5184 | 44.1576 | 43.3547 | 0.20222 | 0.17997 | 0.15522 | 0.098765 | 0.10894 | 0.14871 | 0.15072 | 0.17736 | 0.17438 | 0.16358 | 0.15647 | 0.16 | 0.16643 | 0.1759 | 0.18012 | 0.18228 | 0.18625 | 0.17844 | 0.1711 | 0.1341 | 0.1179 | 0.11313 | 0.093374 | 0.092016
Portfolio Adjusted1-in-10AllOrange County2022Typical Event Day | Portfolio Adjusted | 1-in-10 | All | Orange County | 2022 | Typical Event Day | 8 | 8.4203 | 8.0729 | 7.8329 | 7.8081 | 8.3508 | 9.8371 | 11.2503 | 12.6549 | 14.2406 | 15.4725 | 16.5675 | 17.0509 | 17.2702 | 17.3681 | 17.1828 | 16.4745 | 15.4567 | 14.069 | 12.7542 | 12.3077 | 11.9639 | 10.9858 | 9.9922 | 9.2182 | -0.055691 | -0.062078 | -0.042857 | -0.050341 | -0.056424 | -0.047831 | -0.070002 | -0.04886 | -0.038994 | -0.040313 | -0.062942 | -0.059844 | -0.025802 | 0.092756 | 0.54195 | 0.54254 | 0.51354 | 0.465 | 0.11794 | 0.0044266 | -0.02615 | -0.024323 | -0.017453 | -0.02944 | 76.8811 | 75.8469 | 74.8144 | 73.9529 | 73.1396 | 72.5536 | 72.1737 | 72.6116 | 75.343 | 79.9065 | 84.6657 | 89.0387 | 92.1315 | 93.9971 | 95.0531 | 95.5704 | 95.6621 | 94.7635 | 93.353 | 90.38 | 86.2996 | 82.8079 | 80.4195 | 78.5699 | 0.22395 | 0.19895 | 0.17027 | 0.10615 | 0.11699 | 0.16057 | 0.15827 | 0.18967 | 0.18855 | 0.1801 | 0.17501 | 0.18027 | 0.18803 | 0.19799 | 0.20147 | 0.20086 | 0.20364 | 0.19268 | 0.18706 | 0.14808 | 0.13013 | 0.12599 | 0.10321 | 0.10293
Portfolio Adjusted1-in-10AllOrange County2023January Monthly Peak | Portfolio Adjusted | 1-in-10 | All | Orange County | 2023 | January Monthly Peak | 1 | 7.2616 | 7.0151 | 6.8765 | 6.9547 | 7.5155 | 8.9543 | 10.7469 | 11.5746 | 12.4252 | 12.6767 | 12.7782 | 12.6092 | 12.3628 | 12.1161 | 11.7401 | 11.0411 | 10.4977 | 10.6059 | 10.1363 | 9.8781 | 9.4689 | 8.9952 | 8.3604 | 7.8416 | 0.075318 | 0.061867 | 0.048334 | 0.011227 | 0.0077679 | 0.029468 | 0.026026 | 0.012997 | 0.0015506 | -0.01892 | -0.021481 | -0.0085479 | 0.03058 | 0.13411 | 0.4453 | 0.42376 | 0.41515 | 0.3697 | 0.05954 | 0.011496 | 0.0015369 | 0.012726 | 0.028536 | 0.014216 | 44.9923 | 44.2561 | 43.4041 | 42.7439 | 42.328 | 41.8087 | 41.3823 | 41.2626 | 41.8275 | 44.2421 | 46.7593 | 48.3707 | 50.0118 | 50.9016 | 51.5089 | 51.5144 | 50.3199 | 48.6794 | 46.5221 | 45.0763 | 44.1885 | 43.7563 | 43.2852 | 42.6477 | 0.2065 | 0.1827 | 0.15797 | 0.10052 | 0.11145 | 0.15471 | 0.15813 | 0.18787 | 0.18437 | 0.17203 | 0.16411 | 0.168 | 0.17484 | 0.18431 | 0.18806 | 0.1893 | 0.19279 | 0.18469 | 0.17833 | 0.14042 | 0.1232 | 0.11876 | 0.097876 | 0.096297
Portfolio Adjusted1-in-10AllOrange County2023February Monthly Peak | Portfolio Adjusted | 1-in-10 | All | Orange County | 2023 | February Monthly Peak | 2 | 7.0433 | 6.8182 | 6.6799 | 6.7688 | 7.2889 | 8.6138 | 10.201 | 10.9701 | 11.7839 | 12.139 | 12.3901 | 12.4041 | 12.3358 | 12.2344 | 11.9405 | 11.2781 | 10.6458 | 10.5204 | 10.1945 | 9.8306 | 9.3975 | 8.8393 | 8.173 | 7.6408 | 0.072483 | 0.059808 | 0.046692 | 0.010881 | 0.0075152 | 0.028324 | 0.024796 | 0.012312 | 0.0014644 | -0.018022 | -0.02065 | -0.0083031 | 0.02991 | 0.1322 | 0.44577 | 0.42595 | 0.41546 | 0.36571 | 0.05832 | 0.011177 | 0.0014922 | 0.01235 | 0.027635 | 0.013784 | 50.8487 | 50.7013 | 50.1519 | 49.5964 | 49.581 | 48.8845 | 47.5554 | 48.2828 | 49.4473 | 51.6718 | 53.815 | 54.6681 | 55.5931 | 56.9154 | 57.985 | 58.245 | 57.4844 | 56.9887 | 55.4591 | 53.9567 | 52.6544 | 51.1983 | 50.5942 | 49.816 | 0.19886 | 0.17669 | 0.15268 | 0.097479 | 0.10793 | 0.14897 | 0.15152 | 0.17919 | 0.17576 | 0.16516 | 0.1585 | 0.16318 | 0.17042 | 0.1802 | 0.184 | 0.18523 | 0.18852 | 0.18059 | 0.17396 | 0.1365 | 0.11968 | 0.11532 | 0.094901 | 0.093428
Portfolio Adjusted1-in-10AllOrange County2023March Monthly Peak | Portfolio Adjusted | 1-in-10 | All | Orange County | 2023 | March Monthly Peak | 3 | 7.172 | 6.9068 | 6.7354 | 6.7819 | 7.2355 | 8.5247 | 9.8812 | 10.7184 | 11.6039 | 12.2297 | 12.7824 | 13.0355 | 13.1929 | 13.3489 | 13.1568 | 12.5819 | 11.7881 | 10.9524 | 10.3026 | 10.3344 | 9.9118 | 9.2372 | 8.4194 | 7.7974 | 0.074199 | 0.061177 | 0.047575 | 0.011028 | 0.0074988 | 0.028155 | 0.023966 | 0.012021 | 0.0014423 | -0.018151 | -0.021242 | -0.0086529 | 0.031623 | 0.14243 | 0.4864 | 0.46933 | 0.45457 | 0.38042 | 0.059871 | 0.011654 | 0.0015661 | 0.012895 | 0.028501 | 0.014128 | 61.0065 | 59.4572 | 58.0542 | 57.2728 | 56.6899 | 56.2341 | 55.9865 | 56.0763 | 57.2667 | 60.8894 | 65.0085 | 69.3603 | 72.9507 | 74.8838 | 75.8869 | 76.4915 | 76.4461 | 75.6504 | 74.1047 | 71.4678 | 68.0462 | 65.2675 | 63.0688 | 60.7349 | 0.20324 | 0.18042 | 0.15528 | 0.098471 | 0.1077 | 0.14818 | 0.14784 | 0.17602 | 0.17387 | 0.16573 | 0.16082 | 0.16662 | 0.17507 | 0.18631 | 0.18997 | 0.19069 | 0.19348 | 0.18326 | 0.17606 | 0.13958 | 0.12284 | 0.11863 | 0.096858 | 0.095145
Portfolio Adjusted1-in-10AllOrange County2023April Monthly Peak | Portfolio Adjusted | 1-in-10 | All | Orange County | 2023 | April Monthly Peak | 4 | 7.2665 | 6.9832 | 6.7997 | 6.8209 | 7.2615 | 8.5766 | 9.8155 | 10.8943 | 12.1353 | 13.0684 | 13.9025 | 14.3766 | 14.6833 | 14.9309 | 14.782 | 14.1393 | 13.2156 | 12.0873 | 11.0135 | 10.9127 | 10.4896 | 9.64 | 8.737 | 8.0287 | 0.010787 | 0.0017764 | 0.0036931 | -0.017244 | -0.021397 | -0.00793 | -0.019963 | -0.016249 | -0.016887 | -0.02721 | -0.039069 | -0.031682 | 0.0041281 | 0.11567 | 0.50137 | 0.49204 | 0.46914 | 0.40763 | 0.084139 | 0.0078068 | -0.011275 | -0.0049154 | 0.0058219 | -0.0064193 | 71.363 | 69.5768 | 67.9907 | 66.3611 | 65.3834 | 64.7235 | 64.1673 | 64.2585 | 67.3037 | 72.8366 | 78.7532 | 84.1751 | 87.8187 | 89.8022 | 90.4313 | 90.8902 | 90.8622 | 90.0181 | 88.3677 | 84.7107 | 79.7625 | 75.8424 | 73.2464 | 71.236 | 0.1899 | 0.16886 | 0.14543 | 0.093044 | 0.1017 | 0.13982 | 0.14131 | 0.16936 | 0.16954 | 0.16314 | 0.15956 | 0.16582 | 0.17463 | 0.18602 | 0.19003 | 0.19081 | 0.1934 | 0.1823 | 0.17405 | 0.13709 | 0.12009 | 0.11441 | 0.093229 | 0.090994
Portfolio Adjusted1-in-10AllOrange County2023May Monthly Peak | Portfolio Adjusted | 1-in-10 | All | Orange County | 2023 | May Monthly Peak | 5 | 7.5986 | 7.3025 | 7.0791 | 7.0875 | 7.5934 | 8.9335 | 10.0911 | 11.53 | 13.0408 | 14.1848 | 15.1229 | 15.631 | 15.8813 | 16.0336 | 15.8387 | 15.0976 | 14.1264 | 12.9121 | 11.7299 | 11.326 | 11.1044 | 10.1518 | 9.1989 | 8.4589 | -0.022207 | -0.029638 | -0.01925 | -0.032954 | -0.037945 | -0.027499 | -0.044303 | -0.032544 | -0.028112 | -0.033986 | -0.051302 | -0.046454 | -0.011469 | 0.10425 | 0.52018 | 0.51323 | 0.48663 | 0.4331 | 0.10107 | 0.0059549 | -0.018842 | -0.014776 | -0.0060953 | -0.017902 | 74.4468 | 72.7412 | 71.2555 | 70.6523 | 69.9985 | 69.1877 | 68.7706 | 69.09 | 72.6924 | 78.4127 | 83.2683 | 86.8216 | 89.2937 | 91.2439 | 92.5283 | 92.8924 | 92.6961 | 91.5972 | 90.0825 | 87.379 | 83.3255 | 79.0417 | 76.5285 | 74.3899 | 0.19879 | 0.17677 | 0.15133 | 0.096221 | 0.10584 | 0.14562 | 0.14601 | 0.17669 | 0.17751 | 0.17084 | 0.16638 | 0.17271 | 0.18115 | 0.19171 | 0.19535 | 0.19495 | 0.19746 | 0.18647 | 0.17923 | 0.14061 | 0.12399 | 0.11858 | 0.096749 | 0.095093
Portfolio Adjusted1-in-10AllOrange County2023June Monthly Peak | Portfolio Adjusted | 1-in-10 | All | Orange County | 2023 | June Monthly Peak | 6 | 7.9421 | 7.6363 | 7.3913 | 7.4112 | 7.9127 | 9.1743 | 10.3192 | 11.6749 | 13.0514 | 14.1392 | 15.0939 | 15.6096 | 15.8585 | 16.0027 | 15.8756 | 15.2918 | 14.3876 | 13.2055 | 12.0535 | 11.4681 | 11.2564 | 10.4413 | 9.4563 | 8.7208 | -0.01245 | -0.02103 | -0.012763 | -0.030009 | -0.034962 | -0.022316 | -0.037878 | -0.027846 | -0.024716 | -0.032015 | -0.047637 | -0.041747 | -0.0063555 | 0.10681 | 0.51856 | 0.51678 | 0.49523 | 0.43987 | 0.09919 | 0.0067342 | -0.016908 | -0.012104 | -0.0023458 | -0.014958 | 72.0893 | 70.8779 | 69.7075 | 68.7974 | 67.6249 | 66.8021 | 66.4548 | 67.5455 | 70.9602 | 75.8823 | 80.942 | 85.477 | 88.8494 | 91.1023 | 92.6898 | 93.3935 | 93.7199 | 92.5417 | 91.0538 | 87.9194 | 83.7387 | 80.0298 | 77.5009 | 75.6322 | 0.20924 | 0.18634 | 0.1591 | 0.10055 | 0.11016 | 0.14969 | 0.14802 | 0.17665 | 0.17585 | 0.16882 | 0.16454 | 0.17046 | 0.17842 | 0.1886 | 0.19274 | 0.19395 | 0.19735 | 0.18691 | 0.18067 | 0.14146 | 0.12471 | 0.1205 | 0.098447 | 0.097464
Portfolio Adjusted1-in-10AllOrange County2023July Monthly Peak | Portfolio Adjusted | 1-in-10 | All | Orange County | 2023 | July Monthly Peak | 7 | 8.3874 | 8.0375 | 7.79 | 7.7818 | 8.3098 | 9.6796 | 10.9494 | 12.3926 | 13.8508 | 15.0327 | 15.9952 | 16.4562 | 16.6541 | 16.7781 | 16.638 | 16.057 | 15.2107 | 13.9871 | 12.7509 | 12.0793 | 11.8265 | 10.9495 | 9.9419 | 9.155 | -0.050572 | -0.057236 | -0.03931 | -0.048141 | -0.053814 | -0.044361 | -0.064751 | -0.045149 | -0.03603 | -0.037973 | -0.058654 | -0.055392 | -0.022514 | 0.090787 | 0.5231 | 0.52735 | 0.50541 | 0.46132 | 0.11587 | 0.0046596 | -0.024862 | -0.022798 | -0.015568 | -0.027501 | 77.6676 | 76.3725 | 75.1406 | 73.9566 | 73.191 | 72.4889 | 71.85 | 72.3002 | 75.2013 | 79.903 | 84.9898 | 89.2182 | 91.491 | 92.6641 | 93.6245 | 93.6065 | 93.3675 | 92.8751 | 91.377 | 88.8655 | 85.0859 | 81.5011 | 79.2241 | 77.7155 | 0.22194 | 0.19723 | 0.1688 | 0.10563 | 0.11584 | 0.15772 | 0.15431 | 0.18413 | 0.18225 | 0.17433 | 0.16907 | 0.17444 | 0.18214 | 0.19225 | 0.1962 | 0.19703 | 0.20092 | 0.19096 | 0.18586 | 0.14606 | 0.12852 | 0.1247 | 0.10193 | 0.10141
Portfolio Adjusted1-in-10AllOrange County2023August Monthly Peak | Portfolio Adjusted | 1-in-10 | All | Orange County | 2023 | August Monthly Peak | 8 | 8.5468 | 8.1888 | 7.9413 | 7.9094 | 8.4577 | 9.9798 | 11.436 | 12.9308 | 14.6282 | 15.9355 | 17.0982 | 17.6045 | 17.8261 | 17.915 | 17.7209 | 16.976 | 15.9124 | 14.4717 | 13.097 | 12.6206 | 12.2302 | 11.1985 | 10.1789 | 9.3785 | -0.079441 | -0.084463 | -0.059275 | -0.06111 | -0.06761 | -0.061514 | -0.087007 | -0.060121 | -0.046638 | -0.044429 | -0.070781 | -0.069574 | -0.036888 | 0.083013 | 0.54786 | 0.55127 | 0.51924 | 0.47683 | 0.12835 | 0.0030497 | -0.031198 | -0.031052 | -0.02586 | -0.037315 | 77.8924 | 77.1236 | 76.3482 | 75.5301 | 74.9091 | 74.4008 | 74.4258 | 75.0005 | 77.5802 | 82.2975 | 86.8885 | 91.1849 | 94.6958 | 96.8266 | 97.6598 | 98.4755 | 98.6978 | 98.0428 | 97.2225 | 94.4002 | 90.0323 | 86.5502 | 84.1841 | 82.1056 | 0.23159 | 0.20562 | 0.1759 | 0.1093 | 0.12049 | 0.16582 | 0.16326 | 0.19642 | 0.19555 | 0.18661 | 0.18119 | 0.1865 | 0.19434 | 0.20423 | 0.20749 | 0.20623 | 0.20891 | 0.1978 | 0.19264 | 0.1527 | 0.13403 | 0.12987 | 0.10639 | 0.10624
Portfolio Adjusted1-in-10AllOrange County2023September Monthly Peak | Portfolio Adjusted | 1-in-10 | All | Orange County | 2023 | September Monthly Peak | 9 | 8.4594 | 8.1345 | 7.8695 | 7.8846 | 8.4415 | 10.062 | 11.7771 | 13.0781 | 14.864 | 16.1941 | 17.291 | 17.7402 | 17.9329 | 18.0729 | 17.86 | 17.0535 | 15.9448 | 14.4451 | 13.1843 | 12.9692 | 12.1497 | 11.1258 | 10.1234 | 9.3275 | -0.080547 | -0.085726 | -0.059957 | -0.061787 | -0.068381 | -0.063173 | -0.090344 | -0.062052 | -0.048456 | -0.045984 | -0.072933 | -0.071746 | -0.038557 | 0.083793 | 0.55454 | 0.55615 | 0.52237 | 0.47889 | 0.13167 | 0.0029984 | -0.031843 | -0.031719 | -0.026615 | -0.037885 | 79.875 | 79.0137 | 78.0612 | 77.5276 | 76.8334 | 76.5224 | 75.9642 | 75.6004 | 77.6304 | 81.5431 | 85.8424 | 90.2746 | 93.4899 | 95.3955 | 96.2381 | 96.8062 | 96.8633 | 95.5945 | 93.7587 | 90.3349 | 86.3417 | 83.1506 | 80.7687 | 78.8264 | 0.22936 | 0.20441 | 0.17413 | 0.10896 | 0.12025 | 0.16702 | 0.16573 | 0.19879 | 0.19898 | 0.1899 | 0.18338 | 0.18843 | 0.19605 | 0.20615 | 0.20888 | 0.20662 | 0.20901 | 0.19789 | 0.19428 | 0.15501 | 0.13434 | 0.13 | 0.10634 | 0.106
Portfolio Adjusted1-in-10AllOrange County2023October Monthly Peak | Portfolio Adjusted | 1-in-10 | All | Orange County | 2023 | October Monthly Peak | 10 | 7.2804 | 7.0219 | 6.837 | 6.8743 | 7.3546 | 8.7198 | 10.332 | 11.3322 | 12.6264 | 13.6458 | 14.5816 | 15.1407 | 15.4514 | 15.6167 | 15.4515 | 14.7593 | 13.7531 | 12.6583 | 11.8183 | 11.3267 | 10.5799 | 9.702 | 8.8452 | 8.1271 | -0.020185 | -0.027208 | -0.017779 | -0.03088 | -0.035747 | -0.02592 | -0.042825 | -0.031015 | -0.026618 | -0.031933 | -0.048151 | -0.043599 | -0.010634 | 0.098123 | 0.4982 | 0.49149 | 0.46502 | 0.42069 | 0.097056 | 0.0056766 | -0.017367 | -0.013533 | -0.0055347 | -0.016529 | 74.7409 | 73.2535 | 72.0711 | 70.9238 | 69.954 | 69.4459 | 69.0539 | 68.9488 | 70.3255 | 74.4949 | 79.9681 | 85.2549 | 89.7226 | 92.7003 | 93.8046 | 94.3817 | 94.213 | 92.7034 | 89.6621 | 85.0293 | 80.7491 | 78.0205 | 76.1014 | 74.4323 | 0.18473 | 0.16509 | 0.14253 | 0.091873 | 0.1014 | 0.13959 | 0.1432 | 0.17134 | 0.17163 | 0.16461 | 0.16069 | 0.167 | 0.17541 | 0.1859 | 0.18991 | 0.19031 | 0.19297 | 0.18354 | 0.17565 | 0.13658 | 0.11874 | 0.11241 | 0.092036 | 0.090026
Portfolio Adjusted1-in-10AllOrange County2023November Monthly Peak | Portfolio Adjusted | 1-in-10 | All | Orange County | 2023 | November Monthly Peak | 11 | 7.2314 | 7.0175 | 6.8359 | 6.8279 | 7.3007 | 8.6265 | 9.8517 | 10.8415 | 12.016 | 12.9199 | 13.642 | 14.0584 | 14.252 | 14.3444 | 14.0793 | 13.3315 | 12.5253 | 12.2231 | 11.2886 | 10.6646 | 10.074 | 9.2822 | 8.4692 | 7.827 | 0.027348 | 0.017452 | 0.015204 | -0.0098186 | -0.013914 | 0.0014948 | -0.0084826 | -0.0087457 | -0.011932 | -0.024778 | -0.03413 | -0.025337 | 0.011558 | 0.12117 | 0.48802 | 0.47248 | 0.45431 | 0.41025 | 0.078789 | 0.0087212 | -0.0076813 | -0.00020725 | 0.011515 | -0.00098801 | 69.3822 | 67.6137 | 66.98 | 65.6415 | 64.6452 | 63.6843 | 63.7871 | 64.1351 | 66.5896 | 71.2241 | 77.0706 | 82.078 | 85.1186 | 86.8063 | 87.7103 | 87.4559 | 86.08 | 83.433 | 80.1954 | 77.3368 | 74.8965 | 72.8277 | 70.9827 | 69.9484 | 0.192 | 0.17201 | 0.14743 | 0.093598 | 0.10302 | 0.14088 | 0.14268 | 0.16995 | 0.1696 | 0.16348 | 0.15938 | 0.16554 | 0.17399 | 0.18472 | 0.18854 | 0.18919 | 0.19215 | 0.18346 | 0.17572 | 0.13654 | 0.11915 | 0.1131 | 0.09236 | 0.09027
Portfolio Adjusted1-in-10AllOrange County2023December Monthly Peak | Portfolio Adjusted | 1-in-10 | All | Orange County | 2023 | December Monthly Peak | 12 | 7.1902 | 6.9652 | 6.8379 | 6.9046 | 7.4223 | 8.7488 | 10.2987 | 10.9688 | 11.7415 | 12.0558 | 12.1662 | 11.9921 | 11.719 | 11.4589 | 11.101 | 10.4622 | 10.1233 | 10.2995 | 9.7819 | 9.5109 | 9.1472 | 8.6568 | 8.0857 | 7.5962 | 0.073753 | 0.060967 | 0.04751 | 0.01104 | 0.0075883 | 0.02822 | 0.02453 | 0.012102 | 0.0014412 | -0.01763 | -0.020004 | -0.0079204 | 0.028185 | 0.1235 | 0.41526 | 0.39639 | 0.39335 | 0.35368 | 0.055832 | 0.010736 | 0.0014413 | 0.011943 | 0.026868 | 0.013471 | 44.0737 | 43.4659 | 43.2657 | 43.4871 | 43.7035 | 43.5548 | 43.8668 | 43.8595 | 44.4634 | 45.6328 | 46.7896 | 48.2849 | 49.4391 | 49.8636 | 50.0911 | 50.0238 | 49.5366 | 48.5881 | 47.3604 | 46.13 | 44.9465 | 44.5184 | 44.1576 | 43.3547 | 0.20222 | 0.17997 | 0.15522 | 0.098765 | 0.10894 | 0.14871 | 0.15072 | 0.17736 | 0.17438 | 0.16358 | 0.15647 | 0.16 | 0.16643 | 0.1759 | 0.18012 | 0.18228 | 0.18625 | 0.17844 | 0.1711 | 0.1341 | 0.1179 | 0.11313 | 0.093374 | 0.092016
Portfolio Adjusted1-in-10AllOrange County2023Typical Event Day | Portfolio Adjusted | 1-in-10 | All | Orange County | 2023 | Typical Event Day | 8 | 8.4203 | 8.0729 | 7.8329 | 7.8081 | 8.3508 | 9.8371 | 11.2503 | 12.6549 | 14.2406 | 15.4725 | 16.5675 | 17.0509 | 17.2702 | 17.3681 | 17.1828 | 16.4745 | 15.4567 | 14.069 | 12.7542 | 12.3077 | 11.9639 | 10.9858 | 9.9922 | 9.2182 | -0.055691 | -0.062078 | -0.042857 | -0.050341 | -0.056424 | -0.047831 | -0.070002 | -0.04886 | -0.038994 | -0.040313 | -0.062942 | -0.059844 | -0.025802 | 0.092756 | 0.54195 | 0.54254 | 0.51354 | 0.465 | 0.11794 | 0.0044266 | -0.02615 | -0.024323 | -0.017453 | -0.02944 | 76.8811 | 75.8469 | 74.8144 | 73.9529 | 73.1396 | 72.5535 | 72.1737 | 72.6116 | 75.343 | 79.9065 | 84.6657 | 89.0387 | 92.1315 | 93.9971 | 95.0531 | 95.5704 | 95.6621 | 94.7635 | 93.353 | 90.38 | 86.2996 | 82.8079 | 80.4195 | 78.5699 | 0.22395 | 0.19895 | 0.17027 | 0.10615 | 0.11699 | 0.16057 | 0.15827 | 0.18967 | 0.18855 | 0.1801 | 0.17501 | 0.18027 | 0.18803 | 0.19799 | 0.20147 | 0.20086 | 0.20364 | 0.19268 | 0.18706 | 0.14808 | 0.13013 | 0.12599 | 0.10321 | 0.10293
Portfolio Adjusted1-in-10AllOrange County2024January Monthly Peak | Portfolio Adjusted | 1-in-10 | All | Orange County | 2024 | January Monthly Peak | 1 | 7.2616 | 7.0151 | 6.8765 | 6.9547 | 7.5155 | 8.9543 | 10.7469 | 11.5746 | 12.4252 | 12.6767 | 12.7782 | 12.6092 | 12.3628 | 12.1161 | 11.7401 | 11.0411 | 10.4977 | 10.6059 | 10.1363 | 9.8781 | 9.4689 | 8.9952 | 8.3604 | 7.8416 | 0.075318 | 0.061867 | 0.048334 | 0.011227 | 0.0077679 | 0.029468 | 0.026026 | 0.012997 | 0.0015506 | -0.01892 | -0.021481 | -0.0085479 | 0.03058 | 0.13411 | 0.4453 | 0.42376 | 0.41515 | 0.3697 | 0.05954 | 0.011496 | 0.0015369 | 0.012726 | 0.028536 | 0.014216 | 44.9923 | 44.2561 | 43.4041 | 42.7439 | 42.328 | 41.8087 | 41.3823 | 41.2626 | 41.8275 | 44.2421 | 46.7593 | 48.3707 | 50.0118 | 50.9016 | 51.5089 | 51.5144 | 50.3199 | 48.6794 | 46.5221 | 45.0763 | 44.1885 | 43.7563 | 43.2852 | 42.6477 | 0.2065 | 0.1827 | 0.15797 | 0.10052 | 0.11145 | 0.15471 | 0.15813 | 0.18787 | 0.18437 | 0.17203 | 0.16411 | 0.168 | 0.17484 | 0.18431 | 0.18806 | 0.1893 | 0.19279 | 0.18469 | 0.17833 | 0.14042 | 0.1232 | 0.11876 | 0.097876 | 0.096297
Portfolio Adjusted1-in-10AllOrange County2024February Monthly Peak | Portfolio Adjusted | 1-in-10 | All | Orange County | 2024 | February Monthly Peak | 2 | 7.0433 | 6.8182 | 6.6799 | 6.7688 | 7.2889 | 8.6138 | 10.201 | 10.9701 | 11.7839 | 12.139 | 12.3901 | 12.4041 | 12.3358 | 12.2344 | 11.9405 | 11.2781 | 10.6458 | 10.5204 | 10.1945 | 9.8306 | 9.3975 | 8.8393 | 8.173 | 7.6408 | 0.072483 | 0.059808 | 0.046692 | 0.010881 | 0.0075152 | 0.028324 | 0.024796 | 0.012312 | 0.0014644 | -0.018022 | -0.02065 | -0.0083031 | 0.02991 | 0.1322 | 0.44577 | 0.42595 | 0.41546 | 0.36571 | 0.05832 | 0.011177 | 0.0014922 | 0.01235 | 0.027635 | 0.013784 | 50.8487 | 50.7013 | 50.1519 | 49.5964 | 49.581 | 48.8845 | 47.5554 | 48.2828 | 49.4473 | 51.6718 | 53.815 | 54.6681 | 55.5931 | 56.9154 | 57.985 | 58.245 | 57.4844 | 56.9887 | 55.4591 | 53.9567 | 52.6544 | 51.1983 | 50.5942 | 49.816 | 0.19886 | 0.17669 | 0.15268 | 0.097479 | 0.10793 | 0.14897 | 0.15152 | 0.17919 | 0.17576 | 0.16516 | 0.1585 | 0.16318 | 0.17042 | 0.1802 | 0.184 | 0.18523 | 0.18852 | 0.18059 | 0.17396 | 0.1365 | 0.11968 | 0.11532 | 0.094901 | 0.093428
Portfolio Adjusted1-in-10AllOrange County2024March Monthly Peak | Portfolio Adjusted | 1-in-10 | All | Orange County | 2024 | March Monthly Peak | 3 | 7.172 | 6.9068 | 6.7354 | 6.7819 | 7.2355 | 8.5247 | 9.8812 | 10.7184 | 11.6039 | 12.2297 | 12.7824 | 13.0355 | 13.1929 | 13.3489 | 13.1568 | 12.5819 | 11.7881 | 10.9524 | 10.3026 | 10.3344 | 9.9118 | 9.2372 | 8.4194 | 7.7974 | 0.074199 | 0.061177 | 0.047575 | 0.011028 | 0.0074988 | 0.028155 | 0.023966 | 0.012021 | 0.0014423 | -0.018151 | -0.021242 | -0.0086529 | 0.031623 | 0.14243 | 0.4864 | 0.46933 | 0.45457 | 0.38042 | 0.059871 | 0.011654 | 0.0015661 | 0.012895 | 0.028501 | 0.014128 | 61.0065 | 59.4572 | 58.0542 | 57.2728 | 56.6899 | 56.2341 | 55.9865 | 56.0763 | 57.2667 | 60.8894 | 65.0085 | 69.3603 | 72.9507 | 74.8838 | 75.8869 | 76.4915 | 76.4461 | 75.6504 | 74.1047 | 71.4678 | 68.0462 | 65.2675 | 63.0688 | 60.7349 | 0.20324 | 0.18042 | 0.15528 | 0.098471 | 0.1077 | 0.14818 | 0.14784 | 0.17602 | 0.17387 | 0.16573 | 0.16082 | 0.16662 | 0.17507 | 0.18631 | 0.18997 | 0.19069 | 0.19348 | 0.18326 | 0.17606 | 0.13958 | 0.12284 | 0.11863 | 0.096858 | 0.095145
Portfolio Adjusted1-in-10AllOrange County2024April Monthly Peak | Portfolio Adjusted | 1-in-10 | All | Orange County | 2024 | April Monthly Peak | 4 | 7.2665 | 6.9832 | 6.7997 | 6.8209 | 7.2615 | 8.5766 | 9.8155 | 10.8943 | 12.1353 | 13.0684 | 13.9025 | 14.3766 | 14.6833 | 14.9309 | 14.782 | 14.1393 | 13.2156 | 12.0873 | 11.0135 | 10.9127 | 10.4896 | 9.64 | 8.737 | 8.0287 | 0.010787 | 0.0017764 | 0.0036931 | -0.017244 | -0.021397 | -0.00793 | -0.019963 | -0.016249 | -0.016887 | -0.02721 | -0.039069 | -0.031682 | 0.0041281 | 0.11567 | 0.50137 | 0.49204 | 0.46914 | 0.40763 | 0.084139 | 0.0078068 | -0.011275 | -0.0049154 | 0.0058219 | -0.0064193 | 71.363 | 69.5768 | 67.9907 | 66.3611 | 65.3834 | 64.7235 | 64.1673 | 64.2585 | 67.3037 | 72.8366 | 78.7532 | 84.1751 | 87.8187 | 89.8022 | 90.4313 | 90.8902 | 90.8622 | 90.0181 | 88.3677 | 84.7107 | 79.7625 | 75.8424 | 73.2464 | 71.236 | 0.1899 | 0.16886 | 0.14543 | 0.093044 | 0.1017 | 0.13982 | 0.14131 | 0.16936 | 0.16954 | 0.16314 | 0.15956 | 0.16582 | 0.17463 | 0.18602 | 0.19003 | 0.19081 | 0.1934 | 0.1823 | 0.17405 | 0.13709 | 0.12009 | 0.11441 | 0.093229 | 0.090994
Portfolio Adjusted1-in-10AllOrange County2024May Monthly Peak | Portfolio Adjusted | 1-in-10 | All | Orange County | 2024 | May Monthly Peak | 5 | 7.5986 | 7.3025 | 7.0791 | 7.0875 | 7.5934 | 8.9335 | 10.0911 | 11.53 | 13.0408 | 14.1848 | 15.1229 | 15.631 | 15.8813 | 16.0336 | 15.8387 | 15.0976 | 14.1264 | 12.9121 | 11.7299 | 11.326 | 11.1044 | 10.1518 | 9.1989 | 8.4589 | -0.022207 | -0.029638 | -0.01925 | -0.032954 | -0.037945 | -0.027499 | -0.044303 | -0.032544 | -0.028112 | -0.033986 | -0.051302 | -0.046454 | -0.011469 | 0.10425 | 0.52018 | 0.51323 | 0.48663 | 0.4331 | 0.10107 | 0.0059549 | -0.018842 | -0.014776 | -0.0060953 | -0.017902 | 74.4468 | 72.7412 | 71.2555 | 70.6523 | 69.9985 | 69.1877 | 68.7706 | 69.09 | 72.6924 | 78.4127 | 83.2683 | 86.8216 | 89.2937 | 91.2439 | 92.5283 | 92.8924 | 92.6961 | 91.5972 | 90.0825 | 87.379 | 83.3255 | 79.0417 | 76.5285 | 74.3899 | 0.19879 | 0.17677 | 0.15133 | 0.096221 | 0.10584 | 0.14562 | 0.14601 | 0.17669 | 0.17751 | 0.17084 | 0.16638 | 0.17271 | 0.18115 | 0.19171 | 0.19535 | 0.19495 | 0.19746 | 0.18647 | 0.17923 | 0.14061 | 0.12399 | 0.11858 | 0.096749 | 0.095093
Portfolio Adjusted1-in-10AllOrange County2024June Monthly Peak | Portfolio Adjusted | 1-in-10 | All | Orange County | 2024 | June Monthly Peak | 6 | 7.9421 | 7.6363 | 7.3913 | 7.4112 | 7.9127 | 9.1743 | 10.3192 | 11.6749 | 13.0514 | 14.1392 | 15.0939 | 15.6096 | 15.8585 | 16.0027 | 15.8756 | 15.2918 | 14.3876 | 13.2055 | 12.0535 | 11.4681 | 11.2564 | 10.4413 | 9.4563 | 8.7208 | -0.01245 | -0.02103 | -0.012763 | -0.030009 | -0.034962 | -0.022316 | -0.037878 | -0.027846 | -0.024716 | -0.032015 | -0.047637 | -0.041747 | -0.0063555 | 0.10681 | 0.51856 | 0.51678 | 0.49523 | 0.43987 | 0.09919 | 0.0067342 | -0.016908 | -0.012104 | -0.0023458 | -0.014958 | 72.0893 | 70.8779 | 69.7075 | 68.7974 | 67.6249 | 66.8021 | 66.4548 | 67.5455 | 70.9602 | 75.8823 | 80.942 | 85.477 | 88.8494 | 91.1023 | 92.6898 | 93.3935 | 93.7199 | 92.5417 | 91.0538 | 87.9194 | 83.7387 | 80.0298 | 77.5009 | 75.6322 | 0.20924 | 0.18634 | 0.1591 | 0.10055 | 0.11016 | 0.14969 | 0.14802 | 0.17665 | 0.17585 | 0.16882 | 0.16454 | 0.17046 | 0.17842 | 0.1886 | 0.19274 | 0.19395 | 0.19735 | 0.18691 | 0.18067 | 0.14146 | 0.12471 | 0.1205 | 0.098447 | 0.097464
Portfolio Adjusted1-in-10AllOrange County2024July Monthly Peak | Portfolio Adjusted | 1-in-10 | All | Orange County | 2024 | July Monthly Peak | 7 | 8.3874 | 8.0375 | 7.79 | 7.7818 | 8.3098 | 9.6796 | 10.9494 | 12.3926 | 13.8508 | 15.0327 | 15.9952 | 16.4562 | 16.6541 | 16.7781 | 16.638 | 16.057 | 15.2107 | 13.9871 | 12.7509 | 12.0793 | 11.8265 | 10.9495 | 9.9419 | 9.155 | -0.050572 | -0.057236 | -0.03931 | -0.048141 | -0.053814 | -0.044361 | -0.064751 | -0.045149 | -0.03603 | -0.037973 | -0.058654 | -0.055392 | -0.022514 | 0.090787 | 0.5231 | 0.52735 | 0.50541 | 0.46132 | 0.11587 | 0.0046596 | -0.024862 | -0.022798 | -0.015568 | -0.027501 | 77.6676 | 76.3725 | 75.1406 | 73.9566 | 73.191 | 72.4889 | 71.85 | 72.3002 | 75.2013 | 79.903 | 84.9898 | 89.2182 | 91.4911 | 92.6641 | 93.6245 | 93.6065 | 93.3675 | 92.8751 | 91.377 | 88.8655 | 85.0859 | 81.5011 | 79.2241 | 77.7155 | 0.22194 | 0.19723 | 0.1688 | 0.10563 | 0.11584 | 0.15772 | 0.15431 | 0.18413 | 0.18225 | 0.17433 | 0.16907 | 0.17444 | 0.18214 | 0.19225 | 0.1962 | 0.19703 | 0.20092 | 0.19096 | 0.18586 | 0.14606 | 0.12852 | 0.1247 | 0.10193 | 0.10141
Portfolio Adjusted1-in-10AllOrange County2024August Monthly Peak | Portfolio Adjusted | 1-in-10 | All | Orange County | 2024 | August Monthly Peak | 8 | 8.5468 | 8.1888 | 7.9413 | 7.9094 | 8.4577 | 9.9798 | 11.436 | 12.9308 | 14.6282 | 15.9355 | 17.0982 | 17.6045 | 17.8261 | 17.915 | 17.7209 | 16.976 | 15.9124 | 14.4717 | 13.097 | 12.6206 | 12.2302 | 11.1985 | 10.1789 | 9.3785 | -0.079441 | -0.084463 | -0.059275 | -0.06111 | -0.06761 | -0.061514 | -0.087007 | -0.060121 | -0.046638 | -0.044429 | -0.070781 | -0.069574 | -0.036888 | 0.083013 | 0.54786 | 0.55127 | 0.51924 | 0.47683 | 0.12835 | 0.0030497 | -0.031198 | -0.031052 | -0.02586 | -0.037315 | 77.8924 | 77.1236 | 76.3482 | 75.5301 | 74.9091 | 74.4008 | 74.4258 | 75.0005 | 77.5802 | 82.2975 | 86.8885 | 91.1849 | 94.6958 | 96.8266 | 97.6598 | 98.4755 | 98.6978 | 98.0428 | 97.2225 | 94.4002 | 90.0323 | 86.5502 | 84.1841 | 82.1056 | 0.23159 | 0.20562 | 0.1759 | 0.1093 | 0.12049 | 0.16582 | 0.16326 | 0.19642 | 0.19555 | 0.18661 | 0.18119 | 0.1865 | 0.19434 | 0.20423 | 0.20749 | 0.20623 | 0.20891 | 0.1978 | 0.19264 | 0.1527 | 0.13403 | 0.12987 | 0.10639 | 0.10624
Portfolio Adjusted1-in-10AllOrange County2024September Monthly Peak | Portfolio Adjusted | 1-in-10 | All | Orange County | 2024 | September Monthly Peak | 9 | 8.4594 | 8.1345 | 7.8695 | 7.8846 | 8.4415 | 10.062 | 11.7771 | 13.0781 | 14.864 | 16.1941 | 17.291 | 17.7402 | 17.9329 | 18.0729 | 17.86 | 17.0535 | 15.9448 | 14.4451 | 13.1843 | 12.9692 | 12.1497 | 11.1258 | 10.1234 | 9.3275 | -0.080547 | -0.085726 | -0.059957 | -0.061787 | -0.068381 | -0.063173 | -0.090344 | -0.062052 | -0.048456 | -0.045984 | -0.072933 | -0.071746 | -0.038557 | 0.083793 | 0.55454 | 0.55615 | 0.52237 | 0.47889 | 0.13167 | 0.0029984 | -0.031843 | -0.031719 | -0.026615 | -0.037885 | 79.875 | 79.0137 | 78.0612 | 77.5276 | 76.8334 | 76.5224 | 75.9642 | 75.6004 | 77.6304 | 81.543 | 85.8424 | 90.2746 | 93.4899 | 95.3955 | 96.2381 | 96.8062 | 96.8633 | 95.5945 | 93.7587 | 90.3349 | 86.3417 | 83.1506 | 80.7687 | 78.8264 | 0.22936 | 0.20441 | 0.17413 | 0.10896 | 0.12025 | 0.16702 | 0.16573 | 0.19879 | 0.19898 | 0.1899 | 0.18338 | 0.18843 | 0.19605 | 0.20615 | 0.20888 | 0.20662 | 0.20901 | 0.19789 | 0.19428 | 0.15501 | 0.13434 | 0.13 | 0.10634 | 0.106
Portfolio Adjusted1-in-10AllOrange County2024October Monthly Peak | Portfolio Adjusted | 1-in-10 | All | Orange County | 2024 | October Monthly Peak | 10 | 7.2804 | 7.0219 | 6.837 | 6.8743 | 7.3546 | 8.7198 | 10.332 | 11.3322 | 12.6264 | 13.6458 | 14.5816 | 15.1407 | 15.4514 | 15.6167 | 15.4515 | 14.7593 | 13.7531 | 12.6583 | 11.8183 | 11.3267 | 10.5799 | 9.702 | 8.8452 | 8.1271 | -0.020185 | -0.027208 | -0.017779 | -0.03088 | -0.035747 | -0.02592 | -0.042825 | -0.031015 | -0.026618 | -0.031933 | -0.048151 | -0.043599 | -0.010634 | 0.098123 | 0.4982 | 0.49149 | 0.46502 | 0.42069 | 0.097056 | 0.0056766 | -0.017367 | -0.013533 | -0.0055347 | -0.016529 | 74.7409 | 73.2535 | 72.0711 | 70.9238 | 69.954 | 69.4459 | 69.0539 | 68.9488 | 70.3255 | 74.4949 | 79.9681 | 85.2549 | 89.7226 | 92.7003 | 93.8046 | 94.3817 | 94.213 | 92.7034 | 89.6621 | 85.0292 | 80.7491 | 78.0205 | 76.1014 | 74.4323 | 0.18473 | 0.16509 | 0.14253 | 0.091873 | 0.1014 | 0.13959 | 0.1432 | 0.17134 | 0.17163 | 0.16461 | 0.16069 | 0.167 | 0.17541 | 0.1859 | 0.18991 | 0.19031 | 0.19297 | 0.18354 | 0.17565 | 0.13658 | 0.11874 | 0.11241 | 0.092036 | 0.090026
Portfolio Adjusted1-in-10AllOrange County2024November Monthly Peak | Portfolio Adjusted | 1-in-10 | All | Orange County | 2024 | November Monthly Peak | 11 | 7.2314 | 7.0175 | 6.8359 | 6.8279 | 7.3007 | 8.6265 | 9.8517 | 10.8415 | 12.016 | 12.9199 | 13.642 | 14.0584 | 14.252 | 14.3444 | 14.0793 | 13.3315 | 12.5253 | 12.2231 | 11.2886 | 10.6646 | 10.074 | 9.2822 | 8.4692 | 7.827 | 0.027348 | 0.017452 | 0.015204 | -0.0098186 | -0.013914 | 0.0014948 | -0.0084826 | -0.0087457 | -0.011932 | -0.024778 | -0.03413 | -0.025337 | 0.011558 | 0.12117 | 0.48802 | 0.47248 | 0.45431 | 0.41025 | 0.078789 | 0.0087212 | -0.0076813 | -0.00020725 | 0.011515 | -0.00098801 | 69.3822 | 67.6137 | 66.98 | 65.6415 | 64.6452 | 63.6843 | 63.7871 | 64.1351 | 66.5896 | 71.2241 | 77.0706 | 82.078 | 85.1186 | 86.8063 | 87.7103 | 87.4559 | 86.08 | 83.433 | 80.1954 | 77.3368 | 74.8965 | 72.8277 | 70.9827 | 69.9484 | 0.192 | 0.17201 | 0.14743 | 0.093598 | 0.10302 | 0.14088 | 0.14268 | 0.16995 | 0.1696 | 0.16348 | 0.15938 | 0.16554 | 0.17399 | 0.18472 | 0.18854 | 0.18919 | 0.19215 | 0.18346 | 0.17572 | 0.13654 | 0.11915 | 0.1131 | 0.09236 | 0.09027
Portfolio Adjusted1-in-10AllOrange County2024December Monthly Peak | Portfolio Adjusted | 1-in-10 | All | Orange County | 2024 | December Monthly Peak | 12 | 7.1902 | 6.9652 | 6.8379 | 6.9046 | 7.4223 | 8.7488 | 10.2987 | 10.9688 | 11.7415 | 12.0558 | 12.1662 | 11.9921 | 11.719 | 11.4589 | 11.101 | 10.4622 | 10.1233 | 10.2995 | 9.7819 | 9.5109 | 9.1472 | 8.6568 | 8.0857 | 7.5962 | 0.073753 | 0.060967 | 0.04751 | 0.01104 | 0.0075883 | 0.02822 | 0.02453 | 0.012102 | 0.0014412 | -0.01763 | -0.020004 | -0.0079204 | 0.028185 | 0.1235 | 0.41526 | 0.39639 | 0.39335 | 0.35368 | 0.055832 | 0.010736 | 0.0014413 | 0.011943 | 0.026868 | 0.013471 | 44.0737 | 43.4659 | 43.2657 | 43.487 | 43.7035 | 43.5548 | 43.8668 | 43.8595 | 44.4634 | 45.6328 | 46.7896 | 48.2849 | 49.4391 | 49.8636 | 50.0911 | 50.0238 | 49.5366 | 48.5881 | 47.3604 | 46.13 | 44.9465 | 44.5184 | 44.1576 | 43.3547 | 0.20222 | 0.17997 | 0.15522 | 0.098765 | 0.10894 | 0.14871 | 0.15072 | 0.17736 | 0.17438 | 0.16358 | 0.15647 | 0.16 | 0.16643 | 0.1759 | 0.18012 | 0.18228 | 0.18625 | 0.17844 | 0.1711 | 0.1341 | 0.1179 | 0.11313 | 0.093374 | 0.092016
Portfolio Adjusted1-in-10AllOrange County2024Typical Event Day | Portfolio Adjusted | 1-in-10 | All | Orange County | 2024 | Typical Event Day | 8 | 8.4203 | 8.0729 | 7.8329 | 7.8081 | 8.3508 | 9.8371 | 11.2503 | 12.6549 | 14.2406 | 15.4725 | 16.5675 | 17.0509 | 17.2702 | 17.3681 | 17.1828 | 16.4745 | 15.4567 | 14.069 | 12.7542 | 12.3077 | 11.9639 | 10.9858 | 9.9922 | 9.2182 | -0.055691 | -0.062078 | -0.042857 | -0.050341 | -0.056424 | -0.047831 | -0.070002 | -0.04886 | -0.038994 | -0.040313 | -0.062942 | -0.059844 | -0.025802 | 0.092756 | 0.54195 | 0.54254 | 0.51354 | 0.465 | 0.11794 | 0.0044266 | -0.02615 | -0.024323 | -0.017453 | -0.02944 | 76.8811 | 75.8469 | 74.8144 | 73.9529 | 73.1396 | 72.5536 | 72.1737 | 72.6116 | 75.343 | 79.9065 | 84.6657 | 89.0387 | 92.1315 | 93.9971 | 95.0531 | 95.5704 | 95.6621 | 94.7635 | 93.353 | 90.38 | 86.2996 | 82.8079 | 80.4195 | 78.5699 | 0.22395 | 0.19895 | 0.17027 | 0.10615 | 0.11699 | 0.16057 | 0.15827 | 0.18967 | 0.18855 | 0.1801 | 0.17501 | 0.18027 | 0.18803 | 0.19799 | 0.20147 | 0.20086 | 0.20364 | 0.19268 | 0.18706 | 0.14808 | 0.13013 | 0.12599 | 0.10321 | 0.10293
Portfolio Adjusted1-in-10AllOrange County2025January Monthly Peak | Portfolio Adjusted | 1-in-10 | All | Orange County | 2025 | January Monthly Peak | 1 | 7.2616 | 7.0151 | 6.8765 | 6.9547 | 7.5155 | 8.9543 | 10.7469 | 11.5746 | 12.4252 | 12.6767 | 12.7782 | 12.6092 | 12.3628 | 12.1161 | 11.7401 | 11.0411 | 10.4977 | 10.6059 | 10.1363 | 9.8781 | 9.4689 | 8.9952 | 8.3604 | 7.8416 | 0.075318 | 0.061867 | 0.048334 | 0.011227 | 0.0077679 | 0.029468 | 0.026026 | 0.012997 | 0.0015506 | -0.01892 | -0.021481 | -0.0085479 | 0.03058 | 0.13411 | 0.4453 | 0.42376 | 0.41515 | 0.3697 | 0.05954 | 0.011496 | 0.0015369 | 0.012726 | 0.028536 | 0.014216 | 44.9923 | 44.2561 | 43.4041 | 42.7439 | 42.328 | 41.8087 | 41.3823 | 41.2626 | 41.8275 | 44.2421 | 46.7593 | 48.3707 | 50.0118 | 50.9016 | 51.5089 | 51.5144 | 50.3199 | 48.6794 | 46.5221 | 45.0763 | 44.1885 | 43.7563 | 43.2852 | 42.6477 | 0.2065 | 0.1827 | 0.15797 | 0.10052 | 0.11145 | 0.15471 | 0.15813 | 0.18787 | 0.18437 | 0.17203 | 0.16411 | 0.168 | 0.17484 | 0.18431 | 0.18806 | 0.1893 | 0.19279 | 0.18469 | 0.17833 | 0.14042 | 0.1232 | 0.11876 | 0.097876 | 0.096297
Portfolio Adjusted1-in-10AllOrange County2025February Monthly Peak | Portfolio Adjusted | 1-in-10 | All | Orange County | 2025 | February Monthly Peak | 2 | 7.0433 | 6.8182 | 6.6799 | 6.7688 | 7.2889 | 8.6138 | 10.201 | 10.9701 | 11.7839 | 12.139 | 12.3901 | 12.4041 | 12.3358 | 12.2344 | 11.9405 | 11.2781 | 10.6458 | 10.5204 | 10.1945 | 9.8306 | 9.3975 | 8.8393 | 8.173 | 7.6408 | 0.072483 | 0.059808 | 0.046692 | 0.010881 | 0.0075152 | 0.028324 | 0.024796 | 0.012312 | 0.0014644 | -0.018022 | -0.02065 | -0.0083031 | 0.02991 | 0.1322 | 0.44577 | 0.42595 | 0.41546 | 0.36571 | 0.05832 | 0.011177 | 0.0014922 | 0.01235 | 0.027635 | 0.013784 | 50.8487 | 50.7013 | 50.1519 | 49.5964 | 49.581 | 48.8845 | 47.5554 | 48.2828 | 49.4473 | 51.6718 | 53.815 | 54.6681 | 55.5931 | 56.9154 | 57.985 | 58.245 | 57.4844 | 56.9887 | 55.4591 | 53.9567 | 52.6544 | 51.1983 | 50.5942 | 49.816 | 0.19886 | 0.17669 | 0.15268 | 0.097479 | 0.10793 | 0.14897 | 0.15152 | 0.17919 | 0.17576 | 0.16516 | 0.1585 | 0.16318 | 0.17042 | 0.1802 | 0.184 | 0.18523 | 0.18852 | 0.18059 | 0.17396 | 0.1365 | 0.11968 | 0.11532 | 0.094901 | 0.093428
Portfolio Adjusted1-in-10AllOrange County2025March Monthly Peak | Portfolio Adjusted | 1-in-10 | All | Orange County | 2025 | March Monthly Peak | 3 | 7.172 | 6.9068 | 6.7354 | 6.7819 | 7.2355 | 8.5247 | 9.8812 | 10.7184 | 11.6039 | 12.2297 | 12.7824 | 13.0355 | 13.1929 | 13.3489 | 13.1568 | 12.5819 | 11.7881 | 10.9524 | 10.3026 | 10.3344 | 9.9118 | 9.2372 | 8.4194 | 7.7974 | 0.074199 | 0.061177 | 0.047575 | 0.011028 | 0.0074988 | 0.028155 | 0.023966 | 0.012021 | 0.0014423 | -0.018151 | -0.021242 | -0.0086529 | 0.031623 | 0.14243 | 0.4864 | 0.46933 | 0.45457 | 0.38042 | 0.059871 | 0.011654 | 0.0015661 | 0.012895 | 0.028501 | 0.014128 | 61.0065 | 59.4572 | 58.0542 | 57.2728 | 56.6899 | 56.2341 | 55.9865 | 56.0763 | 57.2667 | 60.8894 | 65.0085 | 69.3603 | 72.9507 | 74.8838 | 75.8869 | 76.4915 | 76.4461 | 75.6504 | 74.1047 | 71.4678 | 68.0462 | 65.2675 | 63.0688 | 60.7349 | 0.20324 | 0.18042 | 0.15528 | 0.098471 | 0.1077 | 0.14818 | 0.14784 | 0.17602 | 0.17387 | 0.16573 | 0.16082 | 0.16662 | 0.17507 | 0.18631 | 0.18997 | 0.19069 | 0.19348 | 0.18326 | 0.17606 | 0.13958 | 0.12284 | 0.11863 | 0.096858 | 0.095145
Portfolio Adjusted1-in-10AllOrange County2025April Monthly Peak | Portfolio Adjusted | 1-in-10 | All | Orange County | 2025 | April Monthly Peak | 4 | 7.2665 | 6.9832 | 6.7997 | 6.8209 | 7.2615 | 8.5766 | 9.8155 | 10.8943 | 12.1353 | 13.0684 | 13.9025 | 14.3766 | 14.6833 | 14.9309 | 14.782 | 14.1393 | 13.2156 | 12.0873 | 11.0135 | 10.9127 | 10.4896 | 9.64 | 8.737 | 8.0287 | 0.010787 | 0.0017764 | 0.0036931 | -0.017244 | -0.021397 | -0.00793 | -0.019963 | -0.016249 | -0.016887 | -0.02721 | -0.039069 | -0.031682 | 0.0041281 | 0.11567 | 0.50137 | 0.49204 | 0.46914 | 0.40763 | 0.084139 | 0.0078068 | -0.011275 | -0.0049154 | 0.0058219 | -0.0064193 | 71.363 | 69.5768 | 67.9907 | 66.3611 | 65.3834 | 64.7235 | 64.1673 | 64.2585 | 67.3037 | 72.8366 | 78.7532 | 84.1751 | 87.8187 | 89.8022 | 90.4313 | 90.8902 | 90.8622 | 90.0181 | 88.3677 | 84.7108 | 79.7626 | 75.8424 | 73.2464 | 71.236 | 0.1899 | 0.16886 | 0.14543 | 0.093044 | 0.1017 | 0.13982 | 0.14131 | 0.16936 | 0.16954 | 0.16314 | 0.15956 | 0.16582 | 0.17463 | 0.18602 | 0.19003 | 0.19081 | 0.1934 | 0.1823 | 0.17405 | 0.13709 | 0.12009 | 0.11441 | 0.093229 | 0.090994
Portfolio Adjusted1-in-10AllOrange County2025May Monthly Peak | Portfolio Adjusted | 1-in-10 | All | Orange County | 2025 | May Monthly Peak | 5 | 7.5986 | 7.3025 | 7.0791 | 7.0875 | 7.5934 | 8.9335 | 10.0911 | 11.53 | 13.0408 | 14.1848 | 15.1229 | 15.631 | 15.8813 | 16.0336 | 15.8387 | 15.0976 | 14.1264 | 12.9121 | 11.7299 | 11.326 | 11.1044 | 10.1518 | 9.1989 | 8.4589 | -0.022207 | -0.029638 | -0.01925 | -0.032954 | -0.037945 | -0.027499 | -0.044303 | -0.032544 | -0.028112 | -0.033986 | -0.051302 | -0.046454 | -0.011469 | 0.10425 | 0.52018 | 0.51323 | 0.48663 | 0.4331 | 0.10107 | 0.0059549 | -0.018842 | -0.014776 | -0.0060953 | -0.017902 | 74.4468 | 72.7412 | 71.2555 | 70.6523 | 69.9985 | 69.1877 | 68.7706 | 69.09 | 72.6924 | 78.4127 | 83.2683 | 86.8216 | 89.2937 | 91.2439 | 92.5283 | 92.8924 | 92.6961 | 91.5972 | 90.0825 | 87.379 | 83.3255 | 79.0417 | 76.5285 | 74.3899 | 0.19879 | 0.17677 | 0.15133 | 0.096221 | 0.10584 | 0.14562 | 0.14601 | 0.17669 | 0.17751 | 0.17084 | 0.16638 | 0.17271 | 0.18115 | 0.19171 | 0.19535 | 0.19495 | 0.19746 | 0.18647 | 0.17923 | 0.14061 | 0.12399 | 0.11858 | 0.096749 | 0.095093
Portfolio Adjusted1-in-10AllOrange County2025June Monthly Peak | Portfolio Adjusted | 1-in-10 | All | Orange County | 2025 | June Monthly Peak | 6 | 7.9421 | 7.6363 | 7.3913 | 7.4112 | 7.9127 | 9.1743 | 10.3192 | 11.6749 | 13.0514 | 14.1392 | 15.0939 | 15.6096 | 15.8585 | 16.0027 | 15.8756 | 15.2918 | 14.3876 | 13.2055 | 12.0535 | 11.4681 | 11.2564 | 10.4413 | 9.4563 | 8.7208 | -0.01245 | -0.02103 | -0.012763 | -0.030009 | -0.034962 | -0.022316 | -0.037878 | -0.027846 | -0.024716 | -0.032015 | -0.047637 | -0.041747 | -0.0063555 | 0.10681 | 0.51856 | 0.51678 | 0.49523 | 0.43987 | 0.09919 | 0.0067342 | -0.016908 | -0.012104 | -0.0023458 | -0.014958 | 72.0893 | 70.8779 | 69.7075 | 68.7974 | 67.6249 | 66.8021 | 66.4548 | 67.5455 | 70.9602 | 75.8823 | 80.942 | 85.477 | 88.8494 | 91.1023 | 92.6898 | 93.3935 | 93.7199 | 92.5417 | 91.0538 | 87.9194 | 83.7387 | 80.0298 | 77.5009 | 75.6322 | 0.20924 | 0.18634 | 0.1591 | 0.10055 | 0.11016 | 0.14969 | 0.14802 | 0.17665 | 0.17585 | 0.16882 | 0.16454 | 0.17046 | 0.17842 | 0.1886 | 0.19274 | 0.19395 | 0.19735 | 0.18691 | 0.18067 | 0.14146 | 0.12471 | 0.1205 | 0.098447 | 0.097464
Portfolio Adjusted1-in-10AllOrange County2025July Monthly Peak | Portfolio Adjusted | 1-in-10 | All | Orange County | 2025 | July Monthly Peak | 7 | 8.3874 | 8.0375 | 7.79 | 7.7818 | 8.3098 | 9.6796 | 10.9494 | 12.3926 | 13.8508 | 15.0327 | 15.9952 | 16.4562 | 16.6541 | 16.7781 | 16.638 | 16.057 | 15.2107 | 13.9871 | 12.7509 | 12.0793 | 11.8265 | 10.9495 | 9.9419 | 9.155 | -0.050572 | -0.057236 | -0.03931 | -0.048141 | -0.053814 | -0.044361 | -0.064751 | -0.045149 | -0.03603 | -0.037973 | -0.058654 | -0.055392 | -0.022514 | 0.090787 | 0.5231 | 0.52735 | 0.50541 | 0.46132 | 0.11587 | 0.0046596 | -0.024862 | -0.022798 | -0.015568 | -0.027501 | 77.6676 | 76.3725 | 75.1406 | 73.9566 | 73.191 | 72.4889 | 71.85 | 72.3002 | 75.2013 | 79.903 | 84.9898 | 89.2182 | 91.4911 | 92.6641 | 93.6245 | 93.6065 | 93.3675 | 92.8751 | 91.377 | 88.8655 | 85.0859 | 81.5011 | 79.2241 | 77.7155 | 0.22194 | 0.19723 | 0.1688 | 0.10563 | 0.11584 | 0.15772 | 0.15431 | 0.18413 | 0.18225 | 0.17433 | 0.16907 | 0.17444 | 0.18214 | 0.19225 | 0.1962 | 0.19703 | 0.20092 | 0.19096 | 0.18586 | 0.14606 | 0.12852 | 0.1247 | 0.10193 | 0.10141
Portfolio Adjusted1-in-10AllOrange County2025August Monthly Peak | Portfolio Adjusted | 1-in-10 | All | Orange County | 2025 | August Monthly Peak | 8 | 8.5468 | 8.1888 | 7.9413 | 7.9094 | 8.4577 | 9.9798 | 11.436 | 12.9308 | 14.6282 | 15.9355 | 17.0982 | 17.6045 | 17.8261 | 17.915 | 17.7209 | 16.976 | 15.9123 | 14.4717 | 13.097 | 12.6206 | 12.2302 | 11.1985 | 10.1789 | 9.3785 | -0.079441 | -0.084463 | -0.059275 | -0.06111 | -0.06761 | -0.061514 | -0.087007 | -0.060121 | -0.046638 | -0.044429 | -0.070781 | -0.069574 | -0.036888 | 0.083013 | 0.54786 | 0.55127 | 0.51924 | 0.47683 | 0.12835 | 0.0030497 | -0.031198 | -0.031052 | -0.02586 | -0.037315 | 77.8924 | 77.1236 | 76.3482 | 75.5301 | 74.9091 | 74.4008 | 74.4258 | 75.0005 | 77.5802 | 82.2975 | 86.8885 | 91.1849 | 94.6958 | 96.8266 | 97.6598 | 98.4755 | 98.6978 | 98.0428 | 97.2225 | 94.4002 | 90.0323 | 86.5502 | 84.1841 | 82.1056 | 0.23159 | 0.20562 | 0.1759 | 0.1093 | 0.12049 | 0.16582 | 0.16326 | 0.19642 | 0.19555 | 0.18661 | 0.18119 | 0.1865 | 0.19434 | 0.20423 | 0.20749 | 0.20623 | 0.20891 | 0.1978 | 0.19264 | 0.1527 | 0.13403 | 0.12987 | 0.10639 | 0.10624
Portfolio Adjusted1-in-10AllOrange County2025September Monthly Peak | Portfolio Adjusted | 1-in-10 | All | Orange County | 2025 | September Monthly Peak | 9 | 8.4594 | 8.1345 | 7.8695 | 7.8846 | 8.4415 | 10.062 | 11.7771 | 13.0781 | 14.864 | 16.1941 | 17.291 | 17.7402 | 17.9329 | 18.0729 | 17.86 | 17.0535 | 15.9448 | 14.4451 | 13.1843 | 12.9692 | 12.1497 | 11.1258 | 10.1234 | 9.3275 | -0.080547 | -0.085726 | -0.059957 | -0.061787 | -0.068381 | -0.063173 | -0.090344 | -0.062052 | -0.048456 | -0.045984 | -0.072933 | -0.071746 | -0.038557 | 0.083793 | 0.55454 | 0.55615 | 0.52237 | 0.47889 | 0.13167 | 0.0029984 | -0.031843 | -0.031719 | -0.026615 | -0.037885 | 79.875 | 79.0137 | 78.0612 | 77.5276 | 76.8334 | 76.5224 | 75.9642 | 75.6004 | 77.6304 | 81.543 | 85.8424 | 90.2746 | 93.4899 | 95.3955 | 96.2381 | 96.8062 | 96.8633 | 95.5945 | 93.7587 | 90.3349 | 86.3417 | 83.1506 | 80.7687 | 78.8264 | 0.22936 | 0.20441 | 0.17413 | 0.10896 | 0.12025 | 0.16702 | 0.16573 | 0.19879 | 0.19898 | 0.1899 | 0.18338 | 0.18843 | 0.19605 | 0.20615 | 0.20888 | 0.20662 | 0.20901 | 0.19789 | 0.19428 | 0.15501 | 0.13434 | 0.13 | 0.10634 | 0.106
Portfolio Adjusted1-in-10AllOrange County2025October Monthly Peak | Portfolio Adjusted | 1-in-10 | All | Orange County | 2025 | October Monthly Peak | 10 | 7.2804 | 7.0219 | 6.837 | 6.8743 | 7.3546 | 8.7198 | 10.332 | 11.3322 | 12.6264 | 13.6458 | 14.5816 | 15.1407 | 15.4514 | 15.6167 | 15.4515 | 14.7593 | 13.7531 | 12.6583 | 11.8183 | 11.3267 | 10.5799 | 9.702 | 8.8452 | 8.1271 | -0.020185 | -0.027208 | -0.017779 | -0.03088 | -0.035747 | -0.02592 | -0.042825 | -0.031015 | -0.026618 | -0.031933 | -0.048151 | -0.043599 | -0.010634 | 0.098123 | 0.4982 | 0.49149 | 0.46502 | 0.42069 | 0.097056 | 0.0056766 | -0.017367 | -0.013533 | -0.0055347 | -0.016529 | 74.7409 | 73.2535 | 72.0711 | 70.9238 | 69.954 | 69.4459 | 69.0539 | 68.9488 | 70.3255 | 74.4949 | 79.9681 | 85.2549 | 89.7226 | 92.7003 | 93.8046 | 94.3817 | 94.213 | 92.7034 | 89.6621 | 85.0293 | 80.749 | 78.0205 | 76.1014 | 74.4323 | 0.18473 | 0.16509 | 0.14253 | 0.091873 | 0.1014 | 0.13959 | 0.1432 | 0.17134 | 0.17163 | 0.16461 | 0.16069 | 0.167 | 0.17541 | 0.1859 | 0.18991 | 0.19031 | 0.19297 | 0.18354 | 0.17565 | 0.13658 | 0.11874 | 0.11241 | 0.092036 | 0.090026
Portfolio Adjusted1-in-10AllOrange County2025November Monthly Peak | Portfolio Adjusted | 1-in-10 | All | Orange County | 2025 | November Monthly Peak | 11 | 7.2314 | 7.0175 | 6.8359 | 6.8279 | 7.3007 | 8.6265 | 9.8517 | 10.8415 | 12.016 | 12.9199 | 13.642 | 14.0584 | 14.252 | 14.3444 | 14.0793 | 13.3315 | 12.5253 | 12.2231 | 11.2886 | 10.6646 | 10.074 | 9.2822 | 8.4692 | 7.827 | 0.027348 | 0.017452 | 0.015204 | -0.0098186 | -0.013914 | 0.0014948 | -0.0084826 | -0.0087457 | -0.011932 | -0.024778 | -0.03413 | -0.025337 | 0.011558 | 0.12117 | 0.48802 | 0.47248 | 0.45431 | 0.41025 | 0.078789 | 0.0087212 | -0.0076813 | -0.00020725 | 0.011515 | -0.00098801 | 69.3822 | 67.6137 | 66.98 | 65.6415 | 64.6452 | 63.6843 | 63.7871 | 64.1351 | 66.5896 | 71.2241 | 77.0706 | 82.078 | 85.1186 | 86.8063 | 87.7103 | 87.4559 | 86.08 | 83.433 | 80.1954 | 77.3368 | 74.8965 | 72.8277 | 70.9827 | 69.9484 | 0.192 | 0.17201 | 0.14743 | 0.093598 | 0.10302 | 0.14088 | 0.14268 | 0.16995 | 0.1696 | 0.16348 | 0.15938 | 0.16554 | 0.17399 | 0.18472 | 0.18854 | 0.18919 | 0.19215 | 0.18346 | 0.17572 | 0.13654 | 0.11915 | 0.1131 | 0.09236 | 0.09027
Portfolio Adjusted1-in-10AllOrange County2025December Monthly Peak | Portfolio Adjusted | 1-in-10 | All | Orange County | 2025 | December Monthly Peak | 12 | 7.1902 | 6.9652 | 6.8379 | 6.9046 | 7.4223 | 8.7488 | 10.2987 | 10.9688 | 11.7415 | 12.0558 | 12.1662 | 11.9921 | 11.719 | 11.4589 | 11.101 | 10.4622 | 10.1233 | 10.2995 | 9.7819 | 9.5109 | 9.1472 | 8.6568 | 8.0857 | 7.5962 | 0.073753 | 0.060967 | 0.04751 | 0.01104 | 0.0075883 | 0.02822 | 0.02453 | 0.012102 | 0.0014412 | -0.01763 | -0.020004 | -0.0079204 | 0.028185 | 0.1235 | 0.41526 | 0.39639 | 0.39335 | 0.35368 | 0.055832 | 0.010736 | 0.0014413 | 0.011943 | 0.026868 | 0.013471 | 44.0737 | 43.4659 | 43.2657 | 43.487 | 43.7035 | 43.5548 | 43.8668 | 43.8595 | 44.4634 | 45.6328 | 46.7896 | 48.2849 | 49.4391 | 49.8636 | 50.0911 | 50.0238 | 49.5366 | 48.5881 | 47.3604 | 46.13 | 44.9465 | 44.5183 | 44.1576 | 43.3547 | 0.20222 | 0.17997 | 0.15522 | 0.098765 | 0.10894 | 0.14871 | 0.15072 | 0.17736 | 0.17438 | 0.16358 | 0.15647 | 0.16 | 0.16643 | 0.1759 | 0.18012 | 0.18228 | 0.18625 | 0.17844 | 0.1711 | 0.1341 | 0.1179 | 0.11313 | 0.093374 | 0.092016
Portfolio Adjusted1-in-10AllOrange County2025Typical Event Day | Portfolio Adjusted | 1-in-10 | All | Orange County | 2025 | Typical Event Day | 8 | 8.4203 | 8.0729 | 7.8329 | 7.8081 | 8.3508 | 9.8371 | 11.2503 | 12.6549 | 14.2406 | 15.4725 | 16.5675 | 17.0509 | 17.2702 | 17.3681 | 17.1828 | 16.4745 | 15.4567 | 14.069 | 12.7542 | 12.3077 | 11.9639 | 10.9858 | 9.9922 | 9.2182 | -0.055691 | -0.062078 | -0.042857 | -0.050341 | -0.056424 | -0.047831 | -0.070002 | -0.04886 | -0.038994 | -0.040313 | -0.062942 | -0.059844 | -0.025802 | 0.092756 | 0.54195 | 0.54254 | 0.51354 | 0.465 | 0.11794 | 0.0044266 | -0.02615 | -0.024323 | -0.017453 | -0.02944 | 76.8811 | 75.8469 | 74.8144 | 73.9529 | 73.1396 | 72.5536 | 72.1737 | 72.6116 | 75.343 | 79.9065 | 84.6657 | 89.0387 | 92.1315 | 93.9971 | 95.053 | 95.5704 | 95.6621 | 94.7635 | 93.353 | 90.38 | 86.2996 | 82.8079 | 80.4195 | 78.5699 | 0.22395 | 0.19895 | 0.17027 | 0.10615 | 0.11699 | 0.16057 | 0.15827 | 0.18967 | 0.18855 | 0.1801 | 0.17501 | 0.18027 | 0.18803 | 0.19799 | 0.20147 | 0.20086 | 0.20364 | 0.19268 | 0.18706 | 0.14808 | 0.13013 | 0.12599 | 0.10321 | 0.10293
Portfolio Adjusted1-in-2AllOrange County2015January Monthly Peak | Portfolio Adjusted | 1-in-2 | All | Orange County | 2015 | January Monthly Peak | 1 | 117.585 | 113.1414 | 110.5812 | 112.3633 | 124.0252 | 153.0449 | 185.625 | 202.1576 | 212.7919 | 212.9492 | 214.3038 | 214.0568 | 211.3557 | 208.2611 | 200.5319 | 187.052 | 174.9643 | 170.2813 | 162.5155 | 159.1424 | 153.7367 | 146.3489 | 136.6525 | 128.6114 | 1.9419 | 1.6018 | 1.2506 | 0.29138 | 0.20128 | 0.7589 | 0.66476 | 0.33016 | 0.039274 | -0.48301 | -0.55306 | -0.22222 | 0.80013 | 3.5346 | 9.9643 | 9.4998 | 9.2983 | 7.9422 | 1.5602 | 0.29916 | 0.039947 | 0.33065 | 0.74001 | 0.36909 | 52.3805 | 51.9024 | 51.4204 | 50.8623 | 50.7385 | 50.3848 | 50.2528 | 50.2949 | 50.8656 | 52.1723 | 53.859 | 54.9711 | 55.3321 | 56.2579 | 56.7753 | 56.6605 | 56.3514 | 55.8413 | 54.7592 | 53.6493 | 52.8607 | 52.7024 | 52.7384 | 52.14 | 5.1477 | 4.5594 | 3.8989 | 2.3126 | 2.5719 | 3.6442 | 3.4217 | 4.1011 | 3.8472 | 3.4233 | 3.1171 | 3.145 | 3.1854 | 3.2064 | 3.0939 | 2.8325 | 2.8393 | 2.9872 | 3.2563 | 2.698 | 2.3689 | 2.5118 | 2.0884 | 2.1729
Portfolio Adjusted1-in-2AllOrange County2015February Monthly Peak | Portfolio Adjusted | 1-in-2 | All | Orange County | 2015 | February Monthly Peak | 2 | 115.9727 | 111.8115 | 109.2386 | 111.1299 | 122.5649 | 150.8684 | 182.3236 | 198.2595 | 208.6439 | 209.7643 | 212.1193 | 212.8974 | 210.8888 | 208.4923 | 201.0838 | 187.8391 | 175.5456 | 170.4165 | 161.9777 | 158.0502 | 152.5064 | 145.0175 | 135.2646 | 127.3546 | 1.9153 | 1.583 | 1.2354 | 0.28818 | 0.19891 | 0.74811 | 0.65293 | 0.32379 | 0.038509 | -0.47579 | -0.54742 | -0.22102 | 0.79836 | 3.5385 | 9.9918 | 9.5398 | 9.3292 | 7.9485 | 1.5551 | 0.29711 | 0.039628 | 0.32764 | 0.73249 | 0.36548 | 52.4777 | 52.3177 | 52.3348 | 52.1622 | 51.5151 | 51.5563 | 51.2585 | 51.5891 | 52.7587 | 55.708 | 58.8498 | 61.5526 | 62.9698 | 63.5891 | 64.1427 | 63.9028 | 63.408 | 62.2377 | 60.4715 | 58.8966 | 57.8206 | 56.576 | 55.4903 | 54.105 | 5.0771 | 4.5058 | 3.8516 | 2.2872 | 2.5416 | 3.5924 | 3.3608 | 4.022 | 3.7722 | 3.3721 | 3.0853 | 3.128 | 3.1784 | 3.21 | 3.1024 | 2.8444 | 2.8487 | 2.9896 | 3.2455 | 2.6795 | 2.35 | 2.4889 | 2.0672 | 2.1517
Portfolio Adjusted1-in-2AllOrange County2015March Monthly Peak | Portfolio Adjusted | 1-in-2 | All | Orange County | 2015 | March Monthly Peak | 3 | 121.5579 | 116.5431 | 113.5648 | 114.6971 | 124.8285 | 153.7898 | 182.2308 | 200.0982 | 211.5306 | 214.337 | 218.1167 | 218.9785 | 218.1973 | 218.158 | 210.6024 | 197.8084 | 184.3159 | 173.2689 | 164.1572 | 164.3762 | 160.4441 | 152.6907 | 141.1332 | 132.0097 | 2.0075 | 1.65 | 1.2844 | 0.29743 | 0.20258 | 0.76259 | 0.6526 | 0.3268 | 0.039041 | -0.48616 | -0.5629 | -0.22733 | 0.82603 | 3.7026 | 10.4647 | 10.0461 | 9.7953 | 8.0815 | 1.576 | 0.309 | 0.04169 | 0.34497 | 0.76427 | 0.37884 | 52.9993 | 51.9132 | 51.3476 | 51.1641 | 50.7028 | 50.2367 | 49.9439 | 50.3054 | 52.3809 | 54.8365 | 58.1434 | 61.1404 | 63.2311 | 65.2041 | 66.7006 | 67.3959 | 67.4656 | 66.7008 | 64.0683 | 60.4283 | 58.3494 | 56.6818 | 55.5693 | 53.9098 | 5.3216 | 4.6965 | 4.0041 | 2.3606 | 2.5885 | 3.6619 | 3.3591 | 4.0593 | 3.8244 | 3.4457 | 3.1725 | 3.2173 | 3.2885 | 3.3588 | 3.2492 | 2.9954 | 2.991 | 3.0396 | 3.2892 | 2.7868 | 2.4723 | 2.6206 | 2.1569 | 2.2303
Portfolio Adjusted1-in-2AllOrange County2015April Monthly Peak | Portfolio Adjusted | 1-in-2 | All | Orange County | 2015 | April Monthly Peak | 4 | 120.5343 | 116.0212 | 112.9027 | 114.0967 | 123.9194 | 152.3269 | 179.4486 | 197.9852 | 211.0534 | 217.0846 | 224.2641 | 227.6883 | 228.5818 | 229.8616 | 222.7711 | 209.3704 | 194.3617 | 180.9484 | 169.6876 | 168.1925 | 163.1029 | 153.9335 | 141.8261 | 132.6163 | 1.9906 | 1.6426 | 1.2769 | 0.29588 | 0.20111 | 0.75534 | 0.64264 | 0.32335 | 0.038953 | -0.49239 | -0.57877 | -0.23637 | 0.86534 | 3.9012 | 11.0694 | 10.6333 | 10.3291 | 8.4397 | 1.6291 | 0.31618 | 0.042381 | 0.34778 | 0.76802 | 0.38058 | 63.5876 | 62.385 | 61.3793 | 60.7217 | 59.6452 | 58.9144 | 58.1552 | 58.2357 | 60.7716 | 65.2625 | 70.4155 | 75.6969 | 80.4982 | 83.6763 | 85.4644 | 86.4301 | 86.0888 | 84.8975 | 82.5577 | 79.3295 | 74.2343 | 71.0423 | 68.9114 | 66.85 | 5.2768 | 4.6754 | 3.9808 | 2.3483 | 2.5697 | 3.6271 | 3.3078 | 4.0164 | 3.8157 | 3.4898 | 3.2619 | 3.3453 | 3.445 | 3.539 | 3.437 | 3.1705 | 3.154 | 3.1743 | 3.4 | 2.8515 | 2.5132 | 2.642 | 2.1675 | 2.2406
Portfolio Adjusted1-in-2AllOrange County2015May Monthly Peak | Portfolio Adjusted | 1-in-2 | All | Orange County | 2015 | May Monthly Peak | 5 | 125.2039 | 120.6376 | 116.7369 | 118.0022 | 129.2038 | 158.1854 | 185.5591 | 206.4372 | 221.6265 | 229.3713 | 236.4035 | 240.1002 | 239.948 | 239.4358 | 232.1221 | 217.1574 | 201.7966 | 187.8865 | 176.7157 | 172.8369 | 169.9398 | 160.2749 | 147.8861 | 138.9292 | 1.5905 | 1.2598 | 0.99127 | 0.093127 | -0.0098696 | 0.51247 | 0.33508 | 0.12419 | -0.096344 | -0.58289 | -0.73442 | -0.41595 | 0.69319 | 3.8086 | 11.3273 | 10.8956 | 10.5558 | 8.7612 | 1.8591 | 0.29421 | -0.051868 | 0.22733 | 0.62826 | 0.24232 | 66.2326 | 65.0807 | 63.8494 | 62.733 | 61.9699 | 60.9693 | 60.5041 | 60.877 | 63.6999 | 67.752 | 72.2759 | 77.0962 | 81.5213 | 84.6243 | 86.7821 | 87.9652 | 88.3177 | 87.2725 | 84.8482 | 81.7672 | 77.2515 | 73.8317 | 71.9107 | 70.1917 | 5.3404 | 4.7365 | 4.0102 | 2.3662 | 2.6104 | 3.6698 | 3.3326 | 4.0803 | 3.9039 | 3.5926 | 3.3502 | 3.437 | 3.5234 | 3.5917 | 3.4892 | 3.2039 | 3.1905 | 3.2113 | 3.4498 | 2.8549 | 2.5513 | 2.6801 | 2.202 | 2.2869
Portfolio Adjusted1-in-2AllOrange County2015June Monthly Peak | Portfolio Adjusted | 1-in-2 | All | Orange County | 2015 | June Monthly Peak | 6 | 134.3982 | 129.746 | 125.3053 | 126.6712 | 137.9324 | 166.2345 | 192.7445 | 211.0313 | 224.5447 | 231.7841 | 239.5782 | 242.5132 | 241.2652 | 239.5099 | 233.1538 | 221.7548 | 208.4392 | 194.896 | 184.861 | 179.5389 | 175.8833 | 167.4905 | 154.7176 | 146.2539 | 1.0819 | 0.76646 | 0.63285 | -0.17905 | -0.29672 | 0.18965 | -0.069763 | -0.13886 | -0.2674 | -0.66629 | -0.89812 | -0.6257 | 0.43281 | 3.4981 | 11.1242 | 10.9601 | 10.6909 | 9.0854 | 2.1524 | 0.26668 | -0.17503 | 0.065583 | 0.43682 | 0.054084 | 69.0516 | 67.8275 | 66.5949 | 65.6489 | 64.821 | 64.1045 | 63.3882 | 63.9648 | 67.1071 | 71.7165 | 75.8093 | 79.8958 | 82.8981 | 85.4292 | 87.3908 | 88.5978 | 89.2381 | 88.7144 | 87.1868 | 84.2626 | 80.4068 | 76.2227 | 73.5157 | 71.7035 | 5.5921 | 4.9694 | 4.1991 | 2.4778 | 2.7185 | 3.7621 | 3.3768 | 4.0689 | 3.8584 | 3.5414 | 3.312 | 3.3865 | 3.456 | 3.5048 | 3.4189 | 3.1916 | 3.2148 | 3.2495 | 3.5204 | 2.893 | 2.5758 | 2.7322 | 2.2473 | 2.3485
Portfolio Adjusted1-in-2AllOrange County2015July Monthly Peak | Portfolio Adjusted | 1-in-2 | All | Orange County | 2015 | July Monthly Peak | 7 | 140.6188 | 135.529 | 131.3971 | 132.4789 | 144.3699 | 173.8414 | 200.8298 | 219.2775 | 232.3719 | 239.8123 | 247.0036 | 248.7187 | 247.0045 | 245.5448 | 239.3358 | 228.1554 | 215.9347 | 202.3155 | 192.1975 | 186.8109 | 182.2624 | 173.1321 | 159.9118 | 151.3824 | -0.038812 | -0.29914 | -0.14526 | -0.70931 | -0.84646 | -0.45443 | -0.85154 | -0.63841 | -0.59106 | -0.83239 | -1.2097 | -1.0189 | -0.040764 | 3.0147 | 10.9536 | 10.9706 | 10.6817 | 9.4262 | 2.624 | 0.20501 | -0.40635 | -0.25025 | 0.043849 | -0.31624 | 71.7941 | 70.9699 | 70.0983 | 69.2013 | 68.427 | 67.8445 | 67.6947 | 68.0986 | 70.4421 | 74.8914 | 81.0934 | 84.951 | 88.5324 | 91.2618 | 93.3046 | 94.0727 | 94.5743 | 93.8093 | 92.0269 | 89.2505 | 85.1805 | 80.9483 | 78.1532 | 76.5867 | 5.7256 | 5.0797 | 4.3089 | 2.5359 | 2.7844 | 3.85 | 3.4431 | 4.1373 | 3.9074 | 3.5856 | 3.3415 | 3.3987 | 3.4624 | 3.5161 | 3.4343 | 3.2134 | 3.2591 | 3.301 | 3.5817 | 2.9457 | 2.6121 | 2.7637 | 2.273 | 2.3788
Portfolio Adjusted1-in-2AllOrange County2015August Monthly Peak | Portfolio Adjusted | 1-in-2 | All | Orange County | 2015 | August Monthly Peak | 8 | 144.0559 | 138.7361 | 134.4855 | 134.8228 | 147.8525 | 180.2773 | 211.7324 | 233.9193 | 251.8503 | 260.8297 | 271.0985 | 272.6614 | 271.0046 | 268.911 | 261.6133 | 246.1102 | 229.2148 | 211.3816 | 199.3804 | 195.9235 | 190.0865 | 178.8247 | 165.5866 | 156.9198 | -1.2352 | -1.4283 | -0.97384 | -1.2514 | -1.4139 | -1.1459 | -1.7162 | -1.2064 | -0.98017 | -1.0604 | -1.6381 | -1.5291 | -0.57386 | 2.6778 | 11.466 | 11.5051 | 10.9221 | 9.8434 | 3.1213 | 0.13925 | -0.65764 | -0.58588 | -0.37531 | -0.71237 | 77.0273 | 75.7851 | 74.8752 | 73.7101 | 73.2687 | 72.427 | 72.1289 | 72.3312 | 74.7691 | 79.9381 | 85.0511 | 89.7083 | 93.0348 | 95.3863 | 96.8784 | 97.1287 | 97.3281 | 96.1901 | 94.0697 | 91.0907 | 86.6023 | 82.7607 | 80.6817 | 78.9178 | 5.9259 | 5.2533 | 4.4556 | 2.6073 | 2.8809 | 4.0335 | 3.6674 | 4.459 | 4.2785 | 3.94 | 3.7052 | 3.7642 | 3.8379 | 3.8903 | 3.7926 | 3.5019 | 3.4951 | 3.4844 | 3.7538 | 3.1211 | 2.7522 | 2.8839 | 2.3778 | 2.4912
Portfolio Adjusted1-in-2AllOrange County2015September Monthly Peak | Portfolio Adjusted | 1-in-2 | All | Orange County | 2015 | September Monthly Peak | 9 | 139.9004 | 135.3602 | 130.6287 | 132.2925 | 145.2657 | 178.5191 | 212.0585 | 231.7706 | 250.569 | 259.8057 | 267.8187 | 268.7878 | 266.7741 | 265.9342 | 258.0778 | 241.7814 | 224.9038 | 207.4084 | 197.8149 | 196.1354 | 186.8034 | 175.6349 | 162.3227 | 153.4406 | -0.37534 | -0.6163 | -0.37689 | -0.85902 | -1.0076 | -0.66044 | -1.1369 | -0.82576 | -0.73534 | -0.94658 | -1.4006 | -1.219 | -0.1951 | 3.0861 | 11.6663 | 11.5321 | 11.0068 | 9.662 | 2.8155 | 0.19324 | -0.48313 | -0.34713 | -0.075111 | -0.42961 | 71.5088 | 70.2322 | 69.5263 | 69.1119 | 68.7103 | 68.0643 | 68.284 | 68.3332 | 69.7924 | 75.2434 | 82.9109 | 88.4143 | 92.9246 | 95.5355 | 96.5514 | 96.8185 | 96.6155 | 95.3559 | 92.7816 | 88.7636 | 85.2625 | 82.7378 | 80.939 | 79.1781 | 5.6945 | 5.0717 | 4.2823 | 2.5315 | 2.8008 | 3.9522 | 3.6344 | 4.3716 | 4.212 | 3.8833 | 3.6219 | 3.6718 | 3.7383 | 3.8068 | 3.702 | 3.4042 | 3.3933 | 3.383 | 3.6852 | 3.0917 | 2.6763 | 2.8027 | 2.3065 | 2.4103
Portfolio Adjusted1-in-2AllOrange County2015October Monthly Peak | Portfolio Adjusted | 1-in-2 | All | Orange County | 2015 | October Monthly Peak | 10 | 117.7061 | 114.0014 | 111.1306 | 112.8864 | 124.1777 | 153.0174 | 184.2551 | 203.3033 | 218.1876 | 224.434 | 232.2319 | 236.4148 | 236.5737 | 235.4917 | 228.3552 | 213.0747 | 197.7357 | 188.1749 | 176.4001 | 169.8572 | 161.9394 | 151.3719 | 140.4679 | 132.0172 | 0.2425 | 0.0079581 | 0.069108 | -0.47958 | -0.59873 | -0.23877 | -0.58075 | -0.46335 | -0.47216 | -0.74145 | -1.0625 | -0.86789 | 0.091 | 3.0451 | 10.5757 | 10.3256 | 9.8826 | 8.7687 | 2.3088 | 0.20489 | -0.30495 | -0.14077 | 0.13899 | -0.1847 | 71.1706 | 69.7394 | 69.0175 | 68.6197 | 67.8101 | 67.021 | 67.7187 | 69.201 | 69.5839 | 73.4906 | 78.3454 | 83.3475 | 86.9918 | 89.4602 | 91.1994 | 91.9653 | 91.8702 | 90.4504 | 87.6208 | 83.4953 | 79.8727 | 76.9973 | 74.9195 | 73.1505 | 4.8067 | 4.2853 | 3.655 | 2.1672 | 2.402 | 3.3987 | 3.1682 | 3.8471 | 3.6796 | 3.3655 | 3.1508 | 3.24 | 3.3258 | 3.382 | 3.2863 | 3.0097 | 2.9931 | 3.0792 | 3.2969 | 2.6862 | 2.3276 | 2.4234 | 2.0024 | 2.0805
Portfolio Adjusted1-in-2AllOrange County2015November Monthly Peak | Portfolio Adjusted | 1-in-2 | All | Orange County | 2015 | November Monthly Peak | 11 | 121.6095 | 118.0291 | 114.262 | 114.4395 | 125.4427 | 153.254 | 181.4957 | 198.9147 | 211.6219 | 218.5471 | 224.6536 | 227.8379 | 227.7075 | 226.8757 | 218.8624 | 203.9662 | 190.17 | 183.7261 | 173.1597 | 166.8564 | 160.3751 | 150.7418 | 139.3658 | 130.8165 | 2.0084 | 1.671 | 1.2923 | 0.29676 | 0.20358 | 0.75994 | 0.64997 | 0.32486 | 0.039058 | -0.49571 | -0.57977 | -0.23653 | 0.86203 | 3.8505 | 10.8752 | 10.3589 | 10.1064 | 8.5693 | 1.6624 | 0.31366 | 0.041672 | 0.34057 | 0.7547 | 0.37542 | 60.5251 | 60.0372 | 59.6507 | 59.0976 | 58.6707 | 58.9004 | 58.5223 | 58.4972 | 62.5689 | 67.5324 | 73.8642 | 78.9838 | 82.7441 | 84.1888 | 84.8508 | 84.3058 | 82.326 | 78.0191 | 73.3994 | 70.563 | 68.4084 | 66.5345 | 65.008 | 63.6657 | 5.3239 | 4.7563 | 4.0287 | 2.3553 | 2.6013 | 3.6492 | 3.3456 | 4.0353 | 3.826 | 3.5133 | 3.2676 | 3.3475 | 3.4318 | 3.493 | 3.3767 | 3.0887 | 3.086 | 3.223 | 3.4695 | 2.8288 | 2.4712 | 2.5872 | 2.1299 | 2.2102
Portfolio Adjusted1-in-2AllOrange County2015December Monthly Peak | Portfolio Adjusted | 1-in-2 | All | Orange County | 2015 | December Monthly Peak | 12 | 118.3656 | 114.247 | 111.433 | 113.0126 | 124.0721 | 150.7709 | 181.091 | 195.6012 | 205.9392 | 205.3491 | 205.1494 | 202.3598 | 197.7559 | 193.6141 | 186.2761 | 173.9753 | 164.5047 | 161.9585 | 154.5877 | 151.5759 | 147.1908 | 140.2845 | 131.6139 | 124.5661 | 1.9548 | 1.6175 | 1.2603 | 0.29306 | 0.20136 | 0.74762 | 0.64852 | 0.31945 | 0.038009 | -0.46577 | -0.52944 | -0.21008 | 0.74865 | 3.286 | 9.256 | 8.8357 | 8.7424 | 7.554 | 1.4841 | 0.28494 | 0.038247 | 0.31694 | 0.71272 | 0.35748 | 47.9306 | 47.2398 | 46.5259 | 45.6549 | 45.1221 | 44.2641 | 43.9535 | 43.7838 | 44.3187 | 46.9487 | 49.101 | 50.7821 | 52.3644 | 53.5031 | 53.9698 | 53.9466 | 53.3428 | 52.4477 | 51.1671 | 49.9331 | 49.1648 | 48.3015 | 47.5698 | 46.8593 | 5.1819 | 4.6039 | 3.929 | 2.3259 | 2.5728 | 3.5901 | 3.3381 | 3.968 | 3.7233 | 3.3012 | 2.9839 | 2.9731 | 2.9804 | 2.9809 | 2.8739 | 2.6345 | 2.6695 | 2.8412 | 3.0974 | 2.5698 | 2.268 | 2.4077 | 2.0114 | 2.1046
Portfolio Adjusted1-in-2AllOrange County2015Typical Event Day | Portfolio Adjusted | 1-in-2 | All | Orange County | 2015 | Typical Event Day | 8 | 141.2357 | 136.0865 | 131.9464 | 132.4823 | 145.28 | 176.5515 | 206.6462 | 226.7382 | 242.4319 | 250.4746 | 259.7199 | 261.1584 | 259.4741 | 257.7229 | 250.7238 | 236.3907 | 220.5251 | 204.0011 | 192.5499 | 189.4894 | 184.4841 | 174.4016 | 161.5801 | 153.3126 | -0.123 | -0.37926 | -0.20391 | -0.74663 | -0.89032 | -0.50888 | -0.93346 | -0.69663 | -0.64008 | -0.88007 | -1.2933 | -1.0982 | -0.079138 | 3.1214 | 11.44 | 11.3439 | 10.88 | 9.5044 | 2.6564 | 0.2027 | -0.42757 | -0.27497 | 0.014878 | -0.34721 | 72.3455 | 71.2037 | 70.2737 | 69.4181 | 68.8067 | 68.11 | 67.874 | 68.1819 | 70.5277 | 75.4473 | 81.2162 | 85.7423 | 89.3475 | 91.9032 | 93.5313 | 94.1544 | 94.439 | 93.5174 | 91.5162 | 88.3418 | 84.363 | 80.6674 | 78.3224 | 76.5965 | 5.7488 | 5.0989 | 4.3255 | 2.5352 | 2.801 | 3.9087 | 3.5416 | 4.2766 | 4.0752 | 3.7438 | 3.5123 | 3.5675 | 3.636 | 3.6893 | 3.5965 | 3.3283 | 3.3273 | 3.3274 | 3.5871 | 2.9869 | 2.643 | 2.783 | 2.2959 | 2.4083
Portfolio Adjusted1-in-2AllOrange County2016January Monthly Peak | Portfolio Adjusted | 1-in-2 | All | Orange County | 2016 | January Monthly Peak | 1 | 117.585 | 113.1414 | 110.5812 | 112.3633 | 124.0252 | 153.0449 | 185.625 | 202.1576 | 212.7919 | 212.9492 | 214.3038 | 214.0568 | 211.3557 | 208.2611 | 200.532 | 187.052 | 174.9642 | 170.2813 | 162.5155 | 159.1424 | 153.7367 | 146.3489 | 136.6525 | 128.6114 | 1.9419 | 1.6018 | 1.2506 | 0.29138 | 0.20128 | 0.7589 | 0.66476 | 0.33016 | 0.039274 | -0.48301 | -0.55306 | -0.22222 | 0.80013 | 3.5346 | 9.9643 | 9.4998 | 9.2983 | 7.9422 | 1.5602 | 0.29916 | 0.039947 | 0.33065 | 0.74001 | 0.36909 | 52.3805 | 51.9024 | 51.4204 | 50.8623 | 50.7385 | 50.3848 | 50.2528 | 50.2949 | 50.8656 | 52.1723 | 53.859 | 54.9711 | 55.3321 | 56.2579 | 56.7753 | 56.6605 | 56.3514 | 55.8413 | 54.7592 | 53.6493 | 52.8607 | 52.7024 | 52.7384 | 52.14 | 5.1477 | 4.5594 | 3.8989 | 2.3126 | 2.5719 | 3.6442 | 3.4217 | 4.1011 | 3.8472 | 3.4233 | 3.1171 | 3.145 | 3.1854 | 3.2064 | 3.0939 | 2.8325 | 2.8393 | 2.9872 | 3.2563 | 2.698 | 2.3689 | 2.5118 | 2.0884 | 2.1729
Portfolio Adjusted1-in-2AllOrange County2016February Monthly Peak | Portfolio Adjusted | 1-in-2 | All | Orange County | 2016 | February Monthly Peak | 2 | 115.9727 | 111.8115 | 109.2386 | 111.1299 | 122.5649 | 150.8684 | 182.3236 | 198.2595 | 208.6439 | 209.7643 | 212.1193 | 212.8974 | 210.8888 | 208.4923 | 201.0838 | 187.8391 | 175.5456 | 170.4165 | 161.9777 | 158.0501 | 152.5064 | 145.0175 | 135.2646 | 127.3546 | 1.9153 | 1.583 | 1.2354 | 0.28818 | 0.19891 | 0.74811 | 0.65293 | 0.32379 | 0.038509 | -0.47579 | -0.54742 | -0.22102 | 0.79836 | 3.5385 | 9.9918 | 9.5398 | 9.3292 | 7.9485 | 1.5551 | 0.29711 | 0.039628 | 0.32764 | 0.73249 | 0.36548 | 52.4777 | 52.3177 | 52.3348 | 52.1622 | 51.5151 | 51.5563 | 51.2585 | 51.5891 | 52.7587 | 55.708 | 58.8498 | 61.5526 | 62.9698 | 63.5891 | 64.1427 | 63.9028 | 63.408 | 62.2377 | 60.4715 | 58.8966 | 57.8206 | 56.576 | 55.4903 | 54.105 | 5.0771 | 4.5058 | 3.8516 | 2.2872 | 2.5416 | 3.5924 | 3.3608 | 4.022 | 3.7722 | 3.3721 | 3.0853 | 3.128 | 3.1784 | 3.21 | 3.1024 | 2.8444 | 2.8487 | 2.9896 | 3.2455 | 2.6795 | 2.35 | 2.4889 | 2.0672 | 2.1517
Portfolio Adjusted1-in-2AllOrange County2016March Monthly Peak | Portfolio Adjusted | 1-in-2 | All | Orange County | 2016 | March Monthly Peak | 3 | 121.5579 | 116.5431 | 113.5648 | 114.6971 | 124.8285 | 153.7898 | 182.2308 | 200.0982 | 211.5305 | 214.337 | 218.1167 | 218.9785 | 218.1973 | 218.1581 | 210.6024 | 197.8084 | 184.3159 | 173.2689 | 164.1572 | 164.3762 | 160.4441 | 152.6907 | 141.1332 | 132.0097 | 2.0075 | 1.65 | 1.2844 | 0.29743 | 0.20258 | 0.76259 | 0.6526 | 0.3268 | 0.039041 | -0.48616 | -0.5629 | -0.22733 | 0.82603 | 3.7026 | 10.4647 | 10.0461 | 9.7953 | 8.0815 | 1.576 | 0.309 | 0.04169 | 0.34497 | 0.76427 | 0.37884 | 52.9993 | 51.9132 | 51.3476 | 51.1641 | 50.7028 | 50.2367 | 49.9439 | 50.3054 | 52.3809 | 54.8365 | 58.1434 | 61.1404 | 63.2311 | 65.2041 | 66.7006 | 67.3959 | 67.4656 | 66.7008 | 64.0683 | 60.4283 | 58.3494 | 56.6818 | 55.5693 | 53.9099 | 5.3216 | 4.6965 | 4.0041 | 2.3606 | 2.5885 | 3.6619 | 3.3591 | 4.0593 | 3.8244 | 3.4456 | 3.1725 | 3.2173 | 3.2885 | 3.3588 | 3.2492 | 2.9954 | 2.991 | 3.0396 | 3.2892 | 2.7868 | 2.4723 | 2.6206 | 2.1569 | 2.2303
Portfolio Adjusted1-in-2AllOrange County2016April Monthly Peak | Portfolio Adjusted | 1-in-2 | All | Orange County | 2016 | April Monthly Peak | 4 | 120.5343 | 116.0212 | 112.9027 | 114.0967 | 123.9194 | 152.3269 | 179.4486 | 197.9852 | 211.0534 | 217.0846 | 224.2641 | 227.6883 | 228.5818 | 229.8616 | 222.7711 | 209.3704 | 194.3617 | 180.9484 | 169.6876 | 168.1925 | 163.1029 | 153.9335 | 141.8261 | 132.6163 | 1.9906 | 1.6426 | 1.2769 | 0.29588 | 0.20111 | 0.75534 | 0.64264 | 0.32335 | 0.038953 | -0.49239 | -0.57877 | -0.23637 | 0.86534 | 3.9012 | 11.0694 | 10.6333 | 10.3291 | 8.4397 | 1.6291 | 0.31618 | 0.042381 | 0.34778 | 0.76802 | 0.38058 | 63.5876 | 62.385 | 61.3793 | 60.7217 | 59.6452 | 58.9144 | 58.1552 | 58.2357 | 60.7716 | 65.2625 | 70.4155 | 75.6969 | 80.4982 | 83.6763 | 85.4644 | 86.4301 | 86.0888 | 84.8975 | 82.5576 | 79.3295 | 74.2343 | 71.0423 | 68.9114 | 66.85 | 5.2768 | 4.6754 | 3.9808 | 2.3483 | 2.5697 | 3.6271 | 3.3078 | 4.0164 | 3.8157 | 3.4898 | 3.2619 | 3.3453 | 3.445 | 3.539 | 3.437 | 3.1705 | 3.154 | 3.1743 | 3.4 | 2.8515 | 2.5132 | 2.642 | 2.1675 | 2.2406
Portfolio Adjusted1-in-2AllOrange County2016May Monthly Peak | Portfolio Adjusted | 1-in-2 | All | Orange County | 2016 | May Monthly Peak | 5 | 125.2039 | 120.6376 | 116.7369 | 118.0021 | 129.2038 | 158.1854 | 185.5591 | 206.4372 | 221.6265 | 229.3713 | 236.4035 | 240.1002 | 239.948 | 239.4358 | 232.1221 | 217.1574 | 201.7966 | 187.8865 | 176.7157 | 172.8369 | 169.9398 | 160.2749 | 147.8861 | 138.9292 | 1.5905 | 1.2598 | 0.99127 | 0.093127 | -0.0098696 | 0.51247 | 0.33508 | 0.12419 | -0.096344 | -0.58289 | -0.73442 | -0.41595 | 0.69319 | 3.8086 | 11.3273 | 10.8956 | 10.5558 | 8.7612 | 1.8591 | 0.29421 | -0.051868 | 0.22733 | 0.62826 | 0.24232 | 66.2326 | 65.0807 | 63.8494 | 62.733 | 61.9699 | 60.9693 | 60.5041 | 60.877 | 63.6999 | 67.752 | 72.2759 | 77.0962 | 81.5213 | 84.6243 | 86.7821 | 87.9652 | 88.3177 | 87.2725 | 84.8482 | 81.7672 | 77.2515 | 73.8317 | 71.9107 | 70.1917 | 5.3404 | 4.7365 | 4.0102 | 2.3662 | 2.6104 | 3.6698 | 3.3326 | 4.0803 | 3.9039 | 3.5926 | 3.3502 | 3.437 | 3.5234 | 3.5917 | 3.4892 | 3.2039 | 3.1905 | 3.2113 | 3.4498 | 2.8549 | 2.5513 | 2.6801 | 2.202 | 2.2869
Portfolio Adjusted1-in-2AllOrange County2016June Monthly Peak | Portfolio Adjusted | 1-in-2 | All | Orange County | 2016 | June Monthly Peak | 6 | 134.3982 | 129.746 | 125.3053 | 126.6712 | 137.9324 | 166.2345 | 192.7445 | 211.0313 | 224.5447 | 231.7841 | 239.5782 | 242.5132 | 241.2652 | 239.51 | 233.1538 | 221.7548 | 208.4392 | 194.896 | 184.861 | 179.5389 | 175.8833 | 167.4905 | 154.7176 | 146.2539 | 1.0819 | 0.76646 | 0.63285 | -0.17905 | -0.29672 | 0.18965 | -0.069763 | -0.13886 | -0.2674 | -0.66629 | -0.89812 | -0.6257 | 0.43281 | 3.4981 | 11.1242 | 10.9601 | 10.6909 | 9.0854 | 2.1524 | 0.26668 | -0.17503 | 0.065583 | 0.43682 | 0.054084 | 69.0516 | 67.8275 | 66.5949 | 65.6489 | 64.821 | 64.1045 | 63.3882 | 63.9648 | 67.1071 | 71.7165 | 75.8093 | 79.8958 | 82.8981 | 85.4292 | 87.3908 | 88.5978 | 89.2381 | 88.7144 | 87.1868 | 84.2626 | 80.4068 | 76.2227 | 73.5157 | 71.7035 | 5.5921 | 4.9694 | 4.1991 | 2.4778 | 2.7185 | 3.7621 | 3.3768 | 4.0689 | 3.8584 | 3.5414 | 3.312 | 3.3865 | 3.456 | 3.5048 | 3.4189 | 3.1916 | 3.2148 | 3.2495 | 3.5204 | 2.893 | 2.5758 | 2.7322 | 2.2473 | 2.3485
Portfolio Adjusted1-in-2AllOrange County2016July Monthly Peak | Portfolio Adjusted | 1-in-2 | All | Orange County | 2016 | July Monthly Peak | 7 | 140.6188 | 135.529 | 131.3971 | 132.4789 | 144.3699 | 173.8414 | 200.8298 | 219.2775 | 232.3719 | 239.8123 | 247.0036 | 248.7187 | 247.0045 | 245.5448 | 239.3358 | 228.1554 | 215.9347 | 202.3155 | 192.1975 | 186.8109 | 182.2624 | 173.1321 | 159.9118 | 151.3824 | -0.038812 | -0.29914 | -0.14526 | -0.70931 | -0.84646 | -0.45443 | -0.85154 | -0.63841 | -0.59106 | -0.83239 | -1.2097 | -1.0189 | -0.040764 | 3.0147 | 10.9536 | 10.9706 | 10.6817 | 9.4262 | 2.624 | 0.20501 | -0.40635 | -0.25025 | 0.043849 | -0.31624 | 71.7941 | 70.9699 | 70.0983 | 69.2013 | 68.427 | 67.8445 | 67.6947 | 68.0986 | 70.4421 | 74.8914 | 81.0934 | 84.951 | 88.5324 | 91.2618 | 93.3046 | 94.0727 | 94.5743 | 93.8093 | 92.0269 | 89.2505 | 85.1805 | 80.9483 | 78.1532 | 76.5867 | 5.7256 | 5.0797 | 4.3089 | 2.5359 | 2.7844 | 3.85 | 3.4431 | 4.1373 | 3.9074 | 3.5856 | 3.3415 | 3.3987 | 3.4624 | 3.5161 | 3.4343 | 3.2134 | 3.2591 | 3.301 | 3.5817 | 2.9457 | 2.6121 | 2.7637 | 2.273 | 2.3788
Portfolio Adjusted1-in-2AllOrange County2016August Monthly Peak | Portfolio Adjusted | 1-in-2 | All | Orange County | 2016 | August Monthly Peak | 8 | 144.0559 | 138.7361 | 134.4855 | 134.8228 | 147.8525 | 180.2773 | 211.7324 | 233.9193 | 251.8503 | 260.8297 | 271.0985 | 272.6614 | 271.0046 | 268.911 | 261.6133 | 246.1102 | 229.2148 | 211.3816 | 199.3804 | 195.9235 | 190.0865 | 178.8247 | 165.5866 | 156.9198 | -1.2352 | -1.4283 | -0.97384 | -1.2514 | -1.4139 | -1.1459 | -1.7162 | -1.2064 | -0.98017 | -1.0604 | -1.6381 | -1.5291 | -0.57386 | 2.6778 | 11.466 | 11.5051 | 10.9221 | 9.8434 | 3.1213 | 0.13925 | -0.65764 | -0.58588 | -0.37531 | -0.71237 | 77.0273 | 75.7851 | 74.8752 | 73.7101 | 73.2687 | 72.427 | 72.1289 | 72.3312 | 74.769 | 79.9381 | 85.0511 | 89.7083 | 93.0348 | 95.3863 | 96.8784 | 97.1287 | 97.3281 | 96.1901 | 94.0697 | 91.0907 | 86.6023 | 82.7607 | 80.6817 | 78.9178 | 5.9259 | 5.2533 | 4.4556 | 2.6073 | 2.8809 | 4.0335 | 3.6674 | 4.459 | 4.2785 | 3.94 | 3.7052 | 3.7642 | 3.8379 | 3.8903 | 3.7926 | 3.5019 | 3.4951 | 3.4844 | 3.7538 | 3.1211 | 2.7522 | 2.8839 | 2.3778 | 2.4912
Portfolio Adjusted1-in-2AllOrange County2016September Monthly Peak | Portfolio Adjusted | 1-in-2 | All | Orange County | 2016 | September Monthly Peak | 9 | 139.9004 | 135.3602 | 130.6287 | 132.2925 | 145.2657 | 178.5192 | 212.0585 | 231.7706 | 250.569 | 259.8057 | 267.8187 | 268.7878 | 266.7741 | 265.9342 | 258.0778 | 241.7814 | 224.9038 | 207.4084 | 197.8149 | 196.1354 | 186.8034 | 175.6349 | 162.3227 | 153.4406 | -0.37534 | -0.6163 | -0.37689 | -0.85902 | -1.0076 | -0.66045 | -1.1369 | -0.82576 | -0.73534 | -0.94658 | -1.4006 | -1.219 | -0.1951 | 3.0861 | 11.6663 | 11.5321 | 11.0068 | 9.662 | 2.8155 | 0.19324 | -0.48313 | -0.34713 | -0.075111 | -0.42961 | 71.5088 | 70.2322 | 69.5263 | 69.1119 | 68.7103 | 68.0643 | 68.284 | 68.3332 | 69.7924 | 75.2434 | 82.9109 | 88.4143 | 92.9246 | 95.5355 | 96.5514 | 96.8185 | 96.6155 | 95.3559 | 92.7816 | 88.7636 | 85.2625 | 82.7378 | 80.939 | 79.1781 | 5.6945 | 5.0717 | 4.2823 | 2.5315 | 2.8008 | 3.9522 | 3.6344 | 4.3716 | 4.212 | 3.8833 | 3.6219 | 3.6718 | 3.7383 | 3.8068 | 3.702 | 3.4042 | 3.3933 | 3.383 | 3.6852 | 3.0917 | 2.6763 | 2.8027 | 2.3065 | 2.4103
Portfolio Adjusted1-in-2AllOrange County2016October Monthly Peak | Portfolio Adjusted | 1-in-2 | All | Orange County | 2016 | October Monthly Peak | 10 | 117.7061 | 114.0014 | 111.1306 | 112.8864 | 124.1777 | 153.0174 | 184.2551 | 203.3033 | 218.1876 | 224.434 | 232.2319 | 236.4148 | 236.5737 | 235.4917 | 228.3552 | 213.0747 | 197.7357 | 188.1749 | 176.4001 | 169.8572 | 161.9394 | 151.3719 | 140.4679 | 132.0172 | 0.2425 | 0.0079581 | 0.069108 | -0.47958 | -0.59873 | -0.23877 | -0.58075 | -0.46335 | -0.47216 | -0.74145 | -1.0625 | -0.86789 | 0.091 | 3.0451 | 10.5757 | 10.3256 | 9.8826 | 8.7687 | 2.3088 | 0.20489 | -0.30495 | -0.14077 | 0.13899 | -0.1847 | 71.1706 | 69.7394 | 69.0175 | 68.6197 | 67.8101 | 67.021 | 67.7187 | 69.201 | 69.5839 | 73.4906 | 78.3454 | 83.3475 | 86.9918 | 89.4602 | 91.1994 | 91.9653 | 91.8702 | 90.4503 | 87.6208 | 83.4953 | 79.8727 | 76.9973 | 74.9195 | 73.1505 | 4.8067 | 4.2853 | 3.655 | 2.1672 | 2.402 | 3.3987 | 3.1682 | 3.8471 | 3.6796 | 3.3655 | 3.1508 | 3.24 | 3.3258 | 3.382 | 3.2863 | 3.0097 | 2.9931 | 3.0792 | 3.2969 | 2.6862 | 2.3276 | 2.4234 | 2.0024 | 2.0805
Portfolio Adjusted1-in-2AllOrange County2016November Monthly Peak | Portfolio Adjusted | 1-in-2 | All | Orange County | 2016 | November Monthly Peak | 11 | 121.6095 | 118.0291 | 114.262 | 114.4395 | 125.4427 | 153.254 | 181.4957 | 198.9147 | 211.6219 | 218.5471 | 224.6536 | 227.8379 | 227.7075 | 226.8757 | 218.8624 | 203.9662 | 190.17 | 183.7261 | 173.1597 | 166.8564 | 160.3751 | 150.7418 | 139.3658 | 130.8165 | 2.0084 | 1.671 | 1.2923 | 0.29676 | 0.20358 | 0.75994 | 0.64997 | 0.32486 | 0.039058 | -0.49571 | -0.57977 | -0.23653 | 0.86203 | 3.8505 | 10.8752 | 10.3589 | 10.1064 | 8.5693 | 1.6624 | 0.31366 | 0.041672 | 0.34057 | 0.7547 | 0.37542 | 60.5251 | 60.0372 | 59.6507 | 59.0976 | 58.6707 | 58.9004 | 58.5223 | 58.4972 | 62.5689 | 67.5324 | 73.8642 | 78.9839 | 82.7441 | 84.1888 | 84.8508 | 84.3058 | 82.326 | 78.0191 | 73.3994 | 70.563 | 68.4084 | 66.5345 | 65.008 | 63.6657 | 5.3239 | 4.7563 | 4.0287 | 2.3553 | 2.6013 | 3.6492 | 3.3456 | 4.0353 | 3.826 | 3.5133 | 3.2676 | 3.3475 | 3.4318 | 3.493 | 3.3767 | 3.0887 | 3.086 | 3.223 | 3.4695 | 2.8288 | 2.4712 | 2.5872 | 2.1299 | 2.2102
Portfolio Adjusted1-in-2AllOrange County2016December Monthly Peak | Portfolio Adjusted | 1-in-2 | All | Orange County | 2016 | December Monthly Peak | 12 | 118.3656 | 114.247 | 111.433 | 113.0126 | 124.0721 | 150.7709 | 181.091 | 195.6012 | 205.9392 | 205.3491 | 205.1494 | 202.3598 | 197.7559 | 193.614 | 186.2761 | 173.9753 | 164.5047 | 161.9585 | 154.5877 | 151.5759 | 147.1908 | 140.2845 | 131.6139 | 124.5661 | 1.9548 | 1.6175 | 1.2603 | 0.29306 | 0.20136 | 0.74762 | 0.64852 | 0.31945 | 0.038009 | -0.46577 | -0.52944 | -0.21008 | 0.74865 | 3.286 | 9.256 | 8.8357 | 8.7424 | 7.554 | 1.4841 | 0.28494 | 0.038247 | 0.31694 | 0.71272 | 0.35748 | 47.9306 | 47.2398 | 46.5259 | 45.6549 | 45.1221 | 44.264 | 43.9535 | 43.7838 | 44.3187 | 46.9487 | 49.101 | 50.7821 | 52.3644 | 53.5031 | 53.9698 | 53.9466 | 53.3428 | 52.4477 | 51.1671 | 49.9331 | 49.1648 | 48.3015 | 47.5698 | 46.8593 | 5.1819 | 4.6039 | 3.929 | 2.3259 | 2.5728 | 3.5901 | 3.3381 | 3.968 | 3.7233 | 3.3012 | 2.9839 | 2.9731 | 2.9804 | 2.9809 | 2.8739 | 2.6345 | 2.6695 | 2.8412 | 3.0974 | 2.5698 | 2.268 | 2.4077 | 2.0114 | 2.1046
Portfolio Adjusted1-in-2AllOrange County2016Typical Event Day | Portfolio Adjusted | 1-in-2 | All | Orange County | 2016 | Typical Event Day | 8 | 141.2357 | 136.0865 | 131.9464 | 132.4823 | 145.28 | 176.5515 | 206.6462 | 226.7382 | 242.4319 | 250.4746 | 259.7199 | 261.1584 | 259.4741 | 257.7229 | 250.7238 | 236.3907 | 220.5251 | 204.0011 | 192.5499 | 189.4894 | 184.4841 | 174.4016 | 161.5801 | 153.3126 | -0.123 | -0.37926 | -0.20391 | -0.74663 | -0.89032 | -0.50888 | -0.93346 | -0.69663 | -0.64008 | -0.88007 | -1.2933 | -1.0982 | -0.079138 | 3.1214 | 11.44 | 11.3439 | 10.88 | 9.5044 | 2.6564 | 0.2027 | -0.42757 | -0.27497 | 0.014878 | -0.34721 | 72.3455 | 71.2037 | 70.2737 | 69.4181 | 68.8067 | 68.11 | 67.874 | 68.1819 | 70.5277 | 75.4473 | 81.2162 | 85.7423 | 89.3475 | 91.9032 | 93.5313 | 94.1544 | 94.439 | 93.5174 | 91.5162 | 88.3418 | 84.363 | 80.6674 | 78.3224 | 76.5965 | 5.7488 | 5.0989 | 4.3255 | 2.5352 | 2.801 | 3.9087 | 3.5416 | 4.2766 | 4.0752 | 3.7438 | 3.5123 | 3.5675 | 3.636 | 3.6893 | 3.5965 | 3.3283 | 3.3273 | 3.3274 | 3.5871 | 2.9869 | 2.643 | 2.783 | 2.2959 | 2.4083
Portfolio Adjusted1-in-2AllOrange County2017January Monthly Peak | Portfolio Adjusted | 1-in-2 | All | Orange County | 2017 | January Monthly Peak | 1 | 117.585 | 113.1414 | 110.5812 | 112.3633 | 124.0252 | 153.0449 | 185.625 | 202.1576 | 212.7919 | 212.9492 | 214.3038 | 214.0568 | 211.3557 | 208.2611 | 200.5319 | 187.052 | 174.9642 | 170.2813 | 162.5155 | 159.1424 | 153.7367 | 146.3489 | 136.6525 | 128.6114 | 1.9419 | 1.6018 | 1.2506 | 0.29138 | 0.20128 | 0.7589 | 0.66476 | 0.33016 | 0.039274 | -0.48301 | -0.55306 | -0.22222 | 0.80013 | 3.5346 | 9.9643 | 9.4998 | 9.2983 | 7.9422 | 1.5602 | 0.29916 | 0.039947 | 0.33065 | 0.74001 | 0.36909 | 52.3805 | 51.9024 | 51.4204 | 50.8623 | 50.7385 | 50.3848 | 50.2528 | 50.2949 | 50.8656 | 52.1723 | 53.859 | 54.9711 | 55.3321 | 56.2579 | 56.7753 | 56.6605 | 56.3514 | 55.8413 | 54.7592 | 53.6493 | 52.8607 | 52.7024 | 52.7384 | 52.14 | 5.1477 | 4.5594 | 3.8989 | 2.3126 | 2.5719 | 3.6442 | 3.4217 | 4.1011 | 3.8472 | 3.4233 | 3.1171 | 3.145 | 3.1854 | 3.2064 | 3.0939 | 2.8325 | 2.8393 | 2.9872 | 3.2563 | 2.698 | 2.3689 | 2.5118 | 2.0884 | 2.1729
Portfolio Adjusted1-in-2AllOrange County2017February Monthly Peak | Portfolio Adjusted | 1-in-2 | All | Orange County | 2017 | February Monthly Peak | 2 | 115.9727 | 111.8115 | 109.2386 | 111.1299 | 122.5649 | 150.8684 | 182.3236 | 198.2595 | 208.6439 | 209.7643 | 212.1193 | 212.8974 | 210.8888 | 208.4923 | 201.0838 | 187.8391 | 175.5456 | 170.4165 | 161.9777 | 158.0502 | 152.5064 | 145.0175 | 135.2646 | 127.3546 | 1.9153 | 1.583 | 1.2354 | 0.28818 | 0.19891 | 0.74811 | 0.65293 | 0.32379 | 0.038509 | -0.47579 | -0.54742 | -0.22102 | 0.79836 | 3.5385 | 9.9918 | 9.5398 | 9.3292 | 7.9485 | 1.5551 | 0.29711 | 0.039628 | 0.32764 | 0.73249 | 0.36548 | 52.4777 | 52.3177 | 52.3348 | 52.1622 | 51.5151 | 51.5563 | 51.2585 | 51.5891 | 52.7587 | 55.708 | 58.8498 | 61.5526 | 62.9698 | 63.5891 | 64.1427 | 63.9028 | 63.408 | 62.2377 | 60.4715 | 58.8966 | 57.8206 | 56.576 | 55.4903 | 54.105 | 5.0771 | 4.5058 | 3.8516 | 2.2872 | 2.5416 | 3.5924 | 3.3608 | 4.022 | 3.7722 | 3.3721 | 3.0853 | 3.128 | 3.1784 | 3.21 | 3.1024 | 2.8444 | 2.8487 | 2.9896 | 3.2455 | 2.6795 | 2.35 | 2.4889 | 2.0672 | 2.1517
Portfolio Adjusted1-in-2AllOrange County2017March Monthly Peak | Portfolio Adjusted | 1-in-2 | All | Orange County | 2017 | March Monthly Peak | 3 | 121.5579 | 116.5431 | 113.5648 | 114.6971 | 124.8285 | 153.7898 | 182.2308 | 200.0982 | 211.5306 | 214.337 | 218.1167 | 218.9785 | 218.1973 | 218.1581 | 210.6024 | 197.8084 | 184.3159 | 173.2689 | 164.1572 | 164.3762 | 160.4441 | 152.6907 | 141.1332 | 132.0097 | 2.0075 | 1.65 | 1.2844 | 0.29743 | 0.20258 | 0.76259 | 0.6526 | 0.3268 | 0.039041 | -0.48616 | -0.5629 | -0.22733 | 0.82603 | 3.7026 | 10.4647 | 10.0461 | 9.7953 | 8.0815 | 1.576 | 0.309 | 0.04169 | 0.34497 | 0.76427 | 0.37884 | 52.9993 | 51.9132 | 51.3476 | 51.1641 | 50.7028 | 50.2367 | 49.9439 | 50.3054 | 52.3809 | 54.8365 | 58.1434 | 61.1404 | 63.2311 | 65.2041 | 66.7006 | 67.3959 | 67.4656 | 66.7008 | 64.0683 | 60.4283 | 58.3494 | 56.6818 | 55.5693 | 53.9099 | 5.3216 | 4.6965 | 4.0041 | 2.3606 | 2.5885 | 3.6619 | 3.3591 | 4.0593 | 3.8244 | 3.4457 | 3.1725 | 3.2173 | 3.2885 | 3.3588 | 3.2492 | 2.9954 | 2.991 | 3.0396 | 3.2892 | 2.7868 | 2.4723 | 2.6206 | 2.1569 | 2.2303
Portfolio Adjusted1-in-2AllOrange County2017April Monthly Peak | Portfolio Adjusted | 1-in-2 | All | Orange County | 2017 | April Monthly Peak | 4 | 4.4901 | 4.3166 | 4.217 | 4.2236 | 4.4475 | 5.0977 | 5.7085 | 6.229 | 6.9728 | 7.5914 | 8.0902 | 8.3878 | 8.6258 | 8.8234 | 8.8271 | 8.5393 | 8.047 | 7.3481 | 6.6692 | 6.6988 | 6.4899 | 5.956 | 5.3714 | 4.9124 | 0.028627 | 0.023622 | 0.018363 | 0.0042549 | 0.0028921 | 0.010862 | 0.0092417 | 0.00465 | 0.00056018 | -0.007081 | -0.0083232 | -0.0033992 | 0.012444 | 0.056103 | 0.25169 | 0.24404 | 0.23514 | 0.19944 | 0.023428 | 0.0045469 | 0.00060948 | 0.0050014 | 0.011045 | 0.0054731 | 62.8265 | 61.8362 | 61.0122 | 60.3999 | 59.4092 | 58.7025 | 58.0389 | 58.117 | 60.5499 | 64.753 | 69.5343 | 74.3918 | 78.8359 | 81.6265 | 83.0996 | 83.7915 | 83.3536 | 82.1198 | 79.8706 | 76.9076 | 72.2218 | 69.4532 | 67.5216 | 65.64 | 0.092153 | 0.082766 | 0.07406 | 0.057154 | 0.062375 | 0.081007 | 0.095892 | 0.11138 | 0.11719 | 0.11796 | 0.11932 | 0.12506 | 0.13381 | 0.14629 | 0.15399 | 0.16146 | 0.16515 | 0.1517 | 0.13584 | 0.10243 | 0.08976 | 0.078229 | 0.063339 | 0.057157
Portfolio Adjusted1-in-2AllOrange County2017May Monthly Peak | Portfolio Adjusted | 1-in-2 | All | Orange County | 2017 | May Monthly Peak | 5 | 4.612 | 4.4361 | 4.3195 | 4.3175 | 4.5716 | 5.2016 | 5.6824 | 6.4398 | 7.3175 | 8.0537 | 8.6105 | 8.9237 | 9.1307 | 9.2837 | 9.2553 | 8.9345 | 8.4386 | 7.7038 | 6.9579 | 6.7531 | 6.7384 | 6.1539 | 5.5453 | 5.07 | 0.022873 | 0.018118 | 0.014255 | 0.0013392 | -0.00014193 | 0.0073698 | 0.0048188 | 0.001786 | -0.0013855 | -0.0083824 | -0.010562 | -0.0059817 | 0.0099687 | 0.05477 | 0.26027 | 0.25249 | 0.24311 | 0.20828 | 0.026735 | 0.004231 | -0.00074591 | 0.0032692 | 0.0090349 | 0.0034847 | 65.3839 | 64.3645 | 63.253 | 62.2882 | 61.6176 | 60.754 | 60.3836 | 60.7667 | 63.4868 | 67.2893 | 71.5521 | 75.916 | 80.0023 | 82.7893 | 84.5817 | 85.5691 | 85.8116 | 84.8808 | 82.6551 | 79.7167 | 75.4069 | 72.188 | 70.4686 | 68.9957 | 0.092905 | 0.083479 | 0.074386 | 0.057304 | 0.062721 | 0.0814 | 0.096064 | 0.11185 | 0.11778 | 0.1186 | 0.11982 | 0.12557 | 0.13423 | 0.14654 | 0.15423 | 0.16159 | 0.16528 | 0.15185 | 0.13609 | 0.10244 | 0.089976 | 0.078493 | 0.063581 | 0.057532
Portfolio Adjusted1-in-2AllOrange County2017June Monthly Peak | Portfolio Adjusted | 1-in-2 | All | Orange County | 2017 | June Monthly Peak | 6 | 4.8697 | 4.6775 | 4.5422 | 4.5431 | 4.7941 | 5.3887 | 5.9037 | 6.7247 | 7.6256 | 8.4174 | 9.0699 | 9.4588 | 9.7118 | 9.8929 | 9.9118 | 9.6346 | 9.1032 | 8.3178 | 7.4941 | 7.0882 | 7.0444 | 6.5059 | 5.8406 | 5.329 | 0.015558 | 0.011022 | 0.009101 | -0.0025749 | -0.0042671 | 0.0027273 | -0.0010033 | -0.0019969 | -0.0038454 | -0.0095818 | -0.012916 | -0.0089981 | 0.0062242 | 0.050306 | 0.26812 | 0.26403 | 0.25449 | 0.2214 | 0.030953 | 0.0038351 | -0.0025171 | 0.00094313 | 0.0062819 | 0.00077777 | 68.0683 | 67.0263 | 65.8967 | 65.086 | 64.4081 | 63.7465 | 63.1273 | 63.7103 | 66.6918 | 71.0656 | 74.8807 | 78.522 | 81.1464 | 83.4198 | 85.0797 | 86.1718 | 86.8342 | 86.3453 | 84.9401 | 82.0965 | 78.381 | 74.5224 | 72.1089 | 70.5425 | 0.095938 | 0.08625 | 0.076529 | 0.058295 | 0.063689 | 0.082296 | 0.096429 | 0.11182 | 0.11753 | 0.11834 | 0.11966 | 0.12535 | 0.13393 | 0.14619 | 0.15398 | 0.16163 | 0.16547 | 0.15211 | 0.13653 | 0.10271 | 0.090169 | 0.078902 | 0.063939 | 0.058068
Portfolio Adjusted1-in-2AllOrange County2017July Monthly Peak | Portfolio Adjusted | 1-in-2 | All | Orange County | 2017 | July Monthly Peak | 7 | 5.1516 | 4.9279 | 4.7835 | 4.7636 | 5.0246 | 5.6923 | 6.3057 | 7.1942 | 8.173 | 9.0573 | 9.736 | 10.1101 | 10.3355 | 10.5027 | 10.5123 | 10.2403 | 9.7448 | 8.9142 | 8.0045 | 7.5061 | 7.4436 | 6.8611 | 6.1835 | 5.6239 | -0.00055816 | -0.0043018 | -0.002089 | -0.010201 | -0.012173 | -0.0065352 | -0.012246 | -0.0091809 | -0.0085 | -0.01197 | -0.017397 | -0.014653 | -0.00058622 | 0.043354 | 0.27434 | 0.27286 | 0.26332 | 0.23447 | 0.037735 | 0.0029482 | -0.0058436 | -0.0035987 | 0.00063059 | -0.0045478 | 70.6038 | 69.8947 | 69.1645 | 68.4372 | 67.8227 | 67.3884 | 67.2992 | 67.7191 | 70.06 | 74.2449 | 79.7698 | 83.4213 | 86.546 | 89.0065 | 90.8605 | 91.5967 | 92.0384 | 91.2311 | 89.5387 | 86.8618 | 82.9491 | 79.0435 | 76.5367 | 75.118 | 0.097501 | 0.08752 | 0.07773 | 0.058743 | 0.064203 | 0.083048 | 0.096781 | 0.11219 | 0.1177 | 0.11843 | 0.11964 | 0.12522 | 0.13376 | 0.14601 | 0.1538 | 0.16145 | 0.16537 | 0.15208 | 0.13665 | 0.10287 | 0.090248 | 0.07902 | 0.064039 | 0.058252
Portfolio Adjusted1-in-2AllOrange County2017August Monthly Peak | Portfolio Adjusted | 1-in-2 | All | Orange County | 2017 | August Monthly Peak | 8 | 5.2837 | 5.0536 | 4.908 | 4.878 | 5.1347 | 5.9022 | 6.6143 | 7.5081 | 8.6746 | 9.6987 | 10.5563 | 11.0049 | 11.2649 | 11.4161 | 11.396 | 11.0398 | 10.4027 | 9.4121 | 8.3652 | 7.9999 | 7.8009 | 7.0797 | 6.3756 | 5.7923 | -0.017763 | -0.02054 | -0.014005 | -0.017996 | -0.020333 | -0.01648 | -0.02468 | -0.017349 | -0.014096 | -0.015249 | -0.023557 | -0.02199 | -0.0082526 | 0.038508 | 0.29129 | 0.28969 | 0.27465 | 0.24667 | 0.044887 | 0.0020025 | -0.0094575 | -0.0084255 | -0.0053973 | -0.010245 | 75.838 | 74.7873 | 73.9514 | 72.8583 | 72.4622 | 71.6851 | 71.3693 | 71.6789 | 74.0673 | 78.9842 | 83.8847 | 88.1631 | 91.2431 | 93.2748 | 94.642 | 94.7778 | 95.042 | 93.9885 | 91.8961 | 88.9597 | 84.5466 | 81.1199 | 79.2109 | 77.6099 | 0.10026 | 0.089918 | 0.079744 | 0.059802 | 0.065528 | 0.085356 | 0.099287 | 0.11563 | 0.12137 | 0.12184 | 0.12299 | 0.12859 | 0.13718 | 0.14943 | 0.15712 | 0.16439 | 0.16813 | 0.15452 | 0.13896 | 0.10491 | 0.091963 | 0.080581 | 0.065365 | 0.059652
Portfolio Adjusted1-in-2AllOrange County2017September Monthly Peak | Portfolio Adjusted | 1-in-2 | All | Orange County | 2017 | September Monthly Peak | 9 | 5.1329 | 4.9314 | 4.7885 | 4.7854 | 5.0458 | 5.8516 | 6.7312 | 7.3689 | 8.4614 | 9.3989 | 10.1456 | 10.5115 | 10.7407 | 10.9216 | 10.9037 | 10.5494 | 9.9282 | 8.9441 | 8.0422 | 7.9478 | 7.4515 | 6.8081 | 6.1581 | 5.6183 | -0.0053977 | -0.0088629 | -0.00542 | -0.012353 | -0.01449 | -0.0094978 | -0.016349 | -0.011875 | -0.010575 | -0.013613 | -0.020142 | -0.01753 | -0.0028058 | 0.044381 | 0.28673 | 0.28296 | 0.26903 | 0.23724 | 0.04049 | 0.002779 | -0.0069478 | -0.0049921 | -0.0010802 | -0.0061781 | 70.781 | 69.6819 | 68.9839 | 68.5366 | 68.1721 | 67.6081 | 67.7257 | 67.7457 | 69.3592 | 74.3999 | 81.0858 | 86.1523 | 90.5752 | 93.1021 | 94.2295 | 94.4967 | 94.2261 | 92.9007 | 90.2775 | 86.4254 | 83.005 | 80.5735 | 78.8729 | 77.3898 | 0.097146 | 0.087445 | 0.077448 | 0.058733 | 0.064381 | 0.084072 | 0.098273 | 0.11407 | 0.11992 | 0.12044 | 0.1214 | 0.12689 | 0.13538 | 0.14761 | 0.15519 | 0.16237 | 0.16605 | 0.15256 | 0.13731 | 0.10382 | 0.090695 | 0.079351 | 0.064324 | 0.05855
Portfolio Adjusted1-in-2AllOrange County2017October Monthly Peak | Portfolio Adjusted | 1-in-2 | All | Orange County | 2017 | October Monthly Peak | 10 | 4.6222 | 4.4537 | 4.3399 | 4.3466 | 4.5763 | 5.2773 | 6.1731 | 6.6533 | 7.495 | 8.2875 | 8.9672 | 9.3988 | 9.6972 | 9.891 | 9.8898 | 9.5733 | 8.956 | 8.1318 | 7.6277 | 7.3214 | 6.8008 | 6.2161 | 5.6238 | 5.1161 | 0.0034874 | 0.00011444 | 0.00099384 | -0.0068968 | -0.0086102 | -0.0034338 | -0.0083517 | -0.0066633 | -0.0067901 | -0.010663 | -0.01528 | -0.012481 | 0.0013087 | 0.043791 | 0.26108 | 0.2561 | 0.24308 | 0.21548 | 0.033203 | 0.0029466 | -0.0043854 | -0.0020244 | 0.0019989 | -0.0026562 | 69.9131 | 68.7769 | 68.0619 | 67.563 | 66.8515 | 66.0606 | 66.5099 | 67.5858 | 68.2245 | 72.169 | 77.2425 | 82.1428 | 85.6372 | 87.9044 | 89.5563 | 90.1215 | 89.7704 | 88.2682 | 85.499 | 81.6408 | 78.2986 | 75.5486 | 73.6246 | 72.0358 | 0.086715 | 0.078318 | 0.070545 | 0.055709 | 0.061036 | 0.079 | 0.095015 | 0.11025 | 0.11642 | 0.11735 | 0.11884 | 0.12464 | 0.13335 | 0.1457 | 0.1535 | 0.16103 | 0.16474 | 0.15149 | 0.13548 | 0.10162 | 0.088826 | 0.076839 | 0.062275 | 0.055948
Portfolio Adjusted1-in-2AllOrange County2017November Monthly Peak | Portfolio Adjusted | 1-in-2 | All | Orange County | 2017 | November Monthly Peak | 11 | 4.4911 | 4.363 | 4.2756 | 4.2718 | 4.5039 | 5.1952 | 5.7836 | 6.285 | 7.0306 | 7.6465 | 8.0998 | 8.3652 | 8.5192 | 8.6072 | 8.5113 | 8.1306 | 7.703 | 7.6553 | 7.0651 | 6.6473 | 6.2714 | 5.7753 | 5.2504 | 4.8294 | 0.028882 | 0.024031 | 0.018584 | 0.0042677 | 0.0029277 | 0.010929 | 0.0093471 | 0.0046718 | 0.00056169 | -0.0071287 | -0.0083376 | -0.0034015 | 0.012397 | 0.055374 | 0.24444 | 0.23443 | 0.22714 | 0.20605 | 0.023907 | 0.0045108 | 0.00059929 | 0.0048977 | 0.010853 | 0.0053988 | 60.0702 | 59.4722 | 59.0019 | 58.5534 | 58.0669 | 58.0553 | 57.6795 | 57.7231 | 61.7748 | 66.461 | 72.2773 | 77.104 | 80.6655 | 82.1658 | 82.692 | 82.0859 | 80.043 | 75.7472 | 71.2402 | 68.6357 | 66.6398 | 64.9406 | 63.5578 | 62.3771 | 0.092898 | 0.08389 | 0.074782 | 0.05745 | 0.062901 | 0.081511 | 0.096619 | 0.11204 | 0.11784 | 0.11872 | 0.11998 | 0.12575 | 0.13447 | 0.14687 | 0.15459 | 0.16207 | 0.16585 | 0.15278 | 0.13694 | 0.10284 | 0.089996 | 0.078231 | 0.06338 | 0.05716
Portfolio Adjusted1-in-2AllOrange County2017December Monthly Peak | Portfolio Adjusted | 1-in-2 | All | Orange County | 2017 | December Monthly Peak | 12 | 4.5318 | 4.4041 | 4.34 | 4.3738 | 4.6388 | 5.3512 | 6.193 | 6.5115 | 7.042 | 7.3899 | 7.5257 | 7.4433 | 7.2991 | 7.156 | 6.9757 | 6.6216 | 6.495 | 6.7209 | 6.3517 | 6.1294 | 5.8603 | 5.5199 | 5.1371 | 4.8045 | 0.029004 | 0.023999 | 0.018699 | 0.0043482 | 0.0029875 | 0.011093 | 0.0096221 | 0.0047398 | 0.00056395 | -0.0069107 | -0.0078553 | -0.0031169 | 0.011108 | 0.048755 | 0.20669 | 0.19769 | 0.19669 | 0.18374 | 0.02202 | 0.0042277 | 0.00056747 | 0.0047025 | 0.010575 | 0.005304 | 46.8727 | 46.1477 | 45.3086 | 44.3362 | 43.6902 | 42.9079 | 42.6693 | 42.5052 | 43.1096 | 45.8168 | 47.9966 | 49.782 | 51.2768 | 52.3827 | 52.8014 | 52.6859 | 52.1454 | 51.2545 | 49.9758 | 48.8357 | 48.0354 | 47.3046 | 46.7498 | 46.0424 | 0.093192 | 0.083845 | 0.075091 | 0.057866 | 0.063399 | 0.082067 | 0.097413 | 0.11256 | 0.11805 | 0.1182 | 0.1191 | 0.12443 | 0.13284 | 0.1451 | 0.15302 | 0.16089 | 0.16484 | 0.15175 | 0.13571 | 0.10195 | 0.089344 | 0.07759 | 0.063049 | 0.05689
Portfolio Adjusted1-in-2AllOrange County2017Typical Event Day | Portfolio Adjusted | 1-in-2 | All | Orange County | 2017 | Typical Event Day | 8 | 5.1607 | 4.9417 | 4.8056 | 4.7818 | 5.0366 | 5.779 | 6.4638 | 7.2683 | 8.3104 | 9.2283 | 9.9925 | 10.3957 | 10.643 | 10.7918 | 10.7744 | 10.4471 | 9.8622 | 8.933 | 7.9759 | 7.656 | 7.5138 | 6.8532 | 6.1825 | 5.6317 | -0.0017688 | -0.0054542 | -0.0029323 | -0.010737 | -0.012804 | -0.0073182 | -0.013424 | -0.010018 | -0.0092049 | -0.012656 | -0.018599 | -0.015792 | -0.0011381 | 0.044888 | 0.28304 | 0.27971 | 0.26704 | 0.23553 | 0.038202 | 0.0029149 | -0.0061488 | -0.0039543 | 0.00021396 | -0.0049931 | 71.3228 | 70.3476 | 69.4991 | 68.7295 | 68.2163 | 67.607 | 67.3804 | 67.7135 | 70.0446 | 74.6737 | 79.9053 | 84.0647 | 87.3777 | 89.7008 | 91.2029 | 91.7607 | 92.0351 | 91.1164 | 89.1631 | 86.0858 | 82.2205 | 78.8148 | 76.6824 | 75.1651 | 0.097844 | 0.087808 | 0.077981 | 0.058815 | 0.064438 | 0.083713 | 0.097668 | 0.11344 | 0.11906 | 0.11965 | 0.12087 | 0.12642 | 0.13495 | 0.14717 | 0.15486 | 0.16225 | 0.16598 | 0.1525 | 0.13693 | 0.1033 | 0.090596 | 0.079289 | 0.064311 | 0.058585
Portfolio Adjusted1-in-2AllOrange County2018January Monthly Peak | Portfolio Adjusted | 1-in-2 | All | Orange County | 2018 | January Monthly Peak | 1 | 4.4533 | 4.3316 | 4.249 | 4.2978 | 4.574 | 5.2826 | 6.2017 | 6.5476 | 7.1029 | 7.4256 | 7.595 | 7.5785 | 7.5242 | 7.4692 | 7.332 | 6.9803 | 6.6898 | 6.8303 | 6.4632 | 6.1975 | 5.899 | 5.5742 | 5.1389 | 4.8054 | 0.028812 | 0.023767 | 0.018556 | 0.0043232 | 0.0029864 | 0.01126 | 0.009863 | 0.0048986 | 0.00058271 | -0.0071665 | -0.0082058 | -0.0032971 | 0.011872 | 0.052443 | 0.21944 | 0.21016 | 0.2055 | 0.18917 | 0.023149 | 0.0044387 | 0.0005927 | 0.0049058 | 0.01098 | 0.0054762 | 51.3507 | 50.9069 | 50.4734 | 49.9437 | 49.7511 | 49.4123 | 49.3663 | 49.3379 | 49.8851 | 51.1528 | 52.8421 | 53.9357 | 54.4743 | 55.366 | 55.9033 | 55.8282 | 55.6084 | 55.116 | 54.0352 | 52.8987 | 52.1031 | 51.8564 | 51.7516 | 51.0413 | 0.092727 | 0.08326 | 0.074696 | 0.057687 | 0.063325 | 0.082515 | 0.097926 | 0.11347 | 0.11876 | 0.11878 | 0.11965 | 0.12514 | 0.13366 | 0.14591 | 0.1537 | 0.16135 | 0.16518 | 0.15211 | 0.13631 | 0.10253 | 0.089795 | 0.07822 | 0.063521 | 0.057389
Portfolio Adjusted1-in-2AllOrange County2018February Monthly Peak | Portfolio Adjusted | 1-in-2 | All | Orange County | 2018 | February Monthly Peak | 2 | 4.4259 | 4.3016 | 4.2185 | 4.2679 | 4.5233 | 5.1894 | 6.0239 | 6.4103 | 6.9969 | 7.3784 | 7.6343 | 7.6967 | 7.7291 | 7.7305 | 7.6285 | 7.2725 | 6.8966 | 6.8445 | 6.6682 | 6.3486 | 6.0227 | 5.6101 | 5.146 | 4.7848 | 0.028417 | 0.023487 | 0.01833 | 0.0042758 | 0.0029512 | 0.0111 | 0.0096876 | 0.0048042 | 0.00057135 | -0.0070593 | -0.0081222 | -0.0032793 | 0.011845 | 0.052501 | 0.2246 | 0.21539 | 0.20913 | 0.18926 | 0.023073 | 0.0044083 | 0.00058796 | 0.0048612 | 0.010868 | 0.0054227 | 51.3194 | 51.1072 | 51.0695 | 50.8183 | 50.2354 | 50.243 | 49.9384 | 50.2389 | 51.4649 | 54.4759 | 57.689 | 60.502 | 61.9485 | 62.5855 | 63.1405 | 62.8306 | 62.186 | 61.1118 | 59.2772 | 57.679 | 56.6224 | 55.5377 | 54.4403 | 53.1104 | 0.091733 | 0.082489 | 0.07402 | 0.057298 | 0.062876 | 0.081804 | 0.097141 | 0.11248 | 0.11782 | 0.11802 | 0.11901 | 0.12455 | 0.13309 | 0.14535 | 0.15311 | 0.16072 | 0.16452 | 0.15149 | 0.13572 | 0.10204 | 0.089349 | 0.077793 | 0.063155 | 0.057039
Portfolio Adjusted1-in-2AllOrange County2018March Monthly Peak | Portfolio Adjusted | 1-in-2 | All | Orange County | 2018 | March Monthly Peak | 3 | 4.5276 | 4.3633 | 4.2678 | 4.2883 | 4.5297 | 5.1992 | 6.0012 | 6.426 | 6.9816 | 7.3987 | 7.7032 | 7.779 | 7.8361 | 7.8972 | 7.8299 | 7.5459 | 7.124 | 6.6658 | 6.3514 | 6.4883 | 6.2127 | 5.7836 | 5.2619 | 4.8643 | 0.029786 | 0.024481 | 0.019056 | 0.004413 | 0.0030057 | 0.011315 | 0.0096827 | 0.0048487 | 0.00057926 | -0.0072132 | -0.0083518 | -0.0033729 | 0.012256 | 0.054935 | 0.23252 | 0.22488 | 0.21757 | 0.18728 | 0.023383 | 0.0045847 | 0.00061856 | 0.0051184 | 0.01134 | 0.0056209 | 52.3562 | 51.4038 | 50.867 | 50.6715 | 50.2219 | 49.823 | 49.5334 | 49.836 | 51.7989 | 53.9517 | 56.8653 | 59.7683 | 61.8414 | 63.7048 | 64.9941 | 65.6612 | 65.5869 | 64.7439 | 62.1266 | 58.7598 | 56.9592 | 55.4975 | 54.4671 | 52.9683 | 0.094719 | 0.084783 | 0.075765 | 0.05793 | 0.063274 | 0.082454 | 0.097089 | 0.11274 | 0.11814 | 0.11844 | 0.11946 | 0.125 | 0.13362 | 0.14602 | 0.1537 | 0.16125 | 0.16499 | 0.15164 | 0.13589 | 0.10262 | 0.090031 | 0.078706 | 0.063785 | 0.057679
Portfolio Adjusted1-in-2AllOrange County2018April Monthly Peak | Portfolio Adjusted | 1-in-2 | All | Orange County | 2018 | April Monthly Peak | 4 | 7.069 | 6.7991 | 6.6324 | 6.6654 | 7.1027 | 8.3697 | 9.5697 | 10.4906 | 11.5083 | 12.2471 | 12.8944 | 13.2615 | 13.5141 | 13.7357 | 13.5818 | 13.0025 | 12.1876 | 11.2061 | 10.2921 | 10.2878 | 9.9705 | 9.2446 | 8.404 | 7.7505 | 0.07223 | 0.059603 | 0.046332 | 0.010736 | 0.0072972 | 0.027408 | 0.023318 | 0.011733 | 0.0014134 | -0.017867 | -0.021001 | -0.0085768 | 0.031399 | 0.14156 | 0.4921 | 0.47493 | 0.45946 | 0.38257 | 0.059112 | 0.011473 | 0.0015378 | 0.012619 | 0.027868 | 0.01381 | 62.8435 | 61.8484 | 61.0204 | 60.4071 | 59.4145 | 58.7072 | 58.0415 | 58.1196 | 60.5549 | 64.7644 | 69.5539 | 74.4208 | 78.8729 | 81.672 | 83.1521 | 83.8502 | 83.4144 | 82.1815 | 79.9303 | 76.9614 | 72.2665 | 69.4885 | 67.5525 | 65.6669 | 0.19818 | 0.17609 | 0.15157 | 0.0964 | 0.10539 | 0.14489 | 0.14503 | 0.17294 | 0.17153 | 0.16411 | 0.15974 | 0.16576 | 0.17435 | 0.18567 | 0.18944 | 0.19019 | 0.19289 | 0.18242 | 0.17486 | 0.1383 | 0.12153 | 0.11688 | 0.095352 | 0.09349
Portfolio Adjusted1-in-2AllOrange County2018May Monthly Peak | Portfolio Adjusted | 1-in-2 | All | Orange County | 2018 | May Monthly Peak | 5 | 7.292 | 7.0186 | 6.8179 | 6.8441 | 7.3415 | 8.6015 | 9.68 | 10.8846 | 12.0802 | 12.9723 | 13.673 | 14.0614 | 14.2604 | 14.3985 | 14.2083 | 13.562 | 12.7358 | 11.7082 | 10.7306 | 10.4441 | 10.3653 | 9.5791 | 8.7087 | 8.0449 | 0.057713 | 0.045713 | 0.035968 | 0.0033791 | -0.00035812 | 0.018595 | 0.012159 | 0.0045063 | -0.0034958 | -0.02115 | -0.026649 | -0.015093 | 0.025153 | 0.13819 | 0.50623 | 0.48902 | 0.4723 | 0.39836 | 0.067458 | 0.010675 | -0.001882 | 0.0082486 | 0.022796 | 0.0087925 | 65.4027 | 64.3804 | 63.2662 | 62.2981 | 61.6254 | 60.7588 | 60.3863 | 60.7692 | 63.4915 | 67.2996 | 71.5682 | 75.9423 | 80.0361 | 82.8301 | 84.6306 | 85.6223 | 85.8672 | 84.934 | 82.7038 | 79.7622 | 75.4479 | 72.2245 | 70.5007 | 69.0223 | 0.20041 | 0.17823 | 0.15259 | 0.096975 | 0.1067 | 0.1463 | 0.14577 | 0.1749 | 0.17411 | 0.167 | 0.16212 | 0.1682 | 0.1764 | 0.18699 | 0.19069 | 0.19091 | 0.19367 | 0.18326 | 0.17613 | 0.13839 | 0.12257 | 0.11801 | 0.096385 | 0.094954
Portfolio Adjusted1-in-2AllOrange County2018June Monthly Peak | Portfolio Adjusted | 1-in-2 | All | Orange County | 2018 | June Monthly Peak | 6 | 7.7483 | 7.457 | 7.226 | 7.2572 | 7.7529 | 8.9633 | 10.056 | 11.2652 | 12.4464 | 13.3815 | 14.1927 | 14.6382 | 14.8579 | 14.9959 | 14.8731 | 14.3488 | 13.5332 | 12.4643 | 11.4359 | 10.9207 | 10.7967 | 10.0836 | 9.1493 | 8.4609 | 0.039256 | 0.027811 | 0.022963 | -0.0064968 | -0.010767 | 0.0068814 | -0.0025314 | -0.0050385 | -0.0097026 | -0.024176 | -0.032588 | -0.022704 | 0.015705 | 0.12693 | 0.50939 | 0.50174 | 0.48643 | 0.41839 | 0.0781 | 0.0096767 | -0.006351 | 0.0023797 | 0.01585 | 0.0019624 | 68.0902 | 67.0441 | 65.9122 | 65.0985 | 64.4173 | 63.7545 | 63.1331 | 63.716 | 66.701 | 71.0801 | 74.9014 | 78.5525 | 81.1854 | 83.4644 | 85.1311 | 86.2257 | 86.8876 | 86.3979 | 84.9901 | 82.1447 | 78.4261 | 74.5602 | 72.1402 | 70.5683 | 0.20926 | 0.18639 | 0.15915 | 0.10059 | 0.11021 | 0.14937 | 0.14713 | 0.17458 | 0.17281 | 0.16559 | 0.16113 | 0.16689 | 0.17468 | 0.18486 | 0.18907 | 0.19072 | 0.19427 | 0.18421 | 0.17801 | 0.13947 | 0.12328 | 0.1196 | 0.097771 | 0.096927
Portfolio Adjusted1-in-2AllOrange County2018July Monthly Peak | Portfolio Adjusted | 1-in-2 | All | Orange County | 2018 | July Monthly Peak | 7 | 8.1623 | 7.8304 | 7.5974 | 7.6019 | 8.1214 | 9.4292 | 10.6288 | 11.9075 | 13.1556 | 14.1855 | 15.009 | 15.4129 | 15.5952 | 15.7263 | 15.5977 | 15.0833 | 14.3272 | 13.2123 | 12.098 | 11.491 | 11.3287 | 10.5563 | 9.6 | 8.8632 | -0.0014083 | -0.010854 | -0.0052709 | -0.025738 | -0.030714 | -0.016489 | -0.030898 | -0.023165 | -0.021447 | -0.030203 | -0.043894 | -0.036971 | -0.0014791 | 0.10939 | 0.51168 | 0.51061 | 0.49485 | 0.43875 | 0.095211 | 0.0074388 | -0.014744 | -0.0090802 | 0.0015911 | -0.011475 | 70.6303 | 69.9186 | 69.1852 | 68.4542 | 67.8361 | 67.3985 | 67.308 | 67.7276 | 70.0685 | 74.2593 | 79.7992 | 83.4553 | 86.5902 | 89.0566 | 90.9148 | 91.6517 | 92.0947 | 91.2884 | 89.594 | 86.9149 | 82.9987 | 79.0859 | 76.5727 | 75.1506 | 0.21394 | 0.19025 | 0.16294 | 0.10244 | 0.11232 | 0.15224 | 0.14906 | 0.17659 | 0.17415 | 0.16672 | 0.1618 | 0.16708 | 0.17469 | 0.18497 | 0.18924 | 0.19098 | 0.19502 | 0.18522 | 0.17946 | 0.1408 | 0.12418 | 0.12048 | 0.098496 | 0.097855
Portfolio Adjusted1-in-2AllOrange County2018August Monthly Peak | Portfolio Adjusted | 1-in-2 | All | Orange County | 2018 | August Monthly Peak | 8 | 8.3677 | 8.0245 | 7.7877 | 7.7659 | 8.3064 | 9.7775 | 11.1728 | 12.5399 | 14.079 | 15.2798 | 16.3465 | 16.8199 | 17.0374 | 17.1386 | 16.9568 | 16.264 | 15.2656 | 13.9006 | 12.6103 | 12.1763 | 11.852 | 10.8966 | 9.9139 | 9.1509 | -0.044819 | -0.051826 | -0.035336 | -0.045407 | -0.051303 | -0.041581 | -0.062272 | -0.043775 | -0.035566 | -0.038476 | -0.059439 | -0.055484 | -0.020823 | 0.097163 | 0.53964 | 0.53894 | 0.51128 | 0.45995 | 0.11326 | 0.0050526 | -0.023863 | -0.021259 | -0.013618 | -0.025849 | 75.8644 | 74.8095 | 73.9719 | 72.8772 | 72.4802 | 71.7016 | 71.3862 | 71.6934 | 74.0829 | 79.0054 | 83.9107 | 88.1975 | 91.2829 | 93.3218 | 94.6917 | 94.8301 | 95.0928 | 94.0374 | 91.9444 | 89.007 | 84.5923 | 81.1564 | 79.2436 | 77.639 | 0.22114 | 0.19649 | 0.1682 | 0.105 | 0.11572 | 0.15865 | 0.15644 | 0.18716 | 0.18592 | 0.17765 | 0.17269 | 0.17794 | 0.18567 | 0.19566 | 0.19924 | 0.19889 | 0.20172 | 0.19081 | 0.185 | 0.14637 | 0.12869 | 0.12455 | 0.10204 | 0.10171
Portfolio Adjusted1-in-2AllOrange County2018September Monthly Peak | Portfolio Adjusted | 1-in-2 | All | Orange County | 2018 | September Monthly Peak | 9 | 8.128 | 7.8301 | 7.5852 | 7.6191 | 8.1621 | 9.689 | 11.2943 | 12.3559 | 13.842 | 14.9639 | 15.8721 | 16.2514 | 16.4308 | 16.589 | 16.3968 | 15.6882 | 14.7058 | 13.3547 | 12.2597 | 12.13 | 11.4374 | 10.5601 | 9.6286 | 8.9035 | -0.013619 | -0.022362 | -0.013675 | -0.03117 | -0.036561 | -0.023964 | -0.041252 | -0.029963 | -0.026682 | -0.034347 | -0.050821 | -0.04423 | -0.0070794 | 0.11198 | 0.53963 | 0.53296 | 0.50767 | 0.4467 | 0.10216 | 0.0070119 | -0.01753 | -0.012596 | -0.0027254 | -0.015588 | 70.7972 | 69.6941 | 68.9959 | 68.5494 | 68.1841 | 67.6182 | 67.7381 | 67.7588 | 69.3688 | 74.4187 | 81.1264 | 86.2026 | 90.6274 | 93.1562 | 94.2811 | 94.5483 | 94.2792 | 92.9552 | 90.3331 | 86.4774 | 83.0552 | 80.6216 | 78.9188 | 77.4296 | 0.21285 | 0.18998 | 0.16203 | 0.10232 | 0.11287 | 0.15568 | 0.15496 | 0.18391 | 0.1833 | 0.17533 | 0.16961 | 0.17458 | 0.18209 | 0.19247 | 0.19586 | 0.19538 | 0.1981 | 0.18724 | 0.18227 | 0.14491 | 0.12601 | 0.12169 | 0.099539 | 0.098883
Portfolio Adjusted1-in-2AllOrange County2018October Monthly Peak | Portfolio Adjusted | 1-in-2 | All | Orange County | 2018 | October Monthly Peak | 10 | 7.1354 | 6.8883 | 6.7132 | 6.7588 | 7.2343 | 8.5606 | 10.1308 | 11.0236 | 12.1774 | 13.0911 | 13.929 | 14.444 | 14.7392 | 14.9048 | 14.745 | 14.0959 | 13.1515 | 12.1331 | 11.3785 | 10.9336 | 10.2486 | 9.4421 | 8.6206 | 7.9364 | 0.0087992 | 0.00028876 | 0.0025076 | -0.017402 | -0.021725 | -0.0086639 | -0.021073 | -0.016813 | -0.017132 | -0.026904 | -0.038553 | -0.031492 | 0.003302 | 0.11049 | 0.49031 | 0.47989 | 0.45731 | 0.40556 | 0.083777 | 0.0074346 | -0.011065 | -0.0051078 | 0.0050435 | -0.0067019 | 69.941 | 68.7983 | 68.0831 | 67.5865 | 66.8728 | 66.082 | 66.5368 | 67.6217 | 68.2547 | 72.1984 | 77.267 | 82.1695 | 85.6673 | 87.939 | 89.5928 | 90.1625 | 89.8171 | 88.3167 | 85.5462 | 81.682 | 78.3336 | 75.5808 | 73.6534 | 72.0606 | 0.18177 | 0.16252 | 0.14037 | 0.090677 | 0.10009 | 0.13744 | 0.14093 | 0.16787 | 0.16765 | 0.16075 | 0.15688 | 0.16309 | 0.1714 | 0.18191 | 0.18604 | 0.18689 | 0.18966 | 0.18041 | 0.17236 | 0.13396 | 0.11664 | 0.11053 | 0.090521 | 0.088521
Portfolio Adjusted1-in-2AllOrange County2018November Monthly Peak | Portfolio Adjusted | 1-in-2 | All | Orange County | 2018 | November Monthly Peak | 11 | 7.0939 | 6.8891 | 6.72 | 6.7202 | 7.1917 | 8.4856 | 9.6886 | 10.566 | 11.5774 | 12.3336 | 12.9125 | 13.2427 | 13.3905 | 13.458 | 13.1862 | 12.4828 | 11.7582 | 11.5683 | 10.7564 | 10.2078 | 9.6962 | 8.997 | 8.231 | 7.6294 | 0.072875 | 0.060634 | 0.04689 | 0.010768 | 0.0073869 | 0.027574 | 0.023584 | 0.011788 | 0.0014172 | -0.017987 | -0.021037 | -0.0085825 | 0.031279 | 0.13972 | 0.4807 | 0.45943 | 0.4467 | 0.39191 | 0.060321 | 0.011381 | 0.0015121 | 0.012358 | 0.027384 | 0.013622 | 60.0803 | 59.4847 | 59.0163 | 58.5655 | 58.0803 | 58.0741 | 57.6982 | 57.7403 | 61.7924 | 66.4848 | 72.3126 | 77.1458 | 80.7117 | 82.2107 | 82.7399 | 82.1352 | 80.0938 | 75.7977 | 71.2882 | 68.6785 | 66.6791 | 64.976 | 63.59 | 62.4057 | 0.19991 | 0.179 | 0.15332 | 0.09676 | 0.10655 | 0.14578 | 0.14645 | 0.17384 | 0.1722 | 0.16518 | 0.16034 | 0.1663 | 0.17454 | 0.18513 | 0.18869 | 0.18917 | 0.19223 | 0.18423 | 0.1772 | 0.13808 | 0.12073 | 0.1155 | 0.094425 | 0.092678
Portfolio Adjusted1-in-2AllOrange County2018December Monthly Peak | Portfolio Adjusted | 1-in-2 | All | Orange County | 2018 | December Monthly Peak | 12 | 7.1401 | 6.9209 | 6.7938 | 6.863 | 7.3754 | 8.6831 | 10.2004 | 10.8441 | 11.5993 | 11.9257 | 12.0538 | 11.9094 | 11.663 | 11.4283 | 11.0839 | 10.4561 | 10.1154 | 10.2778 | 9.7482 | 9.462 | 9.0986 | 8.6078 | 8.0351 | 7.5486 | 0.073129 | 0.060511 | 0.047147 | 0.010964 | 0.0075327 | 0.027969 | 0.024261 | 0.011951 | 0.0014219 | -0.017425 | -0.019806 | -0.007859 | 0.028007 | 0.12293 | 0.41404 | 0.39561 | 0.39249 | 0.35262 | 0.055521 | 0.01066 | 0.0014308 | 0.011857 | 0.026663 | 0.013373 | 46.897 | 46.1727 | 45.3364 | 44.3664 | 43.723 | 42.939 | 42.6987 | 42.5345 | 43.1373 | 45.8428 | 48.0219 | 49.8049 | 51.3018 | 52.4084 | 52.8282 | 52.7148 | 52.1728 | 51.2818 | 50.0031 | 48.8608 | 48.0613 | 47.3274 | 46.7685 | 46.0612 | 0.20057 | 0.17866 | 0.15409 | 0.098138 | 0.10821 | 0.14751 | 0.14937 | 0.17556 | 0.1726 | 0.16217 | 0.15535 | 0.15904 | 0.16556 | 0.17512 | 0.17938 | 0.18157 | 0.18552 | 0.17772 | 0.17027 | 0.13333 | 0.11721 | 0.11244 | 0.092773 | 0.09142
Portfolio Adjusted1-in-2AllOrange County2018Typical Event Day | Portfolio Adjusted | 1-in-2 | All | Orange County | 2018 | Typical Event Day | 8 | 8.1848 | 7.8563 | 7.6312 | 7.6198 | 8.1534 | 9.5742 | 10.9127 | 12.1458 | 13.5135 | 14.5897 | 15.5424 | 15.9686 | 16.173 | 16.2796 | 16.107 | 15.4685 | 14.544 | 13.2682 | 12.0779 | 11.6971 | 11.4468 | 10.5768 | 9.636 | 8.9138 | -0.004463 | -0.013762 | -0.0073987 | -0.027092 | -0.032306 | -0.018465 | -0.033871 | -0.025277 | -0.023225 | -0.031933 | -0.046928 | -0.039847 | -0.0028715 | 0.11326 | 0.531 | 0.5256 | 0.5029 | 0.44152 | 0.096388 | 0.0073548 | -0.015514 | -0.0099773 | 0.00053985 | -0.012598 | 71.3455 | 70.3666 | 69.5163 | 68.7448 | 68.2294 | 67.6182 | 67.3913 | 67.7239 | 70.0553 | 74.6909 | 79.9344 | 84.102 | 87.4215 | 89.7497 | 91.2547 | 91.8139 | 92.0886 | 91.1697 | 89.2154 | 86.136 | 82.2681 | 78.856 | 76.7188 | 75.1969 | 0.21478 | 0.19095 | 0.16355 | 0.10246 | 0.11291 | 0.15425 | 0.15217 | 0.18102 | 0.17926 | 0.17137 | 0.16664 | 0.17181 | 0.17946 | 0.18956 | 0.1934 | 0.19381 | 0.19679 | 0.18607 | 0.17979 | 0.14207 | 0.12515 | 0.12115 | 0.099258 | 0.098848
Portfolio Adjusted1-in-2AllOrange County2019January Monthly Peak | Portfolio Adjusted | 1-in-2 | All | Orange County | 2019 | January Monthly Peak | 1 | 7.0454 | 6.8247 | 6.6854 | 6.7739 | 7.311 | 8.6682 | 10.3128 | 11.0296 | 11.8158 | 12.1347 | 12.3313 | 12.3095 | 12.1945 | 12.0699 | 11.7588 | 11.1062 | 10.5455 | 10.5754 | 10.0388 | 9.7019 | 9.2863 | 8.7998 | 8.1522 | 7.6422 | 0.072647 | 0.059925 | 0.046786 | 0.010901 | 0.0075299 | 0.02839 | 0.024868 | 0.012351 | 0.0014692 | -0.018069 | -0.02069 | -0.0083133 | 0.029933 | 0.13223 | 0.44272 | 0.42301 | 0.41384 | 0.36682 | 0.058368 | 0.011192 | 0.0014944 | 0.012369 | 0.027684 | 0.013808 | 51.3743 | 50.9297 | 50.4951 | 49.9647 | 49.7738 | 49.4346 | 49.3866 | 49.3598 | 49.9075 | 51.1761 | 52.8654 | 53.9594 | 54.4939 | 55.3864 | 55.9232 | 55.8472 | 55.6254 | 55.1326 | 54.0518 | 52.9159 | 52.1204 | 51.8758 | 51.7742 | 51.0664 | 0.19931 | 0.17704 | 0.15299 | 0.097661 | 0.10814 | 0.14931 | 0.15192 | 0.17971 | 0.17626 | 0.16555 | 0.15882 | 0.16344 | 0.17066 | 0.18043 | 0.18422 | 0.18547 | 0.18877 | 0.18083 | 0.17421 | 0.13673 | 0.11988 | 0.11552 | 0.095075 | 0.093594
Portfolio Adjusted1-in-2AllOrange County2019February Monthly Peak | Portfolio Adjusted | 1-in-2 | All | Orange County | 2019 | February Monthly Peak | 2 | 6.9818 | 6.7649 | 6.6248 | 6.7164 | 7.228 | 8.5273 | 10.0634 | 10.8061 | 11.6172 | 12.0156 | 12.3197 | 12.3984 | 12.3841 | 12.3305 | 12.0611 | 11.4098 | 10.7608 | 10.5924 | 10.2267 | 9.8245 | 9.3791 | 8.8043 | 8.1274 | 7.5932 | 0.071651 | 0.059221 | 0.046218 | 0.010781 | 0.0074412 | 0.027987 | 0.024426 | 0.012113 | 0.0014406 | -0.017799 | -0.020479 | -0.0082682 | 0.029867 | 0.13238 | 0.44839 | 0.42904 | 0.41809 | 0.36705 | 0.058175 | 0.011115 | 0.0014825 | 0.012257 | 0.027402 | 0.013673 | 51.3459 | 51.135 | 51.0984 | 50.849 | 50.2647 | 50.2731 | 49.9686 | 50.2698 | 51.4946 | 54.5041 | 57.7156 | 60.5261 | 61.9719 | 62.6085 | 63.1634 | 62.8552 | 62.214 | 61.1376 | 59.3046 | 57.7069 | 56.6498 | 55.5615 | 54.4644 | 53.1332 | 0.1967 | 0.17505 | 0.15124 | 0.096727 | 0.10704 | 0.14744 | 0.14981 | 0.17697 | 0.17371 | 0.16378 | 0.15761 | 0.16263 | 0.17008 | 0.18006 | 0.18392 | 0.18516 | 0.18839 | 0.18039 | 0.17353 | 0.13594 | 0.11912 | 0.11465 | 0.094288 | 0.092802
Portfolio Adjusted1-in-2AllOrange County2019March Monthly Peak | Portfolio Adjusted | 1-in-2 | All | Orange County | 2019 | March Monthly Peak | 3 | 7.2091 | 6.9336 | 6.7721 | 6.818 | 7.2861 | 8.6038 | 10.0391 | 10.8636 | 11.6684 | 12.1402 | 12.5244 | 12.6182 | 12.656 | 12.7149 | 12.476 | 11.9054 | 11.184 | 10.4831 | 9.9672 | 10.106 | 9.7466 | 9.1497 | 8.3751 | 7.7776 | 0.075102 | 0.061727 | 0.048048 | 0.011127 | 0.0075786 | 0.028529 | 0.024414 | 0.012225 | 0.0014605 | -0.018187 | -0.021058 | -0.0085044 | 0.030902 | 0.13851 | 0.46697 | 0.44991 | 0.43702 | 0.36815 | 0.058958 | 0.01156 | 0.0015596 | 0.012905 | 0.028591 | 0.014172 | 52.371 | 51.4154 | 50.878 | 50.6828 | 50.2329 | 49.8325 | 49.5428 | 49.8467 | 51.8123 | 53.972 | 56.8946 | 59.7998 | 61.8732 | 63.7392 | 65.0332 | 65.7009 | 65.63 | 64.7887 | 62.1711 | 58.798 | 56.9911 | 55.5247 | 54.4923 | 52.9899 | 0.20554 | 0.18192 | 0.15668 | 0.099154 | 0.10859 | 0.1498 | 0.14973 | 0.17813 | 0.17527 | 0.16587 | 0.15998 | 0.16501 | 0.17294 | 0.18377 | 0.18738 | 0.1884 | 0.19139 | 0.18149 | 0.17463 | 0.13889 | 0.12251 | 0.11867 | 0.097042 | 0.095353
Portfolio Adjusted1-in-2AllOrange County2019April Monthly Peak | Portfolio Adjusted | 1-in-2 | All | Orange County | 2019 | April Monthly Peak | 4 | 7.069 | 6.7991 | 6.6324 | 6.6654 | 7.1027 | 8.3697 | 9.5697 | 10.4906 | 11.5083 | 12.2471 | 12.8944 | 13.2615 | 13.5141 | 13.7357 | 13.5818 | 13.0025 | 12.1876 | 11.2061 | 10.2921 | 10.2878 | 9.9705 | 9.2446 | 8.404 | 7.7505 | 0.07223 | 0.059603 | 0.046332 | 0.010736 | 0.0072972 | 0.027408 | 0.023318 | 0.011733 | 0.0014134 | -0.017867 | -0.021001 | -0.0085768 | 0.031399 | 0.14156 | 0.4921 | 0.47493 | 0.45946 | 0.38257 | 0.059112 | 0.011473 | 0.0015378 | 0.012619 | 0.027868 | 0.01381 | 62.8435 | 61.8484 | 61.0204 | 60.4071 | 59.4145 | 58.7072 | 58.0415 | 58.1196 | 60.5549 | 64.7644 | 69.5539 | 74.4208 | 78.8729 | 81.672 | 83.1521 | 83.8502 | 83.4144 | 82.1815 | 79.9303 | 76.9614 | 72.2665 | 69.4885 | 67.5525 | 65.6669 | 0.19818 | 0.17609 | 0.15157 | 0.0964 | 0.10539 | 0.14489 | 0.14503 | 0.17294 | 0.17153 | 0.16411 | 0.15974 | 0.16576 | 0.17435 | 0.18567 | 0.18944 | 0.19019 | 0.19289 | 0.18242 | 0.17486 | 0.1383 | 0.12153 | 0.11688 | 0.095352 | 0.09349
Portfolio Adjusted1-in-2AllOrange County2019May Monthly Peak | Portfolio Adjusted | 1-in-2 | All | Orange County | 2019 | May Monthly Peak | 5 | 7.292 | 7.0186 | 6.8179 | 6.8441 | 7.3415 | 8.6015 | 9.68 | 10.8846 | 12.0802 | 12.9723 | 13.673 | 14.0614 | 14.2604 | 14.3985 | 14.2083 | 13.562 | 12.7358 | 11.7082 | 10.7306 | 10.4441 | 10.3653 | 9.5791 | 8.7087 | 8.0449 | 0.057713 | 0.045713 | 0.035968 | 0.0033791 | -0.00035812 | 0.018595 | 0.012159 | 0.0045063 | -0.0034958 | -0.02115 | -0.026649 | -0.015093 | 0.025153 | 0.13819 | 0.50623 | 0.48902 | 0.4723 | 0.39836 | 0.067458 | 0.010675 | -0.001882 | 0.0082486 | 0.022796 | 0.0087925 | 65.4027 | 64.3804 | 63.2662 | 62.2981 | 61.6254 | 60.7588 | 60.3863 | 60.7692 | 63.4915 | 67.2996 | 71.5682 | 75.9423 | 80.0361 | 82.8301 | 84.6306 | 85.6223 | 85.8672 | 84.934 | 82.7038 | 79.7622 | 75.4479 | 72.2245 | 70.5007 | 69.0223 | 0.20041 | 0.17823 | 0.15259 | 0.096975 | 0.1067 | 0.1463 | 0.14577 | 0.1749 | 0.17411 | 0.167 | 0.16212 | 0.1682 | 0.1764 | 0.18699 | 0.19069 | 0.19091 | 0.19367 | 0.18326 | 0.17613 | 0.13839 | 0.12257 | 0.11801 | 0.096385 | 0.094954
Portfolio Adjusted1-in-2AllOrange County2019June Monthly Peak | Portfolio Adjusted | 1-in-2 | All | Orange County | 2019 | June Monthly Peak | 6 | 7.7483 | 7.457 | 7.226 | 7.2572 | 7.7529 | 8.9633 | 10.056 | 11.2652 | 12.4464 | 13.3815 | 14.1927 | 14.6382 | 14.8579 | 14.9959 | 14.8731 | 14.3488 | 13.5332 | 12.4643 | 11.4359 | 10.9207 | 10.7967 | 10.0836 | 9.1493 | 8.4609 | 0.039256 | 0.027811 | 0.022963 | -0.0064968 | -0.010767 | 0.0068814 | -0.0025314 | -0.0050385 | -0.0097026 | -0.024176 | -0.032588 | -0.022704 | 0.015705 | 0.12693 | 0.50939 | 0.50174 | 0.48643 | 0.41839 | 0.0781 | 0.0096767 | -0.006351 | 0.0023797 | 0.01585 | 0.0019624 | 68.0902 | 67.0441 | 65.9122 | 65.0985 | 64.4173 | 63.7545 | 63.1331 | 63.716 | 66.701 | 71.0801 | 74.9014 | 78.5525 | 81.1854 | 83.4644 | 85.1311 | 86.2257 | 86.8876 | 86.3979 | 84.9901 | 82.1447 | 78.4261 | 74.5602 | 72.1402 | 70.5683 | 0.20926 | 0.18639 | 0.15915 | 0.10059 | 0.11021 | 0.14937 | 0.14713 | 0.17458 | 0.17281 | 0.16559 | 0.16113 | 0.16689 | 0.17468 | 0.18486 | 0.18907 | 0.19072 | 0.19427 | 0.18421 | 0.17801 | 0.13947 | 0.12328 | 0.1196 | 0.097771 | 0.096927
Portfolio Adjusted1-in-2AllOrange County2019July Monthly Peak | Portfolio Adjusted | 1-in-2 | All | Orange County | 2019 | July Monthly Peak | 7 | 8.1623 | 7.8304 | 7.5974 | 7.6019 | 8.1214 | 9.4292 | 10.6288 | 11.9075 | 13.1556 | 14.1855 | 15.009 | 15.4129 | 15.5952 | 15.7263 | 15.5977 | 15.0833 | 14.3272 | 13.2123 | 12.098 | 11.491 | 11.3287 | 10.5563 | 9.6 | 8.8632 | -0.0014083 | -0.010854 | -0.0052709 | -0.025738 | -0.030714 | -0.016489 | -0.030898 | -0.023165 | -0.021447 | -0.030203 | -0.043894 | -0.036971 | -0.0014791 | 0.10939 | 0.51168 | 0.51061 | 0.49485 | 0.43875 | 0.095211 | 0.0074388 | -0.014744 | -0.0090802 | 0.0015911 | -0.011475 | 70.6303 | 69.9186 | 69.1852 | 68.4542 | 67.8361 | 67.3985 | 67.308 | 67.7276 | 70.0685 | 74.2593 | 79.7992 | 83.4553 | 86.5902 | 89.0566 | 90.9148 | 91.6517 | 92.0947 | 91.2884 | 89.594 | 86.9149 | 82.9987 | 79.0859 | 76.5727 | 75.1506 | 0.21394 | 0.19025 | 0.16294 | 0.10244 | 0.11232 | 0.15224 | 0.14906 | 0.17659 | 0.17415 | 0.16672 | 0.1618 | 0.16708 | 0.17469 | 0.18497 | 0.18924 | 0.19098 | 0.19502 | 0.18522 | 0.17946 | 0.1408 | 0.12418 | 0.12048 | 0.098496 | 0.097855
Portfolio Adjusted1-in-2AllOrange County2019August Monthly Peak | Portfolio Adjusted | 1-in-2 | All | Orange County | 2019 | August Monthly Peak | 8 | 8.3677 | 8.0245 | 7.7877 | 7.7659 | 8.3064 | 9.7775 | 11.1728 | 12.5399 | 14.079 | 15.2798 | 16.3465 | 16.8199 | 17.0374 | 17.1386 | 16.9568 | 16.264 | 15.2656 | 13.9006 | 12.6103 | 12.1763 | 11.852 | 10.8966 | 9.9139 | 9.1509 | -0.044819 | -0.051826 | -0.035336 | -0.045407 | -0.051303 | -0.041581 | -0.062272 | -0.043775 | -0.035566 | -0.038476 | -0.059439 | -0.055484 | -0.020823 | 0.097163 | 0.53964 | 0.53894 | 0.51128 | 0.45995 | 0.11326 | 0.0050526 | -0.023863 | -0.021259 | -0.013618 | -0.025848 | 75.8644 | 74.8095 | 73.9719 | 72.8772 | 72.4802 | 71.7016 | 71.3862 | 71.6934 | 74.0829 | 79.0054 | 83.9107 | 88.1975 | 91.2829 | 93.3218 | 94.6917 | 94.8301 | 95.0928 | 94.0374 | 91.9444 | 89.007 | 84.5923 | 81.1564 | 79.2436 | 77.639 | 0.22114 | 0.19649 | 0.1682 | 0.105 | 0.11572 | 0.15865 | 0.15644 | 0.18716 | 0.18592 | 0.17765 | 0.17269 | 0.17794 | 0.18567 | 0.19566 | 0.19924 | 0.19889 | 0.20172 | 0.19081 | 0.185 | 0.14637 | 0.12869 | 0.12455 | 0.10204 | 0.10171
Portfolio Adjusted1-in-2AllOrange County2019September Monthly Peak | Portfolio Adjusted | 1-in-2 | All | Orange County | 2019 | September Monthly Peak | 9 | 8.128 | 7.8301 | 7.5852 | 7.6191 | 8.1621 | 9.689 | 11.2943 | 12.3559 | 13.842 | 14.9639 | 15.8721 | 16.2514 | 16.4308 | 16.589 | 16.3968 | 15.6882 | 14.7058 | 13.3547 | 12.2597 | 12.13 | 11.4374 | 10.5601 | 9.6286 | 8.9035 | -0.013619 | -0.022362 | -0.013675 | -0.03117 | -0.036561 | -0.023964 | -0.041252 | -0.029963 | -0.026682 | -0.034347 | -0.050821 | -0.04423 | -0.0070794 | 0.11198 | 0.53963 | 0.53296 | 0.50767 | 0.4467 | 0.10216 | 0.0070119 | -0.01753 | -0.012596 | -0.0027254 | -0.015588 | 70.7972 | 69.6941 | 68.9959 | 68.5494 | 68.1841 | 67.6182 | 67.7381 | 67.7588 | 69.3688 | 74.4187 | 81.1264 | 86.2026 | 90.6274 | 93.1562 | 94.2811 | 94.5483 | 94.2792 | 92.9552 | 90.3331 | 86.4774 | 83.0552 | 80.6216 | 78.9188 | 77.4296 | 0.21285 | 0.18998 | 0.16203 | 0.10232 | 0.11287 | 0.15568 | 0.15496 | 0.18391 | 0.1833 | 0.17533 | 0.16961 | 0.17458 | 0.18209 | 0.19247 | 0.19586 | 0.19538 | 0.1981 | 0.18724 | 0.18227 | 0.14491 | 0.12601 | 0.12169 | 0.099539 | 0.098883
Portfolio Adjusted1-in-2AllOrange County2019October Monthly Peak | Portfolio Adjusted | 1-in-2 | All | Orange County | 2019 | October Monthly Peak | 10 | 7.1354 | 6.8883 | 6.7132 | 6.7588 | 7.2343 | 8.5606 | 10.1308 | 11.0236 | 12.1774 | 13.0911 | 13.929 | 14.444 | 14.7392 | 14.9048 | 14.745 | 14.0959 | 13.1515 | 12.1331 | 11.3785 | 10.9336 | 10.2486 | 9.4421 | 8.6206 | 7.9364 | 0.0087992 | 0.00028876 | 0.0025076 | -0.017402 | -0.021725 | -0.0086639 | -0.021073 | -0.016813 | -0.017132 | -0.026904 | -0.038553 | -0.031492 | 0.003302 | 0.11049 | 0.49031 | 0.47989 | 0.45731 | 0.40556 | 0.083777 | 0.0074346 | -0.011065 | -0.0051078 | 0.0050435 | -0.0067019 | 69.941 | 68.7983 | 68.0831 | 67.5865 | 66.8728 | 66.082 | 66.5368 | 67.6217 | 68.2547 | 72.1984 | 77.267 | 82.1695 | 85.6673 | 87.939 | 89.5928 | 90.1625 | 89.8171 | 88.3167 | 85.5462 | 81.682 | 78.3336 | 75.5808 | 73.6534 | 72.0606 | 0.18177 | 0.16252 | 0.14037 | 0.090677 | 0.10009 | 0.13744 | 0.14093 | 0.16787 | 0.16765 | 0.16075 | 0.15688 | 0.16309 | 0.1714 | 0.18191 | 0.18604 | 0.18689 | 0.18966 | 0.18041 | 0.17236 | 0.13396 | 0.11664 | 0.11053 | 0.090521 | 0.088521
Portfolio Adjusted1-in-2AllOrange County2019November Monthly Peak | Portfolio Adjusted | 1-in-2 | All | Orange County | 2019 | November Monthly Peak | 11 | 7.0939 | 6.8891 | 6.72 | 6.7202 | 7.1917 | 8.4856 | 9.6886 | 10.566 | 11.5774 | 12.3336 | 12.9125 | 13.2427 | 13.3905 | 13.458 | 13.1862 | 12.4828 | 11.7582 | 11.5683 | 10.7564 | 10.2078 | 9.6962 | 8.997 | 8.231 | 7.6294 | 0.072875 | 0.060634 | 0.04689 | 0.010768 | 0.0073869 | 0.027574 | 0.023584 | 0.011788 | 0.0014172 | -0.017987 | -0.021037 | -0.0085825 | 0.031279 | 0.13972 | 0.4807 | 0.45943 | 0.4467 | 0.39191 | 0.060321 | 0.011381 | 0.0015121 | 0.012358 | 0.027384 | 0.013622 | 60.0803 | 59.4847 | 59.0163 | 58.5655 | 58.0803 | 58.0741 | 57.6982 | 57.7403 | 61.7924 | 66.4848 | 72.3126 | 77.1458 | 80.7117 | 82.2107 | 82.7399 | 82.1352 | 80.0938 | 75.7977 | 71.2882 | 68.6785 | 66.6791 | 64.976 | 63.59 | 62.4057 | 0.19991 | 0.179 | 0.15332 | 0.09676 | 0.10655 | 0.14578 | 0.14645 | 0.17384 | 0.1722 | 0.16518 | 0.16034 | 0.1663 | 0.17454 | 0.18513 | 0.18869 | 0.18917 | 0.19223 | 0.18423 | 0.1772 | 0.13808 | 0.12073 | 0.1155 | 0.094425 | 0.092678
Portfolio Adjusted1-in-2AllOrange County2019December Monthly Peak | Portfolio Adjusted | 1-in-2 | All | Orange County | 2019 | December Monthly Peak | 12 | 7.1401 | 6.9209 | 6.7938 | 6.863 | 7.3754 | 8.6831 | 10.2004 | 10.8441 | 11.5993 | 11.9257 | 12.0538 | 11.9094 | 11.663 | 11.4283 | 11.0839 | 10.4561 | 10.1154 | 10.2778 | 9.7482 | 9.462 | 9.0986 | 8.6078 | 8.0351 | 7.5486 | 0.073129 | 0.060511 | 0.047147 | 0.010964 | 0.0075327 | 0.027969 | 0.024261 | 0.011951 | 0.0014219 | -0.017425 | -0.019806 | -0.007859 | 0.028007 | 0.12293 | 0.41404 | 0.39561 | 0.39249 | 0.35262 | 0.055521 | 0.01066 | 0.0014308 | 0.011857 | 0.026663 | 0.013373 | 46.897 | 46.1727 | 45.3364 | 44.3664 | 43.723 | 42.939 | 42.6987 | 42.5345 | 43.1373 | 45.8428 | 48.0219 | 49.8049 | 51.3018 | 52.4084 | 52.8282 | 52.7148 | 52.1728 | 51.2818 | 50.0031 | 48.8608 | 48.0613 | 47.3274 | 46.7685 | 46.0612 | 0.20057 | 0.17866 | 0.15409 | 0.098138 | 0.10821 | 0.14751 | 0.14937 | 0.17556 | 0.1726 | 0.16217 | 0.15535 | 0.15904 | 0.16556 | 0.17512 | 0.17938 | 0.18157 | 0.18552 | 0.17772 | 0.17027 | 0.13333 | 0.11721 | 0.11244 | 0.092773 | 0.09142
Portfolio Adjusted1-in-2AllOrange County2019Typical Event Day | Portfolio Adjusted | 1-in-2 | All | Orange County | 2019 | Typical Event Day | 8 | 8.1848 | 7.8563 | 7.6312 | 7.6198 | 8.1534 | 9.5742 | 10.9127 | 12.1458 | 13.5135 | 14.5897 | 15.5424 | 15.9686 | 16.173 | 16.2796 | 16.107 | 15.4685 | 14.544 | 13.2682 | 12.0779 | 11.6971 | 11.4468 | 10.5768 | 9.636 | 8.9138 | -0.004463 | -0.013762 | -0.0073987 | -0.027092 | -0.032306 | -0.018465 | -0.033871 | -0.025277 | -0.023225 | -0.031933 | -0.046928 | -0.039847 | -0.0028715 | 0.11326 | 0.531 | 0.5256 | 0.5029 | 0.44152 | 0.096388 | 0.0073548 | -0.015514 | -0.0099773 | 0.00053985 | -0.012598 | 71.3455 | 70.3666 | 69.5163 | 68.7448 | 68.2294 | 67.6182 | 67.3913 | 67.7239 | 70.0553 | 74.6909 | 79.9344 | 84.102 | 87.4215 | 89.7497 | 91.2547 | 91.8139 | 92.0886 | 91.1697 | 89.2154 | 86.136 | 82.2681 | 78.856 | 76.7188 | 75.1969 | 0.21478 | 0.19095 | 0.16355 | 0.10246 | 0.11291 | 0.15425 | 0.15217 | 0.18102 | 0.17926 | 0.17137 | 0.16664 | 0.17181 | 0.17946 | 0.18956 | 0.1934 | 0.19381 | 0.19679 | 0.18607 | 0.17979 | 0.14207 | 0.12515 | 0.12115 | 0.099258 | 0.098848
Portfolio Adjusted1-in-2AllOrange County2020January Monthly Peak | Portfolio Adjusted | 1-in-2 | All | Orange County | 2020 | January Monthly Peak | 1 | 7.0454 | 6.8247 | 6.6854 | 6.7739 | 7.311 | 8.6682 | 10.3128 | 11.0296 | 11.8158 | 12.1347 | 12.3313 | 12.3095 | 12.1945 | 12.0699 | 11.7588 | 11.1062 | 10.5455 | 10.5754 | 10.0388 | 9.7019 | 9.2863 | 8.7998 | 8.1522 | 7.6422 | 0.072647 | 0.059925 | 0.046786 | 0.010901 | 0.0075299 | 0.02839 | 0.024868 | 0.012351 | 0.0014692 | -0.018069 | -0.02069 | -0.0083133 | 0.029933 | 0.13223 | 0.44272 | 0.42301 | 0.41384 | 0.36682 | 0.058368 | 0.011192 | 0.0014944 | 0.012369 | 0.027684 | 0.013808 | 51.3743 | 50.9297 | 50.4951 | 49.9647 | 49.7738 | 49.4346 | 49.3866 | 49.3598 | 49.9075 | 51.1761 | 52.8654 | 53.9594 | 54.4939 | 55.3864 | 55.9232 | 55.8472 | 55.6254 | 55.1326 | 54.0518 | 52.9159 | 52.1204 | 51.8758 | 51.7742 | 51.0664 | 0.19931 | 0.17704 | 0.15299 | 0.097661 | 0.10814 | 0.14931 | 0.15192 | 0.17971 | 0.17626 | 0.16555 | 0.15882 | 0.16344 | 0.17066 | 0.18043 | 0.18422 | 0.18547 | 0.18877 | 0.18083 | 0.17421 | 0.13673 | 0.11988 | 0.11552 | 0.095075 | 0.093594
Portfolio Adjusted1-in-2AllOrange County2020February Monthly Peak | Portfolio Adjusted | 1-in-2 | All | Orange County | 2020 | February Monthly Peak | 2 | 6.9818 | 6.7649 | 6.6248 | 6.7164 | 7.228 | 8.5273 | 10.0634 | 10.8061 | 11.6172 | 12.0156 | 12.3197 | 12.3984 | 12.3841 | 12.3305 | 12.0611 | 11.4098 | 10.7608 | 10.5924 | 10.2267 | 9.8245 | 9.3791 | 8.8043 | 8.1274 | 7.5932 | 0.071651 | 0.059221 | 0.046218 | 0.010781 | 0.0074412 | 0.027987 | 0.024426 | 0.012113 | 0.0014406 | -0.017799 | -0.020479 | -0.0082682 | 0.029867 | 0.13238 | 0.44839 | 0.42904 | 0.41809 | 0.36705 | 0.058175 | 0.011115 | 0.0014825 | 0.012257 | 0.027402 | 0.013673 | 51.3459 | 51.135 | 51.0984 | 50.849 | 50.2647 | 50.2731 | 49.9686 | 50.2698 | 51.4946 | 54.5041 | 57.7156 | 60.5261 | 61.9719 | 62.6085 | 63.1634 | 62.8552 | 62.214 | 61.1376 | 59.3046 | 57.7069 | 56.6498 | 55.5615 | 54.4644 | 53.1332 | 0.1967 | 0.17505 | 0.15124 | 0.096727 | 0.10704 | 0.14744 | 0.14981 | 0.17697 | 0.17371 | 0.16378 | 0.15761 | 0.16263 | 0.17008 | 0.18006 | 0.18392 | 0.18516 | 0.18839 | 0.18039 | 0.17353 | 0.13594 | 0.11912 | 0.11465 | 0.094288 | 0.092802
Portfolio Adjusted1-in-2AllOrange County2020March Monthly Peak | Portfolio Adjusted | 1-in-2 | All | Orange County | 2020 | March Monthly Peak | 3 | 7.2091 | 6.9336 | 6.7721 | 6.818 | 7.2861 | 8.6038 | 10.0391 | 10.8636 | 11.6684 | 12.1402 | 12.5244 | 12.6182 | 12.656 | 12.7149 | 12.476 | 11.9054 | 11.184 | 10.4831 | 9.9672 | 10.106 | 9.7466 | 9.1497 | 8.3751 | 7.7776 | 0.075102 | 0.061727 | 0.048048 | 0.011127 | 0.0075786 | 0.028529 | 0.024414 | 0.012225 | 0.0014605 | -0.018187 | -0.021058 | -0.0085044 | 0.030902 | 0.13851 | 0.46697 | 0.44991 | 0.43702 | 0.36815 | 0.058958 | 0.01156 | 0.0015596 | 0.012905 | 0.028591 | 0.014172 | 52.371 | 51.4154 | 50.878 | 50.6828 | 50.2329 | 49.8325 | 49.5428 | 49.8467 | 51.8123 | 53.972 | 56.8946 | 59.7998 | 61.8732 | 63.7392 | 65.0332 | 65.7009 | 65.63 | 64.7887 | 62.1711 | 58.798 | 56.9911 | 55.5247 | 54.4923 | 52.9899 | 0.20554 | 0.18192 | 0.15668 | 0.099154 | 0.10859 | 0.1498 | 0.14973 | 0.17813 | 0.17527 | 0.16587 | 0.15998 | 0.16501 | 0.17294 | 0.18377 | 0.18738 | 0.1884 | 0.19139 | 0.18149 | 0.17463 | 0.13889 | 0.12251 | 0.11867 | 0.097042 | 0.095353
Portfolio Adjusted1-in-2AllOrange County2020April Monthly Peak | Portfolio Adjusted | 1-in-2 | All | Orange County | 2020 | April Monthly Peak | 4 | 7.069 | 6.7991 | 6.6324 | 6.6654 | 7.1027 | 8.3697 | 9.5697 | 10.4906 | 11.5083 | 12.2471 | 12.8944 | 13.2615 | 13.5141 | 13.7357 | 13.5818 | 13.0025 | 12.1876 | 11.2061 | 10.2921 | 10.2878 | 9.9705 | 9.2446 | 8.404 | 7.7505 | 0.07223 | 0.059603 | 0.046332 | 0.010736 | 0.0072972 | 0.027408 | 0.023318 | 0.011733 | 0.0014134 | -0.017867 | -0.021001 | -0.0085768 | 0.031399 | 0.14156 | 0.4921 | 0.47493 | 0.45946 | 0.38257 | 0.059112 | 0.011473 | 0.0015378 | 0.012619 | 0.027868 | 0.01381 | 62.8435 | 61.8484 | 61.0204 | 60.4071 | 59.4145 | 58.7072 | 58.0415 | 58.1196 | 60.5549 | 64.7644 | 69.5539 | 74.4208 | 78.8729 | 81.672 | 83.1521 | 83.8502 | 83.4144 | 82.1815 | 79.9303 | 76.9614 | 72.2665 | 69.4885 | 67.5525 | 65.6669 | 0.19818 | 0.17609 | 0.15157 | 0.0964 | 0.10539 | 0.14489 | 0.14503 | 0.17294 | 0.17153 | 0.16411 | 0.15974 | 0.16576 | 0.17435 | 0.18567 | 0.18944 | 0.19019 | 0.19289 | 0.18242 | 0.17486 | 0.1383 | 0.12153 | 0.11688 | 0.095352 | 0.09349
Portfolio Adjusted1-in-2AllOrange County2020May Monthly Peak | Portfolio Adjusted | 1-in-2 | All | Orange County | 2020 | May Monthly Peak | 5 | 7.292 | 7.0186 | 6.8179 | 6.8441 | 7.3415 | 8.6015 | 9.68 | 10.8846 | 12.0802 | 12.9723 | 13.673 | 14.0614 | 14.2604 | 14.3985 | 14.2083 | 13.562 | 12.7358 | 11.7082 | 10.7306 | 10.4441 | 10.3653 | 9.5791 | 8.7087 | 8.0449 | 0.057713 | 0.045713 | 0.035968 | 0.0033791 | -0.00035812 | 0.018595 | 0.012159 | 0.0045063 | -0.0034958 | -0.02115 | -0.026649 | -0.015093 | 0.025153 | 0.13819 | 0.50623 | 0.48902 | 0.4723 | 0.39836 | 0.067458 | 0.010675 | -0.001882 | 0.0082486 | 0.022796 | 0.0087925 | 65.4027 | 64.3804 | 63.2662 | 62.2981 | 61.6254 | 60.7588 | 60.3863 | 60.7692 | 63.4915 | 67.2996 | 71.5682 | 75.9423 | 80.0361 | 82.8301 | 84.6306 | 85.6223 | 85.8673 | 84.934 | 82.7038 | 79.7622 | 75.4479 | 72.2245 | 70.5007 | 69.0223 | 0.20041 | 0.17823 | 0.15259 | 0.096975 | 0.1067 | 0.1463 | 0.14577 | 0.1749 | 0.17411 | 0.167 | 0.16212 | 0.1682 | 0.1764 | 0.18699 | 0.19069 | 0.19091 | 0.19367 | 0.18326 | 0.17613 | 0.13839 | 0.12257 | 0.11801 | 0.096386 | 0.094954
Portfolio Adjusted1-in-2AllOrange County2020June Monthly Peak | Portfolio Adjusted | 1-in-2 | All | Orange County | 2020 | June Monthly Peak | 6 | 7.7483 | 7.457 | 7.226 | 7.2572 | 7.7529 | 8.9633 | 10.056 | 11.2652 | 12.4464 | 13.3815 | 14.1927 | 14.6382 | 14.8579 | 14.9959 | 14.8731 | 14.3488 | 13.5332 | 12.4643 | 11.4359 | 10.9207 | 10.7967 | 10.0836 | 9.1493 | 8.4609 | 0.039256 | 0.027811 | 0.022963 | -0.0064968 | -0.010767 | 0.0068814 | -0.0025314 | -0.0050385 | -0.0097026 | -0.024176 | -0.032588 | -0.022704 | 0.015705 | 0.12693 | 0.50939 | 0.50174 | 0.48643 | 0.41839 | 0.0781 | 0.0096767 | -0.006351 | 0.0023797 | 0.01585 | 0.0019624 | 68.0902 | 67.0441 | 65.9122 | 65.0985 | 64.4173 | 63.7545 | 63.1331 | 63.716 | 66.701 | 71.0801 | 74.9014 | 78.5525 | 81.1854 | 83.4644 | 85.1311 | 86.2257 | 86.8876 | 86.3979 | 84.99 | 82.1447 | 78.4261 | 74.5602 | 72.1402 | 70.5683 | 0.20926 | 0.18639 | 0.15915 | 0.10059 | 0.11021 | 0.14937 | 0.14713 | 0.17458 | 0.17281 | 0.16559 | 0.16113 | 0.16689 | 0.17468 | 0.18486 | 0.18907 | 0.19072 | 0.19427 | 0.18421 | 0.17801 | 0.13947 | 0.12328 | 0.1196 | 0.097771 | 0.096927
Portfolio Adjusted1-in-2AllOrange County2020July Monthly Peak | Portfolio Adjusted | 1-in-2 | All | Orange County | 2020 | July Monthly Peak | 7 | 8.1623 | 7.8304 | 7.5974 | 7.6019 | 8.1214 | 9.4292 | 10.6288 | 11.9075 | 13.1556 | 14.1855 | 15.009 | 15.4129 | 15.5952 | 15.7263 | 15.5977 | 15.0833 | 14.3272 | 13.2123 | 12.098 | 11.491 | 11.3287 | 10.5563 | 9.6 | 8.8632 | -0.0014083 | -0.010854 | -0.0052709 | -0.025738 | -0.030714 | -0.016489 | -0.030898 | -0.023165 | -0.021447 | -0.030203 | -0.043894 | -0.036971 | -0.0014791 | 0.10939 | 0.51168 | 0.51061 | 0.49485 | 0.43875 | 0.095211 | 0.0074388 | -0.014744 | -0.0090802 | 0.0015911 | -0.011475 | 70.6303 | 69.9186 | 69.1852 | 68.4542 | 67.8361 | 67.3985 | 67.308 | 67.7276 | 70.0685 | 74.2593 | 79.7992 | 83.4553 | 86.5902 | 89.0566 | 90.9148 | 91.6517 | 92.0947 | 91.2884 | 89.594 | 86.9149 | 82.9987 | 79.0859 | 76.5727 | 75.1506 | 0.21394 | 0.19025 | 0.16294 | 0.10244 | 0.11232 | 0.15224 | 0.14906 | 0.17659 | 0.17415 | 0.16672 | 0.1618 | 0.16708 | 0.17469 | 0.18497 | 0.18924 | 0.19098 | 0.19502 | 0.18522 | 0.17946 | 0.1408 | 0.12418 | 0.12048 | 0.098496 | 0.097855
Portfolio Adjusted1-in-2AllOrange County2020August Monthly Peak | Portfolio Adjusted | 1-in-2 | All | Orange County | 2020 | August Monthly Peak | 8 | 8.3677 | 8.0245 | 7.7877 | 7.7659 | 8.3064 | 9.7775 | 11.1728 | 12.5399 | 14.079 | 15.2798 | 16.3465 | 16.8199 | 17.0374 | 17.1386 | 16.9568 | 16.264 | 15.2656 | 13.9006 | 12.6103 | 12.1763 | 11.852 | 10.8966 | 9.9139 | 9.1509 | -0.044819 | -0.051826 | -0.035336 | -0.045407 | -0.051303 | -0.041581 | -0.062272 | -0.043775 | -0.035566 | -0.038476 | -0.059439 | -0.055484 | -0.020823 | 0.097163 | 0.53964 | 0.53894 | 0.51128 | 0.45995 | 0.11326 | 0.0050526 | -0.023863 | -0.021259 | -0.013618 | -0.025848 | 75.8644 | 74.8095 | 73.9719 | 72.8772 | 72.4802 | 71.7016 | 71.3862 | 71.6934 | 74.0829 | 79.0054 | 83.9107 | 88.1975 | 91.2829 | 93.3218 | 94.6917 | 94.83 | 95.0928 | 94.0374 | 91.9444 | 89.007 | 84.5923 | 81.1564 | 79.2436 | 77.639 | 0.22114 | 0.19649 | 0.1682 | 0.105 | 0.11572 | 0.15865 | 0.15644 | 0.18716 | 0.18592 | 0.17765 | 0.17269 | 0.17794 | 0.18567 | 0.19566 | 0.19924 | 0.19889 | 0.20172 | 0.19081 | 0.185 | 0.14637 | 0.12869 | 0.12455 | 0.10204 | 0.10171
Portfolio Adjusted1-in-2AllOrange County2020September Monthly Peak | Portfolio Adjusted | 1-in-2 | All | Orange County | 2020 | September Monthly Peak | 9 | 8.128 | 7.8301 | 7.5852 | 7.6191 | 8.1621 | 9.689 | 11.2943 | 12.3559 | 13.842 | 14.9639 | 15.8721 | 16.2514 | 16.4308 | 16.589 | 16.3968 | 15.6882 | 14.7058 | 13.3547 | 12.2597 | 12.13 | 11.4374 | 10.5601 | 9.6286 | 8.9035 | -0.013619 | -0.022362 | -0.013675 | -0.03117 | -0.036561 | -0.023964 | -0.041252 | -0.029963 | -0.026682 | -0.034347 | -0.050821 | -0.04423 | -0.0070794 | 0.11198 | 0.53963 | 0.53296 | 0.50767 | 0.4467 | 0.10216 | 0.0070119 | -0.01753 | -0.012596 | -0.0027254 | -0.015588 | 70.7972 | 69.6941 | 68.9959 | 68.5494 | 68.1841 | 67.6182 | 67.7381 | 67.7588 | 69.3688 | 74.4187 | 81.1264 | 86.2026 | 90.6274 | 93.1562 | 94.2811 | 94.5483 | 94.2792 | 92.9552 | 90.3331 | 86.4774 | 83.0552 | 80.6216 | 78.9188 | 77.4296 | 0.21285 | 0.18998 | 0.16203 | 0.10232 | 0.11287 | 0.15568 | 0.15496 | 0.18391 | 0.1833 | 0.17533 | 0.16961 | 0.17458 | 0.18209 | 0.19247 | 0.19586 | 0.19538 | 0.1981 | 0.18724 | 0.18227 | 0.14491 | 0.12601 | 0.12169 | 0.099539 | 0.098883
Portfolio Adjusted1-in-2AllOrange County2020October Monthly Peak | Portfolio Adjusted | 1-in-2 | All | Orange County | 2020 | October Monthly Peak | 10 | 7.1354 | 6.8883 | 6.7132 | 6.7588 | 7.2343 | 8.5606 | 10.1308 | 11.0236 | 12.1774 | 13.0911 | 13.929 | 14.444 | 14.7392 | 14.9048 | 14.745 | 14.0959 | 13.1515 | 12.1331 | 11.3785 | 10.9336 | 10.2486 | 9.4421 | 8.6206 | 7.9364 | 0.0087992 | 0.00028876 | 0.0025076 | -0.017402 | -0.021725 | -0.0086639 | -0.021073 | -0.016813 | -0.017132 | -0.026904 | -0.038553 | -0.031492 | 0.003302 | 0.11049 | 0.49031 | 0.47989 | 0.45731 | 0.40556 | 0.083777 | 0.0074346 | -0.011065 | -0.0051078 | 0.0050435 | -0.0067019 | 69.941 | 68.7983 | 68.0831 | 67.5865 | 66.8728 | 66.082 | 66.5368 | 67.6217 | 68.2547 | 72.1984 | 77.267 | 82.1695 | 85.6673 | 87.939 | 89.5928 | 90.1625 | 89.8171 | 88.3167 | 85.5462 | 81.682 | 78.3336 | 75.5808 | 73.6534 | 72.0606 | 0.18177 | 0.16252 | 0.14037 | 0.090677 | 0.10009 | 0.13744 | 0.14093 | 0.16787 | 0.16765 | 0.16075 | 0.15688 | 0.16309 | 0.1714 | 0.18191 | 0.18604 | 0.18689 | 0.18966 | 0.18041 | 0.17236 | 0.13396 | 0.11664 | 0.11053 | 0.090521 | 0.088521
Portfolio Adjusted1-in-2AllOrange County2020November Monthly Peak | Portfolio Adjusted | 1-in-2 | All | Orange County | 2020 | November Monthly Peak | 11 | 7.0939 | 6.8891 | 6.72 | 6.7202 | 7.1917 | 8.4856 | 9.6886 | 10.566 | 11.5774 | 12.3336 | 12.9125 | 13.2427 | 13.3905 | 13.458 | 13.1862 | 12.4828 | 11.7582 | 11.5683 | 10.7564 | 10.2078 | 9.6962 | 8.997 | 8.231 | 7.6294 | 0.072875 | 0.060634 | 0.04689 | 0.010768 | 0.0073869 | 0.027574 | 0.023584 | 0.011788 | 0.0014172 | -0.017987 | -0.021037 | -0.0085825 | 0.031279 | 0.13972 | 0.4807 | 0.45943 | 0.4467 | 0.39191 | 0.060321 | 0.011381 | 0.0015121 | 0.012358 | 0.027384 | 0.013622 | 60.0803 | 59.4847 | 59.0163 | 58.5655 | 58.0803 | 58.0741 | 57.6982 | 57.7403 | 61.7924 | 66.4848 | 72.3126 | 77.1458 | 80.7117 | 82.2107 | 82.7399 | 82.1352 | 80.0938 | 75.7977 | 71.2882 | 68.6785 | 66.6791 | 64.976 | 63.59 | 62.4057 | 0.19991 | 0.179 | 0.15332 | 0.09676 | 0.10655 | 0.14578 | 0.14645 | 0.17384 | 0.1722 | 0.16518 | 0.16034 | 0.1663 | 0.17454 | 0.18513 | 0.18869 | 0.18917 | 0.19223 | 0.18423 | 0.1772 | 0.13808 | 0.12073 | 0.1155 | 0.094425 | 0.092678
Portfolio Adjusted1-in-2AllOrange County2020December Monthly Peak | Portfolio Adjusted | 1-in-2 | All | Orange County | 2020 | December Monthly Peak | 12 | 7.1401 | 6.9209 | 6.7938 | 6.863 | 7.3754 | 8.6831 | 10.2004 | 10.8441 | 11.5993 | 11.9257 | 12.0538 | 11.9094 | 11.663 | 11.4283 | 11.0839 | 10.4561 | 10.1154 | 10.2778 | 9.7482 | 9.462 | 9.0986 | 8.6078 | 8.0351 | 7.5486 | 0.073129 | 0.060511 | 0.047147 | 0.010964 | 0.0075327 | 0.027969 | 0.024261 | 0.011951 | 0.0014219 | -0.017425 | -0.019806 | -0.007859 | 0.028007 | 0.12293 | 0.41404 | 0.39561 | 0.39249 | 0.35262 | 0.055521 | 0.01066 | 0.0014308 | 0.011857 | 0.026663 | 0.013373 | 46.897 | 46.1727 | 45.3364 | 44.3664 | 43.723 | 42.939 | 42.6987 | 42.5345 | 43.1373 | 45.8428 | 48.0219 | 49.8049 | 51.3018 | 52.4084 | 52.8282 | 52.7148 | 52.1728 | 51.2818 | 50.0031 | 48.8608 | 48.0613 | 47.3274 | 46.7685 | 46.0612 | 0.20057 | 0.17866 | 0.15409 | 0.098138 | 0.10821 | 0.14751 | 0.14937 | 0.17556 | 0.1726 | 0.16217 | 0.15535 | 0.15904 | 0.16556 | 0.17512 | 0.17938 | 0.18157 | 0.18552 | 0.17772 | 0.17027 | 0.13333 | 0.11721 | 0.11244 | 0.092773 | 0.09142
Portfolio Adjusted1-in-2AllOrange County2020Typical Event Day | Portfolio Adjusted | 1-in-2 | All | Orange County | 2020 | Typical Event Day | 8 | 8.1848 | 7.8563 | 7.6312 | 7.6198 | 8.1534 | 9.5742 | 10.9127 | 12.1458 | 13.5135 | 14.5897 | 15.5424 | 15.9686 | 16.173 | 16.2796 | 16.107 | 15.4685 | 14.544 | 13.2682 | 12.0779 | 11.6971 | 11.4468 | 10.5768 | 9.636 | 8.9138 | -0.004463 | -0.013762 | -0.0073987 | -0.027092 | -0.032306 | -0.018465 | -0.033871 | -0.025277 | -0.023225 | -0.031933 | -0.046928 | -0.039847 | -0.0028715 | 0.11326 | 0.531 | 0.5256 | 0.5029 | 0.44152 | 0.096388 | 0.0073548 | -0.015514 | -0.0099773 | 0.00053985 | -0.012598 | 71.3455 | 70.3666 | 69.5163 | 68.7448 | 68.2294 | 67.6182 | 67.3913 | 67.7239 | 70.0553 | 74.6909 | 79.9344 | 84.102 | 87.4215 | 89.7497 | 91.2547 | 91.8139 | 92.0886 | 91.1697 | 89.2154 | 86.136 | 82.2681 | 78.856 | 76.7188 | 75.1969 | 0.21478 | 0.19095 | 0.16355 | 0.10246 | 0.11291 | 0.15425 | 0.15217 | 0.18102 | 0.17926 | 0.17137 | 0.16664 | 0.17181 | 0.17946 | 0.18956 | 0.1934 | 0.19381 | 0.19679 | 0.18607 | 0.17979 | 0.14207 | 0.12515 | 0.12115 | 0.099258 | 0.098848
Portfolio Adjusted1-in-2AllOrange County2021January Monthly Peak | Portfolio Adjusted | 1-in-2 | All | Orange County | 2021 | January Monthly Peak | 1 | 7.0454 | 6.8247 | 6.6854 | 6.7739 | 7.311 | 8.6682 | 10.3128 | 11.0296 | 11.8158 | 12.1347 | 12.3313 | 12.3095 | 12.1945 | 12.0699 | 11.7588 | 11.1062 | 10.5455 | 10.5754 | 10.0388 | 9.7019 | 9.2863 | 8.7998 | 8.1522 | 7.6422 | 0.072647 | 0.059925 | 0.046786 | 0.010901 | 0.0075299 | 0.02839 | 0.024868 | 0.012351 | 0.0014692 | -0.018069 | -0.02069 | -0.0083133 | 0.029933 | 0.13223 | 0.44272 | 0.42301 | 0.41384 | 0.36682 | 0.058368 | 0.011192 | 0.0014944 | 0.012369 | 0.027684 | 0.013808 | 51.3743 | 50.9297 | 50.4951 | 49.9647 | 49.7738 | 49.4346 | 49.3866 | 49.3598 | 49.9075 | 51.1761 | 52.8654 | 53.9594 | 54.4939 | 55.3864 | 55.9232 | 55.8472 | 55.6254 | 55.1326 | 54.0518 | 52.9159 | 52.1204 | 51.8758 | 51.7742 | 51.0664 | 0.19931 | 0.17704 | 0.15299 | 0.097661 | 0.10814 | 0.14931 | 0.15192 | 0.17971 | 0.17626 | 0.16555 | 0.15882 | 0.16344 | 0.17066 | 0.18043 | 0.18422 | 0.18547 | 0.18877 | 0.18083 | 0.17421 | 0.13673 | 0.11988 | 0.11552 | 0.095075 | 0.093594
Portfolio Adjusted1-in-2AllOrange County2021February Monthly Peak | Portfolio Adjusted | 1-in-2 | All | Orange County | 2021 | February Monthly Peak | 2 | 6.9818 | 6.7649 | 6.6248 | 6.7164 | 7.228 | 8.5273 | 10.0634 | 10.8061 | 11.6172 | 12.0156 | 12.3197 | 12.3984 | 12.3841 | 12.3305 | 12.0611 | 11.4098 | 10.7608 | 10.5924 | 10.2267 | 9.8245 | 9.3791 | 8.8043 | 8.1274 | 7.5932 | 0.071651 | 0.059221 | 0.046218 | 0.010781 | 0.0074412 | 0.027987 | 0.024426 | 0.012113 | 0.0014406 | -0.017799 | -0.020479 | -0.0082682 | 0.029867 | 0.13238 | 0.44839 | 0.42904 | 0.41809 | 0.36705 | 0.058175 | 0.011115 | 0.0014825 | 0.012257 | 0.027402 | 0.013673 | 51.3459 | 51.135 | 51.0984 | 50.849 | 50.2647 | 50.2731 | 49.9686 | 50.2698 | 51.4946 | 54.5041 | 57.7156 | 60.5261 | 61.9719 | 62.6085 | 63.1634 | 62.8552 | 62.214 | 61.1376 | 59.3046 | 57.7069 | 56.6498 | 55.5615 | 54.4644 | 53.1332 | 0.1967 | 0.17505 | 0.15124 | 0.096727 | 0.10704 | 0.14744 | 0.14981 | 0.17697 | 0.17371 | 0.16378 | 0.15761 | 0.16263 | 0.17008 | 0.18006 | 0.18392 | 0.18516 | 0.18839 | 0.18039 | 0.17353 | 0.13594 | 0.11912 | 0.11465 | 0.094288 | 0.092802
Portfolio Adjusted1-in-2AllOrange County2021March Monthly Peak | Portfolio Adjusted | 1-in-2 | All | Orange County | 2021 | March Monthly Peak | 3 | 7.2091 | 6.9336 | 6.7721 | 6.818 | 7.2861 | 8.6038 | 10.0391 | 10.8636 | 11.6684 | 12.1402 | 12.5244 | 12.6182 | 12.656 | 12.7149 | 12.476 | 11.9054 | 11.184 | 10.4831 | 9.9672 | 10.106 | 9.7466 | 9.1497 | 8.3751 | 7.7776 | 0.075102 | 0.061727 | 0.048048 | 0.011127 | 0.0075786 | 0.028529 | 0.024414 | 0.012225 | 0.0014605 | -0.018187 | -0.021058 | -0.0085044 | 0.030902 | 0.13851 | 0.46697 | 0.44991 | 0.43702 | 0.36815 | 0.058958 | 0.01156 | 0.0015596 | 0.012905 | 0.028591 | 0.014172 | 52.371 | 51.4154 | 50.878 | 50.6828 | 50.2329 | 49.8325 | 49.5428 | 49.8468 | 51.8123 | 53.972 | 56.8946 | 59.7998 | 61.8732 | 63.7392 | 65.0332 | 65.7009 | 65.63 | 64.7887 | 62.1711 | 58.798 | 56.9911 | 55.5247 | 54.4923 | 52.9899 | 0.20554 | 0.18192 | 0.15668 | 0.099154 | 0.10859 | 0.1498 | 0.14973 | 0.17813 | 0.17527 | 0.16587 | 0.15998 | 0.16501 | 0.17294 | 0.18377 | 0.18738 | 0.1884 | 0.19139 | 0.18149 | 0.17463 | 0.13889 | 0.12251 | 0.11867 | 0.097042 | 0.095353
Portfolio Adjusted1-in-2AllOrange County2021April Monthly Peak | Portfolio Adjusted | 1-in-2 | All | Orange County | 2021 | April Monthly Peak | 4 | 7.069 | 6.7991 | 6.6324 | 6.6654 | 7.1027 | 8.3697 | 9.5697 | 10.4906 | 11.5083 | 12.2471 | 12.8944 | 13.2615 | 13.5141 | 13.7357 | 13.5818 | 13.0025 | 12.1876 | 11.2061 | 10.2921 | 10.2878 | 9.9705 | 9.2446 | 8.404 | 7.7505 | 0.07223 | 0.059603 | 0.046332 | 0.010736 | 0.0072972 | 0.027408 | 0.023318 | 0.011733 | 0.0014134 | -0.017867 | -0.021001 | -0.0085768 | 0.031399 | 0.14156 | 0.4921 | 0.47493 | 0.45946 | 0.38257 | 0.059112 | 0.011473 | 0.0015378 | 0.012619 | 0.027868 | 0.01381 | 62.8435 | 61.8484 | 61.0204 | 60.4071 | 59.4145 | 58.7072 | 58.0415 | 58.1196 | 60.5549 | 64.7644 | 69.5539 | 74.4208 | 78.8729 | 81.672 | 83.1521 | 83.8502 | 83.4144 | 82.1815 | 79.9303 | 76.9614 | 72.2665 | 69.4885 | 67.5525 | 65.6669 | 0.19818 | 0.17609 | 0.15157 | 0.0964 | 0.10539 | 0.14489 | 0.14503 | 0.17294 | 0.17153 | 0.16411 | 0.15974 | 0.16576 | 0.17435 | 0.18567 | 0.18944 | 0.19019 | 0.19289 | 0.18242 | 0.17486 | 0.1383 | 0.12153 | 0.11688 | 0.095352 | 0.09349
Portfolio Adjusted1-in-2AllOrange County2021May Monthly Peak | Portfolio Adjusted | 1-in-2 | All | Orange County | 2021 | May Monthly Peak | 5 | 7.292 | 7.0186 | 6.8179 | 6.8441 | 7.3415 | 8.6015 | 9.68 | 10.8846 | 12.0802 | 12.9723 | 13.673 | 14.0614 | 14.2604 | 14.3985 | 14.2083 | 13.562 | 12.7358 | 11.7082 | 10.7306 | 10.4441 | 10.3653 | 9.5791 | 8.7087 | 8.0449 | 0.057713 | 0.045713 | 0.035968 | 0.0033791 | -0.00035812 | 0.018595 | 0.012159 | 0.0045063 | -0.0034958 | -0.02115 | -0.026649 | -0.015093 | 0.025153 | 0.13819 | 0.50623 | 0.48902 | 0.4723 | 0.39836 | 0.067458 | 0.010675 | -0.001882 | 0.0082486 | 0.022796 | 0.0087925 | 65.4027 | 64.3804 | 63.2662 | 62.2981 | 61.6254 | 60.7588 | 60.3863 | 60.7692 | 63.4915 | 67.2996 | 71.5682 | 75.9423 | 80.0361 | 82.8301 | 84.6306 | 85.6223 | 85.8672 | 84.934 | 82.7038 | 79.7622 | 75.4479 | 72.2245 | 70.5007 | 69.0223 | 0.20041 | 0.17823 | 0.15259 | 0.096975 | 0.1067 | 0.1463 | 0.14577 | 0.1749 | 0.17411 | 0.167 | 0.16212 | 0.1682 | 0.1764 | 0.18699 | 0.19069 | 0.19091 | 0.19367 | 0.18326 | 0.17613 | 0.13839 | 0.12257 | 0.11801 | 0.096385 | 0.094954
Portfolio Adjusted1-in-2AllOrange County2021June Monthly Peak | Portfolio Adjusted | 1-in-2 | All | Orange County | 2021 | June Monthly Peak | 6 | 7.7483 | 7.457 | 7.226 | 7.2572 | 7.7529 | 8.9633 | 10.056 | 11.2652 | 12.4464 | 13.3815 | 14.1927 | 14.6382 | 14.8579 | 14.9959 | 14.8731 | 14.3488 | 13.5332 | 12.4643 | 11.4359 | 10.9207 | 10.7967 | 10.0836 | 9.1493 | 8.4609 | 0.039256 | 0.027811 | 0.022963 | -0.0064968 | -0.010767 | 0.0068814 | -0.0025314 | -0.0050385 | -0.0097026 | -0.024176 | -0.032588 | -0.022704 | 0.015705 | 0.12693 | 0.50939 | 0.50174 | 0.48643 | 0.41839 | 0.0781 | 0.0096767 | -0.006351 | 0.0023797 | 0.01585 | 0.0019624 | 68.0902 | 67.0441 | 65.9122 | 65.0985 | 64.4173 | 63.7545 | 63.1331 | 63.716 | 66.701 | 71.0801 | 74.9014 | 78.5525 | 81.1854 | 83.4644 | 85.1311 | 86.2257 | 86.8876 | 86.3979 | 84.99 | 82.1447 | 78.4261 | 74.5602 | 72.1402 | 70.5683 | 0.20926 | 0.18639 | 0.15915 | 0.10059 | 0.11021 | 0.14937 | 0.14713 | 0.17458 | 0.17281 | 0.16559 | 0.16113 | 0.16689 | 0.17468 | 0.18486 | 0.18907 | 0.19072 | 0.19427 | 0.18421 | 0.17801 | 0.13947 | 0.12328 | 0.1196 | 0.097771 | 0.096927
Portfolio Adjusted1-in-2AllOrange County2021July Monthly Peak | Portfolio Adjusted | 1-in-2 | All | Orange County | 2021 | July Monthly Peak | 7 | 8.1623 | 7.8304 | 7.5974 | 7.6019 | 8.1214 | 9.4292 | 10.6288 | 11.9075 | 13.1556 | 14.1855 | 15.009 | 15.4129 | 15.5952 | 15.7263 | 15.5977 | 15.0833 | 14.3272 | 13.2123 | 12.098 | 11.491 | 11.3287 | 10.5563 | 9.6 | 8.8632 | -0.0014083 | -0.010854 | -0.0052709 | -0.025738 | -0.030714 | -0.016489 | -0.030898 | -0.023165 | -0.021447 | -0.030203 | -0.043894 | -0.036971 | -0.0014791 | 0.10939 | 0.51168 | 0.51061 | 0.49485 | 0.43875 | 0.095211 | 0.0074388 | -0.014744 | -0.0090802 | 0.0015911 | -0.011475 | 70.6303 | 69.9186 | 69.1852 | 68.4542 | 67.8361 | 67.3985 | 67.308 | 67.7276 | 70.0685 | 74.2593 | 79.7992 | 83.4553 | 86.5902 | 89.0566 | 90.9148 | 91.6517 | 92.0947 | 91.2884 | 89.594 | 86.9149 | 82.9987 | 79.0859 | 76.5727 | 75.1506 | 0.21394 | 0.19025 | 0.16294 | 0.10244 | 0.11232 | 0.15224 | 0.14906 | 0.17659 | 0.17415 | 0.16672 | 0.1618 | 0.16708 | 0.17469 | 0.18497 | 0.18924 | 0.19098 | 0.19502 | 0.18522 | 0.17946 | 0.1408 | 0.12418 | 0.12048 | 0.098496 | 0.097855
Portfolio Adjusted1-in-2AllOrange County2021August Monthly Peak | Portfolio Adjusted | 1-in-2 | All | Orange County | 2021 | August Monthly Peak | 8 | 8.3677 | 8.0245 | 7.7877 | 7.7659 | 8.3064 | 9.7775 | 11.1728 | 12.5399 | 14.079 | 15.2798 | 16.3465 | 16.8199 | 17.0374 | 17.1386 | 16.9568 | 16.264 | 15.2656 | 13.9006 | 12.6103 | 12.1763 | 11.852 | 10.8966 | 9.9139 | 9.1509 | -0.044819 | -0.051826 | -0.035336 | -0.045407 | -0.051303 | -0.041581 | -0.062272 | -0.043775 | -0.035566 | -0.038476 | -0.059439 | -0.055484 | -0.020823 | 0.097163 | 0.53964 | 0.53894 | 0.51128 | 0.45995 | 0.11326 | 0.0050526 | -0.023863 | -0.021259 | -0.013618 | -0.025848 | 75.8644 | 74.8095 | 73.9719 | 72.8772 | 72.4802 | 71.7016 | 71.3862 | 71.6934 | 74.0829 | 79.0054 | 83.9107 | 88.1975 | 91.2829 | 93.3217 | 94.6917 | 94.8301 | 95.0928 | 94.0374 | 91.9444 | 89.007 | 84.5923 | 81.1564 | 79.2436 | 77.639 | 0.22114 | 0.19649 | 0.1682 | 0.105 | 0.11572 | 0.15865 | 0.15644 | 0.18716 | 0.18592 | 0.17765 | 0.17269 | 0.17794 | 0.18567 | 0.19566 | 0.19924 | 0.19889 | 0.20172 | 0.19081 | 0.185 | 0.14637 | 0.12869 | 0.12455 | 0.10204 | 0.10171
Portfolio Adjusted1-in-2AllOrange County2021September Monthly Peak | Portfolio Adjusted | 1-in-2 | All | Orange County | 2021 | September Monthly Peak | 9 | 8.128 | 7.8301 | 7.5852 | 7.6191 | 8.1621 | 9.689 | 11.2943 | 12.3559 | 13.842 | 14.9639 | 15.8721 | 16.2514 | 16.4308 | 16.589 | 16.3968 | 15.6882 | 14.7058 | 13.3547 | 12.2597 | 12.13 | 11.4374 | 10.5601 | 9.6286 | 8.9035 | -0.013619 | -0.022362 | -0.013675 | -0.03117 | -0.036561 | -0.023964 | -0.041252 | -0.029963 | -0.026682 | -0.034347 | -0.050821 | -0.04423 | -0.0070794 | 0.11198 | 0.53963 | 0.53296 | 0.50767 | 0.4467 | 0.10216 | 0.0070119 | -0.01753 | -0.012596 | -0.0027254 | -0.015588 | 70.7972 | 69.6941 | 68.9959 | 68.5494 | 68.1841 | 67.6182 | 67.7381 | 67.7588 | 69.3688 | 74.4187 | 81.1264 | 86.2026 | 90.6274 | 93.1562 | 94.2811 | 94.5483 | 94.2792 | 92.9552 | 90.3331 | 86.4774 | 83.0552 | 80.6216 | 78.9188 | 77.4296 | 0.21285 | 0.18998 | 0.16203 | 0.10232 | 0.11287 | 0.15568 | 0.15496 | 0.18391 | 0.1833 | 0.17533 | 0.16961 | 0.17458 | 0.18209 | 0.19247 | 0.19586 | 0.19538 | 0.1981 | 0.18724 | 0.18227 | 0.14491 | 0.12601 | 0.12169 | 0.099539 | 0.098883
Portfolio Adjusted1-in-2AllOrange County2021October Monthly Peak | Portfolio Adjusted | 1-in-2 | All | Orange County | 2021 | October Monthly Peak | 10 | 7.1354 | 6.8883 | 6.7132 | 6.7588 | 7.2343 | 8.5606 | 10.1308 | 11.0236 | 12.1774 | 13.0911 | 13.929 | 14.444 | 14.7392 | 14.9048 | 14.745 | 14.0959 | 13.1515 | 12.1331 | 11.3785 | 10.9336 | 10.2486 | 9.4421 | 8.6206 | 7.9364 | 0.0087992 | 0.00028876 | 0.0025076 | -0.017402 | -0.021725 | -0.0086639 | -0.021073 | -0.016813 | -0.017132 | -0.026904 | -0.038553 | -0.031492 | 0.003302 | 0.11049 | 0.49031 | 0.47989 | 0.45731 | 0.40556 | 0.083777 | 0.0074346 | -0.011065 | -0.0051078 | 0.0050435 | -0.0067019 | 69.941 | 68.7983 | 68.0831 | 67.5865 | 66.8728 | 66.082 | 66.5368 | 67.6217 | 68.2547 | 72.1984 | 77.267 | 82.1695 | 85.6673 | 87.939 | 89.5928 | 90.1625 | 89.8171 | 88.3167 | 85.5462 | 81.682 | 78.3336 | 75.5808 | 73.6534 | 72.0606 | 0.18177 | 0.16252 | 0.14037 | 0.090677 | 0.10009 | 0.13744 | 0.14093 | 0.16787 | 0.16765 | 0.16075 | 0.15688 | 0.16309 | 0.1714 | 0.18191 | 0.18604 | 0.18689 | 0.18966 | 0.18041 | 0.17236 | 0.13396 | 0.11664 | 0.11053 | 0.090521 | 0.088521
Portfolio Adjusted1-in-2AllOrange County2021November Monthly Peak | Portfolio Adjusted | 1-in-2 | All | Orange County | 2021 | November Monthly Peak | 11 | 7.0939 | 6.8891 | 6.72 | 6.7202 | 7.1917 | 8.4856 | 9.6886 | 10.566 | 11.5774 | 12.3336 | 12.9125 | 13.2427 | 13.3905 | 13.458 | 13.1862 | 12.4828 | 11.7582 | 11.5683 | 10.7564 | 10.2078 | 9.6962 | 8.997 | 8.231 | 7.6294 | 0.072875 | 0.060634 | 0.04689 | 0.010768 | 0.0073869 | 0.027574 | 0.023584 | 0.011788 | 0.0014172 | -0.017987 | -0.021037 | -0.0085825 | 0.031279 | 0.13972 | 0.4807 | 0.45943 | 0.4467 | 0.39191 | 0.060321 | 0.011381 | 0.0015121 | 0.012358 | 0.027384 | 0.013622 | 60.0803 | 59.4847 | 59.0163 | 58.5655 | 58.0803 | 58.0741 | 57.6982 | 57.7403 | 61.7924 | 66.4848 | 72.3126 | 77.1458 | 80.7117 | 82.2107 | 82.7399 | 82.1352 | 80.0938 | 75.7977 | 71.2882 | 68.6785 | 66.6791 | 64.976 | 63.59 | 62.4057 | 0.19991 | 0.179 | 0.15332 | 0.09676 | 0.10655 | 0.14578 | 0.14645 | 0.17384 | 0.1722 | 0.16518 | 0.16034 | 0.1663 | 0.17454 | 0.18513 | 0.18869 | 0.18917 | 0.19223 | 0.18423 | 0.1772 | 0.13808 | 0.12073 | 0.1155 | 0.094425 | 0.092678
Portfolio Adjusted1-in-2AllOrange County2021December Monthly Peak | Portfolio Adjusted | 1-in-2 | All | Orange County | 2021 | December Monthly Peak | 12 | 7.1401 | 6.9209 | 6.7938 | 6.863 | 7.3754 | 8.6831 | 10.2004 | 10.8441 | 11.5993 | 11.9257 | 12.0538 | 11.9094 | 11.663 | 11.4283 | 11.0839 | 10.4561 | 10.1154 | 10.2778 | 9.7482 | 9.462 | 9.0986 | 8.6078 | 8.0351 | 7.5486 | 0.073129 | 0.060511 | 0.047147 | 0.010964 | 0.0075327 | 0.027969 | 0.024261 | 0.011951 | 0.0014219 | -0.017425 | -0.019806 | -0.007859 | 0.028007 | 0.12293 | 0.41404 | 0.39561 | 0.39249 | 0.35262 | 0.055521 | 0.01066 | 0.0014308 | 0.011857 | 0.026663 | 0.013373 | 46.897 | 46.1727 | 45.3364 | 44.3664 | 43.723 | 42.939 | 42.6987 | 42.5345 | 43.1373 | 45.8428 | 48.0219 | 49.8049 | 51.3018 | 52.4084 | 52.8282 | 52.7148 | 52.1728 | 51.2818 | 50.0031 | 48.8608 | 48.0613 | 47.3274 | 46.7685 | 46.0612 | 0.20057 | 0.17866 | 0.15409 | 0.098138 | 0.10821 | 0.14751 | 0.14937 | 0.17556 | 0.1726 | 0.16217 | 0.15535 | 0.15904 | 0.16556 | 0.17512 | 0.17938 | 0.18157 | 0.18552 | 0.17772 | 0.17027 | 0.13333 | 0.11721 | 0.11244 | 0.092773 | 0.09142
Portfolio Adjusted1-in-2AllOrange County2021Typical Event Day | Portfolio Adjusted | 1-in-2 | All | Orange County | 2021 | Typical Event Day | 8 | 8.1848 | 7.8563 | 7.6312 | 7.6198 | 8.1534 | 9.5742 | 10.9127 | 12.1458 | 13.5135 | 14.5897 | 15.5424 | 15.9686 | 16.173 | 16.2796 | 16.107 | 15.4685 | 14.544 | 13.2682 | 12.0779 | 11.6971 | 11.4468 | 10.5768 | 9.636 | 8.9138 | -0.004463 | -0.013762 | -0.0073987 | -0.027092 | -0.032306 | -0.018465 | -0.033871 | -0.025277 | -0.023225 | -0.031933 | -0.046928 | -0.039847 | -0.0028715 | 0.11326 | 0.531 | 0.5256 | 0.5029 | 0.44152 | 0.096388 | 0.0073548 | -0.015514 | -0.0099773 | 0.00053985 | -0.012598 | 71.3455 | 70.3666 | 69.5163 | 68.7448 | 68.2294 | 67.6182 | 67.3913 | 67.7239 | 70.0553 | 74.6909 | 79.9344 | 84.102 | 87.4215 | 89.7497 | 91.2547 | 91.8139 | 92.0886 | 91.1697 | 89.2154 | 86.136 | 82.2681 | 78.856 | 76.7188 | 75.1969 | 0.21478 | 0.19095 | 0.16355 | 0.10246 | 0.11291 | 0.15425 | 0.15217 | 0.18102 | 0.17926 | 0.17137 | 0.16664 | 0.17181 | 0.17946 | 0.18956 | 0.1934 | 0.19381 | 0.19679 | 0.18607 | 0.17979 | 0.14207 | 0.12515 | 0.12115 | 0.099258 | 0.098848
Portfolio Adjusted1-in-2AllOrange County2022January Monthly Peak | Portfolio Adjusted | 1-in-2 | All | Orange County | 2022 | January Monthly Peak | 1 | 7.0454 | 6.8247 | 6.6854 | 6.7739 | 7.311 | 8.6682 | 10.3128 | 11.0296 | 11.8158 | 12.1347 | 12.3313 | 12.3095 | 12.1945 | 12.0699 | 11.7588 | 11.1062 | 10.5455 | 10.5754 | 10.0388 | 9.7019 | 9.2863 | 8.7998 | 8.1522 | 7.6422 | 0.072647 | 0.059925 | 0.046786 | 0.010901 | 0.0075299 | 0.02839 | 0.024868 | 0.012351 | 0.0014692 | -0.018069 | -0.02069 | -0.0083133 | 0.029933 | 0.13223 | 0.44272 | 0.42301 | 0.41384 | 0.36682 | 0.058368 | 0.011192 | 0.0014944 | 0.012369 | 0.027684 | 0.013808 | 51.3743 | 50.9297 | 50.4951 | 49.9647 | 49.7738 | 49.4346 | 49.3866 | 49.3598 | 49.9075 | 51.1761 | 52.8654 | 53.9594 | 54.4939 | 55.3864 | 55.9232 | 55.8472 | 55.6254 | 55.1326 | 54.0518 | 52.9159 | 52.1204 | 51.8758 | 51.7742 | 51.0664 | 0.19931 | 0.17704 | 0.15299 | 0.097661 | 0.10814 | 0.14931 | 0.15192 | 0.17971 | 0.17626 | 0.16555 | 0.15882 | 0.16344 | 0.17066 | 0.18043 | 0.18422 | 0.18547 | 0.18877 | 0.18083 | 0.17421 | 0.13673 | 0.11988 | 0.11552 | 0.095075 | 0.093594
Portfolio Adjusted1-in-2AllOrange County2022February Monthly Peak | Portfolio Adjusted | 1-in-2 | All | Orange County | 2022 | February Monthly Peak | 2 | 6.9818 | 6.7649 | 6.6248 | 6.7164 | 7.228 | 8.5273 | 10.0634 | 10.8061 | 11.6172 | 12.0156 | 12.3197 | 12.3984 | 12.3841 | 12.3305 | 12.0611 | 11.4098 | 10.7608 | 10.5924 | 10.2267 | 9.8245 | 9.3791 | 8.8043 | 8.1274 | 7.5932 | 0.071651 | 0.059221 | 0.046218 | 0.010781 | 0.0074412 | 0.027987 | 0.024426 | 0.012113 | 0.0014406 | -0.017799 | -0.020479 | -0.0082682 | 0.029867 | 0.13238 | 0.44839 | 0.42904 | 0.41809 | 0.36705 | 0.058175 | 0.011115 | 0.0014825 | 0.012257 | 0.027402 | 0.013673 | 51.3459 | 51.135 | 51.0984 | 50.849 | 50.2647 | 50.2731 | 49.9686 | 50.2698 | 51.4946 | 54.5041 | 57.7156 | 60.5261 | 61.9719 | 62.6085 | 63.1634 | 62.8552 | 62.214 | 61.1376 | 59.3046 | 57.7069 | 56.6498 | 55.5615 | 54.4644 | 53.1332 | 0.1967 | 0.17505 | 0.15124 | 0.096727 | 0.10704 | 0.14744 | 0.14981 | 0.17697 | 0.17371 | 0.16378 | 0.15761 | 0.16263 | 0.17008 | 0.18006 | 0.18392 | 0.18516 | 0.18839 | 0.18039 | 0.17353 | 0.13594 | 0.11912 | 0.11465 | 0.094288 | 0.092802
Portfolio Adjusted1-in-2AllOrange County2022March Monthly Peak | Portfolio Adjusted | 1-in-2 | All | Orange County | 2022 | March Monthly Peak | 3 | 7.2091 | 6.9336 | 6.7721 | 6.818 | 7.2861 | 8.6038 | 10.0391 | 10.8636 | 11.6684 | 12.1402 | 12.5244 | 12.6182 | 12.656 | 12.7149 | 12.476 | 11.9054 | 11.184 | 10.4831 | 9.9672 | 10.106 | 9.7466 | 9.1497 | 8.3751 | 7.7776 | 0.075102 | 0.061727 | 0.048048 | 0.011127 | 0.0075786 | 0.028529 | 0.024414 | 0.012225 | 0.0014605 | -0.018187 | -0.021058 | -0.0085044 | 0.030902 | 0.13851 | 0.46697 | 0.44991 | 0.43702 | 0.36815 | 0.058958 | 0.01156 | 0.0015596 | 0.012905 | 0.028591 | 0.014172 | 52.371 | 51.4154 | 50.878 | 50.6828 | 50.2329 | 49.8325 | 49.5428 | 49.8467 | 51.8123 | 53.972 | 56.8946 | 59.7998 | 61.8732 | 63.7392 | 65.0332 | 65.7009 | 65.63 | 64.7887 | 62.1711 | 58.798 | 56.9911 | 55.5247 | 54.4923 | 52.9899 | 0.20554 | 0.18192 | 0.15668 | 0.099154 | 0.10859 | 0.1498 | 0.14973 | 0.17813 | 0.17527 | 0.16587 | 0.15998 | 0.16501 | 0.17294 | 0.18377 | 0.18738 | 0.1884 | 0.19139 | 0.18149 | 0.17463 | 0.13889 | 0.12251 | 0.11867 | 0.097042 | 0.095353
Portfolio Adjusted1-in-2AllOrange County2022April Monthly Peak | Portfolio Adjusted | 1-in-2 | All | Orange County | 2022 | April Monthly Peak | 4 | 7.069 | 6.7991 | 6.6324 | 6.6654 | 7.1027 | 8.3697 | 9.5697 | 10.4906 | 11.5083 | 12.2471 | 12.8944 | 13.2615 | 13.5141 | 13.7357 | 13.5818 | 13.0025 | 12.1876 | 11.2061 | 10.2921 | 10.2878 | 9.9705 | 9.2446 | 8.404 | 7.7505 | 0.07223 | 0.059603 | 0.046332 | 0.010736 | 0.0072972 | 0.027408 | 0.023318 | 0.011733 | 0.0014134 | -0.017867 | -0.021001 | -0.0085768 | 0.031399 | 0.14156 | 0.4921 | 0.47493 | 0.45946 | 0.38257 | 0.059112 | 0.011473 | 0.0015378 | 0.012619 | 0.027868 | 0.01381 | 62.8434 | 61.8484 | 61.0204 | 60.4071 | 59.4145 | 58.7072 | 58.0415 | 58.1196 | 60.5549 | 64.7644 | 69.5539 | 74.4208 | 78.8729 | 81.672 | 83.1521 | 83.8502 | 83.4144 | 82.1815 | 79.9303 | 76.9614 | 72.2665 | 69.4885 | 67.5525 | 65.6669 | 0.19818 | 0.17609 | 0.15157 | 0.0964 | 0.10539 | 0.14489 | 0.14503 | 0.17294 | 0.17153 | 0.16411 | 0.15974 | 0.16576 | 0.17435 | 0.18567 | 0.18944 | 0.19019 | 0.19289 | 0.18242 | 0.17486 | 0.1383 | 0.12153 | 0.11688 | 0.095352 | 0.09349
Portfolio Adjusted1-in-2AllOrange County2022May Monthly Peak | Portfolio Adjusted | 1-in-2 | All | Orange County | 2022 | May Monthly Peak | 5 | 7.292 | 7.0186 | 6.8179 | 6.8441 | 7.3415 | 8.6015 | 9.68 | 10.8846 | 12.0802 | 12.9723 | 13.673 | 14.0614 | 14.2604 | 14.3985 | 14.2083 | 13.562 | 12.7358 | 11.7082 | 10.7306 | 10.4441 | 10.3653 | 9.5791 | 8.7087 | 8.0449 | 0.057713 | 0.045713 | 0.035968 | 0.0033791 | -0.00035812 | 0.018595 | 0.012159 | 0.0045063 | -0.0034958 | -0.02115 | -0.026649 | -0.015093 | 0.025153 | 0.13819 | 0.50623 | 0.48902 | 0.4723 | 0.39836 | 0.067458 | 0.010675 | -0.001882 | 0.0082486 | 0.022796 | 0.0087925 | 65.4027 | 64.3804 | 63.2662 | 62.2981 | 61.6254 | 60.7588 | 60.3863 | 60.7692 | 63.4915 | 67.2996 | 71.5682 | 75.9423 | 80.0361 | 82.8301 | 84.6306 | 85.6223 | 85.8672 | 84.934 | 82.7038 | 79.7622 | 75.4479 | 72.2245 | 70.5007 | 69.0223 | 0.20041 | 0.17823 | 0.15259 | 0.096975 | 0.1067 | 0.1463 | 0.14577 | 0.1749 | 0.17411 | 0.167 | 0.16212 | 0.1682 | 0.1764 | 0.18699 | 0.19069 | 0.19091 | 0.19367 | 0.18326 | 0.17613 | 0.13839 | 0.12257 | 0.11801 | 0.096386 | 0.094954
Portfolio Adjusted1-in-2AllOrange County2022June Monthly Peak | Portfolio Adjusted | 1-in-2 | All | Orange County | 2022 | June Monthly Peak | 6 | 7.7483 | 7.457 | 7.226 | 7.2572 | 7.7529 | 8.9633 | 10.056 | 11.2652 | 12.4464 | 13.3815 | 14.1927 | 14.6382 | 14.8579 | 14.9959 | 14.8731 | 14.3488 | 13.5332 | 12.4643 | 11.4359 | 10.9207 | 10.7967 | 10.0836 | 9.1493 | 8.4609 | 0.039256 | 0.027811 | 0.022963 | -0.0064968 | -0.010767 | 0.0068814 | -0.0025314 | -0.0050385 | -0.0097026 | -0.024176 | -0.032588 | -0.022704 | 0.015705 | 0.12693 | 0.50939 | 0.50174 | 0.48643 | 0.41839 | 0.0781 | 0.0096767 | -0.006351 | 0.0023797 | 0.01585 | 0.0019624 | 68.0902 | 67.0441 | 65.9122 | 65.0985 | 64.4173 | 63.7545 | 63.1331 | 63.716 | 66.701 | 71.0801 | 74.9014 | 78.5525 | 81.1854 | 83.4644 | 85.1311 | 86.2257 | 86.8876 | 86.3979 | 84.9901 | 82.1447 | 78.4261 | 74.5602 | 72.1402 | 70.5683 | 0.20926 | 0.18639 | 0.15915 | 0.10059 | 0.11021 | 0.14937 | 0.14713 | 0.17458 | 0.17281 | 0.16559 | 0.16113 | 0.16689 | 0.17468 | 0.18486 | 0.18907 | 0.19072 | 0.19427 | 0.18421 | 0.17801 | 0.13947 | 0.12328 | 0.1196 | 0.097771 | 0.096927
Portfolio Adjusted1-in-2AllOrange County2022July Monthly Peak | Portfolio Adjusted | 1-in-2 | All | Orange County | 2022 | July Monthly Peak | 7 | 8.1623 | 7.8304 | 7.5974 | 7.6019 | 8.1214 | 9.4292 | 10.6288 | 11.9075 | 13.1556 | 14.1855 | 15.009 | 15.4129 | 15.5952 | 15.7263 | 15.5977 | 15.0833 | 14.3272 | 13.2123 | 12.098 | 11.491 | 11.3287 | 10.5563 | 9.6 | 8.8632 | -0.0014083 | -0.010854 | -0.0052709 | -0.025738 | -0.030714 | -0.016489 | -0.030898 | -0.023165 | -0.021447 | -0.030203 | -0.043894 | -0.036971 | -0.0014791 | 0.10939 | 0.51168 | 0.51061 | 0.49485 | 0.43875 | 0.095211 | 0.0074388 | -0.014744 | -0.0090802 | 0.0015911 | -0.011475 | 70.6303 | 69.9186 | 69.1852 | 68.4542 | 67.8361 | 67.3985 | 67.308 | 67.7276 | 70.0685 | 74.2593 | 79.7992 | 83.4553 | 86.5902 | 89.0566 | 90.9148 | 91.6517 | 92.0947 | 91.2884 | 89.594 | 86.9149 | 82.9987 | 79.0859 | 76.5727 | 75.1506 | 0.21394 | 0.19025 | 0.16294 | 0.10244 | 0.11232 | 0.15224 | 0.14906 | 0.17659 | 0.17415 | 0.16672 | 0.1618 | 0.16708 | 0.17469 | 0.18497 | 0.18924 | 0.19098 | 0.19502 | 0.18522 | 0.17946 | 0.1408 | 0.12418 | 0.12048 | 0.098496 | 0.097855
Portfolio Adjusted1-in-2AllOrange County2022August Monthly Peak | Portfolio Adjusted | 1-in-2 | All | Orange County | 2022 | August Monthly Peak | 8 | 8.3677 | 8.0245 | 7.7877 | 7.7659 | 8.3064 | 9.7775 | 11.1728 | 12.5399 | 14.079 | 15.2798 | 16.3465 | 16.8199 | 17.0374 | 17.1386 | 16.9568 | 16.264 | 15.2656 | 13.9006 | 12.6103 | 12.1763 | 11.852 | 10.8966 | 9.9139 | 9.1509 | -0.044819 | -0.051826 | -0.035336 | -0.045407 | -0.051303 | -0.041581 | -0.062272 | -0.043775 | -0.035566 | -0.038476 | -0.059439 | -0.055484 | -0.020823 | 0.097163 | 0.53964 | 0.53894 | 0.51128 | 0.45995 | 0.11326 | 0.0050526 | -0.023863 | -0.021259 | -0.013618 | -0.025848 | 75.8644 | 74.8095 | 73.9719 | 72.8772 | 72.4802 | 71.7016 | 71.3862 | 71.6934 | 74.0829 | 79.0054 | 83.9107 | 88.1975 | 91.2829 | 93.3218 | 94.6917 | 94.8301 | 95.0928 | 94.0374 | 91.9444 | 89.007 | 84.5923 | 81.1564 | 79.2436 | 77.639 | 0.22114 | 0.19649 | 0.1682 | 0.105 | 0.11572 | 0.15865 | 0.15644 | 0.18716 | 0.18592 | 0.17765 | 0.17269 | 0.17794 | 0.18567 | 0.19566 | 0.19924 | 0.19889 | 0.20172 | 0.19081 | 0.185 | 0.14637 | 0.12869 | 0.12455 | 0.10204 | 0.10171
Portfolio Adjusted1-in-2AllOrange County2022September Monthly Peak | Portfolio Adjusted | 1-in-2 | All | Orange County | 2022 | September Monthly Peak | 9 | 8.128 | 7.8301 | 7.5852 | 7.6191 | 8.1621 | 9.689 | 11.2943 | 12.3559 | 13.842 | 14.9639 | 15.8721 | 16.2514 | 16.4308 | 16.589 | 16.3968 | 15.6882 | 14.7058 | 13.3547 | 12.2597 | 12.13 | 11.4374 | 10.5601 | 9.6286 | 8.9035 | -0.013619 | -0.022362 | -0.013675 | -0.03117 | -0.036561 | -0.023964 | -0.041252 | -0.029963 | -0.026682 | -0.034347 | -0.050821 | -0.04423 | -0.0070794 | 0.11198 | 0.53963 | 0.53296 | 0.50767 | 0.4467 | 0.10216 | 0.0070119 | -0.01753 | -0.012596 | -0.0027254 | -0.015588 | 70.7972 | 69.6941 | 68.9959 | 68.5494 | 68.1841 | 67.6182 | 67.7381 | 67.7588 | 69.3688 | 74.4187 | 81.1264 | 86.2026 | 90.6274 | 93.1562 | 94.2811 | 94.5483 | 94.2792 | 92.9552 | 90.3331 | 86.4774 | 83.0552 | 80.6216 | 78.9188 | 77.4296 | 0.21285 | 0.18998 | 0.16203 | 0.10232 | 0.11287 | 0.15568 | 0.15496 | 0.18391 | 0.1833 | 0.17533 | 0.16961 | 0.17458 | 0.18209 | 0.19247 | 0.19586 | 0.19538 | 0.1981 | 0.18724 | 0.18227 | 0.14491 | 0.12601 | 0.12169 | 0.099539 | 0.098883
Portfolio Adjusted1-in-2AllOrange County2022October Monthly Peak | Portfolio Adjusted | 1-in-2 | All | Orange County | 2022 | October Monthly Peak | 10 | 7.1354 | 6.8883 | 6.7132 | 6.7588 | 7.2343 | 8.5606 | 10.1308 | 11.0236 | 12.1774 | 13.0911 | 13.929 | 14.444 | 14.7392 | 14.9048 | 14.745 | 14.0959 | 13.1515 | 12.1331 | 11.3785 | 10.9336 | 10.2486 | 9.4421 | 8.6206 | 7.9364 | 0.0087992 | 0.00028876 | 0.0025076 | -0.017402 | -0.021725 | -0.0086639 | -0.021073 | -0.016813 | -0.017132 | -0.026904 | -0.038553 | -0.031492 | 0.003302 | 0.11049 | 0.49031 | 0.47989 | 0.45731 | 0.40556 | 0.083777 | 0.0074346 | -0.011065 | -0.0051078 | 0.0050435 | -0.0067019 | 69.941 | 68.7983 | 68.0831 | 67.5865 | 66.8728 | 66.0819 | 66.5368 | 67.6217 | 68.2547 | 72.1984 | 77.267 | 82.1695 | 85.6673 | 87.939 | 89.5928 | 90.1625 | 89.8171 | 88.3167 | 85.5462 | 81.682 | 78.3335 | 75.5808 | 73.6534 | 72.0606 | 0.18177 | 0.16252 | 0.14037 | 0.090677 | 0.10009 | 0.13744 | 0.14093 | 0.16787 | 0.16765 | 0.16075 | 0.15688 | 0.16309 | 0.1714 | 0.18191 | 0.18604 | 0.18689 | 0.18966 | 0.18041 | 0.17236 | 0.13396 | 0.11664 | 0.11053 | 0.090521 | 0.088521
Portfolio Adjusted1-in-2AllOrange County2022November Monthly Peak | Portfolio Adjusted | 1-in-2 | All | Orange County | 2022 | November Monthly Peak | 11 | 7.0939 | 6.8891 | 6.72 | 6.7202 | 7.1917 | 8.4856 | 9.6886 | 10.566 | 11.5774 | 12.3336 | 12.9125 | 13.2427 | 13.3905 | 13.458 | 13.1862 | 12.4828 | 11.7582 | 11.5683 | 10.7564 | 10.2078 | 9.6962 | 8.997 | 8.231 | 7.6294 | 0.072875 | 0.060634 | 0.04689 | 0.010768 | 0.0073869 | 0.027574 | 0.023584 | 0.011788 | 0.0014172 | -0.017987 | -0.021037 | -0.0085825 | 0.031279 | 0.13972 | 0.4807 | 0.45943 | 0.4467 | 0.39191 | 0.060321 | 0.011381 | 0.0015121 | 0.012358 | 0.027384 | 0.013622 | 60.0803 | 59.4847 | 59.0163 | 58.5655 | 58.0803 | 58.0741 | 57.6982 | 57.7403 | 61.7924 | 66.4848 | 72.3126 | 77.1458 | 80.7117 | 82.2107 | 82.7399 | 82.1352 | 80.0938 | 75.7977 | 71.2882 | 68.6785 | 66.6791 | 64.976 | 63.59 | 62.4057 | 0.19991 | 0.179 | 0.15332 | 0.09676 | 0.10655 | 0.14578 | 0.14645 | 0.17384 | 0.1722 | 0.16518 | 0.16034 | 0.1663 | 0.17454 | 0.18513 | 0.18869 | 0.18917 | 0.19223 | 0.18423 | 0.1772 | 0.13808 | 0.12073 | 0.1155 | 0.094425 | 0.092678
Portfolio Adjusted1-in-2AllOrange County2022December Monthly Peak | Portfolio Adjusted | 1-in-2 | All | Orange County | 2022 | December Monthly Peak | 12 | 7.1401 | 6.9209 | 6.7938 | 6.863 | 7.3754 | 8.6831 | 10.2004 | 10.8441 | 11.5993 | 11.9257 | 12.0538 | 11.9094 | 11.663 | 11.4283 | 11.0839 | 10.4561 | 10.1154 | 10.2778 | 9.7482 | 9.462 | 9.0986 | 8.6078 | 8.0351 | 7.5486 | 0.073129 | 0.060511 | 0.047147 | 0.010964 | 0.0075327 | 0.027969 | 0.024261 | 0.011951 | 0.0014219 | -0.017425 | -0.019806 | -0.007859 | 0.028007 | 0.12293 | 0.41404 | 0.39561 | 0.39249 | 0.35262 | 0.055521 | 0.01066 | 0.0014308 | 0.011857 | 0.026663 | 0.013373 | 46.897 | 46.1727 | 45.3364 | 44.3664 | 43.723 | 42.939 | 42.6987 | 42.5345 | 43.1373 | 45.8428 | 48.0219 | 49.8049 | 51.3018 | 52.4084 | 52.8282 | 52.7148 | 52.1728 | 51.2818 | 50.0031 | 48.8608 | 48.0613 | 47.3274 | 46.7685 | 46.0612 | 0.20057 | 0.17866 | 0.15409 | 0.098138 | 0.10821 | 0.14751 | 0.14937 | 0.17556 | 0.1726 | 0.16217 | 0.15535 | 0.15904 | 0.16556 | 0.17512 | 0.17938 | 0.18157 | 0.18552 | 0.17772 | 0.17027 | 0.13333 | 0.11721 | 0.11244 | 0.092773 | 0.09142
Portfolio Adjusted1-in-2AllOrange County2022Typical Event Day | Portfolio Adjusted | 1-in-2 | All | Orange County | 2022 | Typical Event Day | 8 | 8.1848 | 7.8563 | 7.6312 | 7.6198 | 8.1534 | 9.5742 | 10.9127 | 12.1458 | 13.5135 | 14.5897 | 15.5424 | 15.9686 | 16.173 | 16.2796 | 16.107 | 15.4685 | 14.544 | 13.2682 | 12.0779 | 11.6971 | 11.4468 | 10.5768 | 9.636 | 8.9138 | -0.004463 | -0.013762 | -0.0073987 | -0.027092 | -0.032306 | -0.018465 | -0.033871 | -0.025277 | -0.023225 | -0.031933 | -0.046928 | -0.039847 | -0.0028715 | 0.11326 | 0.531 | 0.5256 | 0.5029 | 0.44152 | 0.096388 | 0.0073548 | -0.015514 | -0.0099773 | 0.00053985 | -0.012598 | 71.3455 | 70.3666 | 69.5163 | 68.7448 | 68.2294 | 67.6182 | 67.3913 | 67.724 | 70.0553 | 74.6909 | 79.9344 | 84.102 | 87.4215 | 89.7497 | 91.2547 | 91.8139 | 92.0886 | 91.1697 | 89.2154 | 86.136 | 82.2681 | 78.856 | 76.7188 | 75.1969 | 0.21478 | 0.19095 | 0.16355 | 0.10246 | 0.11291 | 0.15425 | 0.15217 | 0.18102 | 0.17926 | 0.17137 | 0.16664 | 0.17181 | 0.17946 | 0.18956 | 0.1934 | 0.19381 | 0.19679 | 0.18607 | 0.17979 | 0.14207 | 0.12515 | 0.12115 | 0.099258 | 0.098848
Portfolio Adjusted1-in-2AllOrange County2023January Monthly Peak | Portfolio Adjusted | 1-in-2 | All | Orange County | 2023 | January Monthly Peak | 1 | 7.0454 | 6.8247 | 6.6854 | 6.7739 | 7.311 | 8.6682 | 10.3128 | 11.0296 | 11.8158 | 12.1347 | 12.3313 | 12.3095 | 12.1945 | 12.0699 | 11.7588 | 11.1062 | 10.5455 | 10.5754 | 10.0388 | 9.7019 | 9.2863 | 8.7998 | 8.1522 | 7.6422 | 0.072647 | 0.059925 | 0.046786 | 0.010901 | 0.0075299 | 0.02839 | 0.024868 | 0.012351 | 0.0014692 | -0.018069 | -0.02069 | -0.0083133 | 0.029933 | 0.13223 | 0.44272 | 0.42301 | 0.41384 | 0.36682 | 0.058368 | 0.011192 | 0.0014944 | 0.012369 | 0.027684 | 0.013808 | 51.3743 | 50.9297 | 50.4951 | 49.9647 | 49.7738 | 49.4346 | 49.3866 | 49.3598 | 49.9075 | 51.1761 | 52.8654 | 53.9594 | 54.4939 | 55.3864 | 55.9232 | 55.8472 | 55.6254 | 55.1326 | 54.0518 | 52.9159 | 52.1204 | 51.8758 | 51.7742 | 51.0664 | 0.19931 | 0.17704 | 0.15299 | 0.097661 | 0.10814 | 0.14931 | 0.15192 | 0.17971 | 0.17626 | 0.16555 | 0.15882 | 0.16344 | 0.17066 | 0.18043 | 0.18422 | 0.18547 | 0.18877 | 0.18083 | 0.17421 | 0.13673 | 0.11988 | 0.11552 | 0.095075 | 0.093594
Portfolio Adjusted1-in-2AllOrange County2023February Monthly Peak | Portfolio Adjusted | 1-in-2 | All | Orange County | 2023 | February Monthly Peak | 2 | 6.9818 | 6.7649 | 6.6248 | 6.7164 | 7.228 | 8.5273 | 10.0634 | 10.8061 | 11.6172 | 12.0156 | 12.3197 | 12.3984 | 12.3841 | 12.3305 | 12.0611 | 11.4098 | 10.7608 | 10.5924 | 10.2267 | 9.8245 | 9.3791 | 8.8043 | 8.1274 | 7.5932 | 0.071651 | 0.059221 | 0.046218 | 0.010781 | 0.0074412 | 0.027987 | 0.024426 | 0.012113 | 0.0014406 | -0.017799 | -0.020479 | -0.0082682 | 0.029867 | 0.13238 | 0.44839 | 0.42904 | 0.41809 | 0.36705 | 0.058175 | 0.011115 | 0.0014825 | 0.012257 | 0.027402 | 0.013673 | 51.3459 | 51.135 | 51.0984 | 50.849 | 50.2647 | 50.2731 | 49.9686 | 50.2698 | 51.4946 | 54.5041 | 57.7156 | 60.5261 | 61.9719 | 62.6085 | 63.1634 | 62.8552 | 62.214 | 61.1376 | 59.3046 | 57.7069 | 56.6498 | 55.5615 | 54.4644 | 53.1332 | 0.1967 | 0.17505 | 0.15124 | 0.096727 | 0.10704 | 0.14744 | 0.14981 | 0.17697 | 0.17371 | 0.16378 | 0.15761 | 0.16263 | 0.17008 | 0.18006 | 0.18392 | 0.18516 | 0.18839 | 0.18039 | 0.17353 | 0.13594 | 0.11912 | 0.11465 | 0.094288 | 0.092802
Portfolio Adjusted1-in-2AllOrange County2023March Monthly Peak | Portfolio Adjusted | 1-in-2 | All | Orange County | 2023 | March Monthly Peak | 3 | 7.2091 | 6.9336 | 6.7721 | 6.8181 | 7.2861 | 8.6038 | 10.0391 | 10.8636 | 11.6684 | 12.1402 | 12.5244 | 12.6182 | 12.656 | 12.7149 | 12.476 | 11.9054 | 11.184 | 10.4831 | 9.9672 | 10.106 | 9.7466 | 9.1497 | 8.3751 | 7.7776 | 0.075102 | 0.061727 | 0.048048 | 0.011127 | 0.0075786 | 0.028529 | 0.024414 | 0.012225 | 0.0014605 | -0.018187 | -0.021058 | -0.0085044 | 0.030902 | 0.13851 | 0.46697 | 0.44991 | 0.43702 | 0.36815 | 0.058958 | 0.01156 | 0.0015596 | 0.012905 | 0.028591 | 0.014172 | 52.371 | 51.4154 | 50.878 | 50.6828 | 50.2329 | 49.8325 | 49.5428 | 49.8468 | 51.8123 | 53.972 | 56.8946 | 59.7998 | 61.8732 | 63.7392 | 65.0332 | 65.7009 | 65.63 | 64.7887 | 62.1711 | 58.798 | 56.9911 | 55.5247 | 54.4923 | 52.9899 | 0.20554 | 0.18192 | 0.15668 | 0.099154 | 0.10859 | 0.1498 | 0.14973 | 0.17813 | 0.17527 | 0.16587 | 0.15998 | 0.16501 | 0.17294 | 0.18377 | 0.18738 | 0.1884 | 0.19139 | 0.18149 | 0.17463 | 0.13889 | 0.12251 | 0.11867 | 0.097042 | 0.095353
Portfolio Adjusted1-in-2AllOrange County2023April Monthly Peak | Portfolio Adjusted | 1-in-2 | All | Orange County | 2023 | April Monthly Peak | 4 | 7.069 | 6.7991 | 6.6324 | 6.6654 | 7.1027 | 8.3697 | 9.5697 | 10.4906 | 11.5083 | 12.2471 | 12.8944 | 13.2615 | 13.5141 | 13.7357 | 13.5818 | 13.0025 | 12.1876 | 11.2061 | 10.2921 | 10.2878 | 9.9705 | 9.2446 | 8.404 | 7.7505 | 0.07223 | 0.059603 | 0.046332 | 0.010736 | 0.0072972 | 0.027408 | 0.023318 | 0.011733 | 0.0014134 | -0.017867 | -0.021001 | -0.0085768 | 0.031399 | 0.14156 | 0.4921 | 0.47493 | 0.45946 | 0.38257 | 0.059112 | 0.011473 | 0.0015378 | 0.012619 | 0.027868 | 0.01381 | 62.8435 | 61.8484 | 61.0204 | 60.4071 | 59.4145 | 58.7072 | 58.0415 | 58.1196 | 60.5549 | 64.7644 | 69.5539 | 74.4208 | 78.8729 | 81.672 | 83.1521 | 83.8502 | 83.4144 | 82.1815 | 79.9303 | 76.9614 | 72.2665 | 69.4885 | 67.5525 | 65.6669 | 0.19818 | 0.17609 | 0.15157 | 0.0964 | 0.10539 | 0.14489 | 0.14503 | 0.17294 | 0.17153 | 0.16411 | 0.15974 | 0.16576 | 0.17435 | 0.18567 | 0.18944 | 0.19019 | 0.19289 | 0.18242 | 0.17486 | 0.1383 | 0.12153 | 0.11688 | 0.095352 | 0.09349
Portfolio Adjusted1-in-2AllOrange County2023May Monthly Peak | Portfolio Adjusted | 1-in-2 | All | Orange County | 2023 | May Monthly Peak | 5 | 7.292 | 7.0186 | 6.8179 | 6.8441 | 7.3415 | 8.6015 | 9.68 | 10.8846 | 12.0802 | 12.9723 | 13.673 | 14.0614 | 14.2604 | 14.3985 | 14.2083 | 13.562 | 12.7358 | 11.7082 | 10.7306 | 10.4441 | 10.3653 | 9.5791 | 8.7087 | 8.0449 | 0.057713 | 0.045713 | 0.035968 | 0.0033791 | -0.00035812 | 0.018595 | 0.012159 | 0.0045063 | -0.0034958 | -0.02115 | -0.026649 | -0.015093 | 0.025153 | 0.13819 | 0.50623 | 0.48902 | 0.4723 | 0.39836 | 0.067458 | 0.010675 | -0.001882 | 0.0082486 | 0.022796 | 0.0087925 | 65.4027 | 64.3804 | 63.2662 | 62.2981 | 61.6254 | 60.7588 | 60.3863 | 60.7692 | 63.4915 | 67.2996 | 71.5682 | 75.9423 | 80.0361 | 82.8301 | 84.6306 | 85.6223 | 85.8673 | 84.934 | 82.7038 | 79.7622 | 75.4479 | 72.2245 | 70.5007 | 69.0223 | 0.20041 | 0.17823 | 0.15259 | 0.096975 | 0.1067 | 0.1463 | 0.14577 | 0.1749 | 0.17411 | 0.167 | 0.16212 | 0.1682 | 0.1764 | 0.18699 | 0.19069 | 0.19091 | 0.19367 | 0.18326 | 0.17613 | 0.13839 | 0.12257 | 0.11801 | 0.096385 | 0.094954
Portfolio Adjusted1-in-2AllOrange County2023June Monthly Peak | Portfolio Adjusted | 1-in-2 | All | Orange County | 2023 | June Monthly Peak | 6 | 7.7483 | 7.457 | 7.226 | 7.2572 | 7.7529 | 8.9633 | 10.056 | 11.2652 | 12.4464 | 13.3815 | 14.1927 | 14.6382 | 14.8579 | 14.9959 | 14.8731 | 14.3488 | 13.5332 | 12.4643 | 11.4359 | 10.9207 | 10.7967 | 10.0836 | 9.1493 | 8.4609 | 0.039256 | 0.027811 | 0.022963 | -0.0064968 | -0.010767 | 0.0068814 | -0.0025314 | -0.0050385 | -0.0097026 | -0.024176 | -0.032588 | -0.022704 | 0.015705 | 0.12693 | 0.50939 | 0.50174 | 0.48643 | 0.41839 | 0.0781 | 0.0096767 | -0.006351 | 0.0023797 | 0.01585 | 0.0019624 | 68.0902 | 67.0441 | 65.9122 | 65.0985 | 64.4173 | 63.7545 | 63.1331 | 63.716 | 66.701 | 71.0801 | 74.9014 | 78.5525 | 81.1854 | 83.4644 | 85.1311 | 86.2257 | 86.8876 | 86.3979 | 84.9901 | 82.1447 | 78.4261 | 74.5602 | 72.1402 | 70.5683 | 0.20926 | 0.18639 | 0.15915 | 0.10059 | 0.11021 | 0.14937 | 0.14713 | 0.17458 | 0.17281 | 0.16559 | 0.16113 | 0.16689 | 0.17468 | 0.18486 | 0.18907 | 0.19072 | 0.19427 | 0.18421 | 0.17801 | 0.13947 | 0.12328 | 0.1196 | 0.097771 | 0.096927
Portfolio Adjusted1-in-2AllOrange County2023July Monthly Peak | Portfolio Adjusted | 1-in-2 | All | Orange County | 2023 | July Monthly Peak | 7 | 8.1623 | 7.8304 | 7.5974 | 7.6019 | 8.1214 | 9.4292 | 10.6288 | 11.9075 | 13.1556 | 14.1855 | 15.009 | 15.4129 | 15.5952 | 15.7263 | 15.5977 | 15.0833 | 14.3272 | 13.2123 | 12.098 | 11.491 | 11.3287 | 10.5563 | 9.6 | 8.8632 | -0.0014083 | -0.010854 | -0.0052709 | -0.025738 | -0.030714 | -0.016489 | -0.030898 | -0.023165 | -0.021447 | -0.030203 | -0.043894 | -0.036971 | -0.0014791 | 0.10939 | 0.51168 | 0.51061 | 0.49485 | 0.43875 | 0.095211 | 0.0074388 | -0.014744 | -0.0090802 | 0.0015911 | -0.011475 | 70.6303 | 69.9186 | 69.1852 | 68.4542 | 67.8361 | 67.3985 | 67.308 | 67.7276 | 70.0685 | 74.2593 | 79.7992 | 83.4553 | 86.5902 | 89.0566 | 90.9148 | 91.6517 | 92.0947 | 91.2884 | 89.594 | 86.9149 | 82.9987 | 79.0859 | 76.5727 | 75.1506 | 0.21394 | 0.19025 | 0.16294 | 0.10244 | 0.11232 | 0.15224 | 0.14906 | 0.17659 | 0.17415 | 0.16672 | 0.1618 | 0.16708 | 0.17469 | 0.18497 | 0.18924 | 0.19098 | 0.19502 | 0.18522 | 0.17946 | 0.1408 | 0.12418 | 0.12048 | 0.098496 | 0.097855
Portfolio Adjusted1-in-2AllOrange County2023August Monthly Peak | Portfolio Adjusted | 1-in-2 | All | Orange County | 2023 | August Monthly Peak | 8 | 8.3677 | 8.0245 | 7.7877 | 7.7659 | 8.3064 | 9.7775 | 11.1728 | 12.5399 | 14.079 | 15.2798 | 16.3465 | 16.8199 | 17.0374 | 17.1386 | 16.9568 | 16.264 | 15.2656 | 13.9006 | 12.6103 | 12.1763 | 11.852 | 10.8966 | 9.9139 | 9.1509 | -0.044819 | -0.051826 | -0.035336 | -0.045407 | -0.051303 | -0.041581 | -0.062272 | -0.043775 | -0.035566 | -0.038476 | -0.059439 | -0.055484 | -0.020823 | 0.097163 | 0.53964 | 0.53894 | 0.51128 | 0.45995 | 0.11326 | 0.0050526 | -0.023863 | -0.021259 | -0.013618 | -0.025848 | 75.8644 | 74.8095 | 73.9719 | 72.8772 | 72.4802 | 71.7016 | 71.3862 | 71.6934 | 74.0829 | 79.0054 | 83.9107 | 88.1975 | 91.2829 | 93.3218 | 94.6917 | 94.8301 | 95.0928 | 94.0374 | 91.9444 | 89.007 | 84.5923 | 81.1564 | 79.2436 | 77.639 | 0.22114 | 0.19649 | 0.1682 | 0.105 | 0.11572 | 0.15865 | 0.15644 | 0.18716 | 0.18592 | 0.17765 | 0.17269 | 0.17794 | 0.18567 | 0.19566 | 0.19924 | 0.19889 | 0.20172 | 0.19081 | 0.185 | 0.14637 | 0.12869 | 0.12455 | 0.10204 | 0.10171
Portfolio Adjusted1-in-2AllOrange County2023September Monthly Peak | Portfolio Adjusted | 1-in-2 | All | Orange County | 2023 | September Monthly Peak | 9 | 8.128 | 7.8301 | 7.5852 | 7.6191 | 8.1621 | 9.689 | 11.2943 | 12.3559 | 13.842 | 14.9639 | 15.8721 | 16.2514 | 16.4308 | 16.589 | 16.3968 | 15.6882 | 14.7058 | 13.3547 | 12.2597 | 12.13 | 11.4374 | 10.5601 | 9.6286 | 8.9035 | -0.013619 | -0.022362 | -0.013675 | -0.03117 | -0.036561 | -0.023964 | -0.041252 | -0.029963 | -0.026682 | -0.034347 | -0.050821 | -0.04423 | -0.0070794 | 0.11198 | 0.53963 | 0.53296 | 0.50767 | 0.4467 | 0.10216 | 0.0070119 | -0.01753 | -0.012596 | -0.0027254 | -0.015588 | 70.7972 | 69.6941 | 68.9959 | 68.5494 | 68.1841 | 67.6182 | 67.7381 | 67.7588 | 69.3688 | 74.4187 | 81.1264 | 86.2026 | 90.6274 | 93.1562 | 94.2811 | 94.5483 | 94.2792 | 92.9552 | 90.3331 | 86.4774 | 83.0552 | 80.6216 | 78.9188 | 77.4296 | 0.21285 | 0.18998 | 0.16203 | 0.10232 | 0.11287 | 0.15568 | 0.15496 | 0.18391 | 0.1833 | 0.17533 | 0.16961 | 0.17458 | 0.18209 | 0.19247 | 0.19586 | 0.19538 | 0.1981 | 0.18724 | 0.18227 | 0.14491 | 0.12601 | 0.12169 | 0.099539 | 0.098883
Portfolio Adjusted1-in-2AllOrange County2023October Monthly Peak | Portfolio Adjusted | 1-in-2 | All | Orange County | 2023 | October Monthly Peak | 10 | 7.1354 | 6.8883 | 6.7132 | 6.7588 | 7.2343 | 8.5606 | 10.1308 | 11.0236 | 12.1774 | 13.0911 | 13.929 | 14.444 | 14.7392 | 14.9048 | 14.745 | 14.0959 | 13.1515 | 12.1331 | 11.3785 | 10.9336 | 10.2486 | 9.4421 | 8.6206 | 7.9364 | 0.0087992 | 0.00028876 | 0.0025076 | -0.017402 | -0.021725 | -0.0086639 | -0.021073 | -0.016813 | -0.017132 | -0.026904 | -0.038553 | -0.031492 | 0.003302 | 0.11049 | 0.49031 | 0.47989 | 0.45731 | 0.40556 | 0.083777 | 0.0074346 | -0.011065 | -0.0051078 | 0.0050435 | -0.0067019 | 69.941 | 68.7983 | 68.0831 | 67.5865 | 66.8728 | 66.082 | 66.5368 | 67.6217 | 68.2547 | 72.1984 | 77.267 | 82.1695 | 85.6673 | 87.939 | 89.5928 | 90.1625 | 89.8171 | 88.3167 | 85.5462 | 81.682 | 78.3335 | 75.5808 | 73.6534 | 72.0606 | 0.18177 | 0.16252 | 0.14037 | 0.090677 | 0.10009 | 0.13744 | 0.14093 | 0.16787 | 0.16765 | 0.16075 | 0.15688 | 0.16309 | 0.1714 | 0.18191 | 0.18604 | 0.18689 | 0.18966 | 0.18041 | 0.17236 | 0.13396 | 0.11664 | 0.11053 | 0.090521 | 0.088521
Portfolio Adjusted1-in-2AllOrange County2023November Monthly Peak | Portfolio Adjusted | 1-in-2 | All | Orange County | 2023 | November Monthly Peak | 11 | 7.0939 | 6.8891 | 6.72 | 6.7202 | 7.1917 | 8.4856 | 9.6886 | 10.566 | 11.5774 | 12.3336 | 12.9125 | 13.2427 | 13.3905 | 13.458 | 13.1862 | 12.4828 | 11.7582 | 11.5683 | 10.7564 | 10.2078 | 9.6962 | 8.997 | 8.231 | 7.6294 | 0.072875 | 0.060634 | 0.04689 | 0.010768 | 0.0073869 | 0.027574 | 0.023584 | 0.011788 | 0.0014172 | -0.017987 | -0.021037 | -0.0085825 | 0.031279 | 0.13972 | 0.4807 | 0.45943 | 0.4467 | 0.39191 | 0.060321 | 0.011381 | 0.0015121 | 0.012358 | 0.027384 | 0.013622 | 60.0803 | 59.4847 | 59.0163 | 58.5655 | 58.0804 | 58.0741 | 57.6982 | 57.7403 | 61.7924 | 66.4848 | 72.3126 | 77.1458 | 80.7117 | 82.2107 | 82.7399 | 82.1352 | 80.0938 | 75.7977 | 71.2882 | 68.6785 | 66.6791 | 64.976 | 63.59 | 62.4057 | 0.19991 | 0.179 | 0.15332 | 0.09676 | 0.10655 | 0.14578 | 0.14645 | 0.17384 | 0.1722 | 0.16518 | 0.16034 | 0.1663 | 0.17454 | 0.18513 | 0.18869 | 0.18917 | 0.19223 | 0.18423 | 0.1772 | 0.13808 | 0.12073 | 0.1155 | 0.094425 | 0.092678
Portfolio Adjusted1-in-2AllOrange County2023December Monthly Peak | Portfolio Adjusted | 1-in-2 | All | Orange County | 2023 | December Monthly Peak | 12 | 7.1401 | 6.9209 | 6.7938 | 6.863 | 7.3754 | 8.6831 | 10.2004 | 10.8441 | 11.5993 | 11.9257 | 12.0538 | 11.9094 | 11.663 | 11.4283 | 11.0839 | 10.4561 | 10.1154 | 10.2778 | 9.7482 | 9.462 | 9.0986 | 8.6078 | 8.0351 | 7.5486 | 0.073129 | 0.060511 | 0.047147 | 0.010964 | 0.0075327 | 0.027969 | 0.024261 | 0.011951 | 0.0014219 | -0.017425 | -0.019806 | -0.007859 | 0.028007 | 0.12293 | 0.41404 | 0.39561 | 0.39249 | 0.35262 | 0.055521 | 0.01066 | 0.0014308 | 0.011857 | 0.026663 | 0.013373 | 46.897 | 46.1727 | 45.3364 | 44.3664 | 43.723 | 42.939 | 42.6987 | 42.5345 | 43.1373 | 45.8428 | 48.0219 | 49.8049 | 51.3018 | 52.4084 | 52.8282 | 52.7148 | 52.1728 | 51.2818 | 50.0031 | 48.8608 | 48.0613 | 47.3274 | 46.7685 | 46.0612 | 0.20057 | 0.17866 | 0.15409 | 0.098138 | 0.10821 | 0.14751 | 0.14937 | 0.17556 | 0.1726 | 0.16217 | 0.15535 | 0.15904 | 0.16556 | 0.17512 | 0.17938 | 0.18157 | 0.18552 | 0.17772 | 0.17027 | 0.13333 | 0.11721 | 0.11244 | 0.092773 | 0.09142
Portfolio Adjusted1-in-2AllOrange County2023Typical Event Day | Portfolio Adjusted | 1-in-2 | All | Orange County | 2023 | Typical Event Day | 8 | 8.1848 | 7.8563 | 7.6312 | 7.6198 | 8.1534 | 9.5742 | 10.9127 | 12.1458 | 13.5135 | 14.5897 | 15.5424 | 15.9686 | 16.173 | 16.2796 | 16.107 | 15.4685 | 14.544 | 13.2682 | 12.0779 | 11.6971 | 11.4468 | 10.5768 | 9.636 | 8.9138 | -0.004463 | -0.013762 | -0.0073987 | -0.027092 | -0.032306 | -0.018465 | -0.033871 | -0.025277 | -0.023225 | -0.031933 | -0.046928 | -0.039847 | -0.0028715 | 0.11326 | 0.531 | 0.5256 | 0.5029 | 0.44152 | 0.096388 | 0.0073548 | -0.015514 | -0.0099773 | 0.00053985 | -0.012598 | 71.3455 | 70.3666 | 69.5163 | 68.7448 | 68.2294 | 67.6182 | 67.3913 | 67.7239 | 70.0553 | 74.6909 | 79.9344 | 84.102 | 87.4215 | 89.7497 | 91.2547 | 91.8139 | 92.0886 | 91.1697 | 89.2154 | 86.136 | 82.2681 | 78.856 | 76.7188 | 75.1969 | 0.21478 | 0.19095 | 0.16355 | 0.10246 | 0.11291 | 0.15425 | 0.15217 | 0.18102 | 0.17926 | 0.17137 | 0.16664 | 0.17181 | 0.17946 | 0.18956 | 0.1934 | 0.19381 | 0.19679 | 0.18607 | 0.17979 | 0.14207 | 0.12515 | 0.12115 | 0.099258 | 0.098848
Portfolio Adjusted1-in-2AllOrange County2024January Monthly Peak | Portfolio Adjusted | 1-in-2 | All | Orange County | 2024 | January Monthly Peak | 1 | 7.0454 | 6.8247 | 6.6854 | 6.7739 | 7.311 | 8.6682 | 10.3128 | 11.0296 | 11.8158 | 12.1347 | 12.3313 | 12.3095 | 12.1945 | 12.0699 | 11.7588 | 11.1062 | 10.5455 | 10.5754 | 10.0388 | 9.7019 | 9.2863 | 8.7998 | 8.1522 | 7.6422 | 0.072647 | 0.059925 | 0.046786 | 0.010901 | 0.0075299 | 0.02839 | 0.024868 | 0.012351 | 0.0014692 | -0.018069 | -0.02069 | -0.0083133 | 0.029933 | 0.13223 | 0.44272 | 0.42301 | 0.41384 | 0.36682 | 0.058368 | 0.011192 | 0.0014944 | 0.012369 | 0.027684 | 0.013808 | 51.3743 | 50.9297 | 50.4951 | 49.9647 | 49.7738 | 49.4346 | 49.3866 | 49.3598 | 49.9075 | 51.1761 | 52.8654 | 53.9594 | 54.4939 | 55.3864 | 55.9232 | 55.8472 | 55.6254 | 55.1326 | 54.0518 | 52.9159 | 52.1204 | 51.8758 | 51.7742 | 51.0664 | 0.19931 | 0.17704 | 0.15299 | 0.097661 | 0.10814 | 0.14931 | 0.15192 | 0.17971 | 0.17626 | 0.16555 | 0.15882 | 0.16344 | 0.17066 | 0.18043 | 0.18422 | 0.18547 | 0.18877 | 0.18083 | 0.17421 | 0.13673 | 0.11988 | 0.11552 | 0.095075 | 0.093594
Portfolio Adjusted1-in-2AllOrange County2024February Monthly Peak | Portfolio Adjusted | 1-in-2 | All | Orange County | 2024 | February Monthly Peak | 2 | 6.9818 | 6.7649 | 6.6248 | 6.7164 | 7.228 | 8.5273 | 10.0634 | 10.8061 | 11.6172 | 12.0156 | 12.3197 | 12.3984 | 12.3841 | 12.3305 | 12.0611 | 11.4098 | 10.7608 | 10.5924 | 10.2267 | 9.8245 | 9.3791 | 8.8043 | 8.1274 | 7.5932 | 0.071651 | 0.059221 | 0.046218 | 0.010781 | 0.0074412 | 0.027987 | 0.024426 | 0.012113 | 0.0014406 | -0.017799 | -0.020479 | -0.0082682 | 0.029867 | 0.13238 | 0.44839 | 0.42904 | 0.41809 | 0.36705 | 0.058175 | 0.011115 | 0.0014825 | 0.012257 | 0.027402 | 0.013673 | 51.3459 | 51.135 | 51.0984 | 50.849 | 50.2647 | 50.2731 | 49.9686 | 50.2698 | 51.4946 | 54.5041 | 57.7156 | 60.5261 | 61.9719 | 62.6085 | 63.1634 | 62.8552 | 62.214 | 61.1376 | 59.3046 | 57.7069 | 56.6498 | 55.5615 | 54.4644 | 53.1332 | 0.1967 | 0.17505 | 0.15124 | 0.096727 | 0.10704 | 0.14744 | 0.14981 | 0.17697 | 0.17371 | 0.16378 | 0.15761 | 0.16263 | 0.17008 | 0.18006 | 0.18392 | 0.18516 | 0.18839 | 0.18039 | 0.17353 | 0.13594 | 0.11912 | 0.11465 | 0.094288 | 0.092802
Portfolio Adjusted1-in-2AllOrange County2024March Monthly Peak | Portfolio Adjusted | 1-in-2 | All | Orange County | 2024 | March Monthly Peak | 3 | 7.2091 | 6.9336 | 6.7721 | 6.818 | 7.2861 | 8.6038 | 10.0391 | 10.8636 | 11.6684 | 12.1402 | 12.5244 | 12.6182 | 12.656 | 12.7149 | 12.476 | 11.9054 | 11.184 | 10.4831 | 9.9672 | 10.106 | 9.7466 | 9.1497 | 8.3751 | 7.7776 | 0.075102 | 0.061727 | 0.048048 | 0.011127 | 0.0075786 | 0.028529 | 0.024414 | 0.012225 | 0.0014605 | -0.018187 | -0.021058 | -0.0085044 | 0.030902 | 0.13851 | 0.46697 | 0.44991 | 0.43702 | 0.36815 | 0.058958 | 0.01156 | 0.0015596 | 0.012905 | 0.028591 | 0.014172 | 52.371 | 51.4154 | 50.878 | 50.6828 | 50.2329 | 49.8325 | 49.5428 | 49.8467 | 51.8123 | 53.972 | 56.8946 | 59.7998 | 61.8732 | 63.7392 | 65.0332 | 65.7009 | 65.63 | 64.7887 | 62.1711 | 58.798 | 56.9911 | 55.5247 | 54.4923 | 52.9899 | 0.20554 | 0.18192 | 0.15668 | 0.099154 | 0.10859 | 0.1498 | 0.14973 | 0.17813 | 0.17527 | 0.16587 | 0.15998 | 0.16501 | 0.17294 | 0.18377 | 0.18738 | 0.1884 | 0.19139 | 0.18149 | 0.17463 | 0.13889 | 0.12251 | 0.11867 | 0.097042 | 0.095353
Portfolio Adjusted1-in-2AllOrange County2024April Monthly Peak | Portfolio Adjusted | 1-in-2 | All | Orange County | 2024 | April Monthly Peak | 4 | 7.069 | 6.7991 | 6.6324 | 6.6654 | 7.1027 | 8.3697 | 9.5697 | 10.4906 | 11.5083 | 12.2471 | 12.8944 | 13.2615 | 13.5141 | 13.7357 | 13.5818 | 13.0025 | 12.1876 | 11.2061 | 10.2921 | 10.2878 | 9.9705 | 9.2446 | 8.404 | 7.7505 | 0.07223 | 0.059603 | 0.046332 | 0.010736 | 0.0072972 | 0.027408 | 0.023318 | 0.011733 | 0.0014134 | -0.017867 | -0.021001 | -0.0085768 | 0.031399 | 0.14156 | 0.4921 | 0.47493 | 0.45946 | 0.38257 | 0.059112 | 0.011473 | 0.0015378 | 0.012619 | 0.027868 | 0.01381 | 62.8435 | 61.8484 | 61.0204 | 60.4071 | 59.4145 | 58.7072 | 58.0415 | 58.1196 | 60.5549 | 64.7644 | 69.5539 | 74.4208 | 78.8729 | 81.672 | 83.1521 | 83.8502 | 83.4144 | 82.1815 | 79.9303 | 76.9614 | 72.2665 | 69.4885 | 67.5525 | 65.6669 | 0.19818 | 0.17609 | 0.15157 | 0.0964 | 0.10539 | 0.14489 | 0.14503 | 0.17294 | 0.17153 | 0.16411 | 0.15974 | 0.16576 | 0.17435 | 0.18567 | 0.18944 | 0.19019 | 0.19289 | 0.18242 | 0.17486 | 0.1383 | 0.12153 | 0.11688 | 0.095352 | 0.09349
Portfolio Adjusted1-in-2AllOrange County2024May Monthly Peak | Portfolio Adjusted | 1-in-2 | All | Orange County | 2024 | May Monthly Peak | 5 | 7.292 | 7.0186 | 6.8179 | 6.8441 | 7.3415 | 8.6015 | 9.68 | 10.8846 | 12.0802 | 12.9723 | 13.673 | 14.0614 | 14.2604 | 14.3985 | 14.2083 | 13.562 | 12.7358 | 11.7082 | 10.7306 | 10.4441 | 10.3653 | 9.5791 | 8.7087 | 8.0449 | 0.057713 | 0.045713 | 0.035968 | 0.0033791 | -0.00035812 | 0.018595 | 0.012159 | 0.0045063 | -0.0034958 | -0.02115 | -0.026649 | -0.015093 | 0.025153 | 0.13819 | 0.50623 | 0.48902 | 0.4723 | 0.39836 | 0.067458 | 0.010675 | -0.001882 | 0.0082486 | 0.022796 | 0.0087925 | 65.4027 | 64.3804 | 63.2662 | 62.2981 | 61.6254 | 60.7588 | 60.3863 | 60.7692 | 63.4915 | 67.2996 | 71.5682 | 75.9423 | 80.0361 | 82.8301 | 84.6306 | 85.6223 | 85.8672 | 84.934 | 82.7038 | 79.7622 | 75.4479 | 72.2245 | 70.5007 | 69.0223 | 0.20041 | 0.17823 | 0.15259 | 0.096975 | 0.1067 | 0.1463 | 0.14577 | 0.1749 | 0.17411 | 0.167 | 0.16212 | 0.1682 | 0.1764 | 0.18699 | 0.19069 | 0.19091 | 0.19367 | 0.18326 | 0.17613 | 0.13839 | 0.12257 | 0.11801 | 0.096386 | 0.094954
Portfolio Adjusted1-in-2AllOrange County2024June Monthly Peak | Portfolio Adjusted | 1-in-2 | All | Orange County | 2024 | June Monthly Peak | 6 | 7.7483 | 7.457 | 7.226 | 7.2572 | 7.7529 | 8.9633 | 10.056 | 11.2652 | 12.4464 | 13.3815 | 14.1927 | 14.6382 | 14.8579 | 14.9959 | 14.8731 | 14.3488 | 13.5332 | 12.4643 | 11.4359 | 10.9207 | 10.7967 | 10.0836 | 9.1493 | 8.4609 | 0.039256 | 0.027811 | 0.022963 | -0.0064968 | -0.010767 | 0.0068814 | -0.0025314 | -0.0050385 | -0.0097026 | -0.024176 | -0.032588 | -0.022704 | 0.015705 | 0.12693 | 0.50939 | 0.50174 | 0.48643 | 0.41839 | 0.0781 | 0.0096767 | -0.006351 | 0.0023797 | 0.01585 | 0.0019624 | 68.0902 | 67.0441 | 65.9122 | 65.0985 | 64.4173 | 63.7545 | 63.1331 | 63.716 | 66.701 | 71.0801 | 74.9014 | 78.5525 | 81.1854 | 83.4644 | 85.1311 | 86.2257 | 86.8876 | 86.3979 | 84.9901 | 82.1447 | 78.4261 | 74.5602 | 72.1402 | 70.5683 | 0.20926 | 0.18639 | 0.15915 | 0.10059 | 0.11021 | 0.14937 | 0.14713 | 0.17458 | 0.17281 | 0.16559 | 0.16113 | 0.16689 | 0.17468 | 0.18486 | 0.18907 | 0.19072 | 0.19427 | 0.18421 | 0.17801 | 0.13947 | 0.12328 | 0.1196 | 0.097771 | 0.096927
Portfolio Adjusted1-in-2AllOrange County2024July Monthly Peak | Portfolio Adjusted | 1-in-2 | All | Orange County | 2024 | July Monthly Peak | 7 | 8.1623 | 7.8304 | 7.5974 | 7.6019 | 8.1214 | 9.4292 | 10.6288 | 11.9075 | 13.1556 | 14.1855 | 15.009 | 15.4129 | 15.5952 | 15.7263 | 15.5977 | 15.0833 | 14.3272 | 13.2123 | 12.098 | 11.491 | 11.3287 | 10.5563 | 9.6 | 8.8632 | -0.0014083 | -0.010854 | -0.0052709 | -0.025738 | -0.030714 | -0.016489 | -0.030898 | -0.023165 | -0.021447 | -0.030203 | -0.043894 | -0.036971 | -0.0014791 | 0.10939 | 0.51168 | 0.51061 | 0.49485 | 0.43875 | 0.095211 | 0.0074388 | -0.014744 | -0.0090802 | 0.0015911 | -0.011475 | 70.6303 | 69.9186 | 69.1852 | 68.4542 | 67.8361 | 67.3985 | 67.308 | 67.7276 | 70.0685 | 74.2593 | 79.7992 | 83.4553 | 86.5902 | 89.0566 | 90.9148 | 91.6517 | 92.0947 | 91.2884 | 89.594 | 86.9149 | 82.9987 | 79.0859 | 76.5727 | 75.1506 | 0.21394 | 0.19025 | 0.16294 | 0.10244 | 0.11232 | 0.15224 | 0.14906 | 0.17659 | 0.17415 | 0.16672 | 0.1618 | 0.16708 | 0.17469 | 0.18497 | 0.18924 | 0.19098 | 0.19502 | 0.18522 | 0.17946 | 0.1408 | 0.12418 | 0.12048 | 0.098496 | 0.097855
Portfolio Adjusted1-in-2AllOrange County2024August Monthly Peak | Portfolio Adjusted | 1-in-2 | All | Orange County | 2024 | August Monthly Peak | 8 | 8.3677 | 8.0245 | 7.7877 | 7.7659 | 8.3064 | 9.7775 | 11.1728 | 12.5399 | 14.079 | 15.2798 | 16.3465 | 16.8199 | 17.0374 | 17.1386 | 16.9568 | 16.264 | 15.2656 | 13.9006 | 12.6103 | 12.1763 | 11.852 | 10.8966 | 9.9139 | 9.1509 | -0.044819 | -0.051826 | -0.035336 | -0.045407 | -0.051303 | -0.041581 | -0.062272 | -0.043775 | -0.035566 | -0.038476 | -0.059439 | -0.055484 | -0.020823 | 0.097163 | 0.53964 | 0.53894 | 0.51128 | 0.45995 | 0.11326 | 0.0050526 | -0.023863 | -0.021259 | -0.013618 | -0.025848 | 75.8644 | 74.8095 | 73.9719 | 72.8772 | 72.4802 | 71.7016 | 71.3862 | 71.6934 | 74.0829 | 79.0054 | 83.9107 | 88.1975 | 91.2829 | 93.3218 | 94.6917 | 94.8301 | 95.0928 | 94.0374 | 91.9444 | 89.007 | 84.5923 | 81.1564 | 79.2436 | 77.639 | 0.22114 | 0.19649 | 0.1682 | 0.105 | 0.11572 | 0.15865 | 0.15644 | 0.18716 | 0.18592 | 0.17765 | 0.17269 | 0.17794 | 0.18567 | 0.19566 | 0.19924 | 0.19889 | 0.20172 | 0.19081 | 0.185 | 0.14637 | 0.12869 | 0.12455 | 0.10204 | 0.10171
Portfolio Adjusted1-in-2AllOrange County2024September Monthly Peak | Portfolio Adjusted | 1-in-2 | All | Orange County | 2024 | September Monthly Peak | 9 | 8.128 | 7.8301 | 7.5852 | 7.6191 | 8.1621 | 9.689 | 11.2943 | 12.3559 | 13.842 | 14.9639 | 15.8721 | 16.2514 | 16.4308 | 16.589 | 16.3968 | 15.6882 | 14.7058 | 13.3547 | 12.2597 | 12.13 | 11.4374 | 10.5601 | 9.6286 | 8.9035 | -0.013619 | -0.022362 | -0.013675 | -0.03117 | -0.036561 | -0.023964 | -0.041252 | -0.029963 | -0.026682 | -0.034347 | -0.050821 | -0.04423 | -0.0070794 | 0.11198 | 0.53963 | 0.53296 | 0.50767 | 0.4467 | 0.10216 | 0.0070119 | -0.01753 | -0.012596 | -0.0027254 | -0.015588 | 70.7972 | 69.6941 | 68.9959 | 68.5494 | 68.1841 | 67.6182 | 67.7381 | 67.7588 | 69.3688 | 74.4187 | 81.1264 | 86.2026 | 90.6274 | 93.1562 | 94.2811 | 94.5483 | 94.2792 | 92.9552 | 90.3331 | 86.4774 | 83.0552 | 80.6216 | 78.9188 | 77.4296 | 0.21285 | 0.18998 | 0.16203 | 0.10232 | 0.11287 | 0.15568 | 0.15496 | 0.18391 | 0.1833 | 0.17533 | 0.16961 | 0.17458 | 0.18209 | 0.19247 | 0.19586 | 0.19538 | 0.1981 | 0.18724 | 0.18227 | 0.14491 | 0.12601 | 0.12169 | 0.099539 | 0.098883
Portfolio Adjusted1-in-2AllOrange County2024October Monthly Peak | Portfolio Adjusted | 1-in-2 | All | Orange County | 2024 | October Monthly Peak | 10 | 7.1354 | 6.8883 | 6.7132 | 6.7588 | 7.2343 | 8.5606 | 10.1308 | 11.0236 | 12.1774 | 13.0911 | 13.929 | 14.444 | 14.7392 | 14.9048 | 14.745 | 14.0959 | 13.1515 | 12.1331 | 11.3785 | 10.9336 | 10.2486 | 9.4421 | 8.6206 | 7.9364 | 0.0087992 | 0.00028876 | 0.0025076 | -0.017402 | -0.021725 | -0.0086639 | -0.021073 | -0.016813 | -0.017132 | -0.026904 | -0.038553 | -0.031492 | 0.003302 | 0.11049 | 0.49031 | 0.47989 | 0.45731 | 0.40556 | 0.083777 | 0.0074346 | -0.011065 | -0.0051078 | 0.0050435 | -0.0067019 | 69.941 | 68.7983 | 68.0831 | 67.5865 | 66.8728 | 66.0819 | 66.5368 | 67.6217 | 68.2547 | 72.1984 | 77.267 | 82.1695 | 85.6673 | 87.939 | 89.5928 | 90.1625 | 89.8171 | 88.3167 | 85.5462 | 81.682 | 78.3335 | 75.5808 | 73.6534 | 72.0606 | 0.18177 | 0.16252 | 0.14037 | 0.090677 | 0.10009 | 0.13744 | 0.14093 | 0.16787 | 0.16765 | 0.16075 | 0.15688 | 0.16309 | 0.1714 | 0.18191 | 0.18604 | 0.18689 | 0.18966 | 0.18041 | 0.17236 | 0.13396 | 0.11664 | 0.11053 | 0.090521 | 0.088521
Portfolio Adjusted1-in-2AllOrange County2024November Monthly Peak | Portfolio Adjusted | 1-in-2 | All | Orange County | 2024 | November Monthly Peak | 11 | 7.0939 | 6.8891 | 6.72 | 6.7202 | 7.1917 | 8.4856 | 9.6886 | 10.566 | 11.5774 | 12.3336 | 12.9125 | 13.2427 | 13.3905 | 13.458 | 13.1862 | 12.4828 | 11.7582 | 11.5683 | 10.7564 | 10.2078 | 9.6962 | 8.997 | 8.231 | 7.6294 | 0.072875 | 0.060634 | 0.04689 | 0.010768 | 0.0073869 | 0.027574 | 0.023584 | 0.011788 | 0.0014172 | -0.017987 | -0.021037 | -0.0085825 | 0.031279 | 0.13972 | 0.4807 | 0.45943 | 0.4467 | 0.39191 | 0.060321 | 0.011381 | 0.0015121 | 0.012358 | 0.027384 | 0.013622 | 60.0803 | 59.4847 | 59.0163 | 58.5655 | 58.0803 | 58.0741 | 57.6982 | 57.7403 | 61.7924 | 66.4848 | 72.3126 | 77.1458 | 80.7117 | 82.2107 | 82.7399 | 82.1352 | 80.0938 | 75.7977 | 71.2882 | 68.6785 | 66.6791 | 64.976 | 63.59 | 62.4057 | 0.19991 | 0.179 | 0.15332 | 0.09676 | 0.10655 | 0.14578 | 0.14645 | 0.17384 | 0.1722 | 0.16518 | 0.16034 | 0.1663 | 0.17454 | 0.18513 | 0.18869 | 0.18917 | 0.19223 | 0.18423 | 0.1772 | 0.13808 | 0.12073 | 0.1155 | 0.094425 | 0.092678
Portfolio Adjusted1-in-2AllOrange County2024December Monthly Peak | Portfolio Adjusted | 1-in-2 | All | Orange County | 2024 | December Monthly Peak | 12 | 7.1401 | 6.9209 | 6.7938 | 6.863 | 7.3754 | 8.6831 | 10.2004 | 10.8441 | 11.5993 | 11.9257 | 12.0538 | 11.9094 | 11.663 | 11.4283 | 11.0839 | 10.4561 | 10.1154 | 10.2778 | 9.7482 | 9.462 | 9.0986 | 8.6078 | 8.0351 | 7.5486 | 0.073129 | 0.060511 | 0.047147 | 0.010964 | 0.0075327 | 0.027969 | 0.024261 | 0.011951 | 0.0014219 | -0.017425 | -0.019806 | -0.007859 | 0.028007 | 0.12293 | 0.41404 | 0.39561 | 0.39249 | 0.35262 | 0.055521 | 0.01066 | 0.0014308 | 0.011857 | 0.026663 | 0.013373 | 46.897 | 46.1727 | 45.3364 | 44.3664 | 43.723 | 42.939 | 42.6987 | 42.5345 | 43.1373 | 45.8428 | 48.0219 | 49.8049 | 51.3018 | 52.4084 | 52.8282 | 52.7148 | 52.1728 | 51.2818 | 50.0031 | 48.8608 | 48.0613 | 47.3274 | 46.7685 | 46.0612 | 0.20057 | 0.17866 | 0.15409 | 0.098138 | 0.10821 | 0.14751 | 0.14937 | 0.17556 | 0.1726 | 0.16217 | 0.15535 | 0.15904 | 0.16556 | 0.17512 | 0.17938 | 0.18157 | 0.18552 | 0.17772 | 0.17027 | 0.13333 | 0.11721 | 0.11244 | 0.092773 | 0.09142
Portfolio Adjusted1-in-2AllOrange County2024Typical Event Day | Portfolio Adjusted | 1-in-2 | All | Orange County | 2024 | Typical Event Day | 8 | 8.1848 | 7.8563 | 7.6312 | 7.6198 | 8.1534 | 9.5742 | 10.9127 | 12.1458 | 13.5135 | 14.5897 | 15.5424 | 15.9686 | 16.173 | 16.2796 | 16.107 | 15.4685 | 14.544 | 13.2682 | 12.0779 | 11.6971 | 11.4468 | 10.5768 | 9.636 | 8.9138 | -0.004463 | -0.013762 | -0.0073987 | -0.027092 | -0.032306 | -0.018465 | -0.033871 | -0.025277 | -0.023225 | -0.031933 | -0.046928 | -0.039847 | -0.0028715 | 0.11326 | 0.531 | 0.5256 | 0.5029 | 0.44152 | 0.096388 | 0.0073548 | -0.015514 | -0.0099773 | 0.00053985 | -0.012598 | 71.3455 | 70.3666 | 69.5163 | 68.7448 | 68.2294 | 67.6182 | 67.3913 | 67.7239 | 70.0553 | 74.6909 | 79.9344 | 84.102 | 87.4215 | 89.7497 | 91.2547 | 91.8139 | 92.0886 | 91.1697 | 89.2154 | 86.136 | 82.2681 | 78.856 | 76.7188 | 75.1969 | 0.21478 | 0.19095 | 0.16355 | 0.10246 | 0.11291 | 0.15425 | 0.15217 | 0.18102 | 0.17926 | 0.17137 | 0.16664 | 0.17181 | 0.17946 | 0.18956 | 0.1934 | 0.19381 | 0.19679 | 0.18607 | 0.17979 | 0.14207 | 0.12515 | 0.12115 | 0.099258 | 0.098848
Portfolio Adjusted1-in-2AllOrange County2025January Monthly Peak | Portfolio Adjusted | 1-in-2 | All | Orange County | 2025 | January Monthly Peak | 1 | 7.0454 | 6.8247 | 6.6854 | 6.7739 | 7.311 | 8.6682 | 10.3128 | 11.0296 | 11.8158 | 12.1347 | 12.3313 | 12.3095 | 12.1945 | 12.0699 | 11.7588 | 11.1062 | 10.5455 | 10.5754 | 10.0388 | 9.7019 | 9.2863 | 8.7998 | 8.1522 | 7.6422 | 0.072647 | 0.059925 | 0.046786 | 0.010901 | 0.0075299 | 0.02839 | 0.024868 | 0.012351 | 0.0014692 | -0.018069 | -0.02069 | -0.0083133 | 0.029933 | 0.13223 | 0.44272 | 0.42301 | 0.41384 | 0.36682 | 0.058368 | 0.011192 | 0.0014944 | 0.012369 | 0.027684 | 0.013808 | 51.3743 | 50.9297 | 50.4951 | 49.9647 | 49.7738 | 49.4346 | 49.3866 | 49.3598 | 49.9075 | 51.1761 | 52.8654 | 53.9594 | 54.4939 | 55.3864 | 55.9232 | 55.8472 | 55.6254 | 55.1326 | 54.0518 | 52.9159 | 52.1204 | 51.8758 | 51.7742 | 51.0664 | 0.19931 | 0.17704 | 0.15299 | 0.097661 | 0.10814 | 0.14931 | 0.15192 | 0.17971 | 0.17626 | 0.16555 | 0.15882 | 0.16344 | 0.17066 | 0.18043 | 0.18422 | 0.18547 | 0.18877 | 0.18083 | 0.17421 | 0.13673 | 0.11988 | 0.11552 | 0.095075 | 0.093594
Portfolio Adjusted1-in-2AllOrange County2025February Monthly Peak | Portfolio Adjusted | 1-in-2 | All | Orange County | 2025 | February Monthly Peak | 2 | 6.9818 | 6.7649 | 6.6248 | 6.7164 | 7.228 | 8.5273 | 10.0634 | 10.8061 | 11.6172 | 12.0156 | 12.3197 | 12.3984 | 12.3841 | 12.3305 | 12.0611 | 11.4098 | 10.7608 | 10.5924 | 10.2267 | 9.8245 | 9.3791 | 8.8043 | 8.1274 | 7.5932 | 0.071651 | 0.059221 | 0.046218 | 0.010781 | 0.0074412 | 0.027987 | 0.024426 | 0.012113 | 0.0014406 | -0.017799 | -0.020479 | -0.0082682 | 0.029867 | 0.13238 | 0.44839 | 0.42904 | 0.41809 | 0.36705 | 0.058175 | 0.011115 | 0.0014825 | 0.012257 | 0.027402 | 0.013673 | 51.3459 | 51.135 | 51.0984 | 50.849 | 50.2647 | 50.2731 | 49.9686 | 50.2698 | 51.4946 | 54.5041 | 57.7156 | 60.5261 | 61.9719 | 62.6085 | 63.1634 | 62.8552 | 62.214 | 61.1376 | 59.3046 | 57.7069 | 56.6498 | 55.5615 | 54.4644 | 53.1332 | 0.1967 | 0.17505 | 0.15124 | 0.096727 | 0.10704 | 0.14744 | 0.14981 | 0.17697 | 0.17371 | 0.16378 | 0.15761 | 0.16263 | 0.17008 | 0.18006 | 0.18392 | 0.18516 | 0.18839 | 0.18039 | 0.17353 | 0.13594 | 0.11912 | 0.11465 | 0.094288 | 0.092802
Portfolio Adjusted1-in-2AllOrange County2025March Monthly Peak | Portfolio Adjusted | 1-in-2 | All | Orange County | 2025 | March Monthly Peak | 3 | 7.2091 | 6.9336 | 6.7721 | 6.8181 | 7.2861 | 8.6038 | 10.0391 | 10.8636 | 11.6684 | 12.1402 | 12.5244 | 12.6182 | 12.656 | 12.7149 | 12.476 | 11.9054 | 11.184 | 10.4831 | 9.9672 | 10.106 | 9.7466 | 9.1497 | 8.3751 | 7.7776 | 0.075102 | 0.061727 | 0.048048 | 0.011127 | 0.0075786 | 0.028529 | 0.024414 | 0.012225 | 0.0014605 | -0.018187 | -0.021058 | -0.0085044 | 0.030902 | 0.13851 | 0.46697 | 0.44991 | 0.43702 | 0.36815 | 0.058958 | 0.01156 | 0.0015596 | 0.012905 | 0.028591 | 0.014172 | 52.371 | 51.4154 | 50.878 | 50.6828 | 50.2329 | 49.8325 | 49.5428 | 49.8468 | 51.8123 | 53.972 | 56.8946 | 59.7998 | 61.8732 | 63.7392 | 65.0332 | 65.7009 | 65.63 | 64.7887 | 62.1711 | 58.798 | 56.9911 | 55.5247 | 54.4923 | 52.9899 | 0.20554 | 0.18192 | 0.15668 | 0.099154 | 0.10859 | 0.1498 | 0.14973 | 0.17813 | 0.17527 | 0.16587 | 0.15998 | 0.16501 | 0.17294 | 0.18377 | 0.18738 | 0.1884 | 0.19139 | 0.18149 | 0.17463 | 0.13889 | 0.12251 | 0.11867 | 0.097042 | 0.095353
Portfolio Adjusted1-in-2AllOrange County2025April Monthly Peak | Portfolio Adjusted | 1-in-2 | All | Orange County | 2025 | April Monthly Peak | 4 | 7.069 | 6.7991 | 6.6324 | 6.6654 | 7.1027 | 8.3697 | 9.5697 | 10.4906 | 11.5083 | 12.2471 | 12.8944 | 13.2615 | 13.5141 | 13.7357 | 13.5818 | 13.0025 | 12.1876 | 11.2061 | 10.2921 | 10.2878 | 9.9705 | 9.2446 | 8.404 | 7.7505 | 0.07223 | 0.059603 | 0.046332 | 0.010736 | 0.0072972 | 0.027408 | 0.023318 | 0.011733 | 0.0014134 | -0.017867 | -0.021001 | -0.0085768 | 0.031399 | 0.14156 | 0.4921 | 0.47493 | 0.45946 | 0.38257 | 0.059112 | 0.011473 | 0.0015378 | 0.012619 | 0.027868 | 0.01381 | 62.8435 | 61.8484 | 61.0204 | 60.4071 | 59.4145 | 58.7072 | 58.0415 | 58.1196 | 60.5549 | 64.7644 | 69.5539 | 74.4208 | 78.8729 | 81.672 | 83.1521 | 83.8502 | 83.4144 | 82.1815 | 79.9303 | 76.9614 | 72.2665 | 69.4885 | 67.5525 | 65.6669 | 0.19818 | 0.17609 | 0.15157 | 0.0964 | 0.10539 | 0.14489 | 0.14503 | 0.17294 | 0.17153 | 0.16411 | 0.15974 | 0.16576 | 0.17435 | 0.18567 | 0.18944 | 0.19019 | 0.19289 | 0.18242 | 0.17486 | 0.1383 | 0.12153 | 0.11688 | 0.095352 | 0.09349
Portfolio Adjusted1-in-2AllOrange County2025May Monthly Peak | Portfolio Adjusted | 1-in-2 | All | Orange County | 2025 | May Monthly Peak | 5 | 7.292 | 7.0186 | 6.8179 | 6.8441 | 7.3415 | 8.6015 | 9.68 | 10.8846 | 12.0802 | 12.9723 | 13.673 | 14.0614 | 14.2604 | 14.3985 | 14.2083 | 13.562 | 12.7358 | 11.7082 | 10.7306 | 10.4441 | 10.3653 | 9.5791 | 8.7087 | 8.0449 | 0.057713 | 0.045713 | 0.035968 | 0.0033791 | -0.00035812 | 0.018595 | 0.012159 | 0.0045063 | -0.0034958 | -0.02115 | -0.026649 | -0.015093 | 0.025153 | 0.13819 | 0.50623 | 0.48902 | 0.4723 | 0.39836 | 0.067458 | 0.010675 | -0.001882 | 0.0082486 | 0.022796 | 0.0087925 | 65.4027 | 64.3804 | 63.2662 | 62.2981 | 61.6254 | 60.7588 | 60.3863 | 60.7692 | 63.4915 | 67.2996 | 71.5682 | 75.9423 | 80.0361 | 82.8301 | 84.6306 | 85.6223 | 85.8672 | 84.934 | 82.7038 | 79.7622 | 75.4479 | 72.2245 | 70.5007 | 69.0223 | 0.20041 | 0.17823 | 0.15259 | 0.096975 | 0.1067 | 0.1463 | 0.14577 | 0.1749 | 0.17411 | 0.167 | 0.16212 | 0.1682 | 0.1764 | 0.18699 | 0.19069 | 0.19091 | 0.19367 | 0.18326 | 0.17613 | 0.13839 | 0.12257 | 0.11801 | 0.096385 | 0.094954
Portfolio Adjusted1-in-2AllOrange County2025June Monthly Peak | Portfolio Adjusted | 1-in-2 | All | Orange County | 2025 | June Monthly Peak | 6 | 7.7483 | 7.457 | 7.226 | 7.2572 | 7.7529 | 8.9633 | 10.056 | 11.2652 | 12.4464 | 13.3815 | 14.1927 | 14.6382 | 14.8579 | 14.9959 | 14.8731 | 14.3488 | 13.5332 | 12.4643 | 11.4359 | 10.9207 | 10.7967 | 10.0836 | 9.1493 | 8.4609 | 0.039256 | 0.027811 | 0.022963 | -0.0064968 | -0.010767 | 0.0068814 | -0.0025314 | -0.0050385 | -0.0097026 | -0.024176 | -0.032588 | -0.022704 | 0.015705 | 0.12693 | 0.50939 | 0.50174 | 0.48643 | 0.41839 | 0.0781 | 0.0096767 | -0.006351 | 0.0023797 | 0.01585 | 0.0019624 | 68.0902 | 67.0441 | 65.9122 | 65.0985 | 64.4173 | 63.7545 | 63.1331 | 63.716 | 66.701 | 71.0801 | 74.9014 | 78.5525 | 81.1854 | 83.4644 | 85.1311 | 86.2257 | 86.8876 | 86.3979 | 84.99 | 82.1447 | 78.4261 | 74.5602 | 72.1402 | 70.5683 | 0.20926 | 0.18639 | 0.15915 | 0.10059 | 0.11021 | 0.14937 | 0.14713 | 0.17458 | 0.17281 | 0.16559 | 0.16113 | 0.16689 | 0.17468 | 0.18486 | 0.18907 | 0.19072 | 0.19427 | 0.18421 | 0.17801 | 0.13947 | 0.12328 | 0.1196 | 0.097771 | 0.096927
Portfolio Adjusted1-in-2AllOrange County2025July Monthly Peak | Portfolio Adjusted | 1-in-2 | All | Orange County | 2025 | July Monthly Peak | 7 | 8.1623 | 7.8304 | 7.5974 | 7.6019 | 8.1214 | 9.4292 | 10.6288 | 11.9075 | 13.1556 | 14.1855 | 15.009 | 15.4129 | 15.5952 | 15.7263 | 15.5977 | 15.0833 | 14.3272 | 13.2123 | 12.098 | 11.491 | 11.3287 | 10.5563 | 9.6 | 8.8632 | -0.0014083 | -0.010854 | -0.0052709 | -0.025738 | -0.030714 | -0.016489 | -0.030898 | -0.023165 | -0.021447 | -0.030203 | -0.043894 | -0.036971 | -0.0014791 | 0.10939 | 0.51168 | 0.51061 | 0.49485 | 0.43875 | 0.095211 | 0.0074388 | -0.014744 | -0.0090802 | 0.0015911 | -0.011475 | 70.6303 | 69.9186 | 69.1852 | 68.4542 | 67.8361 | 67.3985 | 67.308 | 67.7276 | 70.0685 | 74.2593 | 79.7992 | 83.4553 | 86.5902 | 89.0566 | 90.9148 | 91.6517 | 92.0947 | 91.2884 | 89.594 | 86.9149 | 82.9987 | 79.0859 | 76.5727 | 75.1506 | 0.21394 | 0.19025 | 0.16294 | 0.10244 | 0.11232 | 0.15224 | 0.14906 | 0.17659 | 0.17415 | 0.16672 | 0.1618 | 0.16708 | 0.17469 | 0.18497 | 0.18924 | 0.19098 | 0.19502 | 0.18522 | 0.17946 | 0.1408 | 0.12418 | 0.12048 | 0.098496 | 0.097855
Portfolio Adjusted1-in-2AllOrange County2025August Monthly Peak | Portfolio Adjusted | 1-in-2 | All | Orange County | 2025 | August Monthly Peak | 8 | 8.3677 | 8.0245 | 7.7877 | 7.7659 | 8.3064 | 9.7775 | 11.1728 | 12.5399 | 14.079 | 15.2798 | 16.3465 | 16.8199 | 17.0374 | 17.1386 | 16.9568 | 16.264 | 15.2656 | 13.9006 | 12.6103 | 12.1763 | 11.852 | 10.8966 | 9.9139 | 9.1509 | -0.044819 | -0.051826 | -0.035336 | -0.045407 | -0.051303 | -0.041581 | -0.062272 | -0.043775 | -0.035566 | -0.038476 | -0.059439 | -0.055484 | -0.020823 | 0.097163 | 0.53964 | 0.53894 | 0.51128 | 0.45995 | 0.11326 | 0.0050526 | -0.023863 | -0.021259 | -0.013618 | -0.025848 | 75.8644 | 74.8095 | 73.9719 | 72.8772 | 72.4802 | 71.7016 | 71.3862 | 71.6934 | 74.0829 | 79.0054 | 83.9107 | 88.1975 | 91.2829 | 93.3218 | 94.6917 | 94.83 | 95.0928 | 94.0374 | 91.9444 | 89.007 | 84.5923 | 81.1564 | 79.2436 | 77.639 | 0.22114 | 0.19649 | 0.1682 | 0.105 | 0.11572 | 0.15865 | 0.15644 | 0.18716 | 0.18592 | 0.17765 | 0.17269 | 0.17794 | 0.18567 | 0.19566 | 0.19924 | 0.19889 | 0.20172 | 0.19081 | 0.185 | 0.14637 | 0.12869 | 0.12455 | 0.10204 | 0.10171
Portfolio Adjusted1-in-2AllOrange County2025September Monthly Peak | Portfolio Adjusted | 1-in-2 | All | Orange County | 2025 | September Monthly Peak | 9 | 8.128 | 7.8301 | 7.5852 | 7.6191 | 8.1621 | 9.689 | 11.2943 | 12.3559 | 13.842 | 14.9639 | 15.8721 | 16.2514 | 16.4308 | 16.589 | 16.3968 | 15.6882 | 14.7058 | 13.3547 | 12.2597 | 12.13 | 11.4374 | 10.5601 | 9.6286 | 8.9035 | -0.013619 | -0.022362 | -0.013675 | -0.03117 | -0.036561 | -0.023964 | -0.041252 | -0.029963 | -0.026682 | -0.034347 | -0.050821 | -0.04423 | -0.0070794 | 0.11198 | 0.53963 | 0.53296 | 0.50767 | 0.4467 | 0.10216 | 0.0070119 | -0.01753 | -0.012596 | -0.0027254 | -0.015588 | 70.7972 | 69.6941 | 68.996 | 68.5494 | 68.1841 | 67.6182 | 67.7381 | 67.7588 | 69.3688 | 74.4187 | 81.1264 | 86.2026 | 90.6274 | 93.1562 | 94.2811 | 94.5483 | 94.2792 | 92.9552 | 90.3331 | 86.4774 | 83.0552 | 80.6216 | 78.9188 | 77.4296 | 0.21285 | 0.18998 | 0.16203 | 0.10232 | 0.11287 | 0.15568 | 0.15496 | 0.18391 | 0.1833 | 0.17533 | 0.16961 | 0.17458 | 0.18209 | 0.19247 | 0.19586 | 0.19538 | 0.1981 | 0.18724 | 0.18227 | 0.14491 | 0.12601 | 0.12169 | 0.099539 | 0.098883
Portfolio Adjusted1-in-2AllOrange County2025October Monthly Peak | Portfolio Adjusted | 1-in-2 | All | Orange County | 2025 | October Monthly Peak | 10 | 7.1354 | 6.8883 | 6.7132 | 6.7588 | 7.2343 | 8.5606 | 10.1308 | 11.0236 | 12.1774 | 13.0911 | 13.929 | 14.444 | 14.7392 | 14.9048 | 14.745 | 14.0959 | 13.1515 | 12.1331 | 11.3785 | 10.9336 | 10.2486 | 9.4421 | 8.6206 | 7.9364 | 0.0087992 | 0.00028876 | 0.0025076 | -0.017402 | -0.021725 | -0.0086639 | -0.021073 | -0.016813 | -0.017132 | -0.026904 | -0.038553 | -0.031492 | 0.003302 | 0.11049 | 0.49031 | 0.47989 | 0.45731 | 0.40556 | 0.083777 | 0.0074346 | -0.011065 | -0.0051078 | 0.0050435 | -0.0067019 | 69.941 | 68.7983 | 68.0831 | 67.5865 | 66.8728 | 66.082 | 66.5368 | 67.6217 | 68.2547 | 72.1984 | 77.267 | 82.1695 | 85.6673 | 87.939 | 89.5928 | 90.1625 | 89.8171 | 88.3167 | 85.5462 | 81.682 | 78.3336 | 75.5808 | 73.6534 | 72.0606 | 0.18177 | 0.16252 | 0.14037 | 0.090677 | 0.10009 | 0.13744 | 0.14093 | 0.16787 | 0.16765 | 0.16075 | 0.15688 | 0.16309 | 0.1714 | 0.18191 | 0.18604 | 0.18689 | 0.18966 | 0.18041 | 0.17236 | 0.13396 | 0.11664 | 0.11053 | 0.090521 | 0.088521
Portfolio Adjusted1-in-2AllOrange County2025November Monthly Peak | Portfolio Adjusted | 1-in-2 | All | Orange County | 2025 | November Monthly Peak | 11 | 7.0939 | 6.8891 | 6.72 | 6.7202 | 7.1917 | 8.4856 | 9.6886 | 10.566 | 11.5774 | 12.3336 | 12.9125 | 13.2427 | 13.3905 | 13.458 | 13.1862 | 12.4828 | 11.7582 | 11.5683 | 10.7564 | 10.2078 | 9.6962 | 8.997 | 8.231 | 7.6294 | 0.072875 | 0.060634 | 0.04689 | 0.010768 | 0.0073869 | 0.027574 | 0.023584 | 0.011788 | 0.0014172 | -0.017987 | -0.021037 | -0.0085825 | 0.031279 | 0.13972 | 0.4807 | 0.45943 | 0.4467 | 0.39191 | 0.060321 | 0.011381 | 0.0015121 | 0.012358 | 0.027384 | 0.013622 | 60.0803 | 59.4847 | 59.0163 | 58.5655 | 58.0803 | 58.0741 | 57.6982 | 57.7403 | 61.7924 | 66.4848 | 72.3126 | 77.1458 | 80.7117 | 82.2107 | 82.7399 | 82.1352 | 80.0938 | 75.7977 | 71.2882 | 68.6785 | 66.6791 | 64.976 | 63.59 | 62.4057 | 0.19991 | 0.179 | 0.15332 | 0.09676 | 0.10655 | 0.14578 | 0.14645 | 0.17384 | 0.1722 | 0.16518 | 0.16034 | 0.1663 | 0.17454 | 0.18513 | 0.18869 | 0.18917 | 0.19223 | 0.18423 | 0.1772 | 0.13808 | 0.12073 | 0.1155 | 0.094425 | 0.092678
Portfolio Adjusted1-in-2AllOrange County2025December Monthly Peak | Portfolio Adjusted | 1-in-2 | All | Orange County | 2025 | December Monthly Peak | 12 | 7.1401 | 6.9209 | 6.7938 | 6.863 | 7.3754 | 8.6831 | 10.2004 | 10.8441 | 11.5993 | 11.9257 | 12.0538 | 11.9094 | 11.663 | 11.4283 | 11.0839 | 10.4561 | 10.1154 | 10.2778 | 9.7482 | 9.462 | 9.0986 | 8.6078 | 8.0351 | 7.5486 | 0.073129 | 0.060511 | 0.047147 | 0.010964 | 0.0075327 | 0.027969 | 0.024261 | 0.011951 | 0.0014219 | -0.017425 | -0.019806 | -0.007859 | 0.028007 | 0.12293 | 0.41404 | 0.39561 | 0.39249 | 0.35262 | 0.055521 | 0.01066 | 0.0014308 | 0.011857 | 0.026663 | 0.013373 | 46.897 | 46.1727 | 45.3364 | 44.3664 | 43.723 | 42.939 | 42.6987 | 42.5345 | 43.1373 | 45.8428 | 48.0219 | 49.8049 | 51.3018 | 52.4084 | 52.8282 | 52.7148 | 52.1728 | 51.2818 | 50.0031 | 48.8608 | 48.0613 | 47.3274 | 46.7685 | 46.0612 | 0.20057 | 0.17866 | 0.15409 | 0.098138 | 0.10821 | 0.14751 | 0.14937 | 0.17556 | 0.1726 | 0.16217 | 0.15535 | 0.15904 | 0.16556 | 0.17512 | 0.17938 | 0.18157 | 0.18552 | 0.17772 | 0.17027 | 0.13333 | 0.11721 | 0.11244 | 0.092773 | 0.09142
Portfolio Adjusted1-in-2AllOrange County2025Typical Event Day | Portfolio Adjusted | 1-in-2 | All | Orange County | 2025 | Typical Event Day | 8 | 8.1848 | 7.8563 | 7.6312 | 7.6198 | 8.1534 | 9.5742 | 10.9127 | 12.1458 | 13.5135 | 14.5897 | 15.5424 | 15.9686 | 16.173 | 16.2796 | 16.107 | 15.4685 | 14.544 | 13.2682 | 12.0779 | 11.6971 | 11.4468 | 10.5768 | 9.636 | 8.9138 | -0.004463 | -0.013762 | -0.0073987 | -0.027092 | -0.032306 | -0.018465 | -0.033871 | -0.025277 | -0.023225 | -0.031933 | -0.046928 | -0.039847 | -0.0028715 | 0.11326 | 0.531 | 0.5256 | 0.5029 | 0.44152 | 0.096388 | 0.0073548 | -0.015514 | -0.0099773 | 0.00053985 | -0.012598 | 71.3455 | 70.3666 | 69.5163 | 68.7448 | 68.2294 | 67.6182 | 67.3913 | 67.7239 | 70.0553 | 74.6909 | 79.9344 | 84.102 | 87.4215 | 89.7497 | 91.2547 | 91.8139 | 92.0886 | 91.1697 | 89.2154 | 86.136 | 82.2681 | 78.856 | 76.7188 | 75.1969 | 0.21478 | 0.19095 | 0.16355 | 0.10246 | 0.11291 | 0.15425 | 0.15217 | 0.18102 | 0.17926 | 0.17137 | 0.16664 | 0.17181 | 0.17946 | 0.18956 | 0.1934 | 0.19381 | 0.19679 | 0.18607 | 0.17979 | 0.14207 | 0.12515 | 0.12115 | 0.099258 | 0.098848
Portfolio Adjusted1-in-10AllSouth of Lugo2015January Monthly Peak | Portfolio Adjusted | 1-in-10 | All | South of Lugo | 2015 | January Monthly Peak | 1 | 103.4846 | 100.6399 | 97.8777 | 98.3778 | 104.4037 | 119.179 | 146.4722 | 164.4789 | 176.7052 | 185.1309 | 187.7726 | 187.4985 | 184.802 | 184.6733 | 180.1376 | 170.8644 | 165.4126 | 165.2393 | 157.6093 | 153.5123 | 145.2525 | 134.7031 | 118.4421 | 111.1559 | -1.1613 | -1.0014 | -1.1214 | -1.2156 | -1.4607 | -1.0771 | -1.3949 | -1.3815 | -2.6886 | -2.0685 | -1.5637 | -1.0681 | -1.566 | 0.3979 | 4.1241 | 3.8979 | 2.4638 | 2.7033 | -0.80774 | -0.9363 | -0.16412 | -0.43904 | -0.29475 | -0.2496 | 48.7341 | 47.8958 | 47.0112 | 46.8227 | 46.2152 | 46.2848 | 46.0395 | 45.839 | 45.8049 | 48.7533 | 51.8339 | 53.2236 | 54.8112 | 55.7264 | 55.5974 | 54.5519 | 52.9408 | 51.6869 | 50.1383 | 48.0373 | 46.7665 | 45.8824 | 45.7735 | 45.35 | 2.9498 | 3.4212 | 3.2427 | 3.7471 | 4.0274 | 3.0258 | 3.4354 | 3.5561 | 4.2759 | 4.9803 | 5.0162 | 4.4745 | 3.7866 | 3.8963 | 3.8798 | 3.8307 | 3.8765 | 4.253 | 4.0789 | 3.434 | 4.044 | 3.5503 | 3.5254 | 3.3153
Portfolio Adjusted1-in-10AllSouth of Lugo2015February Monthly Peak | Portfolio Adjusted | 1-in-10 | All | South of Lugo | 2015 | February Monthly Peak | 2 | 102.2829 | 99.5263 | 96.8267 | 97.5369 | 103.1642 | 118.0176 | 142.8492 | 158.6433 | 170.3087 | 180.5321 | 185.6541 | 187.7689 | 186.5227 | 187.5966 | 183.427 | 174.1988 | 167.0887 | 165.7911 | 157.5133 | 151.7071 | 143.4012 | 133.0302 | 118.08 | 110.6588 | -1.1478 | -0.99035 | -1.1094 | -1.2052 | -1.4434 | -1.0666 | -1.3604 | -1.3325 | -2.5913 | -2.0172 | -1.546 | -1.0696 | -1.5806 | 0.4042 | 4.1994 | 3.974 | 2.4887 | 2.7124 | -0.80725 | -0.92529 | -0.16203 | -0.43358 | -0.29385 | -0.24848 | 54.5534 | 53.4618 | 52.3303 | 51.5464 | 51.9643 | 51.2168 | 48.0913 | 51.3293 | 53.6367 | 56.1918 | 58.7244 | 59.1867 | 60.382 | 62.0241 | 63.0607 | 63.5434 | 62.6188 | 61.9097 | 60.5613 | 58.8969 | 57.4293 | 56.0513 | 55.6476 | 54.4079 | 2.9156 | 3.3834 | 3.2078 | 3.7151 | 3.9796 | 2.9963 | 3.3504 | 3.43 | 4.1212 | 4.8566 | 4.9596 | 4.481 | 3.8219 | 3.9579 | 3.9506 | 3.9055 | 3.9158 | 4.2672 | 4.0765 | 3.3936 | 3.9924 | 3.5062 | 3.5146 | 3.3005
Portfolio Adjusted1-in-10AllSouth of Lugo2015March Monthly Peak | Portfolio Adjusted | 1-in-10 | All | South of Lugo | 2015 | March Monthly Peak | 3 | 110.0646 | 106.9441 | 102.1464 | 102.7196 | 108.4633 | 124.1384 | 148.076 | 167.8638 | 183.4727 | 195.7288 | 203.5989 | 207.2408 | 205.8265 | 208.1738 | 206.1462 | 198.3259 | 189.6196 | 179.3873 | 165.275 | 163.2298 | 156.0827 | 145.4287 | 128.964 | 118.8226 | -1.2352 | -1.0642 | -1.1703 | -1.2692 | -1.5175 | -1.1219 | -1.4102 | -1.4099 | -2.7916 | -2.187 | -1.6955 | -1.1806 | -1.7442 | 0.44854 | 4.7195 | 4.5244 | 2.8243 | 2.9348 | -0.84703 | -0.99557 | -0.17636 | -0.47399 | -0.32094 | -0.26681 | 61.6592 | 60.0844 | 59.0118 | 57.8054 | 56.8213 | 55.8581 | 55.185 | 54.8213 | 56.356 | 59.935 | 64.0569 | 68.5825 | 72.9245 | 74.4727 | 75.2828 | 75.0398 | 73.8807 | 72.1759 | 71.092 | 69.4977 | 66.8483 | 64.3712 | 61.9911 | 60.0774 | 3.1374 | 3.6356 | 3.3841 | 3.9125 | 4.184 | 3.1517 | 3.473 | 3.6293 | 4.4397 | 5.2654 | 5.439 | 4.9456 | 4.2174 | 4.3921 | 4.4399 | 4.4464 | 4.4438 | 4.6172 | 4.2773 | 3.6513 | 4.3455 | 3.833 | 3.8386 | 3.544
Portfolio Adjusted1-in-10AllSouth of Lugo2015April Monthly Peak | Portfolio Adjusted | 1-in-10 | All | South of Lugo | 2015 | April Monthly Peak | 4 | 113.3655 | 109.6913 | 104.6006 | 105.2315 | 111.0073 | 127.7652 | 153.7375 | 177.1309 | 197.3513 | 213.4013 | 224.4007 | 229.3096 | 228.9503 | 231.84 | 229.5303 | 220.7159 | 209.6946 | 196.9602 | 179.0294 | 174.8082 | 165.2497 | 152.8602 | 134.7169 | 123.7722 | -1.5924 | -1.7854 | -1.61 | -1.5019 | -1.5288 | -1.2489 | -1.7222 | -1.5202 | -2.0691 | -2.2698 | -2.0685 | -1.5156 | -1.6463 | 0.2689 | 4.8427 | 4.6997 | 3.6264 | 3.2506 | -0.31124 | -1.085 | -0.9197 | -1.1659 | -1.1171 | -1.088 | 70.8429 | 69.745 | 68.1534 | 66.5131 | 65.11 | 64.2412 | 63.7809 | 63.8764 | 66.561 | 72.1406 | 77.2151 | 82.3949 | 85.7239 | 87.2719 | 86.3088 | 86.0992 | 86.1572 | 86.0162 | 84.5797 | 80.4234 | 75.5045 | 71.171 | 68.7752 | 67.5608 | 2.9918 | 3.4524 | 3.2084 | 3.7109 | 3.9646 | 3.0032 | 3.3384 | 3.5457 | 4.4214 | 5.3151 | 5.5501 | 5.0664 | 4.3433 | 4.5286 | 4.5769 | 4.5814 | 4.5498 | 4.6935 | 4.2897 | 3.6203 | 4.2595 | 3.73 | 3.7125 | 3.4178
Portfolio Adjusted1-in-10AllSouth of Lugo2015May Monthly Peak | Portfolio Adjusted | 1-in-10 | All | South of Lugo | 2015 | May Monthly Peak | 5 | 120.5185 | 117.2707 | 111.6894 | 112.2092 | 118.9076 | 136.384 | 162.8696 | 192.2246 | 216.3275 | 235.1475 | 246.7599 | 249.5649 | 246.6105 | 248.0586 | 245.0407 | 234.792 | 221.9949 | 207.265 | 188.5507 | 180.2746 | 172.9892 | 159.8234 | 142.3982 | 131.7771 | -1.7929 | -2.1267 | -1.8482 | -1.6647 | -1.63 | -1.3626 | -1.9048 | -1.6601 | -1.9674 | -2.4639 | -2.3391 | -1.7164 | -1.6803 | 0.21523 | 5.0406 | 4.8945 | 3.9955 | 3.4294 | -0.14023 | -1.1247 | -1.1882 | -1.4241 | -1.4236 | -1.4118 | 71.2617 | 69.8451 | 68.4253 | 68.0608 | 67.7896 | 67.5107 | 67.4623 | 67.6051 | 70.9452 | 76.4609 | 81.1291 | 84.396 | 86.1283 | 86.7273 | 87.4874 | 87.5875 | 87.4131 | 86.3568 | 86.0944 | 83.5497 | 79.1568 | 74.2915 | 71.532 | 69.1795 | 3.1746 | 3.684 | 3.4193 | 3.9494 | 4.2387 | 3.1997 | 3.53 | 3.8405 | 4.8373 | 5.8456 | 6.0915 | 5.5035 | 4.6695 | 4.8362 | 4.877 | 4.8643 | 4.8075 | 4.9297 | 4.5093 | 3.7265 | 4.4505 | 3.8926 | 3.9167 | 3.632
Portfolio Adjusted1-in-10AllSouth of Lugo2015June Monthly Peak | Portfolio Adjusted | 1-in-10 | All | South of Lugo | 2015 | June Monthly Peak | 6 | 124.6842 | 120.6112 | 115.6698 | 115.5744 | 123.5304 | 141.738 | 165.5264 | 190.2365 | 209.1891 | 223.7629 | 232.9309 | 234.9236 | 229.764 | 231.0535 | 229.1829 | 220.9178 | 210.5641 | 198.7634 | 182.649 | 175.7699 | 171.0394 | 159.7793 | 144.8207 | 134.3871 | -1.6213 | -1.6812 | -1.6122 | -1.5677 | -1.7113 | -1.3468 | -1.7515 | -1.6198 | -2.5589 | -2.4244 | -2.0705 | -1.4735 | -1.7611 | 0.35292 | 4.9874 | 4.8281 | 3.4548 | 3.2698 | -0.5461 | -1.084 | -0.67158 | -0.96081 | -0.89031 | -0.85632 | 65.62 | 65.1576 | 65.1729 | 64.8461 | 63.4476 | 62.4171 | 61.9901 | 63.7479 | 66.7411 | 70.6493 | 75.247 | 79.7934 | 82.0151 | 82.274 | 82.7901 | 83.0673 | 84.2625 | 83.2201 | 83.1734 | 79.3343 | 74.8467 | 71.495 | 69.3703 | 68.496 | 3.3458 | 3.8599 | 3.6075 | 4.1441 | 4.486 | 3.3876 | 3.6548 | 3.872 | 4.7653 | 5.6668 | 5.8578 | 5.2777 | 4.432 | 4.5891 | 4.6468 | 4.6626 | 4.6454 | 4.8161 | 4.4499 | 3.7014 | 4.4828 | 3.9644 | 4.0579 | 3.7733
Portfolio Adjusted1-in-10AllSouth of Lugo2015July Monthly Peak | Portfolio Adjusted | 1-in-10 | All | South of Lugo | 2015 | July Monthly Peak | 7 | 126.8188 | 123.001 | 118.7422 | 118.9317 | 127.7648 | 146.5388 | 173.1953 | 197.7868 | 214.401 | 227.2133 | 238.2682 | 239.588 | 234.3208 | 234.3974 | 231.9302 | 225.9747 | 215.574 | 203.4382 | 186.7914 | 179.1708 | 175.0207 | 163.1364 | 147.0732 | 136.7413 | -1.798 | -2.0382 | -1.8494 | -1.708 | -1.7583 | -1.4374 | -1.9536 | -1.6992 | -2.2008 | -2.411 | -2.2061 | -1.5937 | -1.671 | 0.26105 | 4.874 | 4.7957 | 3.7521 | 3.3589 | -0.29539 | -1.113 | -1.0101 | -1.2774 | -1.2592 | -1.2436 | 70.3835 | 69.0799 | 68.3959 | 67.9509 | 67.6286 | 67.2993 | 67.6444 | 68.5582 | 70.94 | 74.9856 | 79.5697 | 82.4638 | 81.3833 | 80.9629 | 83.3995 | 83.8478 | 83.0283 | 82.3736 | 81.26 | 79.4814 | 76.052 | 73.2392 | 71.7947 | 70.8947 | 3.3436 | 3.8675 | 3.6385 | 4.1899 | 4.5586 | 3.4411 | 3.7572 | 3.9552 | 4.7986 | 5.6535 | 5.8873 | 5.2883 | 4.4408 | 4.5741 | 4.6202 | 4.6859 | 4.6728 | 4.8431 | 4.4713 | 3.707 | 4.5069 | 3.9769 | 4.049 | 3.7722
Portfolio Adjusted1-in-10AllSouth of Lugo2015August Monthly Peak | Portfolio Adjusted | 1-in-10 | All | South of Lugo | 2015 | August Monthly Peak | 8 | 124.1479 | 120.8516 | 116.8849 | 117.3116 | 125.7895 | 145.6155 | 174.9598 | 199.1741 | 216.4707 | 232.3907 | 245.9897 | 248.5958 | 244.0012 | 245.27 | 242.0203 | 233.117 | 221.2199 | 208.5759 | 190.9233 | 183.9645 | 176.4497 | 163.4083 | 145.494 | 135.3272 | -1.897 | -2.3009 | -1.9999 | -1.7725 | -1.7204 | -1.4702 | -2.0881 | -1.7254 | -1.8224 | -2.4172 | -2.3631 | -1.7422 | -1.6178 | 0.17796 | 4.9164 | 4.809 | 4.0574 | 3.4554 | -0.049652 | -1.1505 | -1.3237 | -1.558 | -1.5751 | -1.5763 | 71.2322 | 70.6094 | 70.0508 | 69.5371 | 69.2973 | 69.5668 | 69.7402 | 69.9061 | 72.2647 | 76.2515 | 79.6979 | 83.6159 | 85.7648 | 87.1719 | 87.5408 | 89.2278 | 91.3391 | 93.0227 | 92.7812 | 88.7944 | 82.3867 | 78.6449 | 76.6782 | 74.1722 | 3.2793 | 3.807 | 3.5884 | 4.1406 | 4.4965 | 3.4258 | 3.8026 | 3.9905 | 4.854 | 5.7932 | 6.0894 | 5.4975 | 4.633 | 4.7952 | 4.8303 | 4.8431 | 4.8041 | 4.9747 | 4.5787 | 3.8134 | 4.5522 | 3.991 | 4.013 | 3.7402
Portfolio Adjusted1-in-10AllSouth of Lugo2015September Monthly Peak | Portfolio Adjusted | 1-in-10 | All | South of Lugo | 2015 | September Monthly Peak | 9 | 127.2176 | 124.1141 | 119.2695 | 119.7854 | 129.2106 | 151.1292 | 186.0671 | 214.6638 | 238.9427 | 258.4994 | 272.1088 | 273.6194 | 268.5163 | 269.6005 | 263.8705 | 251.3828 | 237.8829 | 221.8225 | 202.0101 | 196.5968 | 184.4756 | 169.0951 | 149.759 | 138.8751 | -2.1177 | -2.7427 | -2.2677 | -1.9208 | -1.7534 | -1.5797 | -2.3718 | -1.8786 | -1.4649 | -2.6216 | -2.7311 | -2.0384 | -1.6137 | 0.065906 | 5.1311 | 5.001 | 4.639 | 3.6903 | 0.27832 | -1.2398 | -1.7797 | -1.9695 | -2.0417 | -2.0573 | 76.4213 | 75.6563 | 74.763 | 73.8208 | 72.9147 | 72.6612 | 72.5971 | 72.8514 | 74.921 | 78.9995 | 82.5651 | 86.846 | 89.8383 | 91.2177 | 90.9648 | 90.9607 | 90.9576 | 89.908 | 88.5262 | 84.8388 | 80.5436 | 77.377 | 75.1936 | 73.7405 | 3.4512 | 4.0155 | 3.7605 | 4.3421 | 4.7436 | 3.6516 | 4.1533 | 4.417 | 5.5027 | 6.6182 | 6.918 | 6.2143 | 5.2362 | 5.4133 | 5.4087 | 5.3637 | 5.3056 | 5.4336 | 4.9755 | 4.1853 | 4.8879 | 4.2415 | 4.2423 | 3.942
Portfolio Adjusted1-in-10AllSouth of Lugo2015October Monthly Peak | Portfolio Adjusted | 1-in-10 | All | South of Lugo | 2015 | October Monthly Peak | 10 | 106.0524 | 102.5893 | 99.5262 | 100.4535 | 105.8642 | 122.2634 | 148.2915 | 167.6139 | 185.2777 | 201.915 | 212.9809 | 218.4088 | 219.5687 | 222.1787 | 217.8596 | 207.2885 | 195.8969 | 190.4095 | 176.4364 | 166.5074 | 154.8427 | 142.1929 | 125.784 | 117.1655 | -1.5154 | -1.7255 | -1.5655 | -1.4502 | -1.456 | -1.2028 | -1.6825 | -1.4412 | -1.8674 | -2.1383 | -1.9794 | -1.4607 | -1.5547 | 0.23875 | 4.5629 | 4.3868 | 3.4281 | 3.1448 | -0.25552 | -1.035 | -0.92065 | -1.1378 | -1.1056 | -1.0957 | 71.3395 | 70.3739 | 69.3089 | 68.1995 | 67.0541 | 66.7658 | 66.7944 | 66.7193 | 67.8811 | 70.9445 | 75.3227 | 80.1532 | 84.3474 | 86.6593 | 87.0139 | 86.8511 | 86.3576 | 85.3347 | 82.6698 | 78.527 | 74.7156 | 72.5587 | 71.0352 | 69.9015 | 2.7943 | 3.2237 | 3.0478 | 3.5367 | 3.7748 | 2.8692 | 3.2149 | 3.3497 | 4.1442 | 5.0209 | 5.2591 | 4.8178 | 4.1586 | 4.3329 | 4.3372 | 4.2957 | 4.2436 | 4.5301 | 4.2207 | 3.4429 | 3.9848 | 3.4641 | 3.4607 | 3.2302
Portfolio Adjusted1-in-10AllSouth of Lugo2015November Monthly Peak | Portfolio Adjusted | 1-in-10 | All | South of Lugo | 2015 | November Monthly Peak | 11 | 107.397 | 102.7451 | 99.4672 | 101.4864 | 107.2215 | 124.3225 | 148.1958 | 168.9224 | 189.5401 | 205.8193 | 217.3148 | 221.7471 | 221.4364 | 223.0693 | 219.1499 | 208.7477 | 197.7436 | 190.8389 | 176.1109 | 166.1366 | 154.6292 | 142.569 | 124.8939 | 115.9722 | -1.4892 | -1.6308 | -1.506 | -1.436 | -1.4782 | -1.2094 | -1.6442 | -1.4478 | -2.0446 | -2.1962 | -1.9908 | -1.4527 | -1.6105 | 0.27293 | 4.6488 | 4.4651 | 3.3894 | 3.1478 | -0.34432 | -1.0301 | -0.81671 | -1.0476 | -0.98929 | -0.97092 | 69.0779 | 67.2586 | 66.6372 | 64.9934 | 64.1362 | 63.0818 | 62.6457 | 63.2681 | 66.0633 | 71.8035 | 78.4727 | 83.7315 | 86.0957 | 87.6819 | 88.2549 | 86.8732 | 84.6335 | 82.1006 | 79.7539 | 77.0038 | 75.056 | 73.2487 | 71.0994 | 69.5642 | 2.8393 | 3.2395 | 3.0563 | 3.5851 | 3.8361 | 2.9274 | 3.2237 | 3.3873 | 4.2539 | 5.1353 | 5.3843 | 4.908 | 4.2082 | 4.365 | 4.3777 | 4.3406 | 4.2981 | 4.5557 | 4.2272 | 3.4468 | 3.9928 | 3.4851 | 3.4478 | 3.2081
Portfolio Adjusted1-in-10AllSouth of Lugo2015December Monthly Peak | Portfolio Adjusted | 1-in-10 | All | South of Lugo | 2015 | December Monthly Peak | 12 | 100.7859 | 98.064 | 95.4987 | 96.5696 | 101.7784 | 115.0787 | 138.5357 | 154.6408 | 166.5816 | 174.0448 | 176.2868 | 175.3703 | 171.7528 | 169.6139 | 165.7567 | 158.0847 | 154.4773 | 154.1559 | 146.9622 | 142.5489 | 135.1669 | 127.7857 | 112.8271 | 106.4466 | -1.131 | -0.9758 | -1.0942 | -1.1932 | -1.424 | -1.0401 | -1.3193 | -1.2989 | -2.5346 | -1.9447 | -1.468 | -0.99901 | -1.4555 | 0.36546 | 3.7949 | 3.6064 | 2.3009 | 2.522 | -0.75318 | -0.86943 | -0.15273 | -0.41649 | -0.28078 | -0.23902 | 48.0563 | 47.0273 | 46.785 | 47.2251 | 47.791 | 47.2914 | 48.4682 | 48.7361 | 49.5453 | 50.6682 | 51.6613 | 53.181 | 54.8783 | 54.4302 | 54.2407 | 53.8779 | 53.293 | 51.9845 | 50.8356 | 48.9756 | 46.6757 | 46.994 | 46.9601 | 46.1252 | 2.8729 | 3.3337 | 3.1638 | 3.6782 | 3.9262 | 2.9217 | 3.2493 | 3.3434 | 4.031 | 4.6821 | 4.7093 | 4.1851 | 3.5192 | 3.5785 | 3.57 | 3.5442 | 3.6202 | 3.9678 | 3.8034 | 3.1887 | 3.7632 | 3.368 | 3.3583 | 3.1749
Portfolio Adjusted1-in-10AllSouth of Lugo2015Typical Event Day | Portfolio Adjusted | 1-in-10 | All | South of Lugo | 2015 | Typical Event Day | 8 | 123.4739 | 120.28 | 116.369 | 116.8057 | 125.2406 | 144.8899 | 173.6567 | 197.0501 | 213.5104 | 228.9552 | 242.256 | 244.8718 | 240.2346 | 241.5244 | 238.3572 | 229.6269 | 217.9671 | 205.6423 | 188.5774 | 181.8274 | 174.7179 | 161.9881 | 144.4825 | 134.4394 | -1.8245 | -2.1544 | -1.9095 | -1.7249 | -1.7177 | -1.4438 | -2.0207 | -1.7005 | -1.9775 | -2.4034 | -2.2888 | -1.6763 | -1.6478 | 0.21805 | 4.9183 | 4.7992 | 3.9046 | 3.4015 | -0.16282 | -1.1337 | -1.1727 | -1.4184 | -1.4148 | -1.4092 | 70.9143 | 70.1258 | 69.5957 | 69.0387 | 68.322 | 67.9861 | 67.9929 | 68.7659 | 71.2167 | 75.2215 | 79.2699 | 83.1798 | 84.7504 | 85.4066 | 86.1738 | 86.7759 | 87.3969 | 87.1311 | 86.4352 | 83.1122 | 78.4572 | 75.189 | 73.2592 | 71.8259 | 3.2514 | 3.7773 | 3.5614 | 4.1099 | 4.463 | 3.3982 | 3.7626 | 3.9357 | 4.7728 | 5.6899 | 5.9784 | 5.3983 | 4.5473 | 4.7074 | 4.7424 | 4.7558 | 4.7188 | 4.8896 | 4.5085 | 3.7574 | 4.4936 | 3.944 | 3.9728 | 3.7042
Portfolio Adjusted1-in-10AllSouth of Lugo2016January Monthly Peak | Portfolio Adjusted | 1-in-10 | All | South of Lugo | 2016 | January Monthly Peak | 1 | 103.4846 | 100.6399 | 97.8777 | 98.3778 | 104.4037 | 119.179 | 146.4722 | 164.4789 | 176.7052 | 185.1309 | 187.7726 | 187.4985 | 184.802 | 184.6732 | 180.1376 | 170.8645 | 165.4126 | 165.2393 | 157.6093 | 153.5123 | 145.2525 | 134.7031 | 118.4421 | 111.1559 | -1.1613 | -1.0014 | -1.1214 | -1.2156 | -1.4607 | -1.0771 | -1.3949 | -1.3815 | -2.6886 | -2.0685 | -1.5637 | -1.0681 | -1.566 | 0.3979 | 4.1241 | 3.8979 | 2.4638 | 2.7033 | -0.80774 | -0.9363 | -0.16412 | -0.43904 | -0.29475 | -0.2496 | 48.7341 | 47.8958 | 47.0112 | 46.8227 | 46.2152 | 46.2848 | 46.0395 | 45.839 | 45.8049 | 48.7533 | 51.8339 | 53.2236 | 54.8112 | 55.7264 | 55.5974 | 54.5519 | 52.9408 | 51.6869 | 50.1383 | 48.0373 | 46.7665 | 45.8824 | 45.7735 | 45.35 | 2.9498 | 3.4212 | 3.2427 | 3.7471 | 4.0274 | 3.0258 | 3.4354 | 3.5561 | 4.2759 | 4.9803 | 5.0162 | 4.4745 | 3.7866 | 3.8963 | 3.8798 | 3.8307 | 3.8765 | 4.253 | 4.0789 | 3.434 | 4.044 | 3.5503 | 3.5254 | 3.3153
Portfolio Adjusted1-in-10AllSouth of Lugo2016February Monthly Peak | Portfolio Adjusted | 1-in-10 | All | South of Lugo | 2016 | February Monthly Peak | 2 | 102.2829 | 99.5263 | 96.8267 | 97.5369 | 103.1642 | 118.0176 | 142.8492 | 158.6433 | 170.3087 | 180.5321 | 185.6541 | 187.7689 | 186.5227 | 187.5966 | 183.427 | 174.1988 | 167.0887 | 165.7911 | 157.5133 | 151.7071 | 143.4012 | 133.0302 | 118.08 | 110.6588 | -1.1478 | -0.99035 | -1.1094 | -1.2052 | -1.4434 | -1.0666 | -1.3604 | -1.3325 | -2.5913 | -2.0172 | -1.546 | -1.0696 | -1.5806 | 0.4042 | 4.1994 | 3.974 | 2.4887 | 2.7124 | -0.80725 | -0.92529 | -0.16203 | -0.43358 | -0.29385 | -0.24848 | 54.5534 | 53.4618 | 52.3303 | 51.5464 | 51.9643 | 51.2168 | 48.0913 | 51.3293 | 53.6367 | 56.1918 | 58.7244 | 59.1867 | 60.382 | 62.0241 | 63.0607 | 63.5434 | 62.6188 | 61.9097 | 60.5613 | 58.8969 | 57.4293 | 56.0513 | 55.6476 | 54.4079 | 2.9156 | 3.3834 | 3.2078 | 3.7151 | 3.9796 | 2.9963 | 3.3504 | 3.43 | 4.1212 | 4.8566 | 4.9596 | 4.481 | 3.8219 | 3.9579 | 3.9506 | 3.9055 | 3.9158 | 4.2672 | 4.0765 | 3.3936 | 3.9924 | 3.5062 | 3.5146 | 3.3005
Portfolio Adjusted1-in-10AllSouth of Lugo2016March Monthly Peak | Portfolio Adjusted | 1-in-10 | All | South of Lugo | 2016 | March Monthly Peak | 3 | 110.0646 | 106.9441 | 102.1464 | 102.7196 | 108.4633 | 124.1384 | 148.076 | 167.8638 | 183.4727 | 195.7288 | 203.5989 | 207.2408 | 205.8265 | 208.1738 | 206.1462 | 198.3259 | 189.6196 | 179.3873 | 165.275 | 163.2297 | 156.0827 | 145.4287 | 128.964 | 118.8226 | -1.2352 | -1.0642 | -1.1703 | -1.2692 | -1.5175 | -1.1219 | -1.4102 | -1.4099 | -2.7916 | -2.187 | -1.6955 | -1.1806 | -1.7442 | 0.44854 | 4.7195 | 4.5244 | 2.8243 | 2.9348 | -0.84703 | -0.99557 | -0.17636 | -0.47399 | -0.32094 | -0.26681 | 61.6592 | 60.0844 | 59.0118 | 57.8054 | 56.8213 | 55.8581 | 55.185 | 54.8213 | 56.356 | 59.935 | 64.0569 | 68.5825 | 72.9245 | 74.4727 | 75.2828 | 75.0398 | 73.8807 | 72.1759 | 71.092 | 69.4977 | 66.8483 | 64.3712 | 61.9911 | 60.0774 | 3.1374 | 3.6356 | 3.3841 | 3.9125 | 4.184 | 3.1517 | 3.473 | 3.6293 | 4.4397 | 5.2654 | 5.439 | 4.9456 | 4.2174 | 4.3921 | 4.4399 | 4.4464 | 4.4438 | 4.6172 | 4.2773 | 3.6513 | 4.3455 | 3.833 | 3.8386 | 3.544
Portfolio Adjusted1-in-10AllSouth of Lugo2016April Monthly Peak | Portfolio Adjusted | 1-in-10 | All | South of Lugo | 2016 | April Monthly Peak | 4 | 113.3655 | 109.6913 | 104.6006 | 105.2315 | 111.0073 | 127.7652 | 153.7375 | 177.1309 | 197.3513 | 213.4013 | 224.4007 | 229.3096 | 228.9503 | 231.84 | 229.5303 | 220.7159 | 209.6946 | 196.9602 | 179.0294 | 174.8081 | 165.2496 | 152.8602 | 134.7169 | 123.7722 | -1.5924 | -1.7854 | -1.61 | -1.5019 | -1.5288 | -1.2489 | -1.7222 | -1.5202 | -2.0691 | -2.2698 | -2.0685 | -1.5156 | -1.6463 | 0.2689 | 4.8427 | 4.6997 | 3.6264 | 3.2506 | -0.31124 | -1.085 | -0.9197 | -1.1659 | -1.1171 | -1.088 | 70.8429 | 69.745 | 68.1534 | 66.5131 | 65.11 | 64.2412 | 63.7809 | 63.8764 | 66.561 | 72.1406 | 77.2151 | 82.3949 | 85.7239 | 87.2719 | 86.3088 | 86.0992 | 86.1572 | 86.0162 | 84.5797 | 80.4234 | 75.5045 | 71.171 | 68.7752 | 67.5608 | 2.9918 | 3.4524 | 3.2084 | 3.7109 | 3.9646 | 3.0032 | 3.3384 | 3.5457 | 4.4214 | 5.3151 | 5.5501 | 5.0664 | 4.3433 | 4.5286 | 4.5769 | 4.5814 | 4.5498 | 4.6935 | 4.2897 | 3.6203 | 4.2595 | 3.73 | 3.7125 | 3.4178
Portfolio Adjusted1-in-10AllSouth of Lugo2016May Monthly Peak | Portfolio Adjusted | 1-in-10 | All | South of Lugo | 2016 | May Monthly Peak | 5 | 120.5185 | 117.2707 | 111.6894 | 112.2092 | 118.9076 | 136.384 | 162.8696 | 192.2246 | 216.3275 | 235.1475 | 246.7599 | 249.565 | 246.6105 | 248.0586 | 245.0407 | 234.792 | 221.9949 | 207.265 | 188.5507 | 180.2746 | 172.9892 | 159.8234 | 142.3982 | 131.7771 | -1.7929 | -2.1267 | -1.8482 | -1.6647 | -1.63 | -1.3626 | -1.9048 | -1.6601 | -1.9674 | -2.4639 | -2.3391 | -1.7164 | -1.6803 | 0.21523 | 5.0406 | 4.8945 | 3.9955 | 3.4294 | -0.14023 | -1.1247 | -1.1882 | -1.4241 | -1.4236 | -1.4118 | 71.2617 | 69.8451 | 68.4253 | 68.0608 | 67.7896 | 67.5107 | 67.4623 | 67.6051 | 70.9452 | 76.4609 | 81.1291 | 84.396 | 86.1283 | 86.7273 | 87.4874 | 87.5875 | 87.4131 | 86.3568 | 86.0944 | 83.5497 | 79.1568 | 74.2915 | 71.532 | 69.1795 | 3.1746 | 3.684 | 3.4193 | 3.9494 | 4.2387 | 3.1997 | 3.53 | 3.8405 | 4.8373 | 5.8456 | 6.0915 | 5.5035 | 4.6695 | 4.8362 | 4.877 | 4.8643 | 4.8075 | 4.9297 | 4.5093 | 3.7265 | 4.4505 | 3.8926 | 3.9167 | 3.632
Portfolio Adjusted1-in-10AllSouth of Lugo2016June Monthly Peak | Portfolio Adjusted | 1-in-10 | All | South of Lugo | 2016 | June Monthly Peak | 6 | 124.6842 | 120.6112 | 115.6698 | 115.5744 | 123.5304 | 141.738 | 165.5264 | 190.2365 | 209.1891 | 223.7629 | 232.9309 | 234.9236 | 229.764 | 231.0535 | 229.183 | 220.9178 | 210.5641 | 198.7634 | 182.649 | 175.7698 | 171.0394 | 159.7793 | 144.8207 | 134.3871 | -1.6213 | -1.6812 | -1.6122 | -1.5677 | -1.7113 | -1.3468 | -1.7515 | -1.6198 | -2.5589 | -2.4244 | -2.0705 | -1.4735 | -1.7611 | 0.35292 | 4.9874 | 4.8281 | 3.4548 | 3.2698 | -0.5461 | -1.084 | -0.67158 | -0.96081 | -0.89031 | -0.85632 | 65.62 | 65.1576 | 65.1729 | 64.8461 | 63.4476 | 62.4171 | 61.9901 | 63.7479 | 66.7411 | 70.6493 | 75.247 | 79.7934 | 82.0151 | 82.274 | 82.7901 | 83.0673 | 84.2625 | 83.2201 | 83.1734 | 79.3343 | 74.8467 | 71.495 | 69.3703 | 68.496 | 3.3458 | 3.8599 | 3.6075 | 4.1441 | 4.486 | 3.3876 | 3.6548 | 3.872 | 4.7653 | 5.6668 | 5.8578 | 5.2777 | 4.432 | 4.5891 | 4.6468 | 4.6626 | 4.6454 | 4.8161 | 4.4499 | 3.7014 | 4.4828 | 3.9644 | 4.0579 | 3.7733
Portfolio Adjusted1-in-10AllSouth of Lugo2016July Monthly Peak | Portfolio Adjusted | 1-in-10 | All | South of Lugo | 2016 | July Monthly Peak | 7 | 126.8188 | 123.001 | 118.7422 | 118.9317 | 127.7648 | 146.5388 | 173.1953 | 197.7868 | 214.401 | 227.2133 | 238.2682 | 239.588 | 234.3208 | 234.3974 | 231.9302 | 225.9747 | 215.574 | 203.4383 | 186.7914 | 179.1708 | 175.0207 | 163.1364 | 147.0732 | 136.7413 | -1.798 | -2.0382 | -1.8494 | -1.708 | -1.7583 | -1.4374 | -1.9536 | -1.6992 | -2.2008 | -2.411 | -2.2061 | -1.5937 | -1.671 | 0.26105 | 4.874 | 4.7957 | 3.7521 | 3.3589 | -0.29539 | -1.113 | -1.0101 | -1.2774 | -1.2592 | -1.2436 | 70.3835 | 69.0799 | 68.3959 | 67.9509 | 67.6286 | 67.2993 | 67.6444 | 68.5582 | 70.94 | 74.9856 | 79.5697 | 82.4638 | 81.3833 | 80.9629 | 83.3995 | 83.8478 | 83.0283 | 82.3736 | 81.26 | 79.4814 | 76.052 | 73.2392 | 71.7947 | 70.8947 | 3.3436 | 3.8675 | 3.6385 | 4.1899 | 4.5586 | 3.4411 | 3.7572 | 3.9552 | 4.7986 | 5.6535 | 5.8873 | 5.2883 | 4.4408 | 4.5741 | 4.6202 | 4.6859 | 4.6728 | 4.8431 | 4.4713 | 3.707 | 4.5069 | 3.9769 | 4.049 | 3.7722
Portfolio Adjusted1-in-10AllSouth of Lugo2016August Monthly Peak | Portfolio Adjusted | 1-in-10 | All | South of Lugo | 2016 | August Monthly Peak | 8 | 124.1479 | 120.8516 | 116.8849 | 117.3116 | 125.7895 | 145.6155 | 174.9598 | 199.1741 | 216.4707 | 232.3907 | 245.9896 | 248.5958 | 244.0012 | 245.27 | 242.0203 | 233.117 | 221.2199 | 208.5759 | 190.9233 | 183.9645 | 176.4497 | 163.4083 | 145.494 | 135.3272 | -1.897 | -2.3009 | -1.9999 | -1.7725 | -1.7204 | -1.4702 | -2.0881 | -1.7254 | -1.8224 | -2.4172 | -2.3631 | -1.7422 | -1.6178 | 0.17796 | 4.9164 | 4.809 | 4.0574 | 3.4554 | -0.049652 | -1.1505 | -1.3237 | -1.558 | -1.5751 | -1.5763 | 71.2322 | 70.6094 | 70.0508 | 69.5371 | 69.2973 | 69.5668 | 69.7402 | 69.9061 | 72.2647 | 76.2515 | 79.6979 | 83.6159 | 85.7648 | 87.1719 | 87.5408 | 89.2278 | 91.3391 | 93.0227 | 92.7812 | 88.7944 | 82.3867 | 78.6449 | 76.6782 | 74.1722 | 3.2793 | 3.807 | 3.5884 | 4.1406 | 4.4965 | 3.4258 | 3.8026 | 3.9905 | 4.854 | 5.7932 | 6.0894 | 5.4975 | 4.633 | 4.7952 | 4.8303 | 4.8431 | 4.8041 | 4.9747 | 4.5787 | 3.8134 | 4.5522 | 3.991 | 4.013 | 3.7402
Portfolio Adjusted1-in-10AllSouth of Lugo2016September Monthly Peak | Portfolio Adjusted | 1-in-10 | All | South of Lugo | 2016 | September Monthly Peak | 9 | 127.2176 | 124.1141 | 119.2694 | 119.7854 | 129.2106 | 151.1292 | 186.0671 | 214.6638 | 238.9427 | 258.4994 | 272.1088 | 273.6194 | 268.5163 | 269.6005 | 263.8704 | 251.3828 | 237.8829 | 221.8225 | 202.0101 | 196.5968 | 184.4756 | 169.0951 | 149.759 | 138.8751 | -2.1177 | -2.7427 | -2.2677 | -1.9208 | -1.7534 | -1.5797 | -2.3718 | -1.8786 | -1.4649 | -2.6216 | -2.7311 | -2.0384 | -1.6137 | 0.065906 | 5.1311 | 5.001 | 4.639 | 3.6903 | 0.27832 | -1.2398 | -1.7797 | -1.9695 | -2.0417 | -2.0573 | 76.4213 | 75.6563 | 74.763 | 73.8209 | 72.9147 | 72.6612 | 72.597 | 72.8514 | 74.921 | 78.9995 | 82.5651 | 86.846 | 89.8383 | 91.2177 | 90.9648 | 90.9607 | 90.9576 | 89.908 | 88.5262 | 84.8388 | 80.5436 | 77.377 | 75.1936 | 73.7405 | 3.4512 | 4.0155 | 3.7605 | 4.3421 | 4.7436 | 3.6516 | 4.1533 | 4.417 | 5.5027 | 6.6182 | 6.918 | 6.2143 | 5.2362 | 5.4133 | 5.4087 | 5.3637 | 5.3056 | 5.4336 | 4.9755 | 4.1853 | 4.8879 | 4.2415 | 4.2423 | 3.942
Portfolio Adjusted1-in-10AllSouth of Lugo2016October Monthly Peak | Portfolio Adjusted | 1-in-10 | All | South of Lugo | 2016 | October Monthly Peak | 10 | 106.0524 | 102.5893 | 99.5262 | 100.4535 | 105.8642 | 122.2634 | 148.2915 | 167.6139 | 185.2777 | 201.915 | 212.9809 | 218.4088 | 219.5687 | 222.1787 | 217.8596 | 207.2885 | 195.8969 | 190.4095 | 176.4364 | 166.5074 | 154.8427 | 142.1929 | 125.784 | 117.1655 | -1.5154 | -1.7255 | -1.5655 | -1.4502 | -1.456 | -1.2028 | -1.6825 | -1.4412 | -1.8674 | -2.1383 | -1.9794 | -1.4607 | -1.5547 | 0.23875 | 4.5629 | 4.3868 | 3.4281 | 3.1448 | -0.25552 | -1.035 | -0.92065 | -1.1378 | -1.1056 | -1.0957 | 71.3395 | 70.3739 | 69.3089 | 68.1995 | 67.0541 | 66.7658 | 66.7944 | 66.7193 | 67.8811 | 70.9445 | 75.3227 | 80.1532 | 84.3474 | 86.6593 | 87.0139 | 86.8511 | 86.3576 | 85.3347 | 82.6698 | 78.527 | 74.7156 | 72.5587 | 71.0352 | 69.9015 | 2.7943 | 3.2237 | 3.0478 | 3.5367 | 3.7748 | 2.8692 | 3.2149 | 3.3497 | 4.1442 | 5.0209 | 5.2591 | 4.8178 | 4.1586 | 4.3329 | 4.3372 | 4.2957 | 4.2436 | 4.5301 | 4.2207 | 3.4429 | 3.9848 | 3.4641 | 3.4607 | 3.2302
Portfolio Adjusted1-in-10AllSouth of Lugo2016November Monthly Peak | Portfolio Adjusted | 1-in-10 | All | South of Lugo | 2016 | November Monthly Peak | 11 | 107.397 | 102.7451 | 99.4672 | 101.4864 | 107.2215 | 124.3225 | 148.1958 | 168.9224 | 189.5401 | 205.8193 | 217.3148 | 221.7471 | 221.4364 | 223.0693 | 219.1499 | 208.7477 | 197.7437 | 190.8389 | 176.1109 | 166.1366 | 154.6292 | 142.569 | 124.8939 | 115.9723 | -1.4892 | -1.6308 | -1.506 | -1.436 | -1.4782 | -1.2094 | -1.6442 | -1.4478 | -2.0446 | -2.1962 | -1.9908 | -1.4527 | -1.6105 | 0.27293 | 4.6488 | 4.4651 | 3.3894 | 3.1478 | -0.34432 | -1.0301 | -0.81671 | -1.0476 | -0.98929 | -0.97092 | 69.0779 | 67.2586 | 66.6372 | 64.9934 | 64.1362 | 63.0818 | 62.6457 | 63.2681 | 66.0633 | 71.8035 | 78.4727 | 83.7315 | 86.0957 | 87.6819 | 88.2549 | 86.8732 | 84.6335 | 82.1006 | 79.7539 | 77.0038 | 75.056 | 73.2487 | 71.0994 | 69.5642 | 2.8393 | 3.2395 | 3.0563 | 3.5851 | 3.8361 | 2.9274 | 3.2237 | 3.3873 | 4.2539 | 5.1353 | 5.3843 | 4.908 | 4.2082 | 4.365 | 4.3777 | 4.3406 | 4.2981 | 4.5557 | 4.2272 | 3.4468 | 3.9928 | 3.4851 | 3.4478 | 3.2081
Portfolio Adjusted1-in-10AllSouth of Lugo2016December Monthly Peak | Portfolio Adjusted | 1-in-10 | All | South of Lugo | 2016 | December Monthly Peak | 12 | 100.7859 | 98.064 | 95.4987 | 96.5696 | 101.7784 | 115.0787 | 138.5357 | 154.6408 | 166.5816 | 174.0448 | 176.2868 | 175.3703 | 171.7529 | 169.6139 | 165.7567 | 158.0847 | 154.4773 | 154.1559 | 146.9622 | 142.5489 | 135.1669 | 127.7857 | 112.8271 | 106.4466 | -1.131 | -0.9758 | -1.0942 | -1.1932 | -1.424 | -1.0401 | -1.3193 | -1.2989 | -2.5346 | -1.9447 | -1.468 | -0.99901 | -1.4555 | 0.36546 | 3.7949 | 3.6064 | 2.3009 | 2.522 | -0.75318 | -0.86943 | -0.15273 | -0.41649 | -0.28078 | -0.23902 | 48.0563 | 47.0273 | 46.785 | 47.2251 | 47.791 | 47.2914 | 48.4682 | 48.7361 | 49.5453 | 50.6682 | 51.6613 | 53.181 | 54.8783 | 54.4302 | 54.2406 | 53.8779 | 53.293 | 51.9845 | 50.8356 | 48.9756 | 46.6757 | 46.994 | 46.9601 | 46.1252 | 2.8729 | 3.3337 | 3.1638 | 3.6782 | 3.9262 | 2.9217 | 3.2493 | 3.3434 | 4.031 | 4.6821 | 4.7093 | 4.1851 | 3.5192 | 3.5785 | 3.57 | 3.5442 | 3.6202 | 3.9678 | 3.8034 | 3.1887 | 3.7632 | 3.368 | 3.3583 | 3.1749
Portfolio Adjusted1-in-10AllSouth of Lugo2016Typical Event Day | Portfolio Adjusted | 1-in-10 | All | South of Lugo | 2016 | Typical Event Day | 8 | 123.4739 | 120.28 | 116.369 | 116.8057 | 125.2406 | 144.8899 | 173.6567 | 197.0501 | 213.5104 | 228.9552 | 242.256 | 244.8718 | 240.2346 | 241.5244 | 238.3572 | 229.627 | 217.9671 | 205.6423 | 188.5774 | 181.8274 | 174.7179 | 161.9881 | 144.4825 | 134.4394 | -1.8245 | -2.1544 | -1.9095 | -1.7249 | -1.7177 | -1.4438 | -2.0207 | -1.7005 | -1.9775 | -2.4034 | -2.2888 | -1.6763 | -1.6478 | 0.21805 | 4.9183 | 4.7992 | 3.9046 | 3.4015 | -0.16282 | -1.1337 | -1.1727 | -1.4184 | -1.4148 | -1.4092 | 70.9143 | 70.1258 | 69.5957 | 69.0387 | 68.3221 | 67.9861 | 67.9929 | 68.7659 | 71.2167 | 75.2215 | 79.2699 | 83.1798 | 84.7504 | 85.4066 | 86.1738 | 86.7759 | 87.3969 | 87.1311 | 86.4352 | 83.1122 | 78.4572 | 75.189 | 73.2592 | 71.8259 | 3.2514 | 3.7773 | 3.5614 | 4.1099 | 4.463 | 3.3982 | 3.7626 | 3.9357 | 4.7728 | 5.6899 | 5.9784 | 5.3983 | 4.5473 | 4.7074 | 4.7424 | 4.7558 | 4.7188 | 4.8896 | 4.5085 | 3.7574 | 4.4936 | 3.944 | 3.9728 | 3.7042
Portfolio Adjusted1-in-10AllSouth of Lugo2017January Monthly Peak | Portfolio Adjusted | 1-in-10 | All | South of Lugo | 2017 | January Monthly Peak | 1 | 103.4846 | 100.6399 | 97.8777 | 98.3778 | 104.4037 | 119.179 | 146.4722 | 164.4789 | 176.7052 | 185.1309 | 187.7726 | 187.4985 | 184.802 | 184.6732 | 180.1376 | 170.8645 | 165.4126 | 165.2393 | 157.6092 | 153.5123 | 145.2525 | 134.7031 | 118.4422 | 111.1559 | -1.1613 | -1.0014 | -1.1214 | -1.2156 | -1.4607 | -1.0771 | -1.3949 | -1.3815 | -2.6886 | -2.0685 | -1.5637 | -1.0681 | -1.566 | 0.3979 | 4.1241 | 3.8979 | 2.4638 | 2.7033 | -0.80774 | -0.9363 | -0.16412 | -0.43904 | -0.29475 | -0.2496 | 48.7341 | 47.8958 | 47.0112 | 46.8227 | 46.2152 | 46.2848 | 46.0395 | 45.839 | 45.8049 | 48.7533 | 51.8339 | 53.2236 | 54.8112 | 55.7264 | 55.5974 | 54.5519 | 52.9408 | 51.6869 | 50.1383 | 48.0373 | 46.7665 | 45.8824 | 45.7735 | 45.35 | 2.9498 | 3.4212 | 3.2427 | 3.7471 | 4.0274 | 3.0258 | 3.4354 | 3.5561 | 4.2759 | 4.9803 | 5.0162 | 4.4745 | 3.7866 | 3.8963 | 3.8798 | 3.8307 | 3.8765 | 4.253 | 4.0789 | 3.434 | 4.044 | 3.5503 | 3.5254 | 3.3153
Portfolio Adjusted1-in-10AllSouth of Lugo2017February Monthly Peak | Portfolio Adjusted | 1-in-10 | All | South of Lugo | 2017 | February Monthly Peak | 2 | 102.2829 | 99.5263 | 96.8267 | 97.5369 | 103.1642 | 118.0176 | 142.8491 | 158.6433 | 170.3087 | 180.5321 | 185.6541 | 187.7689 | 186.5227 | 187.5966 | 183.427 | 174.1988 | 167.0887 | 165.7911 | 157.5133 | 151.7071 | 143.4012 | 133.0302 | 118.08 | 110.6588 | -1.1478 | -0.99035 | -1.1094 | -1.2052 | -1.4434 | -1.0666 | -1.3604 | -1.3325 | -2.5913 | -2.0172 | -1.546 | -1.0696 | -1.5806 | 0.4042 | 4.1994 | 3.974 | 2.4887 | 2.7124 | -0.80725 | -0.92529 | -0.16203 | -0.43358 | -0.29385 | -0.24848 | 54.5534 | 53.4618 | 52.3303 | 51.5464 | 51.9643 | 51.2168 | 48.0913 | 51.3293 | 53.6367 | 56.1918 | 58.7244 | 59.1867 | 60.382 | 62.024 | 63.0607 | 63.5434 | 62.6188 | 61.9097 | 60.5613 | 58.8968 | 57.4293 | 56.0513 | 55.6476 | 54.4079 | 2.9156 | 3.3834 | 3.2078 | 3.7151 | 3.9796 | 2.9963 | 3.3504 | 3.43 | 4.1212 | 4.8566 | 4.9596 | 4.481 | 3.8219 | 3.9579 | 3.9506 | 3.9055 | 3.9158 | 4.2672 | 4.0765 | 3.3936 | 3.9924 | 3.5062 | 3.5146 | 3.3005
Portfolio Adjusted1-in-10AllSouth of Lugo2017March Monthly Peak | Portfolio Adjusted | 1-in-10 | All | South of Lugo | 2017 | March Monthly Peak | 3 | 110.0646 | 106.9441 | 102.1464 | 102.7196 | 108.4633 | 124.1384 | 148.076 | 167.8638 | 183.4727 | 195.7288 | 203.5989 | 207.2408 | 205.8265 | 208.1738 | 206.1462 | 198.3259 | 189.6196 | 179.3873 | 165.275 | 163.2297 | 156.0827 | 145.4287 | 128.964 | 118.8226 | -1.2352 | -1.0642 | -1.1703 | -1.2692 | -1.5175 | -1.1219 | -1.4102 | -1.4099 | -2.7916 | -2.187 | -1.6955 | -1.1806 | -1.7442 | 0.44854 | 4.7195 | 4.5244 | 2.8243 | 2.9348 | -0.84703 | -0.99557 | -0.17636 | -0.47399 | -0.32094 | -0.26681 | 61.6592 | 60.0844 | 59.0118 | 57.8054 | 56.8213 | 55.8581 | 55.185 | 54.8213 | 56.356 | 59.935 | 64.0569 | 68.5825 | 72.9245 | 74.4727 | 75.2828 | 75.0398 | 73.8807 | 72.1759 | 71.092 | 69.4977 | 66.8483 | 64.3712 | 61.9911 | 60.0774 | 3.1374 | 3.6356 | 3.3841 | 3.9125 | 4.184 | 3.1517 | 3.473 | 3.6293 | 4.4397 | 5.2654 | 5.439 | 4.9456 | 4.2174 | 4.3921 | 4.4399 | 4.4464 | 4.4438 | 4.6172 | 4.2773 | 3.6513 | 4.3455 | 3.833 | 3.8386 | 3.544
Portfolio Adjusted1-in-10AllSouth of Lugo2017April Monthly Peak | Portfolio Adjusted | 1-in-10 | All | South of Lugo | 2017 | April Monthly Peak | 4 | 3.9574 | 3.7698 | 3.6496 | 3.6398 | 3.724 | 4.091 | 4.5564 | 5.0463 | 5.938 | 6.7702 | 7.4364 | 7.8546 | 8.129 | 8.3018 | 8.3752 | 8.2281 | 7.857 | 7.2002 | 6.4085 | 6.2902 | 5.977 | 5.4832 | 4.8466 | 4.3636 | -0.014906 | -0.016712 | -0.015071 | -0.014058 | -0.01431 | -0.01169 | -0.01612 | -0.01423 | -0.019368 | -0.021246 | -0.019362 | -0.014187 | -0.01541 | 0.002517 | 0.1466 | 0.14416 | 0.12989 | 0.11756 | -0.0029134 | -0.010156 | -0.0086087 | -0.010914 | -0.010457 | -0.010185 | 70.2183 | 69.2438 | 67.6682 | 66.0912 | 64.7358 | 63.8799 | 63.4966 | 63.5769 | 66.2904 | 71.9058 | 77.2426 | 82.3398 | 85.3112 | 86.1026 | 85.1991 | 85.1546 | 85.098 | 85.1862 | 83.8277 | 79.8043 | 75.0579 | 70.4061 | 68.0956 | 67.1151 | 0.059204 | 0.058465 | 0.053678 | 0.055404 | 0.058403 | 0.063503 | 0.085571 | 0.1015 | 0.11725 | 0.13321 | 0.13767 | 0.14088 | 0.14526 | 0.15944 | 0.16673 | 0.16916 | 0.16799 | 0.15124 | 0.13277 | 0.10194 | 0.092413 | 0.081133 | 0.06824 | 0.058549
Portfolio Adjusted1-in-10AllSouth of Lugo2017May Monthly Peak | Portfolio Adjusted | 1-in-10 | All | South of Lugo | 2017 | May Monthly Peak | 5 | 4.1249 | 3.9429 | 3.8059 | 3.8028 | 3.8793 | 4.2366 | 4.6505 | 5.3674 | 6.4114 | 7.3729 | 8.085 | 8.5036 | 8.6727 | 8.8192 | 8.8497 | 8.6694 | 8.2788 | 7.5278 | 6.6992 | 6.343 | 6.1552 | 5.6418 | 5.009 | 4.5221 | -0.016782 | -0.019907 | -0.0173 | -0.015582 | -0.015257 | -0.012755 | -0.01783 | -0.01554 | -0.018416 | -0.023063 | -0.021895 | -0.016067 | -0.015728 | 0.0020146 | 0.15385 | 0.15111 | 0.13843 | 0.12303 | -0.0013126 | -0.010527 | -0.011122 | -0.01333 | -0.013325 | -0.013215 | 70.772 | 69.6392 | 68.4822 | 68.1764 | 67.8185 | 67.458 | 67.5944 | 67.6326 | 70.9076 | 76.1766 | 80.7714 | 84.153 | 85.4955 | 85.6818 | 86.4831 | 86.6521 | 86.684 | 85.7606 | 85.2323 | 82.8115 | 78.5607 | 73.9664 | 71.4202 | 69.047 | 0.059787 | 0.059476 | 0.054613 | 0.056654 | 0.059884 | 0.064066 | 0.085845 | 0.10195 | 0.11813 | 0.13453 | 0.13903 | 0.14164 | 0.14543 | 0.15944 | 0.16664 | 0.169 | 0.16777 | 0.15115 | 0.13276 | 0.10178 | 0.092797 | 0.081446 | 0.068965 | 0.059451
Portfolio Adjusted1-in-10AllSouth of Lugo2017June Monthly Peak | Portfolio Adjusted | 1-in-10 | All | South of Lugo | 2017 | June Monthly Peak | 6 | 4.1392 | 3.9585 | 3.8452 | 3.8377 | 3.9338 | 4.2794 | 4.6837 | 5.3556 | 6.2626 | 7.126 | 7.746 | 8.1189 | 8.2955 | 8.4531 | 8.5042 | 8.3583 | 8.0127 | 7.3377 | 6.5249 | 6.1138 | 6.0267 | 5.5794 | 4.9994 | 4.5196 | -0.015176 | -0.015737 | -0.015091 | -0.014674 | -0.016018 | -0.012607 | -0.016395 | -0.015162 | -0.023952 | -0.022693 | -0.01938 | -0.013792 | -0.016485 | 0.0033035 | 0.15003 | 0.14735 | 0.13058 | 0.11962 | -0.0051117 | -0.010147 | -0.0062862 | -0.0089935 | -0.0083337 | -0.0080155 | 65.7008 | 65.3397 | 65.532 | 65.5798 | 64.5513 | 63.5891 | 63.0475 | 64.0262 | 66.5787 | 70.1871 | 74.9274 | 79.1881 | 80.927 | 80.8658 | 81.5474 | 82.0493 | 83.3271 | 82.6332 | 82.5543 | 78.4309 | 73.9552 | 70.9338 | 69.1131 | 68.38 | 0.060498 | 0.060356 | 0.055582 | 0.057786 | 0.061366 | 0.064793 | 0.086134 | 0.10185 | 0.11764 | 0.1336 | 0.13788 | 0.14061 | 0.14447 | 0.15846 | 0.1657 | 0.16814 | 0.16701 | 0.15052 | 0.13231 | 0.1015 | 0.092762 | 0.081599 | 0.069564 | 0.060126
Portfolio Adjusted1-in-10AllSouth of Lugo2017July Monthly Peak | Portfolio Adjusted | 1-in-10 | All | South of Lugo | 2017 | July Monthly Peak | 7 | 4.2938 | 4.1249 | 4.0158 | 3.997 | 4.0894 | 4.4995 | 5.0018 | 5.7278 | 6.7187 | 7.6642 | 8.3701 | 8.7443 | 8.878 | 9.016 | 9.0007 | 8.8641 | 8.5027 | 7.7694 | 6.8883 | 6.4276 | 6.3105 | 5.8444 | 5.1915 | 4.6907 | -0.01683 | -0.019078 | -0.017311 | -0.015988 | -0.016458 | -0.013454 | -0.018287 | -0.015905 | -0.0206 | -0.022568 | -0.02065 | -0.014918 | -0.015641 | 0.0024435 | 0.15692 | 0.15474 | 0.14081 | 0.1269 | -0.0027649 | -0.010418 | -0.0094549 | -0.011957 | -0.011786 | -0.01164 | 69.9928 | 68.7708 | 68.2317 | 67.8537 | 67.5263 | 67.2388 | 67.5907 | 68.5124 | 70.873 | 74.9516 | 79.4459 | 82.0098 | 80.7367 | 80.165 | 82.5925 | 83.0224 | 82.3955 | 81.8233 | 80.6318 | 78.7477 | 75.5384 | 72.9228 | 71.6709 | 70.9579 | 0.060393 | 0.060316 | 0.055685 | 0.058008 | 0.061764 | 0.064935 | 0.086366 | 0.10194 | 0.11755 | 0.13331 | 0.13774 | 0.14038 | 0.14421 | 0.15811 | 0.16531 | 0.16787 | 0.16675 | 0.1503 | 0.13211 | 0.10132 | 0.092708 | 0.081515 | 0.069414 | 0.060036
Portfolio Adjusted1-in-10AllSouth of Lugo2017August Monthly Peak | Portfolio Adjusted | 1-in-10 | All | South of Lugo | 2017 | August Monthly Peak | 8 | 4.3156 | 4.1508 | 4.0358 | 4.0177 | 4.1267 | 4.5922 | 5.1519 | 5.8152 | 6.8707 | 7.8883 | 8.701 | 9.1304 | 9.2984 | 9.4361 | 9.4269 | 9.2356 | 8.7951 | 8.0155 | 7.0669 | 6.7361 | 6.4628 | 5.8934 | 5.2083 | 4.7082 | -0.017756 | -0.021537 | -0.01872 | -0.016591 | -0.016103 | -0.013762 | -0.019546 | -0.01615 | -0.017059 | -0.022626 | -0.022119 | -0.016308 | -0.015143 | 0.0016658 | 0.16275 | 0.15988 | 0.1476 | 0.13093 | -0.00046476 | -0.010769 | -0.012391 | -0.014584 | -0.014744 | -0.014755 | 71.002 | 70.3893 | 69.8985 | 69.4389 | 69.2354 | 69.4925 | 69.6219 | 69.8314 | 72.1547 | 76.2011 | 79.542 | 83.3178 | 85.054 | 86.0026 | 86.5733 | 88.3886 | 90.3532 | 92.1285 | 91.9788 | 87.9323 | 81.7769 | 77.9892 | 75.9766 | 73.7412 | 0.060287 | 0.060157 | 0.05556 | 0.057843 | 0.061514 | 0.06509 | 0.08687 | 0.10247 | 0.11821 | 0.13435 | 0.13904 | 0.14164 | 0.14535 | 0.15935 | 0.16654 | 0.16897 | 0.16779 | 0.15131 | 0.13298 | 0.10208 | 0.093239 | 0.081872 | 0.069456 | 0.060042
Portfolio Adjusted1-in-10AllSouth of Lugo2017September Monthly Peak | Portfolio Adjusted | 1-in-10 | All | South of Lugo | 2017 | September Monthly Peak | 9 | 4.4226 | 4.2546 | 4.1209 | 4.1083 | 4.2334 | 4.7141 | 5.4229 | 6.1278 | 7.3373 | 8.4505 | 9.2893 | 9.7171 | 9.8964 | 10.0389 | 9.9965 | 9.7273 | 9.2743 | 8.4215 | 7.4253 | 7.2144 | 6.6525 | 6.0608 | 5.3529 | 4.842 | -0.019822 | -0.025673 | -0.021226 | -0.01798 | -0.016413 | -0.014787 | -0.022201 | -0.017584 | -0.013712 | -0.024539 | -0.025564 | -0.01908 | -0.015105 | 0.00061691 | 0.17079 | 0.16697 | 0.15844 | 0.13786 | 0.0026052 | -0.011605 | -0.016658 | -0.018435 | -0.019111 | -0.019257 | 75.7665 | 75.1285 | 74.3944 | 73.509 | 72.6845 | 72.3461 | 72.2981 | 72.5657 | 74.678 | 78.7931 | 82.5926 | 86.603 | 89.1779 | 90.3373 | 90.0309 | 90.4703 | 90.3792 | 89.7934 | 88.3382 | 84.3848 | 80.0071 | 76.8634 | 74.6571 | 73.3049 | 0.06127 | 0.061461 | 0.056665 | 0.059228 | 0.063226 | 0.06632 | 0.088504 | 0.10428 | 0.121 | 0.13801 | 0.14277 | 0.14462 | 0.14757 | 0.16156 | 0.1686 | 0.17087 | 0.16962 | 0.15314 | 0.13462 | 0.10364 | 0.094959 | 0.083182 | 0.070801 | 0.061292
Portfolio Adjusted1-in-10AllSouth of Lugo2017October Monthly Peak | Portfolio Adjusted | 1-in-10 | All | South of Lugo | 2017 | October Monthly Peak | 10 | 3.9657 | 3.8203 | 3.7199 | 3.7104 | 3.7829 | 4.1581 | 4.8229 | 5.242 | 6.0507 | 6.9599 | 7.6737 | 8.1473 | 8.4449 | 8.6443 | 8.6752 | 8.4426 | 7.9886 | 7.3068 | 6.806 | 6.4407 | 5.9471 | 5.4303 | 4.7996 | 4.3523 | -0.014184 | -0.016151 | -0.014654 | -0.013575 | -0.013629 | -0.011259 | -0.015749 | -0.01349 | -0.017479 | -0.020015 | -0.018528 | -0.013672 | -0.014552 | 0.0022348 | 0.15062 | 0.14668 | 0.13214 | 0.11921 | -0.0023917 | -0.0096883 | -0.0086177 | -0.01065 | -0.010349 | -0.010256 | 70.819 | 69.8805 | 68.8086 | 67.7598 | 66.7171 | 66.4471 | 66.4867 | 66.4579 | 67.6794 | 70.7056 | 75.0311 | 79.8996 | 83.9851 | 85.7559 | 85.9592 | 85.9936 | 85.4359 | 84.5689 | 81.8251 | 77.9464 | 74.3882 | 72.2436 | 70.6766 | 69.5764 | 0.057935 | 0.056939 | 0.052517 | 0.054091 | 0.056973 | 0.062497 | 0.084489 | 0.1001 | 0.11543 | 0.13117 | 0.1356 | 0.13899 | 0.14359 | 0.15763 | 0.16477 | 0.16708 | 0.16587 | 0.14956 | 0.13149 | 0.10058 | 0.090653 | 0.079494 | 0.066611 | 0.057235
Portfolio Adjusted1-in-10AllSouth of Lugo2017November Monthly Peak | Portfolio Adjusted | 1-in-10 | All | South of Lugo | 2017 | November Monthly Peak | 11 | 3.8568 | 3.7228 | 3.6247 | 3.6291 | 3.7269 | 4.099 | 4.5121 | 4.9795 | 5.8338 | 6.6926 | 7.3513 | 7.7592 | 7.9739 | 8.1116 | 8.106 | 7.8284 | 7.526 | 7.3546 | 6.6761 | 6.1825 | 5.7169 | 5.212 | 4.6328 | 4.2183 | -0.013939 | -0.015265 | -0.014097 | -0.013442 | -0.013836 | -0.01132 | -0.01539 | -0.013552 | -0.019138 | -0.020557 | -0.018634 | -0.013598 | -0.015074 | 0.0025547 | 0.14183 | 0.13725 | 0.12437 | 0.12087 | -0.003223 | -0.0096417 | -0.0076448 | -0.009806 | -0.0092602 | -0.0090882 | 68.6611 | 66.8629 | 66.1323 | 64.5752 | 63.8143 | 62.7604 | 62.1656 | 62.6798 | 65.657 | 71.4866 | 78.2481 | 83.6673 | 85.7151 | 87.1546 | 87.5716 | 86.1854 | 84.0557 | 81.7063 | 79.3274 | 76.4228 | 74.5452 | 72.8066 | 70.6922 | 69.1139 | 0.058653 | 0.057487 | 0.052985 | 0.054756 | 0.057731 | 0.063315 | 0.085364 | 0.10124 | 0.11695 | 0.13286 | 0.13737 | 0.14069 | 0.14524 | 0.1594 | 0.16663 | 0.16899 | 0.16778 | 0.1512 | 0.13288 | 0.10163 | 0.091547 | 0.080333 | 0.067137 | 0.0576
Portfolio Adjusted1-in-10AllSouth of Lugo2017December Monthly Peak | Portfolio Adjusted | 1-in-10 | All | South of Lugo | 2017 | December Monthly Peak | 12 | 3.8662 | 3.7405 | 3.6355 | 3.6269 | 3.754 | 4.1216 | 4.7954 | 5.1568 | 5.7512 | 6.1968 | 6.3643 | 6.3195 | 6.2103 | 6.1129 | 5.9948 | 5.8469 | 5.9199 | 6.164 | 5.7754 | 5.5501 | 5.2477 | 4.9115 | 4.4602 | 4.1489 | -0.010925 | -0.0094251 | -0.010569 | -0.011525 | -0.013754 | -0.010046 | -0.012743 | -0.012546 | -0.024481 | -0.018783 | -0.014179 | -0.0096494 | -0.014058 | 0.0035299 | 0.10802 | 0.10521 | 0.094809 | 0.10148 | -0.0072749 | -0.0083977 | -0.0014752 | -0.0040228 | -0.002712 | -0.0023087 | 48.1704 | 47.2519 | 46.8657 | 47.1325 | 47.6613 | 47.3336 | 48.2747 | 48.3868 | 49.3275 | 50.8763 | 52.0895 | 53.4922 | 55.0076 | 54.6998 | 54.6152 | 54.417 | 53.8527 | 52.4938 | 51.3972 | 49.5303 | 47.6457 | 47.8994 | 47.8164 | 47.0759 | 0.060233 | 0.059417 | 0.054891 | 0.056738 | 0.059788 | 0.064828 | 0.087469 | 0.10348 | 0.11899 | 0.13447 | 0.13835 | 0.14184 | 0.14691 | 0.16127 | 0.1687 | 0.17117 | 0.17018 | 0.15319 | 0.1348 | 0.10323 | 0.092857 | 0.081807 | 0.068376 | 0.058873
Portfolio Adjusted1-in-10AllSouth of Lugo2017Typical Event Day | Portfolio Adjusted | 1-in-10 | All | South of Lugo | 2017 | Typical Event Day | 8 | 4.2901 | 4.128 | 4.0157 | 3.9983 | 4.1057 | 4.5674 | 5.1181 | 5.7558 | 6.772 | 7.7603 | 8.5494 | 8.9696 | 9.1327 | 9.2707 | 9.2657 | 9.0792 | 8.6472 | 7.8833 | 6.9636 | 6.6467 | 6.394 | 5.8399 | 5.1677 | 4.6741 | -0.017078 | -0.020166 | -0.017874 | -0.016146 | -0.016079 | -0.013515 | -0.018914 | -0.015918 | -0.01851 | -0.022497 | -0.021424 | -0.01569 | -0.015424 | 0.002041 | 0.16065 | 0.15773 | 0.14421 | 0.12868 | -0.001524 | -0.010611 | -0.010977 | -0.013277 | -0.013243 | -0.013191 | 70.6155 | 69.9071 | 69.5142 | 69.0954 | 68.4994 | 68.1667 | 68.1395 | 68.7339 | 71.0711 | 75.0332 | 79.127 | 82.7797 | 83.9739 | 84.3427 | 85.186 | 85.9827 | 86.6138 | 86.5946 | 85.8758 | 82.374 | 77.8194 | 74.6773 | 72.8544 | 71.596 | 0.06006 | 0.059909 | 0.055333 | 0.057583 | 0.06123 | 0.064858 | 0.086563 | 0.10209 | 0.1177 | 0.13372 | 0.13837 | 0.14105 | 0.14483 | 0.15881 | 0.16599 | 0.16842 | 0.16724 | 0.15077 | 0.13252 | 0.10171 | 0.092832 | 0.081534 | 0.069148 | 0.059761
Portfolio Adjusted1-in-10AllSouth of Lugo2018January Monthly Peak | Portfolio Adjusted | 1-in-10 | All | South of Lugo | 2018 | January Monthly Peak | 1 | 3.8941 | 3.7636 | 3.6601 | 3.6598 | 3.7962 | 4.2034 | 4.9377 | 5.3329 | 5.9808 | 6.3946 | 6.5352 | 6.4827 | 6.4047 | 6.361 | 6.2628 | 6.0462 | 5.8979 | 6.189 | 5.907 | 5.6751 | 5.3635 | 5.0239 | 4.5457 | 4.2399 | -0.011217 | -0.0096727 | -0.010832 | -0.011741 | -0.014109 | -0.010404 | -0.013473 | -0.013344 | -0.025969 | -0.01998 | -0.015103 | -0.010317 | -0.015126 | 0.0038433 | 0.11345 | 0.10935 | 0.094121 | 0.10186 | -0.0078019 | -0.0090436 | -0.0015852 | -0.0042406 | -0.002847 | -0.0024108 | 48.6305 | 47.7111 | 46.6962 | 46.3766 | 45.7691 | 45.9621 | 45.7269 | 45.4608 | 45.2557 | 48.2802 | 51.6222 | 53.0682 | 54.764 | 55.808 | 55.6369 | 54.5051 | 52.9894 | 51.8409 | 50.367 | 48.5434 | 47.351 | 46.3491 | 46.1586 | 45.6847 | 0.061005 | 0.060256 | 0.055659 | 0.057467 | 0.060732 | 0.065741 | 0.088813 | 0.10497 | 0.12074 | 0.13654 | 0.14046 | 0.14383 | 0.14878 | 0.16334 | 0.17079 | 0.17322 | 0.17217 | 0.1552 | 0.13667 | 0.10481 | 0.094653 | 0.083139 | 0.06963 | 0.059974
Portfolio Adjusted1-in-10AllSouth of Lugo2018February Monthly Peak | Portfolio Adjusted | 1-in-10 | All | South of Lugo | 2018 | February Monthly Peak | 2 | 3.8231 | 3.6902 | 3.5917 | 3.6025 | 3.7116 | 4.0962 | 4.675 | 5.0592 | 5.6677 | 6.1663 | 6.4502 | 6.5692 | 6.6458 | 6.6673 | 6.6489 | 6.4592 | 6.2625 | 6.2132 | 6.0557 | 5.7048 | 5.3705 | 5.0199 | 4.5361 | 4.1985 | -0.011087 | -0.0095657 | -0.010716 | -0.011641 | -0.013942 | -0.010302 | -0.01314 | -0.01287 | -0.025029 | -0.019484 | -0.014933 | -0.010332 | -0.015267 | 0.0039042 | 0.11981 | 0.11601 | 0.099699 | 0.10172 | -0.0077972 | -0.0089373 | -0.001565 | -0.0041879 | -0.0028383 | -0.0024 | 54.5025 | 53.5076 | 52.3202 | 51.6418 | 51.8763 | 51.1957 | 48.7203 | 51.3289 | 53.281 | 55.7297 | 58.6314 | 59.4521 | 60.6974 | 62.2345 | 63.1281 | 63.4531 | 62.6522 | 62.0005 | 60.6892 | 59.0302 | 57.482 | 56.1123 | 55.4349 | 53.9174 | 0.059022 | 0.058441 | 0.054013 | 0.055946 | 0.059065 | 0.063591 | 0.085571 | 0.10097 | 0.11613 | 0.13153 | 0.13552 | 0.13884 | 0.14351 | 0.15755 | 0.16471 | 0.16704 | 0.16596 | 0.1497 | 0.13186 | 0.10106 | 0.091434 | 0.080316 | 0.067551 | 0.058258
Portfolio Adjusted1-in-10AllSouth of Lugo2018March Monthly Peak | Portfolio Adjusted | 1-in-10 | All | South of Lugo | 2018 | March Monthly Peak | 3 | 3.9096 | 3.7415 | 3.6338 | 3.6194 | 3.718 | 4.0848 | 4.6382 | 5.0159 | 5.6629 | 6.2603 | 6.6836 | 6.9145 | 7.0648 | 7.1825 | 7.2312 | 7.1009 | 6.806 | 6.3734 | 5.9321 | 5.9408 | 5.6126 | 5.22 | 4.69 | 4.2697 | -0.01193 | -0.010279 | -0.011304 | -0.012259 | -0.014658 | -0.010837 | -0.013621 | -0.013618 | -0.026964 | -0.021124 | -0.016376 | -0.011403 | -0.016847 | 0.0043324 | 0.13052 | 0.12781 | 0.10806 | 0.10374 | -0.0081814 | -0.0096161 | -0.0017034 | -0.0045783 | -0.0030999 | -0.0025771 | 61.4698 | 59.9037 | 58.8706 | 57.5895 | 56.6008 | 55.6371 | 54.8848 | 54.6214 | 56.1593 | 59.935 | 64.2178 | 68.4624 | 72.4918 | 73.8396 | 74.5709 | 74.0891 | 73.0129 | 71.43 | 70.6662 | 69.1392 | 66.8231 | 64.2639 | 61.9164 | 60.1769 | 0.059993 | 0.059766 | 0.054943 | 0.05713 | 0.060308 | 0.064198 | 0.085895 | 0.10146 | 0.11703 | 0.13278 | 0.13702 | 0.14008 | 0.1443 | 0.15836 | 0.16559 | 0.16801 | 0.16691 | 0.15042 | 0.13224 | 0.10174 | 0.092791 | 0.08158 | 0.069088 | 0.059505
Portfolio Adjusted1-in-10AllSouth of Lugo2018April Monthly Peak | Portfolio Adjusted | 1-in-10 | All | South of Lugo | 2018 | April Monthly Peak | 4 | 5.5524 | 5.314 | 5.1213 | 5.1209 | 5.2881 | 5.8939 | 6.7312 | 7.555 | 8.7285 | 9.7826 | 10.5994 | 11.083 | 11.3482 | 11.5607 | 11.5993 | 11.3259 | 10.7995 | 9.9666 | 8.9251 | 8.7469 | 8.299 | 7.6317 | 6.7399 | 6.1044 | -0.037903 | -0.042497 | -0.038323 | -0.035749 | -0.036389 | -0.029726 | -0.040992 | -0.036185 | -0.049249 | -0.054026 | -0.049234 | -0.036076 | -0.039186 | 0.0064005 | 0.21506 | 0.21057 | 0.18086 | 0.16324 | -0.0074083 | -0.025826 | -0.021891 | -0.027752 | -0.02659 | -0.025898 | 70.2274 | 69.2511 | 67.6753 | 66.0973 | 64.7413 | 63.8851 | 63.5008 | 63.5813 | 66.2944 | 71.9092 | 77.2422 | 82.3406 | 85.3172 | 86.1197 | 85.2152 | 85.1683 | 85.1134 | 85.1983 | 83.8386 | 79.8134 | 75.0644 | 70.4173 | 68.1055 | 67.1216 | 0.087825 | 0.095173 | 0.088057 | 0.098035 | 0.10431 | 0.090876 | 0.1117 | 0.12671 | 0.15087 | 0.17559 | 0.1823 | 0.17785 | 0.17197 | 0.1859 | 0.19256 | 0.19466 | 0.19331 | 0.18116 | 0.16117 | 0.12807 | 0.13049 | 0.11441 | 0.10563 | 0.094621
Portfolio Adjusted1-in-10AllSouth of Lugo2018May Monthly Peak | Portfolio Adjusted | 1-in-10 | All | South of Lugo | 2018 | May Monthly Peak | 5 | 5.8218 | 5.595 | 5.3786 | 5.3832 | 5.5562 | 6.1631 | 6.9571 | 8.0915 | 9.4716 | 10.6935 | 11.5646 | 12.0179 | 12.1414 | 12.307 | 12.293 | 11.9659 | 11.3944 | 10.4396 | 9.3503 | 8.8787 | 8.5874 | 7.8895 | 7.0119 | 6.3773 | -0.042675 | -0.050621 | -0.043993 | -0.039623 | -0.038797 | -0.032434 | -0.045339 | -0.039515 | -0.046829 | -0.058647 | -0.055676 | -0.040855 | -0.039995 | 0.0051229 | 0.22509 | 0.22026 | 0.19466 | 0.17123 | -0.0033377 | -0.02677 | -0.028281 | -0.033898 | -0.033885 | -0.033604 | 70.7791 | 69.6422 | 68.4813 | 68.1747 | 67.818 | 67.4587 | 67.5925 | 67.6322 | 70.9082 | 76.1808 | 80.7766 | 84.1565 | 85.5048 | 85.697 | 86.4978 | 86.6657 | 86.6946 | 85.7693 | 85.2449 | 82.8222 | 78.5693 | 73.9711 | 71.4218 | 69.0489 | 0.091232 | 0.099846 | 0.092333 | 0.10309 | 0.11015 | 0.09442 | 0.1147 | 0.13113 | 0.15754 | 0.18446 | 0.1914 | 0.18457 | 0.17617 | 0.18959 | 0.196 | 0.19781 | 0.19611 | 0.18409 | 0.16402 | 0.12941 | 0.13379 | 0.1172 | 0.10957 | 0.098911
Portfolio Adjusted1-in-10AllSouth of Lugo2018June Monthly Peak | Portfolio Adjusted | 1-in-10 | All | South of Lugo | 2018 | June Monthly Peak | 6 | 5.8966 | 5.6591 | 5.4754 | 5.4666 | 5.6774 | 6.2834 | 7.0285 | 8.0509 | 9.221 | 10.2842 | 11.0289 | 11.4253 | 11.5242 | 11.6982 | 11.7214 | 11.4571 | 10.9656 | 10.1284 | 9.0925 | 8.5871 | 8.4323 | 7.8274 | 7.0378 | 6.4129 | -0.03859 | -0.040017 | -0.038375 | -0.037315 | -0.040732 | -0.032058 | -0.041691 | -0.038556 | -0.060908 | -0.057706 | -0.049282 | -0.035072 | -0.041919 | 0.0084004 | 0.22055 | 0.21558 | 0.17905 | 0.16554 | -0.012998 | -0.025802 | -0.015985 | -0.022869 | -0.021192 | -0.020383 | 65.6996 | 65.337 | 65.5268 | 65.5691 | 64.5352 | 63.572 | 63.0321 | 64.0222 | 66.5811 | 70.1938 | 74.932 | 79.1969 | 80.9429 | 80.8863 | 81.5655 | 82.0642 | 83.3407 | 82.6417 | 82.5634 | 78.4441 | 73.9682 | 70.9419 | 69.1168 | 68.3817 | 0.094572 | 0.10349 | 0.096259 | 0.10729 | 0.11552 | 0.09799 | 0.11677 | 0.13149 | 0.15612 | 0.18109 | 0.18703 | 0.18058 | 0.17241 | 0.1858 | 0.19251 | 0.19473 | 0.19359 | 0.18212 | 0.16289 | 0.12884 | 0.13428 | 0.11846 | 0.11237 | 0.10181
Portfolio Adjusted1-in-10AllSouth of Lugo2018July Monthly Peak | Portfolio Adjusted | 1-in-10 | All | South of Lugo | 2018 | July Monthly Peak | 7 | 6.08 | 5.858 | 5.6883 | 5.6726 | 5.8924 | 6.5702 | 7.4538 | 8.5277 | 9.7464 | 10.8649 | 11.7217 | 12.1096 | 12.1646 | 12.3017 | 12.2507 | 12.0292 | 11.5215 | 10.622 | 9.511 | 8.9459 | 8.77 | 8.1374 | 7.2599 | 6.6158 | -0.042797 | -0.048513 | -0.04402 | -0.040655 | -0.041851 | -0.034213 | -0.046501 | -0.040445 | -0.052384 | -0.057387 | -0.052511 | -0.037934 | -0.039773 | 0.0062136 | 0.22568 | 0.22239 | 0.19345 | 0.17402 | -0.0070309 | -0.026492 | -0.024043 | -0.030405 | -0.029972 | -0.0296 | 69.9985 | 68.7753 | 68.2341 | 67.8551 | 67.5278 | 67.2397 | 67.5915 | 68.513 | 70.874 | 74.9521 | 79.4477 | 82.0165 | 80.7462 | 80.1767 | 82.6043 | 83.0345 | 82.4048 | 81.8313 | 80.641 | 78.7584 | 75.5459 | 72.9274 | 71.6727 | 70.957 | 0.094469 | 0.10361 | 0.096878 | 0.10826 | 0.11709 | 0.098973 | 0.11849 | 0.13275 | 0.15654 | 0.18068 | 0.18738 | 0.18056 | 0.17231 | 0.18533 | 0.19187 | 0.19477 | 0.19368 | 0.18229 | 0.16302 | 0.12879 | 0.13463 | 0.1186 | 0.11213 | 0.10174
Portfolio Adjusted1-in-10AllSouth of Lugo2018August Monthly Peak | Portfolio Adjusted | 1-in-10 | All | South of Lugo | 2018 | August Monthly Peak | 8 | 6.0626 | 5.8521 | 5.681 | 5.6694 | 5.9004 | 6.6481 | 7.6274 | 8.6341 | 9.9263 | 11.1612 | 12.1603 | 12.6214 | 12.72 | 12.8742 | 12.8178 | 12.4994 | 11.8919 | 10.9394 | 9.7473 | 9.3198 | 8.941 | 8.1897 | 7.2535 | 6.6124 | -0.045152 | -0.054766 | -0.047602 | -0.042189 | -0.040948 | -0.034994 | -0.049703 | -0.041068 | -0.043378 | -0.057535 | -0.056246 | -0.041468 | -0.038508 | 0.0042359 | 0.23205 | 0.22766 | 0.2046 | 0.17939 | -0.0011818 | -0.027385 | -0.031508 | -0.037085 | -0.037492 | -0.03752 | 71.0054 | 70.3925 | 69.9007 | 69.4404 | 69.2363 | 69.4936 | 69.6236 | 69.8325 | 72.1563 | 76.2018 | 79.5443 | 83.3222 | 85.0644 | 86.0197 | 86.5874 | 88.4009 | 90.3676 | 92.1415 | 91.9905 | 87.9449 | 81.7857 | 77.9988 | 75.9868 | 73.7474 | 0.093311 | 0.10243 | 0.095902 | 0.10725 | 0.1158 | 0.098817 | 0.11954 | 0.13365 | 0.15784 | 0.18354 | 0.19138 | 0.18448 | 0.17564 | 0.18902 | 0.19536 | 0.19753 | 0.19609 | 0.18479 | 0.16513 | 0.13084 | 0.13572 | 0.11907 | 0.11153 | 0.10117
Portfolio Adjusted1-in-10AllSouth of Lugo2018September Monthly Peak | Portfolio Adjusted | 1-in-10 | All | South of Lugo | 2018 | September Monthly Peak | 9 | 6.2128 | 6.0019 | 5.7996 | 5.7947 | 6.0554 | 6.8486 | 8.0564 | 9.168 | 10.7137 | 12.0958 | 13.1208 | 13.5643 | 13.6667 | 13.8229 | 13.6976 | 13.2503 | 12.607 | 11.5325 | 10.262 | 9.9753 | 9.2449 | 8.4376 | 7.4581 | 6.796 | -0.050405 | -0.065283 | -0.053976 | -0.045721 | -0.041736 | -0.037601 | -0.056454 | -0.044715 | -0.034868 | -0.062401 | -0.065007 | -0.048518 | -0.038409 | 0.0015687 | 0.24311 | 0.23744 | 0.22376 | 0.18965 | 0.0066247 | -0.029509 | -0.04236 | -0.046878 | -0.048597 | -0.048967 | 75.776 | 75.1362 | 74.3997 | 73.5136 | 72.6879 | 72.3507 | 72.3024 | 72.5699 | 74.6815 | 78.7961 | 82.5922 | 86.6065 | 89.1876 | 90.3501 | 90.0445 | 90.4774 | 90.3877 | 89.7951 | 88.3409 | 84.3915 | 80.0149 | 76.8709 | 74.6649 | 73.3113 | 0.09685 | 0.10692 | 0.099632 | 0.11173 | 0.12131 | 0.1034 | 0.12614 | 0.14126 | 0.1697 | 0.19896 | 0.20697 | 0.19724 | 0.18533 | 0.19863 | 0.20418 | 0.20543 | 0.2037 | 0.19232 | 0.17181 | 0.13735 | 0.14234 | 0.12402 | 0.11633 | 0.1055
Portfolio Adjusted1-in-10AllSouth of Lugo2018October Monthly Peak | Portfolio Adjusted | 1-in-10 | All | South of Lugo | 2018 | October Monthly Peak | 10 | 5.4539 | 5.2602 | 5.1166 | 5.1208 | 5.2711 | 5.8799 | 6.9145 | 7.6091 | 8.6635 | 9.8021 | 10.6667 | 11.2126 | 11.5228 | 11.7573 | 11.7248 | 11.3415 | 10.728 | 9.9761 | 9.2789 | 8.7742 | 8.1178 | 7.4241 | 6.5634 | 5.997 | -0.036069 | -0.04107 | -0.037263 | -0.034519 | -0.034656 | -0.02863 | -0.040048 | -0.034304 | -0.044448 | -0.050896 | -0.047116 | -0.034768 | -0.037005 | 0.0056828 | 0.21495 | 0.2085 | 0.18019 | 0.16332 | -0.0060819 | -0.024636 | -0.021914 | -0.027083 | -0.026316 | -0.02608 | 70.8266 | 69.8877 | 68.8159 | 67.7662 | 66.722 | 66.4518 | 66.4912 | 66.4618 | 67.6823 | 70.7091 | 75.0353 | 79.9033 | 83.9904 | 85.7691 | 85.9746 | 86.0061 | 85.4493 | 84.58 | 81.8374 | 77.9549 | 74.393 | 72.2482 | 70.6819 | 69.5811 | 0.083778 | 0.090286 | 0.084562 | 0.094146 | 0.10006 | 0.088071 | 0.10912 | 0.12301 | 0.14563 | 0.16984 | 0.17655 | 0.17302 | 0.16837 | 0.18212 | 0.1882 | 0.18972 | 0.18811 | 0.17777 | 0.15927 | 0.12462 | 0.125 | 0.10915 | 0.10037 | 0.09058
Portfolio Adjusted1-in-10AllSouth of Lugo2018November Monthly Peak | Portfolio Adjusted | 1-in-10 | All | South of Lugo | 2018 | November Monthly Peak | 11 | 5.3662 | 5.1664 | 5.022 | 5.0557 | 5.2357 | 5.8516 | 6.6067 | 7.3695 | 8.512 | 9.5955 | 10.4122 | 10.8788 | 11.0859 | 11.2453 | 11.1827 | 10.7575 | 10.2991 | 10.0295 | 9.1462 | 8.5143 | 7.8878 | 7.2145 | 6.386 | 5.8476 | -0.035446 | -0.038816 | -0.035846 | -0.034181 | -0.035184 | -0.028785 | -0.039135 | -0.034461 | -0.048666 | -0.052274 | -0.047385 | -0.034578 | -0.038333 | 0.0064963 | 0.20753 | 0.20034 | 0.17197 | 0.16499 | -0.0081957 | -0.024518 | -0.01944 | -0.024936 | -0.023548 | -0.02311 | 68.6672 | 66.8687 | 66.1397 | 64.5813 | 63.8189 | 62.7651 | 62.1726 | 62.6884 | 65.6629 | 71.4913 | 78.2513 | 83.6682 | 85.7206 | 87.1623 | 87.5816 | 86.1954 | 84.0641 | 81.712 | 79.3336 | 76.4313 | 74.5526 | 72.8131 | 70.6982 | 69.1204 | 0.084983 | 0.090894 | 0.084992 | 0.095394 | 0.1016 | 0.089549 | 0.10991 | 0.12441 | 0.14831 | 0.17274 | 0.17968 | 0.17555 | 0.17032 | 0.18397 | 0.19024 | 0.19184 | 0.19035 | 0.17943 | 0.16047 | 0.1255 | 0.12575 | 0.11007 | 0.1005 | 0.090427
Portfolio Adjusted1-in-10AllSouth of Lugo2018December Monthly Peak | Portfolio Adjusted | 1-in-10 | All | South of Lugo | 2018 | December Monthly Peak | 12 | 5.3235 | 5.1588 | 5.0168 | 5.0244 | 5.2279 | 5.79 | 6.8064 | 7.4045 | 8.1695 | 8.7206 | 8.9194 | 8.8614 | 8.6995 | 8.5713 | 8.3971 | 8.136 | 8.1537 | 8.3892 | 7.8984 | 7.61 | 7.2012 | 6.7591 | 6.0897 | 5.687 | -0.027767 | -0.023956 | -0.026862 | -0.029294 | -0.034959 | -0.025534 | -0.032389 | -0.031887 | -0.062225 | -0.047742 | -0.03604 | -0.024526 | -0.035732 | 0.008972 | 0.16345 | 0.15785 | 0.12798 | 0.13788 | -0.018491 | -0.021345 | -0.0037494 | -0.010225 | -0.0068931 | -0.005868 | 48.1687 | 47.2485 | 46.8645 | 47.1339 | 47.6632 | 47.333 | 48.2776 | 48.392 | 49.3308 | 50.8732 | 52.083 | 53.4876 | 55.0057 | 54.6957 | 54.6095 | 54.4089 | 53.8443 | 52.4861 | 51.3888 | 49.522 | 47.6311 | 47.8858 | 47.8035 | 47.0616 | 0.088018 | 0.095484 | 0.089722 | 0.10026 | 0.1066 | 0.091921 | 0.11327 | 0.12694 | 0.14852 | 0.16962 | 0.173 | 0.16879 | 0.16518 | 0.1783 | 0.18477 | 0.1867 | 0.18657 | 0.17559 | 0.15823 | 0.12469 | 0.12497 | 0.11092 | 0.10155 | 0.092333
Portfolio Adjusted1-in-10AllSouth of Lugo2018Typical Event Day | Portfolio Adjusted | 1-in-10 | All | South of Lugo | 2018 | Typical Event Day | 8 | 6.0277 | 5.8213 | 5.6536 | 5.6429 | 5.8716 | 6.6131 | 7.5751 | 8.5446 | 9.7859 | 10.9849 | 11.9565 | 12.4087 | 12.5018 | 12.6566 | 12.6055 | 12.2944 | 11.6987 | 10.7663 | 9.6112 | 9.2005 | 8.8479 | 8.1163 | 7.1987 | 6.5659 | -0.043428 | -0.05128 | -0.045451 | -0.041058 | -0.040886 | -0.034367 | -0.048096 | -0.040477 | -0.047069 | -0.057207 | -0.054478 | -0.039899 | -0.039221 | 0.0051901 | 0.23001 | 0.2254 | 0.19903 | 0.1764 | -0.0038754 | -0.026984 | -0.027912 | -0.033762 | -0.033675 | -0.033542 | 70.6199 | 69.9103 | 69.5153 | 69.0945 | 68.4968 | 68.164 | 68.1374 | 68.7344 | 71.0732 | 75.036 | 79.129 | 82.7855 | 83.9853 | 84.3582 | 85.2004 | 85.9942 | 86.6252 | 86.6024 | 85.8839 | 82.3847 | 77.8287 | 74.6847 | 72.8603 | 71.5994 | 0.092696 | 0.10176 | 0.095289 | 0.10655 | 0.11503 | 0.098207 | 0.11871 | 0.13258 | 0.15627 | 0.18153 | 0.18921 | 0.18262 | 0.17414 | 0.18751 | 0.19386 | 0.19605 | 0.19463 | 0.18326 | 0.16383 | 0.12978 | 0.1345 | 0.11809 | 0.11064 | 0.10037
Portfolio Adjusted1-in-10AllSouth of Lugo2019January Monthly Peak | Portfolio Adjusted | 1-in-10 | All | South of Lugo | 2019 | January Monthly Peak | 1 | 5.3916 | 5.2203 | 5.0768 | 5.084 | 5.309 | 5.9322 | 7.0658 | 7.7259 | 8.5479 | 9.0821 | 9.2604 | 9.2046 | 9.0872 | 9.0421 | 8.8772 | 8.5245 | 8.2964 | 8.5806 | 8.188 | 7.898 | 7.4669 | 6.9738 | 6.2583 | 5.8475 | -0.028511 | -0.024585 | -0.027531 | -0.029842 | -0.035861 | -0.026443 | -0.034245 | -0.033916 | -0.066006 | -0.050783 | -0.038388 | -0.026222 | -0.038446 | 0.0097686 | 0.17376 | 0.16631 | 0.12975 | 0.14097 | -0.01983 | -0.022986 | -0.0040292 | -0.010778 | -0.0072362 | -0.0061276 | 48.632 | 47.7139 | 46.701 | 46.3833 | 45.7758 | 45.9669 | 45.7316 | 45.4665 | 45.264 | 48.2873 | 51.6253 | 53.0705 | 54.7647 | 55.8067 | 55.6363 | 54.5058 | 52.9887 | 51.8386 | 50.3636 | 48.5358 | 47.3422 | 46.342 | 46.1528 | 45.6797 | 0.089819 | 0.097558 | 0.091603 | 0.10196 | 0.10902 | 0.094246 | 0.11704 | 0.13103 | 0.15332 | 0.17547 | 0.17896 | 0.17414 | 0.16976 | 0.18347 | 0.18976 | 0.19138 | 0.19093 | 0.18064 | 0.16323 | 0.12922 | 0.13064 | 0.11472 | 0.10521 | 0.095495
Portfolio Adjusted1-in-10AllSouth of Lugo2019February Monthly Peak | Portfolio Adjusted | 1-in-10 | All | South of Lugo | 2019 | February Monthly Peak | 2 | 5.3035 | 5.1313 | 4.9937 | 5.0149 | 5.207 | 5.8092 | 6.7526 | 7.3685 | 8.1433 | 8.7882 | 9.1447 | 9.2938 | 9.3505 | 9.3878 | 9.307 | 8.9814 | 8.6807 | 8.6127 | 8.3331 | 7.9002 | 7.446 | 6.9447 | 6.2434 | 5.7993 | -0.028179 | -0.024313 | -0.027236 | -0.029587 | -0.035435 | -0.026186 | -0.033398 | -0.032712 | -0.063617 | -0.049521 | -0.037955 | -0.02626 | -0.038804 | 0.0099232 | 0.18115 | 0.17402 | 0.13562 | 0.14097 | -0.019818 | -0.022716 | -0.0039778 | -0.010644 | -0.007214 | -0.0061002 | 54.5032 | 53.5069 | 52.3204 | 51.6403 | 51.8776 | 51.196 | 48.7108 | 51.3289 | 53.2864 | 55.7367 | 58.6328 | 59.4481 | 60.6926 | 62.2313 | 63.1271 | 63.4545 | 62.6517 | 61.9991 | 60.6873 | 59.0282 | 57.4812 | 56.1114 | 55.4381 | 53.9248 | 0.08794 | 0.095795 | 0.090005 | 0.10053 | 0.10722 | 0.092312 | 0.11337 | 0.12616 | 0.14759 | 0.16989 | 0.17441 | 0.17025 | 0.16571 | 0.17918 | 0.18524 | 0.18677 | 0.18594 | 0.17626 | 0.15931 | 0.12573 | 0.12757 | 0.11205 | 0.1037 | 0.094192
Portfolio Adjusted1-in-10AllSouth of Lugo2019March Monthly Peak | Portfolio Adjusted | 1-in-10 | All | South of Lugo | 2019 | March Monthly Peak | 3 | 5.5057 | 5.2933 | 5.1151 | 5.1095 | 5.293 | 5.89 | 6.795 | 7.4645 | 8.3365 | 9.1093 | 9.6445 | 9.9267 | 10.0534 | 10.2047 | 10.2221 | 9.9762 | 9.5549 | 8.975 | 8.3281 | 8.3059 | 7.8751 | 7.3283 | 6.5586 | 5.9922 | -0.030323 | -0.026125 | -0.028732 | -0.031159 | -0.037256 | -0.027544 | -0.03462 | -0.034614 | -0.068534 | -0.05369 | -0.041624 | -0.028983 | -0.04282 | 0.011012 | 0.19952 | 0.19392 | 0.14891 | 0.14631 | -0.020795 | -0.024441 | -0.0043296 | -0.011637 | -0.007879 | -0.0065502 | 61.4727 | 59.9065 | 58.8727 | 57.5928 | 56.6041 | 55.6405 | 54.8893 | 54.6244 | 56.1623 | 59.935 | 64.2154 | 68.4642 | 72.4983 | 73.8491 | 74.5816 | 74.1034 | 73.026 | 71.4412 | 70.6726 | 69.1446 | 66.8234 | 64.2656 | 61.9175 | 60.1754 | 0.092376 | 0.10117 | 0.093778 | 0.10491 | 0.11178 | 0.095321 | 0.11548 | 0.12936 | 0.15292 | 0.17693 | 0.18266 | 0.17766 | 0.1712 | 0.18496 | 0.19157 | 0.19368 | 0.19273 | 0.1813 | 0.16228 | 0.12989 | 0.13426 | 0.11824 | 0.11035 | 0.099339
Portfolio Adjusted1-in-10AllSouth of Lugo2019April Monthly Peak | Portfolio Adjusted | 1-in-10 | All | South of Lugo | 2019 | April Monthly Peak | 4 | 5.5524 | 5.314 | 5.1213 | 5.1209 | 5.2881 | 5.8939 | 6.7312 | 7.555 | 8.7285 | 9.7826 | 10.5994 | 11.083 | 11.3482 | 11.5607 | 11.5993 | 11.3259 | 10.7995 | 9.9666 | 8.9251 | 8.7469 | 8.299 | 7.6317 | 6.7399 | 6.1044 | -0.037903 | -0.042497 | -0.038323 | -0.035749 | -0.036389 | -0.029726 | -0.040992 | -0.036185 | -0.049249 | -0.054026 | -0.049234 | -0.036076 | -0.039186 | 0.0064005 | 0.21506 | 0.21057 | 0.18086 | 0.16324 | -0.0074083 | -0.025826 | -0.021891 | -0.027752 | -0.02659 | -0.025898 | 70.2274 | 69.2511 | 67.6753 | 66.0973 | 64.7413 | 63.8851 | 63.5008 | 63.5813 | 66.2944 | 71.9092 | 77.2422 | 82.3406 | 85.3172 | 86.1197 | 85.2152 | 85.1683 | 85.1134 | 85.1983 | 83.8386 | 79.8134 | 75.0644 | 70.4173 | 68.1055 | 67.1216 | 0.087825 | 0.095173 | 0.088057 | 0.098035 | 0.10431 | 0.090876 | 0.1117 | 0.12671 | 0.15087 | 0.17559 | 0.1823 | 0.17785 | 0.17197 | 0.1859 | 0.19256 | 0.19466 | 0.19331 | 0.18116 | 0.16117 | 0.12807 | 0.13049 | 0.11441 | 0.10563 | 0.094621
Portfolio Adjusted1-in-10AllSouth of Lugo2019May Monthly Peak | Portfolio Adjusted | 1-in-10 | All | South of Lugo | 2019 | May Monthly Peak | 5 | 5.8218 | 5.595 | 5.3786 | 5.3832 | 5.5562 | 6.1631 | 6.9571 | 8.0915 | 9.4716 | 10.6935 | 11.5646 | 12.0179 | 12.1414 | 12.307 | 12.293 | 11.9659 | 11.3944 | 10.4396 | 9.3503 | 8.8787 | 8.5874 | 7.8895 | 7.0119 | 6.3773 | -0.042675 | -0.050621 | -0.043993 | -0.039623 | -0.038797 | -0.032434 | -0.045339 | -0.039515 | -0.046829 | -0.058647 | -0.055676 | -0.040855 | -0.039995 | 0.0051229 | 0.22509 | 0.22026 | 0.19466 | 0.17123 | -0.0033377 | -0.02677 | -0.028281 | -0.033898 | -0.033885 | -0.033604 | 70.7791 | 69.6422 | 68.4813 | 68.1747 | 67.818 | 67.4587 | 67.5925 | 67.6322 | 70.9082 | 76.1808 | 80.7766 | 84.1565 | 85.5048 | 85.697 | 86.4978 | 86.6657 | 86.6946 | 85.7693 | 85.2449 | 82.8222 | 78.5693 | 73.9711 | 71.4218 | 69.0489 | 0.091232 | 0.099846 | 0.092333 | 0.10309 | 0.11015 | 0.09442 | 0.1147 | 0.13113 | 0.15754 | 0.18446 | 0.1914 | 0.18457 | 0.17617 | 0.18959 | 0.196 | 0.19781 | 0.19611 | 0.18409 | 0.16402 | 0.12941 | 0.13379 | 0.1172 | 0.10957 | 0.098911
Portfolio Adjusted1-in-10AllSouth of Lugo2019June Monthly Peak | Portfolio Adjusted | 1-in-10 | All | South of Lugo | 2019 | June Monthly Peak | 6 | 5.8966 | 5.6591 | 5.4754 | 5.4666 | 5.6774 | 6.2834 | 7.0285 | 8.0509 | 9.221 | 10.2842 | 11.0289 | 11.4253 | 11.5242 | 11.6982 | 11.7214 | 11.4571 | 10.9656 | 10.1284 | 9.0925 | 8.5871 | 8.4323 | 7.8274 | 7.0378 | 6.4129 | -0.03859 | -0.040017 | -0.038375 | -0.037315 | -0.040732 | -0.032058 | -0.041691 | -0.038556 | -0.060908 | -0.057706 | -0.049282 | -0.035072 | -0.041919 | 0.0084004 | 0.22055 | 0.21558 | 0.17905 | 0.16554 | -0.012998 | -0.025802 | -0.015985 | -0.022869 | -0.021192 | -0.020383 | 65.6996 | 65.337 | 65.5268 | 65.5691 | 64.5352 | 63.5721 | 63.0321 | 64.0222 | 66.5811 | 70.1938 | 74.932 | 79.1969 | 80.9429 | 80.8863 | 81.5655 | 82.0642 | 83.3407 | 82.6417 | 82.5634 | 78.4441 | 73.9682 | 70.9419 | 69.1168 | 68.3817 | 0.094572 | 0.10349 | 0.096259 | 0.10729 | 0.11552 | 0.09799 | 0.11677 | 0.13149 | 0.15612 | 0.18109 | 0.18703 | 0.18058 | 0.17241 | 0.1858 | 0.19251 | 0.19473 | 0.19359 | 0.18212 | 0.16289 | 0.12884 | 0.13428 | 0.11846 | 0.11237 | 0.10181
Portfolio Adjusted1-in-10AllSouth of Lugo2019July Monthly Peak | Portfolio Adjusted | 1-in-10 | All | South of Lugo | 2019 | July Monthly Peak | 7 | 6.08 | 5.858 | 5.6883 | 5.6726 | 5.8924 | 6.5702 | 7.4538 | 8.5277 | 9.7464 | 10.8649 | 11.7217 | 12.1096 | 12.1646 | 12.3017 | 12.2507 | 12.0292 | 11.5215 | 10.622 | 9.511 | 8.9459 | 8.77 | 8.1374 | 7.2599 | 6.6158 | -0.042797 | -0.048513 | -0.04402 | -0.040655 | -0.041851 | -0.034213 | -0.046501 | -0.040445 | -0.052384 | -0.057387 | -0.052511 | -0.037934 | -0.039773 | 0.0062136 | 0.22568 | 0.22239 | 0.19345 | 0.17402 | -0.0070309 | -0.026492 | -0.024043 | -0.030405 | -0.029972 | -0.0296 | 69.9985 | 68.7753 | 68.2341 | 67.8551 | 67.5278 | 67.2397 | 67.5915 | 68.513 | 70.874 | 74.9521 | 79.4477 | 82.0165 | 80.7462 | 80.1767 | 82.6043 | 83.0345 | 82.4048 | 81.8313 | 80.641 | 78.7584 | 75.5459 | 72.9274 | 71.6727 | 70.957 | 0.094469 | 0.10361 | 0.096878 | 0.10826 | 0.11709 | 0.098973 | 0.11849 | 0.13275 | 0.15654 | 0.18068 | 0.18738 | 0.18056 | 0.17231 | 0.18533 | 0.19187 | 0.19477 | 0.19368 | 0.18229 | 0.16302 | 0.12879 | 0.13463 | 0.1186 | 0.11213 | 0.10174
Portfolio Adjusted1-in-10AllSouth of Lugo2019August Monthly Peak | Portfolio Adjusted | 1-in-10 | All | South of Lugo | 2019 | August Monthly Peak | 8 | 6.0626 | 5.8521 | 5.681 | 5.6694 | 5.9004 | 6.6481 | 7.6274 | 8.6341 | 9.9263 | 11.1612 | 12.1603 | 12.6214 | 12.72 | 12.8742 | 12.8178 | 12.4994 | 11.8919 | 10.9394 | 9.7473 | 9.3198 | 8.941 | 8.1897 | 7.2535 | 6.6124 | -0.045152 | -0.054766 | -0.047602 | -0.042189 | -0.040948 | -0.034994 | -0.049703 | -0.041068 | -0.043378 | -0.057535 | -0.056246 | -0.041468 | -0.038508 | 0.0042359 | 0.23205 | 0.22766 | 0.2046 | 0.17939 | -0.0011818 | -0.027385 | -0.031508 | -0.037085 | -0.037492 | -0.03752 | 71.0054 | 70.3925 | 69.9007 | 69.4404 | 69.2363 | 69.4936 | 69.6236 | 69.8325 | 72.1563 | 76.2018 | 79.5443 | 83.3222 | 85.0644 | 86.0197 | 86.5874 | 88.4009 | 90.3676 | 92.1415 | 91.9905 | 87.9449 | 81.7857 | 77.9988 | 75.9868 | 73.7474 | 0.093311 | 0.10243 | 0.095902 | 0.10725 | 0.1158 | 0.098817 | 0.11954 | 0.13365 | 0.15784 | 0.18354 | 0.19138 | 0.18448 | 0.17564 | 0.18902 | 0.19536 | 0.19753 | 0.19609 | 0.18479 | 0.16513 | 0.13084 | 0.13572 | 0.11907 | 0.11153 | 0.10117
Portfolio Adjusted1-in-10AllSouth of Lugo2019September Monthly Peak | Portfolio Adjusted | 1-in-10 | All | South of Lugo | 2019 | September Monthly Peak | 9 | 6.2128 | 6.0019 | 5.7996 | 5.7947 | 6.0554 | 6.8486 | 8.0564 | 9.168 | 10.7137 | 12.0958 | 13.1208 | 13.5643 | 13.6667 | 13.8229 | 13.6976 | 13.2503 | 12.607 | 11.5325 | 10.262 | 9.9753 | 9.2449 | 8.4376 | 7.4581 | 6.796 | -0.050405 | -0.065283 | -0.053976 | -0.045721 | -0.041736 | -0.037601 | -0.056454 | -0.044715 | -0.034868 | -0.062401 | -0.065007 | -0.048518 | -0.038409 | 0.0015687 | 0.24311 | 0.23744 | 0.22376 | 0.18965 | 0.0066247 | -0.029509 | -0.04236 | -0.046878 | -0.048597 | -0.048967 | 75.776 | 75.1362 | 74.3997 | 73.5136 | 72.6879 | 72.3507 | 72.3024 | 72.5699 | 74.6815 | 78.7961 | 82.5922 | 86.6065 | 89.1876 | 90.3501 | 90.0445 | 90.4774 | 90.3877 | 89.7951 | 88.3409 | 84.3915 | 80.0149 | 76.8709 | 74.6649 | 73.3112 | 0.09685 | 0.10692 | 0.099632 | 0.11173 | 0.12131 | 0.1034 | 0.12614 | 0.14126 | 0.1697 | 0.19896 | 0.20697 | 0.19724 | 0.18533 | 0.19863 | 0.20418 | 0.20543 | 0.2037 | 0.19232 | 0.17181 | 0.13735 | 0.14234 | 0.12402 | 0.11633 | 0.1055
Portfolio Adjusted1-in-10AllSouth of Lugo2019October Monthly Peak | Portfolio Adjusted | 1-in-10 | All | South of Lugo | 2019 | October Monthly Peak | 10 | 5.4539 | 5.2602 | 5.1166 | 5.1208 | 5.2711 | 5.8799 | 6.9145 | 7.6091 | 8.6635 | 9.8021 | 10.6667 | 11.2126 | 11.5228 | 11.7573 | 11.7248 | 11.3415 | 10.728 | 9.9761 | 9.2789 | 8.7742 | 8.1178 | 7.4241 | 6.5634 | 5.997 | -0.036069 | -0.04107 | -0.037263 | -0.034519 | -0.034656 | -0.02863 | -0.040048 | -0.034304 | -0.044448 | -0.050896 | -0.047116 | -0.034768 | -0.037005 | 0.0056828 | 0.21495 | 0.2085 | 0.18019 | 0.16332 | -0.0060819 | -0.024636 | -0.021914 | -0.027083 | -0.026316 | -0.02608 | 70.8266 | 69.8877 | 68.8159 | 67.7662 | 66.722 | 66.4518 | 66.4912 | 66.4618 | 67.6823 | 70.7091 | 75.0353 | 79.9033 | 83.9904 | 85.7691 | 85.9746 | 86.0061 | 85.4493 | 84.58 | 81.8374 | 77.9549 | 74.393 | 72.2482 | 70.6819 | 69.5811 | 0.083778 | 0.090286 | 0.084562 | 0.094146 | 0.10006 | 0.088071 | 0.10912 | 0.12301 | 0.14563 | 0.16984 | 0.17655 | 0.17302 | 0.16837 | 0.18212 | 0.1882 | 0.18972 | 0.18811 | 0.17777 | 0.15927 | 0.12462 | 0.125 | 0.10915 | 0.10037 | 0.09058
Portfolio Adjusted1-in-10AllSouth of Lugo2019November Monthly Peak | Portfolio Adjusted | 1-in-10 | All | South of Lugo | 2019 | November Monthly Peak | 11 | 5.3662 | 5.1664 | 5.022 | 5.0557 | 5.2357 | 5.8516 | 6.6067 | 7.3695 | 8.512 | 9.5955 | 10.4122 | 10.8788 | 11.0859 | 11.2453 | 11.1827 | 10.7575 | 10.2991 | 10.0295 | 9.1462 | 8.5143 | 7.8878 | 7.2145 | 6.386 | 5.8476 | -0.035446 | -0.038816 | -0.035846 | -0.034181 | -0.035184 | -0.028785 | -0.039135 | -0.034461 | -0.048666 | -0.052274 | -0.047385 | -0.034578 | -0.038333 | 0.0064963 | 0.20753 | 0.20034 | 0.17197 | 0.16499 | -0.0081957 | -0.024518 | -0.01944 | -0.024936 | -0.023548 | -0.02311 | 68.6672 | 66.8687 | 66.1397 | 64.5813 | 63.8189 | 62.7651 | 62.1726 | 62.6884 | 65.6629 | 71.4913 | 78.2513 | 83.6682 | 85.7206 | 87.1623 | 87.5816 | 86.1954 | 84.0641 | 81.712 | 79.3336 | 76.4313 | 74.5526 | 72.8131 | 70.6982 | 69.1204 | 0.084983 | 0.090894 | 0.084992 | 0.095394 | 0.1016 | 0.089549 | 0.10991 | 0.12441 | 0.14831 | 0.17274 | 0.17968 | 0.17555 | 0.17032 | 0.18397 | 0.19024 | 0.19184 | 0.19035 | 0.17943 | 0.16047 | 0.1255 | 0.12575 | 0.11007 | 0.1005 | 0.090427
Portfolio Adjusted1-in-10AllSouth of Lugo2019December Monthly Peak | Portfolio Adjusted | 1-in-10 | All | South of Lugo | 2019 | December Monthly Peak | 12 | 5.3235 | 5.1588 | 5.0168 | 5.0244 | 5.2279 | 5.79 | 6.8064 | 7.4045 | 8.1695 | 8.7206 | 8.9194 | 8.8614 | 8.6995 | 8.5713 | 8.3971 | 8.136 | 8.1537 | 8.3892 | 7.8984 | 7.61 | 7.2012 | 6.7591 | 6.0897 | 5.687 | -0.027767 | -0.023956 | -0.026862 | -0.029294 | -0.034959 | -0.025534 | -0.032389 | -0.031887 | -0.062225 | -0.047742 | -0.03604 | -0.024526 | -0.035732 | 0.008972 | 0.16345 | 0.15785 | 0.12798 | 0.13788 | -0.018491 | -0.021345 | -0.0037494 | -0.010225 | -0.0068931 | -0.005868 | 48.1687 | 47.2485 | 46.8645 | 47.1339 | 47.6632 | 47.333 | 48.2776 | 48.392 | 49.3308 | 50.8732 | 52.083 | 53.4876 | 55.0057 | 54.6957 | 54.6095 | 54.4089 | 53.8443 | 52.4861 | 51.3888 | 49.522 | 47.6311 | 47.8858 | 47.8035 | 47.0616 | 0.088018 | 0.095484 | 0.089722 | 0.10026 | 0.1066 | 0.091921 | 0.11327 | 0.12694 | 0.14852 | 0.16962 | 0.173 | 0.16879 | 0.16518 | 0.1783 | 0.18477 | 0.1867 | 0.18657 | 0.17559 | 0.15823 | 0.12469 | 0.12497 | 0.11092 | 0.10155 | 0.092333
Portfolio Adjusted1-in-10AllSouth of Lugo2019Typical Event Day | Portfolio Adjusted | 1-in-10 | All | South of Lugo | 2019 | Typical Event Day | 8 | 6.0277 | 5.8213 | 5.6536 | 5.6429 | 5.8716 | 6.6131 | 7.5751 | 8.5446 | 9.7859 | 10.9849 | 11.9565 | 12.4087 | 12.5018 | 12.6566 | 12.6055 | 12.2944 | 11.6988 | 10.7663 | 9.6112 | 9.2005 | 8.8479 | 8.1163 | 7.1987 | 6.5659 | -0.043428 | -0.05128 | -0.045451 | -0.041058 | -0.040886 | -0.034367 | -0.048096 | -0.040477 | -0.047069 | -0.057207 | -0.054478 | -0.039899 | -0.039221 | 0.0051901 | 0.23001 | 0.2254 | 0.19903 | 0.1764 | -0.0038754 | -0.026984 | -0.027912 | -0.033762 | -0.033675 | -0.033542 | 70.6199 | 69.9103 | 69.5153 | 69.0945 | 68.4968 | 68.164 | 68.1374 | 68.7344 | 71.0732 | 75.036 | 79.129 | 82.7855 | 83.9853 | 84.3582 | 85.2004 | 85.9942 | 86.6252 | 86.6024 | 85.8839 | 82.3847 | 77.8287 | 74.6847 | 72.8603 | 71.5994 | 0.092696 | 0.10176 | 0.095289 | 0.10655 | 0.11503 | 0.098207 | 0.11871 | 0.13258 | 0.15627 | 0.18153 | 0.18921 | 0.18262 | 0.17414 | 0.18751 | 0.19386 | 0.19605 | 0.19463 | 0.18326 | 0.16383 | 0.12978 | 0.1345 | 0.11809 | 0.11064 | 0.10037
Portfolio Adjusted1-in-10AllSouth of Lugo2020January Monthly Peak | Portfolio Adjusted | 1-in-10 | All | South of Lugo | 2020 | January Monthly Peak | 1 | 5.3916 | 5.2203 | 5.0768 | 5.084 | 5.309 | 5.9322 | 7.0658 | 7.7259 | 8.5479 | 9.0821 | 9.2604 | 9.2046 | 9.0872 | 9.0421 | 8.8772 | 8.5245 | 8.2964 | 8.5806 | 8.188 | 7.898 | 7.4669 | 6.9738 | 6.2583 | 5.8475 | -0.028511 | -0.024585 | -0.027531 | -0.029842 | -0.035861 | -0.026443 | -0.034245 | -0.033916 | -0.066006 | -0.050783 | -0.038388 | -0.026222 | -0.038446 | 0.0097686 | 0.17376 | 0.16631 | 0.12975 | 0.14097 | -0.01983 | -0.022986 | -0.0040292 | -0.010778 | -0.0072362 | -0.0061276 | 48.632 | 47.7139 | 46.701 | 46.3833 | 45.7758 | 45.967 | 45.7316 | 45.4665 | 45.264 | 48.2873 | 51.6253 | 53.0705 | 54.7647 | 55.8068 | 55.6363 | 54.5058 | 52.9887 | 51.8386 | 50.3636 | 48.5358 | 47.3422 | 46.342 | 46.1528 | 45.6797 | 0.089819 | 0.097558 | 0.091603 | 0.10196 | 0.10902 | 0.094246 | 0.11704 | 0.13103 | 0.15332 | 0.17547 | 0.17896 | 0.17414 | 0.16976 | 0.18347 | 0.18976 | 0.19138 | 0.19093 | 0.18064 | 0.16323 | 0.12922 | 0.13064 | 0.11472 | 0.10521 | 0.095495
Portfolio Adjusted1-in-10AllSouth of Lugo2020February Monthly Peak | Portfolio Adjusted | 1-in-10 | All | South of Lugo | 2020 | February Monthly Peak | 2 | 5.3035 | 5.1313 | 4.9937 | 5.0149 | 5.207 | 5.8092 | 6.7526 | 7.3685 | 8.1433 | 8.7882 | 9.1447 | 9.2938 | 9.3505 | 9.3878 | 9.307 | 8.9814 | 8.6807 | 8.6127 | 8.3331 | 7.9002 | 7.446 | 6.9447 | 6.2434 | 5.7993 | -0.028179 | -0.024313 | -0.027236 | -0.029587 | -0.035435 | -0.026186 | -0.033397 | -0.032712 | -0.063617 | -0.049521 | -0.037955 | -0.02626 | -0.038804 | 0.0099232 | 0.18115 | 0.17402 | 0.13562 | 0.14097 | -0.019818 | -0.022716 | -0.0039778 | -0.010644 | -0.007214 | -0.0061002 | 54.5032 | 53.5069 | 52.3204 | 51.6403 | 51.8776 | 51.196 | 48.7108 | 51.3289 | 53.2864 | 55.7367 | 58.6328 | 59.4481 | 60.6926 | 62.2313 | 63.1271 | 63.4545 | 62.6517 | 61.9991 | 60.6873 | 59.0282 | 57.4812 | 56.1114 | 55.4381 | 53.9248 | 0.08794 | 0.095795 | 0.090005 | 0.10053 | 0.10722 | 0.092312 | 0.11337 | 0.12616 | 0.14759 | 0.16989 | 0.17441 | 0.17025 | 0.16571 | 0.17918 | 0.18524 | 0.18677 | 0.18594 | 0.17626 | 0.15931 | 0.12573 | 0.12757 | 0.11205 | 0.1037 | 0.094192
Portfolio Adjusted1-in-10AllSouth of Lugo2020March Monthly Peak | Portfolio Adjusted | 1-in-10 | All | South of Lugo | 2020 | March Monthly Peak | 3 | 5.5057 | 5.2933 | 5.1151 | 5.1095 | 5.293 | 5.89 | 6.795 | 7.4645 | 8.3365 | 9.1093 | 9.6445 | 9.9267 | 10.0534 | 10.2047 | 10.2221 | 9.9762 | 9.5549 | 8.975 | 8.3281 | 8.3059 | 7.8751 | 7.3283 | 6.5586 | 5.9922 | -0.030323 | -0.026125 | -0.028732 | -0.031159 | -0.037256 | -0.027544 | -0.03462 | -0.034614 | -0.068534 | -0.05369 | -0.041624 | -0.028983 | -0.04282 | 0.011012 | 0.19952 | 0.19392 | 0.14891 | 0.14631 | -0.020795 | -0.024441 | -0.0043296 | -0.011637 | -0.007879 | -0.0065502 | 61.4727 | 59.9065 | 58.8727 | 57.5928 | 56.6041 | 55.6405 | 54.8893 | 54.6244 | 56.1623 | 59.935 | 64.2154 | 68.4642 | 72.4983 | 73.8491 | 74.5816 | 74.1034 | 73.026 | 71.4412 | 70.6726 | 69.1446 | 66.8234 | 64.2656 | 61.9175 | 60.1754 | 0.092376 | 0.10117 | 0.093778 | 0.10491 | 0.11178 | 0.095321 | 0.11548 | 0.12936 | 0.15292 | 0.17693 | 0.18266 | 0.17766 | 0.1712 | 0.18496 | 0.19157 | 0.19368 | 0.19273 | 0.1813 | 0.16228 | 0.12989 | 0.13426 | 0.11824 | 0.11035 | 0.099339
Portfolio Adjusted1-in-10AllSouth of Lugo2020April Monthly Peak | Portfolio Adjusted | 1-in-10 | All | South of Lugo | 2020 | April Monthly Peak | 4 | 5.5524 | 5.314 | 5.1213 | 5.1209 | 5.2881 | 5.8939 | 6.7312 | 7.555 | 8.7285 | 9.7826 | 10.5994 | 11.083 | 11.3482 | 11.5607 | 11.5993 | 11.3259 | 10.7995 | 9.9666 | 8.9251 | 8.7469 | 8.299 | 7.6317 | 6.7399 | 6.1044 | -0.037903 | -0.042497 | -0.038323 | -0.035749 | -0.036389 | -0.029726 | -0.040992 | -0.036185 | -0.049249 | -0.054026 | -0.049234 | -0.036076 | -0.039186 | 0.0064005 | 0.21506 | 0.21057 | 0.18086 | 0.16324 | -0.0074083 | -0.025826 | -0.021891 | -0.027752 | -0.02659 | -0.025898 | 70.2274 | 69.2511 | 67.6753 | 66.0973 | 64.7413 | 63.8851 | 63.5008 | 63.5813 | 66.2944 | 71.9092 | 77.2422 | 82.3406 | 85.3172 | 86.1197 | 85.2152 | 85.1683 | 85.1134 | 85.1983 | 83.8386 | 79.8134 | 75.0644 | 70.4173 | 68.1056 | 67.1216 | 0.087825 | 0.095173 | 0.088057 | 0.098035 | 0.10431 | 0.090876 | 0.1117 | 0.12671 | 0.15087 | 0.17559 | 0.1823 | 0.17785 | 0.17197 | 0.1859 | 0.19256 | 0.19466 | 0.19331 | 0.18116 | 0.16117 | 0.12807 | 0.13049 | 0.11441 | 0.10563 | 0.094621
Portfolio Adjusted1-in-10AllSouth of Lugo2020May Monthly Peak | Portfolio Adjusted | 1-in-10 | All | South of Lugo | 2020 | May Monthly Peak | 5 | 5.8218 | 5.595 | 5.3786 | 5.3832 | 5.5562 | 6.1631 | 6.9571 | 8.0915 | 9.4716 | 10.6935 | 11.5646 | 12.0179 | 12.1414 | 12.307 | 12.293 | 11.9659 | 11.3944 | 10.4396 | 9.3503 | 8.8787 | 8.5874 | 7.8895 | 7.0119 | 6.3773 | -0.042675 | -0.050621 | -0.043993 | -0.039623 | -0.038797 | -0.032434 | -0.045339 | -0.039515 | -0.046829 | -0.058647 | -0.055676 | -0.040855 | -0.039995 | 0.0051229 | 0.22509 | 0.22026 | 0.19466 | 0.17123 | -0.0033377 | -0.02677 | -0.028281 | -0.033898 | -0.033885 | -0.033604 | 70.7791 | 69.6422 | 68.4813 | 68.1747 | 67.818 | 67.4587 | 67.5925 | 67.6322 | 70.9082 | 76.1808 | 80.7766 | 84.1565 | 85.5048 | 85.697 | 86.4978 | 86.6657 | 86.6946 | 85.7693 | 85.2449 | 82.8222 | 78.5693 | 73.9711 | 71.4218 | 69.0489 | 0.091232 | 0.099846 | 0.092333 | 0.10309 | 0.11015 | 0.09442 | 0.1147 | 0.13113 | 0.15754 | 0.18446 | 0.1914 | 0.18457 | 0.17617 | 0.18959 | 0.196 | 0.19781 | 0.19611 | 0.18409 | 0.16402 | 0.12941 | 0.13379 | 0.1172 | 0.10957 | 0.098911
Portfolio Adjusted1-in-10AllSouth of Lugo2020June Monthly Peak | Portfolio Adjusted | 1-in-10 | All | South of Lugo | 2020 | June Monthly Peak | 6 | 5.8966 | 5.6591 | 5.4754 | 5.4666 | 5.6774 | 6.2834 | 7.0285 | 8.0509 | 9.221 | 10.2842 | 11.0289 | 11.4253 | 11.5242 | 11.6982 | 11.7214 | 11.4571 | 10.9656 | 10.1284 | 9.0925 | 8.5871 | 8.4323 | 7.8274 | 7.0378 | 6.4129 | -0.03859 | -0.040017 | -0.038375 | -0.037315 | -0.040732 | -0.032058 | -0.041691 | -0.038556 | -0.060908 | -0.057706 | -0.049282 | -0.035072 | -0.041919 | 0.0084004 | 0.22055 | 0.21558 | 0.17905 | 0.16554 | -0.012998 | -0.025802 | -0.015985 | -0.022869 | -0.021192 | -0.020383 | 65.6996 | 65.337 | 65.5268 | 65.5691 | 64.5352 | 63.5721 | 63.0321 | 64.0222 | 66.5811 | 70.1938 | 74.932 | 79.1969 | 80.9429 | 80.8863 | 81.5655 | 82.0642 | 83.3407 | 82.6417 | 82.5634 | 78.4441 | 73.9682 | 70.9419 | 69.1168 | 68.3817 | 0.094572 | 0.10349 | 0.096259 | 0.10729 | 0.11552 | 0.09799 | 0.11677 | 0.13149 | 0.15612 | 0.18109 | 0.18703 | 0.18058 | 0.17241 | 0.1858 | 0.19251 | 0.19473 | 0.19359 | 0.18212 | 0.16289 | 0.12884 | 0.13428 | 0.11846 | 0.11237 | 0.10181
Portfolio Adjusted1-in-10AllSouth of Lugo2020July Monthly Peak | Portfolio Adjusted | 1-in-10 | All | South of Lugo | 2020 | July Monthly Peak | 7 | 6.08 | 5.858 | 5.6883 | 5.6726 | 5.8924 | 6.5702 | 7.4538 | 8.5277 | 9.7464 | 10.8649 | 11.7217 | 12.1096 | 12.1646 | 12.3017 | 12.2507 | 12.0292 | 11.5215 | 10.622 | 9.511 | 8.9459 | 8.77 | 8.1374 | 7.2599 | 6.6158 | -0.042797 | -0.048513 | -0.04402 | -0.040655 | -0.041851 | -0.034213 | -0.046501 | -0.040445 | -0.052384 | -0.057387 | -0.052511 | -0.037934 | -0.039773 | 0.0062136 | 0.22568 | 0.22239 | 0.19345 | 0.17402 | -0.0070309 | -0.026492 | -0.024043 | -0.030405 | -0.029972 | -0.0296 | 69.9985 | 68.7753 | 68.2341 | 67.8551 | 67.5278 | 67.2397 | 67.5915 | 68.513 | 70.874 | 74.9521 | 79.4477 | 82.0165 | 80.7462 | 80.1767 | 82.6043 | 83.0345 | 82.4048 | 81.8313 | 80.641 | 78.7584 | 75.5459 | 72.9274 | 71.6727 | 70.957 | 0.094469 | 0.10361 | 0.096878 | 0.10826 | 0.11709 | 0.098973 | 0.11849 | 0.13275 | 0.15654 | 0.18068 | 0.18738 | 0.18056 | 0.17231 | 0.18533 | 0.19187 | 0.19477 | 0.19368 | 0.18229 | 0.16302 | 0.12879 | 0.13463 | 0.1186 | 0.11213 | 0.10174
Portfolio Adjusted1-in-10AllSouth of Lugo2020August Monthly Peak | Portfolio Adjusted | 1-in-10 | All | South of Lugo | 2020 | August Monthly Peak | 8 | 6.0626 | 5.8521 | 5.681 | 5.6694 | 5.9004 | 6.6481 | 7.6274 | 8.6341 | 9.9263 | 11.1612 | 12.1603 | 12.6214 | 12.72 | 12.8742 | 12.8178 | 12.4994 | 11.8919 | 10.9394 | 9.7473 | 9.3198 | 8.941 | 8.1897 | 7.2535 | 6.6124 | -0.045152 | -0.054766 | -0.047602 | -0.042189 | -0.040948 | -0.034994 | -0.049703 | -0.041068 | -0.043378 | -0.057535 | -0.056246 | -0.041468 | -0.038508 | 0.0042359 | 0.23205 | 0.22766 | 0.2046 | 0.17939 | -0.0011818 | -0.027385 | -0.031508 | -0.037085 | -0.037492 | -0.03752 | 71.0054 | 70.3925 | 69.9007 | 69.4404 | 69.2363 | 69.4936 | 69.6236 | 69.8325 | 72.1563 | 76.2018 | 79.5443 | 83.3222 | 85.0644 | 86.0197 | 86.5874 | 88.4009 | 90.3676 | 92.1415 | 91.9905 | 87.9449 | 81.7857 | 77.9988 | 75.9868 | 73.7474 | 0.093311 | 0.10243 | 0.095902 | 0.10725 | 0.1158 | 0.098817 | 0.11954 | 0.13365 | 0.15784 | 0.18354 | 0.19138 | 0.18448 | 0.17564 | 0.18902 | 0.19536 | 0.19753 | 0.19609 | 0.18479 | 0.16513 | 0.13084 | 0.13572 | 0.11907 | 0.11153 | 0.10117
Portfolio Adjusted1-in-10AllSouth of Lugo2020September Monthly Peak | Portfolio Adjusted | 1-in-10 | All | South of Lugo | 2020 | September Monthly Peak | 9 | 6.2128 | 6.0019 | 5.7996 | 5.7947 | 6.0554 | 6.8486 | 8.0564 | 9.168 | 10.7137 | 12.0958 | 13.1208 | 13.5643 | 13.6667 | 13.8229 | 13.6976 | 13.2503 | 12.607 | 11.5325 | 10.262 | 9.9753 | 9.2449 | 8.4376 | 7.4581 | 6.796 | -0.050405 | -0.065283 | -0.053976 | -0.045721 | -0.041736 | -0.037601 | -0.056454 | -0.044715 | -0.034868 | -0.062401 | -0.065007 | -0.048518 | -0.038409 | 0.0015687 | 0.24311 | 0.23744 | 0.22376 | 0.18965 | 0.0066247 | -0.029509 | -0.04236 | -0.046878 | -0.048597 | -0.048967 | 75.776 | 75.1362 | 74.3997 | 73.5136 | 72.6879 | 72.3507 | 72.3024 | 72.5699 | 74.6815 | 78.7961 | 82.5922 | 86.6065 | 89.1876 | 90.3501 | 90.0445 | 90.4774 | 90.3877 | 89.7951 | 88.3409 | 84.3915 | 80.0149 | 76.8709 | 74.6649 | 73.3112 | 0.09685 | 0.10692 | 0.099632 | 0.11173 | 0.12131 | 0.1034 | 0.12614 | 0.14126 | 0.1697 | 0.19896 | 0.20697 | 0.19724 | 0.18533 | 0.19863 | 0.20418 | 0.20543 | 0.2037 | 0.19232 | 0.17181 | 0.13735 | 0.14234 | 0.12402 | 0.11633 | 0.1055
Portfolio Adjusted1-in-10AllSouth of Lugo2020October Monthly Peak | Portfolio Adjusted | 1-in-10 | All | South of Lugo | 2020 | October Monthly Peak | 10 | 5.4539 | 5.2602 | 5.1166 | 5.1208 | 5.2711 | 5.8799 | 6.9145 | 7.6091 | 8.6635 | 9.8021 | 10.6667 | 11.2126 | 11.5228 | 11.7573 | 11.7248 | 11.3415 | 10.728 | 9.9761 | 9.2789 | 8.7742 | 8.1178 | 7.4241 | 6.5634 | 5.997 | -0.036069 | -0.04107 | -0.037263 | -0.034519 | -0.034656 | -0.02863 | -0.040048 | -0.034304 | -0.044448 | -0.050896 | -0.047116 | -0.034768 | -0.037005 | 0.0056828 | 0.21495 | 0.2085 | 0.18019 | 0.16332 | -0.0060819 | -0.024636 | -0.021914 | -0.027083 | -0.026316 | -0.02608 | 70.8266 | 69.8877 | 68.8159 | 67.7662 | 66.722 | 66.4518 | 66.4912 | 66.4617 | 67.6823 | 70.7091 | 75.0353 | 79.9033 | 83.9904 | 85.7691 | 85.9746 | 86.0061 | 85.4493 | 84.58 | 81.8374 | 77.9549 | 74.393 | 72.2482 | 70.6819 | 69.5811 | 0.083778 | 0.090286 | 0.084562 | 0.094146 | 0.10006 | 0.088071 | 0.10912 | 0.12301 | 0.14563 | 0.16984 | 0.17655 | 0.17302 | 0.16837 | 0.18212 | 0.1882 | 0.18972 | 0.18811 | 0.17777 | 0.15927 | 0.12462 | 0.125 | 0.10915 | 0.10037 | 0.09058
Portfolio Adjusted1-in-10AllSouth of Lugo2020November Monthly Peak | Portfolio Adjusted | 1-in-10 | All | South of Lugo | 2020 | November Monthly Peak | 11 | 5.3662 | 5.1664 | 5.022 | 5.0557 | 5.2357 | 5.8516 | 6.6067 | 7.3695 | 8.512 | 9.5955 | 10.4122 | 10.8788 | 11.0859 | 11.2453 | 11.1827 | 10.7575 | 10.2991 | 10.0295 | 9.1462 | 8.5143 | 7.8878 | 7.2145 | 6.386 | 5.8476 | -0.035446 | -0.038816 | -0.035846 | -0.034181 | -0.035184 | -0.028785 | -0.039135 | -0.034461 | -0.048666 | -0.052274 | -0.047385 | -0.034578 | -0.038333 | 0.0064963 | 0.20753 | 0.20034 | 0.17197 | 0.16499 | -0.0081957 | -0.024518 | -0.01944 | -0.024936 | -0.023548 | -0.02311 | 68.6672 | 66.8687 | 66.1397 | 64.5813 | 63.8189 | 62.7651 | 62.1726 | 62.6884 | 65.6629 | 71.4913 | 78.2513 | 83.6682 | 85.7206 | 87.1623 | 87.5816 | 86.1954 | 84.0641 | 81.712 | 79.3336 | 76.4313 | 74.5526 | 72.8131 | 70.6982 | 69.1204 | 0.084983 | 0.090894 | 0.084992 | 0.095394 | 0.1016 | 0.089549 | 0.10991 | 0.12441 | 0.14831 | 0.17274 | 0.17968 | 0.17555 | 0.17032 | 0.18397 | 0.19024 | 0.19184 | 0.19035 | 0.17943 | 0.16047 | 0.1255 | 0.12575 | 0.11007 | 0.1005 | 0.090427
Portfolio Adjusted1-in-10AllSouth of Lugo2020December Monthly Peak | Portfolio Adjusted | 1-in-10 | All | South of Lugo | 2020 | December Monthly Peak | 12 | 5.3235 | 5.1588 | 5.0168 | 5.0244 | 5.2279 | 5.79 | 6.8064 | 7.4045 | 8.1695 | 8.7206 | 8.9194 | 8.8614 | 8.6995 | 8.5713 | 8.3971 | 8.136 | 8.1537 | 8.3892 | 7.8984 | 7.61 | 7.2012 | 6.7591 | 6.0897 | 5.687 | -0.027767 | -0.023956 | -0.026862 | -0.029294 | -0.034959 | -0.025534 | -0.032389 | -0.031887 | -0.062225 | -0.047742 | -0.03604 | -0.024526 | -0.035732 | 0.008972 | 0.16345 | 0.15785 | 0.12798 | 0.13788 | -0.018491 | -0.021345 | -0.0037494 | -0.010225 | -0.0068931 | -0.005868 | 48.1687 | 47.2485 | 46.8645 | 47.1339 | 47.6632 | 47.333 | 48.2776 | 48.392 | 49.3308 | 50.8732 | 52.083 | 53.4876 | 55.0057 | 54.6957 | 54.6095 | 54.4089 | 53.8443 | 52.4861 | 51.3888 | 49.522 | 47.6311 | 47.8858 | 47.8035 | 47.0616 | 0.088018 | 0.095484 | 0.089722 | 0.10026 | 0.1066 | 0.091921 | 0.11327 | 0.12694 | 0.14852 | 0.16962 | 0.173 | 0.16879 | 0.16518 | 0.1783 | 0.18477 | 0.1867 | 0.18657 | 0.17559 | 0.15823 | 0.12469 | 0.12497 | 0.11092 | 0.10155 | 0.092333
Portfolio Adjusted1-in-10AllSouth of Lugo2020Typical Event Day | Portfolio Adjusted | 1-in-10 | All | South of Lugo | 2020 | Typical Event Day | 8 | 6.0277 | 5.8213 | 5.6536 | 5.6429 | 5.8716 | 6.6131 | 7.5751 | 8.5446 | 9.7859 | 10.9849 | 11.9565 | 12.4087 | 12.5018 | 12.6566 | 12.6055 | 12.2944 | 11.6988 | 10.7663 | 9.6112 | 9.2005 | 8.8479 | 8.1163 | 7.1987 | 6.5659 | -0.043428 | -0.05128 | -0.045451 | -0.041058 | -0.040886 | -0.034367 | -0.048096 | -0.040477 | -0.047069 | -0.057207 | -0.054478 | -0.039899 | -0.039221 | 0.0051901 | 0.23001 | 0.2254 | 0.19903 | 0.1764 | -0.0038754 | -0.026984 | -0.027912 | -0.033762 | -0.033675 | -0.033542 | 70.6199 | 69.9103 | 69.5153 | 69.0945 | 68.4968 | 68.164 | 68.1374 | 68.7344 | 71.0732 | 75.036 | 79.129 | 82.7855 | 83.9853 | 84.3582 | 85.2004 | 85.9942 | 86.6252 | 86.6024 | 85.8839 | 82.3847 | 77.8287 | 74.6847 | 72.8603 | 71.5994 | 0.092696 | 0.10176 | 0.095289 | 0.10655 | 0.11503 | 0.098207 | 0.11871 | 0.13258 | 0.15627 | 0.18153 | 0.18921 | 0.18262 | 0.17414 | 0.18751 | 0.19386 | 0.19605 | 0.19463 | 0.18326 | 0.16383 | 0.12978 | 0.1345 | 0.11809 | 0.11064 | 0.10037
Portfolio Adjusted1-in-10AllSouth of Lugo2021January Monthly Peak | Portfolio Adjusted | 1-in-10 | All | South of Lugo | 2021 | January Monthly Peak | 1 | 5.3916 | 5.2203 | 5.0768 | 5.084 | 5.309 | 5.9322 | 7.0658 | 7.7259 | 8.5479 | 9.0821 | 9.2604 | 9.2046 | 9.0872 | 9.0421 | 8.8772 | 8.5245 | 8.2964 | 8.5806 | 8.188 | 7.898 | 7.4669 | 6.9738 | 6.2583 | 5.8475 | -0.028511 | -0.024585 | -0.027531 | -0.029842 | -0.035861 | -0.026443 | -0.034245 | -0.033916 | -0.066006 | -0.050783 | -0.038388 | -0.026222 | -0.038446 | 0.0097686 | 0.17376 | 0.16631 | 0.12975 | 0.14097 | -0.01983 | -0.022986 | -0.0040292 | -0.010778 | -0.0072362 | -0.0061276 | 48.632 | 47.7139 | 46.701 | 46.3833 | 45.7758 | 45.9669 | 45.7316 | 45.4665 | 45.264 | 48.2873 | 51.6253 | 53.0705 | 54.7647 | 55.8068 | 55.6363 | 54.5058 | 52.9887 | 51.8386 | 50.3636 | 48.5358 | 47.3422 | 46.342 | 46.1528 | 45.6797 | 0.089819 | 0.097558 | 0.091603 | 0.10196 | 0.10902 | 0.094246 | 0.11704 | 0.13103 | 0.15332 | 0.17547 | 0.17896 | 0.17414 | 0.16976 | 0.18347 | 0.18976 | 0.19138 | 0.19093 | 0.18064 | 0.16323 | 0.12922 | 0.13064 | 0.11472 | 0.10521 | 0.095495
Portfolio Adjusted1-in-10AllSouth of Lugo2021February Monthly Peak | Portfolio Adjusted | 1-in-10 | All | South of Lugo | 2021 | February Monthly Peak | 2 | 5.3035 | 5.1313 | 4.9937 | 5.0149 | 5.207 | 5.8092 | 6.7526 | 7.3685 | 8.1433 | 8.7882 | 9.1447 | 9.2938 | 9.3505 | 9.3878 | 9.307 | 8.9814 | 8.6807 | 8.6127 | 8.3331 | 7.9002 | 7.446 | 6.9447 | 6.2434 | 5.7993 | -0.028179 | -0.024313 | -0.027236 | -0.029587 | -0.035435 | -0.026186 | -0.033397 | -0.032712 | -0.063617 | -0.049521 | -0.037955 | -0.02626 | -0.038804 | 0.0099232 | 0.18115 | 0.17402 | 0.13562 | 0.14097 | -0.019818 | -0.022716 | -0.0039778 | -0.010644 | -0.007214 | -0.0061002 | 54.5032 | 53.5069 | 52.3204 | 51.6403 | 51.8776 | 51.196 | 48.7108 | 51.3289 | 53.2864 | 55.7367 | 58.6328 | 59.4481 | 60.6926 | 62.2313 | 63.1271 | 63.4545 | 62.6517 | 61.9991 | 60.6873 | 59.0282 | 57.4812 | 56.1114 | 55.4381 | 53.9247 | 0.08794 | 0.095795 | 0.090005 | 0.10053 | 0.10722 | 0.092312 | 0.11337 | 0.12616 | 0.14759 | 0.16989 | 0.17441 | 0.17025 | 0.16571 | 0.17918 | 0.18524 | 0.18677 | 0.18594 | 0.17626 | 0.15931 | 0.12573 | 0.12757 | 0.11205 | 0.1037 | 0.094192
Portfolio Adjusted1-in-10AllSouth of Lugo2021March Monthly Peak | Portfolio Adjusted | 1-in-10 | All | South of Lugo | 2021 | March Monthly Peak | 3 | 5.5057 | 5.2933 | 5.1151 | 5.1095 | 5.293 | 5.89 | 6.795 | 7.4645 | 8.3365 | 9.1093 | 9.6445 | 9.9267 | 10.0534 | 10.2047 | 10.2221 | 9.9762 | 9.5549 | 8.975 | 8.3281 | 8.3059 | 7.8751 | 7.3283 | 6.5586 | 5.9922 | -0.030323 | -0.026125 | -0.028732 | -0.031159 | -0.037256 | -0.027544 | -0.03462 | -0.034614 | -0.068534 | -0.05369 | -0.041624 | -0.028983 | -0.04282 | 0.011012 | 0.19952 | 0.19392 | 0.14891 | 0.14631 | -0.020795 | -0.024441 | -0.0043296 | -0.011637 | -0.007879 | -0.0065502 | 61.4727 | 59.9065 | 58.8727 | 57.5928 | 56.6041 | 55.6405 | 54.8893 | 54.6244 | 56.1623 | 59.935 | 64.2154 | 68.4642 | 72.4983 | 73.8491 | 74.5816 | 74.1034 | 73.026 | 71.4412 | 70.6726 | 69.1446 | 66.8234 | 64.2656 | 61.9175 | 60.1754 | 0.092376 | 0.10117 | 0.093778 | 0.10491 | 0.11178 | 0.095321 | 0.11548 | 0.12936 | 0.15292 | 0.17693 | 0.18266 | 0.17766 | 0.1712 | 0.18496 | 0.19157 | 0.19368 | 0.19273 | 0.1813 | 0.16228 | 0.12989 | 0.13426 | 0.11824 | 0.11035 | 0.099339
Portfolio Adjusted1-in-10AllSouth of Lugo2021April Monthly Peak | Portfolio Adjusted | 1-in-10 | All | South of Lugo | 2021 | April Monthly Peak | 4 | 5.5524 | 5.314 | 5.1213 | 5.1209 | 5.2881 | 5.8939 | 6.7312 | 7.555 | 8.7285 | 9.7826 | 10.5994 | 11.083 | 11.3482 | 11.5607 | 11.5993 | 11.3259 | 10.7995 | 9.9666 | 8.9251 | 8.7469 | 8.299 | 7.6317 | 6.7399 | 6.1044 | -0.037903 | -0.042497 | -0.038323 | -0.035749 | -0.036389 | -0.029726 | -0.040992 | -0.036185 | -0.049249 | -0.054026 | -0.049234 | -0.036076 | -0.039186 | 0.0064005 | 0.21506 | 0.21057 | 0.18086 | 0.16324 | -0.0074083 | -0.025826 | -0.021891 | -0.027752 | -0.02659 | -0.025898 | 70.2274 | 69.2511 | 67.6753 | 66.0973 | 64.7413 | 63.8851 | 63.5008 | 63.5813 | 66.2944 | 71.9092 | 77.2422 | 82.3406 | 85.3172 | 86.1197 | 85.2152 | 85.1683 | 85.1134 | 85.1983 | 83.8386 | 79.8134 | 75.0644 | 70.4173 | 68.1056 | 67.1216 | 0.087825 | 0.095173 | 0.088057 | 0.098035 | 0.10431 | 0.090876 | 0.1117 | 0.12671 | 0.15087 | 0.17559 | 0.1823 | 0.17785 | 0.17197 | 0.1859 | 0.19256 | 0.19466 | 0.19331 | 0.18116 | 0.16117 | 0.12807 | 0.13049 | 0.11441 | 0.10563 | 0.094621
Portfolio Adjusted1-in-10AllSouth of Lugo2021May Monthly Peak | Portfolio Adjusted | 1-in-10 | All | South of Lugo | 2021 | May Monthly Peak | 5 | 5.8218 | 5.595 | 5.3786 | 5.3832 | 5.5562 | 6.1631 | 6.9571 | 8.0915 | 9.4716 | 10.6935 | 11.5646 | 12.0179 | 12.1414 | 12.307 | 12.293 | 11.9659 | 11.3944 | 10.4396 | 9.3503 | 8.8787 | 8.5874 | 7.8895 | 7.0119 | 6.3773 | -0.042675 | -0.050621 | -0.043993 | -0.039623 | -0.038797 | -0.032434 | -0.045339 | -0.039515 | -0.046829 | -0.058647 | -0.055676 | -0.040855 | -0.039995 | 0.0051229 | 0.22509 | 0.22026 | 0.19466 | 0.17123 | -0.0033377 | -0.02677 | -0.028281 | -0.033898 | -0.033885 | -0.033604 | 70.7791 | 69.6422 | 68.4813 | 68.1747 | 67.818 | 67.4587 | 67.5925 | 67.6322 | 70.9082 | 76.1808 | 80.7766 | 84.1565 | 85.5048 | 85.697 | 86.4978 | 86.6657 | 86.6946 | 85.7693 | 85.2449 | 82.8222 | 78.5693 | 73.9711 | 71.4218 | 69.0489 | 0.091232 | 0.099846 | 0.092333 | 0.10309 | 0.11015 | 0.09442 | 0.1147 | 0.13113 | 0.15754 | 0.18446 | 0.1914 | 0.18457 | 0.17617 | 0.18959 | 0.196 | 0.19781 | 0.19611 | 0.18409 | 0.16402 | 0.12941 | 0.13379 | 0.1172 | 0.10957 | 0.098911
Portfolio Adjusted1-in-10AllSouth of Lugo2021June Monthly Peak | Portfolio Adjusted | 1-in-10 | All | South of Lugo | 2021 | June Monthly Peak | 6 | 5.8966 | 5.6591 | 5.4754 | 5.4666 | 5.6774 | 6.2834 | 7.0285 | 8.0509 | 9.221 | 10.2842 | 11.0289 | 11.4253 | 11.5242 | 11.6982 | 11.7214 | 11.4571 | 10.9656 | 10.1284 | 9.0925 | 8.5871 | 8.4323 | 7.8274 | 7.0378 | 6.4129 | -0.03859 | -0.040017 | -0.038375 | -0.037315 | -0.040732 | -0.032058 | -0.041691 | -0.038556 | -0.060908 | -0.057706 | -0.049282 | -0.035072 | -0.041919 | 0.0084004 | 0.22055 | 0.21558 | 0.17905 | 0.16554 | -0.012998 | -0.025802 | -0.015985 | -0.022869 | -0.021192 | -0.020383 | 65.6996 | 65.337 | 65.5268 | 65.5691 | 64.5352 | 63.572 | 63.0321 | 64.0222 | 66.5811 | 70.1938 | 74.932 | 79.1969 | 80.9429 | 80.8863 | 81.5655 | 82.0642 | 83.3407 | 82.6417 | 82.5634 | 78.4441 | 73.9682 | 70.9419 | 69.1168 | 68.3817 | 0.094572 | 0.10349 | 0.096259 | 0.10729 | 0.11552 | 0.09799 | 0.11677 | 0.13149 | 0.15612 | 0.18109 | 0.18703 | 0.18058 | 0.17241 | 0.1858 | 0.19251 | 0.19473 | 0.19359 | 0.18212 | 0.16289 | 0.12884 | 0.13428 | 0.11846 | 0.11237 | 0.10181
Portfolio Adjusted1-in-10AllSouth of Lugo2021July Monthly Peak | Portfolio Adjusted | 1-in-10 | All | South of Lugo | 2021 | July Monthly Peak | 7 | 6.08 | 5.858 | 5.6883 | 5.6726 | 5.8924 | 6.5702 | 7.4538 | 8.5277 | 9.7464 | 10.8649 | 11.7217 | 12.1096 | 12.1646 | 12.3017 | 12.2507 | 12.0292 | 11.5215 | 10.622 | 9.511 | 8.9459 | 8.77 | 8.1374 | 7.2599 | 6.6158 | -0.042797 | -0.048513 | -0.04402 | -0.040655 | -0.041851 | -0.034213 | -0.046501 | -0.040445 | -0.052384 | -0.057387 | -0.052511 | -0.037934 | -0.039773 | 0.0062136 | 0.22568 | 0.22239 | 0.19345 | 0.17402 | -0.0070309 | -0.026492 | -0.024043 | -0.030405 | -0.029972 | -0.0296 | 69.9985 | 68.7753 | 68.2341 | 67.8551 | 67.5278 | 67.2397 | 67.5915 | 68.513 | 70.874 | 74.9521 | 79.4477 | 82.0165 | 80.7462 | 80.1767 | 82.6043 | 83.0345 | 82.4048 | 81.8313 | 80.641 | 78.7584 | 75.5459 | 72.9274 | 71.6727 | 70.957 | 0.094469 | 0.10361 | 0.096878 | 0.10826 | 0.11709 | 0.098973 | 0.11849 | 0.13275 | 0.15654 | 0.18068 | 0.18738 | 0.18056 | 0.17231 | 0.18533 | 0.19187 | 0.19477 | 0.19368 | 0.18229 | 0.16302 | 0.12879 | 0.13463 | 0.1186 | 0.11213 | 0.10174
Portfolio Adjusted1-in-10AllSouth of Lugo2021August Monthly Peak | Portfolio Adjusted | 1-in-10 | All | South of Lugo | 2021 | August Monthly Peak | 8 | 6.0626 | 5.8521 | 5.681 | 5.6694 | 5.9004 | 6.6481 | 7.6274 | 8.6341 | 9.9263 | 11.1612 | 12.1603 | 12.6214 | 12.72 | 12.8742 | 12.8178 | 12.4994 | 11.8919 | 10.9394 | 9.7473 | 9.3198 | 8.941 | 8.1897 | 7.2535 | 6.6124 | -0.045152 | -0.054766 | -0.047602 | -0.042189 | -0.040948 | -0.034994 | -0.049703 | -0.041068 | -0.043378 | -0.057535 | -0.056246 | -0.041468 | -0.038508 | 0.0042359 | 0.23205 | 0.22766 | 0.2046 | 0.17939 | -0.0011818 | -0.027385 | -0.031508 | -0.037085 | -0.037492 | -0.03752 | 71.0054 | 70.3925 | 69.9007 | 69.4404 | 69.2363 | 69.4936 | 69.6236 | 69.8325 | 72.1563 | 76.2018 | 79.5443 | 83.3222 | 85.0644 | 86.0197 | 86.5874 | 88.4009 | 90.3676 | 92.1415 | 91.9905 | 87.9449 | 81.7858 | 77.9988 | 75.9868 | 73.7474 | 0.093311 | 0.10243 | 0.095902 | 0.10725 | 0.1158 | 0.098817 | 0.11954 | 0.13365 | 0.15784 | 0.18354 | 0.19138 | 0.18448 | 0.17564 | 0.18902 | 0.19536 | 0.19753 | 0.19609 | 0.18479 | 0.16513 | 0.13084 | 0.13572 | 0.11907 | 0.11153 | 0.10117
Portfolio Adjusted1-in-10AllSouth of Lugo2021September Monthly Peak | Portfolio Adjusted | 1-in-10 | All | South of Lugo | 2021 | September Monthly Peak | 9 | 6.2128 | 6.0019 | 5.7996 | 5.7947 | 6.0554 | 6.8486 | 8.0564 | 9.168 | 10.7137 | 12.0958 | 13.1208 | 13.5643 | 13.6667 | 13.8229 | 13.6976 | 13.2503 | 12.607 | 11.5325 | 10.262 | 9.9753 | 9.2449 | 8.4376 | 7.4581 | 6.796 | -0.050405 | -0.065283 | -0.053976 | -0.045721 | -0.041736 | -0.037601 | -0.056454 | -0.044715 | -0.034868 | -0.062401 | -0.065007 | -0.048518 | -0.038409 | 0.0015687 | 0.24311 | 0.23744 | 0.22376 | 0.18965 | 0.0066247 | -0.029509 | -0.04236 | -0.046878 | -0.048597 | -0.048967 | 75.776 | 75.1362 | 74.3997 | 73.5136 | 72.6879 | 72.3507 | 72.3024 | 72.5699 | 74.6815 | 78.7961 | 82.5922 | 86.6065 | 89.1876 | 90.3501 | 90.0445 | 90.4774 | 90.3877 | 89.7951 | 88.3409 | 84.3915 | 80.0149 | 76.8709 | 74.6649 | 73.3112 | 0.09685 | 0.10692 | 0.099632 | 0.11173 | 0.12131 | 0.1034 | 0.12614 | 0.14126 | 0.1697 | 0.19896 | 0.20697 | 0.19724 | 0.18533 | 0.19863 | 0.20418 | 0.20543 | 0.2037 | 0.19232 | 0.17181 | 0.13735 | 0.14234 | 0.12402 | 0.11633 | 0.1055
Portfolio Adjusted1-in-10AllSouth of Lugo2021October Monthly Peak | Portfolio Adjusted | 1-in-10 | All | South of Lugo | 2021 | October Monthly Peak | 10 | 5.4539 | 5.2602 | 5.1166 | 5.1208 | 5.2711 | 5.8799 | 6.9145 | 7.6091 | 8.6635 | 9.8021 | 10.6667 | 11.2126 | 11.5228 | 11.7573 | 11.7248 | 11.3415 | 10.728 | 9.9761 | 9.2789 | 8.7742 | 8.1178 | 7.4241 | 6.5634 | 5.997 | -0.036069 | -0.04107 | -0.037263 | -0.034519 | -0.034656 | -0.02863 | -0.040048 | -0.034304 | -0.044448 | -0.050896 | -0.047116 | -0.034768 | -0.037005 | 0.0056828 | 0.21495 | 0.2085 | 0.18019 | 0.16332 | -0.0060819 | -0.024636 | -0.021914 | -0.027083 | -0.026316 | -0.02608 | 70.8266 | 69.8877 | 68.8159 | 67.7662 | 66.722 | 66.4518 | 66.4912 | 66.4617 | 67.6823 | 70.7091 | 75.0353 | 79.9033 | 83.9904 | 85.7691 | 85.9746 | 86.0061 | 85.4493 | 84.58 | 81.8374 | 77.9549 | 74.393 | 72.2482 | 70.6819 | 69.5811 | 0.083778 | 0.090286 | 0.084562 | 0.094146 | 0.10006 | 0.088071 | 0.10912 | 0.12301 | 0.14563 | 0.16984 | 0.17655 | 0.17302 | 0.16837 | 0.18212 | 0.1882 | 0.18972 | 0.18811 | 0.17777 | 0.15927 | 0.12462 | 0.125 | 0.10915 | 0.10037 | 0.09058
Portfolio Adjusted1-in-10AllSouth of Lugo2021November Monthly Peak | Portfolio Adjusted | 1-in-10 | All | South of Lugo | 2021 | November Monthly Peak | 11 | 5.3662 | 5.1664 | 5.022 | 5.0557 | 5.2357 | 5.8516 | 6.6067 | 7.3695 | 8.512 | 9.5955 | 10.4122 | 10.8788 | 11.0859 | 11.2453 | 11.1827 | 10.7575 | 10.2991 | 10.0295 | 9.1462 | 8.5143 | 7.8878 | 7.2145 | 6.386 | 5.8476 | -0.035446 | -0.038816 | -0.035846 | -0.034181 | -0.035184 | -0.028785 | -0.039135 | -0.034461 | -0.048666 | -0.052274 | -0.047385 | -0.034578 | -0.038333 | 0.0064963 | 0.20753 | 0.20034 | 0.17197 | 0.16499 | -0.0081957 | -0.024518 | -0.01944 | -0.024936 | -0.023548 | -0.02311 | 68.6672 | 66.8687 | 66.1397 | 64.5813 | 63.8189 | 62.7651 | 62.1726 | 62.6884 | 65.6629 | 71.4913 | 78.2513 | 83.6682 | 85.7206 | 87.1623 | 87.5816 | 86.1954 | 84.0641 | 81.712 | 79.3336 | 76.4313 | 74.5526 | 72.8131 | 70.6982 | 69.1204 | 0.084983 | 0.090894 | 0.084992 | 0.095394 | 0.1016 | 0.089549 | 0.10991 | 0.12441 | 0.14831 | 0.17274 | 0.17968 | 0.17555 | 0.17032 | 0.18397 | 0.19024 | 0.19184 | 0.19035 | 0.17943 | 0.16047 | 0.1255 | 0.12575 | 0.11007 | 0.1005 | 0.090427
Portfolio Adjusted1-in-10AllSouth of Lugo2021December Monthly Peak | Portfolio Adjusted | 1-in-10 | All | South of Lugo | 2021 | December Monthly Peak | 12 | 5.3235 | 5.1588 | 5.0168 | 5.0244 | 5.2279 | 5.79 | 6.8064 | 7.4045 | 8.1695 | 8.7206 | 8.9194 | 8.8614 | 8.6995 | 8.5713 | 8.3971 | 8.136 | 8.1537 | 8.3892 | 7.8984 | 7.61 | 7.2012 | 6.7591 | 6.0897 | 5.687 | -0.027767 | -0.023956 | -0.026862 | -0.029294 | -0.034959 | -0.025534 | -0.032389 | -0.031887 | -0.062225 | -0.047742 | -0.03604 | -0.024526 | -0.035732 | 0.008972 | 0.16345 | 0.15785 | 0.12798 | 0.13788 | -0.018491 | -0.021345 | -0.0037494 | -0.010225 | -0.0068931 | -0.005868 | 48.1687 | 47.2485 | 46.8645 | 47.1339 | 47.6632 | 47.333 | 48.2776 | 48.392 | 49.3308 | 50.8732 | 52.083 | 53.4876 | 55.0057 | 54.6957 | 54.6095 | 54.4089 | 53.8443 | 52.4861 | 51.3888 | 49.522 | 47.6311 | 47.8858 | 47.8035 | 47.0616 | 0.088018 | 0.095484 | 0.089722 | 0.10026 | 0.1066 | 0.091921 | 0.11327 | 0.12694 | 0.14852 | 0.16962 | 0.173 | 0.16879 | 0.16518 | 0.1783 | 0.18477 | 0.1867 | 0.18657 | 0.17559 | 0.15823 | 0.12469 | 0.12497 | 0.11092 | 0.10155 | 0.092333
Portfolio Adjusted1-in-10AllSouth of Lugo2021Typical Event Day | Portfolio Adjusted | 1-in-10 | All | South of Lugo | 2021 | Typical Event Day | 8 | 6.0277 | 5.8213 | 5.6536 | 5.6429 | 5.8716 | 6.6131 | 7.5751 | 8.5446 | 9.7859 | 10.9849 | 11.9565 | 12.4087 | 12.5018 | 12.6566 | 12.6055 | 12.2944 | 11.6988 | 10.7663 | 9.6112 | 9.2005 | 8.8479 | 8.1163 | 7.1987 | 6.5659 | -0.043428 | -0.05128 | -0.045451 | -0.041058 | -0.040886 | -0.034367 | -0.048096 | -0.040477 | -0.047069 | -0.057207 | -0.054478 | -0.039899 | -0.039221 | 0.0051901 | 0.23001 | 0.2254 | 0.19903 | 0.1764 | -0.0038754 | -0.026984 | -0.027912 | -0.033762 | -0.033675 | -0.033542 | 70.6199 | 69.9103 | 69.5153 | 69.0945 | 68.4968 | 68.164 | 68.1374 | 68.7344 | 71.0732 | 75.036 | 79.129 | 82.7855 | 83.9853 | 84.3582 | 85.2004 | 85.9942 | 86.6252 | 86.6024 | 85.8839 | 82.3847 | 77.8287 | 74.6847 | 72.8603 | 71.5994 | 0.092696 | 0.10176 | 0.095289 | 0.10655 | 0.11503 | 0.098207 | 0.11871 | 0.13258 | 0.15627 | 0.18153 | 0.18921 | 0.18262 | 0.17414 | 0.18751 | 0.19386 | 0.19605 | 0.19463 | 0.18326 | 0.16383 | 0.12978 | 0.1345 | 0.11809 | 0.11064 | 0.10037
Portfolio Adjusted1-in-10AllSouth of Lugo2022January Monthly Peak | Portfolio Adjusted | 1-in-10 | All | South of Lugo | 2022 | January Monthly Peak | 1 | 5.3916 | 5.2203 | 5.0768 | 5.084 | 5.309 | 5.9322 | 7.0658 | 7.7259 | 8.5479 | 9.0821 | 9.2604 | 9.2046 | 9.0872 | 9.0421 | 8.8772 | 8.5245 | 8.2964 | 8.5806 | 8.188 | 7.898 | 7.4669 | 6.9738 | 6.2583 | 5.8475 | -0.028511 | -0.024585 | -0.027531 | -0.029842 | -0.035861 | -0.026443 | -0.034245 | -0.033916 | -0.066006 | -0.050783 | -0.038388 | -0.026222 | -0.038446 | 0.0097686 | 0.17376 | 0.16631 | 0.12975 | 0.14097 | -0.01983 | -0.022986 | -0.0040292 | -0.010778 | -0.0072362 | -0.0061276 | 48.632 | 47.7139 | 46.701 | 46.3833 | 45.7758 | 45.9669 | 45.7316 | 45.4665 | 45.264 | 48.2873 | 51.6253 | 53.0705 | 54.7647 | 55.8068 | 55.6363 | 54.5058 | 52.9887 | 51.8386 | 50.3636 | 48.5358 | 47.3422 | 46.342 | 46.1528 | 45.6797 | 0.089819 | 0.097558 | 0.091603 | 0.10196 | 0.10902 | 0.094246 | 0.11704 | 0.13103 | 0.15332 | 0.17547 | 0.17896 | 0.17414 | 0.16976 | 0.18347 | 0.18976 | 0.19138 | 0.19093 | 0.18064 | 0.16323 | 0.12922 | 0.13064 | 0.11472 | 0.10521 | 0.095495
Portfolio Adjusted1-in-10AllSouth of Lugo2022February Monthly Peak | Portfolio Adjusted | 1-in-10 | All | South of Lugo | 2022 | February Monthly Peak | 2 | 5.3035 | 5.1313 | 4.9937 | 5.0149 | 5.207 | 5.8092 | 6.7526 | 7.3685 | 8.1433 | 8.7882 | 9.1447 | 9.2938 | 9.3505 | 9.3878 | 9.307 | 8.9814 | 8.6807 | 8.6127 | 8.3331 | 7.9002 | 7.446 | 6.9447 | 6.2434 | 5.7993 | -0.028179 | -0.024313 | -0.027236 | -0.029587 | -0.035435 | -0.026186 | -0.033397 | -0.032712 | -0.063617 | -0.049521 | -0.037955 | -0.02626 | -0.038804 | 0.0099232 | 0.18115 | 0.17402 | 0.13562 | 0.14097 | -0.019818 | -0.022716 | -0.0039778 | -0.010644 | -0.007214 | -0.0061002 | 54.5032 | 53.5069 | 52.3204 | 51.6403 | 51.8776 | 51.196 | 48.7108 | 51.3289 | 53.2864 | 55.7367 | 58.6328 | 59.4481 | 60.6926 | 62.2313 | 63.127 | 63.4545 | 62.6517 | 61.9991 | 60.6873 | 59.0282 | 57.4812 | 56.1114 | 55.4381 | 53.9248 | 0.08794 | 0.095795 | 0.090005 | 0.10053 | 0.10722 | 0.092312 | 0.11337 | 0.12616 | 0.14759 | 0.16989 | 0.17441 | 0.17025 | 0.16571 | 0.17918 | 0.18524 | 0.18677 | 0.18594 | 0.17626 | 0.15931 | 0.12573 | 0.12757 | 0.11205 | 0.1037 | 0.094192
Portfolio Adjusted1-in-10AllSouth of Lugo2022March Monthly Peak | Portfolio Adjusted | 1-in-10 | All | South of Lugo | 2022 | March Monthly Peak | 3 | 5.5057 | 5.2933 | 5.1151 | 5.1095 | 5.293 | 5.89 | 6.795 | 7.4645 | 8.3365 | 9.1093 | 9.6445 | 9.9267 | 10.0534 | 10.2047 | 10.2221 | 9.9762 | 9.5549 | 8.975 | 8.3281 | 8.3059 | 7.8751 | 7.3283 | 6.5586 | 5.9922 | -0.030323 | -0.026125 | -0.028732 | -0.031159 | -0.037256 | -0.027544 | -0.03462 | -0.034614 | -0.068534 | -0.05369 | -0.041624 | -0.028983 | -0.04282 | 0.011012 | 0.19952 | 0.19392 | 0.14891 | 0.14631 | -0.020795 | -0.024441 | -0.0043296 | -0.011637 | -0.007879 | -0.0065502 | 61.4727 | 59.9065 | 58.8727 | 57.5928 | 56.6041 | 55.6405 | 54.8893 | 54.6244 | 56.1623 | 59.935 | 64.2154 | 68.4642 | 72.4983 | 73.8491 | 74.5816 | 74.1034 | 73.026 | 71.4412 | 70.6726 | 69.1446 | 66.8234 | 64.2656 | 61.9175 | 60.1754 | 0.092376 | 0.10117 | 0.093778 | 0.10491 | 0.11178 | 0.095321 | 0.11548 | 0.12936 | 0.15292 | 0.17693 | 0.18266 | 0.17766 | 0.1712 | 0.18496 | 0.19157 | 0.19368 | 0.19273 | 0.1813 | 0.16228 | 0.12989 | 0.13426 | 0.11824 | 0.11035 | 0.099339
Portfolio Adjusted1-in-10AllSouth of Lugo2022April Monthly Peak | Portfolio Adjusted | 1-in-10 | All | South of Lugo | 2022 | April Monthly Peak | 4 | 5.5524 | 5.314 | 5.1213 | 5.1209 | 5.2881 | 5.8939 | 6.7312 | 7.555 | 8.7285 | 9.7826 | 10.5994 | 11.083 | 11.3482 | 11.5607 | 11.5993 | 11.3259 | 10.7995 | 9.9666 | 8.9251 | 8.7469 | 8.299 | 7.6317 | 6.7399 | 6.1044 | -0.037903 | -0.042497 | -0.038323 | -0.035749 | -0.036389 | -0.029726 | -0.040992 | -0.036185 | -0.049249 | -0.054026 | -0.049234 | -0.036076 | -0.039186 | 0.0064005 | 0.21506 | 0.21057 | 0.18086 | 0.16324 | -0.0074083 | -0.025826 | -0.021891 | -0.027752 | -0.02659 | -0.025898 | 70.2274 | 69.2511 | 67.6753 | 66.0973 | 64.7413 | 63.8851 | 63.5008 | 63.5813 | 66.2944 | 71.9092 | 77.2422 | 82.3406 | 85.3172 | 86.1197 | 85.2152 | 85.1683 | 85.1134 | 85.1983 | 83.8386 | 79.8134 | 75.0644 | 70.4173 | 68.1056 | 67.1216 | 0.087825 | 0.095173 | 0.088057 | 0.098035 | 0.10431 | 0.090876 | 0.1117 | 0.12671 | 0.15087 | 0.17559 | 0.1823 | 0.17785 | 0.17197 | 0.1859 | 0.19256 | 0.19466 | 0.19331 | 0.18116 | 0.16117 | 0.12807 | 0.13049 | 0.11441 | 0.10563 | 0.094621
Portfolio Adjusted1-in-10AllSouth of Lugo2022May Monthly Peak | Portfolio Adjusted | 1-in-10 | All | South of Lugo | 2022 | May Monthly Peak | 5 | 5.8218 | 5.595 | 5.3786 | 5.3832 | 5.5562 | 6.1631 | 6.9571 | 8.0915 | 9.4716 | 10.6935 | 11.5646 | 12.0179 | 12.1414 | 12.307 | 12.293 | 11.9659 | 11.3944 | 10.4396 | 9.3503 | 8.8787 | 8.5874 | 7.8895 | 7.0119 | 6.3773 | -0.042675 | -0.050621 | -0.043993 | -0.039623 | -0.038797 | -0.032434 | -0.045339 | -0.039515 | -0.046829 | -0.058647 | -0.055676 | -0.040855 | -0.039995 | 0.0051229 | 0.22509 | 0.22026 | 0.19466 | 0.17123 | -0.0033377 | -0.02677 | -0.028281 | -0.033898 | -0.033885 | -0.033604 | 70.7791 | 69.6422 | 68.4813 | 68.1747 | 67.818 | 67.4587 | 67.5925 | 67.6322 | 70.9082 | 76.1808 | 80.7766 | 84.1565 | 85.5048 | 85.697 | 86.4978 | 86.6657 | 86.6946 | 85.7693 | 85.2449 | 82.8222 | 78.5693 | 73.9711 | 71.4218 | 69.0489 | 0.091232 | 0.099846 | 0.092333 | 0.10309 | 0.11015 | 0.09442 | 0.1147 | 0.13113 | 0.15754 | 0.18446 | 0.1914 | 0.18457 | 0.17617 | 0.18959 | 0.196 | 0.19781 | 0.19611 | 0.18409 | 0.16402 | 0.12941 | 0.13379 | 0.1172 | 0.10957 | 0.098911
Portfolio Adjusted1-in-10AllSouth of Lugo2022June Monthly Peak | Portfolio Adjusted | 1-in-10 | All | South of Lugo | 2022 | June Monthly Peak | 6 | 5.8966 | 5.6591 | 5.4754 | 5.4666 | 5.6774 | 6.2834 | 7.0285 | 8.0509 | 9.221 | 10.2842 | 11.0289 | 11.4253 | 11.5242 | 11.6982 | 11.7214 | 11.4571 | 10.9656 | 10.1284 | 9.0925 | 8.5871 | 8.4323 | 7.8274 | 7.0378 | 6.4129 | -0.03859 | -0.040017 | -0.038375 | -0.037315 | -0.040732 | -0.032058 | -0.041691 | -0.038556 | -0.060908 | -0.057706 | -0.049282 | -0.035072 | -0.041919 | 0.0084004 | 0.22055 | 0.21558 | 0.17905 | 0.16554 | -0.012998 | -0.025802 | -0.015985 | -0.022869 | -0.021192 | -0.020383 | 65.6996 | 65.337 | 65.5268 | 65.5691 | 64.5352 | 63.5721 | 63.0321 | 64.0222 | 66.5811 | 70.1938 | 74.932 | 79.1969 | 80.9429 | 80.8863 | 81.5655 | 82.0642 | 83.3407 | 82.6417 | 82.5634 | 78.4441 | 73.9682 | 70.9419 | 69.1168 | 68.3817 | 0.094572 | 0.10349 | 0.096259 | 0.10729 | 0.11552 | 0.09799 | 0.11677 | 0.13149 | 0.15612 | 0.18109 | 0.18703 | 0.18058 | 0.17241 | 0.1858 | 0.19251 | 0.19473 | 0.19359 | 0.18212 | 0.16289 | 0.12884 | 0.13428 | 0.11846 | 0.11237 | 0.10181
Portfolio Adjusted1-in-10AllSouth of Lugo2022July Monthly Peak | Portfolio Adjusted | 1-in-10 | All | South of Lugo | 2022 | July Monthly Peak | 7 | 6.08 | 5.858 | 5.6883 | 5.6726 | 5.8924 | 6.5702 | 7.4538 | 8.5277 | 9.7464 | 10.8649 | 11.7217 | 12.1096 | 12.1646 | 12.3017 | 12.2507 | 12.0292 | 11.5215 | 10.622 | 9.511 | 8.9459 | 8.77 | 8.1374 | 7.2599 | 6.6158 | -0.042797 | -0.048513 | -0.04402 | -0.040655 | -0.041851 | -0.034213 | -0.046501 | -0.040445 | -0.052384 | -0.057387 | -0.052511 | -0.037934 | -0.039773 | 0.0062136 | 0.22568 | 0.22239 | 0.19345 | 0.17402 | -0.0070309 | -0.026492 | -0.024043 | -0.030405 | -0.029972 | -0.0296 | 69.9985 | 68.7753 | 68.2341 | 67.8551 | 67.5278 | 67.2397 | 67.5915 | 68.513 | 70.874 | 74.9521 | 79.4477 | 82.0165 | 80.7462 | 80.1767 | 82.6043 | 83.0345 | 82.4048 | 81.8313 | 80.641 | 78.7584 | 75.5459 | 72.9274 | 71.6727 | 70.957 | 0.094469 | 0.10361 | 0.096878 | 0.10826 | 0.11709 | 0.098973 | 0.11849 | 0.13275 | 0.15654 | 0.18068 | 0.18738 | 0.18056 | 0.17231 | 0.18533 | 0.19187 | 0.19477 | 0.19368 | 0.18229 | 0.16302 | 0.12879 | 0.13463 | 0.1186 | 0.11213 | 0.10174
Portfolio Adjusted1-in-10AllSouth of Lugo2022August Monthly Peak | Portfolio Adjusted | 1-in-10 | All | South of Lugo | 2022 | August Monthly Peak | 8 | 6.0626 | 5.8521 | 5.681 | 5.6694 | 5.9004 | 6.6481 | 7.6274 | 8.6341 | 9.9263 | 11.1612 | 12.1603 | 12.6214 | 12.72 | 12.8742 | 12.8178 | 12.4994 | 11.8919 | 10.9394 | 9.7473 | 9.3198 | 8.941 | 8.1897 | 7.2535 | 6.6124 | -0.045152 | -0.054766 | -0.047602 | -0.042189 | -0.040948 | -0.034994 | -0.049703 | -0.041068 | -0.043378 | -0.057535 | -0.056246 | -0.041468 | -0.038508 | 0.0042359 | 0.23205 | 0.22766 | 0.2046 | 0.17939 | -0.0011818 | -0.027385 | -0.031508 | -0.037085 | -0.037492 | -0.03752 | 71.0054 | 70.3925 | 69.9007 | 69.4404 | 69.2363 | 69.4936 | 69.6236 | 69.8325 | 72.1563 | 76.2018 | 79.5443 | 83.3222 | 85.0644 | 86.0197 | 86.5874 | 88.4009 | 90.3676 | 92.1415 | 91.9905 | 87.9449 | 81.7857 | 77.9988 | 75.9868 | 73.7474 | 0.093311 | 0.10243 | 0.095902 | 0.10725 | 0.1158 | 0.098817 | 0.11954 | 0.13365 | 0.15784 | 0.18354 | 0.19138 | 0.18448 | 0.17564 | 0.18902 | 0.19536 | 0.19753 | 0.19609 | 0.18479 | 0.16513 | 0.13084 | 0.13572 | 0.11907 | 0.11153 | 0.10117
Portfolio Adjusted1-in-10AllSouth of Lugo2022September Monthly Peak | Portfolio Adjusted | 1-in-10 | All | South of Lugo | 2022 | September Monthly Peak | 9 | 6.2128 | 6.0019 | 5.7996 | 5.7947 | 6.0554 | 6.8486 | 8.0564 | 9.168 | 10.7137 | 12.0958 | 13.1208 | 13.5643 | 13.6667 | 13.8229 | 13.6976 | 13.2503 | 12.607 | 11.5325 | 10.262 | 9.9753 | 9.2449 | 8.4376 | 7.4581 | 6.796 | -0.050405 | -0.065283 | -0.053976 | -0.045721 | -0.041736 | -0.037601 | -0.056454 | -0.044715 | -0.034868 | -0.0624 | -0.065007 | -0.048518 | -0.038409 | 0.0015687 | 0.24311 | 0.23744 | 0.22376 | 0.18965 | 0.0066247 | -0.029509 | -0.04236 | -0.046878 | -0.048597 | -0.048967 | 75.776 | 75.1362 | 74.3997 | 73.5136 | 72.6879 | 72.3507 | 72.3024 | 72.5699 | 74.6815 | 78.7961 | 82.5922 | 86.6065 | 89.1876 | 90.3501 | 90.0445 | 90.4774 | 90.3877 | 89.7951 | 88.3409 | 84.3915 | 80.0149 | 76.8709 | 74.6649 | 73.3112 | 0.09685 | 0.10692 | 0.099632 | 0.11173 | 0.12131 | 0.1034 | 0.12614 | 0.14126 | 0.1697 | 0.19896 | 0.20697 | 0.19724 | 0.18533 | 0.19863 | 0.20418 | 0.20543 | 0.2037 | 0.19232 | 0.17181 | 0.13735 | 0.14234 | 0.12402 | 0.11633 | 0.1055
Portfolio Adjusted1-in-10AllSouth of Lugo2022October Monthly Peak | Portfolio Adjusted | 1-in-10 | All | South of Lugo | 2022 | October Monthly Peak | 10 | 5.4539 | 5.2602 | 5.1166 | 5.1208 | 5.2711 | 5.8799 | 6.9145 | 7.6091 | 8.6635 | 9.8021 | 10.6667 | 11.2126 | 11.5228 | 11.7573 | 11.7248 | 11.3415 | 10.728 | 9.9761 | 9.2789 | 8.7742 | 8.1178 | 7.4241 | 6.5634 | 5.997 | -0.036069 | -0.04107 | -0.037263 | -0.034519 | -0.034656 | -0.02863 | -0.040048 | -0.034304 | -0.044448 | -0.050896 | -0.047116 | -0.034768 | -0.037005 | 0.0056828 | 0.21495 | 0.2085 | 0.18019 | 0.16332 | -0.0060819 | -0.024636 | -0.021914 | -0.027083 | -0.026316 | -0.02608 | 70.8266 | 69.8877 | 68.8159 | 67.7662 | 66.722 | 66.4518 | 66.4912 | 66.4618 | 67.6823 | 70.7091 | 75.0353 | 79.9033 | 83.9904 | 85.7691 | 85.9746 | 86.0061 | 85.4493 | 84.58 | 81.8374 | 77.9549 | 74.393 | 72.2482 | 70.6819 | 69.5811 | 0.083778 | 0.090286 | 0.084562 | 0.094146 | 0.10006 | 0.088071 | 0.10912 | 0.12301 | 0.14563 | 0.16984 | 0.17655 | 0.17302 | 0.16837 | 0.18212 | 0.1882 | 0.18972 | 0.18811 | 0.17777 | 0.15927 | 0.12462 | 0.125 | 0.10915 | 0.10037 | 0.09058
Portfolio Adjusted1-in-10AllSouth of Lugo2022November Monthly Peak | Portfolio Adjusted | 1-in-10 | All | South of Lugo | 2022 | November Monthly Peak | 11 | 5.3662 | 5.1664 | 5.022 | 5.0557 | 5.2357 | 5.8516 | 6.6067 | 7.3695 | 8.512 | 9.5955 | 10.4122 | 10.8788 | 11.0859 | 11.2453 | 11.1827 | 10.7575 | 10.2991 | 10.0295 | 9.1462 | 8.5143 | 7.8878 | 7.2145 | 6.386 | 5.8476 | -0.035446 | -0.038816 | -0.035846 | -0.034181 | -0.035184 | -0.028785 | -0.039135 | -0.034461 | -0.048666 | -0.052274 | -0.047385 | -0.034578 | -0.038333 | 0.0064963 | 0.20753 | 0.20034 | 0.17197 | 0.16499 | -0.0081957 | -0.024518 | -0.01944 | -0.024936 | -0.023548 | -0.02311 | 68.6672 | 66.8687 | 66.1397 | 64.5813 | 63.8189 | 62.7651 | 62.1726 | 62.6884 | 65.6629 | 71.4913 | 78.2513 | 83.6682 | 85.7206 | 87.1623 | 87.5816 | 86.1954 | 84.0641 | 81.712 | 79.3336 | 76.4313 | 74.5526 | 72.8131 | 70.6982 | 69.1204 | 0.084983 | 0.090894 | 0.084992 | 0.095394 | 0.1016 | 0.089549 | 0.10991 | 0.12441 | 0.14831 | 0.17274 | 0.17968 | 0.17555 | 0.17032 | 0.18397 | 0.19024 | 0.19184 | 0.19035 | 0.17943 | 0.16047 | 0.1255 | 0.12575 | 0.11007 | 0.1005 | 0.090427
Portfolio Adjusted1-in-10AllSouth of Lugo2022December Monthly Peak | Portfolio Adjusted | 1-in-10 | All | South of Lugo | 2022 | December Monthly Peak | 12 | 5.3235 | 5.1588 | 5.0168 | 5.0244 | 5.2279 | 5.79 | 6.8064 | 7.4045 | 8.1695 | 8.7206 | 8.9194 | 8.8614 | 8.6995 | 8.5713 | 8.3971 | 8.136 | 8.1537 | 8.3892 | 7.8984 | 7.61 | 7.2012 | 6.7591 | 6.0897 | 5.687 | -0.027767 | -0.023956 | -0.026862 | -0.029294 | -0.034959 | -0.025534 | -0.032389 | -0.031887 | -0.062225 | -0.047742 | -0.03604 | -0.024526 | -0.035732 | 0.008972 | 0.16345 | 0.15785 | 0.12798 | 0.13788 | -0.018491 | -0.021345 | -0.0037494 | -0.010225 | -0.0068931 | -0.005868 | 48.1687 | 47.2485 | 46.8645 | 47.1339 | 47.6632 | 47.333 | 48.2776 | 48.392 | 49.3308 | 50.8732 | 52.083 | 53.4876 | 55.0057 | 54.6957 | 54.6095 | 54.4089 | 53.8443 | 52.4861 | 51.3888 | 49.522 | 47.6311 | 47.8858 | 47.8035 | 47.0616 | 0.088018 | 0.095484 | 0.089722 | 0.10026 | 0.1066 | 0.091921 | 0.11327 | 0.12694 | 0.14852 | 0.16962 | 0.173 | 0.16879 | 0.16518 | 0.1783 | 0.18477 | 0.1867 | 0.18657 | 0.17559 | 0.15823 | 0.12469 | 0.12497 | 0.11092 | 0.10155 | 0.092333
Portfolio Adjusted1-in-10AllSouth of Lugo2022Typical Event Day | Portfolio Adjusted | 1-in-10 | All | South of Lugo | 2022 | Typical Event Day | 8 | 6.0277 | 5.8213 | 5.6536 | 5.6429 | 5.8716 | 6.6131 | 7.5751 | 8.5446 | 9.7859 | 10.9849 | 11.9565 | 12.4087 | 12.5018 | 12.6566 | 12.6055 | 12.2944 | 11.6987 | 10.7663 | 9.6112 | 9.2005 | 8.8479 | 8.1163 | 7.1987 | 6.5659 | -0.043428 | -0.05128 | -0.045451 | -0.041058 | -0.040886 | -0.034367 | -0.048096 | -0.040477 | -0.047069 | -0.057207 | -0.054478 | -0.039899 | -0.039221 | 0.0051901 | 0.23001 | 0.2254 | 0.19903 | 0.1764 | -0.0038754 | -0.026984 | -0.027912 | -0.033762 | -0.033675 | -0.033542 | 70.6199 | 69.9103 | 69.5153 | 69.0945 | 68.4968 | 68.164 | 68.1374 | 68.7344 | 71.0732 | 75.036 | 79.129 | 82.7855 | 83.9853 | 84.3582 | 85.2004 | 85.9942 | 86.6252 | 86.6024 | 85.8839 | 82.3847 | 77.8287 | 74.6847 | 72.8603 | 71.5994 | 0.092696 | 0.10176 | 0.095289 | 0.10655 | 0.11503 | 0.098207 | 0.11871 | 0.13258 | 0.15627 | 0.18153 | 0.18921 | 0.18262 | 0.17414 | 0.18751 | 0.19386 | 0.19605 | 0.19463 | 0.18326 | 0.16383 | 0.12978 | 0.1345 | 0.11809 | 0.11064 | 0.10037
Portfolio Adjusted1-in-10AllSouth of Lugo2023January Monthly Peak | Portfolio Adjusted | 1-in-10 | All | South of Lugo | 2023 | January Monthly Peak | 1 | 5.3916 | 5.2203 | 5.0768 | 5.084 | 5.309 | 5.9322 | 7.0658 | 7.7259 | 8.5479 | 9.0821 | 9.2604 | 9.2046 | 9.0872 | 9.0421 | 8.8772 | 8.5245 | 8.2964 | 8.5806 | 8.188 | 7.898 | 7.4669 | 6.9738 | 6.2583 | 5.8475 | -0.028511 | -0.024585 | -0.027531 | -0.029842 | -0.035861 | -0.026443 | -0.034245 | -0.033916 | -0.066006 | -0.050783 | -0.038388 | -0.026222 | -0.038446 | 0.0097686 | 0.17376 | 0.16631 | 0.12975 | 0.14097 | -0.01983 | -0.022986 | -0.0040292 | -0.010778 | -0.0072362 | -0.0061276 | 48.632 | 47.7139 | 46.701 | 46.3833 | 45.7758 | 45.9669 | 45.7316 | 45.4665 | 45.264 | 48.2873 | 51.6253 | 53.0705 | 54.7647 | 55.8068 | 55.6363 | 54.5058 | 52.9887 | 51.8386 | 50.3636 | 48.5358 | 47.3422 | 46.342 | 46.1528 | 45.6797 | 0.089819 | 0.097558 | 0.091603 | 0.10196 | 0.10902 | 0.094246 | 0.11704 | 0.13103 | 0.15332 | 0.17547 | 0.17896 | 0.17414 | 0.16976 | 0.18347 | 0.18976 | 0.19138 | 0.19093 | 0.18064 | 0.16323 | 0.12922 | 0.13064 | 0.11472 | 0.10521 | 0.095495
Portfolio Adjusted1-in-10AllSouth of Lugo2023February Monthly Peak | Portfolio Adjusted | 1-in-10 | All | South of Lugo | 2023 | February Monthly Peak | 2 | 5.3035 | 5.1313 | 4.9937 | 5.0149 | 5.207 | 5.8092 | 6.7526 | 7.3685 | 8.1433 | 8.7882 | 9.1447 | 9.2938 | 9.3505 | 9.3878 | 9.307 | 8.9814 | 8.6807 | 8.6127 | 8.3331 | 7.9002 | 7.446 | 6.9447 | 6.2434 | 5.7993 | -0.028179 | -0.024313 | -0.027236 | -0.029587 | -0.035435 | -0.026186 | -0.033397 | -0.032712 | -0.063617 | -0.049521 | -0.037955 | -0.02626 | -0.038804 | 0.0099232 | 0.18115 | 0.17402 | 0.13562 | 0.14097 | -0.019818 | -0.022716 | -0.0039778 | -0.010644 | -0.007214 | -0.0061002 | 54.5032 | 53.5069 | 52.3204 | 51.6403 | 51.8776 | 51.196 | 48.7108 | 51.3289 | 53.2864 | 55.7367 | 58.6328 | 59.4481 | 60.6926 | 62.2313 | 63.127 | 63.4545 | 62.6517 | 61.9991 | 60.6873 | 59.0282 | 57.4812 | 56.1114 | 55.4381 | 53.9247 | 0.08794 | 0.095795 | 0.090005 | 0.10053 | 0.10722 | 0.092312 | 0.11337 | 0.12616 | 0.14759 | 0.16989 | 0.17441 | 0.17025 | 0.16571 | 0.17918 | 0.18524 | 0.18677 | 0.18594 | 0.17626 | 0.15931 | 0.12573 | 0.12757 | 0.11205 | 0.1037 | 0.094192
Portfolio Adjusted1-in-10AllSouth of Lugo2023March Monthly Peak | Portfolio Adjusted | 1-in-10 | All | South of Lugo | 2023 | March Monthly Peak | 3 | 5.5057 | 5.2933 | 5.1151 | 5.1095 | 5.293 | 5.89 | 6.795 | 7.4645 | 8.3365 | 9.1093 | 9.6445 | 9.9267 | 10.0534 | 10.2047 | 10.2221 | 9.9762 | 9.5549 | 8.975 | 8.3281 | 8.3059 | 7.8751 | 7.3283 | 6.5586 | 5.9922 | -0.030323 | -0.026125 | -0.028732 | -0.031159 | -0.037256 | -0.027544 | -0.03462 | -0.034614 | -0.068534 | -0.05369 | -0.041624 | -0.028983 | -0.04282 | 0.011012 | 0.19952 | 0.19392 | 0.14891 | 0.14631 | -0.020795 | -0.024441 | -0.0043296 | -0.011637 | -0.007879 | -0.0065502 | 61.4727 | 59.9065 | 58.8727 | 57.5928 | 56.6041 | 55.6405 | 54.8893 | 54.6244 | 56.1623 | 59.935 | 64.2154 | 68.4642 | 72.4983 | 73.8491 | 74.5816 | 74.1034 | 73.026 | 71.4412 | 70.6726 | 69.1446 | 66.8234 | 64.2656 | 61.9175 | 60.1754 | 0.092376 | 0.10117 | 0.093778 | 0.10491 | 0.11178 | 0.095321 | 0.11548 | 0.12936 | 0.15292 | 0.17693 | 0.18266 | 0.17766 | 0.1712 | 0.18496 | 0.19157 | 0.19368 | 0.19273 | 0.1813 | 0.16228 | 0.12989 | 0.13426 | 0.11824 | 0.11035 | 0.099339
Portfolio Adjusted1-in-10AllSouth of Lugo2023April Monthly Peak | Portfolio Adjusted | 1-in-10 | All | South of Lugo | 2023 | April Monthly Peak | 4 | 5.5524 | 5.314 | 5.1213 | 5.1209 | 5.2881 | 5.8939 | 6.7312 | 7.555 | 8.7285 | 9.7826 | 10.5994 | 11.083 | 11.3482 | 11.5607 | 11.5993 | 11.3259 | 10.7995 | 9.9666 | 8.9251 | 8.7469 | 8.299 | 7.6317 | 6.7399 | 6.1044 | -0.037903 | -0.042497 | -0.038323 | -0.035749 | -0.036389 | -0.029726 | -0.040992 | -0.036185 | -0.049249 | -0.054026 | -0.049234 | -0.036076 | -0.039186 | 0.0064005 | 0.21506 | 0.21057 | 0.18086 | 0.16324 | -0.0074083 | -0.025826 | -0.021891 | -0.027752 | -0.02659 | -0.025898 | 70.2274 | 69.2511 | 67.6753 | 66.0973 | 64.7413 | 63.8851 | 63.5008 | 63.5813 | 66.2944 | 71.9092 | 77.2422 | 82.3406 | 85.3172 | 86.1197 | 85.2152 | 85.1683 | 85.1134 | 85.1983 | 83.8386 | 79.8134 | 75.0644 | 70.4173 | 68.1055 | 67.1216 | 0.087825 | 0.095173 | 0.088057 | 0.098035 | 0.10431 | 0.090876 | 0.1117 | 0.12671 | 0.15087 | 0.17559 | 0.1823 | 0.17785 | 0.17197 | 0.1859 | 0.19256 | 0.19466 | 0.19331 | 0.18116 | 0.16117 | 0.12807 | 0.13049 | 0.11441 | 0.10563 | 0.094621
Portfolio Adjusted1-in-10AllSouth of Lugo2023May Monthly Peak | Portfolio Adjusted | 1-in-10 | All | South of Lugo | 2023 | May Monthly Peak | 5 | 5.8218 | 5.595 | 5.3786 | 5.3832 | 5.5562 | 6.1631 | 6.9571 | 8.0915 | 9.4716 | 10.6935 | 11.5646 | 12.0179 | 12.1414 | 12.307 | 12.293 | 11.9659 | 11.3944 | 10.4396 | 9.3503 | 8.8787 | 8.5874 | 7.8895 | 7.0119 | 6.3773 | -0.042675 | -0.050621 | -0.043993 | -0.039623 | -0.038797 | -0.032434 | -0.045339 | -0.039515 | -0.046829 | -0.058647 | -0.055676 | -0.040855 | -0.039995 | 0.0051229 | 0.22509 | 0.22026 | 0.19466 | 0.17123 | -0.0033377 | -0.02677 | -0.028281 | -0.033898 | -0.033885 | -0.033604 | 70.7791 | 69.6422 | 68.4813 | 68.1747 | 67.818 | 67.4587 | 67.5925 | 67.6322 | 70.9082 | 76.1808 | 80.7766 | 84.1565 | 85.5048 | 85.697 | 86.4978 | 86.6657 | 86.6946 | 85.7693 | 85.2449 | 82.8222 | 78.5693 | 73.9711 | 71.4218 | 69.0489 | 0.091232 | 0.099846 | 0.092333 | 0.10309 | 0.11015 | 0.09442 | 0.1147 | 0.13113 | 0.15754 | 0.18446 | 0.1914 | 0.18457 | 0.17617 | 0.18959 | 0.196 | 0.19781 | 0.19611 | 0.18409 | 0.16402 | 0.12941 | 0.13379 | 0.1172 | 0.10957 | 0.098911
Portfolio Adjusted1-in-10AllSouth of Lugo2023June Monthly Peak | Portfolio Adjusted | 1-in-10 | All | South of Lugo | 2023 | June Monthly Peak | 6 | 5.8966 | 5.6591 | 5.4754 | 5.4666 | 5.6774 | 6.2834 | 7.0285 | 8.0509 | 9.221 | 10.2842 | 11.0289 | 11.4253 | 11.5242 | 11.6982 | 11.7214 | 11.4571 | 10.9656 | 10.1284 | 9.0925 | 8.5871 | 8.4323 | 7.8274 | 7.0378 | 6.4129 | -0.03859 | -0.040017 | -0.038375 | -0.037315 | -0.040732 | -0.032058 | -0.041691 | -0.038556 | -0.060908 | -0.057706 | -0.049282 | -0.035072 | -0.041919 | 0.0084004 | 0.22055 | 0.21558 | 0.17905 | 0.16554 | -0.012998 | -0.025802 | -0.015985 | -0.022869 | -0.021192 | -0.020383 | 65.6996 | 65.337 | 65.5268 | 65.5691 | 64.5352 | 63.5721 | 63.0321 | 64.0222 | 66.5811 | 70.1938 | 74.932 | 79.1969 | 80.9429 | 80.8863 | 81.5655 | 82.0642 | 83.3407 | 82.6417 | 82.5634 | 78.4441 | 73.9682 | 70.9419 | 69.1168 | 68.3817 | 0.094572 | 0.10349 | 0.096259 | 0.10729 | 0.11552 | 0.09799 | 0.11677 | 0.13149 | 0.15612 | 0.18109 | 0.18703 | 0.18058 | 0.17241 | 0.1858 | 0.19251 | 0.19473 | 0.19359 | 0.18212 | 0.16289 | 0.12884 | 0.13428 | 0.11846 | 0.11237 | 0.10181
Portfolio Adjusted1-in-10AllSouth of Lugo2023July Monthly Peak | Portfolio Adjusted | 1-in-10 | All | South of Lugo | 2023 | July Monthly Peak | 7 | 6.08 | 5.858 | 5.6883 | 5.6726 | 5.8924 | 6.5702 | 7.4538 | 8.5277 | 9.7464 | 10.8649 | 11.7217 | 12.1096 | 12.1646 | 12.3017 | 12.2507 | 12.0292 | 11.5215 | 10.622 | 9.511 | 8.9459 | 8.77 | 8.1374 | 7.2599 | 6.6158 | -0.042797 | -0.048513 | -0.04402 | -0.040655 | -0.041851 | -0.034213 | -0.046501 | -0.040445 | -0.052384 | -0.057387 | -0.052511 | -0.037934 | -0.039773 | 0.0062136 | 0.22568 | 0.22239 | 0.19345 | 0.17402 | -0.0070309 | -0.026492 | -0.024043 | -0.030405 | -0.029972 | -0.0296 | 69.9985 | 68.7753 | 68.2341 | 67.8551 | 67.5278 | 67.2397 | 67.5915 | 68.513 | 70.874 | 74.9521 | 79.4477 | 82.0165 | 80.7462 | 80.1767 | 82.6043 | 83.0345 | 82.4048 | 81.8313 | 80.641 | 78.7584 | 75.5459 | 72.9274 | 71.6727 | 70.957 | 0.094469 | 0.10361 | 0.096878 | 0.10826 | 0.11709 | 0.098973 | 0.11849 | 0.13275 | 0.15654 | 0.18068 | 0.18738 | 0.18056 | 0.17231 | 0.18533 | 0.19187 | 0.19477 | 0.19368 | 0.18229 | 0.16302 | 0.12879 | 0.13463 | 0.1186 | 0.11213 | 0.10174
Portfolio Adjusted1-in-10AllSouth of Lugo2023August Monthly Peak | Portfolio Adjusted | 1-in-10 | All | South of Lugo | 2023 | August Monthly Peak | 8 | 6.0626 | 5.8521 | 5.681 | 5.6694 | 5.9004 | 6.6481 | 7.6274 | 8.6341 | 9.9263 | 11.1612 | 12.1603 | 12.6214 | 12.72 | 12.8742 | 12.8178 | 12.4994 | 11.8919 | 10.9394 | 9.7473 | 9.3198 | 8.941 | 8.1897 | 7.2535 | 6.6124 | -0.045152 | -0.054766 | -0.047602 | -0.042189 | -0.040948 | -0.034994 | -0.049703 | -0.041068 | -0.043378 | -0.057535 | -0.056246 | -0.041468 | -0.038508 | 0.0042359 | 0.23205 | 0.22766 | 0.2046 | 0.17939 | -0.0011818 | -0.027385 | -0.031508 | -0.037085 | -0.037492 | -0.03752 | 71.0054 | 70.3925 | 69.9007 | 69.4404 | 69.2363 | 69.4936 | 69.6236 | 69.8325 | 72.1563 | 76.2018 | 79.5443 | 83.3222 | 85.0644 | 86.0197 | 86.5874 | 88.4009 | 90.3676 | 92.1415 | 91.9905 | 87.9449 | 81.7858 | 77.9988 | 75.9868 | 73.7474 | 0.093311 | 0.10243 | 0.095902 | 0.10725 | 0.1158 | 0.098817 | 0.11954 | 0.13365 | 0.15784 | 0.18354 | 0.19138 | 0.18448 | 0.17564 | 0.18902 | 0.19536 | 0.19753 | 0.19609 | 0.18479 | 0.16513 | 0.13084 | 0.13572 | 0.11907 | 0.11153 | 0.10117
Portfolio Adjusted1-in-10AllSouth of Lugo2023September Monthly Peak | Portfolio Adjusted | 1-in-10 | All | South of Lugo | 2023 | September Monthly Peak | 9 | 6.2128 | 6.0019 | 5.7996 | 5.7947 | 6.0554 | 6.8486 | 8.0564 | 9.168 | 10.7137 | 12.0958 | 13.1208 | 13.5643 | 13.6667 | 13.8229 | 13.6976 | 13.2503 | 12.607 | 11.5325 | 10.262 | 9.9753 | 9.2449 | 8.4376 | 7.4581 | 6.796 | -0.050405 | -0.065283 | -0.053976 | -0.045721 | -0.041736 | -0.037601 | -0.056454 | -0.044715 | -0.034868 | -0.062401 | -0.065007 | -0.048518 | -0.038409 | 0.0015687 | 0.24311 | 0.23744 | 0.22376 | 0.18965 | 0.0066247 | -0.029509 | -0.04236 | -0.046878 | -0.048597 | -0.048967 | 75.776 | 75.1362 | 74.3997 | 73.5136 | 72.6879 | 72.3507 | 72.3024 | 72.5699 | 74.6815 | 78.7961 | 82.5922 | 86.6065 | 89.1876 | 90.3501 | 90.0445 | 90.4774 | 90.3877 | 89.7951 | 88.3409 | 84.3915 | 80.0149 | 76.8709 | 74.6649 | 73.3113 | 0.09685 | 0.10692 | 0.099632 | 0.11173 | 0.12131 | 0.1034 | 0.12614 | 0.14126 | 0.1697 | 0.19896 | 0.20697 | 0.19724 | 0.18533 | 0.19863 | 0.20418 | 0.20543 | 0.2037 | 0.19232 | 0.17181 | 0.13735 | 0.14234 | 0.12402 | 0.11633 | 0.1055
Portfolio Adjusted1-in-10AllSouth of Lugo2023October Monthly Peak | Portfolio Adjusted | 1-in-10 | All | South of Lugo | 2023 | October Monthly Peak | 10 | 5.4539 | 5.2602 | 5.1166 | 5.1208 | 5.2711 | 5.8799 | 6.9145 | 7.6091 | 8.6635 | 9.8021 | 10.6667 | 11.2126 | 11.5228 | 11.7573 | 11.7248 | 11.3415 | 10.728 | 9.9761 | 9.2789 | 8.7742 | 8.1178 | 7.4241 | 6.5634 | 5.997 | -0.036069 | -0.04107 | -0.037263 | -0.034519 | -0.034656 | -0.02863 | -0.040048 | -0.034304 | -0.044448 | -0.050896 | -0.047116 | -0.034768 | -0.037005 | 0.0056828 | 0.21495 | 0.2085 | 0.18019 | 0.16332 | -0.0060819 | -0.024636 | -0.021914 | -0.027083 | -0.026316 | -0.02608 | 70.8266 | 69.8877 | 68.8159 | 67.7662 | 66.722 | 66.4518 | 66.4912 | 66.4617 | 67.6823 | 70.7091 | 75.0353 | 79.9033 | 83.9904 | 85.7691 | 85.9746 | 86.0061 | 85.4493 | 84.58 | 81.8374 | 77.9549 | 74.393 | 72.2482 | 70.6819 | 69.5811 | 0.083778 | 0.090286 | 0.084562 | 0.094146 | 0.10006 | 0.088071 | 0.10912 | 0.12301 | 0.14563 | 0.16984 | 0.17655 | 0.17302 | 0.16837 | 0.18212 | 0.1882 | 0.18972 | 0.18811 | 0.17777 | 0.15927 | 0.12462 | 0.125 | 0.10915 | 0.10037 | 0.09058
Portfolio Adjusted1-in-10AllSouth of Lugo2023November Monthly Peak | Portfolio Adjusted | 1-in-10 | All | South of Lugo | 2023 | November Monthly Peak | 11 | 5.3662 | 5.1664 | 5.022 | 5.0557 | 5.2357 | 5.8516 | 6.6067 | 7.3695 | 8.512 | 9.5955 | 10.4122 | 10.8788 | 11.0859 | 11.2453 | 11.1827 | 10.7575 | 10.2991 | 10.0295 | 9.1462 | 8.5143 | 7.8878 | 7.2145 | 6.386 | 5.8476 | -0.035446 | -0.038816 | -0.035846 | -0.034181 | -0.035184 | -0.028785 | -0.039135 | -0.034461 | -0.048666 | -0.052274 | -0.047385 | -0.034578 | -0.038333 | 0.0064963 | 0.20753 | 0.20034 | 0.17197 | 0.16499 | -0.0081957 | -0.024518 | -0.01944 | -0.024936 | -0.023548 | -0.02311 | 68.6672 | 66.8687 | 66.1397 | 64.5813 | 63.8189 | 62.7651 | 62.1726 | 62.6884 | 65.6629 | 71.4913 | 78.2513 | 83.6682 | 85.7206 | 87.1623 | 87.5816 | 86.1954 | 84.0641 | 81.712 | 79.3336 | 76.4313 | 74.5526 | 72.8131 | 70.6982 | 69.1204 | 0.084983 | 0.090894 | 0.084992 | 0.095394 | 0.1016 | 0.089549 | 0.10991 | 0.12441 | 0.14831 | 0.17274 | 0.17968 | 0.17555 | 0.17032 | 0.18397 | 0.19024 | 0.19184 | 0.19035 | 0.17943 | 0.16047 | 0.1255 | 0.12575 | 0.11007 | 0.1005 | 0.090427
Portfolio Adjusted1-in-10AllSouth of Lugo2023December Monthly Peak | Portfolio Adjusted | 1-in-10 | All | South of Lugo | 2023 | December Monthly Peak | 12 | 5.3235 | 5.1588 | 5.0168 | 5.0244 | 5.2279 | 5.79 | 6.8064 | 7.4045 | 8.1695 | 8.7206 | 8.9194 | 8.8614 | 8.6995 | 8.5713 | 8.3971 | 8.136 | 8.1537 | 8.3892 | 7.8984 | 7.61 | 7.2012 | 6.7591 | 6.0897 | 5.687 | -0.027767 | -0.023956 | -0.026862 | -0.029294 | -0.034959 | -0.025534 | -0.032389 | -0.031887 | -0.062225 | -0.047742 | -0.03604 | -0.024526 | -0.035732 | 0.008972 | 0.16345 | 0.15785 | 0.12798 | 0.13788 | -0.018491 | -0.021345 | -0.0037494 | -0.010225 | -0.0068931 | -0.005868 | 48.1687 | 47.2485 | 46.8645 | 47.1339 | 47.6632 | 47.333 | 48.2776 | 48.392 | 49.3308 | 50.8732 | 52.083 | 53.4876 | 55.0057 | 54.6957 | 54.6095 | 54.4089 | 53.8443 | 52.4861 | 51.3888 | 49.522 | 47.6311 | 47.8858 | 47.8035 | 47.0616 | 0.088018 | 0.095484 | 0.089722 | 0.10026 | 0.1066 | 0.091921 | 0.11327 | 0.12694 | 0.14852 | 0.16962 | 0.173 | 0.16879 | 0.16518 | 0.1783 | 0.18477 | 0.1867 | 0.18657 | 0.17559 | 0.15823 | 0.12469 | 0.12497 | 0.11092 | 0.10155 | 0.092333
Portfolio Adjusted1-in-10AllSouth of Lugo2023Typical Event Day | Portfolio Adjusted | 1-in-10 | All | South of Lugo | 2023 | Typical Event Day | 8 | 6.0277 | 5.8213 | 5.6536 | 5.6429 | 5.8716 | 6.6131 | 7.5751 | 8.5446 | 9.7859 | 10.9849 | 11.9565 | 12.4087 | 12.5018 | 12.6566 | 12.6055 | 12.2944 | 11.6987 | 10.7663 | 9.6112 | 9.2005 | 8.8479 | 8.1163 | 7.1987 | 6.5659 | -0.043428 | -0.05128 | -0.045451 | -0.041058 | -0.040886 | -0.034367 | -0.048096 | -0.040477 | -0.047069 | -0.057207 | -0.054478 | -0.039899 | -0.039221 | 0.0051901 | 0.23001 | 0.2254 | 0.19903 | 0.1764 | -0.0038754 | -0.026984 | -0.027912 | -0.033762 | -0.033675 | -0.033542 | 70.6199 | 69.9103 | 69.5153 | 69.0945 | 68.4968 | 68.164 | 68.1374 | 68.7344 | 71.0732 | 75.036 | 79.129 | 82.7855 | 83.9853 | 84.3582 | 85.2004 | 85.9942 | 86.6252 | 86.6024 | 85.8839 | 82.3847 | 77.8287 | 74.6847 | 72.8603 | 71.5994 | 0.092696 | 0.10176 | 0.095289 | 0.10655 | 0.11503 | 0.098207 | 0.11871 | 0.13258 | 0.15627 | 0.18153 | 0.18921 | 0.18262 | 0.17414 | 0.18751 | 0.19386 | 0.19605 | 0.19463 | 0.18326 | 0.16383 | 0.12978 | 0.1345 | 0.11809 | 0.11064 | 0.10037
Portfolio Adjusted1-in-10AllSouth of Lugo2024January Monthly Peak | Portfolio Adjusted | 1-in-10 | All | South of Lugo | 2024 | January Monthly Peak | 1 | 5.3916 | 5.2203 | 5.0768 | 5.084 | 5.309 | 5.9322 | 7.0658 | 7.7259 | 8.5479 | 9.0821 | 9.2604 | 9.2046 | 9.0872 | 9.0421 | 8.8772 | 8.5245 | 8.2964 | 8.5806 | 8.188 | 7.898 | 7.4669 | 6.9738 | 6.2583 | 5.8475 | -0.028511 | -0.024585 | -0.027531 | -0.029842 | -0.035861 | -0.026443 | -0.034245 | -0.033916 | -0.066006 | -0.050783 | -0.038388 | -0.026222 | -0.038446 | 0.0097686 | 0.17376 | 0.16631 | 0.12975 | 0.14097 | -0.01983 | -0.022986 | -0.0040292 | -0.010778 | -0.0072362 | -0.0061276 | 48.632 | 47.7139 | 46.701 | 46.3833 | 45.7758 | 45.967 | 45.7316 | 45.4665 | 45.264 | 48.2873 | 51.6253 | 53.0705 | 54.7647 | 55.8068 | 55.6363 | 54.5058 | 52.9887 | 51.8386 | 50.3636 | 48.5358 | 47.3422 | 46.342 | 46.1528 | 45.6797 | 0.089819 | 0.097558 | 0.091603 | 0.10196 | 0.10902 | 0.094246 | 0.11704 | 0.13103 | 0.15332 | 0.17547 | 0.17896 | 0.17414 | 0.16976 | 0.18347 | 0.18976 | 0.19138 | 0.19093 | 0.18064 | 0.16323 | 0.12922 | 0.13064 | 0.11472 | 0.10521 | 0.095495
Portfolio Adjusted1-in-10AllSouth of Lugo2024February Monthly Peak | Portfolio Adjusted | 1-in-10 | All | South of Lugo | 2024 | February Monthly Peak | 2 | 5.3035 | 5.1313 | 4.9937 | 5.0149 | 5.207 | 5.8092 | 6.7526 | 7.3685 | 8.1433 | 8.7882 | 9.1447 | 9.2938 | 9.3505 | 9.3878 | 9.307 | 8.9814 | 8.6807 | 8.6127 | 8.3331 | 7.9002 | 7.446 | 6.9447 | 6.2434 | 5.7993 | -0.028179 | -0.024313 | -0.027236 | -0.029587 | -0.035435 | -0.026186 | -0.033397 | -0.032712 | -0.063617 | -0.049521 | -0.037955 | -0.02626 | -0.038804 | 0.0099232 | 0.18115 | 0.17402 | 0.13562 | 0.14097 | -0.019818 | -0.022716 | -0.0039778 | -0.010644 | -0.007214 | -0.0061002 | 54.5032 | 53.5069 | 52.3204 | 51.6403 | 51.8776 | 51.196 | 48.7108 | 51.3289 | 53.2864 | 55.7367 | 58.6328 | 59.4481 | 60.6926 | 62.2313 | 63.1271 | 63.4545 | 62.6517 | 61.9991 | 60.6873 | 59.0282 | 57.4812 | 56.1114 | 55.4381 | 53.9247 | 0.08794 | 0.095795 | 0.090005 | 0.10053 | 0.10722 | 0.092312 | 0.11337 | 0.12616 | 0.14759 | 0.16989 | 0.17441 | 0.17025 | 0.16571 | 0.17918 | 0.18524 | 0.18677 | 0.18594 | 0.17626 | 0.15931 | 0.12573 | 0.12757 | 0.11205 | 0.1037 | 0.094192
Portfolio Adjusted1-in-10AllSouth of Lugo2024March Monthly Peak | Portfolio Adjusted | 1-in-10 | All | South of Lugo | 2024 | March Monthly Peak | 3 | 5.5057 | 5.2933 | 5.1151 | 5.1095 | 5.293 | 5.89 | 6.795 | 7.4645 | 8.3365 | 9.1093 | 9.6445 | 9.9267 | 10.0534 | 10.2047 | 10.2221 | 9.9762 | 9.5549 | 8.975 | 8.3281 | 8.3059 | 7.8751 | 7.3283 | 6.5586 | 5.9922 | -0.030323 | -0.026125 | -0.028732 | -0.031159 | -0.037256 | -0.027544 | -0.03462 | -0.034614 | -0.068534 | -0.05369 | -0.041624 | -0.028983 | -0.04282 | 0.011012 | 0.19952 | 0.19392 | 0.14891 | 0.14631 | -0.020795 | -0.024441 | -0.0043296 | -0.011637 | -0.007879 | -0.0065502 | 61.4727 | 59.9065 | 58.8727 | 57.5928 | 56.6041 | 55.6405 | 54.8893 | 54.6244 | 56.1623 | 59.935 | 64.2154 | 68.4642 | 72.4983 | 73.8491 | 74.5816 | 74.1034 | 73.026 | 71.4412 | 70.6726 | 69.1446 | 66.8234 | 64.2656 | 61.9175 | 60.1754 | 0.092376 | 0.10117 | 0.093778 | 0.10491 | 0.11178 | 0.095321 | 0.11548 | 0.12936 | 0.15292 | 0.17693 | 0.18266 | 0.17766 | 0.1712 | 0.18496 | 0.19157 | 0.19368 | 0.19273 | 0.1813 | 0.16228 | 0.12989 | 0.13426 | 0.11824 | 0.11035 | 0.099339
Portfolio Adjusted1-in-10AllSouth of Lugo2024April Monthly Peak | Portfolio Adjusted | 1-in-10 | All | South of Lugo | 2024 | April Monthly Peak | 4 | 5.5524 | 5.314 | 5.1213 | 5.1209 | 5.2881 | 5.8939 | 6.7312 | 7.555 | 8.7285 | 9.7826 | 10.5994 | 11.083 | 11.3482 | 11.5607 | 11.5993 | 11.3259 | 10.7995 | 9.9666 | 8.9251 | 8.7469 | 8.299 | 7.6317 | 6.7399 | 6.1044 | -0.037903 | -0.042497 | -0.038323 | -0.035749 | -0.036389 | -0.029726 | -0.040992 | -0.036185 | -0.049249 | -0.054026 | -0.049234 | -0.036076 | -0.039186 | 0.0064005 | 0.21506 | 0.21057 | 0.18086 | 0.16324 | -0.0074083 | -0.025826 | -0.021891 | -0.027752 | -0.02659 | -0.025898 | 70.2274 | 69.2511 | 67.6753 | 66.0973 | 64.7413 | 63.8851 | 63.5008 | 63.5813 | 66.2944 | 71.9092 | 77.2422 | 82.3406 | 85.3172 | 86.1197 | 85.2152 | 85.1683 | 85.1134 | 85.1983 | 83.8386 | 79.8134 | 75.0644 | 70.4173 | 68.1056 | 67.1216 | 0.087825 | 0.095173 | 0.088057 | 0.098035 | 0.10431 | 0.090876 | 0.1117 | 0.12671 | 0.15087 | 0.17559 | 0.1823 | 0.17785 | 0.17197 | 0.1859 | 0.19256 | 0.19466 | 0.19331 | 0.18116 | 0.16117 | 0.12807 | 0.13049 | 0.11441 | 0.10563 | 0.094621
Portfolio Adjusted1-in-10AllSouth of Lugo2024May Monthly Peak | Portfolio Adjusted | 1-in-10 | All | South of Lugo | 2024 | May Monthly Peak | 5 | 5.8218 | 5.595 | 5.3786 | 5.3832 | 5.5562 | 6.1631 | 6.9571 | 8.0915 | 9.4716 | 10.6935 | 11.5646 | 12.0179 | 12.1414 | 12.307 | 12.293 | 11.9659 | 11.3944 | 10.4396 | 9.3503 | 8.8787 | 8.5874 | 7.8895 | 7.0119 | 6.3773 | -0.042675 | -0.050621 | -0.043993 | -0.039623 | -0.038797 | -0.032434 | -0.045339 | -0.039515 | -0.046829 | -0.058647 | -0.055676 | -0.040855 | -0.039995 | 0.0051229 | 0.22509 | 0.22026 | 0.19466 | 0.17123 | -0.0033377 | -0.02677 | -0.028281 | -0.033898 | -0.033885 | -0.033604 | 70.7791 | 69.6422 | 68.4813 | 68.1747 | 67.818 | 67.4587 | 67.5925 | 67.6322 | 70.9082 | 76.1808 | 80.7766 | 84.1565 | 85.5048 | 85.697 | 86.4978 | 86.6657 | 86.6946 | 85.7693 | 85.2449 | 82.8222 | 78.5693 | 73.9711 | 71.4218 | 69.0489 | 0.091232 | 0.099846 | 0.092333 | 0.10309 | 0.11015 | 0.09442 | 0.1147 | 0.13113 | 0.15754 | 0.18446 | 0.1914 | 0.18457 | 0.17617 | 0.18959 | 0.196 | 0.19781 | 0.19611 | 0.18409 | 0.16402 | 0.12941 | 0.13379 | 0.1172 | 0.10957 | 0.098911
Portfolio Adjusted1-in-10AllSouth of Lugo2024June Monthly Peak | Portfolio Adjusted | 1-in-10 | All | South of Lugo | 2024 | June Monthly Peak | 6 | 5.8966 | 5.6591 | 5.4754 | 5.4666 | 5.6774 | 6.2834 | 7.0285 | 8.0509 | 9.221 | 10.2842 | 11.0289 | 11.4253 | 11.5242 | 11.6982 | 11.7214 | 11.4571 | 10.9656 | 10.1284 | 9.0925 | 8.5871 | 8.4323 | 7.8274 | 7.0378 | 6.4129 | -0.03859 | -0.040017 | -0.038375 | -0.037315 | -0.040732 | -0.032058 | -0.041691 | -0.038556 | -0.060908 | -0.057706 | -0.049282 | -0.035072 | -0.041919 | 0.0084004 | 0.22055 | 0.21558 | 0.17905 | 0.16554 | -0.012998 | -0.025802 | -0.015985 | -0.022869 | -0.021192 | -0.020383 | 65.6996 | 65.337 | 65.5268 | 65.5691 | 64.5352 | 63.572 | 63.0321 | 64.0222 | 66.5811 | 70.1938 | 74.932 | 79.1969 | 80.9429 | 80.8863 | 81.5655 | 82.0642 | 83.3407 | 82.6417 | 82.5634 | 78.4441 | 73.9682 | 70.9419 | 69.1168 | 68.3817 | 0.094572 | 0.10349 | 0.096259 | 0.10729 | 0.11552 | 0.09799 | 0.11677 | 0.13149 | 0.15612 | 0.18109 | 0.18703 | 0.18058 | 0.17241 | 0.1858 | 0.19251 | 0.19473 | 0.19359 | 0.18212 | 0.16289 | 0.12884 | 0.13428 | 0.11846 | 0.11237 | 0.10181
Portfolio Adjusted1-in-10AllSouth of Lugo2024July Monthly Peak | Portfolio Adjusted | 1-in-10 | All | South of Lugo | 2024 | July Monthly Peak | 7 | 6.08 | 5.858 | 5.6883 | 5.6726 | 5.8924 | 6.5702 | 7.4538 | 8.5277 | 9.7464 | 10.8649 | 11.7217 | 12.1096 | 12.1646 | 12.3017 | 12.2507 | 12.0292 | 11.5215 | 10.622 | 9.511 | 8.9459 | 8.77 | 8.1374 | 7.2599 | 6.6158 | -0.042797 | -0.048513 | -0.04402 | -0.040655 | -0.041851 | -0.034213 | -0.046501 | -0.040445 | -0.052384 | -0.057387 | -0.052511 | -0.037934 | -0.039773 | 0.0062136 | 0.22568 | 0.22239 | 0.19345 | 0.17402 | -0.0070309 | -0.026492 | -0.024043 | -0.030405 | -0.029972 | -0.0296 | 69.9985 | 68.7753 | 68.2341 | 67.8551 | 67.5278 | 67.2397 | 67.5915 | 68.513 | 70.874 | 74.9521 | 79.4477 | 82.0165 | 80.7462 | 80.1767 | 82.6043 | 83.0345 | 82.4048 | 81.8313 | 80.641 | 78.7584 | 75.5459 | 72.9274 | 71.6727 | 70.957 | 0.094469 | 0.10361 | 0.096878 | 0.10826 | 0.11709 | 0.098973 | 0.11849 | 0.13275 | 0.15654 | 0.18068 | 0.18738 | 0.18056 | 0.17231 | 0.18533 | 0.19187 | 0.19477 | 0.19368 | 0.18229 | 0.16302 | 0.12879 | 0.13463 | 0.1186 | 0.11213 | 0.10174
Portfolio Adjusted1-in-10AllSouth of Lugo2024August Monthly Peak | Portfolio Adjusted | 1-in-10 | All | South of Lugo | 2024 | August Monthly Peak | 8 | 6.0626 | 5.8521 | 5.681 | 5.6694 | 5.9004 | 6.6481 | 7.6274 | 8.6341 | 9.9263 | 11.1612 | 12.1603 | 12.6214 | 12.72 | 12.8742 | 12.8178 | 12.4994 | 11.8919 | 10.9394 | 9.7473 | 9.3198 | 8.941 | 8.1897 | 7.2535 | 6.6124 | -0.045152 | -0.054766 | -0.047602 | -0.042189 | -0.040948 | -0.034994 | -0.049703 | -0.041068 | -0.043378 | -0.057535 | -0.056246 | -0.041468 | -0.038508 | 0.0042359 | 0.23205 | 0.22766 | 0.2046 | 0.17939 | -0.0011818 | -0.027385 | -0.031508 | -0.037085 | -0.037492 | -0.03752 | 71.0054 | 70.3925 | 69.9007 | 69.4404 | 69.2363 | 69.4936 | 69.6236 | 69.8325 | 72.1563 | 76.2018 | 79.5443 | 83.3222 | 85.0644 | 86.0197 | 86.5874 | 88.4009 | 90.3676 | 92.1415 | 91.9905 | 87.9449 | 81.7858 | 77.9988 | 75.9868 | 73.7474 | 0.093311 | 0.10243 | 0.095902 | 0.10725 | 0.1158 | 0.098817 | 0.11954 | 0.13365 | 0.15784 | 0.18354 | 0.19138 | 0.18448 | 0.17564 | 0.18902 | 0.19536 | 0.19753 | 0.19609 | 0.18479 | 0.16513 | 0.13084 | 0.13572 | 0.11907 | 0.11153 | 0.10117
Portfolio Adjusted1-in-10AllSouth of Lugo2024September Monthly Peak | Portfolio Adjusted | 1-in-10 | All | South of Lugo | 2024 | September Monthly Peak | 9 | 6.2128 | 6.0019 | 5.7996 | 5.7947 | 6.0554 | 6.8486 | 8.0564 | 9.168 | 10.7137 | 12.0958 | 13.1208 | 13.5643 | 13.6667 | 13.8229 | 13.6976 | 13.2503 | 12.607 | 11.5325 | 10.262 | 9.9753 | 9.2449 | 8.4376 | 7.4581 | 6.796 | -0.050405 | -0.065283 | -0.053976 | -0.045721 | -0.041736 | -0.037601 | -0.056454 | -0.044715 | -0.034868 | -0.062401 | -0.065007 | -0.048518 | -0.038409 | 0.0015687 | 0.24311 | 0.23744 | 0.22376 | 0.18965 | 0.0066247 | -0.029509 | -0.04236 | -0.046878 | -0.048597 | -0.048967 | 75.776 | 75.1362 | 74.3997 | 73.5136 | 72.6879 | 72.3507 | 72.3024 | 72.5699 | 74.6815 | 78.7961 | 82.5922 | 86.6065 | 89.1876 | 90.3501 | 90.0445 | 90.4774 | 90.3877 | 89.7951 | 88.3409 | 84.3915 | 80.0149 | 76.8709 | 74.6649 | 73.3112 | 0.09685 | 0.10692 | 0.099632 | 0.11173 | 0.12131 | 0.1034 | 0.12614 | 0.14126 | 0.1697 | 0.19896 | 0.20697 | 0.19724 | 0.18533 | 0.19863 | 0.20418 | 0.20543 | 0.2037 | 0.19232 | 0.17181 | 0.13735 | 0.14234 | 0.12402 | 0.11633 | 0.1055
Portfolio Adjusted1-in-10AllSouth of Lugo2024October Monthly Peak | Portfolio Adjusted | 1-in-10 | All | South of Lugo | 2024 | October Monthly Peak | 10 | 5.4539 | 5.2602 | 5.1166 | 5.1208 | 5.2711 | 5.8799 | 6.9145 | 7.6091 | 8.6635 | 9.8021 | 10.6667 | 11.2126 | 11.5228 | 11.7573 | 11.7248 | 11.3415 | 10.728 | 9.9761 | 9.2789 | 8.7742 | 8.1178 | 7.4241 | 6.5634 | 5.997 | -0.036069 | -0.04107 | -0.037263 | -0.034519 | -0.034656 | -0.02863 | -0.040048 | -0.034304 | -0.044448 | -0.050896 | -0.047116 | -0.034768 | -0.037005 | 0.0056828 | 0.21495 | 0.2085 | 0.18019 | 0.16332 | -0.0060819 | -0.024636 | -0.021914 | -0.027083 | -0.026316 | -0.02608 | 70.8266 | 69.8877 | 68.8159 | 67.7662 | 66.722 | 66.4518 | 66.4912 | 66.4617 | 67.6823 | 70.7091 | 75.0353 | 79.9033 | 83.9904 | 85.7691 | 85.9746 | 86.0061 | 85.4493 | 84.58 | 81.8374 | 77.9549 | 74.393 | 72.2482 | 70.6819 | 69.5811 | 0.083778 | 0.090286 | 0.084562 | 0.094146 | 0.10006 | 0.088071 | 0.10912 | 0.12301 | 0.14563 | 0.16984 | 0.17655 | 0.17302 | 0.16837 | 0.18212 | 0.1882 | 0.18972 | 0.18811 | 0.17777 | 0.15927 | 0.12462 | 0.125 | 0.10915 | 0.10037 | 0.09058
Portfolio Adjusted1-in-10AllSouth of Lugo2024November Monthly Peak | Portfolio Adjusted | 1-in-10 | All | South of Lugo | 2024 | November Monthly Peak | 11 | 5.3662 | 5.1664 | 5.022 | 5.0557 | 5.2357 | 5.8516 | 6.6067 | 7.3695 | 8.512 | 9.5955 | 10.4122 | 10.8788 | 11.0859 | 11.2453 | 11.1827 | 10.7575 | 10.2991 | 10.0295 | 9.1462 | 8.5143 | 7.8878 | 7.2145 | 6.386 | 5.8476 | -0.035446 | -0.038816 | -0.035846 | -0.034181 | -0.035184 | -0.028785 | -0.039135 | -0.034461 | -0.048666 | -0.052274 | -0.047385 | -0.034578 | -0.038333 | 0.0064963 | 0.20753 | 0.20034 | 0.17197 | 0.16499 | -0.0081957 | -0.024518 | -0.01944 | -0.024936 | -0.023548 | -0.02311 | 68.6672 | 66.8687 | 66.1397 | 64.5813 | 63.8189 | 62.7651 | 62.1726 | 62.6884 | 65.6629 | 71.4913 | 78.2513 | 83.6682 | 85.7206 | 87.1623 | 87.5816 | 86.1954 | 84.0641 | 81.712 | 79.3336 | 76.4313 | 74.5526 | 72.8131 | 70.6982 | 69.1204 | 0.084983 | 0.090894 | 0.084992 | 0.095394 | 0.1016 | 0.089549 | 0.10991 | 0.12441 | 0.14831 | 0.17274 | 0.17968 | 0.17555 | 0.17032 | 0.18397 | 0.19024 | 0.19184 | 0.19035 | 0.17943 | 0.16047 | 0.1255 | 0.12575 | 0.11007 | 0.1005 | 0.090427
Portfolio Adjusted1-in-10AllSouth of Lugo2024December Monthly Peak | Portfolio Adjusted | 1-in-10 | All | South of Lugo | 2024 | December Monthly Peak | 12 | 5.3235 | 5.1588 | 5.0168 | 5.0244 | 5.2279 | 5.79 | 6.8064 | 7.4045 | 8.1695 | 8.7206 | 8.9194 | 8.8614 | 8.6995 | 8.5713 | 8.3971 | 8.136 | 8.1537 | 8.3892 | 7.8984 | 7.61 | 7.2012 | 6.7591 | 6.0897 | 5.687 | -0.027767 | -0.023956 | -0.026862 | -0.029294 | -0.034959 | -0.025534 | -0.032389 | -0.031887 | -0.062225 | -0.047742 | -0.03604 | -0.024526 | -0.035732 | 0.008972 | 0.16345 | 0.15785 | 0.12798 | 0.13788 | -0.018491 | -0.021345 | -0.0037494 | -0.010225 | -0.0068931 | -0.005868 | 48.1687 | 47.2485 | 46.8645 | 47.1339 | 47.6632 | 47.333 | 48.2776 | 48.392 | 49.3308 | 50.8732 | 52.083 | 53.4876 | 55.0057 | 54.6957 | 54.6095 | 54.4089 | 53.8443 | 52.4861 | 51.3888 | 49.522 | 47.6311 | 47.8858 | 47.8035 | 47.0616 | 0.088018 | 0.095484 | 0.089722 | 0.10026 | 0.1066 | 0.091921 | 0.11327 | 0.12694 | 0.14852 | 0.16962 | 0.173 | 0.16879 | 0.16518 | 0.1783 | 0.18477 | 0.1867 | 0.18657 | 0.17559 | 0.15823 | 0.12469 | 0.12497 | 0.11092 | 0.10155 | 0.092333
Portfolio Adjusted1-in-10AllSouth of Lugo2024Typical Event Day | Portfolio Adjusted | 1-in-10 | All | South of Lugo | 2024 | Typical Event Day | 8 | 6.0277 | 5.8213 | 5.6536 | 5.6429 | 5.8716 | 6.6131 | 7.5751 | 8.5446 | 9.7859 | 10.9849 | 11.9565 | 12.4087 | 12.5018 | 12.6566 | 12.6055 | 12.2944 | 11.6987 | 10.7663 | 9.6112 | 9.2005 | 8.8479 | 8.1163 | 7.1987 | 6.5659 | -0.043428 | -0.05128 | -0.045451 | -0.041058 | -0.040886 | -0.034367 | -0.048096 | -0.040477 | -0.047069 | -0.057207 | -0.054478 | -0.039899 | -0.039221 | 0.0051901 | 0.23001 | 0.2254 | 0.19903 | 0.1764 | -0.0038754 | -0.026984 | -0.027912 | -0.033762 | -0.033675 | -0.033542 | 70.6199 | 69.9103 | 69.5153 | 69.0945 | 68.4968 | 68.164 | 68.1374 | 68.7344 | 71.0732 | 75.036 | 79.129 | 82.7855 | 83.9853 | 84.3582 | 85.2004 | 85.9942 | 86.6252 | 86.6024 | 85.8839 | 82.3847 | 77.8287 | 74.6847 | 72.8603 | 71.5994 | 0.092696 | 0.10176 | 0.095289 | 0.10655 | 0.11503 | 0.098207 | 0.11871 | 0.13258 | 0.15627 | 0.18153 | 0.18921 | 0.18262 | 0.17414 | 0.18751 | 0.19386 | 0.19605 | 0.19463 | 0.18326 | 0.16383 | 0.12978 | 0.1345 | 0.11809 | 0.11064 | 0.10037
Portfolio Adjusted1-in-10AllSouth of Lugo2025January Monthly Peak | Portfolio Adjusted | 1-in-10 | All | South of Lugo | 2025 | January Monthly Peak | 1 | 5.3916 | 5.2203 | 5.0768 | 5.084 | 5.309 | 5.9322 | 7.0658 | 7.7259 | 8.5479 | 9.0821 | 9.2604 | 9.2046 | 9.0872 | 9.0421 | 8.8772 | 8.5245 | 8.2964 | 8.5806 | 8.188 | 7.898 | 7.4669 | 6.9738 | 6.2583 | 5.8475 | -0.028511 | -0.024585 | -0.027531 | -0.029842 | -0.035861 | -0.026443 | -0.034245 | -0.033916 | -0.066006 | -0.050783 | -0.038388 | -0.026222 | -0.038446 | 0.0097686 | 0.17376 | 0.16631 | 0.12975 | 0.14097 | -0.01983 | -0.022986 | -0.0040292 | -0.010778 | -0.0072362 | -0.0061276 | 48.632 | 47.7139 | 46.701 | 46.3833 | 45.7758 | 45.9669 | 45.7316 | 45.4665 | 45.264 | 48.2873 | 51.6253 | 53.0705 | 54.7647 | 55.8068 | 55.6363 | 54.5058 | 52.9887 | 51.8386 | 50.3636 | 48.5358 | 47.3422 | 46.342 | 46.1528 | 45.6797 | 0.089819 | 0.097558 | 0.091603 | 0.10196 | 0.10902 | 0.094246 | 0.11704 | 0.13103 | 0.15332 | 0.17547 | 0.17896 | 0.17414 | 0.16976 | 0.18347 | 0.18976 | 0.19138 | 0.19093 | 0.18064 | 0.16323 | 0.12922 | 0.13064 | 0.11472 | 0.10521 | 0.095495
Portfolio Adjusted1-in-10AllSouth of Lugo2025February Monthly Peak | Portfolio Adjusted | 1-in-10 | All | South of Lugo | 2025 | February Monthly Peak | 2 | 5.3035 | 5.1313 | 4.9937 | 5.0149 | 5.207 | 5.8092 | 6.7526 | 7.3685 | 8.1433 | 8.7882 | 9.1447 | 9.2938 | 9.3505 | 9.3878 | 9.307 | 8.9814 | 8.6807 | 8.6127 | 8.3331 | 7.9002 | 7.446 | 6.9447 | 6.2434 | 5.7993 | -0.028179 | -0.024313 | -0.027236 | -0.029587 | -0.035435 | -0.026186 | -0.033397 | -0.032712 | -0.063617 | -0.049521 | -0.037955 | -0.02626 | -0.038804 | 0.0099232 | 0.18115 | 0.17402 | 0.13562 | 0.14097 | -0.019818 | -0.022716 | -0.0039778 | -0.010644 | -0.007214 | -0.0061002 | 54.5032 | 53.5069 | 52.3204 | 51.6403 | 51.8776 | 51.196 | 48.7108 | 51.3289 | 53.2864 | 55.7367 | 58.6328 | 59.4481 | 60.6926 | 62.2313 | 63.1271 | 63.4545 | 62.6517 | 61.9991 | 60.6873 | 59.0282 | 57.4812 | 56.1114 | 55.4381 | 53.9248 | 0.08794 | 0.095795 | 0.090005 | 0.10053 | 0.10722 | 0.092312 | 0.11337 | 0.12616 | 0.14759 | 0.16989 | 0.17441 | 0.17025 | 0.16571 | 0.17918 | 0.18524 | 0.18677 | 0.18594 | 0.17626 | 0.15931 | 0.12573 | 0.12757 | 0.11205 | 0.1037 | 0.094192
Portfolio Adjusted1-in-10AllSouth of Lugo2025March Monthly Peak | Portfolio Adjusted | 1-in-10 | All | South of Lugo | 2025 | March Monthly Peak | 3 | 5.5057 | 5.2933 | 5.1151 | 5.1095 | 5.293 | 5.89 | 6.795 | 7.4645 | 8.3365 | 9.1093 | 9.6445 | 9.9267 | 10.0534 | 10.2047 | 10.2221 | 9.9762 | 9.5549 | 8.975 | 8.3281 | 8.3059 | 7.8751 | 7.3283 | 6.5586 | 5.9922 | -0.030323 | -0.026125 | -0.028732 | -0.031159 | -0.037256 | -0.027544 | -0.03462 | -0.034614 | -0.068534 | -0.05369 | -0.041624 | -0.028983 | -0.04282 | 0.011012 | 0.19952 | 0.19392 | 0.14891 | 0.14631 | -0.020795 | -0.024441 | -0.0043296 | -0.011637 | -0.007879 | -0.0065502 | 61.4727 | 59.9065 | 58.8727 | 57.5928 | 56.6041 | 55.6405 | 54.8893 | 54.6244 | 56.1623 | 59.935 | 64.2154 | 68.4642 | 72.4983 | 73.8491 | 74.5816 | 74.1034 | 73.026 | 71.4412 | 70.6726 | 69.1446 | 66.8234 | 64.2656 | 61.9175 | 60.1754 | 0.092376 | 0.10117 | 0.093778 | 0.10491 | 0.11178 | 0.095321 | 0.11548 | 0.12936 | 0.15292 | 0.17693 | 0.18266 | 0.17766 | 0.1712 | 0.18496 | 0.19157 | 0.19368 | 0.19273 | 0.1813 | 0.16228 | 0.12989 | 0.13426 | 0.11824 | 0.11035 | 0.099339
Portfolio Adjusted1-in-10AllSouth of Lugo2025April Monthly Peak | Portfolio Adjusted | 1-in-10 | All | South of Lugo | 2025 | April Monthly Peak | 4 | 5.5524 | 5.314 | 5.1213 | 5.1209 | 5.2881 | 5.8939 | 6.7312 | 7.555 | 8.7285 | 9.7826 | 10.5994 | 11.083 | 11.3482 | 11.5607 | 11.5993 | 11.3259 | 10.7995 | 9.9666 | 8.9251 | 8.7469 | 8.299 | 7.6317 | 6.7399 | 6.1044 | -0.037903 | -0.042497 | -0.038323 | -0.035749 | -0.036389 | -0.029726 | -0.040992 | -0.036185 | -0.049249 | -0.054026 | -0.049234 | -0.036076 | -0.039186 | 0.0064005 | 0.21506 | 0.21057 | 0.18086 | 0.16324 | -0.0074083 | -0.025826 | -0.021891 | -0.027752 | -0.02659 | -0.025898 | 70.2274 | 69.2511 | 67.6753 | 66.0973 | 64.7413 | 63.8851 | 63.5008 | 63.5813 | 66.2944 | 71.9092 | 77.2422 | 82.3406 | 85.3172 | 86.1197 | 85.2152 | 85.1683 | 85.1134 | 85.1983 | 83.8386 | 79.8134 | 75.0644 | 70.4173 | 68.1055 | 67.1216 | 0.087825 | 0.095173 | 0.088057 | 0.098035 | 0.10431 | 0.090876 | 0.1117 | 0.12671 | 0.15087 | 0.17559 | 0.1823 | 0.17785 | 0.17197 | 0.1859 | 0.19256 | 0.19466 | 0.19331 | 0.18116 | 0.16117 | 0.12807 | 0.13049 | 0.11441 | 0.10563 | 0.094621
Portfolio Adjusted1-in-10AllSouth of Lugo2025May Monthly Peak | Portfolio Adjusted | 1-in-10 | All | South of Lugo | 2025 | May Monthly Peak | 5 | 5.8218 | 5.595 | 5.3786 | 5.3832 | 5.5562 | 6.1631 | 6.9571 | 8.0915 | 9.4716 | 10.6935 | 11.5646 | 12.0179 | 12.1414 | 12.307 | 12.293 | 11.9659 | 11.3944 | 10.4396 | 9.3503 | 8.8787 | 8.5874 | 7.8895 | 7.0119 | 6.3773 | -0.042675 | -0.050621 | -0.043993 | -0.039623 | -0.038797 | -0.032434 | -0.045339 | -0.039515 | -0.046829 | -0.058647 | -0.055676 | -0.040855 | -0.039995 | 0.0051229 | 0.22509 | 0.22026 | 0.19466 | 0.17123 | -0.0033377 | -0.02677 | -0.028281 | -0.033898 | -0.033885 | -0.033604 | 70.7791 | 69.6422 | 68.4813 | 68.1747 | 67.818 | 67.4587 | 67.5925 | 67.6322 | 70.9082 | 76.1808 | 80.7766 | 84.1565 | 85.5048 | 85.697 | 86.4978 | 86.6657 | 86.6946 | 85.7693 | 85.2449 | 82.8222 | 78.5693 | 73.9711 | 71.4218 | 69.0489 | 0.091232 | 0.099846 | 0.092333 | 0.10309 | 0.11015 | 0.09442 | 0.1147 | 0.13113 | 0.15754 | 0.18446 | 0.1914 | 0.18457 | 0.17617 | 0.18959 | 0.196 | 0.19781 | 0.19611 | 0.18409 | 0.16402 | 0.12941 | 0.13379 | 0.1172 | 0.10957 | 0.098911
Portfolio Adjusted1-in-10AllSouth of Lugo2025June Monthly Peak | Portfolio Adjusted | 1-in-10 | All | South of Lugo | 2025 | June Monthly Peak | 6 | 5.8966 | 5.6591 | 5.4754 | 5.4666 | 5.6774 | 6.2834 | 7.0285 | 8.0509 | 9.221 | 10.2842 | 11.0289 | 11.4253 | 11.5242 | 11.6982 | 11.7214 | 11.4571 | 10.9656 | 10.1284 | 9.0925 | 8.5871 | 8.4323 | 7.8274 | 7.0378 | 6.4129 | -0.03859 | -0.040017 | -0.038375 | -0.037315 | -0.040732 | -0.032058 | -0.041691 | -0.038556 | -0.060908 | -0.057706 | -0.049282 | -0.035072 | -0.041919 | 0.0084004 | 0.22055 | 0.21558 | 0.17905 | 0.16554 | -0.012998 | -0.025802 | -0.015985 | -0.022869 | -0.021192 | -0.020383 | 65.6996 | 65.337 | 65.5268 | 65.5691 | 64.5352 | 63.5721 | 63.0321 | 64.0222 | 66.5811 | 70.1938 | 74.932 | 79.1969 | 80.9429 | 80.8863 | 81.5655 | 82.0642 | 83.3407 | 82.6417 | 82.5634 | 78.4441 | 73.9682 | 70.9419 | 69.1168 | 68.3817 | 0.094572 | 0.10349 | 0.096259 | 0.10729 | 0.11552 | 0.09799 | 0.11677 | 0.13149 | 0.15612 | 0.18109 | 0.18703 | 0.18058 | 0.17241 | 0.1858 | 0.19251 | 0.19473 | 0.19359 | 0.18212 | 0.16289 | 0.12884 | 0.13428 | 0.11846 | 0.11237 | 0.10181
Portfolio Adjusted1-in-10AllSouth of Lugo2025July Monthly Peak | Portfolio Adjusted | 1-in-10 | All | South of Lugo | 2025 | July Monthly Peak | 7 | 6.08 | 5.858 | 5.6883 | 5.6726 | 5.8924 | 6.5702 | 7.4538 | 8.5277 | 9.7464 | 10.8649 | 11.7217 | 12.1096 | 12.1646 | 12.3017 | 12.2507 | 12.0292 | 11.5215 | 10.622 | 9.511 | 8.9459 | 8.77 | 8.1374 | 7.2599 | 6.6158 | -0.042797 | -0.048513 | -0.04402 | -0.040655 | -0.041851 | -0.034213 | -0.046501 | -0.040445 | -0.052384 | -0.057387 | -0.052511 | -0.037934 | -0.039773 | 0.0062136 | 0.22568 | 0.22239 | 0.19345 | 0.17402 | -0.0070309 | -0.026492 | -0.024043 | -0.030405 | -0.029972 | -0.0296 | 69.9985 | 68.7753 | 68.2341 | 67.8551 | 67.5278 | 67.2397 | 67.5915 | 68.513 | 70.874 | 74.9521 | 79.4477 | 82.0165 | 80.7462 | 80.1767 | 82.6043 | 83.0345 | 82.4048 | 81.8313 | 80.641 | 78.7584 | 75.5459 | 72.9274 | 71.6727 | 70.957 | 0.094469 | 0.10361 | 0.096878 | 0.10826 | 0.11709 | 0.098973 | 0.11849 | 0.13275 | 0.15654 | 0.18068 | 0.18738 | 0.18056 | 0.17231 | 0.18533 | 0.19187 | 0.19477 | 0.19368 | 0.18229 | 0.16302 | 0.12879 | 0.13463 | 0.1186 | 0.11213 | 0.10174
Portfolio Adjusted1-in-10AllSouth of Lugo2025August Monthly Peak | Portfolio Adjusted | 1-in-10 | All | South of Lugo | 2025 | August Monthly Peak | 8 | 6.0626 | 5.8521 | 5.681 | 5.6694 | 5.9004 | 6.6481 | 7.6274 | 8.6341 | 9.9263 | 11.1612 | 12.1603 | 12.6214 | 12.72 | 12.8742 | 12.8178 | 12.4994 | 11.8919 | 10.9394 | 9.7473 | 9.3198 | 8.941 | 8.1897 | 7.2535 | 6.6124 | -0.045152 | -0.054766 | -0.047602 | -0.042189 | -0.040948 | -0.034994 | -0.049703 | -0.041068 | -0.043378 | -0.057535 | -0.056246 | -0.041468 | -0.038508 | 0.0042359 | 0.23205 | 0.22766 | 0.2046 | 0.17939 | -0.0011818 | -0.027385 | -0.031508 | -0.037085 | -0.037492 | -0.03752 | 71.0054 | 70.3925 | 69.9007 | 69.4404 | 69.2363 | 69.4936 | 69.6236 | 69.8325 | 72.1563 | 76.2018 | 79.5443 | 83.3222 | 85.0644 | 86.0197 | 86.5874 | 88.4009 | 90.3676 | 92.1415 | 91.9905 | 87.9449 | 81.7858 | 77.9988 | 75.9868 | 73.7474 | 0.093311 | 0.10243 | 0.095902 | 0.10725 | 0.1158 | 0.098817 | 0.11954 | 0.13365 | 0.15784 | 0.18354 | 0.19138 | 0.18448 | 0.17564 | 0.18902 | 0.19536 | 0.19753 | 0.19609 | 0.18479 | 0.16513 | 0.13084 | 0.13572 | 0.11907 | 0.11153 | 0.10117
Portfolio Adjusted1-in-10AllSouth of Lugo2025September Monthly Peak | Portfolio Adjusted | 1-in-10 | All | South of Lugo | 2025 | September Monthly Peak | 9 | 6.2128 | 6.0019 | 5.7996 | 5.7947 | 6.0554 | 6.8486 | 8.0564 | 9.168 | 10.7137 | 12.0958 | 13.1208 | 13.5643 | 13.6667 | 13.8229 | 13.6976 | 13.2503 | 12.607 | 11.5325 | 10.262 | 9.9753 | 9.2449 | 8.4376 | 7.4581 | 6.796 | -0.050405 | -0.065283 | -0.053976 | -0.045721 | -0.041736 | -0.037601 | -0.056454 | -0.044715 | -0.034868 | -0.062401 | -0.065007 | -0.048518 | -0.038409 | 0.0015687 | 0.24311 | 0.23744 | 0.22376 | 0.18965 | 0.0066247 | -0.029509 | -0.04236 | -0.046878 | -0.048597 | -0.048967 | 75.776 | 75.1362 | 74.3997 | 73.5136 | 72.6879 | 72.3507 | 72.3024 | 72.5699 | 74.6815 | 78.7961 | 82.5922 | 86.6065 | 89.1876 | 90.3501 | 90.0445 | 90.4774 | 90.3877 | 89.7951 | 88.3409 | 84.3915 | 80.0149 | 76.8709 | 74.6649 | 73.3113 | 0.09685 | 0.10692 | 0.099632 | 0.11173 | 0.12131 | 0.1034 | 0.12614 | 0.14126 | 0.1697 | 0.19896 | 0.20697 | 0.19724 | 0.18533 | 0.19863 | 0.20418 | 0.20543 | 0.2037 | 0.19232 | 0.17181 | 0.13735 | 0.14234 | 0.12402 | 0.11633 | 0.1055
Portfolio Adjusted1-in-10AllSouth of Lugo2025October Monthly Peak | Portfolio Adjusted | 1-in-10 | All | South of Lugo | 2025 | October Monthly Peak | 10 | 5.4539 | 5.2602 | 5.1166 | 5.1208 | 5.2711 | 5.8799 | 6.9145 | 7.6091 | 8.6635 | 9.8021 | 10.6667 | 11.2126 | 11.5228 | 11.7573 | 11.7248 | 11.3415 | 10.728 | 9.9761 | 9.2789 | 8.7742 | 8.1178 | 7.4241 | 6.5634 | 5.997 | -0.036069 | -0.04107 | -0.037263 | -0.034519 | -0.034656 | -0.02863 | -0.040048 | -0.034304 | -0.044448 | -0.050896 | -0.047116 | -0.034768 | -0.037005 | 0.0056828 | 0.21495 | 0.2085 | 0.18019 | 0.16332 | -0.0060819 | -0.024636 | -0.021914 | -0.027083 | -0.026316 | -0.02608 | 70.8266 | 69.8877 | 68.8159 | 67.7662 | 66.722 | 66.4518 | 66.4912 | 66.4617 | 67.6823 | 70.7091 | 75.0353 | 79.9033 | 83.9904 | 85.7691 | 85.9746 | 86.0061 | 85.4493 | 84.58 | 81.8374 | 77.9549 | 74.393 | 72.2482 | 70.6819 | 69.5811 | 0.083778 | 0.090286 | 0.084562 | 0.094146 | 0.10006 | 0.088071 | 0.10912 | 0.12301 | 0.14563 | 0.16984 | 0.17655 | 0.17302 | 0.16837 | 0.18212 | 0.1882 | 0.18972 | 0.18811 | 0.17777 | 0.15927 | 0.12462 | 0.125 | 0.10915 | 0.10037 | 0.09058
Portfolio Adjusted1-in-10AllSouth of Lugo2025November Monthly Peak | Portfolio Adjusted | 1-in-10 | All | South of Lugo | 2025 | November Monthly Peak | 11 | 5.3662 | 5.1664 | 5.022 | 5.0557 | 5.2357 | 5.8516 | 6.6067 | 7.3695 | 8.512 | 9.5955 | 10.4122 | 10.8788 | 11.0859 | 11.2453 | 11.1827 | 10.7575 | 10.2991 | 10.0295 | 9.1462 | 8.5143 | 7.8878 | 7.2145 | 6.386 | 5.8476 | -0.035446 | -0.038816 | -0.035846 | -0.034181 | -0.035184 | -0.028785 | -0.039135 | -0.034461 | -0.048666 | -0.052274 | -0.047385 | -0.034578 | -0.038333 | 0.0064963 | 0.20753 | 0.20034 | 0.17197 | 0.16499 | -0.0081957 | -0.024518 | -0.01944 | -0.024936 | -0.023548 | -0.02311 | 68.6672 | 66.8687 | 66.1397 | 64.5813 | 63.8189 | 62.7651 | 62.1726 | 62.6884 | 65.6629 | 71.4913 | 78.2513 | 83.6682 | 85.7206 | 87.1623 | 87.5816 | 86.1954 | 84.0641 | 81.712 | 79.3336 | 76.4313 | 74.5526 | 72.8131 | 70.6982 | 69.1204 | 0.084983 | 0.090894 | 0.084992 | 0.095394 | 0.1016 | 0.089549 | 0.10991 | 0.12441 | 0.14831 | 0.17274 | 0.17968 | 0.17555 | 0.17032 | 0.18397 | 0.19024 | 0.19184 | 0.19035 | 0.17943 | 0.16047 | 0.1255 | 0.12575 | 0.11007 | 0.1005 | 0.090427
Portfolio Adjusted1-in-10AllSouth of Lugo2025December Monthly Peak | Portfolio Adjusted | 1-in-10 | All | South of Lugo | 2025 | December Monthly Peak | 12 | 5.3235 | 5.1588 | 5.0168 | 5.0244 | 5.2279 | 5.79 | 6.8064 | 7.4045 | 8.1695 | 8.7206 | 8.9194 | 8.8614 | 8.6995 | 8.5713 | 8.3971 | 8.136 | 8.1537 | 8.3892 | 7.8984 | 7.61 | 7.2012 | 6.7591 | 6.0897 | 5.687 | -0.027767 | -0.023956 | -0.026862 | -0.029294 | -0.034959 | -0.025534 | -0.032389 | -0.031887 | -0.062225 | -0.047742 | -0.03604 | -0.024526 | -0.035732 | 0.008972 | 0.16345 | 0.15785 | 0.12798 | 0.13788 | -0.018491 | -0.021345 | -0.0037494 | -0.010225 | -0.0068931 | -0.005868 | 48.1687 | 47.2485 | 46.8645 | 47.1339 | 47.6632 | 47.333 | 48.2776 | 48.392 | 49.3308 | 50.8732 | 52.083 | 53.4876 | 55.0057 | 54.6957 | 54.6095 | 54.4089 | 53.8443 | 52.4861 | 51.3888 | 49.522 | 47.6311 | 47.8858 | 47.8035 | 47.0616 | 0.088018 | 0.095484 | 0.089722 | 0.10026 | 0.1066 | 0.091921 | 0.11327 | 0.12694 | 0.14852 | 0.16962 | 0.173 | 0.16879 | 0.16518 | 0.1783 | 0.18477 | 0.1867 | 0.18657 | 0.17559 | 0.15823 | 0.12469 | 0.12497 | 0.11092 | 0.10155 | 0.092333
Portfolio Adjusted1-in-10AllSouth of Lugo2025Typical Event Day | Portfolio Adjusted | 1-in-10 | All | South of Lugo | 2025 | Typical Event Day | 8 | 6.0277 | 5.8213 | 5.6536 | 5.6429 | 5.8716 | 6.6131 | 7.5751 | 8.5446 | 9.7859 | 10.9849 | 11.9565 | 12.4087 | 12.5018 | 12.6566 | 12.6055 | 12.2944 | 11.6987 | 10.7663 | 9.6112 | 9.2005 | 8.8479 | 8.1163 | 7.1987 | 6.5659 | -0.043428 | -0.05128 | -0.045451 | -0.041058 | -0.040886 | -0.034367 | -0.048096 | -0.040477 | -0.047069 | -0.057207 | -0.054478 | -0.039899 | -0.039221 | 0.0051901 | 0.23001 | 0.2254 | 0.19903 | 0.1764 | -0.0038754 | -0.026984 | -0.027912 | -0.033762 | -0.033675 | -0.033542 | 70.6199 | 69.9103 | 69.5153 | 69.0945 | 68.4968 | 68.164 | 68.1374 | 68.7344 | 71.0732 | 75.036 | 79.129 | 82.7855 | 83.9853 | 84.3582 | 85.2004 | 85.9942 | 86.6252 | 86.6024 | 85.8839 | 82.3847 | 77.8287 | 74.6847 | 72.8603 | 71.5994 | 0.092696 | 0.10176 | 0.095289 | 0.10655 | 0.11503 | 0.098207 | 0.11871 | 0.13258 | 0.15627 | 0.18153 | 0.18921 | 0.18262 | 0.17414 | 0.18751 | 0.19386 | 0.19605 | 0.19463 | 0.18326 | 0.16383 | 0.12978 | 0.1345 | 0.11809 | 0.11064 | 0.10037
Portfolio Adjusted1-in-2AllSouth of Lugo2015January Monthly Peak | Portfolio Adjusted | 1-in-2 | All | South of Lugo | 2015 | January Monthly Peak | 1 | 102.1772 | 99.4178 | 96.7196 | 97.4697 | 103.0261 | 117.9302 | 142.3854 | 157.9014 | 169.6213 | 180.2979 | 185.9742 | 188.5637 | 187.6155 | 188.9251 | 184.8122 | 175.5585 | 168.0703 | 166.4849 | 157.9608 | 151.7721 | 143.3763 | 132.9789 | 118.209 | 110.7363 | -1.1467 | -0.98927 | -1.1082 | -1.2044 | -1.4415 | -1.0658 | -1.356 | -1.3262 | -2.5808 | -2.0145 | -1.5487 | -1.0742 | -1.5899 | 0.40707 | 4.2311 | 4.005 | 2.5034 | 2.7237 | -0.80955 | -0.92568 | -0.162 | -0.43342 | -0.29417 | -0.24865 | 56.7248 | 56.0311 | 55.7258 | 55.4674 | 54.8475 | 54.6074 | 55.1584 | 55.1713 | 55.758 | 56.905 | 58.3126 | 58.933 | 59.9746 | 60.8789 | 61.6717 | 61.2811 | 61.6359 | 61.3629 | 60.3599 | 59.2304 | 58.6278 | 58.2161 | 57.2751 | 56.1094 | 2.9126 | 3.3797 | 3.2043 | 3.7125 | 3.9743 | 2.9941 | 3.3396 | 3.4139 | 4.1045 | 4.8503 | 4.9681 | 4.4999 | 3.8443 | 3.986 | 3.9804 | 3.936 | 3.9388 | 4.2851 | 4.088 | 3.395 | 3.9917 | 3.5048 | 3.5185 | 3.3028
Portfolio Adjusted1-in-2AllSouth of Lugo2015February Monthly Peak | Portfolio Adjusted | 1-in-2 | All | South of Lugo | 2015 | February Monthly Peak | 2 | 102.2479 | 99.4914 | 96.7927 | 97.5139 | 103.1214 | 117.9871 | 142.7102 | 158.4207 | 170.0936 | 180.4371 | 185.7085 | 187.9536 | 186.7888 | 187.9275 | 183.7742 | 174.5405 | 167.3288 | 165.9552 | 157.6151 | 151.7058 | 143.3789 | 133.0034 | 118.1063 | 110.6721 | -1.1474 | -0.99 | -1.109 | -1.2049 | -1.4428 | -1.0663 | -1.3591 | -1.3306 | -2.588 | -2.0161 | -1.5465 | -1.0707 | -1.5829 | 0.40492 | 4.2074 | 3.9818 | 2.4923 | 2.7151 | -0.80777 | -0.92528 | -0.162 | -0.4335 | -0.29392 | -0.24851 | 52.2478 | 51.5067 | 51.2063 | 50.8444 | 50.3768 | 49.9564 | 49.5964 | 49.8366 | 51.2186 | 54.8939 | 59.1813 | 63.3779 | 65.0218 | 65.9661 | 66.1672 | 65.0566 | 64.1417 | 63.6386 | 61.1825 | 59.2613 | 58.5033 | 57.5081 | 56.4036 | 55.031 | 2.9146 | 3.3822 | 3.2067 | 3.7142 | 3.978 | 2.9955 | 3.3472 | 3.4252 | 4.116 | 4.854 | 4.961 | 4.4854 | 3.8273 | 3.9649 | 3.9581 | 3.9132 | 3.9214 | 4.2715 | 4.0791 | 3.3936 | 3.9918 | 3.5055 | 3.5154 | 3.3009
Portfolio Adjusted1-in-2AllSouth of Lugo2015March Monthly Peak | Portfolio Adjusted | 1-in-2 | All | South of Lugo | 2015 | March Monthly Peak | 3 | 109.8123 | 106.7999 | 102.0503 | 102.4849 | 108.4508 | 123.7688 | 148.5505 | 168.5854 | 183.1924 | 193.3121 | 198.8405 | 200.73 | 198.1695 | 199.6622 | 197.5031 | 189.943 | 182.8664 | 174.0074 | 161.3708 | 160.9448 | 154.5187 | 144.2608 | 127.518 | 117.6863 | -1.2323 | -1.0627 | -1.1692 | -1.2663 | -1.5174 | -1.1186 | -1.4147 | -1.416 | -2.7873 | -2.16 | -1.6558 | -1.1435 | -1.6793 | 0.4302 | 4.5217 | 4.3332 | 2.7238 | 2.8468 | -0.82702 | -0.98163 | -0.17459 | -0.47019 | -0.31734 | -0.26426 | 54.4162 | 53.236 | 52.7425 | 52.7495 | 52.3804 | 51.8758 | 51.3908 | 51.7359 | 53.249 | 54.713 | 56.9391 | 60.0015 | 62.5041 | 64.5045 | 65.2674 | 65.741 | 64.9647 | 63.823 | 60.8938 | 58.5282 | 57.7364 | 56.8728 | 55.6994 | 54.1 | 3.1302 | 3.6307 | 3.3809 | 3.9035 | 4.1835 | 3.1423 | 3.4842 | 3.6449 | 4.4329 | 5.2004 | 5.3118 | 4.7903 | 4.0605 | 4.2125 | 4.2538 | 4.2585 | 4.2855 | 4.4787 | 4.1763 | 3.6002 | 4.302 | 3.8022 | 3.7956 | 3.5101
Portfolio Adjusted1-in-2AllSouth of Lugo2015April Monthly Peak | Portfolio Adjusted | 1-in-2 | All | South of Lugo | 2015 | April Monthly Peak | 4 | 110.2525 | 107.0941 | 102.2773 | 102.8666 | 108.5907 | 124.3536 | 148.3118 | 168.255 | 184.1882 | 196.8361 | 205.0846 | 208.9563 | 207.7036 | 210.1593 | 208.1301 | 200.2357 | 191.2593 | 180.7719 | 166.3295 | 164.0221 | 156.6866 | 145.9088 | 129.3873 | 119.1765 | -1.2373 | -1.0657 | -1.1718 | -1.271 | -1.5193 | -1.1239 | -1.4124 | -1.4132 | -2.8025 | -2.1993 | -1.7078 | -1.1903 | -1.7601 | 0.45282 | 4.765 | 4.568 | 2.8488 | 2.9575 | -0.85243 | -1.0004 | -0.17704 | -0.47556 | -0.32199 | -0.26761 | 60.9596 | 60.4115 | 59.7615 | 59.3565 | 58.5065 | 57.9519 | 57.7081 | 57.8027 | 59.5407 | 62.7813 | 66.638 | 70.4643 | 73.8818 | 74.8993 | 74.5328 | 73.909 | 72.4227 | 71.0802 | 69.4123 | 67.7618 | 64.9633 | 64.2868 | 63.1052 | 61.4691 | 3.1427 | 3.6407 | 3.3884 | 3.9181 | 4.1889 | 3.1572 | 3.4786 | 3.6378 | 4.457 | 5.2952 | 5.4786 | 4.9866 | 4.2559 | 4.434 | 4.4827 | 4.4892 | 4.4822 | 4.6528 | 4.3046 | 3.6691 | 4.3623 | 3.8456 | 3.8512 | 3.5545
Portfolio Adjusted1-in-2AllSouth of Lugo2015May Monthly Peak | Portfolio Adjusted | 1-in-2 | All | South of Lugo | 2015 | May Monthly Peak | 5 | 116.7379 | 114.097 | 108.8407 | 109.3499 | 115.9187 | 132.2682 | 156.0107 | 181.0202 | 200.1094 | 215.3466 | 224.243 | 226.2804 | 222.5576 | 223.7204 | 221.0887 | 211.9025 | 201.1571 | 188.8048 | 173.9752 | 167.5913 | 162.8463 | 151.5594 | 136.2246 | 126.4212 | -1.3101 | -1.1353 | -1.247 | -1.3511 | -1.6218 | -1.1954 | -1.4857 | -1.5204 | -3.0447 | -2.4062 | -1.8674 | -1.289 | -1.886 | 0.48204 | 5.0616 | 4.8341 | 2.9962 | 3.0889 | -0.89162 | -1.0222 | -0.184 | -0.49397 | -0.339 | -0.28387 | 62.8837 | 61.9158 | 60.9286 | 60.5508 | 60.2873 | 59.5445 | 59.5723 | 60.2273 | 62.3721 | 65.0532 | 68.63 | 71.9998 | 74.8768 | 75.5677 | 75.3025 | 75.2687 | 75.8016 | 75.9798 | 74.907 | 72.4038 | 68.5195 | 65.7646 | 65.0356 | 64.2483 | 3.3276 | 3.8787 | 3.6059 | 4.165 | 4.4716 | 3.3581 | 3.6591 | 3.9138 | 4.8423 | 5.7932 | 5.9904 | 5.4 | 4.5602 | 4.7201 | 4.7618 | 4.7508 | 4.7142 | 4.8596 | 4.5025 | 3.7489 | 4.5338 | 3.9945 | 4.0547 | 3.7706
Portfolio Adjusted1-in-2AllSouth of Lugo2015June Monthly Peak | Portfolio Adjusted | 1-in-2 | All | South of Lugo | 2015 | June Monthly Peak | 6 | 123.5972 | 119.7022 | 114.8556 | 114.7502 | 122.6806 | 140.5499 | 163.6021 | 187.0903 | 204.5675 | 218.0143 | 226.2912 | 227.9762 | 222.5399 | 223.7046 | 221.9371 | 213.9871 | 204.2994 | 193.2443 | 178.3089 | 172.05 | 168.0781 | 157.3719 | 142.993 | 132.8075 | -1.4484 | -1.3242 | -1.3954 | -1.4565 | -1.7117 | -1.2885 | -1.6063 | -1.5774 | -2.9425 | -2.4154 | -1.9198 | -1.3353 | -1.8357 | 0.44291 | 5.011 | 4.8246 | 3.1291 | 3.1664 | -0.80774 | -1.0526 | -0.32089 | -0.63369 | -0.50165 | -0.45093 | 64.8568 | 64.3285 | 63.48 | 63.0629 | 62.8144 | 62.5584 | 62.3072 | 62.7344 | 64.9495 | 68.5406 | 71.4837 | 73.8979 | 74.656 | 75.6421 | 75.918 | 76.8699 | 78.3457 | 78.6644 | 78.3592 | 75.6848 | 72.3798 | 68.8199 | 66.8557 | 66.2001 | 3.4522 | 3.9874 | 3.7285 | 4.2827 | 4.6372 | 3.4965 | 3.76 | 3.9636 | 4.8505 | 5.7469 | 5.9235 | 5.331 | 4.4681 | 4.6248 | 4.6838 | 4.701 | 4.6915 | 4.8737 | 4.5218 | 3.7712 | 4.5853 | 4.0643 | 4.1705 | 3.8814
Portfolio Adjusted1-in-2AllSouth of Lugo2015July Monthly Peak | Portfolio Adjusted | 1-in-2 | All | South of Lugo | 2015 | July Monthly Peak | 7 | 125.5349 | 121.9186 | 117.7684 | 117.9636 | 126.7371 | 145.1475 | 170.8029 | 193.8822 | 208.839 | 220.5632 | 230.8421 | 232.0165 | 226.5626 | 226.5989 | 224.2735 | 218.666 | 208.8609 | 197.4502 | 182.0403 | 174.961 | 171.6363 | 160.3718 | 145.0467 | 134.9752 | -1.6294 | -1.693 | -1.6376 | -1.5982 | -1.7559 | -1.3784 | -1.805 | -1.6506 | -2.5629 | -2.3907 | -2.0502 | -1.4535 | -1.739 | 0.34801 | 4.884 | 4.7816 | 3.4226 | 3.248 | -0.54944 | -1.0788 | -0.66755 | -0.95851 | -0.88466 | -0.85268 | 65.1342 | 65.0857 | 65.2536 | 65.4717 | 65.3908 | 65.1346 | 64.9511 | 65.3636 | 67.5781 | 70.7102 | 74.6882 | 77.8699 | 79.3097 | 80.3838 | 81.4639 | 81.831 | 82.6477 | 82.3629 | 81.2684 | 78.6944 | 74.8452 | 71.4452 | 69.7649 | 68.7708 | 3.3705 | 3.9039 | 3.675 | 4.2321 | 4.605 | 3.471 | 3.7734 | 3.9484 | 4.76 | 5.5888 | 5.8085 | 5.2153 | 4.3726 | 4.5031 | 4.5498 | 4.6177 | 4.6104 | 4.7869 | 4.4376 | 3.6864 | 4.5009 | 3.9813 | 4.0665 | 3.7919
Portfolio Adjusted1-in-2AllSouth of Lugo2015August Monthly Peak | Portfolio Adjusted | 1-in-2 | All | South of Lugo | 2015 | August Monthly Peak | 8 | 124.0778 | 120.7921 | 116.8312 | 117.2591 | 125.7323 | 145.5401 | 174.8236 | 198.9523 | 216.1624 | 232.0341 | 245.6034 | 248.2117 | 243.6134 | 244.8848 | 241.6438 | 232.7584 | 220.885 | 208.2735 | 190.6812 | 183.7432 | 176.2702 | 163.261 | 145.3895 | 135.2353 | -1.8896 | -2.286 | -1.9907 | -1.7676 | -1.7201 | -1.4675 | -2.0812 | -1.7228 | -1.8382 | -2.4157 | -2.3554 | -1.7354 | -1.6208 | 0.18206 | 4.9166 | 4.808 | 4.0417 | 3.4498 | -0.06119 | -1.1488 | -1.3083 | -1.5438 | -1.5588 | -1.5593 | 72.1762 | 71.3368 | 70.6397 | 69.6032 | 69.2933 | 68.6158 | 68.3587 | 68.8738 | 71.0744 | 75.7193 | 80.9212 | 84.7393 | 86.5681 | 87.3576 | 88.2828 | 87.9736 | 89.1951 | 88.4129 | 86.7869 | 84.14 | 79.0425 | 76.0524 | 74.5412 | 73.3456 | 3.2759 | 3.8033 | 3.585 | 4.1367 | 4.4923 | 3.4224 | 3.7978 | 3.9841 | 4.8448 | 5.7815 | 6.0769 | 5.4863 | 4.6234 | 4.7854 | 4.8204 | 4.8333 | 4.7946 | 4.9651 | 4.5707 | 3.8069 | 4.5454 | 3.9855 | 4.0082 | 3.7359
Portfolio Adjusted1-in-2AllSouth of Lugo2015September Monthly Peak | Portfolio Adjusted | 1-in-2 | All | South of Lugo | 2015 | September Monthly Peak | 9 | 123.3132 | 120.8006 | 116.2777 | 116.8557 | 126.0247 | 146.929 | 178.4892 | 202.3134 | 221.7684 | 238.6312 | 250.5814 | 252.2014 | 246.8855 | 248.1181 | 242.8703 | 231.3796 | 219.2069 | 204.9577 | 188.5121 | 184.2613 | 174.471 | 160.8875 | 143.9316 | 133.7568 | -1.7028 | -1.9018 | -1.7512 | -1.6489 | -1.738 | -1.4271 | -1.9742 | -1.7333 | -2.4135 | -2.5489 | -2.291 | -1.6475 | -1.802 | 0.30858 | 5.1609 | 4.9564 | 3.7466 | 3.3801 | -0.38153 | -1.142 | -0.9058 | -1.1679 | -1.1231 | -1.102 | 68.3225 | 67.7032 | 67.0078 | 66.0651 | 65.5768 | 65.3816 | 65.3196 | 65.0293 | 66.6877 | 70.6781 | 75.1013 | 79.5208 | 83.8812 | 86.0069 | 86.9204 | 86.6791 | 86.471 | 85.113 | 82.7443 | 80.1001 | 77.4757 | 75.9704 | 74.988 | 74.1782 | 3.2623 | 3.8113 | 3.5752 | 4.1308 | 4.5119 | 3.4621 | 3.8853 | 4.0596 | 4.9805 | 5.9579 | 6.2127 | 5.5858 | 4.6949 | 4.8584 | 4.8547 | 4.8144 | 4.7677 | 4.896 | 4.5279 | 3.8254 | 4.5081 | 3.9355 | 3.976 | 3.7025
Portfolio Adjusted1-in-2AllSouth of Lugo2015October Monthly Peak | Portfolio Adjusted | 1-in-2 | All | South of Lugo | 2015 | October Monthly Peak | 10 | 105.6126 | 102.2177 | 99.1913 | 100.1225 | 105.5096 | 121.7881 | 147.4593 | 166.2564 | 183.3615 | 199.6519 | 210.4814 | 215.8828 | 216.9936 | 219.6012 | 215.3327 | 204.8783 | 193.6704 | 188.4148 | 174.8489 | 165.0849 | 153.6955 | 141.2543 | 125.1039 | 116.5712 | -1.4693 | -1.633 | -1.5082 | -1.4199 | -1.4542 | -1.1862 | -1.6401 | -1.4255 | -1.9637 | -2.1286 | -1.9312 | -1.4175 | -1.5736 | 0.26511 | 4.5615 | 4.3773 | 3.3272 | 3.1083 | -0.33217 | -1.0238 | -0.82294 | -1.048 | -1.0028 | -0.98842 | 68.3553 | 67.8827 | 66.9446 | 65.9682 | 65.486 | 64.1455 | 63.8124 | 63.9938 | 65.6181 | 69.958 | 76.3144 | 82.0275 | 85.6951 | 87.3251 | 88.8722 | 87.9039 | 86.3058 | 83.7917 | 81.582 | 79.2432 | 76.77 | 74.6242 | 72.8435 | 71.1805 | 2.7907 | 3.2213 | 3.0463 | 3.5352 | 3.773 | 2.8663 | 3.2061 | 3.3322 | 4.1132 | 4.9789 | 5.2124 | 4.7758 | 4.1217 | 4.295 | 4.2993 | 4.2581 | 4.2075 | 4.4956 | 4.1948 | 3.4233 | 3.9667 | 3.4512 | 3.4519 | 3.2231
Portfolio Adjusted1-in-2AllSouth of Lugo2015November Monthly Peak | Portfolio Adjusted | 1-in-2 | All | South of Lugo | 2015 | November Monthly Peak | 11 | 104.2395 | 100.1226 | 97.1272 | 99.0801 | 104.803 | 120.8456 | 142.8555 | 160.1765 | 176.329 | 188.8261 | 197.1538 | 200.2368 | 198.8286 | 199.8752 | 196.2128 | 186.7769 | 178.1078 | 173.6944 | 162.7173 | 154.9451 | 145.7888 | 135.4105 | 119.3074 | 111.1748 | -1.1698 | -0.99628 | -1.1128 | -1.2243 | -1.4663 | -1.0922 | -1.3604 | -1.3454 | -2.6829 | -2.1098 | -1.6418 | -1.1407 | -1.6849 | 0.43066 | 4.4921 | 4.261 | 2.6529 | 2.8417 | -0.83392 | -0.94504 | -0.16473 | -0.44134 | -0.2969 | -0.24964 | 57.8024 | 56.5606 | 55.8249 | 55.2028 | 54.4488 | 53.817 | 53.3236 | 53.6118 | 57.3575 | 60.4245 | 66.0987 | 71.4043 | 75.4138 | 77.0162 | 76.7013 | 75.8039 | 73.1139 | 68.9764 | 65.1483 | 63.4814 | 62.3259 | 61.109 | 60.004 | 59.3115 | 2.9713 | 3.4037 | 3.2178 | 3.7738 | 4.0428 | 3.0681 | 3.3506 | 3.4631 | 4.2668 | 5.0797 | 5.2668 | 4.7785 | 4.074 | 4.217 | 4.226 | 4.1875 | 4.174 | 4.4707 | 4.2111 | 3.466 | 4.0589 | 3.5689 | 3.5512 | 3.3159
Portfolio Adjusted1-in-2AllSouth of Lugo2015December Monthly Peak | Portfolio Adjusted | 1-in-2 | All | South of Lugo | 2015 | December Monthly Peak | 12 | 100.6503 | 97.9405 | 95.3831 | 96.4733 | 101.6445 | 114.9446 | 138.1569 | 154.0295 | 165.8856 | 173.4906 | 175.9431 | 175.2415 | 171.7524 | 169.7223 | 165.9014 | 158.2405 | 154.494 | 154.0848 | 146.8571 | 142.299 | 134.9295 | 127.5771 | 112.753 | 106.3655 | -1.1295 | -0.97457 | -1.0929 | -1.192 | -1.4221 | -1.0388 | -1.3157 | -1.2937 | -2.524 | -1.9385 | -1.4652 | -0.99828 | -1.4555 | 0.36569 | 3.7982 | 3.61 | 2.3012 | 2.5209 | -0.75264 | -0.86791 | -0.15246 | -0.41581 | -0.28059 | -0.23884 | 51.2913 | 49.9631 | 47.859 | 46.9305 | 46.2176 | 45.4287 | 45.501 | 45.4913 | 46.2869 | 49.4814 | 52.712 | 54.8229 | 56.2526 | 56.579 | 57.3734 | 57.249 | 56.362 | 55.2015 | 53.9401 | 53.3509 | 52.6512 | 51.4001 | 50.4909 | 49.4049 | 2.869 | 3.3295 | 3.16 | 3.6746 | 3.921 | 2.9183 | 3.2404 | 3.3302 | 4.0141 | 4.6672 | 4.7002 | 4.182 | 3.5192 | 3.5808 | 3.5731 | 3.5477 | 3.6206 | 3.9659 | 3.8007 | 3.1831 | 3.7566 | 3.3625 | 3.3561 | 3.1724
Portfolio Adjusted1-in-2AllSouth of Lugo2015Typical Event Day | Portfolio Adjusted | 1-in-2 | All | South of Lugo | 2015 | Typical Event Day | 8 | 121.9047 | 118.9537 | 115.1741 | 115.6246 | 123.9753 | 143.1941 | 170.6868 | 192.2057 | 206.6729 | 220.8807 | 233.339 | 235.8605 | 231.0488 | 232.3303 | 229.3441 | 221.03 | 210.0249 | 198.5268 | 182.914 | 176.7526 | 170.6248 | 158.6392 | 142.0563 | 132.319 | -1.6377 | -1.7729 | -1.6745 | -1.6022 | -1.7133 | -1.3768 | -1.8499 | -1.642 | -2.379 | -2.3751 | -2.1058 | -1.5122 | -1.7257 | 0.31962 | 4.9281 | 4.7793 | 3.5228 | 3.2703 | -0.45239 | -1.093 | -0.78541 | -1.0597 | -0.9991 | -0.97527 | 67.6224 | 67.1136 | 66.5953 | 66.0507 | 65.7688 | 65.4226 | 65.2342 | 65.5003 | 67.5724 | 71.412 | 75.5486 | 79.007 | 81.1037 | 82.3476 | 83.1463 | 83.3384 | 84.1649 | 83.6383 | 82.2897 | 79.6548 | 75.9358 | 73.072 | 71.5375 | 70.6237 | 3.2427 | 3.7737 | 3.5608 | 4.1098 | 4.4629 | 3.3926 | 3.7359 | 3.878 | 4.667 | 5.5451 | 5.817 | 5.2526 | 4.418 | 4.5743 | 4.6096 | 4.6244 | 4.5932 | 4.7684 | 4.4176 | 3.6897 | 4.433 | 3.9018 | 3.9458 | 3.6829
Portfolio Adjusted1-in-2AllSouth of Lugo2016January Monthly Peak | Portfolio Adjusted | 1-in-2 | All | South of Lugo | 2016 | January Monthly Peak | 1 | 102.1772 | 99.4178 | 96.7196 | 97.4697 | 103.0261 | 117.9302 | 142.3854 | 157.9014 | 169.6213 | 180.2979 | 185.9742 | 188.5637 | 187.6155 | 188.9251 | 184.8122 | 175.5585 | 168.0703 | 166.4849 | 157.9608 | 151.772 | 143.3763 | 132.9789 | 118.209 | 110.7363 | -1.1467 | -0.98927 | -1.1082 | -1.2044 | -1.4415 | -1.0658 | -1.356 | -1.3262 | -2.5808 | -2.0145 | -1.5487 | -1.0742 | -1.5899 | 0.40707 | 4.2311 | 4.005 | 2.5034 | 2.7237 | -0.80954 | -0.92568 | -0.162 | -0.43342 | -0.29417 | -0.24865 | 56.7248 | 56.0311 | 55.7258 | 55.4674 | 54.8475 | 54.6074 | 55.1584 | 55.1713 | 55.758 | 56.905 | 58.3126 | 58.933 | 59.9746 | 60.8789 | 61.6717 | 61.2811 | 61.6359 | 61.3629 | 60.3599 | 59.2304 | 58.6278 | 58.2161 | 57.2751 | 56.1094 | 2.9126 | 3.3797 | 3.2043 | 3.7125 | 3.9743 | 2.9941 | 3.3396 | 3.4139 | 4.1045 | 4.8503 | 4.9681 | 4.4999 | 3.8443 | 3.986 | 3.9804 | 3.936 | 3.9388 | 4.2851 | 4.088 | 3.395 | 3.9917 | 3.5048 | 3.5185 | 3.3028
Portfolio Adjusted1-in-2AllSouth of Lugo2016February Monthly Peak | Portfolio Adjusted | 1-in-2 | All | South of Lugo | 2016 | February Monthly Peak | 2 | 102.2479 | 99.4914 | 96.7927 | 97.5139 | 103.1214 | 117.9871 | 142.7103 | 158.4207 | 170.0936 | 180.4371 | 185.7085 | 187.9536 | 186.7888 | 187.9275 | 183.7742 | 174.5405 | 167.3288 | 165.9552 | 157.6151 | 151.7058 | 143.3789 | 133.0034 | 118.1063 | 110.6721 | -1.1474 | -0.99 | -1.109 | -1.2049 | -1.4428 | -1.0663 | -1.3591 | -1.3306 | -2.588 | -2.0161 | -1.5465 | -1.0707 | -1.5829 | 0.40492 | 4.2074 | 3.9818 | 2.4923 | 2.7151 | -0.80777 | -0.92528 | -0.162 | -0.4335 | -0.29392 | -0.24851 | 52.2479 | 51.5067 | 51.2063 | 50.8444 | 50.3768 | 49.9564 | 49.5964 | 49.8366 | 51.2186 | 54.8939 | 59.1813 | 63.3779 | 65.0218 | 65.9661 | 66.1672 | 65.0566 | 64.1417 | 63.6386 | 61.1825 | 59.2613 | 58.5033 | 57.5081 | 56.4036 | 55.031 | 2.9146 | 3.3822 | 3.2067 | 3.7142 | 3.978 | 2.9955 | 3.3472 | 3.4252 | 4.116 | 4.854 | 4.961 | 4.4854 | 3.8273 | 3.9649 | 3.9581 | 3.9132 | 3.9214 | 4.2715 | 4.0791 | 3.3936 | 3.9918 | 3.5055 | 3.5154 | 3.3009
Portfolio Adjusted1-in-2AllSouth of Lugo2016March Monthly Peak | Portfolio Adjusted | 1-in-2 | All | South of Lugo | 2016 | March Monthly Peak | 3 | 109.8123 | 106.7999 | 102.0503 | 102.4849 | 108.4508 | 123.7688 | 148.5505 | 168.5854 | 183.1924 | 193.3121 | 198.8405 | 200.73 | 198.1695 | 199.6622 | 197.5031 | 189.9429 | 182.8664 | 174.0074 | 161.3708 | 160.9448 | 154.5187 | 144.2608 | 127.518 | 117.6863 | -1.2323 | -1.0627 | -1.1692 | -1.2663 | -1.5174 | -1.1186 | -1.4147 | -1.416 | -2.7873 | -2.16 | -1.6558 | -1.1435 | -1.6793 | 0.4302 | 4.5217 | 4.3332 | 2.7238 | 2.8468 | -0.82702 | -0.98163 | -0.17459 | -0.47019 | -0.31734 | -0.26426 | 54.4162 | 53.236 | 52.7425 | 52.7495 | 52.3804 | 51.8758 | 51.3908 | 51.7359 | 53.249 | 54.713 | 56.9391 | 60.0015 | 62.5041 | 64.5045 | 65.2674 | 65.741 | 64.9647 | 63.823 | 60.8938 | 58.5282 | 57.7364 | 56.8728 | 55.6994 | 54.1 | 3.1302 | 3.6307 | 3.3809 | 3.9035 | 4.1835 | 3.1423 | 3.4842 | 3.6449 | 4.4329 | 5.2004 | 5.3118 | 4.7903 | 4.0605 | 4.2125 | 4.2538 | 4.2585 | 4.2855 | 4.4787 | 4.1763 | 3.6002 | 4.302 | 3.8022 | 3.7956 | 3.5101
Portfolio Adjusted1-in-2AllSouth of Lugo2016April Monthly Peak | Portfolio Adjusted | 1-in-2 | All | South of Lugo | 2016 | April Monthly Peak | 4 | 110.2525 | 107.0941 | 102.2773 | 102.8666 | 108.5907 | 124.3536 | 148.3118 | 168.255 | 184.1882 | 196.8361 | 205.0846 | 208.9563 | 207.7036 | 210.1593 | 208.1301 | 200.2357 | 191.2593 | 180.7719 | 166.3296 | 164.0221 | 156.6866 | 145.9088 | 129.3872 | 119.1765 | -1.2373 | -1.0657 | -1.1718 | -1.271 | -1.5193 | -1.1239 | -1.4124 | -1.4132 | -2.8025 | -2.1993 | -1.7078 | -1.1903 | -1.7601 | 0.45282 | 4.765 | 4.568 | 2.8488 | 2.9575 | -0.85243 | -1.0004 | -0.17704 | -0.47556 | -0.32199 | -0.26761 | 60.9596 | 60.4115 | 59.7615 | 59.3565 | 58.5065 | 57.9519 | 57.7081 | 57.8027 | 59.5407 | 62.7813 | 66.638 | 70.4643 | 73.8818 | 74.8993 | 74.5328 | 73.909 | 72.4227 | 71.0802 | 69.4123 | 67.7618 | 64.9633 | 64.2868 | 63.1052 | 61.4692 | 3.1427 | 3.6407 | 3.3884 | 3.9181 | 4.1889 | 3.1572 | 3.4786 | 3.6378 | 4.457 | 5.2952 | 5.4786 | 4.9866 | 4.2559 | 4.434 | 4.4827 | 4.4892 | 4.4822 | 4.6528 | 4.3046 | 3.6691 | 4.3623 | 3.8456 | 3.8512 | 3.5545
Portfolio Adjusted1-in-2AllSouth of Lugo2016May Monthly Peak | Portfolio Adjusted | 1-in-2 | All | South of Lugo | 2016 | May Monthly Peak | 5 | 116.7379 | 114.097 | 108.8407 | 109.3499 | 115.9187 | 132.2682 | 156.0107 | 181.0202 | 200.1094 | 215.3466 | 224.243 | 226.2804 | 222.5577 | 223.7204 | 221.0887 | 211.9025 | 201.1571 | 188.8048 | 173.9752 | 167.5913 | 162.8463 | 151.5594 | 136.2246 | 126.4212 | -1.3101 | -1.1353 | -1.247 | -1.3511 | -1.6218 | -1.1954 | -1.4857 | -1.5204 | -3.0447 | -2.4062 | -1.8674 | -1.289 | -1.886 | 0.48204 | 5.0616 | 4.8341 | 2.9962 | 3.0889 | -0.89162 | -1.0222 | -0.184 | -0.49397 | -0.339 | -0.28387 | 62.8837 | 61.9158 | 60.9286 | 60.5508 | 60.2873 | 59.5445 | 59.5723 | 60.2273 | 62.3721 | 65.0532 | 68.63 | 71.9998 | 74.8768 | 75.5677 | 75.3025 | 75.2687 | 75.8016 | 75.9798 | 74.907 | 72.4038 | 68.5195 | 65.7646 | 65.0356 | 64.2483 | 3.3276 | 3.8787 | 3.6059 | 4.165 | 4.4716 | 3.3581 | 3.6591 | 3.9138 | 4.8423 | 5.7932 | 5.9904 | 5.4 | 4.5602 | 4.7201 | 4.7618 | 4.7508 | 4.7142 | 4.8596 | 4.5025 | 3.7489 | 4.5338 | 3.9945 | 4.0547 | 3.7706
Portfolio Adjusted1-in-2AllSouth of Lugo2016June Monthly Peak | Portfolio Adjusted | 1-in-2 | All | South of Lugo | 2016 | June Monthly Peak | 6 | 123.5972 | 119.7022 | 114.8556 | 114.7502 | 122.6806 | 140.5499 | 163.6021 | 187.0904 | 204.5675 | 218.0143 | 226.2912 | 227.9762 | 222.5399 | 223.7046 | 221.9371 | 213.9871 | 204.2994 | 193.2443 | 178.3089 | 172.05 | 168.078 | 157.3719 | 142.993 | 132.8075 | -1.4484 | -1.3242 | -1.3954 | -1.4565 | -1.7117 | -1.2885 | -1.6063 | -1.5774 | -2.9425 | -2.4154 | -1.9198 | -1.3353 | -1.8357 | 0.44291 | 5.011 | 4.8246 | 3.1291 | 3.1664 | -0.80774 | -1.0526 | -0.32089 | -0.63369 | -0.50165 | -0.45093 | 64.8568 | 64.3285 | 63.48 | 63.0629 | 62.8144 | 62.5584 | 62.3072 | 62.7344 | 64.9495 | 68.5406 | 71.4837 | 73.8979 | 74.656 | 75.6421 | 75.918 | 76.8699 | 78.3457 | 78.6643 | 78.3592 | 75.6848 | 72.3798 | 68.8199 | 66.8558 | 66.2001 | 3.4522 | 3.9874 | 3.7285 | 4.2827 | 4.6372 | 3.4965 | 3.76 | 3.9636 | 4.8505 | 5.7469 | 5.9235 | 5.331 | 4.4681 | 4.6248 | 4.6838 | 4.701 | 4.6915 | 4.8737 | 4.5218 | 3.7712 | 4.5853 | 4.0643 | 4.1705 | 3.8814
Portfolio Adjusted1-in-2AllSouth of Lugo2016July Monthly Peak | Portfolio Adjusted | 1-in-2 | All | South of Lugo | 2016 | July Monthly Peak | 7 | 125.5349 | 121.9186 | 117.7684 | 117.9636 | 126.7371 | 145.1475 | 170.8029 | 193.8822 | 208.839 | 220.5632 | 230.8421 | 232.0165 | 226.5626 | 226.5989 | 224.2734 | 218.666 | 208.8609 | 197.4502 | 182.0403 | 174.961 | 171.6363 | 160.3718 | 145.0467 | 134.9752 | -1.6294 | -1.693 | -1.6376 | -1.5982 | -1.7559 | -1.3784 | -1.805 | -1.6506 | -2.5629 | -2.3907 | -2.0502 | -1.4535 | -1.739 | 0.34801 | 4.884 | 4.7816 | 3.4226 | 3.248 | -0.54944 | -1.0788 | -0.66755 | -0.95851 | -0.88466 | -0.85268 | 65.1342 | 65.0857 | 65.2536 | 65.4717 | 65.3908 | 65.1346 | 64.9511 | 65.3636 | 67.5781 | 70.7102 | 74.6882 | 77.8699 | 79.3097 | 80.3838 | 81.4639 | 81.831 | 82.6476 | 82.3629 | 81.2684 | 78.6944 | 74.8452 | 71.4452 | 69.7649 | 68.7708 | 3.3705 | 3.9039 | 3.675 | 4.2321 | 4.605 | 3.471 | 3.7734 | 3.9484 | 4.76 | 5.5888 | 5.8085 | 5.2153 | 4.3726 | 4.5031 | 4.5498 | 4.6177 | 4.6104 | 4.7869 | 4.4376 | 3.6864 | 4.5009 | 3.9813 | 4.0665 | 3.7919
Portfolio Adjusted1-in-2AllSouth of Lugo2016August Monthly Peak | Portfolio Adjusted | 1-in-2 | All | South of Lugo | 2016 | August Monthly Peak | 8 | 124.0778 | 120.7921 | 116.8312 | 117.2591 | 125.7323 | 145.5401 | 174.8236 | 198.9523 | 216.1624 | 232.0341 | 245.6034 | 248.2117 | 243.6134 | 244.8849 | 241.6438 | 232.7584 | 220.885 | 208.2735 | 190.6812 | 183.7432 | 176.2702 | 163.261 | 145.3895 | 135.2353 | -1.8896 | -2.286 | -1.9907 | -1.7676 | -1.7201 | -1.4675 | -2.0812 | -1.7228 | -1.8382 | -2.4157 | -2.3554 | -1.7354 | -1.6208 | 0.18206 | 4.9166 | 4.808 | 4.0417 | 3.4498 | -0.06119 | -1.1488 | -1.3083 | -1.5438 | -1.5588 | -1.5593 | 72.1762 | 71.3368 | 70.6397 | 69.6032 | 69.2933 | 68.6158 | 68.3587 | 68.8738 | 71.0744 | 75.7193 | 80.9212 | 84.7393 | 86.5681 | 87.3576 | 88.2828 | 87.9736 | 89.1951 | 88.4129 | 86.7869 | 84.14 | 79.0425 | 76.0524 | 74.5412 | 73.3456 | 3.2759 | 3.8033 | 3.585 | 4.1367 | 4.4923 | 3.4224 | 3.7978 | 3.9841 | 4.8448 | 5.7815 | 6.0769 | 5.4863 | 4.6234 | 4.7854 | 4.8204 | 4.8333 | 4.7946 | 4.9651 | 4.5707 | 3.8069 | 4.5454 | 3.9855 | 4.0082 | 3.7359
Portfolio Adjusted1-in-2AllSouth of Lugo2016September Monthly Peak | Portfolio Adjusted | 1-in-2 | All | South of Lugo | 2016 | September Monthly Peak | 9 | 123.3132 | 120.8006 | 116.2777 | 116.8557 | 126.0247 | 146.929 | 178.4892 | 202.3134 | 221.7684 | 238.6312 | 250.5814 | 252.2014 | 246.8855 | 248.1181 | 242.8703 | 231.3796 | 219.2069 | 204.9577 | 188.5121 | 184.2613 | 174.471 | 160.8875 | 143.9316 | 133.7569 | -1.7028 | -1.9018 | -1.7512 | -1.6489 | -1.738 | -1.4271 | -1.9742 | -1.7333 | -2.4135 | -2.5489 | -2.291 | -1.6475 | -1.802 | 0.30858 | 5.1609 | 4.9564 | 3.7466 | 3.3801 | -0.38153 | -1.142 | -0.9058 | -1.1679 | -1.1231 | -1.102 | 68.3225 | 67.7032 | 67.0078 | 66.0651 | 65.5768 | 65.3816 | 65.3196 | 65.0293 | 66.6877 | 70.6781 | 75.1013 | 79.5208 | 83.8812 | 86.0069 | 86.9204 | 86.6791 | 86.471 | 85.113 | 82.7443 | 80.1001 | 77.4757 | 75.9704 | 74.988 | 74.1782 | 3.2623 | 3.8113 | 3.5752 | 4.1308 | 4.5119 | 3.4621 | 3.8853 | 4.0596 | 4.9805 | 5.9579 | 6.2127 | 5.5858 | 4.6949 | 4.8584 | 4.8547 | 4.8144 | 4.7677 | 4.896 | 4.5279 | 3.8254 | 4.5081 | 3.9355 | 3.976 | 3.7025
Portfolio Adjusted1-in-2AllSouth of Lugo2016October Monthly Peak | Portfolio Adjusted | 1-in-2 | All | South of Lugo | 2016 | October Monthly Peak | 10 | 105.6126 | 102.2176 | 99.1913 | 100.1225 | 105.5096 | 121.7881 | 147.4593 | 166.2564 | 183.3615 | 199.6519 | 210.4814 | 215.8828 | 216.9936 | 219.6012 | 215.3327 | 204.8783 | 193.6704 | 188.4148 | 174.8489 | 165.0849 | 153.6955 | 141.2543 | 125.1039 | 116.5712 | -1.4693 | -1.633 | -1.5082 | -1.4199 | -1.4542 | -1.1862 | -1.6401 | -1.4255 | -1.9637 | -2.1286 | -1.9312 | -1.4175 | -1.5736 | 0.26511 | 4.5615 | 4.3773 | 3.3272 | 3.1083 | -0.33217 | -1.0238 | -0.82294 | -1.048 | -1.0028 | -0.98842 | 68.3553 | 67.8827 | 66.9446 | 65.9681 | 65.486 | 64.1455 | 63.8124 | 63.9938 | 65.6181 | 69.958 | 76.3143 | 82.0275 | 85.6951 | 87.3251 | 88.8722 | 87.9039 | 86.3058 | 83.7917 | 81.5819 | 79.2432 | 76.77 | 74.6242 | 72.8435 | 71.1805 | 2.7907 | 3.2213 | 3.0463 | 3.5352 | 3.773 | 2.8663 | 3.2061 | 3.3322 | 4.1132 | 4.9789 | 5.2124 | 4.7758 | 4.1217 | 4.295 | 4.2993 | 4.2581 | 4.2075 | 4.4956 | 4.1948 | 3.4233 | 3.9667 | 3.4512 | 3.4519 | 3.2231
Portfolio Adjusted1-in-2AllSouth of Lugo2016November Monthly Peak | Portfolio Adjusted | 1-in-2 | All | South of Lugo | 2016 | November Monthly Peak | 11 | 104.2395 | 100.1226 | 97.1272 | 99.0801 | 104.803 | 120.8456 | 142.8555 | 160.1765 | 176.329 | 188.8261 | 197.1538 | 200.2368 | 198.8286 | 199.8752 | 196.2128 | 186.7769 | 178.1079 | 173.6944 | 162.7173 | 154.945 | 145.7888 | 135.4106 | 119.3074 | 111.1748 | -1.1698 | -0.99628 | -1.1128 | -1.2243 | -1.4663 | -1.0922 | -1.3604 | -1.3454 | -2.6829 | -2.1098 | -1.6418 | -1.1407 | -1.6849 | 0.43066 | 4.4921 | 4.261 | 2.6529 | 2.8417 | -0.83392 | -0.94504 | -0.16473 | -0.44134 | -0.2969 | -0.24964 | 57.8024 | 56.5606 | 55.8249 | 55.2028 | 54.4488 | 53.817 | 53.3236 | 53.6118 | 57.3575 | 60.4245 | 66.0987 | 71.4043 | 75.4138 | 77.0162 | 76.7013 | 75.8039 | 73.1139 | 68.9764 | 65.1483 | 63.4814 | 62.3259 | 61.109 | 60.004 | 59.3115 | 2.9713 | 3.4037 | 3.2178 | 3.7738 | 4.0428 | 3.0681 | 3.3506 | 3.4631 | 4.2668 | 5.0797 | 5.2668 | 4.7785 | 4.074 | 4.217 | 4.226 | 4.1875 | 4.174 | 4.4707 | 4.2111 | 3.466 | 4.0589 | 3.5689 | 3.5512 | 3.3159
Portfolio Adjusted1-in-2AllSouth of Lugo2016December Monthly Peak | Portfolio Adjusted | 1-in-2 | All | South of Lugo | 2016 | December Monthly Peak | 12 | 100.6503 | 97.9406 | 95.3831 | 96.4733 | 101.6445 | 114.9446 | 138.1569 | 154.0295 | 165.8857 | 173.4906 | 175.9431 | 175.2415 | 171.7524 | 169.7223 | 165.9014 | 158.2405 | 154.494 | 154.0848 | 146.8571 | 142.299 | 134.9295 | 127.5771 | 112.753 | 106.3655 | -1.1295 | -0.97457 | -1.0929 | -1.192 | -1.4221 | -1.0388 | -1.3157 | -1.2937 | -2.524 | -1.9385 | -1.4652 | -0.99828 | -1.4555 | 0.36569 | 3.7982 | 3.61 | 2.3012 | 2.5209 | -0.75264 | -0.86791 | -0.15246 | -0.41581 | -0.28059 | -0.23884 | 51.2913 | 49.9631 | 47.859 | 46.9305 | 46.2176 | 45.4287 | 45.501 | 45.4913 | 46.2869 | 49.4814 | 52.712 | 54.8229 | 56.2526 | 56.579 | 57.3734 | 57.249 | 56.362 | 55.2015 | 53.9401 | 53.3509 | 52.6512 | 51.4001 | 50.4909 | 49.4049 | 2.869 | 3.3295 | 3.16 | 3.6746 | 3.921 | 2.9183 | 3.2404 | 3.3302 | 4.0141 | 4.6672 | 4.7002 | 4.182 | 3.5192 | 3.5808 | 3.5731 | 3.5477 | 3.6206 | 3.9659 | 3.8007 | 3.1831 | 3.7566 | 3.3625 | 3.3561 | 3.1724
Portfolio Adjusted1-in-2AllSouth of Lugo2016Typical Event Day | Portfolio Adjusted | 1-in-2 | All | South of Lugo | 2016 | Typical Event Day | 8 | 121.9047 | 118.9537 | 115.1741 | 115.6246 | 123.9753 | 143.1941 | 170.6868 | 192.2057 | 206.6729 | 220.8807 | 233.339 | 235.8605 | 231.0488 | 232.3303 | 229.3441 | 221.03 | 210.0248 | 198.5268 | 182.914 | 176.7525 | 170.6248 | 158.6392 | 142.0563 | 132.319 | -1.6377 | -1.7729 | -1.6745 | -1.6022 | -1.7133 | -1.3768 | -1.8499 | -1.642 | -2.379 | -2.3751 | -2.1058 | -1.5122 | -1.7257 | 0.31962 | 4.9281 | 4.7793 | 3.5228 | 3.2703 | -0.45239 | -1.093 | -0.78541 | -1.0597 | -0.9991 | -0.97527 | 67.6224 | 67.1136 | 66.5953 | 66.0507 | 65.7688 | 65.4226 | 65.2342 | 65.5003 | 67.5724 | 71.412 | 75.5486 | 79.007 | 81.1037 | 82.3476 | 83.1463 | 83.3384 | 84.1649 | 83.6383 | 82.2897 | 79.6548 | 75.9358 | 73.072 | 71.5375 | 70.6237 | 3.2427 | 3.7737 | 3.5608 | 4.1098 | 4.4629 | 3.3926 | 3.7359 | 3.878 | 4.667 | 5.5451 | 5.817 | 5.2526 | 4.418 | 4.5743 | 4.6096 | 4.6244 | 4.5932 | 4.7684 | 4.4176 | 3.6897 | 4.433 | 3.9018 | 3.9458 | 3.6829
Portfolio Adjusted1-in-2AllSouth of Lugo2017January Monthly Peak | Portfolio Adjusted | 1-in-2 | All | South of Lugo | 2017 | January Monthly Peak | 1 | 102.1772 | 99.4178 | 96.7196 | 97.4697 | 103.0261 | 117.9302 | 142.3854 | 157.9014 | 169.6213 | 180.2979 | 185.9742 | 188.5637 | 187.6155 | 188.9251 | 184.8122 | 175.5585 | 168.0703 | 166.4849 | 157.9608 | 151.772 | 143.3763 | 132.9789 | 118.209 | 110.7363 | -1.1467 | -0.98927 | -1.1082 | -1.2044 | -1.4415 | -1.0658 | -1.356 | -1.3262 | -2.5808 | -2.0145 | -1.5487 | -1.0742 | -1.5899 | 0.40707 | 4.2311 | 4.005 | 2.5034 | 2.7237 | -0.80954 | -0.92568 | -0.162 | -0.43342 | -0.29417 | -0.24865 | 56.7248 | 56.0311 | 55.7258 | 55.4674 | 54.8475 | 54.6074 | 55.1584 | 55.1713 | 55.758 | 56.905 | 58.3126 | 58.933 | 59.9746 | 60.8789 | 61.6717 | 61.2811 | 61.6359 | 61.363 | 60.3599 | 59.2304 | 58.6278 | 58.2161 | 57.2751 | 56.1094 | 2.9126 | 3.3797 | 3.2043 | 3.7125 | 3.9743 | 2.9941 | 3.3396 | 3.4139 | 4.1045 | 4.8503 | 4.9681 | 4.4999 | 3.8443 | 3.986 | 3.9804 | 3.936 | 3.9388 | 4.2851 | 4.088 | 3.395 | 3.9917 | 3.5048 | 3.5185 | 3.3028
Portfolio Adjusted1-in-2AllSouth of Lugo2017February Monthly Peak | Portfolio Adjusted | 1-in-2 | All | South of Lugo | 2017 | February Monthly Peak | 2 | 102.2479 | 99.4914 | 96.7927 | 97.5139 | 103.1214 | 117.9871 | 142.7102 | 158.4207 | 170.0936 | 180.4371 | 185.7085 | 187.9536 | 186.7888 | 187.9275 | 183.7742 | 174.5405 | 167.3288 | 165.9552 | 157.6151 | 151.7058 | 143.3789 | 133.0034 | 118.1063 | 110.6721 | -1.1474 | -0.99 | -1.109 | -1.2049 | -1.4428 | -1.0663 | -1.3591 | -1.3306 | -2.588 | -2.0161 | -1.5465 | -1.0707 | -1.5829 | 0.40492 | 4.2074 | 3.9818 | 2.4923 | 2.7151 | -0.80777 | -0.92528 | -0.162 | -0.4335 | -0.29392 | -0.24851 | 52.2479 | 51.5067 | 51.2063 | 50.8444 | 50.3768 | 49.9564 | 49.5964 | 49.8366 | 51.2186 | 54.8939 | 59.1813 | 63.3779 | 65.0218 | 65.9661 | 66.1672 | 65.0566 | 64.1417 | 63.6386 | 61.1825 | 59.2613 | 58.5033 | 57.5081 | 56.4036 | 55.031 | 2.9146 | 3.3822 | 3.2067 | 3.7142 | 3.978 | 2.9955 | 3.3472 | 3.4252 | 4.116 | 4.854 | 4.961 | 4.4854 | 3.8273 | 3.9649 | 3.9581 | 3.9132 | 3.9214 | 4.2715 | 4.0791 | 3.3936 | 3.9918 | 3.5055 | 3.5154 | 3.3009
Portfolio Adjusted1-in-2AllSouth of Lugo2017March Monthly Peak | Portfolio Adjusted | 1-in-2 | All | South of Lugo | 2017 | March Monthly Peak | 3 | 109.8123 | 106.7999 | 102.0503 | 102.4849 | 108.4508 | 123.7688 | 148.5505 | 168.5854 | 183.1924 | 193.3121 | 198.8405 | 200.73 | 198.1695 | 199.6622 | 197.5031 | 189.9429 | 182.8664 | 174.0074 | 161.3708 | 160.9448 | 154.5187 | 144.2608 | 127.518 | 117.6863 | -1.2323 | -1.0627 | -1.1692 | -1.2663 | -1.5174 | -1.1186 | -1.4147 | -1.416 | -2.7873 | -2.16 | -1.6558 | -1.1435 | -1.6793 | 0.4302 | 4.5217 | 4.3332 | 2.7238 | 2.8468 | -0.82702 | -0.98163 | -0.17459 | -0.47019 | -0.31734 | -0.26426 | 54.4162 | 53.236 | 52.7425 | 52.7495 | 52.3804 | 51.8758 | 51.3908 | 51.7359 | 53.249 | 54.713 | 56.9391 | 60.0015 | 62.5041 | 64.5045 | 65.2674 | 65.741 | 64.9647 | 63.823 | 60.8938 | 58.5282 | 57.7364 | 56.8728 | 55.6994 | 54.1 | 3.1302 | 3.6307 | 3.3809 | 3.9035 | 4.1835 | 3.1423 | 3.4842 | 3.6449 | 4.4329 | 5.2004 | 5.3118 | 4.7903 | 4.0605 | 4.2125 | 4.2538 | 4.2585 | 4.2855 | 4.4787 | 4.1763 | 3.6002 | 4.302 | 3.8022 | 3.7956 | 3.5101
Portfolio Adjusted1-in-2AllSouth of Lugo2017April Monthly Peak | Portfolio Adjusted | 1-in-2 | All | South of Lugo | 2017 | April Monthly Peak | 4 | 3.8509 | 3.6737 | 3.5655 | 3.5576 | 3.6454 | 4.0022 | 4.4573 | 4.8395 | 5.5386 | 6.1804 | 6.6672 | 6.9666 | 7.1638 | 7.3002 | 7.3672 | 7.2474 | 6.951 | 6.4409 | 5.8276 | 5.8214 | 5.6191 | 5.2116 | 4.6469 | 4.2091 | -0.011581 | -0.0099749 | -0.010969 | -0.011897 | -0.014221 | -0.01052 | -0.013221 | -0.013228 | -0.026232 | -0.020587 | -0.015986 | -0.011142 | -0.016475 | 0.0042385 | 0.13253 | 0.12994 | 0.11051 | 0.10485 | -0.0079791 | -0.0093641 | -0.0016572 | -0.0044514 | -0.0030139 | -0.0025049 | 60.7945 | 60.2941 | 59.7042 | 59.3061 | 58.5231 | 57.9927 | 57.6948 | 57.7651 | 59.3609 | 62.5213 | 66.4357 | 70.2029 | 73.0986 | 73.7488 | 73.5597 | 72.9025 | 71.4015 | 70.1929 | 68.9694 | 67.3596 | 64.938 | 64.6536 | 63.5619 | 61.5269 | 0.059463 | 0.059087 | 0.054303 | 0.056336 | 0.059444 | 0.063685 | 0.085374 | 0.10094 | 0.11642 | 0.13207 | 0.13632 | 0.13947 | 0.14379 | 0.15783 | 0.16506 | 0.16747 | 0.16637 | 0.14984 | 0.13169 | 0.10125 | 0.092138 | 0.080994 | 0.068447 | 0.058882
Portfolio Adjusted1-in-2AllSouth of Lugo2017May Monthly Peak | Portfolio Adjusted | 1-in-2 | All | South of Lugo | 2017 | May Monthly Peak | 5 | 3.9879 | 3.8195 | 3.6976 | 3.6976 | 3.7731 | 4.1146 | 4.5007 | 5.0796 | 5.8907 | 6.6436 | 7.1684 | 7.4772 | 7.5777 | 7.6979 | 7.7332 | 7.5841 | 7.2683 | 6.6621 | 6.0321 | 5.7912 | 5.7327 | 5.3185 | 4.7683 | 4.3298 | -0.012263 | -0.010627 | -0.011673 | -0.012647 | -0.015181 | -0.01119 | -0.013907 | -0.014232 | -0.0285 | -0.022523 | -0.017479 | -0.012066 | -0.017654 | 0.0045121 | 0.13926 | 0.13615 | 0.11556 | 0.10842 | -0.0083459 | -0.0095679 | -0.0017223 | -0.0046238 | -0.0031732 | -0.0026572 | 62.7833 | 61.8974 | 61.0479 | 60.6595 | 60.4194 | 59.7861 | 59.7507 | 60.3594 | 62.401 | 65.0674 | 68.4291 | 71.931 | 74.2944 | 74.5671 | 74.3602 | 74.5263 | 75.2706 | 75.2622 | 74.0192 | 71.5619 | 68.0729 | 65.4794 | 64.6944 | 63.9828 | 0.060494 | 0.060535 | 0.055639 | 0.057978 | 0.061336 | 0.064752 | 0.086287 | 0.10216 | 0.11811 | 0.13429 | 0.1386 | 0.14124 | 0.14507 | 0.15907 | 0.16628 | 0.16865 | 0.16747 | 0.1509 | 0.13269 | 0.10182 | 0.093118 | 0.08185 | 0.06964 | 0.060186
Portfolio Adjusted1-in-2AllSouth of Lugo2017June Monthly Peak | Portfolio Adjusted | 1-in-2 | All | South of Lugo | 2017 | June Monthly Peak | 6 | 4.0994 | 3.9226 | 3.8137 | 3.807 | 3.9038 | 4.2453 | 4.6441 | 5.276 | 6.1127 | 6.9094 | 7.4679 | 7.8018 | 7.9536 | 8.1002 | 8.1507 | 8.0144 | 7.6939 | 7.068 | 6.318 | 5.9451 | 5.8979 | 5.4814 | 4.9269 | 4.4628 | -0.013557 | -0.012395 | -0.013061 | -0.013633 | -0.016022 | -0.01206 | -0.015035 | -0.014765 | -0.027543 | -0.022609 | -0.01797 | -0.012499 | -0.017182 | 0.0041458 | 0.14552 | 0.14271 | 0.12323 | 0.11506 | -0.0075608 | -0.0098529 | -0.0030037 | -0.0059316 | -0.0046956 | -0.0042209 | 64.8889 | 64.312 | 63.5401 | 63.1404 | 62.9153 | 62.7014 | 62.5113 | 62.8954 | 65.0109 | 68.3196 | 71.2287 | 73.4141 | 74.0851 | 74.7356 | 75.0206 | 76.2142 | 77.4846 | 77.7816 | 77.5416 | 74.9878 | 71.99 | 68.5453 | 66.6966 | 66.1282 | 0.060947 | 0.061014 | 0.05622 | 0.058614 | 0.06229 | 0.065217 | 0.08641 | 0.10201 | 0.11778 | 0.13371 | 0.13793 | 0.14058 | 0.14435 | 0.1583 | 0.16554 | 0.16798 | 0.16687 | 0.15045 | 0.13232 | 0.10157 | 0.093078 | 0.081922 | 0.070065 | 0.060661
Portfolio Adjusted1-in-2AllSouth of Lugo2017July Monthly Peak | Portfolio Adjusted | 1-in-2 | All | South of Lugo | 2017 | July Monthly Peak | 7 | 4.2461 | 4.082 | 3.978 | 3.9604 | 4.0514 | 4.4554 | 4.945 | 5.623 | 6.5358 | 7.4161 | 8.0656 | 8.4103 | 8.5264 | 8.6594 | 8.6484 | 8.5219 | 8.1823 | 7.4905 | 6.6722 | 6.2458 | 6.1709 | 5.737 | 5.1109 | 4.625 | -0.015251 | -0.015847 | -0.015329 | -0.01496 | -0.016436 | -0.012902 | -0.016895 | -0.01545 | -0.02399 | -0.022378 | -0.01919 | -0.013605 | -0.016278 | 0.0032575 | 0.15235 | 0.15007 | 0.13344 | 0.12218 | -0.005143 | -0.010098 | -0.0062485 | -0.008972 | -0.0082807 | -0.0079814 | 65.3327 | 65.2407 | 65.3729 | 65.6033 | 65.5526 | 65.3043 | 65.1304 | 65.4622 | 67.4772 | 70.4649 | 74.2682 | 77.2142 | 78.5439 | 79.2741 | 80.4092 | 80.9598 | 81.7535 | 81.565 | 80.6631 | 78.0726 | 74.2257 | 71.0266 | 69.6173 | 68.7731 | 0.060504 | 0.060504 | 0.055879 | 0.058262 | 0.062051 | 0.065053 | 0.086395 | 0.10188 | 0.11737 | 0.13302 | 0.1374 | 0.14008 | 0.14397 | 0.15786 | 0.16507 | 0.16763 | 0.16653 | 0.15008 | 0.13196 | 0.10122 | 0.09265 | 0.081505 | 0.069482 | 0.060127
Portfolio Adjusted1-in-2AllSouth of Lugo2017August Monthly Peak | Portfolio Adjusted | 1-in-2 | All | South of Lugo | 2017 | August Monthly Peak | 8 | 4.3109 | 4.1466 | 4.0321 | 4.0141 | 4.1228 | 4.5877 | 5.1461 | 5.8048 | 6.8527 | 7.8645 | 8.6726 | 9.1001 | 9.2671 | 9.4049 | 9.3966 | 9.2061 | 8.7671 | 7.9905 | 7.0475 | 6.7193 | 6.4501 | 5.8836 | 5.2008 | 4.7019 | -0.017687 | -0.021398 | -0.018634 | -0.016546 | -0.0161 | -0.013736 | -0.019481 | -0.016126 | -0.017206 | -0.022612 | -0.022048 | -0.016244 | -0.015172 | 0.0017041 | 0.1623 | 0.15943 | 0.14704 | 0.1305 | -0.00057276 | -0.010753 | -0.012246 | -0.014451 | -0.014591 | -0.014596 | 71.6741 | 70.8352 | 70.1417 | 69.0562 | 68.7206 | 68.2233 | 67.9767 | 68.346 | 70.7342 | 75.4579 | 80.747 | 84.4917 | 85.8252 | 86.4359 | 87.4299 | 87.4233 | 88.6082 | 87.615 | 86.2458 | 83.498 | 78.2134 | 75.1958 | 73.8589 | 72.8567 | 0.060248 | 0.060117 | 0.055523 | 0.057802 | 0.061471 | 0.065049 | 0.086815 | 0.1024 | 0.11813 | 0.13425 | 0.13893 | 0.14154 | 0.14525 | 0.15925 | 0.16644 | 0.16887 | 0.16768 | 0.15121 | 0.1329 | 0.10201 | 0.093172 | 0.081815 | 0.069406 | 0.059998
Portfolio Adjusted1-in-2AllSouth of Lugo2017September Monthly Peak | Portfolio Adjusted | 1-in-2 | All | South of Lugo | 2017 | September Monthly Peak | 9 | 4.2711 | 4.1187 | 4.001 | 3.9928 | 4.1079 | 4.5664 | 5.2209 | 5.7737 | 6.7497 | 7.691 | 8.3926 | 8.7682 | 8.921 | 9.067 | 9.0507 | 8.8099 | 8.4054 | 7.6427 | 6.8161 | 6.6862 | 6.2456 | 5.7446 | 5.1126 | 4.6396 | -0.015939 | -0.017802 | -0.016392 | -0.015435 | -0.016268 | -0.013358 | -0.018479 | -0.016224 | -0.022591 | -0.023859 | -0.021444 | -0.015422 | -0.016867 | 0.0028885 | 0.15856 | 0.15438 | 0.13848 | 0.12463 | -0.0035713 | -0.01069 | -0.0084787 | -0.010932 | -0.010513 | -0.010316 | 68.1216 | 67.3964 | 66.7899 | 65.9193 | 65.4494 | 65.2248 | 65.1752 | 64.9688 | 66.7703 | 70.7111 | 75.1692 | 79.6295 | 83.0788 | 84.81 | 85.8015 | 85.7208 | 85.5929 | 84.4696 | 82.155 | 79.6126 | 77.0951 | 75.7545 | 74.8064 | 73.8852 | 0.060066 | 0.060058 | 0.055375 | 0.057681 | 0.06151 | 0.065103 | 0.086964 | 0.10242 | 0.11835 | 0.13463 | 0.13915 | 0.14156 | 0.14511 | 0.15906 | 0.16612 | 0.16841 | 0.16721 | 0.15065 | 0.13246 | 0.10184 | 0.092819 | 0.081432 | 0.069114 | 0.059712
Portfolio Adjusted1-in-2AllSouth of Lugo2017October Monthly Peak | Portfolio Adjusted | 1-in-2 | All | South of Lugo | 2017 | October Monthly Peak | 10 | 3.9506 | 3.8068 | 3.7081 | 3.699 | 3.7708 | 4.1438 | 4.8038 | 5.2077 | 5.9927 | 6.8831 | 7.581 | 8.0472 | 8.3405 | 8.539 | 8.5717 | 8.3422 | 7.8943 | 7.2238 | 6.7414 | 6.3856 | 5.9047 | 5.3974 | 4.7749 | 4.3319 | -0.013753 | -0.015285 | -0.014117 | -0.01329 | -0.013612 | -0.011103 | -0.015352 | -0.013343 | -0.018381 | -0.019925 | -0.018077 | -0.013268 | -0.014729 | 0.0024815 | 0.14928 | 0.1453 | 0.12997 | 0.11781 | -0.0031092 | -0.0095834 | -0.007703 | -0.0098101 | -0.0093869 | -0.009252 | 68.1443 | 67.5911 | 66.62 | 65.7077 | 65.2292 | 63.9708 | 63.5033 | 63.6137 | 65.1361 | 69.7095 | 76.0667 | 81.7203 | 85.1082 | 86.7244 | 88.4412 | 87.4774 | 85.9664 | 83.1681 | 81.0546 | 78.5692 | 76.1487 | 74.1945 | 72.5798 | 70.7449 | 0.057878 | 0.056889 | 0.052476 | 0.054052 | 0.056931 | 0.062438 | 0.084392 | 0.099963 | 0.11524 | 0.13092 | 0.13533 | 0.13875 | 0.14337 | 0.15741 | 0.16454 | 0.16685 | 0.16565 | 0.14934 | 0.13131 | 0.10044 | 0.090514 | 0.079384 | 0.066525 | 0.057162
Portfolio Adjusted1-in-2AllSouth of Lugo2017November Monthly Peak | Portfolio Adjusted | 1-in-2 | All | South of Lugo | 2017 | November Monthly Peak | 11 | 3.7517 | 3.6278 | 3.5418 | 3.5476 | 3.6518 | 4.0153 | 4.4255 | 4.7866 | 5.4433 | 6.0957 | 6.5556 | 6.8247 | 6.9479 | 7.0394 | 7.0211 | 6.7723 | 6.5545 | 6.5496 | 6.0628 | 5.6943 | 5.3449 | 4.9311 | 4.4276 | 4.0625 | -0.01095 | -0.0093256 | -0.010417 | -0.011459 | -0.013725 | -0.010223 | -0.012734 | -0.012593 | -0.025113 | -0.019749 | -0.015368 | -0.010677 | -0.015771 | 0.0040311 | 0.12602 | 0.12137 | 0.10451 | 0.10745 | -0.0078058 | -0.0088459 | -0.0015419 | -0.0041311 | -0.0027791 | -0.0023367 | 58.089 | 56.9885 | 56.2454 | 55.5206 | 54.7038 | 54.1187 | 53.563 | 53.7778 | 57.2443 | 60.419 | 65.9314 | 71.1223 | 74.9598 | 76.1862 | 75.6723 | 74.8625 | 72.1794 | 68.3559 | 64.9636 | 63.5837 | 62.5566 | 61.2457 | 60.1938 | 59.5013 | 0.058947 | 0.058067 | 0.053595 | 0.055655 | 0.058747 | 0.06359 | 0.085345 | 0.10092 | 0.11638 | 0.13198 | 0.13626 | 0.13954 | 0.14409 | 0.15815 | 0.16535 | 0.16769 | 0.16656 | 0.15015 | 0.13211 | 0.10114 | 0.091345 | 0.080255 | 0.0673 | 0.057884
Portfolio Adjusted1-in-2AllSouth of Lugo2017December Monthly Peak | Portfolio Adjusted | 1-in-2 | All | South of Lugo | 2017 | December Monthly Peak | 12 | 3.86 | 3.735 | 3.6306 | 3.6223 | 3.7474 | 4.1134 | 4.7805 | 5.1356 | 5.725 | 6.1744 | 6.3491 | 6.3145 | 6.213 | 6.1215 | 6.008 | 5.8602 | 5.9289 | 6.1644 | 5.7737 | 5.5431 | 5.2418 | 4.9059 | 4.4552 | 4.1426 | -0.01091 | -0.0094133 | -0.010556 | -0.011514 | -0.013736 | -0.010034 | -0.012708 | -0.012496 | -0.024379 | -0.018724 | -0.014152 | -0.0096423 | -0.014058 | 0.0035322 | 0.10822 | 0.10542 | 0.094937 | 0.10147 | -0.0072697 | -0.008383 | -0.0014726 | -0.0040163 | -0.0027102 | -0.0023069 | 51.3247 | 49.876 | 47.9287 | 47.0492 | 46.2382 | 45.5685 | 45.6183 | 45.4184 | 46.187 | 49.3897 | 52.7134 | 54.7871 | 56.1137 | 56.4548 | 57.2831 | 57.3187 | 56.4835 | 55.2712 | 53.9607 | 53.3669 | 52.6502 | 51.4552 | 50.5069 | 49.3843 | 0.060032 | 0.059232 | 0.054724 | 0.056583 | 0.059617 | 0.064608 | 0.087143 | 0.10307 | 0.11852 | 0.13396 | 0.13784 | 0.14133 | 0.14638 | 0.16068 | 0.16808 | 0.17054 | 0.16955 | 0.15263 | 0.13431 | 0.10285 | 0.092526 | 0.081518 | 0.068161 | 0.058695
Portfolio Adjusted1-in-2AllSouth of Lugo2017Typical Event Day | Portfolio Adjusted | 1-in-2 | All | South of Lugo | 2017 | Typical Event Day | 8 | 4.23 | 4.0739 | 3.968 | 3.9523 | 4.057 | 4.5107 | 5.0434 | 5.6206 | 6.5404 | 7.4516 | 8.1758 | 8.5651 | 8.7104 | 8.845 | 8.8474 | 8.673 | 8.2653 | 7.5475 | 6.7026 | 6.4247 | 6.2234 | 5.7082 | 5.0685 | 4.5922 | -0.015329 | -0.016595 | -0.015674 | -0.014997 | -0.016037 | -0.012887 | -0.017316 | -0.01537 | -0.022268 | -0.022231 | -0.019711 | -0.014155 | -0.016154 | 0.0029917 | 0.15518 | 0.15213 | 0.13551 | 0.12299 | -0.0042346 | -0.01023 | -0.0073517 | -0.0099189 | -0.0093519 | -0.0091289 | 67.5043 | 66.9461 | 66.4611 | 65.9298 | 65.6595 | 65.3634 | 65.1984 | 65.4181 | 67.4981 | 71.2384 | 75.3533 | 78.6874 | 80.3832 | 81.3139 | 82.1653 | 82.5795 | 83.3598 | 82.8578 | 81.6514 | 79.0428 | 75.3811 | 72.6305 | 71.2448 | 70.4108 | 0.059927 | 0.059809 | 0.055257 | 0.057517 | 0.061162 | 0.064731 | 0.086314 | 0.10171 | 0.11712 | 0.13296 | 0.13753 | 0.14031 | 0.1442 | 0.15816 | 0.16534 | 0.16778 | 0.16662 | 0.15015 | 0.132 | 0.1013 | 0.092425 | 0.081222 | 0.068912 | 0.059564
Portfolio Adjusted1-in-2AllSouth of Lugo2018January Monthly Peak | Portfolio Adjusted | 1-in-2 | All | South of Lugo | 2018 | January Monthly Peak | 1 | 3.8085 | 3.6885 | 3.5919 | 3.5973 | 3.7007 | 4.081 | 4.7123 | 5.0231 | 5.6127 | 6.1094 | 6.3865 | 6.517 | 6.5751 | 6.6338 | 6.614 | 6.3944 | 6.1687 | 6.2958 | 5.9569 | 5.628 | 5.3189 | 4.9721 | 4.4894 | 4.1571 | -0.011075 | -0.0095553 | -0.010704 | -0.011633 | -0.013923 | -0.010295 | -0.013097 | -0.01281 | -0.024928 | -0.019458 | -0.014959 | -0.010375 | -0.015357 | 0.0039318 | 0.11922 | 0.115 | 0.098202 | 0.10329 | -0.0078193 | -0.0089411 | -0.0015648 | -0.0041863 | -0.0028414 | -0.0024017 | 56.7624 | 55.9958 | 55.6011 | 55.2854 | 54.1988 | 54.1183 | 55.0405 | 55.3317 | 55.9968 | 57.1659 | 58.6216 | 59.0918 | 60.1617 | 61.1306 | 61.6883 | 61.3745 | 61.779 | 61.5349 | 60.2123 | 59.0815 | 58.5577 | 58.1877 | 57.2957 | 56.2034 | 0.058867 | 0.058297 | 0.053882 | 0.055829 | 0.058926 | 0.063426 | 0.085306 | 0.10064 | 0.11576 | 0.13115 | 0.13519 | 0.13851 | 0.14315 | 0.15716 | 0.1643 | 0.16662 | 0.16553 | 0.14932 | 0.13152 | 0.10079 | 0.0912 | 0.080107 | 0.067415 | 0.058144
Portfolio Adjusted1-in-2AllSouth of Lugo2018February Monthly Peak | Portfolio Adjusted | 1-in-2 | All | South of Lugo | 2018 | February Monthly Peak | 2 | 3.821 | 3.6884 | 3.5901 | 3.601 | 3.709 | 4.093 | 4.6685 | 5.0505 | 5.6584 | 6.1609 | 6.45 | 6.5754 | 6.6566 | 6.6815 | 6.6654 | 6.4755 | 6.2758 | 6.2208 | 6.0604 | 5.7059 | 5.371 | 5.0197 | 4.5356 | 4.1969 | -0.011083 | -0.0095623 | -0.010712 | -0.011638 | -0.013936 | -0.0103 | -0.013127 | -0.012852 | -0.024998 | -0.019473 | -0.014937 | -0.010342 | -0.015289 | 0.003911 | 0.12009 | 0.11629 | 0.099905 | 0.10183 | -0.0078022 | -0.0089372 | -0.0015648 | -0.0041871 | -0.0028389 | -0.0024003 | 52.3184 | 51.5782 | 51.1866 | 50.7376 | 50.3488 | 49.9248 | 49.5047 | 49.666 | 51.1301 | 54.8416 | 59.1547 | 63.2752 | 64.9338 | 65.8176 | 65.7963 | 64.5996 | 63.973 | 63.6702 | 61.0624 | 59.0752 | 58.291 | 57.3009 | 56.262 | 55.0282 | 0.058996 | 0.058416 | 0.05399 | 0.055926 | 0.059039 | 0.063564 | 0.085526 | 0.10092 | 0.11606 | 0.13147 | 0.13548 | 0.13879 | 0.14346 | 0.1575 | 0.16466 | 0.16698 | 0.1659 | 0.14965 | 0.13181 | 0.10102 | 0.091397 | 0.080283 | 0.067532 | 0.058241
Portfolio Adjusted1-in-2AllSouth of Lugo2018March Monthly Peak | Portfolio Adjusted | 1-in-2 | All | South of Lugo | 2018 | March Monthly Peak | 3 | 3.9195 | 3.7494 | 3.6419 | 3.6253 | 3.7408 | 4.1173 | 4.7172 | 5.1041 | 5.7225 | 6.2241 | 6.5293 | 6.6378 | 6.7003 | 6.7583 | 6.7678 | 6.6468 | 6.4113 | 6.0999 | 5.7383 | 5.8264 | 5.5295 | 5.1656 | 4.6583 | 4.2639 | -0.011903 | -0.010265 | -0.011294 | -0.012231 | -0.014656 | -0.010804 | -0.013664 | -0.013677 | -0.026923 | -0.020863 | -0.015994 | -0.011045 | -0.01622 | 0.0041553 | 0.12249 | 0.12 | 0.10182 | 0.099408 | -0.0079881 | -0.0094815 | -0.0016864 | -0.0045415 | -0.0030651 | -0.0025525 | 54.3621 | 53.2263 | 52.6756 | 52.6839 | 52.2915 | 51.7974 | 51.4256 | 51.8189 | 53.2311 | 54.8248 | 57.1633 | 59.8773 | 62.2873 | 64.1919 | 65.0391 | 65.3642 | 64.6145 | 63.4338 | 60.6939 | 58.5424 | 57.751 | 56.7889 | 55.5325 | 54.0331 | 0.060109 | 0.059871 | 0.055045 | 0.057182 | 0.060418 | 0.064324 | 0.086183 | 0.10181 | 0.11735 | 0.13293 | 0.13695 | 0.14 | 0.14433 | 0.1584 | 0.16566 | 0.16809 | 0.16706 | 0.15049 | 0.13234 | 0.10187 | 0.092852 | 0.081666 | 0.069033 | 0.059453
Portfolio Adjusted1-in-2AllSouth of Lugo2018April Monthly Peak | Portfolio Adjusted | 1-in-2 | All | South of Lugo | 2018 | April Monthly Peak | 4 | 5.4021 | 5.1814 | 5.0045 | 5.0053 | 5.1753 | 5.7568 | 6.5545 | 7.2218 | 8.1431 | 8.9598 | 9.5599 | 9.9113 | 10.0874 | 10.2576 | 10.294 | 10.0608 | 9.6379 | 8.9824 | 8.1675 | 8.1277 | 7.8214 | 7.2627 | 6.4654 | 5.8851 | -0.02945 | -0.025365 | -0.027893 | -0.030254 | -0.036163 | -0.026751 | -0.033619 | -0.033638 | -0.066706 | -0.052349 | -0.040651 | -0.028333 | -0.041895 | 0.010778 | 0.20006 | 0.19464 | 0.15043 | 0.14643 | -0.02029 | -0.023812 | -0.004214 | -0.011319 | -0.0076641 | -0.0063697 | 60.7969 | 60.2958 | 59.705 | 59.3068 | 58.5228 | 57.9922 | 57.695 | 57.7657 | 59.3636 | 62.5251 | 66.4387 | 70.2067 | 73.11 | 73.7656 | 73.5739 | 72.9172 | 71.4163 | 70.2058 | 68.9758 | 67.3655 | 64.9384 | 64.6483 | 63.5553 | 61.5261 | 0.090493 | 0.098853 | 0.091605 | 0.10234 | 0.10899 | 0.093474 | 0.11359 | 0.12754 | 0.15075 | 0.17447 | 0.18027 | 0.17567 | 0.1697 | 0.18345 | 0.19008 | 0.1922 | 0.19118 | 0.17952 | 0.16051 | 0.1282 | 0.13193 | 0.11615 | 0.10812 | 0.097211
Portfolio Adjusted1-in-2AllSouth of Lugo2018May Monthly Peak | Portfolio Adjusted | 1-in-2 | All | South of Lugo | 2018 | May Monthly Peak | 5 | 5.6317 | 5.4272 | 5.2304 | 5.2378 | 5.408 | 5.9829 | 6.7095 | 7.6446 | 8.7221 | 9.6862 | 10.333 | 10.667 | 10.7117 | 10.8471 | 10.8435 | 10.5627 | 10.0949 | 9.3175 | 8.4805 | 8.15 | 8.0232 | 7.4504 | 6.6848 | 6.1097 | -0.031182 | -0.027024 | -0.029683 | -0.032161 | -0.038604 | -0.028454 | -0.035364 | -0.03619 | -0.072472 | -0.057272 | -0.044448 | -0.030682 | -0.044891 | 0.011474 | 0.21102 | 0.20464 | 0.15756 | 0.15187 | -0.021223 | -0.02433 | -0.0043797 | -0.011758 | -0.0080691 | -0.0067569 | 62.7848 | 61.8977 | 61.0461 | 60.6579 | 60.4175 | 59.7826 | 59.7481 | 60.3575 | 62.4005 | 65.0672 | 68.4321 | 71.932 | 74.3029 | 74.5817 | 74.3739 | 74.5371 | 75.2783 | 75.2726 | 74.0322 | 71.5742 | 68.0794 | 65.4835 | 64.6994 | 63.9867 | 0.09426 | 0.10393 | 0.096262 | 0.10778 | 0.11524 | 0.097473 | 0.11695 | 0.13232 | 0.15759 | 0.18349 | 0.18955 | 0.18279 | 0.1745 | 0.18788 | 0.19433 | 0.19618 | 0.19477 | 0.18298 | 0.16388 | 0.12974 | 0.13534 | 0.11911 | 0.11236 | 0.1018
Portfolio Adjusted1-in-2AllSouth of Lugo2018June Monthly Peak | Portfolio Adjusted | 1-in-2 | All | South of Lugo | 2018 | June Monthly Peak | 6 | 5.8415 | 5.6105 | 5.4325 | 5.4244 | 5.6354 | 6.2324 | 6.9615 | 7.9266 | 9.0059 | 9.987 | 10.658 | 11.0116 | 11.0819 | 11.2434 | 11.2674 | 11.0172 | 10.5601 | 9.7822 | 8.8254 | 8.3667 | 8.2622 | 7.6958 | 6.9397 | 6.3338 | -0.034475 | -0.031518 | -0.033213 | -0.034668 | -0.040743 | -0.030668 | -0.038233 | -0.037547 | -0.070039 | -0.057492 | -0.045696 | -0.031782 | -0.043693 | 0.010542 | 0.21645 | 0.21096 | 0.16705 | 0.15955 | -0.019226 | -0.025055 | -0.007638 | -0.015083 | -0.01194 | -0.010733 | 64.8884 | 64.3122 | 63.5392 | 63.1392 | 62.9138 | 62.6994 | 62.5083 | 62.893 | 65.01 | 68.3228 | 71.2324 | 73.4212 | 74.0934 | 74.7488 | 75.0337 | 76.2238 | 77.4971 | 77.7945 | 77.5535 | 74.998 | 71.9957 | 68.5493 | 66.699 | 66.1292 | 0.09667 | 0.10616 | 0.098806 | 0.1103 | 0.11883 | 0.10008 | 0.11856 | 0.13292 | 0.15748 | 0.18238 | 0.18807 | 0.18131 | 0.17276 | 0.1861 | 0.1928 | 0.19504 | 0.194 | 0.1828 | 0.16385 | 0.12987 | 0.13615 | 0.12029 | 0.11464 | 0.10405
Portfolio Adjusted1-in-2AllSouth of Lugo2018July Monthly Peak | Portfolio Adjusted | 1-in-2 | All | South of Lugo | 2018 | July Monthly Peak | 7 | 6.0143 | 5.7999 | 5.6369 | 5.6224 | 5.84 | 6.5065 | 7.3629 | 8.3675 | 9.4851 | 10.5235 | 11.3134 | 11.6702 | 11.705 | 11.8366 | 11.7919 | 11.5855 | 11.1079 | 10.2598 | 9.2288 | 8.7054 | 8.5832 | 7.9913 | 7.1509 | 6.5253 | -0.038783 | -0.040297 | -0.038979 | -0.038041 | -0.041795 | -0.032808 | -0.042963 | -0.039288 | -0.061003 | -0.056905 | -0.048799 | -0.034596 | -0.041393 | 0.0082834 | 0.22133 | 0.21759 | 0.18139 | 0.16775 | -0.013078 | -0.025679 | -0.015889 | -0.022815 | -0.021057 | -0.020296 | 65.3298 | 65.2385 | 65.3711 | 65.6014 | 65.5503 | 65.3018 | 65.1278 | 65.4607 | 67.4787 | 70.4684 | 74.2743 | 77.2238 | 78.555 | 79.2902 | 80.4246 | 80.9725 | 81.7665 | 81.5767 | 80.6719 | 78.0816 | 74.2347 | 71.0327 | 69.6194 | 68.7731 | 0.094997 | 0.10437 | 0.097645 | 0.10918 | 0.1181 | 0.09955 | 0.11876 | 0.13261 | 0.15584 | 0.1795 | 0.18595 | 0.17931 | 0.17127 | 0.18429 | 0.19085 | 0.19378 | 0.19277 | 0.1814 | 0.16245 | 0.12842 | 0.1345 | 0.11867 | 0.11247 | 0.10214
Portfolio Adjusted1-in-2AllSouth of Lugo2018August Monthly Peak | Portfolio Adjusted | 1-in-2 | All | South of Lugo | 2018 | August Monthly Peak | 8 | 6.0569 | 5.8471 | 5.6765 | 5.6651 | 5.8957 | 6.6425 | 7.6197 | 8.6206 | 9.9041 | 11.1326 | 12.1267 | 12.5859 | 12.6835 | 12.8378 | 12.7824 | 12.4651 | 11.8594 | 10.9103 | 9.7246 | 9.3001 | 8.9258 | 8.1779 | 7.2446 | 6.6049 | -0.044977 | -0.054412 | -0.047384 | -0.042074 | -0.040942 | -0.03493 | -0.049539 | -0.041007 | -0.043754 | -0.0575 | -0.056065 | -0.041307 | -0.03858 | 0.0043334 | 0.23161 | 0.2272 | 0.20381 | 0.17889 | -0.0014565 | -0.027343 | -0.031141 | -0.036746 | -0.037104 | -0.037116 | 71.6814 | 70.8425 | 70.149 | 69.0642 | 68.7289 | 68.229 | 67.9823 | 68.3537 | 70.7392 | 75.4618 | 80.7495 | 84.4953 | 85.836 | 86.4493 | 87.4423 | 87.4313 | 88.6167 | 87.6267 | 86.2537 | 83.5074 | 78.2255 | 75.2083 | 73.8688 | 72.8639 | 0.093229 | 0.10234 | 0.09582 | 0.10716 | 0.1157 | 0.098734 | 0.11943 | 0.13351 | 0.15764 | 0.18329 | 0.19111 | 0.18425 | 0.17544 | 0.18882 | 0.19516 | 0.19733 | 0.19589 | 0.18458 | 0.16495 | 0.1307 | 0.13556 | 0.11894 | 0.11141 | 0.10107
Portfolio Adjusted1-in-2AllSouth of Lugo2018September Monthly Peak | Portfolio Adjusted | 1-in-2 | All | South of Lugo | 2018 | September Monthly Peak | 9 | 6.0065 | 5.8197 | 5.6378 | 5.6382 | 5.8852 | 6.6418 | 7.7469 | 8.639 | 9.8843 | 11.0578 | 11.9233 | 12.3171 | 12.3902 | 12.552 | 12.4594 | 12.0546 | 11.4785 | 10.5192 | 9.465 | 9.275 | 8.698 | 8.0063 | 7.1364 | 6.5219 | -0.040531 | -0.045268 | -0.041683 | -0.039249 | -0.041367 | -0.033967 | -0.046991 | -0.041256 | -0.057447 | -0.06067 | -0.054531 | -0.039215 | -0.042891 | 0.007345 | 0.23149 | 0.22438 | 0.19108 | 0.17209 | -0.0090813 | -0.027183 | -0.02156 | -0.0278 | -0.026733 | -0.026231 | 68.1246 | 67.4009 | 66.7931 | 65.9214 | 65.4512 | 65.2271 | 65.1773 | 64.9697 | 66.7691 | 70.7106 | 75.1682 | 79.6279 | 83.0905 | 84.8275 | 85.8178 | 85.7347 | 85.6057 | 84.479 | 82.1636 | 79.6197 | 77.1006 | 75.7576 | 74.8091 | 73.8895 | 0.092884 | 0.10245 | 0.095561 | 0.10699 | 0.11608 | 0.099431 | 0.12088 | 0.13462 | 0.15983 | 0.18625 | 0.19336 | 0.18569 | 0.17624 | 0.18956 | 0.1953 | 0.19672 | 0.19517 | 0.18325 | 0.16404 | 0.13083 | 0.13473 | 0.11788 | 0.11068 | 0.10031
Portfolio Adjusted1-in-2AllSouth of Lugo2018October Monthly Peak | Portfolio Adjusted | 1-in-2 | All | South of Lugo | 2018 | October Monthly Peak | 10 | 5.4327 | 5.2415 | 5.1001 | 5.1047 | 5.254 | 5.8589 | 6.8835 | 7.5556 | 8.5785 | 9.6933 | 10.539 | 11.0771 | 11.3823 | 11.616 | 11.586 | 11.2073 | 10.6026 | 9.8653 | 9.1921 | 8.6992 | 8.0593 | 7.378 | 6.5291 | 5.9682 | -0.034973 | -0.038869 | -0.035899 | -0.033796 | -0.034613 | -0.028234 | -0.039037 | -0.033929 | -0.046741 | -0.050666 | -0.045968 | -0.03374 | -0.037455 | 0.0063102 | 0.21361 | 0.207 | 0.17658 | 0.1614 | -0.0079063 | -0.024369 | -0.019588 | -0.024946 | -0.02387 | -0.023527 | 68.1474 | 67.5953 | 66.6247 | 65.7115 | 65.2329 | 63.9734 | 63.5078 | 63.6192 | 65.1432 | 69.7131 | 76.0703 | 81.7248 | 85.1167 | 86.7331 | 88.4474 | 87.4836 | 85.9714 | 83.1772 | 81.0623 | 78.579 | 76.1578 | 74.2008 | 72.5837 | 70.7512 | 0.083682 | 0.090215 | 0.084511 | 0.094097 | 0.10001 | 0.087986 | 0.10893 | 0.12268 | 0.14506 | 0.16906 | 0.17569 | 0.17227 | 0.16775 | 0.1815 | 0.18759 | 0.18911 | 0.18753 | 0.17717 | 0.15879 | 0.12425 | 0.12463 | 0.10888 | 0.10017 | 0.090413
Portfolio Adjusted1-in-2AllSouth of Lugo2018November Monthly Peak | Portfolio Adjusted | 1-in-2 | All | South of Lugo | 2018 | November Monthly Peak | 11 | 5.2166 | 5.0345 | 4.9061 | 4.9403 | 5.1264 | 5.7185 | 6.4436 | 7.052 | 7.9346 | 8.7596 | 9.3342 | 9.6444 | 9.7452 | 9.8507 | 9.7793 | 9.3965 | 9.0555 | 8.9863 | 8.3466 | 7.8702 | 7.3924 | 6.8333 | 6.1023 | 5.6241 | -0.027844 | -0.023714 | -0.026488 | -0.02914 | -0.034902 | -0.025997 | -0.032382 | -0.032023 | -0.06386 | -0.050219 | -0.039079 | -0.027151 | -0.040105 | 0.010251 | 0.18967 | 0.18172 | 0.14166 | 0.14731 | -0.019849 | -0.022494 | -0.0039209 | -0.010505 | -0.007067 | -0.005942 | 58.0848 | 56.9822 | 56.2393 | 55.516 | 54.7001 | 54.1143 | 53.5595 | 53.7753 | 57.2459 | 60.4191 | 65.9338 | 71.1264 | 74.9665 | 76.1983 | 75.6873 | 74.8762 | 72.193 | 68.365 | 64.9662 | 63.5822 | 62.5532 | 61.2437 | 60.1911 | 59.4986 | 0.087322 | 0.094085 | 0.088173 | 0.099322 | 0.10593 | 0.091972 | 0.11171 | 0.12516 | 0.14804 | 0.17129 | 0.17716 | 0.17293 | 0.16779 | 0.18125 | 0.18748 | 0.18907 | 0.18796 | 0.17752 | 0.15965 | 0.12537 | 0.12663 | 0.1113 | 0.10232 | 0.092452
Portfolio Adjusted1-in-2AllSouth of Lugo2018December Monthly Peak | Portfolio Adjusted | 1-in-2 | All | South of Lugo | 2018 | December Monthly Peak | 12 | 5.3154 | 5.1515 | 5.0102 | 5.0185 | 5.2194 | 5.7799 | 6.786 | 7.3745 | 8.1332 | 8.6903 | 8.8992 | 8.8545 | 8.7021 | 8.5814 | 8.4122 | 8.1514 | 8.1628 | 8.3886 | 7.8951 | 7.5995 | 7.1918 | 6.7504 | 6.0836 | 5.6797 | -0.02773 | -0.023926 | -0.02683 | -0.029265 | -0.034913 | -0.025504 | -0.0323 | -0.031761 | -0.061965 | -0.04759 | -0.03597 | -0.024508 | -0.035732 | 0.0089777 | 0.16371 | 0.15811 | 0.12811 | 0.13785 | -0.018477 | -0.021307 | -0.0037428 | -0.010208 | -0.0068886 | -0.0058635 | 51.3242 | 49.8773 | 47.9276 | 47.0474 | 46.2379 | 45.5664 | 45.6166 | 45.4195 | 46.1885 | 49.3911 | 52.7134 | 54.7877 | 56.1158 | 56.4566 | 57.2845 | 57.3176 | 56.4816 | 55.2702 | 53.9604 | 53.3667 | 52.6503 | 51.4543 | 50.5067 | 49.3846 | 0.08782 | 0.095298 | 0.089554 | 0.10011 | 0.10641 | 0.091715 | 0.1129 | 0.12644 | 0.14792 | 0.16902 | 0.17248 | 0.16833 | 0.16471 | 0.17781 | 0.18425 | 0.18618 | 0.18602 | 0.17509 | 0.15779 | 0.12431 | 0.12463 | 0.11062 | 0.10137 | 0.09218
Portfolio Adjusted1-in-2AllSouth of Lugo2018Typical Event Day | Portfolio Adjusted | 1-in-2 | All | South of Lugo | 2018 | Typical Event Day | 8 | 5.9455 | 5.7487 | 5.5892 | 5.5803 | 5.8052 | 6.5325 | 7.4582 | 8.3408 | 9.458 | 10.5631 | 11.4584 | 11.8787 | 11.9517 | 12.1031 | 12.0619 | 11.7689 | 11.2066 | 10.3317 | 9.2715 | 8.9078 | 8.6202 | 7.9377 | 7.0656 | 6.4542 | -0.03898 | -0.0422 | -0.039856 | -0.038135 | -0.04078 | -0.032771 | -0.044031 | -0.039083 | -0.056625 | -0.056532 | -0.050123 | -0.035994 | -0.041077 | 0.0076076 | 0.22476 | 0.21959 | 0.18489 | 0.16888 | -0.010768 | -0.026015 | -0.018695 | -0.025223 | -0.023781 | -0.023214 | 67.506 | 66.9485 | 66.4631 | 65.9315 | 65.6611 | 65.3643 | 65.1989 | 65.4193 | 67.4992 | 71.2409 | 75.3561 | 78.692 | 80.3937 | 81.329 | 82.1796 | 82.5906 | 83.3715 | 82.8692 | 81.6607 | 79.0517 | 75.3891 | 72.637 | 71.2491 | 70.4139 | 0.092467 | 0.10164 | 0.095234 | 0.10651 | 0.11499 | 0.098033 | 0.11813 | 0.13148 | 0.1543 | 0.1788 | 0.18617 | 0.18 | 0.17202 | 0.18538 | 0.19178 | 0.19399 | 0.19265 | 0.18122 | 0.16222 | 0.12853 | 0.13325 | 0.1172 | 0.11004 | 0.099878
Portfolio Adjusted1-in-2AllSouth of Lugo2019January Monthly Peak | Portfolio Adjusted | 1-in-2 | All | South of Lugo | 2019 | January Monthly Peak | 1 | 5.2876 | 5.1279 | 4.9922 | 5.0088 | 5.1942 | 5.7928 | 6.7824 | 7.3218 | 8.0788 | 8.7286 | 9.0869 | 9.2543 | 9.2973 | 9.3748 | 9.2935 | 8.938 | 8.6031 | 8.7045 | 8.2424 | 7.8255 | 7.3947 | 6.8969 | 6.1994 | 5.7597 | -0.02815 | -0.024287 | -0.027206 | -0.029567 | -0.035388 | -0.026166 | -0.033289 | -0.032559 | -0.06336 | -0.049457 | -0.038021 | -0.026371 | -0.039032 | 0.0099935 | 0.18105 | 0.17349 | 0.13437 | 0.14269 | -0.019874 | -0.022726 | -0.0039772 | -0.01064 | -0.0072219 | -0.0061045 | 56.7618 | 55.9963 | 55.603 | 55.2881 | 54.2086 | 54.1256 | 55.0423 | 55.3293 | 55.9932 | 57.1619 | 58.617 | 59.0894 | 60.1589 | 61.1268 | 61.688 | 61.3731 | 61.7769 | 61.5323 | 60.2146 | 59.0837 | 58.5587 | 58.1881 | 57.2954 | 56.202 | 0.087789 | 0.095643 | 0.089864 | 0.10042 | 0.10705 | 0.092165 | 0.11301 | 0.12568 | 0.14707 | 0.16952 | 0.17428 | 0.17025 | 0.16568 | 0.17917 | 0.18521 | 0.18673 | 0.18581 | 0.17617 | 0.15919 | 0.12554 | 0.1274 | 0.11188 | 0.10368 | 0.094165
Portfolio Adjusted1-in-2AllSouth of Lugo2019February Monthly Peak | Portfolio Adjusted | 1-in-2 | All | South of Lugo | 2019 | February Monthly Peak | 2 | 5.301 | 5.1289 | 4.9915 | 5.0131 | 5.2038 | 5.8056 | 6.7441 | 7.3566 | 8.1309 | 8.7813 | 9.1454 | 9.3026 | 9.3652 | 9.4067 | 9.3285 | 9.0026 | 8.6974 | 8.6226 | 8.3393 | 7.9012 | 7.4461 | 6.9441 | 6.2433 | 5.7979 | -0.02817 | -0.024305 | -0.027226 | -0.02958 | -0.035421 | -0.026179 | -0.033365 | -0.032667 | -0.063536 | -0.049495 | -0.037966 | -0.026286 | -0.03886 | 0.0099407 | 0.18155 | 0.17442 | 0.13588 | 0.14113 | -0.019831 | -0.022716 | -0.0039772 | -0.010642 | -0.0072156 | -0.0061009 | 52.3174 | 51.5771 | 51.1869 | 50.7392 | 50.3492 | 49.9253 | 49.5061 | 49.6686 | 51.1315 | 54.8424 | 59.1551 | 63.2768 | 64.9351 | 65.8198 | 65.8019 | 64.6065 | 63.9756 | 63.6697 | 61.0642 | 59.078 | 58.2942 | 57.304 | 56.2641 | 55.0283 | 0.087907 | 0.095759 | 0.089971 | 0.1005 | 0.10718 | 0.092281 | 0.11329 | 0.12605 | 0.14746 | 0.16981 | 0.17439 | 0.17027 | 0.16574 | 0.17922 | 0.18527 | 0.1868 | 0.18595 | 0.17627 | 0.15931 | 0.1257 | 0.12754 | 0.11201 | 0.1037 | 0.094189
Portfolio Adjusted1-in-2AllSouth of Lugo2019March Monthly Peak | Portfolio Adjusted | 1-in-2 | All | South of Lugo | 2019 | March Monthly Peak | 3 | 5.5117 | 5.2989 | 5.1216 | 5.1118 | 5.3153 | 5.9164 | 6.8799 | 7.5623 | 8.391 | 9.0372 | 9.421 | 9.5562 | 9.5793 | 9.6589 | 9.6358 | 9.4029 | 9.0646 | 8.6246 | 8.0784 | 8.1588 | 7.7697 | 7.2571 | 6.5057 | 5.9693 | -0.030254 | -0.02609 | -0.028705 | -0.031088 | -0.037251 | -0.027462 | -0.03473 | -0.034762 | -0.068429 | -0.053027 | -0.040651 | -0.028072 | -0.041227 | 0.010561 | 0.18864 | 0.18335 | 0.14125 | 0.14072 | -0.020303 | -0.024099 | -0.0042862 | -0.011543 | -0.0077906 | -0.0064876 | 54.3629 | 53.2265 | 52.6766 | 52.6849 | 52.2928 | 51.7986 | 51.4251 | 51.8176 | 53.2313 | 54.8231 | 57.1599 | 59.8791 | 62.2905 | 64.1966 | 65.0425 | 65.3699 | 64.6198 | 63.4396 | 60.6969 | 58.5422 | 57.7508 | 56.7901 | 55.535 | 54.0341 | 0.092325 | 0.10114 | 0.093777 | 0.10477 | 0.11183 | 0.095245 | 0.11586 | 0.12985 | 0.15306 | 0.17605 | 0.18069 | 0.1754 | 0.16928 | 0.18284 | 0.18945 | 0.19157 | 0.191 | 0.17957 | 0.16101 | 0.12926 | 0.13358 | 0.11779 | 0.10955 | 0.098691
Portfolio Adjusted1-in-2AllSouth of Lugo2019April Monthly Peak | Portfolio Adjusted | 1-in-2 | All | South of Lugo | 2019 | April Monthly Peak | 4 | 5.4021 | 5.1814 | 5.0045 | 5.0053 | 5.1753 | 5.7568 | 6.5545 | 7.2218 | 8.1431 | 8.9598 | 9.5599 | 9.9113 | 10.0874 | 10.2576 | 10.294 | 10.0608 | 9.6379 | 8.9824 | 8.1675 | 8.1277 | 7.8214 | 7.2627 | 6.4654 | 5.8851 | -0.02945 | -0.025365 | -0.027893 | -0.030254 | -0.036163 | -0.026751 | -0.033619 | -0.033638 | -0.066706 | -0.052349 | -0.040651 | -0.028333 | -0.041895 | 0.010778 | 0.20006 | 0.19464 | 0.15043 | 0.14643 | -0.02029 | -0.023812 | -0.004214 | -0.011319 | -0.0076641 | -0.0063697 | 60.7969 | 60.2958 | 59.705 | 59.3068 | 58.5228 | 57.9922 | 57.695 | 57.7657 | 59.3636 | 62.5251 | 66.4387 | 70.2067 | 73.11 | 73.7656 | 73.5739 | 72.9172 | 71.4163 | 70.2058 | 68.9758 | 67.3655 | 64.9384 | 64.6483 | 63.5553 | 61.5261 | 0.090493 | 0.098853 | 0.091605 | 0.10234 | 0.10899 | 0.093474 | 0.11359 | 0.12754 | 0.15075 | 0.17447 | 0.18027 | 0.17567 | 0.1697 | 0.18345 | 0.19008 | 0.1922 | 0.19118 | 0.17952 | 0.16051 | 0.1282 | 0.13193 | 0.11615 | 0.10812 | 0.097211
Portfolio Adjusted1-in-2AllSouth of Lugo2019May Monthly Peak | Portfolio Adjusted | 1-in-2 | All | South of Lugo | 2019 | May Monthly Peak | 5 | 5.6317 | 5.4272 | 5.2304 | 5.2378 | 5.408 | 5.9829 | 6.7095 | 7.6446 | 8.7221 | 9.6862 | 10.333 | 10.667 | 10.7117 | 10.8471 | 10.8435 | 10.5627 | 10.0949 | 9.3175 | 8.4805 | 8.15 | 8.0232 | 7.4504 | 6.6848 | 6.1097 | -0.031182 | -0.027024 | -0.029683 | -0.032161 | -0.038604 | -0.028454 | -0.035364 | -0.03619 | -0.072472 | -0.057272 | -0.044448 | -0.030682 | -0.044891 | 0.011474 | 0.21102 | 0.20464 | 0.15756 | 0.15187 | -0.021223 | -0.02433 | -0.0043797 | -0.011758 | -0.0080691 | -0.0067569 | 62.7848 | 61.8977 | 61.0461 | 60.6579 | 60.4175 | 59.7826 | 59.7481 | 60.3575 | 62.4005 | 65.0672 | 68.4321 | 71.932 | 74.3029 | 74.5817 | 74.3739 | 74.5371 | 75.2783 | 75.2726 | 74.0322 | 71.5742 | 68.0794 | 65.4835 | 64.6994 | 63.9867 | 0.09426 | 0.10393 | 0.096262 | 0.10778 | 0.11524 | 0.097473 | 0.11695 | 0.13232 | 0.15759 | 0.18349 | 0.18955 | 0.18279 | 0.1745 | 0.18788 | 0.19433 | 0.19618 | 0.19477 | 0.18298 | 0.16388 | 0.12974 | 0.13534 | 0.11911 | 0.11236 | 0.1018
Portfolio Adjusted1-in-2AllSouth of Lugo2019June Monthly Peak | Portfolio Adjusted | 1-in-2 | All | South of Lugo | 2019 | June Monthly Peak | 6 | 5.8415 | 5.6105 | 5.4325 | 5.4244 | 5.6354 | 6.2324 | 6.9615 | 7.9266 | 9.0059 | 9.987 | 10.658 | 11.0116 | 11.0819 | 11.2434 | 11.2674 | 11.0172 | 10.5601 | 9.7822 | 8.8254 | 8.3667 | 8.2622 | 7.6958 | 6.9397 | 6.3338 | -0.034475 | -0.031518 | -0.033213 | -0.034668 | -0.040743 | -0.030668 | -0.038233 | -0.037547 | -0.070039 | -0.057492 | -0.045696 | -0.031782 | -0.043693 | 0.010542 | 0.21645 | 0.21096 | 0.16705 | 0.15955 | -0.019226 | -0.025055 | -0.007638 | -0.015083 | -0.01194 | -0.010733 | 64.8884 | 64.3122 | 63.5392 | 63.1392 | 62.9138 | 62.6994 | 62.5083 | 62.893 | 65.01 | 68.3228 | 71.2324 | 73.4212 | 74.0934 | 74.7488 | 75.0337 | 76.2238 | 77.4971 | 77.7945 | 77.5535 | 74.998 | 71.9957 | 68.5493 | 66.699 | 66.1292 | 0.09667 | 0.10616 | 0.098806 | 0.1103 | 0.11883 | 0.10008 | 0.11856 | 0.13292 | 0.15748 | 0.18238 | 0.18807 | 0.18131 | 0.17276 | 0.1861 | 0.1928 | 0.19504 | 0.194 | 0.1828 | 0.16385 | 0.12987 | 0.13615 | 0.12029 | 0.11464 | 0.10405
Portfolio Adjusted1-in-2AllSouth of Lugo2019July Monthly Peak | Portfolio Adjusted | 1-in-2 | All | South of Lugo | 2019 | July Monthly Peak | 7 | 6.0143 | 5.7999 | 5.6369 | 5.6224 | 5.84 | 6.5065 | 7.3629 | 8.3675 | 9.4851 | 10.5235 | 11.3134 | 11.6702 | 11.705 | 11.8366 | 11.7919 | 11.5855 | 11.1079 | 10.2598 | 9.2288 | 8.7054 | 8.5832 | 7.9913 | 7.1509 | 6.5253 | -0.038783 | -0.040297 | -0.038979 | -0.038041 | -0.041795 | -0.032808 | -0.042963 | -0.039288 | -0.061003 | -0.056905 | -0.048799 | -0.034596 | -0.041393 | 0.0082834 | 0.22133 | 0.21759 | 0.18139 | 0.16775 | -0.013078 | -0.025679 | -0.015889 | -0.022815 | -0.021057 | -0.020296 | 65.3298 | 65.2385 | 65.3711 | 65.6014 | 65.5503 | 65.3018 | 65.1278 | 65.4607 | 67.4787 | 70.4684 | 74.2743 | 77.2238 | 78.555 | 79.2902 | 80.4246 | 80.9725 | 81.7665 | 81.5767 | 80.6719 | 78.0816 | 74.2347 | 71.0327 | 69.6194 | 68.7731 | 0.094997 | 0.10437 | 0.097645 | 0.10918 | 0.1181 | 0.09955 | 0.11876 | 0.13261 | 0.15584 | 0.1795 | 0.18595 | 0.17931 | 0.17127 | 0.18429 | 0.19085 | 0.19378 | 0.19277 | 0.1814 | 0.16245 | 0.12842 | 0.1345 | 0.11867 | 0.11247 | 0.10214
Portfolio Adjusted1-in-2AllSouth of Lugo2019August Monthly Peak | Portfolio Adjusted | 1-in-2 | All | South of Lugo | 2019 | August Monthly Peak | 8 | 6.0569 | 5.8471 | 5.6765 | 5.6651 | 5.8957 | 6.6425 | 7.6197 | 8.6206 | 9.9041 | 11.1326 | 12.1267 | 12.5859 | 12.6835 | 12.8378 | 12.7824 | 12.4651 | 11.8594 | 10.9103 | 9.7246 | 9.3001 | 8.9258 | 8.1779 | 7.2446 | 6.6049 | -0.044977 | -0.054412 | -0.047384 | -0.042074 | -0.040942 | -0.03493 | -0.049539 | -0.041007 | -0.043754 | -0.0575 | -0.056065 | -0.041307 | -0.03858 | 0.0043334 | 0.23161 | 0.2272 | 0.20381 | 0.17889 | -0.0014565 | -0.027343 | -0.031141 | -0.036746 | -0.037104 | -0.037116 | 71.6814 | 70.8425 | 70.149 | 69.0642 | 68.7289 | 68.229 | 67.9823 | 68.3537 | 70.7392 | 75.4618 | 80.7495 | 84.4953 | 85.836 | 86.4493 | 87.4423 | 87.4313 | 88.6167 | 87.6267 | 86.2537 | 83.5074 | 78.2255 | 75.2083 | 73.8688 | 72.8639 | 0.093229 | 0.10234 | 0.09582 | 0.10716 | 0.1157 | 0.098734 | 0.11943 | 0.13351 | 0.15764 | 0.18329 | 0.19111 | 0.18425 | 0.17544 | 0.18882 | 0.19516 | 0.19733 | 0.19589 | 0.18458 | 0.16495 | 0.1307 | 0.13556 | 0.11894 | 0.11141 | 0.10107
Portfolio Adjusted1-in-2AllSouth of Lugo2019September Monthly Peak | Portfolio Adjusted | 1-in-2 | All | South of Lugo | 2019 | September Monthly Peak | 9 | 6.0065 | 5.8197 | 5.6378 | 5.6382 | 5.8852 | 6.6418 | 7.7469 | 8.639 | 9.8843 | 11.0578 | 11.9233 | 12.3171 | 12.3902 | 12.552 | 12.4594 | 12.0546 | 11.4785 | 10.5192 | 9.465 | 9.275 | 8.698 | 8.0063 | 7.1364 | 6.5219 | -0.040531 | -0.045268 | -0.041683 | -0.039249 | -0.041367 | -0.033967 | -0.046991 | -0.041256 | -0.057447 | -0.06067 | -0.054531 | -0.039215 | -0.042891 | 0.007345 | 0.23149 | 0.22438 | 0.19108 | 0.17209 | -0.0090813 | -0.027183 | -0.02156 | -0.0278 | -0.026733 | -0.026231 | 68.1246 | 67.4009 | 66.7931 | 65.9214 | 65.4512 | 65.227 | 65.1773 | 64.9697 | 66.7691 | 70.7106 | 75.1682 | 79.6279 | 83.0905 | 84.8275 | 85.8178 | 85.7347 | 85.6057 | 84.479 | 82.1636 | 79.6197 | 77.1006 | 75.7576 | 74.8091 | 73.8895 | 0.092884 | 0.10245 | 0.095561 | 0.10699 | 0.11608 | 0.099431 | 0.12088 | 0.13462 | 0.15983 | 0.18625 | 0.19336 | 0.18569 | 0.17624 | 0.18956 | 0.1953 | 0.19672 | 0.19517 | 0.18325 | 0.16404 | 0.13083 | 0.13473 | 0.11788 | 0.11068 | 0.10031
Portfolio Adjusted1-in-2AllSouth of Lugo2019October Monthly Peak | Portfolio Adjusted | 1-in-2 | All | South of Lugo | 2019 | October Monthly Peak | 10 | 5.4327 | 5.2415 | 5.1001 | 5.1047 | 5.254 | 5.8589 | 6.8835 | 7.5556 | 8.5785 | 9.6933 | 10.539 | 11.0771 | 11.3823 | 11.616 | 11.586 | 11.2073 | 10.6026 | 9.8653 | 9.1921 | 8.6992 | 8.0593 | 7.378 | 6.5291 | 5.9682 | -0.034973 | -0.038869 | -0.035899 | -0.033796 | -0.034613 | -0.028234 | -0.039037 | -0.033929 | -0.046741 | -0.050666 | -0.045968 | -0.03374 | -0.037455 | 0.0063102 | 0.21361 | 0.207 | 0.17658 | 0.1614 | -0.0079063 | -0.024369 | -0.019588 | -0.024946 | -0.02387 | -0.023527 | 68.1474 | 67.5953 | 66.6247 | 65.7115 | 65.2329 | 63.9734 | 63.5078 | 63.6192 | 65.1432 | 69.7131 | 76.0703 | 81.7248 | 85.1167 | 86.7331 | 88.4474 | 87.4836 | 85.9714 | 83.1772 | 81.0623 | 78.579 | 76.1578 | 74.2008 | 72.5836 | 70.7512 | 0.083682 | 0.090215 | 0.084511 | 0.094097 | 0.10001 | 0.087986 | 0.10893 | 0.12268 | 0.14506 | 0.16906 | 0.17569 | 0.17227 | 0.16775 | 0.1815 | 0.18759 | 0.18911 | 0.18753 | 0.17717 | 0.15879 | 0.12425 | 0.12463 | 0.10888 | 0.10017 | 0.090413
Portfolio Adjusted1-in-2AllSouth of Lugo2019November Monthly Peak | Portfolio Adjusted | 1-in-2 | All | South of Lugo | 2019 | November Monthly Peak | 11 | 5.2166 | 5.0345 | 4.9061 | 4.9403 | 5.1264 | 5.7185 | 6.4436 | 7.052 | 7.9346 | 8.7596 | 9.3342 | 9.6444 | 9.7452 | 9.8507 | 9.7793 | 9.3965 | 9.0555 | 8.9863 | 8.3466 | 7.8702 | 7.3924 | 6.8333 | 6.1023 | 5.6241 | -0.027844 | -0.023714 | -0.026488 | -0.02914 | -0.034902 | -0.025997 | -0.032382 | -0.032023 | -0.06386 | -0.050219 | -0.039079 | -0.027151 | -0.040105 | 0.010251 | 0.18967 | 0.18172 | 0.14166 | 0.14731 | -0.019849 | -0.022494 | -0.0039209 | -0.010505 | -0.007067 | -0.005942 | 58.0848 | 56.9822 | 56.2393 | 55.516 | 54.7001 | 54.1143 | 53.5595 | 53.7753 | 57.2459 | 60.4191 | 65.9338 | 71.1264 | 74.9665 | 76.1983 | 75.6873 | 74.8762 | 72.193 | 68.365 | 64.9662 | 63.5822 | 62.5532 | 61.2437 | 60.1911 | 59.4986 | 0.087322 | 0.094085 | 0.088173 | 0.099322 | 0.10593 | 0.091972 | 0.11171 | 0.12516 | 0.14804 | 0.17129 | 0.17716 | 0.17293 | 0.16779 | 0.18125 | 0.18748 | 0.18907 | 0.18796 | 0.17752 | 0.15965 | 0.12537 | 0.12663 | 0.1113 | 0.10232 | 0.092452
Portfolio Adjusted1-in-2AllSouth of Lugo2019December Monthly Peak | Portfolio Adjusted | 1-in-2 | All | South of Lugo | 2019 | December Monthly Peak | 12 | 5.3154 | 5.1515 | 5.0102 | 5.0185 | 5.2194 | 5.7799 | 6.786 | 7.3745 | 8.1332 | 8.6903 | 8.8992 | 8.8545 | 8.7021 | 8.5814 | 8.4122 | 8.1514 | 8.1628 | 8.3886 | 7.8951 | 7.5995 | 7.1918 | 6.7504 | 6.0836 | 5.6797 | -0.02773 | -0.023926 | -0.02683 | -0.029265 | -0.034913 | -0.025504 | -0.0323 | -0.031761 | -0.061965 | -0.04759 | -0.03597 | -0.024508 | -0.035732 | 0.0089777 | 0.16371 | 0.15811 | 0.12811 | 0.13785 | -0.018477 | -0.021307 | -0.0037428 | -0.010208 | -0.0068886 | -0.0058635 | 51.3242 | 49.8773 | 47.9276 | 47.0474 | 46.2379 | 45.5664 | 45.6166 | 45.4195 | 46.1885 | 49.3911 | 52.7134 | 54.7877 | 56.1158 | 56.4566 | 57.2845 | 57.3176 | 56.4816 | 55.2701 | 53.9604 | 53.3667 | 52.6503 | 51.4543 | 50.5067 | 49.3846 | 0.08782 | 0.095298 | 0.089554 | 0.10011 | 0.10641 | 0.091715 | 0.1129 | 0.12644 | 0.14792 | 0.16902 | 0.17248 | 0.16833 | 0.16471 | 0.17781 | 0.18425 | 0.18618 | 0.18602 | 0.17509 | 0.15779 | 0.12431 | 0.12463 | 0.11062 | 0.10137 | 0.09218
Portfolio Adjusted1-in-2AllSouth of Lugo2019Typical Event Day | Portfolio Adjusted | 1-in-2 | All | South of Lugo | 2019 | Typical Event Day | 8 | 5.9455 | 5.7487 | 5.5892 | 5.5803 | 5.8052 | 6.5325 | 7.4582 | 8.3408 | 9.458 | 10.5631 | 11.4584 | 11.8787 | 11.9517 | 12.1031 | 12.0619 | 11.7689 | 11.2066 | 10.3317 | 9.2715 | 8.9078 | 8.6202 | 7.9377 | 7.0656 | 6.4542 | -0.03898 | -0.0422 | -0.039856 | -0.038135 | -0.04078 | -0.032771 | -0.044031 | -0.039083 | -0.056625 | -0.056532 | -0.050123 | -0.035994 | -0.041077 | 0.0076076 | 0.22476 | 0.21959 | 0.18489 | 0.16888 | -0.010768 | -0.026015 | -0.018695 | -0.025223 | -0.023781 | -0.023214 | 67.506 | 66.9485 | 66.4631 | 65.9315 | 65.6611 | 65.3643 | 65.1989 | 65.4193 | 67.4992 | 71.2409 | 75.3561 | 78.692 | 80.3937 | 81.329 | 82.1796 | 82.5906 | 83.3715 | 82.8692 | 81.6607 | 79.0517 | 75.3891 | 72.637 | 71.2491 | 70.4139 | 0.092467 | 0.10164 | 0.095234 | 0.10651 | 0.11499 | 0.098033 | 0.11813 | 0.13148 | 0.1543 | 0.1788 | 0.18617 | 0.18 | 0.17202 | 0.18538 | 0.19178 | 0.19399 | 0.19265 | 0.18122 | 0.16222 | 0.12853 | 0.13325 | 0.1172 | 0.11004 | 0.099878
Portfolio Adjusted1-in-2AllSouth of Lugo2020January Monthly Peak | Portfolio Adjusted | 1-in-2 | All | South of Lugo | 2020 | January Monthly Peak | 1 | 5.2876 | 5.1279 | 4.9922 | 5.0088 | 5.1942 | 5.7928 | 6.7824 | 7.3218 | 8.0788 | 8.7286 | 9.0869 | 9.2543 | 9.2973 | 9.3748 | 9.2935 | 8.938 | 8.6031 | 8.7045 | 8.2424 | 7.8255 | 7.3947 | 6.8969 | 6.1994 | 5.7597 | -0.02815 | -0.024287 | -0.027206 | -0.029567 | -0.035388 | -0.026166 | -0.033289 | -0.032559 | -0.06336 | -0.049457 | -0.038021 | -0.026371 | -0.039032 | 0.0099935 | 0.18105 | 0.17349 | 0.13437 | 0.14269 | -0.019874 | -0.022726 | -0.0039772 | -0.01064 | -0.0072219 | -0.0061045 | 56.7618 | 55.9963 | 55.603 | 55.2881 | 54.2086 | 54.1256 | 55.0423 | 55.3293 | 55.9932 | 57.1619 | 58.617 | 59.0894 | 60.1589 | 61.1268 | 61.688 | 61.3731 | 61.7769 | 61.5323 | 60.2146 | 59.0837 | 58.5587 | 58.1881 | 57.2954 | 56.202 | 0.087789 | 0.095643 | 0.089864 | 0.10042 | 0.10705 | 0.092165 | 0.11301 | 0.12568 | 0.14707 | 0.16952 | 0.17428 | 0.17025 | 0.16568 | 0.17917 | 0.18521 | 0.18673 | 0.18581 | 0.17617 | 0.15919 | 0.12554 | 0.1274 | 0.11188 | 0.10368 | 0.094165
Portfolio Adjusted1-in-2AllSouth of Lugo2020February Monthly Peak | Portfolio Adjusted | 1-in-2 | All | South of Lugo | 2020 | February Monthly Peak | 2 | 5.301 | 5.1289 | 4.9915 | 5.0131 | 5.2038 | 5.8056 | 6.7441 | 7.3566 | 8.1309 | 8.7813 | 9.1454 | 9.3026 | 9.3652 | 9.4067 | 9.3285 | 9.0026 | 8.6974 | 8.6226 | 8.3393 | 7.9012 | 7.4461 | 6.9441 | 6.2433 | 5.7979 | -0.02817 | -0.024305 | -0.027226 | -0.02958 | -0.035421 | -0.026179 | -0.033365 | -0.032667 | -0.063536 | -0.049495 | -0.037966 | -0.026286 | -0.03886 | 0.0099407 | 0.18155 | 0.17441 | 0.13588 | 0.14113 | -0.019831 | -0.022716 | -0.0039772 | -0.010642 | -0.0072156 | -0.0061009 | 52.3174 | 51.5771 | 51.1869 | 50.7392 | 50.3492 | 49.9253 | 49.5061 | 49.6686 | 51.1315 | 54.8424 | 59.1551 | 63.2768 | 64.9351 | 65.8198 | 65.8019 | 64.6065 | 63.9756 | 63.6697 | 61.0642 | 59.078 | 58.2942 | 57.304 | 56.2641 | 55.0283 | 0.087907 | 0.095759 | 0.089971 | 0.1005 | 0.10718 | 0.092281 | 0.11329 | 0.12605 | 0.14746 | 0.16981 | 0.17439 | 0.17027 | 0.16574 | 0.17922 | 0.18527 | 0.1868 | 0.18595 | 0.17627 | 0.15931 | 0.1257 | 0.12754 | 0.11201 | 0.1037 | 0.094189
Portfolio Adjusted1-in-2AllSouth of Lugo2020March Monthly Peak | Portfolio Adjusted | 1-in-2 | All | South of Lugo | 2020 | March Monthly Peak | 3 | 5.5117 | 5.2989 | 5.1216 | 5.1118 | 5.3153 | 5.9164 | 6.8799 | 7.5623 | 8.391 | 9.0372 | 9.421 | 9.5562 | 9.5793 | 9.6589 | 9.6358 | 9.4029 | 9.0646 | 8.6246 | 8.0784 | 8.1588 | 7.7697 | 7.2571 | 6.5057 | 5.9693 | -0.030254 | -0.02609 | -0.028705 | -0.031088 | -0.037251 | -0.027462 | -0.03473 | -0.034762 | -0.068429 | -0.053027 | -0.040651 | -0.028072 | -0.041227 | 0.010561 | 0.18864 | 0.18335 | 0.14125 | 0.14072 | -0.020303 | -0.024099 | -0.0042862 | -0.011543 | -0.0077906 | -0.0064876 | 54.3629 | 53.2265 | 52.6766 | 52.6849 | 52.2928 | 51.7986 | 51.4251 | 51.8176 | 53.2313 | 54.8231 | 57.1599 | 59.8791 | 62.2905 | 64.1966 | 65.0425 | 65.3699 | 64.6198 | 63.4396 | 60.6969 | 58.5422 | 57.7508 | 56.7901 | 55.535 | 54.0341 | 0.092325 | 0.10114 | 0.093777 | 0.10477 | 0.11183 | 0.095245 | 0.11586 | 0.12985 | 0.15306 | 0.17605 | 0.18069 | 0.1754 | 0.16928 | 0.18284 | 0.18945 | 0.19157 | 0.191 | 0.17957 | 0.16101 | 0.12926 | 0.13358 | 0.11779 | 0.10955 | 0.098691
Portfolio Adjusted1-in-2AllSouth of Lugo2020April Monthly Peak | Portfolio Adjusted | 1-in-2 | All | South of Lugo | 2020 | April Monthly Peak | 4 | 5.4021 | 5.1814 | 5.0045 | 5.0053 | 5.1753 | 5.7568 | 6.5545 | 7.2218 | 8.1431 | 8.9598 | 9.5599 | 9.9113 | 10.0874 | 10.2576 | 10.294 | 10.0608 | 9.6379 | 8.9824 | 8.1675 | 8.1277 | 7.8214 | 7.2627 | 6.4654 | 5.8851 | -0.02945 | -0.025365 | -0.027893 | -0.030254 | -0.036163 | -0.026751 | -0.033619 | -0.033638 | -0.066706 | -0.052349 | -0.040651 | -0.028333 | -0.041895 | 0.010778 | 0.20006 | 0.19464 | 0.15043 | 0.14643 | -0.02029 | -0.023812 | -0.004214 | -0.011319 | -0.0076641 | -0.0063697 | 60.7969 | 60.2958 | 59.705 | 59.3068 | 58.5228 | 57.9922 | 57.695 | 57.7657 | 59.3636 | 62.5251 | 66.4387 | 70.2067 | 73.11 | 73.7656 | 73.5739 | 72.9172 | 71.4163 | 70.2058 | 68.9758 | 67.3655 | 64.9384 | 64.6483 | 63.5553 | 61.5261 | 0.090493 | 0.098853 | 0.091605 | 0.10234 | 0.10899 | 0.093474 | 0.11359 | 0.12754 | 0.15075 | 0.17447 | 0.18027 | 0.17567 | 0.1697 | 0.18345 | 0.19008 | 0.1922 | 0.19118 | 0.17952 | 0.16051 | 0.1282 | 0.13193 | 0.11615 | 0.10812 | 0.097211
Portfolio Adjusted1-in-2AllSouth of Lugo2020May Monthly Peak | Portfolio Adjusted | 1-in-2 | All | South of Lugo | 2020 | May Monthly Peak | 5 | 5.6317 | 5.4272 | 5.2304 | 5.2378 | 5.408 | 5.9829 | 6.7095 | 7.6446 | 8.7221 | 9.6862 | 10.333 | 10.667 | 10.7117 | 10.8471 | 10.8435 | 10.5627 | 10.0949 | 9.3175 | 8.4805 | 8.15 | 8.0232 | 7.4504 | 6.6848 | 6.1097 | -0.031182 | -0.027024 | -0.029683 | -0.032161 | -0.038604 | -0.028454 | -0.035364 | -0.03619 | -0.072472 | -0.057272 | -0.044448 | -0.030682 | -0.044891 | 0.011474 | 0.21102 | 0.20464 | 0.15756 | 0.15187 | -0.021223 | -0.02433 | -0.0043797 | -0.011758 | -0.0080691 | -0.0067569 | 62.7848 | 61.8977 | 61.0461 | 60.6579 | 60.4175 | 59.7826 | 59.7481 | 60.3575 | 62.4005 | 65.0672 | 68.4321 | 71.932 | 74.3029 | 74.5817 | 74.3739 | 74.5371 | 75.2783 | 75.2726 | 74.0322 | 71.5742 | 68.0794 | 65.4835 | 64.6994 | 63.9867 | 0.09426 | 0.10393 | 0.096262 | 0.10778 | 0.11524 | 0.097473 | 0.11695 | 0.13232 | 0.15759 | 0.18349 | 0.18955 | 0.18279 | 0.1745 | 0.18788 | 0.19433 | 0.19618 | 0.19477 | 0.18298 | 0.16388 | 0.12974 | 0.13534 | 0.11911 | 0.11236 | 0.1018
Portfolio Adjusted1-in-2AllSouth of Lugo2020June Monthly Peak | Portfolio Adjusted | 1-in-2 | All | South of Lugo | 2020 | June Monthly Peak | 6 | 5.8415 | 5.6105 | 5.4325 | 5.4244 | 5.6354 | 6.2324 | 6.9615 | 7.9266 | 9.0059 | 9.987 | 10.658 | 11.0116 | 11.0819 | 11.2434 | 11.2674 | 11.0172 | 10.5601 | 9.7822 | 8.8254 | 8.3667 | 8.2622 | 7.6958 | 6.9397 | 6.3338 | -0.034475 | -0.031518 | -0.033213 | -0.034668 | -0.040743 | -0.030668 | -0.038233 | -0.037547 | -0.070039 | -0.057492 | -0.045696 | -0.031782 | -0.043693 | 0.010542 | 0.21645 | 0.21096 | 0.16705 | 0.15955 | -0.019226 | -0.025055 | -0.007638 | -0.015083 | -0.01194 | -0.010733 | 64.8884 | 64.3122 | 63.5392 | 63.1392 | 62.9138 | 62.6994 | 62.5083 | 62.893 | 65.01 | 68.3228 | 71.2324 | 73.4212 | 74.0934 | 74.7488 | 75.0337 | 76.2238 | 77.4971 | 77.7945 | 77.5535 | 74.998 | 71.9957 | 68.5493 | 66.699 | 66.1292 | 0.09667 | 0.10616 | 0.098806 | 0.1103 | 0.11883 | 0.10008 | 0.11856 | 0.13292 | 0.15748 | 0.18238 | 0.18807 | 0.18131 | 0.17276 | 0.1861 | 0.1928 | 0.19504 | 0.194 | 0.1828 | 0.16385 | 0.12987 | 0.13615 | 0.12029 | 0.11464 | 0.10405
Portfolio Adjusted1-in-2AllSouth of Lugo2020July Monthly Peak | Portfolio Adjusted | 1-in-2 | All | South of Lugo | 2020 | July Monthly Peak | 7 | 6.0143 | 5.7999 | 5.6369 | 5.6224 | 5.84 | 6.5065 | 7.3629 | 8.3675 | 9.4851 | 10.5235 | 11.3134 | 11.6702 | 11.705 | 11.8366 | 11.7919 | 11.5855 | 11.1079 | 10.2598 | 9.2288 | 8.7054 | 8.5832 | 7.9913 | 7.1509 | 6.5253 | -0.038783 | -0.040297 | -0.038979 | -0.038041 | -0.041795 | -0.032808 | -0.042963 | -0.039288 | -0.061003 | -0.056905 | -0.048799 | -0.034596 | -0.041393 | 0.0082834 | 0.22133 | 0.21759 | 0.18139 | 0.16775 | -0.013078 | -0.025679 | -0.015889 | -0.022815 | -0.021057 | -0.020296 | 65.3298 | 65.2385 | 65.3711 | 65.6014 | 65.5503 | 65.3018 | 65.1278 | 65.4607 | 67.4787 | 70.4684 | 74.2743 | 77.2238 | 78.555 | 79.2902 | 80.4246 | 80.9725 | 81.7665 | 81.5767 | 80.6719 | 78.0816 | 74.2347 | 71.0327 | 69.6194 | 68.7731 | 0.094997 | 0.10437 | 0.097645 | 0.10918 | 0.1181 | 0.09955 | 0.11876 | 0.13261 | 0.15584 | 0.1795 | 0.18595 | 0.17931 | 0.17127 | 0.18429 | 0.19085 | 0.19378 | 0.19277 | 0.1814 | 0.16245 | 0.12842 | 0.1345 | 0.11867 | 0.11247 | 0.10214
Portfolio Adjusted1-in-2AllSouth of Lugo2020August Monthly Peak | Portfolio Adjusted | 1-in-2 | All | South of Lugo | 2020 | August Monthly Peak | 8 | 6.0569 | 5.8471 | 5.6765 | 5.6651 | 5.8957 | 6.6425 | 7.6197 | 8.6206 | 9.9041 | 11.1326 | 12.1267 | 12.5859 | 12.6835 | 12.8378 | 12.7824 | 12.4651 | 11.8594 | 10.9103 | 9.7246 | 9.3001 | 8.9258 | 8.1779 | 7.2446 | 6.6049 | -0.044977 | -0.054412 | -0.047384 | -0.042074 | -0.040942 | -0.03493 | -0.049539 | -0.041007 | -0.043754 | -0.0575 | -0.056065 | -0.041307 | -0.03858 | 0.0043334 | 0.23161 | 0.2272 | 0.20381 | 0.17889 | -0.0014565 | -0.027343 | -0.031141 | -0.036746 | -0.037104 | -0.037116 | 71.6814 | 70.8425 | 70.149 | 69.0642 | 68.7289 | 68.229 | 67.9823 | 68.3537 | 70.7392 | 75.4617 | 80.7495 | 84.4953 | 85.836 | 86.4493 | 87.4423 | 87.4313 | 88.6167 | 87.6267 | 86.2537 | 83.5074 | 78.2255 | 75.2083 | 73.8688 | 72.8639 | 0.093229 | 0.10234 | 0.09582 | 0.10716 | 0.1157 | 0.098734 | 0.11943 | 0.13351 | 0.15764 | 0.18329 | 0.19111 | 0.18425 | 0.17544 | 0.18882 | 0.19516 | 0.19733 | 0.19589 | 0.18458 | 0.16495 | 0.1307 | 0.13556 | 0.11894 | 0.11141 | 0.10107
Portfolio Adjusted1-in-2AllSouth of Lugo2020September Monthly Peak | Portfolio Adjusted | 1-in-2 | All | South of Lugo | 2020 | September Monthly Peak | 9 | 6.0065 | 5.8197 | 5.6378 | 5.6382 | 5.8852 | 6.6418 | 7.7469 | 8.639 | 9.8843 | 11.0578 | 11.9233 | 12.3171 | 12.3902 | 12.552 | 12.4594 | 12.0546 | 11.4785 | 10.5192 | 9.465 | 9.275 | 8.698 | 8.0063 | 7.1364 | 6.5219 | -0.040531 | -0.045268 | -0.041683 | -0.039249 | -0.041367 | -0.033967 | -0.046991 | -0.041256 | -0.057447 | -0.06067 | -0.054531 | -0.039215 | -0.042891 | 0.007345 | 0.23149 | 0.22438 | 0.19108 | 0.17209 | -0.0090813 | -0.027183 | -0.02156 | -0.0278 | -0.026733 | -0.026231 | 68.1246 | 67.4009 | 66.7931 | 65.9214 | 65.4512 | 65.227 | 65.1773 | 64.9697 | 66.7691 | 70.7106 | 75.1682 | 79.6279 | 83.0905 | 84.8275 | 85.8178 | 85.7347 | 85.6057 | 84.479 | 82.1636 | 79.6197 | 77.1006 | 75.7576 | 74.8091 | 73.8895 | 0.092884 | 0.10245 | 0.095561 | 0.10699 | 0.11608 | 0.099431 | 0.12088 | 0.13462 | 0.15983 | 0.18625 | 0.19336 | 0.18569 | 0.17624 | 0.18956 | 0.1953 | 0.19672 | 0.19517 | 0.18325 | 0.16404 | 0.13083 | 0.13473 | 0.11788 | 0.11068 | 0.10031
Portfolio Adjusted1-in-2AllSouth of Lugo2020October Monthly Peak | Portfolio Adjusted | 1-in-2 | All | South of Lugo | 2020 | October Monthly Peak | 10 | 5.4327 | 5.2415 | 5.1001 | 5.1047 | 5.254 | 5.8589 | 6.8835 | 7.5556 | 8.5785 | 9.6933 | 10.539 | 11.0771 | 11.3823 | 11.616 | 11.586 | 11.2073 | 10.6026 | 9.8653 | 9.1921 | 8.6992 | 8.0593 | 7.378 | 6.5291 | 5.9682 | -0.034973 | -0.038869 | -0.035899 | -0.033796 | -0.034613 | -0.028234 | -0.039037 | -0.033929 | -0.046741 | -0.050666 | -0.045968 | -0.03374 | -0.037455 | 0.0063102 | 0.21361 | 0.207 | 0.17658 | 0.1614 | -0.0079063 | -0.024369 | -0.019588 | -0.024946 | -0.02387 | -0.023527 | 68.1474 | 67.5953 | 66.6247 | 65.7115 | 65.2329 | 63.9734 | 63.5078 | 63.6192 | 65.1432 | 69.7131 | 76.0703 | 81.7248 | 85.1167 | 86.7331 | 88.4474 | 87.4836 | 85.9714 | 83.1772 | 81.0623 | 78.579 | 76.1578 | 74.2008 | 72.5837 | 70.7512 | 0.083682 | 0.090215 | 0.084511 | 0.094097 | 0.10001 | 0.087986 | 0.10893 | 0.12268 | 0.14506 | 0.16906 | 0.17569 | 0.17227 | 0.16775 | 0.1815 | 0.18759 | 0.18911 | 0.18753 | 0.17717 | 0.15879 | 0.12425 | 0.12463 | 0.10888 | 0.10017 | 0.090413
Portfolio Adjusted1-in-2AllSouth of Lugo2020November Monthly Peak | Portfolio Adjusted | 1-in-2 | All | South of Lugo | 2020 | November Monthly Peak | 11 | 5.2166 | 5.0345 | 4.9061 | 4.9403 | 5.1264 | 5.7185 | 6.4436 | 7.052 | 7.9346 | 8.7596 | 9.3342 | 9.6444 | 9.7452 | 9.8507 | 9.7793 | 9.3965 | 9.0555 | 8.9863 | 8.3466 | 7.8702 | 7.3924 | 6.8333 | 6.1023 | 5.6241 | -0.027844 | -0.023714 | -0.026488 | -0.02914 | -0.034902 | -0.025997 | -0.032382 | -0.032023 | -0.06386 | -0.050219 | -0.039079 | -0.027151 | -0.040105 | 0.010251 | 0.18967 | 0.18172 | 0.14166 | 0.14731 | -0.019849 | -0.022494 | -0.0039209 | -0.010505 | -0.007067 | -0.005942 | 58.0848 | 56.9822 | 56.2393 | 55.516 | 54.7001 | 54.1143 | 53.5595 | 53.7753 | 57.2459 | 60.4191 | 65.9338 | 71.1264 | 74.9665 | 76.1983 | 75.6873 | 74.8762 | 72.193 | 68.365 | 64.9662 | 63.5822 | 62.5532 | 61.2437 | 60.1911 | 59.4986 | 0.087322 | 0.094085 | 0.088173 | 0.099322 | 0.10593 | 0.091972 | 0.11171 | 0.12516 | 0.14804 | 0.17129 | 0.17716 | 0.17293 | 0.16779 | 0.18125 | 0.18748 | 0.18907 | 0.18796 | 0.17752 | 0.15965 | 0.12537 | 0.12663 | 0.1113 | 0.10232 | 0.092452
Portfolio Adjusted1-in-2AllSouth of Lugo2020December Monthly Peak | Portfolio Adjusted | 1-in-2 | All | South of Lugo | 2020 | December Monthly Peak | 12 | 5.3154 | 5.1515 | 5.0102 | 5.0185 | 5.2194 | 5.7799 | 6.786 | 7.3745 | 8.1332 | 8.6903 | 8.8992 | 8.8545 | 8.7021 | 8.5814 | 8.4122 | 8.1514 | 8.1628 | 8.3886 | 7.8951 | 7.5995 | 7.1918 | 6.7504 | 6.0836 | 5.6797 | -0.02773 | -0.023926 | -0.02683 | -0.029265 | -0.034913 | -0.025504 | -0.0323 | -0.031761 | -0.061965 | -0.04759 | -0.03597 | -0.024508 | -0.035732 | 0.0089777 | 0.16371 | 0.15811 | 0.12811 | 0.13785 | -0.018477 | -0.021307 | -0.0037428 | -0.010208 | -0.0068886 | -0.0058635 | 51.3242 | 49.8773 | 47.9276 | 47.0474 | 46.2379 | 45.5664 | 45.6166 | 45.4195 | 46.1885 | 49.3911 | 52.7134 | 54.7877 | 56.1158 | 56.4566 | 57.2845 | 57.3176 | 56.4816 | 55.2701 | 53.9604 | 53.3667 | 52.6503 | 51.4543 | 50.5067 | 49.3846 | 0.08782 | 0.095298 | 0.089554 | 0.10011 | 0.10641 | 0.091715 | 0.1129 | 0.12644 | 0.14792 | 0.16902 | 0.17248 | 0.16833 | 0.16471 | 0.17781 | 0.18425 | 0.18618 | 0.18602 | 0.17509 | 0.15779 | 0.12431 | 0.12463 | 0.11062 | 0.10137 | 0.09218
Portfolio Adjusted1-in-2AllSouth of Lugo2020Typical Event Day | Portfolio Adjusted | 1-in-2 | All | South of Lugo | 2020 | Typical Event Day | 8 | 5.9455 | 5.7487 | 5.5892 | 5.5803 | 5.8052 | 6.5325 | 7.4582 | 8.3408 | 9.458 | 10.5631 | 11.4584 | 11.8787 | 11.9517 | 12.1031 | 12.0619 | 11.7689 | 11.2066 | 10.3317 | 9.2715 | 8.9078 | 8.6202 | 7.9377 | 7.0656 | 6.4542 | -0.03898 | -0.0422 | -0.039856 | -0.038135 | -0.04078 | -0.032771 | -0.044031 | -0.039083 | -0.056625 | -0.056532 | -0.050123 | -0.035994 | -0.041077 | 0.0076076 | 0.22476 | 0.21959 | 0.18489 | 0.16888 | -0.010768 | -0.026015 | -0.018695 | -0.025223 | -0.023781 | -0.023214 | 67.506 | 66.9485 | 66.4631 | 65.9315 | 65.6611 | 65.3643 | 65.1989 | 65.4193 | 67.4992 | 71.2409 | 75.3561 | 78.692 | 80.3937 | 81.329 | 82.1796 | 82.5906 | 83.3715 | 82.8692 | 81.6607 | 79.0517 | 75.3891 | 72.637 | 71.2491 | 70.4139 | 0.092467 | 0.10164 | 0.095234 | 0.10651 | 0.11499 | 0.098033 | 0.11813 | 0.13148 | 0.1543 | 0.1788 | 0.18617 | 0.18 | 0.17202 | 0.18538 | 0.19178 | 0.19399 | 0.19265 | 0.18122 | 0.16222 | 0.12853 | 0.13325 | 0.1172 | 0.11004 | 0.099878
Portfolio Adjusted1-in-2AllSouth of Lugo2021January Monthly Peak | Portfolio Adjusted | 1-in-2 | All | South of Lugo | 2021 | January Monthly Peak | 1 | 5.2876 | 5.1279 | 4.9922 | 5.0088 | 5.1942 | 5.7928 | 6.7824 | 7.3218 | 8.0788 | 8.7286 | 9.0869 | 9.2543 | 9.2973 | 9.3748 | 9.2935 | 8.938 | 8.6031 | 8.7045 | 8.2424 | 7.8255 | 7.3947 | 6.8969 | 6.1994 | 5.7597 | -0.02815 | -0.024287 | -0.027206 | -0.029567 | -0.035388 | -0.026166 | -0.033289 | -0.032559 | -0.06336 | -0.049457 | -0.038021 | -0.026371 | -0.039032 | 0.0099935 | 0.18105 | 0.17349 | 0.13437 | 0.14269 | -0.019874 | -0.022726 | -0.0039772 | -0.01064 | -0.0072219 | -0.0061045 | 56.7618 | 55.9963 | 55.603 | 55.2881 | 54.2086 | 54.1256 | 55.0423 | 55.3293 | 55.9932 | 57.1619 | 58.617 | 59.0894 | 60.1589 | 61.1268 | 61.688 | 61.3731 | 61.7769 | 61.5323 | 60.2146 | 59.0837 | 58.5587 | 58.1881 | 57.2954 | 56.202 | 0.087789 | 0.095643 | 0.089864 | 0.10042 | 0.10705 | 0.092165 | 0.11301 | 0.12568 | 0.14707 | 0.16952 | 0.17428 | 0.17025 | 0.16568 | 0.17917 | 0.18521 | 0.18673 | 0.18581 | 0.17617 | 0.15919 | 0.12554 | 0.1274 | 0.11188 | 0.10368 | 0.094165
Portfolio Adjusted1-in-2AllSouth of Lugo2021February Monthly Peak | Portfolio Adjusted | 1-in-2 | All | South of Lugo | 2021 | February Monthly Peak | 2 | 5.301 | 5.1289 | 4.9915 | 5.0131 | 5.2038 | 5.8056 | 6.7441 | 7.3566 | 8.1309 | 8.7813 | 9.1454 | 9.3026 | 9.3652 | 9.4067 | 9.3285 | 9.0026 | 8.6974 | 8.6226 | 8.3393 | 7.9012 | 7.4461 | 6.9441 | 6.2433 | 5.7979 | -0.02817 | -0.024305 | -0.027226 | -0.02958 | -0.035421 | -0.026179 | -0.033365 | -0.032667 | -0.063536 | -0.049495 | -0.037966 | -0.026286 | -0.03886 | 0.0099407 | 0.18155 | 0.17441 | 0.13588 | 0.14113 | -0.019831 | -0.022716 | -0.0039772 | -0.010642 | -0.0072156 | -0.0061009 | 52.3174 | 51.5771 | 51.1869 | 50.7392 | 50.3492 | 49.9253 | 49.5061 | 49.6686 | 51.1315 | 54.8424 | 59.1551 | 63.2768 | 64.9351 | 65.8198 | 65.8019 | 64.6065 | 63.9756 | 63.6697 | 61.0642 | 59.078 | 58.2942 | 57.304 | 56.2641 | 55.0283 | 0.087907 | 0.095759 | 0.089971 | 0.1005 | 0.10718 | 0.092281 | 0.11329 | 0.12605 | 0.14746 | 0.16981 | 0.17439 | 0.17027 | 0.16574 | 0.17922 | 0.18527 | 0.1868 | 0.18595 | 0.17627 | 0.15931 | 0.1257 | 0.12754 | 0.11201 | 0.1037 | 0.094189
Portfolio Adjusted1-in-2AllSouth of Lugo2021March Monthly Peak | Portfolio Adjusted | 1-in-2 | All | South of Lugo | 2021 | March Monthly Peak | 3 | 5.5117 | 5.2989 | 5.1216 | 5.1118 | 5.3153 | 5.9164 | 6.8799 | 7.5623 | 8.391 | 9.0372 | 9.421 | 9.5562 | 9.5793 | 9.6589 | 9.6358 | 9.4029 | 9.0646 | 8.6246 | 8.0784 | 8.1588 | 7.7697 | 7.2571 | 6.5057 | 5.9693 | -0.030254 | -0.02609 | -0.028705 | -0.031088 | -0.037251 | -0.027462 | -0.03473 | -0.034762 | -0.068429 | -0.053027 | -0.040651 | -0.028072 | -0.041227 | 0.010561 | 0.18864 | 0.18335 | 0.14125 | 0.14072 | -0.020303 | -0.024099 | -0.0042862 | -0.011543 | -0.0077906 | -0.0064876 | 54.3629 | 53.2265 | 52.6766 | 52.6849 | 52.2928 | 51.7986 | 51.4251 | 51.8176 | 53.2313 | 54.8231 | 57.1599 | 59.8791 | 62.2905 | 64.1966 | 65.0425 | 65.3699 | 64.6198 | 63.4396 | 60.6969 | 58.5422 | 57.7508 | 56.7902 | 55.535 | 54.0341 | 0.092325 | 0.10114 | 0.093777 | 0.10477 | 0.11183 | 0.095245 | 0.11586 | 0.12985 | 0.15306 | 0.17605 | 0.18069 | 0.1754 | 0.16928 | 0.18284 | 0.18945 | 0.19157 | 0.191 | 0.17957 | 0.16101 | 0.12926 | 0.13358 | 0.11779 | 0.10955 | 0.098691
Portfolio Adjusted1-in-2AllSouth of Lugo2021April Monthly Peak | Portfolio Adjusted | 1-in-2 | All | South of Lugo | 2021 | April Monthly Peak | 4 | 5.4021 | 5.1814 | 5.0045 | 5.0053 | 5.1753 | 5.7568 | 6.5545 | 7.2218 | 8.1431 | 8.9598 | 9.5599 | 9.9113 | 10.0874 | 10.2576 | 10.294 | 10.0608 | 9.6379 | 8.9824 | 8.1675 | 8.1277 | 7.8214 | 7.2627 | 6.4654 | 5.8851 | -0.02945 | -0.025365 | -0.027893 | -0.030254 | -0.036163 | -0.026751 | -0.033619 | -0.033638 | -0.066706 | -0.052349 | -0.040651 | -0.028333 | -0.041895 | 0.010778 | 0.20006 | 0.19464 | 0.15043 | 0.14643 | -0.02029 | -0.023812 | -0.004214 | -0.011319 | -0.0076641 | -0.0063697 | 60.7969 | 60.2958 | 59.705 | 59.3068 | 58.5228 | 57.9922 | 57.695 | 57.7657 | 59.3636 | 62.5251 | 66.4387 | 70.2068 | 73.11 | 73.7656 | 73.5739 | 72.9172 | 71.4163 | 70.2058 | 68.9758 | 67.3655 | 64.9384 | 64.6483 | 63.5553 | 61.5261 | 0.090493 | 0.098853 | 0.091605 | 0.10234 | 0.10899 | 0.093474 | 0.11359 | 0.12754 | 0.15075 | 0.17447 | 0.18027 | 0.17567 | 0.1697 | 0.18345 | 0.19008 | 0.1922 | 0.19118 | 0.17952 | 0.16051 | 0.1282 | 0.13193 | 0.11615 | 0.10812 | 0.097211
Portfolio Adjusted1-in-2AllSouth of Lugo2021May Monthly Peak | Portfolio Adjusted | 1-in-2 | All | South of Lugo | 2021 | May Monthly Peak | 5 | 5.6317 | 5.4272 | 5.2304 | 5.2378 | 5.408 | 5.9829 | 6.7095 | 7.6446 | 8.7221 | 9.6862 | 10.333 | 10.667 | 10.7117 | 10.8471 | 10.8435 | 10.5627 | 10.0949 | 9.3175 | 8.4805 | 8.15 | 8.0232 | 7.4504 | 6.6848 | 6.1097 | -0.031182 | -0.027024 | -0.029683 | -0.032161 | -0.038604 | -0.028454 | -0.035364 | -0.03619 | -0.072472 | -0.057272 | -0.044448 | -0.030682 | -0.044891 | 0.011474 | 0.21102 | 0.20464 | 0.15756 | 0.15187 | -0.021223 | -0.02433 | -0.0043797 | -0.011758 | -0.0080691 | -0.0067569 | 62.7848 | 61.8977 | 61.0461 | 60.6579 | 60.4175 | 59.7826 | 59.7481 | 60.3575 | 62.4005 | 65.0672 | 68.4321 | 71.932 | 74.3029 | 74.5817 | 74.3739 | 74.5371 | 75.2783 | 75.2726 | 74.0322 | 71.5742 | 68.0794 | 65.4835 | 64.6994 | 63.9867 | 0.09426 | 0.10393 | 0.096262 | 0.10778 | 0.11524 | 0.097473 | 0.11695 | 0.13232 | 0.15759 | 0.18349 | 0.18955 | 0.18279 | 0.1745 | 0.18788 | 0.19433 | 0.19618 | 0.19477 | 0.18298 | 0.16388 | 0.12974 | 0.13534 | 0.11911 | 0.11236 | 0.1018
Portfolio Adjusted1-in-2AllSouth of Lugo2021June Monthly Peak | Portfolio Adjusted | 1-in-2 | All | South of Lugo | 2021 | June Monthly Peak | 6 | 5.8415 | 5.6105 | 5.4325 | 5.4244 | 5.6354 | 6.2324 | 6.9615 | 7.9266 | 9.0059 | 9.987 | 10.658 | 11.0116 | 11.0819 | 11.2434 | 11.2674 | 11.0172 | 10.5601 | 9.7822 | 8.8254 | 8.3667 | 8.2622 | 7.6958 | 6.9397 | 6.3338 | -0.034475 | -0.031518 | -0.033213 | -0.034668 | -0.040743 | -0.030668 | -0.038233 | -0.037547 | -0.070039 | -0.057492 | -0.045696 | -0.031782 | -0.043693 | 0.010542 | 0.21645 | 0.21096 | 0.16705 | 0.15955 | -0.019226 | -0.025055 | -0.007638 | -0.015083 | -0.01194 | -0.010733 | 64.8884 | 64.3122 | 63.5392 | 63.1392 | 62.9138 | 62.6994 | 62.5083 | 62.893 | 65.01 | 68.3228 | 71.2324 | 73.4212 | 74.0934 | 74.7488 | 75.0337 | 76.2238 | 77.4971 | 77.7945 | 77.5535 | 74.998 | 71.9957 | 68.5493 | 66.6989 | 66.1292 | 0.09667 | 0.10616 | 0.098806 | 0.1103 | 0.11883 | 0.10008 | 0.11856 | 0.13292 | 0.15748 | 0.18238 | 0.18807 | 0.18131 | 0.17276 | 0.1861 | 0.1928 | 0.19504 | 0.194 | 0.1828 | 0.16385 | 0.12987 | 0.13615 | 0.12029 | 0.11464 | 0.10405
Portfolio Adjusted1-in-2AllSouth of Lugo2021July Monthly Peak | Portfolio Adjusted | 1-in-2 | All | South of Lugo | 2021 | July Monthly Peak | 7 | 6.0143 | 5.7999 | 5.6369 | 5.6224 | 5.84 | 6.5065 | 7.3629 | 8.3675 | 9.4851 | 10.5235 | 11.3134 | 11.6702 | 11.705 | 11.8366 | 11.7919 | 11.5855 | 11.1079 | 10.2598 | 9.2288 | 8.7054 | 8.5832 | 7.9913 | 7.1509 | 6.5253 | -0.038783 | -0.040297 | -0.038979 | -0.038041 | -0.041795 | -0.032808 | -0.042963 | -0.039288 | -0.061003 | -0.056905 | -0.048799 | -0.034596 | -0.041393 | 0.0082834 | 0.22133 | 0.21759 | 0.18139 | 0.16775 | -0.013078 | -0.025679 | -0.015889 | -0.022815 | -0.021057 | -0.020296 | 65.3298 | 65.2385 | 65.3711 | 65.6014 | 65.5503 | 65.3018 | 65.1278 | 65.4607 | 67.4787 | 70.4684 | 74.2743 | 77.2238 | 78.555 | 79.2902 | 80.4246 | 80.9725 | 81.7665 | 81.5767 | 80.6719 | 78.0816 | 74.2347 | 71.0327 | 69.6194 | 68.7731 | 0.094997 | 0.10437 | 0.097645 | 0.10918 | 0.1181 | 0.09955 | 0.11876 | 0.13261 | 0.15584 | 0.1795 | 0.18595 | 0.17931 | 0.17127 | 0.18429 | 0.19085 | 0.19378 | 0.19277 | 0.1814 | 0.16245 | 0.12842 | 0.1345 | 0.11867 | 0.11247 | 0.10214
Portfolio Adjusted1-in-2AllSouth of Lugo2021August Monthly Peak | Portfolio Adjusted | 1-in-2 | All | South of Lugo | 2021 | August Monthly Peak | 8 | 6.0569 | 5.8471 | 5.6765 | 5.6651 | 5.8957 | 6.6425 | 7.6197 | 8.6206 | 9.9041 | 11.1326 | 12.1267 | 12.5859 | 12.6835 | 12.8378 | 12.7824 | 12.4651 | 11.8594 | 10.9103 | 9.7246 | 9.3001 | 8.9258 | 8.1779 | 7.2446 | 6.6049 | -0.044977 | -0.054412 | -0.047384 | -0.042074 | -0.040942 | -0.03493 | -0.049539 | -0.041007 | -0.043754 | -0.0575 | -0.056065 | -0.041307 | -0.03858 | 0.0043334 | 0.23161 | 0.2272 | 0.20381 | 0.17889 | -0.0014565 | -0.027343 | -0.031141 | -0.036746 | -0.037104 | -0.037116 | 71.6814 | 70.8425 | 70.149 | 69.0642 | 68.7289 | 68.229 | 67.9823 | 68.3537 | 70.7392 | 75.4617 | 80.7495 | 84.4953 | 85.836 | 86.4493 | 87.4423 | 87.4313 | 88.6167 | 87.6267 | 86.2537 | 83.5074 | 78.2255 | 75.2083 | 73.8688 | 72.8639 | 0.093229 | 0.10234 | 0.09582 | 0.10716 | 0.1157 | 0.098734 | 0.11943 | 0.13351 | 0.15764 | 0.18329 | 0.19111 | 0.18425 | 0.17544 | 0.18882 | 0.19516 | 0.19733 | 0.19589 | 0.18458 | 0.16495 | 0.1307 | 0.13556 | 0.11894 | 0.11141 | 0.10107
Portfolio Adjusted1-in-2AllSouth of Lugo2021September Monthly Peak | Portfolio Adjusted | 1-in-2 | All | South of Lugo | 2021 | September Monthly Peak | 9 | 6.0065 | 5.8197 | 5.6378 | 5.6382 | 5.8852 | 6.6418 | 7.7469 | 8.639 | 9.8843 | 11.0578 | 11.9233 | 12.3171 | 12.3902 | 12.552 | 12.4594 | 12.0546 | 11.4785 | 10.5192 | 9.465 | 9.275 | 8.698 | 8.0063 | 7.1364 | 6.5219 | -0.040531 | -0.045268 | -0.041683 | -0.039249 | -0.041367 | -0.033967 | -0.046991 | -0.041256 | -0.057447 | -0.06067 | -0.054531 | -0.039215 | -0.042891 | 0.007345 | 0.23149 | 0.22438 | 0.19108 | 0.17209 | -0.0090813 | -0.027183 | -0.02156 | -0.0278 | -0.026733 | -0.026231 | 68.1246 | 67.4009 | 66.7931 | 65.9214 | 65.4512 | 65.227 | 65.1773 | 64.9697 | 66.7691 | 70.7106 | 75.1682 | 79.6279 | 83.0905 | 84.8275 | 85.8178 | 85.7347 | 85.6057 | 84.479 | 82.1636 | 79.6197 | 77.1006 | 75.7576 | 74.8091 | 73.8895 | 0.092884 | 0.10245 | 0.095561 | 0.10699 | 0.11608 | 0.099431 | 0.12088 | 0.13462 | 0.15983 | 0.18625 | 0.19336 | 0.18569 | 0.17624 | 0.18956 | 0.1953 | 0.19672 | 0.19517 | 0.18325 | 0.16404 | 0.13083 | 0.13473 | 0.11788 | 0.11068 | 0.10031
Portfolio Adjusted1-in-2AllSouth of Lugo2021October Monthly Peak | Portfolio Adjusted | 1-in-2 | All | South of Lugo | 2021 | October Monthly Peak | 10 | 5.4327 | 5.2415 | 5.1001 | 5.1047 | 5.254 | 5.8589 | 6.8835 | 7.5556 | 8.5785 | 9.6933 | 10.539 | 11.0771 | 11.3823 | 11.616 | 11.586 | 11.2073 | 10.6026 | 9.8653 | 9.1921 | 8.6992 | 8.0593 | 7.378 | 6.5291 | 5.9682 | -0.034973 | -0.038869 | -0.035899 | -0.033796 | -0.034613 | -0.028234 | -0.039037 | -0.033929 | -0.046741 | -0.050666 | -0.045968 | -0.03374 | -0.037455 | 0.0063102 | 0.21361 | 0.207 | 0.17658 | 0.1614 | -0.0079063 | -0.024369 | -0.019588 | -0.024946 | -0.02387 | -0.023527 | 68.1474 | 67.5953 | 66.6247 | 65.7115 | 65.2329 | 63.9734 | 63.5078 | 63.6192 | 65.1432 | 69.7131 | 76.0703 | 81.7248 | 85.1167 | 86.7331 | 88.4474 | 87.4836 | 85.9714 | 83.1772 | 81.0623 | 78.579 | 76.1578 | 74.2008 | 72.5837 | 70.7513 | 0.083682 | 0.090215 | 0.084511 | 0.094097 | 0.10001 | 0.087986 | 0.10893 | 0.12268 | 0.14506 | 0.16906 | 0.17569 | 0.17227 | 0.16775 | 0.1815 | 0.18759 | 0.18911 | 0.18753 | 0.17717 | 0.15879 | 0.12425 | 0.12463 | 0.10888 | 0.10017 | 0.090413
Portfolio Adjusted1-in-2AllSouth of Lugo2021November Monthly Peak | Portfolio Adjusted | 1-in-2 | All | South of Lugo | 2021 | November Monthly Peak | 11 | 5.2166 | 5.0345 | 4.9061 | 4.9403 | 5.1264 | 5.7185 | 6.4436 | 7.052 | 7.9346 | 8.7596 | 9.3342 | 9.6444 | 9.7452 | 9.8507 | 9.7793 | 9.3965 | 9.0555 | 8.9863 | 8.3466 | 7.8702 | 7.3924 | 6.8333 | 6.1023 | 5.6241 | -0.027844 | -0.023714 | -0.026488 | -0.02914 | -0.034902 | -0.025997 | -0.032382 | -0.032023 | -0.06386 | -0.050219 | -0.039079 | -0.027151 | -0.040105 | 0.010251 | 0.18967 | 0.18172 | 0.14166 | 0.14731 | -0.019849 | -0.022494 | -0.0039209 | -0.010505 | -0.007067 | -0.005942 | 58.0848 | 56.9822 | 56.2393 | 55.516 | 54.7001 | 54.1143 | 53.5595 | 53.7753 | 57.2459 | 60.4191 | 65.9338 | 71.1264 | 74.9665 | 76.1983 | 75.6873 | 74.8762 | 72.193 | 68.365 | 64.9662 | 63.5822 | 62.5532 | 61.2437 | 60.1911 | 59.4986 | 0.087322 | 0.094085 | 0.088173 | 0.099322 | 0.10593 | 0.091972 | 0.11171 | 0.12516 | 0.14804 | 0.17129 | 0.17716 | 0.17293 | 0.16779 | 0.18125 | 0.18748 | 0.18907 | 0.18796 | 0.17752 | 0.15965 | 0.12537 | 0.12663 | 0.1113 | 0.10232 | 0.092452
Portfolio Adjusted1-in-2AllSouth of Lugo2021December Monthly Peak | Portfolio Adjusted | 1-in-2 | All | South of Lugo | 2021 | December Monthly Peak | 12 | 5.3154 | 5.1515 | 5.0102 | 5.0185 | 5.2194 | 5.7799 | 6.786 | 7.3745 | 8.1332 | 8.6903 | 8.8992 | 8.8545 | 8.7021 | 8.5814 | 8.4122 | 8.1514 | 8.1628 | 8.3886 | 7.8951 | 7.5995 | 7.1918 | 6.7504 | 6.0836 | 5.6797 | -0.02773 | -0.023926 | -0.02683 | -0.029265 | -0.034913 | -0.025504 | -0.0323 | -0.031761 | -0.061965 | -0.04759 | -0.03597 | -0.024508 | -0.035732 | 0.0089777 | 0.16371 | 0.15811 | 0.12811 | 0.13785 | -0.018477 | -0.021307 | -0.0037428 | -0.010208 | -0.0068886 | -0.0058635 | 51.3242 | 49.8773 | 47.9276 | 47.0474 | 46.2379 | 45.5664 | 45.6166 | 45.4195 | 46.1885 | 49.3911 | 52.7134 | 54.7877 | 56.1158 | 56.4566 | 57.2845 | 57.3176 | 56.4816 | 55.2701 | 53.9604 | 53.3667 | 52.6503 | 51.4543 | 50.5067 | 49.3846 | 0.08782 | 0.095298 | 0.089554 | 0.10011 | 0.10641 | 0.091715 | 0.1129 | 0.12644 | 0.14792 | 0.16902 | 0.17248 | 0.16833 | 0.16471 | 0.17781 | 0.18425 | 0.18618 | 0.18602 | 0.17509 | 0.15779 | 0.12431 | 0.12463 | 0.11062 | 0.10137 | 0.09218
Portfolio Adjusted1-in-2AllSouth of Lugo2021Typical Event Day | Portfolio Adjusted | 1-in-2 | All | South of Lugo | 2021 | Typical Event Day | 8 | 5.9455 | 5.7487 | 5.5892 | 5.5803 | 5.8052 | 6.5325 | 7.4582 | 8.3408 | 9.458 | 10.5631 | 11.4584 | 11.8787 | 11.9517 | 12.1031 | 12.0619 | 11.7689 | 11.2066 | 10.3317 | 9.2715 | 8.9078 | 8.6202 | 7.9377 | 7.0656 | 6.4542 | -0.03898 | -0.0422 | -0.039856 | -0.038135 | -0.04078 | -0.032771 | -0.044031 | -0.039083 | -0.056625 | -0.056532 | -0.050123 | -0.035994 | -0.041077 | 0.0076076 | 0.22476 | 0.21959 | 0.18489 | 0.16888 | -0.010768 | -0.026015 | -0.018695 | -0.025223 | -0.023781 | -0.023214 | 67.506 | 66.9485 | 66.4631 | 65.9315 | 65.6611 | 65.3643 | 65.1989 | 65.4193 | 67.4992 | 71.2409 | 75.3561 | 78.692 | 80.3937 | 81.329 | 82.1796 | 82.5906 | 83.3715 | 82.8692 | 81.6607 | 79.0517 | 75.3891 | 72.637 | 71.2491 | 70.4139 | 0.092467 | 0.10164 | 0.095234 | 0.10651 | 0.11499 | 0.098033 | 0.11813 | 0.13148 | 0.1543 | 0.1788 | 0.18617 | 0.18 | 0.17202 | 0.18538 | 0.19178 | 0.19399 | 0.19265 | 0.18122 | 0.16222 | 0.12853 | 0.13325 | 0.1172 | 0.11004 | 0.099878
Portfolio Adjusted1-in-2AllSouth of Lugo2022January Monthly Peak | Portfolio Adjusted | 1-in-2 | All | South of Lugo | 2022 | January Monthly Peak | 1 | 5.2876 | 5.1279 | 4.9922 | 5.0088 | 5.1942 | 5.7928 | 6.7824 | 7.3218 | 8.0788 | 8.7286 | 9.0869 | 9.2543 | 9.2973 | 9.3748 | 9.2935 | 8.938 | 8.6031 | 8.7045 | 8.2424 | 7.8255 | 7.3947 | 6.8969 | 6.1994 | 5.7597 | -0.02815 | -0.024287 | -0.027206 | -0.029567 | -0.035388 | -0.026166 | -0.033289 | -0.032559 | -0.06336 | -0.049457 | -0.038021 | -0.026371 | -0.039032 | 0.0099935 | 0.18105 | 0.17349 | 0.13437 | 0.14269 | -0.019874 | -0.022726 | -0.0039772 | -0.01064 | -0.0072219 | -0.0061045 | 56.7618 | 55.9963 | 55.603 | 55.2881 | 54.2086 | 54.1256 | 55.0423 | 55.3293 | 55.9932 | 57.1619 | 58.617 | 59.0894 | 60.1589 | 61.1268 | 61.688 | 61.3731 | 61.7769 | 61.5323 | 60.2146 | 59.0837 | 58.5587 | 58.1881 | 57.2954 | 56.202 | 0.087789 | 0.095643 | 0.089864 | 0.10042 | 0.10705 | 0.092165 | 0.11301 | 0.12568 | 0.14707 | 0.16952 | 0.17428 | 0.17025 | 0.16568 | 0.17917 | 0.18521 | 0.18673 | 0.18581 | 0.17617 | 0.15919 | 0.12554 | 0.1274 | 0.11188 | 0.10368 | 0.094165
Portfolio Adjusted1-in-2AllSouth of Lugo2022February Monthly Peak | Portfolio Adjusted | 1-in-2 | All | South of Lugo | 2022 | February Monthly Peak | 2 | 5.301 | 5.1289 | 4.9915 | 5.0131 | 5.2038 | 5.8056 | 6.7441 | 7.3566 | 8.1309 | 8.7813 | 9.1454 | 9.3026 | 9.3652 | 9.4067 | 9.3285 | 9.0026 | 8.6974 | 8.6226 | 8.3393 | 7.9012 | 7.4461 | 6.9441 | 6.2433 | 5.7979 | -0.02817 | -0.024305 | -0.027226 | -0.02958 | -0.035421 | -0.026179 | -0.033365 | -0.032667 | -0.063536 | -0.049495 | -0.037966 | -0.026286 | -0.03886 | 0.0099407 | 0.18155 | 0.17441 | 0.13588 | 0.14113 | -0.019831 | -0.022716 | -0.0039772 | -0.010642 | -0.0072156 | -0.0061009 | 52.3174 | 51.5771 | 51.1869 | 50.7392 | 50.3492 | 49.9253 | 49.5061 | 49.6686 | 51.1315 | 54.8424 | 59.1551 | 63.2768 | 64.9351 | 65.8198 | 65.8019 | 64.6065 | 63.9756 | 63.6697 | 61.0642 | 59.078 | 58.2942 | 57.304 | 56.2641 | 55.0283 | 0.087907 | 0.095759 | 0.089971 | 0.1005 | 0.10718 | 0.092281 | 0.11329 | 0.12605 | 0.14746 | 0.16981 | 0.17439 | 0.17027 | 0.16574 | 0.17922 | 0.18527 | 0.1868 | 0.18595 | 0.17627 | 0.15931 | 0.1257 | 0.12754 | 0.11201 | 0.1037 | 0.094189
Portfolio Adjusted1-in-2AllSouth of Lugo2022March Monthly Peak | Portfolio Adjusted | 1-in-2 | All | South of Lugo | 2022 | March Monthly Peak | 3 | 5.5117 | 5.2989 | 5.1216 | 5.1118 | 5.3153 | 5.9164 | 6.8799 | 7.5623 | 8.391 | 9.0372 | 9.421 | 9.5562 | 9.5793 | 9.6589 | 9.6358 | 9.4029 | 9.0646 | 8.6246 | 8.0784 | 8.1588 | 7.7697 | 7.2571 | 6.5057 | 5.9693 | -0.030254 | -0.02609 | -0.028705 | -0.031088 | -0.037251 | -0.027462 | -0.03473 | -0.034762 | -0.068429 | -0.053027 | -0.040651 | -0.028072 | -0.041227 | 0.010561 | 0.18864 | 0.18335 | 0.14125 | 0.14072 | -0.020303 | -0.024099 | -0.0042862 | -0.011543 | -0.0077906 | -0.0064876 | 54.3629 | 53.2265 | 52.6766 | 52.6849 | 52.2928 | 51.7986 | 51.4251 | 51.8176 | 53.2313 | 54.8231 | 57.1599 | 59.8791 | 62.2905 | 64.1966 | 65.0425 | 65.3699 | 64.6198 | 63.4396 | 60.6969 | 58.5422 | 57.7508 | 56.7902 | 55.535 | 54.0341 | 0.092325 | 0.10114 | 0.093777 | 0.10477 | 0.11183 | 0.095245 | 0.11586 | 0.12985 | 0.15306 | 0.17605 | 0.18069 | 0.1754 | 0.16928 | 0.18284 | 0.18945 | 0.19157 | 0.191 | 0.17957 | 0.16101 | 0.12926 | 0.13358 | 0.11779 | 0.10955 | 0.098691
Portfolio Adjusted1-in-2AllSouth of Lugo2022April Monthly Peak | Portfolio Adjusted | 1-in-2 | All | South of Lugo | 2022 | April Monthly Peak | 4 | 5.4021 | 5.1814 | 5.0045 | 5.0053 | 5.1753 | 5.7568 | 6.5545 | 7.2218 | 8.1431 | 8.9598 | 9.5599 | 9.9113 | 10.0874 | 10.2576 | 10.294 | 10.0608 | 9.6379 | 8.9824 | 8.1675 | 8.1277 | 7.8214 | 7.2627 | 6.4654 | 5.8851 | -0.02945 | -0.025365 | -0.027893 | -0.030254 | -0.036163 | -0.026751 | -0.033619 | -0.033638 | -0.066706 | -0.052349 | -0.040651 | -0.028333 | -0.041895 | 0.010778 | 0.20006 | 0.19464 | 0.15043 | 0.14643 | -0.02029 | -0.023812 | -0.004214 | -0.011319 | -0.0076641 | -0.0063697 | 60.7969 | 60.2958 | 59.705 | 59.3068 | 58.5228 | 57.9922 | 57.695 | 57.7657 | 59.3636 | 62.5251 | 66.4387 | 70.2068 | 73.11 | 73.7656 | 73.5739 | 72.9172 | 71.4163 | 70.2058 | 68.9758 | 67.3655 | 64.9384 | 64.6483 | 63.5553 | 61.5261 | 0.090493 | 0.098853 | 0.091605 | 0.10234 | 0.10899 | 0.093474 | 0.11359 | 0.12754 | 0.15075 | 0.17447 | 0.18027 | 0.17567 | 0.1697 | 0.18345 | 0.19008 | 0.1922 | 0.19118 | 0.17952 | 0.16051 | 0.1282 | 0.13193 | 0.11615 | 0.10812 | 0.097211
Portfolio Adjusted1-in-2AllSouth of Lugo2022May Monthly Peak | Portfolio Adjusted | 1-in-2 | All | South of Lugo | 2022 | May Monthly Peak | 5 | 5.6317 | 5.4272 | 5.2304 | 5.2378 | 5.408 | 5.9829 | 6.7095 | 7.6446 | 8.7221 | 9.6862 | 10.333 | 10.667 | 10.7117 | 10.8471 | 10.8435 | 10.5627 | 10.0949 | 9.3175 | 8.4805 | 8.15 | 8.0232 | 7.4504 | 6.6848 | 6.1097 | -0.031182 | -0.027024 | -0.029683 | -0.032161 | -0.038604 | -0.028454 | -0.035364 | -0.03619 | -0.072472 | -0.057272 | -0.044448 | -0.030682 | -0.044891 | 0.011474 | 0.21102 | 0.20464 | 0.15756 | 0.15187 | -0.021223 | -0.02433 | -0.0043797 | -0.011758 | -0.0080691 | -0.0067569 | 62.7848 | 61.8977 | 61.0461 | 60.6579 | 60.4175 | 59.7826 | 59.7481 | 60.3575 | 62.4005 | 65.0672 | 68.4321 | 71.932 | 74.3029 | 74.5817 | 74.3739 | 74.5371 | 75.2783 | 75.2726 | 74.0322 | 71.5742 | 68.0794 | 65.4835 | 64.6994 | 63.9867 | 0.09426 | 0.10393 | 0.096262 | 0.10778 | 0.11524 | 0.097473 | 0.11695 | 0.13232 | 0.15759 | 0.18349 | 0.18955 | 0.18279 | 0.1745 | 0.18788 | 0.19433 | 0.19618 | 0.19477 | 0.18298 | 0.16388 | 0.12974 | 0.13534 | 0.11911 | 0.11236 | 0.1018
Portfolio Adjusted1-in-2AllSouth of Lugo2022June Monthly Peak | Portfolio Adjusted | 1-in-2 | All | South of Lugo | 2022 | June Monthly Peak | 6 | 5.8415 | 5.6105 | 5.4325 | 5.4244 | 5.6354 | 6.2324 | 6.9615 | 7.9266 | 9.0059 | 9.987 | 10.658 | 11.0116 | 11.0819 | 11.2434 | 11.2674 | 11.0172 | 10.5601 | 9.7822 | 8.8254 | 8.3667 | 8.2622 | 7.6958 | 6.9397 | 6.3338 | -0.034475 | -0.031518 | -0.033213 | -0.034668 | -0.040743 | -0.030668 | -0.038233 | -0.037547 | -0.070039 | -0.057492 | -0.045696 | -0.031782 | -0.043693 | 0.010542 | 0.21645 | 0.21096 | 0.16705 | 0.15955 | -0.019226 | -0.025055 | -0.007638 | -0.015083 | -0.01194 | -0.010733 | 64.8884 | 64.3122 | 63.5392 | 63.1392 | 62.9138 | 62.6994 | 62.5083 | 62.893 | 65.01 | 68.3228 | 71.2324 | 73.4212 | 74.0934 | 74.7488 | 75.0337 | 76.2238 | 77.4971 | 77.7945 | 77.5535 | 74.998 | 71.9957 | 68.5493 | 66.699 | 66.1292 | 0.09667 | 0.10616 | 0.098806 | 0.1103 | 0.11883 | 0.10008 | 0.11856 | 0.13292 | 0.15748 | 0.18238 | 0.18807 | 0.18131 | 0.17276 | 0.1861 | 0.1928 | 0.19504 | 0.194 | 0.1828 | 0.16385 | 0.12987 | 0.13615 | 0.12029 | 0.11464 | 0.10405
Portfolio Adjusted1-in-2AllSouth of Lugo2022July Monthly Peak | Portfolio Adjusted | 1-in-2 | All | South of Lugo | 2022 | July Monthly Peak | 7 | 6.0143 | 5.7999 | 5.6369 | 5.6224 | 5.84 | 6.5065 | 7.3629 | 8.3675 | 9.4851 | 10.5235 | 11.3134 | 11.6702 | 11.705 | 11.8366 | 11.7919 | 11.5855 | 11.1079 | 10.2598 | 9.2288 | 8.7054 | 8.5832 | 7.9913 | 7.1509 | 6.5253 | -0.038783 | -0.040297 | -0.038979 | -0.038041 | -0.041795 | -0.032808 | -0.042963 | -0.039288 | -0.061003 | -0.056905 | -0.048799 | -0.034596 | -0.041393 | 0.0082834 | 0.22133 | 0.21759 | 0.18139 | 0.16775 | -0.013078 | -0.025679 | -0.015889 | -0.022815 | -0.021057 | -0.020296 | 65.3298 | 65.2385 | 65.3711 | 65.6014 | 65.5503 | 65.3018 | 65.1278 | 65.4607 | 67.4787 | 70.4684 | 74.2743 | 77.2238 | 78.555 | 79.2902 | 80.4246 | 80.9725 | 81.7665 | 81.5767 | 80.6719 | 78.0816 | 74.2347 | 71.0327 | 69.6194 | 68.7731 | 0.094997 | 0.10437 | 0.097645 | 0.10918 | 0.1181 | 0.09955 | 0.11876 | 0.13261 | 0.15584 | 0.1795 | 0.18595 | 0.17931 | 0.17127 | 0.18429 | 0.19085 | 0.19378 | 0.19277 | 0.1814 | 0.16245 | 0.12842 | 0.1345 | 0.11867 | 0.11247 | 0.10214
Portfolio Adjusted1-in-2AllSouth of Lugo2022August Monthly Peak | Portfolio Adjusted | 1-in-2 | All | South of Lugo | 2022 | August Monthly Peak | 8 | 6.0569 | 5.8471 | 5.6765 | 5.6651 | 5.8957 | 6.6425 | 7.6197 | 8.6206 | 9.9041 | 11.1326 | 12.1267 | 12.5859 | 12.6835 | 12.8378 | 12.7824 | 12.4651 | 11.8594 | 10.9103 | 9.7246 | 9.3001 | 8.9258 | 8.1779 | 7.2446 | 6.6049 | -0.044977 | -0.054412 | -0.047384 | -0.042074 | -0.040942 | -0.03493 | -0.049539 | -0.041007 | -0.043754 | -0.0575 | -0.056065 | -0.041307 | -0.03858 | 0.0043334 | 0.23161 | 0.2272 | 0.20381 | 0.17889 | -0.0014565 | -0.027343 | -0.031141 | -0.036746 | -0.037104 | -0.037116 | 71.6814 | 70.8425 | 70.149 | 69.0642 | 68.7289 | 68.229 | 67.9823 | 68.3537 | 70.7392 | 75.4617 | 80.7495 | 84.4953 | 85.836 | 86.4493 | 87.4423 | 87.4313 | 88.6167 | 87.6267 | 86.2537 | 83.5074 | 78.2255 | 75.2083 | 73.8688 | 72.8639 | 0.093229 | 0.10234 | 0.09582 | 0.10716 | 0.1157 | 0.098734 | 0.11943 | 0.13351 | 0.15764 | 0.18329 | 0.19111 | 0.18425 | 0.17544 | 0.18882 | 0.19516 | 0.19733 | 0.19589 | 0.18458 | 0.16495 | 0.1307 | 0.13556 | 0.11894 | 0.11141 | 0.10107
Portfolio Adjusted1-in-2AllSouth of Lugo2022September Monthly Peak | Portfolio Adjusted | 1-in-2 | All | South of Lugo | 2022 | September Monthly Peak | 9 | 6.0065 | 5.8197 | 5.6378 | 5.6382 | 5.8852 | 6.6418 | 7.7469 | 8.639 | 9.8843 | 11.0578 | 11.9233 | 12.3171 | 12.3902 | 12.552 | 12.4594 | 12.0546 | 11.4785 | 10.5192 | 9.465 | 9.275 | 8.698 | 8.0063 | 7.1364 | 6.5219 | -0.040531 | -0.045268 | -0.041683 | -0.039249 | -0.041367 | -0.033967 | -0.046991 | -0.041256 | -0.057447 | -0.06067 | -0.054531 | -0.039215 | -0.042891 | 0.007345 | 0.23149 | 0.22438 | 0.19108 | 0.17209 | -0.0090813 | -0.027183 | -0.02156 | -0.0278 | -0.026733 | -0.026231 | 68.1246 | 67.4009 | 66.7931 | 65.9214 | 65.4512 | 65.227 | 65.1773 | 64.9697 | 66.7691 | 70.7106 | 75.1682 | 79.6279 | 83.0905 | 84.8275 | 85.8178 | 85.7347 | 85.6057 | 84.479 | 82.1636 | 79.6197 | 77.1006 | 75.7576 | 74.8091 | 73.8895 | 0.092884 | 0.10245 | 0.095561 | 0.10699 | 0.11608 | 0.099431 | 0.12088 | 0.13462 | 0.15983 | 0.18625 | 0.19336 | 0.18569 | 0.17624 | 0.18956 | 0.1953 | 0.19672 | 0.19517 | 0.18325 | 0.16404 | 0.13083 | 0.13473 | 0.11788 | 0.11068 | 0.10031
Portfolio Adjusted1-in-2AllSouth of Lugo2022October Monthly Peak | Portfolio Adjusted | 1-in-2 | All | South of Lugo | 2022 | October Monthly Peak | 10 | 5.4327 | 5.2415 | 5.1001 | 5.1047 | 5.254 | 5.8589 | 6.8835 | 7.5556 | 8.5785 | 9.6933 | 10.539 | 11.0771 | 11.3823 | 11.616 | 11.586 | 11.2073 | 10.6026 | 9.8653 | 9.1921 | 8.6992 | 8.0593 | 7.378 | 6.5291 | 5.9682 | -0.034973 | -0.038869 | -0.035899 | -0.033796 | -0.034613 | -0.028234 | -0.039037 | -0.033929 | -0.046741 | -0.050666 | -0.045968 | -0.03374 | -0.037455 | 0.0063102 | 0.21361 | 0.207 | 0.17658 | 0.1614 | -0.0079063 | -0.024369 | -0.019588 | -0.024946 | -0.02387 | -0.023527 | 68.1474 | 67.5953 | 66.6247 | 65.7115 | 65.2329 | 63.9734 | 63.5078 | 63.6192 | 65.1432 | 69.7131 | 76.0703 | 81.7248 | 85.1167 | 86.7331 | 88.4474 | 87.4836 | 85.9714 | 83.1772 | 81.0623 | 78.579 | 76.1578 | 74.2008 | 72.5836 | 70.7513 | 0.083682 | 0.090215 | 0.084511 | 0.094097 | 0.10001 | 0.087986 | 0.10893 | 0.12268 | 0.14506 | 0.16906 | 0.17569 | 0.17227 | 0.16775 | 0.1815 | 0.18759 | 0.18911 | 0.18753 | 0.17717 | 0.15879 | 0.12425 | 0.12463 | 0.10888 | 0.10017 | 0.090413
Portfolio Adjusted1-in-2AllSouth of Lugo2022November Monthly Peak | Portfolio Adjusted | 1-in-2 | All | South of Lugo | 2022 | November Monthly Peak | 11 | 5.2166 | 5.0345 | 4.9061 | 4.9403 | 5.1264 | 5.7185 | 6.4436 | 7.052 | 7.9346 | 8.7596 | 9.3342 | 9.6444 | 9.7452 | 9.8507 | 9.7793 | 9.3965 | 9.0555 | 8.9863 | 8.3466 | 7.8702 | 7.3924 | 6.8333 | 6.1023 | 5.6241 | -0.027844 | -0.023714 | -0.026488 | -0.02914 | -0.034902 | -0.025997 | -0.032382 | -0.032023 | -0.06386 | -0.050219 | -0.039079 | -0.027151 | -0.040105 | 0.010251 | 0.18967 | 0.18172 | 0.14166 | 0.14731 | -0.019849 | -0.022494 | -0.0039209 | -0.010505 | -0.007067 | -0.005942 | 58.0848 | 56.9822 | 56.2393 | 55.516 | 54.7001 | 54.1143 | 53.5595 | 53.7753 | 57.2459 | 60.4191 | 65.9338 | 71.1264 | 74.9665 | 76.1983 | 75.6873 | 74.8762 | 72.193 | 68.365 | 64.9662 | 63.5822 | 62.5532 | 61.2437 | 60.1911 | 59.4986 | 0.087322 | 0.094085 | 0.088173 | 0.099322 | 0.10593 | 0.091972 | 0.11171 | 0.12516 | 0.14804 | 0.17129 | 0.17716 | 0.17293 | 0.16779 | 0.18125 | 0.18748 | 0.18907 | 0.18796 | 0.17752 | 0.15965 | 0.12537 | 0.12663 | 0.1113 | 0.10232 | 0.092452
Portfolio Adjusted1-in-2AllSouth of Lugo2022December Monthly Peak | Portfolio Adjusted | 1-in-2 | All | South of Lugo | 2022 | December Monthly Peak | 12 | 5.3154 | 5.1515 | 5.0102 | 5.0185 | 5.2194 | 5.7799 | 6.786 | 7.3745 | 8.1332 | 8.6903 | 8.8992 | 8.8545 | 8.7021 | 8.5814 | 8.4122 | 8.1514 | 8.1628 | 8.3886 | 7.8951 | 7.5995 | 7.1918 | 6.7504 | 6.0836 | 5.6797 | -0.02773 | -0.023926 | -0.02683 | -0.029265 | -0.034913 | -0.025504 | -0.0323 | -0.031761 | -0.061965 | -0.04759 | -0.03597 | -0.024508 | -0.035732 | 0.0089777 | 0.16371 | 0.15811 | 0.12811 | 0.13785 | -0.018477 | -0.021307 | -0.0037428 | -0.010208 | -0.0068886 | -0.0058635 | 51.3242 | 49.8773 | 47.9276 | 47.0474 | 46.2379 | 45.5664 | 45.6166 | 45.4195 | 46.1885 | 49.3911 | 52.7134 | 54.7877 | 56.1158 | 56.4566 | 57.2845 | 57.3177 | 56.4816 | 55.2701 | 53.9604 | 53.3667 | 52.6503 | 51.4543 | 50.5067 | 49.3846 | 0.08782 | 0.095298 | 0.089554 | 0.10011 | 0.10641 | 0.091715 | 0.1129 | 0.12644 | 0.14792 | 0.16902 | 0.17248 | 0.16833 | 0.16471 | 0.17781 | 0.18425 | 0.18618 | 0.18602 | 0.17509 | 0.15779 | 0.12431 | 0.12463 | 0.11062 | 0.10137 | 0.09218
Portfolio Adjusted1-in-2AllSouth of Lugo2022Typical Event Day | Portfolio Adjusted | 1-in-2 | All | South of Lugo | 2022 | Typical Event Day | 8 | 5.9455 | 5.7487 | 5.5892 | 5.5803 | 5.8052 | 6.5325 | 7.4582 | 8.3408 | 9.458 | 10.5631 | 11.4584 | 11.8787 | 11.9517 | 12.1031 | 12.0619 | 11.7689 | 11.2066 | 10.3317 | 9.2715 | 8.9078 | 8.6202 | 7.9377 | 7.0656 | 6.4542 | -0.03898 | -0.0422 | -0.039856 | -0.038135 | -0.04078 | -0.032771 | -0.044031 | -0.039083 | -0.056625 | -0.056532 | -0.050123 | -0.035994 | -0.041077 | 0.0076076 | 0.22476 | 0.21959 | 0.18489 | 0.16888 | -0.010768 | -0.026015 | -0.018695 | -0.025223 | -0.023781 | -0.023214 | 67.506 | 66.9485 | 66.4631 | 65.9315 | 65.6611 | 65.3643 | 65.1989 | 65.4193 | 67.4992 | 71.2409 | 75.3561 | 78.692 | 80.3937 | 81.329 | 82.1796 | 82.5906 | 83.3715 | 82.8692 | 81.6607 | 79.0517 | 75.3891 | 72.637 | 71.2491 | 70.4139 | 0.092467 | 0.10164 | 0.095234 | 0.10651 | 0.11499 | 0.098033 | 0.11813 | 0.13148 | 0.1543 | 0.1788 | 0.18617 | 0.18 | 0.17202 | 0.18538 | 0.19178 | 0.19399 | 0.19265 | 0.18122 | 0.16222 | 0.12853 | 0.13325 | 0.1172 | 0.11004 | 0.099878
Portfolio Adjusted1-in-2AllSouth of Lugo2023January Monthly Peak | Portfolio Adjusted | 1-in-2 | All | South of Lugo | 2023 | January Monthly Peak | 1 | 5.2876 | 5.1279 | 4.9922 | 5.0088 | 5.1942 | 5.7928 | 6.7824 | 7.3218 | 8.0788 | 8.7286 | 9.0869 | 9.2543 | 9.2973 | 9.3748 | 9.2935 | 8.938 | 8.6031 | 8.7045 | 8.2424 | 7.8255 | 7.3947 | 6.8969 | 6.1994 | 5.7597 | -0.02815 | -0.024287 | -0.027206 | -0.029567 | -0.035388 | -0.026166 | -0.033289 | -0.032559 | -0.06336 | -0.049457 | -0.038021 | -0.026371 | -0.039032 | 0.0099935 | 0.18105 | 0.17349 | 0.13437 | 0.14269 | -0.019874 | -0.022726 | -0.0039772 | -0.01064 | -0.0072219 | -0.0061045 | 56.7618 | 55.9963 | 55.603 | 55.2881 | 54.2086 | 54.1256 | 55.0423 | 55.3293 | 55.9932 | 57.1619 | 58.617 | 59.0894 | 60.1589 | 61.1268 | 61.688 | 61.3731 | 61.7769 | 61.5323 | 60.2146 | 59.0837 | 58.5587 | 58.1881 | 57.2954 | 56.202 | 0.087789 | 0.095643 | 0.089864 | 0.10042 | 0.10705 | 0.092165 | 0.11301 | 0.12568 | 0.14707 | 0.16952 | 0.17428 | 0.17025 | 0.16568 | 0.17917 | 0.18521 | 0.18673 | 0.18581 | 0.17617 | 0.15919 | 0.12554 | 0.1274 | 0.11188 | 0.10368 | 0.094165
Portfolio Adjusted1-in-2AllSouth of Lugo2023February Monthly Peak | Portfolio Adjusted | 1-in-2 | All | South of Lugo | 2023 | February Monthly Peak | 2 | 5.301 | 5.1289 | 4.9915 | 5.0131 | 5.2038 | 5.8056 | 6.7441 | 7.3566 | 8.1309 | 8.7813 | 9.1454 | 9.3026 | 9.3652 | 9.4067 | 9.3285 | 9.0026 | 8.6974 | 8.6226 | 8.3393 | 7.9012 | 7.4461 | 6.9441 | 6.2433 | 5.7979 | -0.02817 | -0.024305 | -0.027226 | -0.02958 | -0.035421 | -0.026179 | -0.033365 | -0.032667 | -0.063536 | -0.049495 | -0.037966 | -0.026286 | -0.03886 | 0.0099407 | 0.18155 | 0.17442 | 0.13588 | 0.14113 | -0.019831 | -0.022716 | -0.0039772 | -0.010642 | -0.0072156 | -0.0061009 | 52.3174 | 51.5771 | 51.1869 | 50.7392 | 50.3492 | 49.9253 | 49.5061 | 49.6686 | 51.1315 | 54.8424 | 59.1551 | 63.2768 | 64.9351 | 65.8198 | 65.8019 | 64.6065 | 63.9756 | 63.6697 | 61.0642 | 59.078 | 58.2942 | 57.304 | 56.2641 | 55.0283 | 0.087907 | 0.095759 | 0.089971 | 0.1005 | 0.10718 | 0.092281 | 0.11329 | 0.12605 | 0.14746 | 0.16981 | 0.17439 | 0.17027 | 0.16574 | 0.17922 | 0.18527 | 0.1868 | 0.18595 | 0.17627 | 0.15931 | 0.1257 | 0.12754 | 0.11201 | 0.1037 | 0.094189
Portfolio Adjusted1-in-2AllSouth of Lugo2023March Monthly Peak | Portfolio Adjusted | 1-in-2 | All | South of Lugo | 2023 | March Monthly Peak | 3 | 5.5117 | 5.2989 | 5.1216 | 5.1118 | 5.3153 | 5.9164 | 6.8799 | 7.5623 | 8.391 | 9.0372 | 9.421 | 9.5562 | 9.5793 | 9.6589 | 9.6358 | 9.4029 | 9.0646 | 8.6246 | 8.0784 | 8.1588 | 7.7697 | 7.2571 | 6.5057 | 5.9693 | -0.030254 | -0.02609 | -0.028705 | -0.031088 | -0.037251 | -0.027462 | -0.03473 | -0.034762 | -0.068429 | -0.053027 | -0.040651 | -0.028072 | -0.041227 | 0.010561 | 0.18864 | 0.18335 | 0.14125 | 0.14072 | -0.020303 | -0.024099 | -0.0042862 | -0.011543 | -0.0077906 | -0.0064876 | 54.3629 | 53.2265 | 52.6766 | 52.6849 | 52.2928 | 51.7986 | 51.4251 | 51.8176 | 53.2313 | 54.8231 | 57.1599 | 59.8791 | 62.2905 | 64.1966 | 65.0425 | 65.3699 | 64.6198 | 63.4396 | 60.6969 | 58.5422 | 57.7508 | 56.7902 | 55.535 | 54.0341 | 0.092325 | 0.10114 | 0.093777 | 0.10477 | 0.11183 | 0.095245 | 0.11586 | 0.12985 | 0.15306 | 0.17605 | 0.18069 | 0.1754 | 0.16928 | 0.18284 | 0.18945 | 0.19157 | 0.191 | 0.17957 | 0.16101 | 0.12926 | 0.13358 | 0.11779 | 0.10955 | 0.098691
Portfolio Adjusted1-in-2AllSouth of Lugo2023April Monthly Peak | Portfolio Adjusted | 1-in-2 | All | South of Lugo | 2023 | April Monthly Peak | 4 | 5.4021 | 5.1814 | 5.0045 | 5.0053 | 5.1753 | 5.7568 | 6.5545 | 7.2218 | 8.1431 | 8.9598 | 9.5599 | 9.9113 | 10.0874 | 10.2576 | 10.294 | 10.0608 | 9.6379 | 8.9824 | 8.1675 | 8.1277 | 7.8214 | 7.2627 | 6.4654 | 5.8851 | -0.02945 | -0.025365 | -0.027893 | -0.030254 | -0.036163 | -0.026751 | -0.033619 | -0.033638 | -0.066706 | -0.052349 | -0.040651 | -0.028333 | -0.041895 | 0.010778 | 0.20006 | 0.19464 | 0.15043 | 0.14643 | -0.02029 | -0.023812 | -0.004214 | -0.011319 | -0.0076641 | -0.0063697 | 60.7969 | 60.2958 | 59.705 | 59.3068 | 58.5228 | 57.9922 | 57.695 | 57.7657 | 59.3636 | 62.5251 | 66.4387 | 70.2067 | 73.11 | 73.7656 | 73.5739 | 72.9172 | 71.4163 | 70.2058 | 68.9758 | 67.3655 | 64.9384 | 64.6483 | 63.5553 | 61.5261 | 0.090493 | 0.098853 | 0.091605 | 0.10234 | 0.10899 | 0.093474 | 0.11359 | 0.12754 | 0.15075 | 0.17447 | 0.18027 | 0.17567 | 0.1697 | 0.18345 | 0.19008 | 0.1922 | 0.19118 | 0.17952 | 0.16051 | 0.1282 | 0.13193 | 0.11615 | 0.10812 | 0.097211
Portfolio Adjusted1-in-2AllSouth of Lugo2023May Monthly Peak | Portfolio Adjusted | 1-in-2 | All | South of Lugo | 2023 | May Monthly Peak | 5 | 5.6317 | 5.4272 | 5.2304 | 5.2378 | 5.408 | 5.9829 | 6.7095 | 7.6446 | 8.7221 | 9.6862 | 10.333 | 10.667 | 10.7117 | 10.8471 | 10.8435 | 10.5627 | 10.0949 | 9.3175 | 8.4805 | 8.15 | 8.0232 | 7.4504 | 6.6848 | 6.1097 | -0.031182 | -0.027024 | -0.029683 | -0.032161 | -0.038604 | -0.028454 | -0.035364 | -0.03619 | -0.072472 | -0.057272 | -0.044448 | -0.030682 | -0.044891 | 0.011474 | 0.21102 | 0.20464 | 0.15756 | 0.15187 | -0.021223 | -0.02433 | -0.0043797 | -0.011758 | -0.0080691 | -0.0067569 | 62.7848 | 61.8977 | 61.0461 | 60.6579 | 60.4175 | 59.7826 | 59.7481 | 60.3575 | 62.4005 | 65.0672 | 68.4321 | 71.932 | 74.3029 | 74.5817 | 74.3739 | 74.5371 | 75.2783 | 75.2726 | 74.0322 | 71.5742 | 68.0794 | 65.4835 | 64.6994 | 63.9867 | 0.09426 | 0.10393 | 0.096262 | 0.10778 | 0.11524 | 0.097473 | 0.11695 | 0.13232 | 0.15759 | 0.18349 | 0.18955 | 0.18279 | 0.1745 | 0.18788 | 0.19433 | 0.19618 | 0.19477 | 0.18298 | 0.16388 | 0.12974 | 0.13534 | 0.11911 | 0.11236 | 0.1018
Portfolio Adjusted1-in-2AllSouth of Lugo2023June Monthly Peak | Portfolio Adjusted | 1-in-2 | All | South of Lugo | 2023 | June Monthly Peak | 6 | 5.8415 | 5.6105 | 5.4325 | 5.4244 | 5.6354 | 6.2324 | 6.9615 | 7.9266 | 9.0059 | 9.987 | 10.658 | 11.0116 | 11.0819 | 11.2434 | 11.2674 | 11.0172 | 10.5601 | 9.7822 | 8.8254 | 8.3667 | 8.2622 | 7.6958 | 6.9397 | 6.3338 | -0.034475 | -0.031518 | -0.033213 | -0.034668 | -0.040743 | -0.030668 | -0.038233 | -0.037547 | -0.070039 | -0.057492 | -0.045696 | -0.031782 | -0.043693 | 0.010542 | 0.21645 | 0.21096 | 0.16705 | 0.15955 | -0.019226 | -0.025055 | -0.007638 | -0.015083 | -0.01194 | -0.010733 | 64.8884 | 64.3122 | 63.5392 | 63.1392 | 62.9138 | 62.6994 | 62.5083 | 62.893 | 65.01 | 68.3228 | 71.2324 | 73.4212 | 74.0934 | 74.7488 | 75.0337 | 76.2238 | 77.4971 | 77.7945 | 77.5535 | 74.998 | 71.9957 | 68.5493 | 66.699 | 66.1292 | 0.09667 | 0.10616 | 0.098806 | 0.1103 | 0.11883 | 0.10008 | 0.11856 | 0.13292 | 0.15748 | 0.18238 | 0.18807 | 0.18131 | 0.17276 | 0.1861 | 0.1928 | 0.19504 | 0.194 | 0.1828 | 0.16385 | 0.12987 | 0.13615 | 0.12029 | 0.11464 | 0.10405
Portfolio Adjusted1-in-2AllSouth of Lugo2023July Monthly Peak | Portfolio Adjusted | 1-in-2 | All | South of Lugo | 2023 | July Monthly Peak | 7 | 6.0143 | 5.7999 | 5.6369 | 5.6224 | 5.84 | 6.5065 | 7.3629 | 8.3675 | 9.4851 | 10.5235 | 11.3134 | 11.6702 | 11.705 | 11.8366 | 11.7919 | 11.5855 | 11.1079 | 10.2598 | 9.2288 | 8.7054 | 8.5832 | 7.9913 | 7.1509 | 6.5253 | -0.038783 | -0.040297 | -0.038979 | -0.038041 | -0.041795 | -0.032808 | -0.042963 | -0.039288 | -0.061003 | -0.056905 | -0.048799 | -0.034596 | -0.041393 | 0.0082834 | 0.22133 | 0.21759 | 0.18139 | 0.16775 | -0.013078 | -0.025679 | -0.015889 | -0.022815 | -0.021057 | -0.020296 | 65.3298 | 65.2385 | 65.3711 | 65.6014 | 65.5503 | 65.3018 | 65.1278 | 65.4607 | 67.4787 | 70.4684 | 74.2743 | 77.2238 | 78.555 | 79.2902 | 80.4246 | 80.9725 | 81.7665 | 81.5767 | 80.6719 | 78.0816 | 74.2347 | 71.0327 | 69.6194 | 68.7731 | 0.094997 | 0.10437 | 0.097645 | 0.10918 | 0.1181 | 0.09955 | 0.11876 | 0.13261 | 0.15584 | 0.1795 | 0.18595 | 0.17931 | 0.17127 | 0.18429 | 0.19085 | 0.19378 | 0.19277 | 0.1814 | 0.16245 | 0.12842 | 0.1345 | 0.11867 | 0.11247 | 0.10214
Portfolio Adjusted1-in-2AllSouth of Lugo2023August Monthly Peak | Portfolio Adjusted | 1-in-2 | All | South of Lugo | 2023 | August Monthly Peak | 8 | 6.0569 | 5.8471 | 5.6765 | 5.6651 | 5.8957 | 6.6425 | 7.6197 | 8.6206 | 9.9041 | 11.1326 | 12.1267 | 12.5859 | 12.6835 | 12.8378 | 12.7824 | 12.4651 | 11.8594 | 10.9103 | 9.7246 | 9.3001 | 8.9258 | 8.1779 | 7.2446 | 6.6049 | -0.044977 | -0.054412 | -0.047384 | -0.042074 | -0.040942 | -0.03493 | -0.049539 | -0.041007 | -0.043754 | -0.0575 | -0.056065 | -0.041307 | -0.03858 | 0.0043334 | 0.23161 | 0.2272 | 0.20381 | 0.17889 | -0.0014565 | -0.027343 | -0.031141 | -0.036746 | -0.037104 | -0.037116 | 71.6814 | 70.8425 | 70.149 | 69.0642 | 68.7289 | 68.229 | 67.9823 | 68.3537 | 70.7392 | 75.4617 | 80.7495 | 84.4953 | 85.836 | 86.4493 | 87.4423 | 87.4313 | 88.6167 | 87.6267 | 86.2537 | 83.5074 | 78.2255 | 75.2083 | 73.8688 | 72.8639 | 0.093229 | 0.10234 | 0.09582 | 0.10716 | 0.1157 | 0.098734 | 0.11943 | 0.13351 | 0.15764 | 0.18329 | 0.19111 | 0.18425 | 0.17544 | 0.18882 | 0.19516 | 0.19733 | 0.19589 | 0.18458 | 0.16495 | 0.1307 | 0.13556 | 0.11894 | 0.11141 | 0.10107
Portfolio Adjusted1-in-2AllSouth of Lugo2023September Monthly Peak | Portfolio Adjusted | 1-in-2 | All | South of Lugo | 2023 | September Monthly Peak | 9 | 6.0065 | 5.8197 | 5.6378 | 5.6382 | 5.8852 | 6.6418 | 7.7469 | 8.639 | 9.8843 | 11.0578 | 11.9233 | 12.3171 | 12.3902 | 12.552 | 12.4594 | 12.0546 | 11.4785 | 10.5192 | 9.465 | 9.275 | 8.698 | 8.0063 | 7.1364 | 6.5219 | -0.040531 | -0.045268 | -0.041683 | -0.039249 | -0.041367 | -0.033967 | -0.046991 | -0.041256 | -0.057447 | -0.06067 | -0.054531 | -0.039215 | -0.042891 | 0.007345 | 0.23149 | 0.22438 | 0.19108 | 0.17209 | -0.0090813 | -0.027183 | -0.02156 | -0.0278 | -0.026733 | -0.026231 | 68.1246 | 67.4009 | 66.7931 | 65.9214 | 65.4512 | 65.2271 | 65.1773 | 64.9697 | 66.7691 | 70.7106 | 75.1682 | 79.6279 | 83.0905 | 84.8275 | 85.8178 | 85.7347 | 85.6057 | 84.479 | 82.1636 | 79.6197 | 77.1006 | 75.7576 | 74.8091 | 73.8895 | 0.092884 | 0.10245 | 0.095561 | 0.10699 | 0.11608 | 0.099431 | 0.12088 | 0.13462 | 0.15983 | 0.18625 | 0.19336 | 0.18569 | 0.17624 | 0.18956 | 0.1953 | 0.19672 | 0.19517 | 0.18325 | 0.16404 | 0.13083 | 0.13473 | 0.11788 | 0.11068 | 0.10031
Portfolio Adjusted1-in-2AllSouth of Lugo2023October Monthly Peak | Portfolio Adjusted | 1-in-2 | All | South of Lugo | 2023 | October Monthly Peak | 10 | 5.4327 | 5.2415 | 5.1001 | 5.1047 | 5.254 | 5.8589 | 6.8835 | 7.5556 | 8.5785 | 9.6933 | 10.539 | 11.0771 | 11.3823 | 11.616 | 11.586 | 11.2073 | 10.6026 | 9.8653 | 9.1921 | 8.6992 | 8.0593 | 7.378 | 6.5291 | 5.9682 | -0.034973 | -0.038869 | -0.035899 | -0.033796 | -0.034613 | -0.028234 | -0.039037 | -0.033929 | -0.046741 | -0.050666 | -0.045968 | -0.03374 | -0.037455 | 0.0063102 | 0.21361 | 0.207 | 0.17658 | 0.1614 | -0.0079063 | -0.024369 | -0.019588 | -0.024946 | -0.02387 | -0.023527 | 68.1474 | 67.5953 | 66.6247 | 65.7115 | 65.2329 | 63.9734 | 63.5078 | 63.6192 | 65.1432 | 69.7131 | 76.0703 | 81.7248 | 85.1167 | 86.7331 | 88.4474 | 87.4836 | 85.9714 | 83.1772 | 81.0623 | 78.579 | 76.1578 | 74.2008 | 72.5837 | 70.7512 | 0.083682 | 0.090215 | 0.084511 | 0.094097 | 0.10001 | 0.087986 | 0.10893 | 0.12268 | 0.14506 | 0.16906 | 0.17569 | 0.17227 | 0.16775 | 0.1815 | 0.18759 | 0.18911 | 0.18753 | 0.17717 | 0.15879 | 0.12425 | 0.12463 | 0.10888 | 0.10017 | 0.090413
Portfolio Adjusted1-in-2AllSouth of Lugo2023November Monthly Peak | Portfolio Adjusted | 1-in-2 | All | South of Lugo | 2023 | November Monthly Peak | 11 | 5.2166 | 5.0345 | 4.9061 | 4.9403 | 5.1264 | 5.7185 | 6.4436 | 7.052 | 7.9346 | 8.7596 | 9.3342 | 9.6444 | 9.7452 | 9.8507 | 9.7793 | 9.3965 | 9.0555 | 8.9863 | 8.3466 | 7.8702 | 7.3924 | 6.8333 | 6.1023 | 5.6241 | -0.027844 | -0.023714 | -0.026488 | -0.02914 | -0.034902 | -0.025997 | -0.032382 | -0.032023 | -0.06386 | -0.050219 | -0.039079 | -0.027151 | -0.040105 | 0.010251 | 0.18967 | 0.18172 | 0.14166 | 0.14731 | -0.019849 | -0.022494 | -0.0039209 | -0.010505 | -0.007067 | -0.005942 | 58.0848 | 56.9822 | 56.2393 | 55.516 | 54.7001 | 54.1143 | 53.5595 | 53.7753 | 57.2459 | 60.4191 | 65.9338 | 71.1264 | 74.9665 | 76.1983 | 75.6873 | 74.8762 | 72.193 | 68.365 | 64.9662 | 63.5822 | 62.5532 | 61.2437 | 60.1911 | 59.4986 | 0.087322 | 0.094085 | 0.088173 | 0.099322 | 0.10593 | 0.091972 | 0.11171 | 0.12516 | 0.14804 | 0.17129 | 0.17716 | 0.17293 | 0.16779 | 0.18125 | 0.18748 | 0.18907 | 0.18796 | 0.17752 | 0.15964 | 0.12537 | 0.12663 | 0.1113 | 0.10232 | 0.092452
Portfolio Adjusted1-in-2AllSouth of Lugo2023December Monthly Peak | Portfolio Adjusted | 1-in-2 | All | South of Lugo | 2023 | December Monthly Peak | 12 | 5.3154 | 5.1515 | 5.0102 | 5.0185 | 5.2194 | 5.7799 | 6.786 | 7.3745 | 8.1332 | 8.6903 | 8.8992 | 8.8545 | 8.7021 | 8.5814 | 8.4122 | 8.1514 | 8.1628 | 8.3886 | 7.8951 | 7.5995 | 7.1918 | 6.7504 | 6.0836 | 5.6797 | -0.02773 | -0.023926 | -0.02683 | -0.029265 | -0.034913 | -0.025504 | -0.0323 | -0.031761 | -0.061965 | -0.04759 | -0.03597 | -0.024508 | -0.035732 | 0.0089777 | 0.16371 | 0.15811 | 0.12811 | 0.13785 | -0.018477 | -0.021307 | -0.0037428 | -0.010208 | -0.0068886 | -0.0058635 | 51.3242 | 49.8773 | 47.9276 | 47.0474 | 46.2379 | 45.5664 | 45.6166 | 45.4195 | 46.1885 | 49.3911 | 52.7134 | 54.7877 | 56.1158 | 56.4566 | 57.2845 | 57.3176 | 56.4816 | 55.2701 | 53.9604 | 53.3667 | 52.6503 | 51.4543 | 50.5067 | 49.3846 | 0.08782 | 0.095298 | 0.089554 | 0.10011 | 0.10641 | 0.091715 | 0.1129 | 0.12644 | 0.14792 | 0.16902 | 0.17248 | 0.16833 | 0.16471 | 0.17781 | 0.18425 | 0.18618 | 0.18602 | 0.17509 | 0.15779 | 0.12431 | 0.12463 | 0.11062 | 0.10137 | 0.09218
Portfolio Adjusted1-in-2AllSouth of Lugo2023Typical Event Day | Portfolio Adjusted | 1-in-2 | All | South of Lugo | 2023 | Typical Event Day | 8 | 5.9455 | 5.7487 | 5.5892 | 5.5803 | 5.8052 | 6.5325 | 7.4582 | 8.3408 | 9.458 | 10.5631 | 11.4584 | 11.8787 | 11.9517 | 12.1031 | 12.0619 | 11.7689 | 11.2066 | 10.3317 | 9.2715 | 8.9078 | 8.6202 | 7.9377 | 7.0656 | 6.4542 | -0.03898 | -0.0422 | -0.039856 | -0.038135 | -0.04078 | -0.032771 | -0.044031 | -0.039083 | -0.056625 | -0.056532 | -0.050123 | -0.035994 | -0.041077 | 0.0076076 | 0.22476 | 0.21959 | 0.18489 | 0.16888 | -0.010768 | -0.026015 | -0.018695 | -0.025223 | -0.023781 | -0.023214 | 67.506 | 66.9485 | 66.4631 | 65.9315 | 65.6611 | 65.3643 | 65.1989 | 65.4193 | 67.4992 | 71.2409 | 75.3561 | 78.692 | 80.3937 | 81.329 | 82.1796 | 82.5906 | 83.3715 | 82.8692 | 81.6607 | 79.0517 | 75.3891 | 72.637 | 71.2491 | 70.4139 | 0.092467 | 0.10164 | 0.095234 | 0.10651 | 0.11499 | 0.098033 | 0.11813 | 0.13148 | 0.1543 | 0.1788 | 0.18617 | 0.18 | 0.17202 | 0.18538 | 0.19178 | 0.19399 | 0.19265 | 0.18122 | 0.16222 | 0.12853 | 0.13325 | 0.1172 | 0.11004 | 0.099878
Portfolio Adjusted1-in-2AllSouth of Lugo2024January Monthly Peak | Portfolio Adjusted | 1-in-2 | All | South of Lugo | 2024 | January Monthly Peak | 1 | 5.2876 | 5.1279 | 4.9922 | 5.0088 | 5.1942 | 5.7928 | 6.7824 | 7.3218 | 8.0788 | 8.7286 | 9.0869 | 9.2543 | 9.2973 | 9.3748 | 9.2935 | 8.938 | 8.6031 | 8.7045 | 8.2424 | 7.8255 | 7.3947 | 6.8969 | 6.1994 | 5.7597 | -0.02815 | -0.024287 | -0.027206 | -0.029567 | -0.035388 | -0.026166 | -0.033289 | -0.032559 | -0.06336 | -0.049457 | -0.038021 | -0.026371 | -0.039032 | 0.0099935 | 0.18105 | 0.17349 | 0.13437 | 0.14269 | -0.019874 | -0.022726 | -0.0039772 | -0.01064 | -0.0072219 | -0.0061045 | 56.7618 | 55.9963 | 55.603 | 55.2881 | 54.2086 | 54.1256 | 55.0423 | 55.3293 | 55.9932 | 57.1619 | 58.617 | 59.0894 | 60.1589 | 61.1268 | 61.688 | 61.3731 | 61.7769 | 61.5323 | 60.2146 | 59.0837 | 58.5587 | 58.1881 | 57.2954 | 56.202 | 0.087789 | 0.095643 | 0.089864 | 0.10042 | 0.10705 | 0.092165 | 0.11301 | 0.12568 | 0.14707 | 0.16952 | 0.17428 | 0.17025 | 0.16568 | 0.17917 | 0.18521 | 0.18673 | 0.18581 | 0.17617 | 0.15919 | 0.12554 | 0.1274 | 0.11188 | 0.10368 | 0.094165
Portfolio Adjusted1-in-2AllSouth of Lugo2024February Monthly Peak | Portfolio Adjusted | 1-in-2 | All | South of Lugo | 2024 | February Monthly Peak | 2 | 5.301 | 5.1289 | 4.9915 | 5.0131 | 5.2038 | 5.8056 | 6.7441 | 7.3566 | 8.1309 | 8.7813 | 9.1454 | 9.3026 | 9.3652 | 9.4067 | 9.3285 | 9.0026 | 8.6974 | 8.6226 | 8.3393 | 7.9012 | 7.4461 | 6.9441 | 6.2433 | 5.7979 | -0.02817 | -0.024305 | -0.027226 | -0.02958 | -0.035421 | -0.026179 | -0.033365 | -0.032667 | -0.063536 | -0.049495 | -0.037966 | -0.026286 | -0.03886 | 0.0099407 | 0.18155 | 0.17441 | 0.13588 | 0.14113 | -0.019831 | -0.022716 | -0.0039772 | -0.010642 | -0.0072156 | -0.0061009 | 52.3174 | 51.5771 | 51.1869 | 50.7392 | 50.3492 | 49.9253 | 49.5061 | 49.6686 | 51.1315 | 54.8424 | 59.1551 | 63.2768 | 64.9351 | 65.8198 | 65.8019 | 64.6065 | 63.9756 | 63.6697 | 61.0642 | 59.078 | 58.2942 | 57.304 | 56.2641 | 55.0283 | 0.087907 | 0.095759 | 0.089971 | 0.1005 | 0.10718 | 0.092281 | 0.11329 | 0.12605 | 0.14746 | 0.16981 | 0.17439 | 0.17027 | 0.16574 | 0.17922 | 0.18527 | 0.1868 | 0.18595 | 0.17627 | 0.15931 | 0.1257 | 0.12754 | 0.11201 | 0.1037 | 0.094189
Portfolio Adjusted1-in-2AllSouth of Lugo2024March Monthly Peak | Portfolio Adjusted | 1-in-2 | All | South of Lugo | 2024 | March Monthly Peak | 3 | 5.5117 | 5.2989 | 5.1216 | 5.1118 | 5.3153 | 5.9164 | 6.8799 | 7.5623 | 8.391 | 9.0372 | 9.421 | 9.5562 | 9.5793 | 9.6589 | 9.6358 | 9.4029 | 9.0646 | 8.6246 | 8.0784 | 8.1588 | 7.7697 | 7.2571 | 6.5057 | 5.9693 | -0.030254 | -0.02609 | -0.028705 | -0.031088 | -0.037251 | -0.027462 | -0.03473 | -0.034762 | -0.068429 | -0.053027 | -0.040651 | -0.028072 | -0.041227 | 0.010561 | 0.18864 | 0.18335 | 0.14125 | 0.14072 | -0.020303 | -0.024099 | -0.0042862 | -0.011543 | -0.0077906 | -0.0064876 | 54.3629 | 53.2265 | 52.6766 | 52.6849 | 52.2928 | 51.7986 | 51.4251 | 51.8176 | 53.2313 | 54.8231 | 57.1599 | 59.8791 | 62.2905 | 64.1966 | 65.0425 | 65.3699 | 64.6198 | 63.4396 | 60.6969 | 58.5422 | 57.7508 | 56.7901 | 55.535 | 54.0341 | 0.092325 | 0.10114 | 0.093777 | 0.10477 | 0.11183 | 0.095245 | 0.11586 | 0.12985 | 0.15306 | 0.17605 | 0.18069 | 0.1754 | 0.16928 | 0.18284 | 0.18945 | 0.19157 | 0.191 | 0.17957 | 0.16101 | 0.12926 | 0.13358 | 0.11779 | 0.10955 | 0.098691
Portfolio Adjusted1-in-2AllSouth of Lugo2024April Monthly Peak | Portfolio Adjusted | 1-in-2 | All | South of Lugo | 2024 | April Monthly Peak | 4 | 5.4021 | 5.1814 | 5.0045 | 5.0053 | 5.1753 | 5.7568 | 6.5545 | 7.2218 | 8.1431 | 8.9598 | 9.5599 | 9.9113 | 10.0874 | 10.2576 | 10.294 | 10.0608 | 9.6379 | 8.9824 | 8.1675 | 8.1277 | 7.8214 | 7.2627 | 6.4654 | 5.8851 | -0.02945 | -0.025365 | -0.027893 | -0.030254 | -0.036163 | -0.026751 | -0.033619 | -0.033638 | -0.066706 | -0.052349 | -0.040651 | -0.028333 | -0.041895 | 0.010778 | 0.20006 | 0.19464 | 0.15043 | 0.14643 | -0.02029 | -0.023812 | -0.004214 | -0.011319 | -0.0076641 | -0.0063697 | 60.7969 | 60.2958 | 59.705 | 59.3068 | 58.5228 | 57.9922 | 57.695 | 57.7657 | 59.3636 | 62.5251 | 66.4387 | 70.2068 | 73.11 | 73.7656 | 73.5739 | 72.9172 | 71.4163 | 70.2058 | 68.9758 | 67.3655 | 64.9384 | 64.6483 | 63.5553 | 61.5261 | 0.090493 | 0.098853 | 0.091605 | 0.10234 | 0.10899 | 0.093474 | 0.11359 | 0.12754 | 0.15075 | 0.17447 | 0.18027 | 0.17567 | 0.1697 | 0.18345 | 0.19008 | 0.1922 | 0.19118 | 0.17952 | 0.16051 | 0.1282 | 0.13193 | 0.11615 | 0.10812 | 0.097211
Portfolio Adjusted1-in-2AllSouth of Lugo2024May Monthly Peak | Portfolio Adjusted | 1-in-2 | All | South of Lugo | 2024 | May Monthly Peak | 5 | 5.6317 | 5.4272 | 5.2304 | 5.2378 | 5.408 | 5.9829 | 6.7095 | 7.6446 | 8.7221 | 9.6862 | 10.333 | 10.667 | 10.7117 | 10.8471 | 10.8435 | 10.5627 | 10.0949 | 9.3175 | 8.4805 | 8.15 | 8.0232 | 7.4504 | 6.6848 | 6.1097 | -0.031182 | -0.027024 | -0.029683 | -0.032161 | -0.038604 | -0.028454 | -0.035364 | -0.03619 | -0.072472 | -0.057272 | -0.044448 | -0.030682 | -0.044891 | 0.011474 | 0.21102 | 0.20464 | 0.15756 | 0.15187 | -0.021223 | -0.02433 | -0.0043797 | -0.011758 | -0.0080691 | -0.0067569 | 62.7848 | 61.8977 | 61.0461 | 60.6579 | 60.4175 | 59.7826 | 59.7481 | 60.3575 | 62.4005 | 65.0672 | 68.4321 | 71.932 | 74.3029 | 74.5817 | 74.3739 | 74.5371 | 75.2783 | 75.2726 | 74.0322 | 71.5742 | 68.0794 | 65.4835 | 64.6994 | 63.9867 | 0.09426 | 0.10393 | 0.096262 | 0.10778 | 0.11524 | 0.097473 | 0.11695 | 0.13232 | 0.15759 | 0.18349 | 0.18955 | 0.18279 | 0.1745 | 0.18788 | 0.19433 | 0.19618 | 0.19477 | 0.18298 | 0.16388 | 0.12974 | 0.13534 | 0.11911 | 0.11236 | 0.1018
Portfolio Adjusted1-in-2AllSouth of Lugo2024June Monthly Peak | Portfolio Adjusted | 1-in-2 | All | South of Lugo | 2024 | June Monthly Peak | 6 | 5.8415 | 5.6105 | 5.4325 | 5.4244 | 5.6354 | 6.2324 | 6.9615 | 7.9266 | 9.0059 | 9.987 | 10.658 | 11.0116 | 11.0819 | 11.2434 | 11.2674 | 11.0172 | 10.5601 | 9.7822 | 8.8254 | 8.3667 | 8.2622 | 7.6958 | 6.9397 | 6.3338 | -0.034475 | -0.031518 | -0.033213 | -0.034668 | -0.040743 | -0.030668 | -0.038233 | -0.037547 | -0.070039 | -0.057492 | -0.045696 | -0.031782 | -0.043693 | 0.010542 | 0.21645 | 0.21096 | 0.16705 | 0.15955 | -0.019226 | -0.025055 | -0.007638 | -0.015083 | -0.01194 | -0.010733 | 64.8884 | 64.3122 | 63.5392 | 63.1392 | 62.9138 | 62.6994 | 62.5083 | 62.893 | 65.01 | 68.3228 | 71.2324 | 73.4212 | 74.0934 | 74.7488 | 75.0337 | 76.2238 | 77.4971 | 77.7945 | 77.5535 | 74.998 | 71.9957 | 68.5493 | 66.699 | 66.1292 | 0.09667 | 0.10616 | 0.098806 | 0.1103 | 0.11883 | 0.10008 | 0.11856 | 0.13292 | 0.15748 | 0.18238 | 0.18807 | 0.18131 | 0.17276 | 0.1861 | 0.1928 | 0.19504 | 0.194 | 0.1828 | 0.16385 | 0.12987 | 0.13615 | 0.12029 | 0.11464 | 0.10405
Portfolio Adjusted1-in-2AllSouth of Lugo2024July Monthly Peak | Portfolio Adjusted | 1-in-2 | All | South of Lugo | 2024 | July Monthly Peak | 7 | 6.0143 | 5.7999 | 5.6369 | 5.6224 | 5.84 | 6.5065 | 7.3629 | 8.3675 | 9.4851 | 10.5235 | 11.3134 | 11.6702 | 11.705 | 11.8366 | 11.7919 | 11.5855 | 11.1079 | 10.2598 | 9.2288 | 8.7054 | 8.5832 | 7.9913 | 7.1509 | 6.5253 | -0.038783 | -0.040297 | -0.038979 | -0.038041 | -0.041795 | -0.032808 | -0.042963 | -0.039288 | -0.061003 | -0.056905 | -0.048799 | -0.034596 | -0.041393 | 0.0082834 | 0.22133 | 0.21759 | 0.18139 | 0.16775 | -0.013078 | -0.025679 | -0.015889 | -0.022815 | -0.021057 | -0.020296 | 65.3298 | 65.2385 | 65.3711 | 65.6014 | 65.5503 | 65.3018 | 65.1278 | 65.4607 | 67.4787 | 70.4684 | 74.2743 | 77.2238 | 78.555 | 79.2902 | 80.4246 | 80.9725 | 81.7665 | 81.5767 | 80.6719 | 78.0816 | 74.2347 | 71.0327 | 69.6194 | 68.7731 | 0.094997 | 0.10437 | 0.097645 | 0.10918 | 0.1181 | 0.09955 | 0.11876 | 0.13261 | 0.15584 | 0.1795 | 0.18595 | 0.17931 | 0.17127 | 0.18429 | 0.19085 | 0.19378 | 0.19277 | 0.1814 | 0.16245 | 0.12842 | 0.1345 | 0.11867 | 0.11247 | 0.10214
Portfolio Adjusted1-in-2AllSouth of Lugo2024August Monthly Peak | Portfolio Adjusted | 1-in-2 | All | South of Lugo | 2024 | August Monthly Peak | 8 | 6.0569 | 5.8471 | 5.6765 | 5.6651 | 5.8957 | 6.6425 | 7.6197 | 8.6206 | 9.9041 | 11.1326 | 12.1267 | 12.5859 | 12.6835 | 12.8378 | 12.7824 | 12.4651 | 11.8594 | 10.9103 | 9.7246 | 9.3001 | 8.9258 | 8.1779 | 7.2446 | 6.6049 | -0.044977 | -0.054412 | -0.047384 | -0.042074 | -0.040942 | -0.03493 | -0.049539 | -0.041007 | -0.043754 | -0.0575 | -0.056065 | -0.041307 | -0.03858 | 0.0043334 | 0.23161 | 0.2272 | 0.20381 | 0.17889 | -0.0014565 | -0.027343 | -0.031141 | -0.036746 | -0.037104 | -0.037116 | 71.6814 | 70.8425 | 70.149 | 69.0642 | 68.7289 | 68.229 | 67.9823 | 68.3537 | 70.7392 | 75.4617 | 80.7495 | 84.4953 | 85.836 | 86.4493 | 87.4423 | 87.4313 | 88.6167 | 87.6267 | 86.2537 | 83.5074 | 78.2255 | 75.2083 | 73.8688 | 72.8639 | 0.093229 | 0.10234 | 0.09582 | 0.10716 | 0.1157 | 0.098734 | 0.11943 | 0.13351 | 0.15764 | 0.18329 | 0.19111 | 0.18425 | 0.17544 | 0.18882 | 0.19516 | 0.19733 | 0.19589 | 0.18458 | 0.16495 | 0.1307 | 0.13556 | 0.11894 | 0.11141 | 0.10107
Portfolio Adjusted1-in-2AllSouth of Lugo2024September Monthly Peak | Portfolio Adjusted | 1-in-2 | All | South of Lugo | 2024 | September Monthly Peak | 9 | 6.0065 | 5.8197 | 5.6378 | 5.6382 | 5.8852 | 6.6418 | 7.7469 | 8.639 | 9.8843 | 11.0578 | 11.9233 | 12.3171 | 12.3902 | 12.552 | 12.4594 | 12.0546 | 11.4785 | 10.5192 | 9.465 | 9.275 | 8.698 | 8.0063 | 7.1364 | 6.5219 | -0.040531 | -0.045268 | -0.041683 | -0.039249 | -0.041367 | -0.033967 | -0.046991 | -0.041256 | -0.057447 | -0.06067 | -0.054531 | -0.039215 | -0.042891 | 0.007345 | 0.23149 | 0.22438 | 0.19108 | 0.17209 | -0.0090813 | -0.027183 | -0.02156 | -0.0278 | -0.026733 | -0.026231 | 68.1246 | 67.4009 | 66.7931 | 65.9214 | 65.4512 | 65.227 | 65.1773 | 64.9697 | 66.7691 | 70.7106 | 75.1682 | 79.6279 | 83.0905 | 84.8275 | 85.8178 | 85.7347 | 85.6057 | 84.479 | 82.1636 | 79.6197 | 77.1006 | 75.7576 | 74.8091 | 73.8895 | 0.092884 | 0.10245 | 0.095561 | 0.10699 | 0.11608 | 0.099431 | 0.12088 | 0.13462 | 0.15983 | 0.18625 | 0.19336 | 0.18569 | 0.17624 | 0.18956 | 0.1953 | 0.19672 | 0.19517 | 0.18325 | 0.16404 | 0.13083 | 0.13473 | 0.11788 | 0.11068 | 0.10031
Portfolio Adjusted1-in-2AllSouth of Lugo2024October Monthly Peak | Portfolio Adjusted | 1-in-2 | All | South of Lugo | 2024 | October Monthly Peak | 10 | 5.4327 | 5.2415 | 5.1001 | 5.1047 | 5.254 | 5.8589 | 6.8835 | 7.5556 | 8.5785 | 9.6933 | 10.539 | 11.0771 | 11.3823 | 11.616 | 11.586 | 11.2073 | 10.6026 | 9.8653 | 9.1921 | 8.6992 | 8.0593 | 7.378 | 6.5291 | 5.9682 | -0.034973 | -0.038869 | -0.035899 | -0.033796 | -0.034613 | -0.028234 | -0.039037 | -0.033929 | -0.046741 | -0.050666 | -0.045968 | -0.03374 | -0.037455 | 0.0063102 | 0.21361 | 0.207 | 0.17658 | 0.1614 | -0.0079063 | -0.024369 | -0.019588 | -0.024946 | -0.02387 | -0.023527 | 68.1474 | 67.5953 | 66.6247 | 65.7115 | 65.2329 | 63.9734 | 63.5078 | 63.6192 | 65.1432 | 69.7131 | 76.0703 | 81.7248 | 85.1167 | 86.7331 | 88.4474 | 87.4836 | 85.9714 | 83.1772 | 81.0623 | 78.579 | 76.1578 | 74.2008 | 72.5837 | 70.7513 | 0.083682 | 0.090215 | 0.084511 | 0.094097 | 0.10001 | 0.087986 | 0.10893 | 0.12268 | 0.14506 | 0.16906 | 0.17569 | 0.17227 | 0.16775 | 0.1815 | 0.18759 | 0.18911 | 0.18753 | 0.17717 | 0.15879 | 0.12425 | 0.12463 | 0.10888 | 0.10017 | 0.090413
Portfolio Adjusted1-in-2AllSouth of Lugo2024November Monthly Peak | Portfolio Adjusted | 1-in-2 | All | South of Lugo | 2024 | November Monthly Peak | 11 | 5.2166 | 5.0345 | 4.9061 | 4.9403 | 5.1264 | 5.7185 | 6.4436 | 7.052 | 7.9346 | 8.7596 | 9.3342 | 9.6444 | 9.7452 | 9.8507 | 9.7793 | 9.3965 | 9.0555 | 8.9863 | 8.3466 | 7.8702 | 7.3924 | 6.8333 | 6.1023 | 5.6241 | -0.027844 | -0.023714 | -0.026488 | -0.02914 | -0.034902 | -0.025997 | -0.032382 | -0.032023 | -0.06386 | -0.050219 | -0.039079 | -0.027151 | -0.040105 | 0.010251 | 0.18967 | 0.18172 | 0.14166 | 0.14731 | -0.019849 | -0.022494 | -0.0039209 | -0.010505 | -0.007067 | -0.005942 | 58.0848 | 56.9822 | 56.2393 | 55.516 | 54.7001 | 54.1143 | 53.5595 | 53.7753 | 57.2459 | 60.4191 | 65.9338 | 71.1264 | 74.9665 | 76.1983 | 75.6873 | 74.8762 | 72.193 | 68.365 | 64.9662 | 63.5822 | 62.5532 | 61.2437 | 60.1911 | 59.4986 | 0.087322 | 0.094085 | 0.088173 | 0.099322 | 0.10593 | 0.091972 | 0.11171 | 0.12516 | 0.14804 | 0.17129 | 0.17716 | 0.17293 | 0.16779 | 0.18125 | 0.18748 | 0.18907 | 0.18796 | 0.17752 | 0.15965 | 0.12537 | 0.12663 | 0.1113 | 0.10232 | 0.092452
Portfolio Adjusted1-in-2AllSouth of Lugo2024December Monthly Peak | Portfolio Adjusted | 1-in-2 | All | South of Lugo | 2024 | December Monthly Peak | 12 | 5.3154 | 5.1515 | 5.0102 | 5.0185 | 5.2194 | 5.7799 | 6.786 | 7.3745 | 8.1332 | 8.6903 | 8.8992 | 8.8545 | 8.7021 | 8.5814 | 8.4122 | 8.1514 | 8.1628 | 8.3886 | 7.8951 | 7.5995 | 7.1918 | 6.7504 | 6.0836 | 5.6797 | -0.02773 | -0.023926 | -0.02683 | -0.029265 | -0.034913 | -0.025504 | -0.0323 | -0.031761 | -0.061965 | -0.04759 | -0.03597 | -0.024508 | -0.035732 | 0.0089777 | 0.16371 | 0.15811 | 0.12811 | 0.13785 | -0.018477 | -0.021307 | -0.0037428 | -0.010208 | -0.0068886 | -0.0058635 | 51.3242 | 49.8773 | 47.9276 | 47.0474 | 46.2379 | 45.5664 | 45.6166 | 45.4195 | 46.1885 | 49.3911 | 52.7134 | 54.7877 | 56.1158 | 56.4566 | 57.2845 | 57.3176 | 56.4816 | 55.2701 | 53.9604 | 53.3667 | 52.6503 | 51.4543 | 50.5067 | 49.3846 | 0.08782 | 0.095298 | 0.089554 | 0.10011 | 0.10641 | 0.091715 | 0.1129 | 0.12644 | 0.14792 | 0.16902 | 0.17248 | 0.16833 | 0.16471 | 0.17781 | 0.18425 | 0.18618 | 0.18602 | 0.17509 | 0.15779 | 0.12431 | 0.12463 | 0.11062 | 0.10137 | 0.09218
Portfolio Adjusted1-in-2AllSouth of Lugo2024Typical Event Day | Portfolio Adjusted | 1-in-2 | All | South of Lugo | 2024 | Typical Event Day | 8 | 5.9455 | 5.7487 | 5.5892 | 5.5803 | 5.8052 | 6.5325 | 7.4582 | 8.3408 | 9.458 | 10.5631 | 11.4584 | 11.8787 | 11.9517 | 12.1031 | 12.0619 | 11.7689 | 11.2066 | 10.3317 | 9.2715 | 8.9078 | 8.6202 | 7.9377 | 7.0656 | 6.4542 | -0.03898 | -0.0422 | -0.039856 | -0.038135 | -0.04078 | -0.032771 | -0.044031 | -0.039083 | -0.056625 | -0.056532 | -0.050123 | -0.035994 | -0.041077 | 0.0076076 | 0.22476 | 0.21959 | 0.18489 | 0.16888 | -0.010768 | -0.026015 | -0.018695 | -0.025223 | -0.023781 | -0.023214 | 67.506 | 66.9485 | 66.4631 | 65.9315 | 65.6611 | 65.3643 | 65.1989 | 65.4193 | 67.4992 | 71.2409 | 75.3561 | 78.692 | 80.3937 | 81.329 | 82.1796 | 82.5906 | 83.3715 | 82.8692 | 81.6607 | 79.0517 | 75.3891 | 72.637 | 71.2491 | 70.4139 | 0.092467 | 0.10164 | 0.095234 | 0.10651 | 0.11499 | 0.098033 | 0.11813 | 0.13148 | 0.1543 | 0.1788 | 0.18617 | 0.18 | 0.17202 | 0.18538 | 0.19178 | 0.19399 | 0.19265 | 0.18122 | 0.16222 | 0.12853 | 0.13325 | 0.1172 | 0.11004 | 0.099878
Portfolio Adjusted1-in-2AllSouth of Lugo2025January Monthly Peak | Portfolio Adjusted | 1-in-2 | All | South of Lugo | 2025 | January Monthly Peak | 1 | 5.2876 | 5.1279 | 4.9922 | 5.0088 | 5.1942 | 5.7928 | 6.7824 | 7.3218 | 8.0788 | 8.7286 | 9.0869 | 9.2543 | 9.2973 | 9.3748 | 9.2935 | 8.938 | 8.6031 | 8.7045 | 8.2424 | 7.8255 | 7.3947 | 6.8969 | 6.1994 | 5.7597 | -0.02815 | -0.024287 | -0.027206 | -0.029567 | -0.035388 | -0.026166 | -0.033289 | -0.032559 | -0.06336 | -0.049457 | -0.038021 | -0.026371 | -0.039032 | 0.0099935 | 0.18105 | 0.17349 | 0.13437 | 0.14269 | -0.019874 | -0.022726 | -0.0039772 | -0.01064 | -0.0072219 | -0.0061045 | 56.7618 | 55.9963 | 55.603 | 55.2881 | 54.2086 | 54.1256 | 55.0423 | 55.3293 | 55.9932 | 57.1619 | 58.617 | 59.0894 | 60.1589 | 61.1268 | 61.688 | 61.3731 | 61.7769 | 61.5323 | 60.2146 | 59.0837 | 58.5587 | 58.1881 | 57.2954 | 56.202 | 0.087789 | 0.095643 | 0.089864 | 0.10042 | 0.10705 | 0.092165 | 0.11301 | 0.12568 | 0.14707 | 0.16952 | 0.17428 | 0.17025 | 0.16568 | 0.17917 | 0.18521 | 0.18673 | 0.18581 | 0.17617 | 0.15919 | 0.12554 | 0.1274 | 0.11188 | 0.10368 | 0.094165
Portfolio Adjusted1-in-2AllSouth of Lugo2025February Monthly Peak | Portfolio Adjusted | 1-in-2 | All | South of Lugo | 2025 | February Monthly Peak | 2 | 5.301 | 5.1289 | 4.9915 | 5.0131 | 5.2038 | 5.8056 | 6.7441 | 7.3566 | 8.1309 | 8.7813 | 9.1454 | 9.3026 | 9.3652 | 9.4067 | 9.3285 | 9.0026 | 8.6974 | 8.6226 | 8.3393 | 7.9012 | 7.4461 | 6.9441 | 6.2433 | 5.7979 | -0.02817 | -0.024305 | -0.027226 | -0.02958 | -0.035421 | -0.026179 | -0.033365 | -0.032667 | -0.063536 | -0.049495 | -0.037966 | -0.026286 | -0.03886 | 0.0099407 | 0.18155 | 0.17442 | 0.13588 | 0.14113 | -0.019831 | -0.022716 | -0.0039772 | -0.010642 | -0.0072156 | -0.0061009 | 52.3174 | 51.5771 | 51.1869 | 50.7392 | 50.3492 | 49.9253 | 49.5061 | 49.6686 | 51.1315 | 54.8424 | 59.1551 | 63.2768 | 64.9351 | 65.8198 | 65.8019 | 64.6065 | 63.9756 | 63.6697 | 61.0642 | 59.078 | 58.2942 | 57.304 | 56.2641 | 55.0283 | 0.087907 | 0.095759 | 0.089971 | 0.1005 | 0.10718 | 0.092281 | 0.11329 | 0.12605 | 0.14746 | 0.16981 | 0.17439 | 0.17027 | 0.16574 | 0.17922 | 0.18527 | 0.1868 | 0.18595 | 0.17627 | 0.15931 | 0.1257 | 0.12754 | 0.11201 | 0.1037 | 0.094189
Portfolio Adjusted1-in-2AllSouth of Lugo2025March Monthly Peak | Portfolio Adjusted | 1-in-2 | All | South of Lugo | 2025 | March Monthly Peak | 3 | 5.5117 | 5.2989 | 5.1216 | 5.1118 | 5.3153 | 5.9164 | 6.8799 | 7.5623 | 8.391 | 9.0372 | 9.421 | 9.5562 | 9.5793 | 9.6589 | 9.6358 | 9.4029 | 9.0646 | 8.6246 | 8.0784 | 8.1588 | 7.7697 | 7.2571 | 6.5057 | 5.9693 | -0.030254 | -0.02609 | -0.028705 | -0.031088 | -0.037251 | -0.027462 | -0.03473 | -0.034762 | -0.068429 | -0.053027 | -0.040651 | -0.028072 | -0.041227 | 0.010561 | 0.18864 | 0.18335 | 0.14125 | 0.14072 | -0.020303 | -0.024099 | -0.0042862 | -0.011543 | -0.0077906 | -0.0064876 | 54.3629 | 53.2265 | 52.6766 | 52.6849 | 52.2928 | 51.7986 | 51.4251 | 51.8176 | 53.2313 | 54.8231 | 57.1599 | 59.8791 | 62.2905 | 64.1966 | 65.0425 | 65.3699 | 64.6198 | 63.4396 | 60.6969 | 58.5422 | 57.7508 | 56.7902 | 55.535 | 54.0341 | 0.092325 | 0.10114 | 0.093777 | 0.10477 | 0.11183 | 0.095245 | 0.11586 | 0.12985 | 0.15306 | 0.17605 | 0.18069 | 0.1754 | 0.16928 | 0.18284 | 0.18945 | 0.19157 | 0.191 | 0.17957 | 0.16101 | 0.12926 | 0.13358 | 0.11779 | 0.10955 | 0.098691
Portfolio Adjusted1-in-2AllSouth of Lugo2025April Monthly Peak | Portfolio Adjusted | 1-in-2 | All | South of Lugo | 2025 | April Monthly Peak | 4 | 5.4021 | 5.1814 | 5.0045 | 5.0053 | 5.1753 | 5.7568 | 6.5545 | 7.2218 | 8.1431 | 8.9598 | 9.5599 | 9.9113 | 10.0874 | 10.2576 | 10.294 | 10.0608 | 9.6379 | 8.9824 | 8.1675 | 8.1277 | 7.8214 | 7.2627 | 6.4654 | 5.8851 | -0.02945 | -0.025365 | -0.027893 | -0.030254 | -0.036163 | -0.026751 | -0.033619 | -0.033638 | -0.066706 | -0.052349 | -0.040651 | -0.028333 | -0.041895 | 0.010778 | 0.20006 | 0.19464 | 0.15043 | 0.14643 | -0.02029 | -0.023812 | -0.004214 | -0.011319 | -0.0076641 | -0.0063697 | 60.7969 | 60.2958 | 59.705 | 59.3068 | 58.5228 | 57.9922 | 57.695 | 57.7657 | 59.3636 | 62.5251 | 66.4387 | 70.2067 | 73.11 | 73.7656 | 73.5739 | 72.9172 | 71.4163 | 70.2058 | 68.9758 | 67.3655 | 64.9384 | 64.6483 | 63.5553 | 61.5261 | 0.090493 | 0.098853 | 0.091605 | 0.10234 | 0.10899 | 0.093474 | 0.11359 | 0.12754 | 0.15075 | 0.17447 | 0.18027 | 0.17567 | 0.1697 | 0.18345 | 0.19008 | 0.1922 | 0.19118 | 0.17952 | 0.16051 | 0.1282 | 0.13193 | 0.11615 | 0.10812 | 0.097211
Portfolio Adjusted1-in-2AllSouth of Lugo2025May Monthly Peak | Portfolio Adjusted | 1-in-2 | All | South of Lugo | 2025 | May Monthly Peak | 5 | 5.6317 | 5.4272 | 5.2304 | 5.2378 | 5.408 | 5.9829 | 6.7095 | 7.6446 | 8.7221 | 9.6862 | 10.333 | 10.667 | 10.7117 | 10.8471 | 10.8435 | 10.5627 | 10.0949 | 9.3175 | 8.4805 | 8.15 | 8.0232 | 7.4504 | 6.6848 | 6.1097 | -0.031182 | -0.027024 | -0.029683 | -0.032161 | -0.038604 | -0.028454 | -0.035364 | -0.03619 | -0.072472 | -0.057272 | -0.044448 | -0.030682 | -0.044891 | 0.011474 | 0.21102 | 0.20464 | 0.15756 | 0.15187 | -0.021223 | -0.02433 | -0.0043797 | -0.011758 | -0.0080691 | -0.0067569 | 62.7848 | 61.8977 | 61.0461 | 60.6579 | 60.4175 | 59.7826 | 59.7481 | 60.3575 | 62.4005 | 65.0672 | 68.4321 | 71.932 | 74.3029 | 74.5817 | 74.3739 | 74.5371 | 75.2783 | 75.2726 | 74.0322 | 71.5742 | 68.0794 | 65.4835 | 64.6994 | 63.9867 | 0.09426 | 0.10393 | 0.096262 | 0.10778 | 0.11524 | 0.097473 | 0.11695 | 0.13232 | 0.15759 | 0.18349 | 0.18955 | 0.18279 | 0.1745 | 0.18788 | 0.19433 | 0.19618 | 0.19477 | 0.18298 | 0.16388 | 0.12974 | 0.13534 | 0.11911 | 0.11236 | 0.1018
Portfolio Adjusted1-in-2AllSouth of Lugo2025June Monthly Peak | Portfolio Adjusted | 1-in-2 | All | South of Lugo | 2025 | June Monthly Peak | 6 | 5.8415 | 5.6105 | 5.4325 | 5.4244 | 5.6354 | 6.2324 | 6.9615 | 7.9266 | 9.0059 | 9.987 | 10.658 | 11.0116 | 11.0819 | 11.2434 | 11.2674 | 11.0172 | 10.5601 | 9.7822 | 8.8254 | 8.3667 | 8.2622 | 7.6958 | 6.9397 | 6.3338 | -0.034475 | -0.031518 | -0.033213 | -0.034668 | -0.040743 | -0.030668 | -0.038233 | -0.037547 | -0.070039 | -0.057492 | -0.045696 | -0.031782 | -0.043693 | 0.010542 | 0.21645 | 0.21096 | 0.16705 | 0.15955 | -0.019226 | -0.025055 | -0.007638 | -0.015083 | -0.01194 | -0.010733 | 64.8884 | 64.3122 | 63.5392 | 63.1392 | 62.9138 | 62.6994 | 62.5083 | 62.893 | 65.01 | 68.3228 | 71.2324 | 73.4212 | 74.0934 | 74.7488 | 75.0337 | 76.2238 | 77.4971 | 77.7945 | 77.5535 | 74.998 | 71.9957 | 68.5493 | 66.6989 | 66.1292 | 0.09667 | 0.10616 | 0.098806 | 0.1103 | 0.11883 | 0.10008 | 0.11856 | 0.13292 | 0.15748 | 0.18238 | 0.18807 | 0.18131 | 0.17276 | 0.1861 | 0.1928 | 0.19504 | 0.194 | 0.1828 | 0.16385 | 0.12987 | 0.13615 | 0.12029 | 0.11464 | 0.10405
Portfolio Adjusted1-in-2AllSouth of Lugo2025July Monthly Peak | Portfolio Adjusted | 1-in-2 | All | South of Lugo | 2025 | July Monthly Peak | 7 | 6.0143 | 5.7999 | 5.6369 | 5.6224 | 5.84 | 6.5065 | 7.3629 | 8.3675 | 9.4851 | 10.5235 | 11.3134 | 11.6702 | 11.705 | 11.8366 | 11.7919 | 11.5855 | 11.1079 | 10.2598 | 9.2288 | 8.7054 | 8.5832 | 7.9913 | 7.1509 | 6.5253 | -0.038783 | -0.040297 | -0.038979 | -0.038041 | -0.041795 | -0.032808 | -0.042963 | -0.039288 | -0.061003 | -0.056905 | -0.048799 | -0.034596 | -0.041393 | 0.0082834 | 0.22133 | 0.21759 | 0.18139 | 0.16775 | -0.013078 | -0.025679 | -0.015889 | -0.022815 | -0.021057 | -0.020296 | 65.3298 | 65.2385 | 65.3711 | 65.6014 | 65.5503 | 65.3018 | 65.1278 | 65.4607 | 67.4787 | 70.4684 | 74.2743 | 77.2238 | 78.555 | 79.2902 | 80.4246 | 80.9725 | 81.7665 | 81.5767 | 80.6719 | 78.0816 | 74.2347 | 71.0327 | 69.6194 | 68.7731 | 0.094997 | 0.10437 | 0.097645 | 0.10918 | 0.1181 | 0.09955 | 0.11876 | 0.13261 | 0.15584 | 0.1795 | 0.18595 | 0.17931 | 0.17127 | 0.18429 | 0.19085 | 0.19378 | 0.19277 | 0.1814 | 0.16245 | 0.12842 | 0.1345 | 0.11867 | 0.11247 | 0.10214
Portfolio Adjusted1-in-2AllSouth of Lugo2025August Monthly Peak | Portfolio Adjusted | 1-in-2 | All | South of Lugo | 2025 | August Monthly Peak | 8 | 6.0569 | 5.8471 | 5.6765 | 5.6651 | 5.8957 | 6.6425 | 7.6197 | 8.6206 | 9.9041 | 11.1326 | 12.1267 | 12.5859 | 12.6835 | 12.8378 | 12.7824 | 12.4651 | 11.8594 | 10.9103 | 9.7246 | 9.3001 | 8.9258 | 8.1779 | 7.2446 | 6.6049 | -0.044977 | -0.054412 | -0.047384 | -0.042074 | -0.040942 | -0.03493 | -0.049539 | -0.041007 | -0.043754 | -0.0575 | -0.056065 | -0.041307 | -0.03858 | 0.0043334 | 0.23161 | 0.2272 | 0.20381 | 0.17889 | -0.0014565 | -0.027343 | -0.031141 | -0.036746 | -0.037104 | -0.037116 | 71.6814 | 70.8425 | 70.149 | 69.0642 | 68.7289 | 68.229 | 67.9823 | 68.3537 | 70.7392 | 75.4618 | 80.7495 | 84.4953 | 85.836 | 86.4493 | 87.4423 | 87.4313 | 88.6167 | 87.6267 | 86.2537 | 83.5074 | 78.2255 | 75.2083 | 73.8688 | 72.8639 | 0.093229 | 0.10234 | 0.09582 | 0.10716 | 0.1157 | 0.098734 | 0.11943 | 0.13351 | 0.15764 | 0.18329 | 0.19111 | 0.18425 | 0.17544 | 0.18882 | 0.19516 | 0.19733 | 0.19589 | 0.18458 | 0.16495 | 0.1307 | 0.13556 | 0.11894 | 0.11141 | 0.10107
Portfolio Adjusted1-in-2AllSouth of Lugo2025September Monthly Peak | Portfolio Adjusted | 1-in-2 | All | South of Lugo | 2025 | September Monthly Peak | 9 | 6.0065 | 5.8197 | 5.6378 | 5.6382 | 5.8852 | 6.6418 | 7.7469 | 8.639 | 9.8843 | 11.0578 | 11.9233 | 12.3171 | 12.3902 | 12.552 | 12.4594 | 12.0546 | 11.4785 | 10.5192 | 9.465 | 9.275 | 8.698 | 8.0063 | 7.1364 | 6.5219 | -0.040531 | -0.045268 | -0.041683 | -0.039249 | -0.041367 | -0.033967 | -0.046991 | -0.041256 | -0.057447 | -0.06067 | -0.054531 | -0.039215 | -0.042891 | 0.007345 | 0.23149 | 0.22438 | 0.19108 | 0.17209 | -0.0090813 | -0.027183 | -0.02156 | -0.0278 | -0.026733 | -0.026231 | 68.1246 | 67.4009 | 66.7931 | 65.9214 | 65.4512 | 65.227 | 65.1773 | 64.9697 | 66.7691 | 70.7106 | 75.1682 | 79.6279 | 83.0905 | 84.8275 | 85.8178 | 85.7347 | 85.6057 | 84.479 | 82.1636 | 79.6197 | 77.1006 | 75.7576 | 74.8091 | 73.8895 | 0.092884 | 0.10245 | 0.095561 | 0.10699 | 0.11608 | 0.099431 | 0.12088 | 0.13462 | 0.15983 | 0.18625 | 0.19336 | 0.18569 | 0.17624 | 0.18956 | 0.1953 | 0.19672 | 0.19517 | 0.18325 | 0.16404 | 0.13083 | 0.13473 | 0.11788 | 0.11068 | 0.10031
Portfolio Adjusted1-in-2AllSouth of Lugo2025October Monthly Peak | Portfolio Adjusted | 1-in-2 | All | South of Lugo | 2025 | October Monthly Peak | 10 | 5.4327 | 5.2415 | 5.1001 | 5.1047 | 5.254 | 5.8589 | 6.8835 | 7.5556 | 8.5785 | 9.6933 | 10.539 | 11.0771 | 11.3823 | 11.616 | 11.586 | 11.2073 | 10.6026 | 9.8653 | 9.1921 | 8.6992 | 8.0593 | 7.378 | 6.5291 | 5.9682 | -0.034973 | -0.038869 | -0.035899 | -0.033796 | -0.034613 | -0.028234 | -0.039037 | -0.033929 | -0.046741 | -0.050666 | -0.045968 | -0.03374 | -0.037455 | 0.0063102 | 0.21361 | 0.207 | 0.17658 | 0.1614 | -0.0079063 | -0.024369 | -0.019588 | -0.024946 | -0.02387 | -0.023527 | 68.1474 | 67.5953 | 66.6247 | 65.7115 | 65.2329 | 63.9734 | 63.5078 | 63.6192 | 65.1432 | 69.7131 | 76.0703 | 81.7248 | 85.1167 | 86.7331 | 88.4474 | 87.4836 | 85.9714 | 83.1772 | 81.0623 | 78.579 | 76.1578 | 74.2008 | 72.5837 | 70.7512 | 0.083682 | 0.090215 | 0.084511 | 0.094097 | 0.10001 | 0.087986 | 0.10893 | 0.12268 | 0.14506 | 0.16906 | 0.17569 | 0.17227 | 0.16775 | 0.1815 | 0.18759 | 0.18911 | 0.18753 | 0.17717 | 0.15879 | 0.12425 | 0.12463 | 0.10888 | 0.10017 | 0.090413
Portfolio Adjusted1-in-2AllSouth of Lugo2025November Monthly Peak | Portfolio Adjusted | 1-in-2 | All | South of Lugo | 2025 | November Monthly Peak | 11 | 5.2166 | 5.0345 | 4.9061 | 4.9403 | 5.1264 | 5.7185 | 6.4436 | 7.052 | 7.9346 | 8.7596 | 9.3342 | 9.6444 | 9.7452 | 9.8507 | 9.7793 | 9.3965 | 9.0555 | 8.9863 | 8.3466 | 7.8702 | 7.3924 | 6.8333 | 6.1023 | 5.6241 | -0.027844 | -0.023714 | -0.026488 | -0.02914 | -0.034902 | -0.025997 | -0.032382 | -0.032023 | -0.06386 | -0.050219 | -0.039079 | -0.027151 | -0.040105 | 0.010251 | 0.18967 | 0.18172 | 0.14166 | 0.14731 | -0.019849 | -0.022494 | -0.0039209 | -0.010505 | -0.007067 | -0.005942 | 58.0848 | 56.9822 | 56.2393 | 55.516 | 54.7001 | 54.1143 | 53.5595 | 53.7753 | 57.2459 | 60.4191 | 65.9338 | 71.1264 | 74.9665 | 76.1983 | 75.6873 | 74.8762 | 72.193 | 68.365 | 64.9662 | 63.5822 | 62.5532 | 61.2437 | 60.1911 | 59.4986 | 0.087322 | 0.094085 | 0.088173 | 0.099322 | 0.10593 | 0.091972 | 0.11171 | 0.12516 | 0.14804 | 0.17129 | 0.17716 | 0.17293 | 0.16779 | 0.18125 | 0.18748 | 0.18907 | 0.18796 | 0.17752 | 0.15964 | 0.12537 | 0.12663 | 0.1113 | 0.10232 | 0.092452
Portfolio Adjusted1-in-2AllSouth of Lugo2025December Monthly Peak | Portfolio Adjusted | 1-in-2 | All | South of Lugo | 2025 | December Monthly Peak | 12 | 5.3154 | 5.1515 | 5.0102 | 5.0185 | 5.2194 | 5.7799 | 6.786 | 7.3745 | 8.1332 | 8.6903 | 8.8992 | 8.8545 | 8.7021 | 8.5814 | 8.4122 | 8.1514 | 8.1628 | 8.3886 | 7.8951 | 7.5995 | 7.1918 | 6.7504 | 6.0836 | 5.6797 | -0.02773 | -0.023926 | -0.02683 | -0.029265 | -0.034913 | -0.025504 | -0.0323 | -0.031761 | -0.061965 | -0.04759 | -0.03597 | -0.024508 | -0.035732 | 0.0089777 | 0.16371 | 0.15811 | 0.12811 | 0.13785 | -0.018477 | -0.021307 | -0.0037428 | -0.010208 | -0.0068886 | -0.0058635 | 51.3242 | 49.8773 | 47.9276 | 47.0474 | 46.2379 | 45.5664 | 45.6166 | 45.4195 | 46.1885 | 49.3911 | 52.7134 | 54.7877 | 56.1158 | 56.4566 | 57.2845 | 57.3176 | 56.4816 | 55.2701 | 53.9604 | 53.3667 | 52.6503 | 51.4543 | 50.5067 | 49.3846 | 0.08782 | 0.095298 | 0.089554 | 0.10011 | 0.10641 | 0.091715 | 0.1129 | 0.12644 | 0.14792 | 0.16902 | 0.17248 | 0.16833 | 0.16471 | 0.17781 | 0.18425 | 0.18618 | 0.18602 | 0.17509 | 0.15779 | 0.12431 | 0.12463 | 0.11062 | 0.10137 | 0.09218
Portfolio Adjusted1-in-2AllSouth of Lugo2025Typical Event Day | Portfolio Adjusted | 1-in-2 | All | South of Lugo | 2025 | Typical Event Day | 8 | 5.9455 | 5.7487 | 5.5892 | 5.5803 | 5.8052 | 6.5325 | 7.4582 | 8.3408 | 9.458 | 10.5631 | 11.4584 | 11.8787 | 11.9517 | 12.1031 | 12.0619 | 11.7689 | 11.2066 | 10.3317 | 9.2715 | 8.9078 | 8.6202 | 7.9377 | 7.0656 | 6.4542 | -0.03898 | -0.0422 | -0.039856 | -0.038135 | -0.04078 | -0.032771 | -0.044031 | -0.039083 | -0.056625 | -0.056532 | -0.050123 | -0.035994 | -0.041077 | 0.0076076 | 0.22476 | 0.21959 | 0.18489 | 0.16888 | -0.010768 | -0.026015 | -0.018695 | -0.025223 | -0.023781 | -0.023214 | 67.506 | 66.9485 | 66.4631 | 65.9315 | 65.6611 | 65.3643 | 65.1989 | 65.4193 | 67.4992 | 71.2409 | 75.3561 | 78.692 | 80.3937 | 81.329 | 82.1796 | 82.5906 | 83.3715 | 82.8692 | 81.6607 | 79.0517 | 75.3891 | 72.637 | 71.2491 | 70.4139 | 0.092467 | 0.10164 | 0.095234 | 0.10651 | 0.11499 | 0.098033 | 0.11813 | 0.13148 | 0.1543 | 0.1788 | 0.18617 | 0.18 | 0.17202 | 0.18538 | 0.19178 | 0.19399 | 0.19265 | 0.18122 | 0.16222 | 0.12853 | 0.13325 | 0.1172 | 0.11004 | 0.099878
Portfolio Adjusted1-in-10AllOther2015January Monthly Peak | Portfolio Adjusted | 1-in-10 | All | Other | 2015 | January Monthly Peak | 1 | 134.991 | 131.9961 | 127.6906 | 127.8198 | 135.6583 | 157.9197 | 189.8378 | 208.5901 | 215.0254 | 214.8416 | 215.7305 | 212.1729 | 207.6661 | 208.5775 | 200.8614 | 190.4184 | 180.6798 | 178.3076 | 175.3667 | 170.0851 | 164.3429 | 157.3731 | 149.0611 | 143.8435 | -0.96579 | -1.074 | -0.67326 | -1.9208 | -2.394 | -2.084 | -0.81159 | -2.4494 | -2.0347 | -2.49 | -0.0018924 | 0.24592 | 0.84416 | 1.6213 | 4.1192 | 3.7573 | 5.183 | 4.803 | 2.4682 | 2.5462 | 2.2113 | 2.1596 | 1.5068 | 1.207 | 44.6315 | 43.8592 | 43.1436 | 42.6299 | 42.2604 | 41.9663 | 41.7847 | 41.5001 | 42.0574 | 44.3488 | 47.0143 | 49.4149 | 51.371 | 52.0211 | 52.2785 | 52.1887 | 51.3156 | 50.0305 | 48.1622 | 46.5237 | 45.2142 | 44.3793 | 43.691 | 42.9825 | 5.5821 | 5.5635 | 6.0593 | 6.0071 | 5.9352 | 5.7314 | 6.8529 | 6.3709 | 7.4937 | 7.2846 | 6.3104 | 5.7507 | 5.3862 | 5.4174 | 4.6653 | 3.8741 | 3.2975 | 3.4366 | 3.4333 | 5.6811 | 6.1351 | 6.2798 | 5.4795 | 5.8823
Portfolio Adjusted1-in-10AllOther2015February Monthly Peak | Portfolio Adjusted | 1-in-10 | All | Other | 2015 | February Monthly Peak | 2 | 130.5784 | 127.9155 | 123.3972 | 122.8885 | 130.3214 | 150.9074 | 180.2889 | 196.0141 | 201.4558 | 202.4693 | 205.0098 | 203.798 | 200.551 | 202.6931 | 196.247 | 185.9902 | 175.8781 | 172.8568 | 169.1702 | 163.2626 | 158.3646 | 152.5943 | 144.0288 | 139.4789 | -0.93422 | -1.0408 | -0.65063 | -1.8467 | -2.2998 | -1.9915 | -0.77077 | -2.3018 | -1.9063 | -2.3467 | -0.0017983 | 0.23621 | 0.81524 | 1.5755 | 4.0245 | 3.6699 | 5.0452 | 4.6562 | 2.381 | 2.4441 | 2.1308 | 2.094 | 1.4559 | 1.1703 | 51.8368 | 51.109 | 50.3626 | 49.8797 | 49.6925 | 48.9807 | 47.9627 | 48.3646 | 49.6526 | 51.7281 | 53.992 | 55.5569 | 57.3349 | 58.8332 | 59.8056 | 60.0557 | 59.2848 | 58.4833 | 56.6593 | 54.7342 | 53.201 | 51.9464 | 51.2955 | 50.4122 | 5.3996 | 5.3915 | 5.8556 | 5.7754 | 5.7017 | 5.4769 | 6.5082 | 5.9868 | 7.0208 | 6.8651 | 5.9968 | 5.5237 | 5.2016 | 5.2645 | 4.5582 | 3.784 | 3.2099 | 3.3315 | 3.312 | 5.4533 | 5.912 | 6.0891 | 5.2946 | 5.7039
Portfolio Adjusted1-in-10AllOther2015March Monthly Peak | Portfolio Adjusted | 1-in-10 | All | Other | 2015 | March Monthly Peak | 3 | 133.849 | 130.4809 | 126.1732 | 123.4157 | 130.0198 | 148.162 | 173.6578 | 190.5503 | 199.2104 | 202.6716 | 209.2772 | 211.4981 | 209.9239 | 214.3135 | 209.729 | 198.9489 | 186.244 | 174.3869 | 169.6063 | 167.7607 | 165.2607 | 159.3133 | 148.8199 | 142.67 | -0.95762 | -1.0616 | -0.66526 | -1.8546 | -2.2945 | -1.9552 | -0.74242 | -2.2376 | -1.8851 | -2.349 | -0.0018358 | 0.24514 | 0.85334 | 1.6658 | 4.301 | 3.9256 | 5.3426 | 4.6974 | 2.3871 | 2.5114 | 2.2236 | 2.1862 | 1.5044 | 1.1971 | 59.3372 | 57.9395 | 57.3448 | 56.7033 | 55.7753 | 54.921 | 54.1993 | 53.9229 | 55.2166 | 59.19 | 64.1408 | 68.732 | 72.2527 | 74.1246 | 75.2396 | 75.9217 | 75.7707 | 74.3203 | 72.3384 | 69.6771 | 66.3387 | 63.8017 | 61.624 | 59.9284 | 5.5348 | 5.4996 | 5.9873 | 5.8002 | 5.6885 | 5.3773 | 6.2688 | 5.8199 | 6.9425 | 6.8719 | 6.1217 | 5.7324 | 5.4447 | 5.5663 | 4.8713 | 4.0477 | 3.3991 | 3.361 | 3.3205 | 5.6035 | 6.1694 | 6.3572 | 5.4707 | 5.8344
Portfolio Adjusted1-in-10AllOther2015April Monthly Peak | Portfolio Adjusted | 1-in-10 | All | Other | 2015 | April Monthly Peak | 4 | 137.4586 | 134.1301 | 129.3943 | 126.5803 | 133.2125 | 152.0705 | 178.8942 | 199.4998 | 212.7236 | 220.7552 | 230.3513 | 234.2167 | 234.0558 | 239.1721 | 234.2704 | 221.0304 | 204.9645 | 190.1018 | 182.8642 | 179.3384 | 174.7533 | 166.9192 | 154.7726 | 147.4746 | -0.64265 | -0.91252 | -0.53667 | -1.2177 | -1.7795 | -1.719 | -1.4284 | -1.9883 | -1.9768 | -2.4638 | -1.0545 | -1.3462 | -0.70907 | -0.16296 | 3.146 | 3.4783 | 4.1793 | 3.846 | 2.1944 | 1.9323 | 1.564 | 2.0292 | 1.5562 | 1.464 | 69.3348 | 68.1359 | 66.6439 | 65.7702 | 64.8057 | 63.7443 | 63.1309 | 63.1668 | 66.3207 | 71.8791 | 77.3191 | 82.3642 | 85.6065 | 87.6523 | 88.7016 | 89.1028 | 88.7514 | 87.6875 | 85.6341 | 81.9091 | 77.4097 | 73.8403 | 71.3454 | 69.4389 | 5.3538 | 5.3249 | 5.7833 | 5.6031 | 5.4894 | 5.1984 | 6.0825 | 5.7391 | 6.9826 | 7.0501 | 6.3465 | 5.9792 | 5.7178 | 5.851 | 5.1251 | 4.2356 | 3.5233 | 3.451 | 3.372 | 5.6421 | 6.1446 | 6.2736 | 5.3588 | 5.6803
Portfolio Adjusted1-in-10AllOther2015May Monthly Peak | Portfolio Adjusted | 1-in-10 | All | Other | 2015 | May Monthly Peak | 5 | 141.2216 | 138.3621 | 133.2674 | 131.4867 | 138.7087 | 158.3404 | 184.2391 | 210.6575 | 229.2648 | 240.1369 | 251.0582 | 254.0448 | 252.6242 | 257.0727 | 251.3008 | 235.2703 | 217.2533 | 200.3437 | 190.9375 | 185.0187 | 180.2758 | 172.3589 | 160.6579 | 153.1101 | -0.51019 | -0.86227 | -0.48848 | -0.96013 | -1.598 | -1.6614 | -1.764 | -1.9391 | -2.1138 | -2.6359 | -1.6409 | -2.2121 | -1.5334 | -1.1066 | 2.6124 | 3.2996 | 3.6575 | 3.4775 | 2.1215 | 1.6608 | 1.2653 | 1.9797 | 1.6116 | 1.6207 | 73.0737 | 71.3736 | 70.0693 | 69.0876 | 68.172 | 67.1979 | 66.8651 | 67.2619 | 70.6929 | 76.062 | 81.0028 | 84.4466 | 87.4485 | 89.4579 | 90.5855 | 90.8977 | 90.0126 | 88.523 | 87.1119 | 84.5016 | 80.592 | 76.8271 | 74.4464 | 72.1309 | 5.5296 | 5.5221 | 5.9881 | 5.8513 | 5.7463 | 5.4415 | 6.2976 | 6.0923 | 7.5656 | 7.7099 | 6.9538 | 6.5199 | 6.2042 | 6.3223 | 5.5269 | 4.5324 | 3.7544 | 3.6562 | 3.5396 | 5.8517 | 6.3725 | 6.5125 | 5.5922 | 5.9288
Portfolio Adjusted1-in-10AllOther2015June Monthly Peak | Portfolio Adjusted | 1-in-10 | All | Other | 2015 | June Monthly Peak | 6 | 145.7874 | 142.8299 | 138.1876 | 136.3659 | 143.1898 | 162.4336 | 187.3281 | 210.827 | 226.2184 | 236.1083 | 245.8644 | 244.8846 | 238.7941 | 242.1757 | 236.7683 | 225.1966 | 209.2779 | 194.0727 | 187.7165 | 181.9814 | 180.3137 | 173.8747 | 162.9444 | 156.2677 | -0.61758 | -0.93799 | -0.54561 | -1.1812 | -1.804 | -1.7817 | -1.6188 | -2.0348 | -2.0954 | -2.6172 | -1.3245 | -1.707 | -1.0234 | -0.52757 | 2.8828 | 3.3845 | 3.9598 | 3.6959 | 2.1836 | 1.8256 | 1.4699 | 2.0655 | 1.6368 | 1.5938 | 70.1804 | 69.0134 | 68.1613 | 67.2203 | 66.1292 | 65.038 | 64.4813 | 65.6903 | 69.3011 | 74.037 | 78.9236 | 83.2335 | 86.0672 | 87.9806 | 89.1685 | 89.4066 | 89.586 | 88.533 | 87.4991 | 85.074 | 81.3968 | 77.5968 | 75.2705 | 73.5384 | 5.6772 | 5.6693 | 6.1753 | 6.0353 | 5.8996 | 5.5517 | 6.3682 | 6.0639 | 7.4243 | 7.5391 | 6.7728 | 6.2505 | 5.8326 | 5.9235 | 5.1789 | 4.3147 | 3.5969 | 3.5225 | 3.4609 | 5.7243 | 6.3391 | 6.5339 | 5.6408 | 6.018
Portfolio Adjusted1-in-10AllOther2015July Monthly Peak | Portfolio Adjusted | 1-in-10 | All | Other | 2015 | July Monthly Peak | 7 | 149.7166 | 145.948 | 141.8169 | 141.2435 | 148.6538 | 169.6762 | 194.4356 | 215.9783 | 229.2438 | 238.2688 | 245.8525 | 244.4652 | 238.6799 | 241.3673 | 235.6965 | 226.0972 | 211.7408 | 197.5766 | 191.8485 | 186.5878 | 184.8657 | 177.8065 | 166.6117 | 159.6745 | -0.45612 | -0.86512 | -0.48339 | -0.85696 | -1.567 | -1.707 | -2.0263 | -1.9005 | -2.1047 | -2.592 | -1.8634 | -2.5143 | -1.8354 | -1.5049 | 2.0692 | 2.9647 | 3.1636 | 3.1269 | 2.0407 | 1.4961 | 1.1074 | 1.9787 | 1.6693 | 1.7462 | 75.4454 | 74.0263 | 72.8301 | 71.7021 | 70.9375 | 70.2689 | 69.9211 | 70.3606 | 73.061 | 77.5834 | 82.2321 | 85.8707 | 87.7176 | 88.5894 | 89.784 | 90.4846 | 90.2147 | 89.5768 | 88.2527 | 85.9762 | 82.5128 | 79.2682 | 77.1752 | 75.8074 | 5.9247 | 5.8869 | 6.4402 | 6.3525 | 6.2239 | 5.8932 | 6.7169 | 6.3128 | 7.6455 | 7.7314 | 6.8822 | 6.3409 | 5.9242 | 5.9993 | 5.239 | 4.4021 | 3.6982 | 3.6442 | 3.5944 | 5.9643 | 6.6044 | 6.79 | 5.8612 | 6.2489
Portfolio Adjusted1-in-10AllOther2015August Monthly Peak | Portfolio Adjusted | 1-in-10 | All | Other | 2015 | August Monthly Peak | 8 | 151.0156 | 147.4445 | 143.1081 | 142.5575 | 150.3518 | 172.3895 | 199.9195 | 223.8723 | 241.2487 | 252.786 | 262.1596 | 262.8048 | 257.626 | 261.6685 | 255.415 | 241.4939 | 223.1536 | 206.614 | 198.4782 | 193.9696 | 190.3068 | 180.7407 | 169.2831 | 161.5648 | -0.3756 | -0.82964 | -0.45147 | -0.691 | -1.4394 | -1.6607 | -2.2508 | -1.8802 | -2.2057 | -2.7255 | -2.2573 | -3.1124 | -2.3935 | -2.1306 | 1.8344 | 2.9489 | 2.9165 | 2.9574 | 2.0184 | 1.3717 | 0.94649 | 1.9475 | 1.694 | 1.8229 | 74.9853 | 74.1124 | 73.2054 | 72.4606 | 71.7246 | 71.2879 | 70.9367 | 71.1439 | 73.7377 | 78.665 | 83.1445 | 87.316 | 90.2954 | 92.2829 | 93.4454 | 94.4962 | 94.7859 | 93.9941 | 93.1255 | 90.5259 | 86.4964 | 83.4286 | 81.3195 | 79.2371 | 6.0689 | 6.0396 | 6.5997 | 6.5111 | 6.3928 | 6.0804 | 7.0136 | 6.6451 | 8.1708 | 8.3298 | 7.4526 | 6.9224 | 6.4938 | 6.6049 | 5.7654 | 4.7749 | 3.958 | 3.87 | 3.7763 | 6.2965 | 6.9043 | 7.0092 | 6.0477 | 6.421
Portfolio Adjusted1-in-10AllOther2015September Monthly Peak | Portfolio Adjusted | 1-in-10 | All | Other | 2015 | September Monthly Peak | 9 | 152.7393 | 148.8758 | 144.069 | 144.3678 | 152.8185 | 175.7577 | 206.5278 | 232.9799 | 254.9823 | 267.9844 | 278.0772 | 278.85 | 273.9546 | 277.9806 | 270.9587 | 254.1997 | 233.2613 | 215.2696 | 207.0634 | 203.558 | 195.8005 | 185.2126 | 172.5691 | 163.7757 | -0.32199 | -0.80735 | -0.42971 | -0.5804 | -1.3628 | -1.6423 | -2.4423 | -1.8934 | -2.3246 | -2.8717 | -2.5886 | -3.597 | -2.8424 | -2.6228 | 1.6527 | 2.9488 | 2.7527 | 2.8605 | 2.04 | 1.3089 | 0.83893 | 1.9513 | 1.7255 | 1.8863 | 77.0494 | 75.931 | 74.8413 | 74.1643 | 73.4147 | 72.8777 | 72.5594 | 72.5076 | 74.4524 | 78.8453 | 83.6044 | 88.0358 | 91.4057 | 93.7437 | 94.5302 | 94.549 | 93.8087 | 92.2926 | 90.5616 | 87.5548 | 83.6705 | 80.6665 | 78.3855 | 76.6525 | 6.2185 | 6.1781 | 6.731 | 6.6801 | 6.5827 | 6.2804 | 7.3402 | 7.0059 | 8.749 | 8.9462 | 8.0086 | 7.4412 | 6.9958 | 7.1085 | 6.1963 | 5.0919 | 4.1914 | 4.0849 | 3.9913 | 6.6942 | 7.1966 | 7.2766 | 6.2458 | 6.5941
Portfolio Adjusted1-in-10AllOther2015October Monthly Peak | Portfolio Adjusted | 1-in-10 | All | Other | 2015 | October Monthly Peak | 10 | 133.5035 | 131.1264 | 125.7705 | 124.7447 | 131.9528 | 152.5856 | 182.4344 | 202.1764 | 214.373 | 223.6129 | 232.1145 | 235.1391 | 235.0287 | 239.1723 | 233.0572 | 218.9267 | 203.1029 | 194.7641 | 186.5873 | 177.5316 | 169.8075 | 161.7704 | 150.3491 | 144.3783 | -0.53015 | -0.84245 | -0.48146 | -1.0084 | -1.602 | -1.6428 | -1.6489 | -1.9129 | -1.9818 | -2.4684 | -1.3638 | -1.8127 | -1.1856 | -0.73721 | 2.6612 | 3.1968 | 3.6629 | 3.5694 | 2.1291 | 1.7013 | 1.3025 | 1.8947 | 1.5094 | 1.4962 | 72.1614 | 70.9462 | 70.1722 | 69.1761 | 68.1914 | 67.2966 | 66.999 | 66.5771 | 67.2133 | 71.1834 | 76.505 | 82.1646 | 86.7583 | 89.5013 | 90.4175 | 90.7871 | 90.3601 | 89.0291 | 85.9577 | 81.4121 | 77.5841 | 75.1145 | 73.3463 | 71.7215 | 5.2067 | 5.2126 | 5.6289 | 5.5293 | 5.4448 | 5.223 | 6.2112 | 5.8239 | 7.0462 | 7.151 | 6.4037 | 6.0108 | 5.7493 | 5.8589 | 5.1054 | 4.2009 | 3.496 | 3.5404 | 3.4453 | 5.5928 | 5.9788 | 6.0883 | 5.2127 | 5.5686
Portfolio Adjusted1-in-10AllOther2015November Monthly Peak | Portfolio Adjusted | 1-in-10 | All | Other | 2015 | November Monthly Peak | 11 | 138.0873 | 135.3773 | 130.5117 | 129.0277 | 136.5194 | 157.1613 | 183.6133 | 204.7156 | 218.6242 | 226.5414 | 235.116 | 238.0226 | 237.0511 | 240.6344 | 234.5321 | 219.0285 | 204.443 | 196.4015 | 187.5296 | 178.8629 | 171.7368 | 164.4173 | 152.3737 | 146.0885 | -0.70231 | -0.95091 | -0.56563 | -1.3568 | -1.9207 | -1.8258 | -1.3532 | -2.1005 | -2.0378 | -2.5445 | -0.89836 | -1.0957 | -0.43952 | 0.1731 | 3.4246 | 3.5917 | 4.4497 | 4.1916 | 2.3148 | 2.0515 | 1.6652 | 2.0414 | 1.5334 | 1.413 | 68.4987 | 67.1652 | 66.4237 | 65.2565 | 64.5838 | 63.7858 | 63.1391 | 63.1864 | 65.4369 | 70.337 | 76.2758 | 80.997 | 84.1474 | 85.687 | 86.6147 | 86.4085 | 84.6631 | 81.8589 | 78.7458 | 75.4293 | 73.0142 | 71.265 | 69.5153 | 68.2758 | 5.3953 | 5.3914 | 5.8518 | 5.7296 | 5.6436 | 5.3895 | 6.2628 | 5.9078 | 7.1991 | 7.2578 | 6.4983 | 6.0957 | 5.8094 | 5.9054 | 5.1471 | 4.2105 | 3.5255 | 3.5767 | 3.469 | 5.645 | 6.0577 | 6.1992 | 5.2925 | 5.6448
Portfolio Adjusted1-in-10AllOther2015December Monthly Peak | Portfolio Adjusted | 1-in-10 | All | Other | 2015 | December Monthly Peak | 12 | 129.7243 | 127.161 | 123.3501 | 123.125 | 130.6859 | 150.5583 | 177.1791 | 192.2462 | 198.671 | 199.013 | 199.4179 | 195.7775 | 190.635 | 190.4353 | 183.3925 | 174.7677 | 168.6764 | 167.2299 | 163.7017 | 158.8026 | 153.835 | 147.7788 | 139.9486 | 135.6235 | -0.92811 | -1.0346 | -0.65038 | -1.8502 | -2.3062 | -1.9869 | -0.75747 | -2.2575 | -1.88 | -2.3066 | -0.0017493 | 0.22692 | 0.77493 | 1.4802 | 3.7609 | 3.4484 | 4.8387 | 4.5046 | 2.304 | 2.3773 | 2.0699 | 2.0279 | 1.4147 | 1.138 | 45.4525 | 44.7738 | 44.398 | 44.1499 | 43.9945 | 43.719 | 44.1043 | 44.1981 | 44.7014 | 46.4447 | 48.4902 | 50.4598 | 51.8807 | 52.2721 | 52.2753 | 52.2263 | 51.7818 | 50.6075 | 49.3006 | 48.1059 | 46.8902 | 46.188 | 45.8703 | 45.2599 | 5.3643 | 5.3597 | 5.8534 | 5.7865 | 5.7176 | 5.4643 | 6.3959 | 5.8717 | 6.9237 | 6.7479 | 5.8333 | 5.3063 | 4.9444 | 4.9462 | 4.2596 | 3.5557 | 3.0785 | 3.2231 | 3.2049 | 5.3043 | 5.7429 | 5.8969 | 5.1446 | 5.5462
Portfolio Adjusted1-in-10AllOther2015Typical Event Day | Portfolio Adjusted | 1-in-10 | All | Other | 2015 | Typical Event Day | 8 | 149.8182 | 146.2771 | 141.9992 | 141.387 | 149.1298 | 170.8392 | 197.825 | 220.7179 | 237.101 | 247.8927 | 256.8769 | 257.4713 | 252.1631 | 256.2051 | 250.157 | 236.7315 | 218.9972 | 202.9636 | 195.2171 | 190.9616 | 187.7967 | 178.7309 | 167.5633 | 160.1423 | -0.44488 | -0.86101 | -0.47905 | -0.83407 | -1.5521 | -1.7087 | -2.0844 | -1.93 | -2.1756 | -2.6934 | -1.9835 | -2.7033 | -1.9947 | -1.6648 | 2.1411 | 3.0747 | 3.2156 | 3.1699 | 2.064 | 1.5063 | 1.0986 | 1.9802 | 1.6786 | 1.759 | 74.4151 | 73.2708 | 72.2595 | 71.3868 | 70.5515 | 69.8681 | 69.4746 | 69.9256 | 72.638 | 77.2827 | 81.9762 | 86.114 | 88.8715 | 90.6492 | 91.732 | 92.2341 | 92.0988 | 91.0991 | 89.8597 | 87.2827 | 83.5191 | 80.24 | 78.0377 | 76.3089 | 5.9396 | 5.9111 | 6.4603 | 6.3706 | 6.2554 | 5.9445 | 6.8466 | 6.4632 | 7.9221 | 8.0585 | 7.204 | 6.6905 | 6.2704 | 6.3799 | 5.5706 | 4.6177 | 3.832 | 3.7504 | 3.6642 | 6.1153 | 6.7215 | 6.8378 | 5.9056 | 6.2787
Portfolio Adjusted1-in-10AllOther2016January Monthly Peak | Portfolio Adjusted | 1-in-10 | All | Other | 2016 | January Monthly Peak | 1 | 134.991 | 131.9961 | 127.6906 | 127.8198 | 135.6583 | 157.9197 | 189.8378 | 208.5901 | 215.0254 | 214.8416 | 215.7305 | 212.1729 | 207.6661 | 208.5775 | 200.8615 | 190.4184 | 180.6798 | 178.3076 | 175.3667 | 170.0851 | 164.3429 | 157.3731 | 149.0611 | 143.8435 | -0.96579 | -1.074 | -0.67326 | -1.9208 | -2.394 | -2.084 | -0.81159 | -2.4494 | -2.0347 | -2.49 | -0.0018924 | 0.24592 | 0.84416 | 1.6213 | 4.1192 | 3.7573 | 5.183 | 4.803 | 2.4682 | 2.5462 | 2.2113 | 2.1596 | 1.5068 | 1.207 | 44.6315 | 43.8592 | 43.1436 | 42.6299 | 42.2604 | 41.9663 | 41.7847 | 41.5001 | 42.0574 | 44.3488 | 47.0143 | 49.4149 | 51.371 | 52.0211 | 52.2785 | 52.1887 | 51.3156 | 50.0305 | 48.1622 | 46.5237 | 45.2142 | 44.3793 | 43.691 | 42.9825 | 5.5821 | 5.5635 | 6.0593 | 6.0071 | 5.9352 | 5.7314 | 6.8529 | 6.3709 | 7.4937 | 7.2846 | 6.3104 | 5.7507 | 5.3862 | 5.4174 | 4.6653 | 3.8741 | 3.2975 | 3.4366 | 3.4333 | 5.6811 | 6.1351 | 6.2798 | 5.4795 | 5.8823
Portfolio Adjusted1-in-10AllOther2016February Monthly Peak | Portfolio Adjusted | 1-in-10 | All | Other | 2016 | February Monthly Peak | 2 | 130.5783 | 127.9155 | 123.3972 | 122.8885 | 130.3214 | 150.9074 | 180.2889 | 196.0141 | 201.4558 | 202.4693 | 205.0098 | 203.798 | 200.551 | 202.6931 | 196.247 | 185.9902 | 175.8781 | 172.8568 | 169.1702 | 163.2626 | 158.3646 | 152.5943 | 144.0288 | 139.4789 | -0.93422 | -1.0408 | -0.65063 | -1.8467 | -2.2998 | -1.9915 | -0.77077 | -2.3018 | -1.9063 | -2.3467 | -0.0017983 | 0.23621 | 0.81524 | 1.5755 | 4.0245 | 3.6699 | 5.0452 | 4.6562 | 2.381 | 2.4441 | 2.1308 | 2.094 | 1.4559 | 1.1703 | 51.8368 | 51.109 | 50.3626 | 49.8797 | 49.6925 | 48.9807 | 47.9627 | 48.3646 | 49.6526 | 51.7281 | 53.992 | 55.5569 | 57.3349 | 58.8332 | 59.8056 | 60.0557 | 59.2848 | 58.4833 | 56.6593 | 54.7342 | 53.201 | 51.9464 | 51.2955 | 50.4122 | 5.3996 | 5.3915 | 5.8556 | 5.7754 | 5.7017 | 5.4769 | 6.5082 | 5.9868 | 7.0208 | 6.8651 | 5.9968 | 5.5237 | 5.2016 | 5.2645 | 4.5582 | 3.784 | 3.2099 | 3.3315 | 3.312 | 5.4533 | 5.912 | 6.0891 | 5.2946 | 5.7039
Portfolio Adjusted1-in-10AllOther2016March Monthly Peak | Portfolio Adjusted | 1-in-10 | All | Other | 2016 | March Monthly Peak | 3 | 133.849 | 130.4809 | 126.1732 | 123.4157 | 130.0198 | 148.162 | 173.6578 | 190.5503 | 199.2104 | 202.6716 | 209.2772 | 211.4981 | 209.9239 | 214.3135 | 209.729 | 198.9489 | 186.244 | 174.3869 | 169.6063 | 167.7607 | 165.2607 | 159.3133 | 148.8199 | 142.67 | -0.95762 | -1.0616 | -0.66526 | -1.8546 | -2.2945 | -1.9552 | -0.74242 | -2.2376 | -1.8851 | -2.349 | -0.0018358 | 0.24514 | 0.85334 | 1.6658 | 4.301 | 3.9256 | 5.3426 | 4.6974 | 2.3871 | 2.5114 | 2.2236 | 2.1862 | 1.5044 | 1.1971 | 59.3372 | 57.9395 | 57.3448 | 56.7033 | 55.7753 | 54.921 | 54.1993 | 53.9229 | 55.2166 | 59.19 | 64.1408 | 68.732 | 72.2527 | 74.1246 | 75.2396 | 75.9217 | 75.7707 | 74.3203 | 72.3384 | 69.6771 | 66.3387 | 63.8017 | 61.624 | 59.9284 | 5.5348 | 5.4996 | 5.9873 | 5.8002 | 5.6885 | 5.3773 | 6.2688 | 5.8199 | 6.9425 | 6.8719 | 6.1217 | 5.7324 | 5.4447 | 5.5663 | 4.8713 | 4.0477 | 3.3991 | 3.361 | 3.3205 | 5.6035 | 6.1694 | 6.3572 | 5.4707 | 5.8344
Portfolio Adjusted1-in-10AllOther2016April Monthly Peak | Portfolio Adjusted | 1-in-10 | All | Other | 2016 | April Monthly Peak | 4 | 137.4586 | 134.1301 | 129.3943 | 126.5803 | 133.2125 | 152.0705 | 178.8942 | 199.4998 | 212.7236 | 220.7552 | 230.3513 | 234.2167 | 234.0557 | 239.1721 | 234.2704 | 221.0304 | 204.9645 | 190.1018 | 182.8642 | 179.3384 | 174.7533 | 166.9192 | 154.7726 | 147.4746 | -0.64265 | -0.91252 | -0.53667 | -1.2177 | -1.7795 | -1.719 | -1.4284 | -1.9883 | -1.9768 | -2.4638 | -1.0545 | -1.3462 | -0.70907 | -0.16296 | 3.146 | 3.4783 | 4.1793 | 3.846 | 2.1944 | 1.9323 | 1.564 | 2.0292 | 1.5562 | 1.464 | 69.3348 | 68.1359 | 66.6439 | 65.7702 | 64.8057 | 63.7443 | 63.1309 | 63.1668 | 66.3207 | 71.8791 | 77.3191 | 82.3642 | 85.6065 | 87.6523 | 88.7016 | 89.1028 | 88.7514 | 87.6875 | 85.6341 | 81.9091 | 77.4097 | 73.8403 | 71.3454 | 69.4389 | 5.3538 | 5.3249 | 5.7833 | 5.6031 | 5.4894 | 5.1984 | 6.0825 | 5.7391 | 6.9826 | 7.0501 | 6.3465 | 5.9792 | 5.7178 | 5.851 | 5.1251 | 4.2356 | 3.5233 | 3.451 | 3.372 | 5.6421 | 6.1446 | 6.2736 | 5.3588 | 5.6803
Portfolio Adjusted1-in-10AllOther2016May Monthly Peak | Portfolio Adjusted | 1-in-10 | All | Other | 2016 | May Monthly Peak | 5 | 141.2216 | 138.3621 | 133.2674 | 131.4866 | 138.7087 | 158.3404 | 184.2391 | 210.6575 | 229.2647 | 240.1369 | 251.0582 | 254.0448 | 252.6242 | 257.0727 | 251.3008 | 235.2702 | 217.2533 | 200.3437 | 190.9375 | 185.0187 | 180.2758 | 172.3589 | 160.6579 | 153.1101 | -0.51019 | -0.86227 | -0.48848 | -0.96013 | -1.598 | -1.6614 | -1.764 | -1.9391 | -2.1138 | -2.6359 | -1.6409 | -2.2121 | -1.5334 | -1.1066 | 2.6124 | 3.2996 | 3.6575 | 3.4775 | 2.1215 | 1.6608 | 1.2653 | 1.9797 | 1.6116 | 1.6207 | 73.0737 | 71.3736 | 70.0693 | 69.0876 | 68.172 | 67.1979 | 66.8651 | 67.2619 | 70.6929 | 76.062 | 81.0028 | 84.4466 | 87.4485 | 89.4579 | 90.5855 | 90.8977 | 90.0126 | 88.523 | 87.1119 | 84.5016 | 80.592 | 76.8271 | 74.4464 | 72.1309 | 5.5296 | 5.5221 | 5.9881 | 5.8513 | 5.7463 | 5.4415 | 6.2976 | 6.0923 | 7.5656 | 7.7099 | 6.9538 | 6.5199 | 6.2042 | 6.3223 | 5.5269 | 4.5324 | 3.7544 | 3.6562 | 3.5396 | 5.8517 | 6.3725 | 6.5125 | 5.5922 | 5.9288
Portfolio Adjusted1-in-10AllOther2016June Monthly Peak | Portfolio Adjusted | 1-in-10 | All | Other | 2016 | June Monthly Peak | 6 | 145.7874 | 142.8299 | 138.1876 | 136.3659 | 143.1898 | 162.4336 | 187.3281 | 210.827 | 226.2184 | 236.1083 | 245.8644 | 244.8846 | 238.7941 | 242.1757 | 236.7683 | 225.1966 | 209.2779 | 194.0727 | 187.7166 | 181.9814 | 180.3137 | 173.8747 | 162.9444 | 156.2677 | -0.61758 | -0.93799 | -0.54561 | -1.1812 | -1.804 | -1.7817 | -1.6188 | -2.0348 | -2.0954 | -2.6172 | -1.3245 | -1.707 | -1.0234 | -0.52757 | 2.8828 | 3.3845 | 3.9598 | 3.6959 | 2.1836 | 1.8256 | 1.4699 | 2.0655 | 1.6368 | 1.5938 | 70.1804 | 69.0134 | 68.1613 | 67.2203 | 66.1292 | 65.038 | 64.4813 | 65.6903 | 69.3011 | 74.037 | 78.9236 | 83.2335 | 86.0672 | 87.9806 | 89.1685 | 89.4066 | 89.586 | 88.533 | 87.4991 | 85.074 | 81.3968 | 77.5968 | 75.2705 | 73.5384 | 5.6772 | 5.6693 | 6.1753 | 6.0353 | 5.8996 | 5.5517 | 6.3682 | 6.0639 | 7.4243 | 7.5391 | 6.7728 | 6.2505 | 5.8326 | 5.9235 | 5.1789 | 4.3147 | 3.5969 | 3.5225 | 3.4609 | 5.7243 | 6.3391 | 6.5339 | 5.6408 | 6.018
Portfolio Adjusted1-in-10AllOther2016July Monthly Peak | Portfolio Adjusted | 1-in-10 | All | Other | 2016 | July Monthly Peak | 7 | 149.7166 | 145.948 | 141.8169 | 141.2435 | 148.6538 | 169.6762 | 194.4356 | 215.9783 | 229.2438 | 238.2688 | 245.8525 | 244.4652 | 238.6799 | 241.3673 | 235.6965 | 226.0973 | 211.7408 | 197.5766 | 191.8485 | 186.5878 | 184.8657 | 177.8065 | 166.6117 | 159.6744 | -0.45612 | -0.86512 | -0.48339 | -0.85696 | -1.567 | -1.707 | -2.0263 | -1.9005 | -2.1047 | -2.592 | -1.8634 | -2.5143 | -1.8354 | -1.5049 | 2.0692 | 2.9647 | 3.1636 | 3.1269 | 2.0407 | 1.4961 | 1.1074 | 1.9787 | 1.6693 | 1.7462 | 75.4454 | 74.0263 | 72.8301 | 71.7021 | 70.9375 | 70.2689 | 69.9211 | 70.3606 | 73.061 | 77.5834 | 82.2321 | 85.8707 | 87.7176 | 88.5894 | 89.784 | 90.4846 | 90.2147 | 89.5768 | 88.2527 | 85.9762 | 82.5128 | 79.2682 | 77.1752 | 75.8074 | 5.9247 | 5.8869 | 6.4402 | 6.3525 | 6.2239 | 5.8932 | 6.7169 | 6.3128 | 7.6455 | 7.7314 | 6.8822 | 6.3409 | 5.9242 | 5.9993 | 5.239 | 4.4021 | 3.6982 | 3.6442 | 3.5944 | 5.9643 | 6.6044 | 6.79 | 5.8612 | 6.2488
Portfolio Adjusted1-in-10AllOther2016August Monthly Peak | Portfolio Adjusted | 1-in-10 | All | Other | 2016 | August Monthly Peak | 8 | 151.0156 | 147.4445 | 143.108 | 142.5575 | 150.3518 | 172.3895 | 199.9195 | 223.8723 | 241.2487 | 252.786 | 262.1595 | 262.8048 | 257.626 | 261.6685 | 255.415 | 241.4939 | 223.1536 | 206.614 | 198.4782 | 193.9697 | 190.3067 | 180.7407 | 169.2831 | 161.5648 | -0.3756 | -0.82964 | -0.45147 | -0.691 | -1.4394 | -1.6607 | -2.2508 | -1.8802 | -2.2057 | -2.7255 | -2.2573 | -3.1124 | -2.3935 | -2.1306 | 1.8344 | 2.9489 | 2.9165 | 2.9574 | 2.0184 | 1.3717 | 0.94649 | 1.9475 | 1.694 | 1.8229 | 74.9853 | 74.1124 | 73.2054 | 72.4606 | 71.7246 | 71.2879 | 70.9367 | 71.1439 | 73.7377 | 78.665 | 83.1445 | 87.316 | 90.2954 | 92.2829 | 93.4454 | 94.4962 | 94.7859 | 93.9941 | 93.1255 | 90.5259 | 86.4964 | 83.4286 | 81.3195 | 79.2371 | 6.0689 | 6.0396 | 6.5997 | 6.5111 | 6.3928 | 6.0804 | 7.0136 | 6.6451 | 8.1708 | 8.3298 | 7.4526 | 6.9224 | 6.4938 | 6.6049 | 5.7654 | 4.7749 | 3.958 | 3.87 | 3.7763 | 6.2965 | 6.9043 | 7.0092 | 6.0477 | 6.421
Portfolio Adjusted1-in-10AllOther2016September Monthly Peak | Portfolio Adjusted | 1-in-10 | All | Other | 2016 | September Monthly Peak | 9 | 152.7393 | 148.8758 | 144.069 | 144.3678 | 152.8185 | 175.7577 | 206.5278 | 232.9799 | 254.9822 | 267.9844 | 278.0771 | 278.85 | 273.9546 | 277.9806 | 270.9587 | 254.1997 | 233.2613 | 215.2696 | 207.0634 | 203.558 | 195.8005 | 185.2126 | 172.5691 | 163.7757 | -0.32199 | -0.80735 | -0.42971 | -0.5804 | -1.3628 | -1.6423 | -2.4423 | -1.8934 | -2.3246 | -2.8717 | -2.5886 | -3.597 | -2.8424 | -2.6228 | 1.6527 | 2.9488 | 2.7527 | 2.8605 | 2.04 | 1.3089 | 0.83893 | 1.9513 | 1.7255 | 1.8863 | 77.0494 | 75.931 | 74.8413 | 74.1643 | 73.4147 | 72.8777 | 72.5594 | 72.5076 | 74.4524 | 78.8453 | 83.6044 | 88.0358 | 91.4057 | 93.7437 | 94.5302 | 94.549 | 93.8087 | 92.2926 | 90.5616 | 87.5548 | 83.6705 | 80.6665 | 78.3855 | 76.6525 | 6.2185 | 6.1781 | 6.731 | 6.6801 | 6.5827 | 6.2804 | 7.3402 | 7.0059 | 8.749 | 8.9462 | 8.0086 | 7.4412 | 6.9958 | 7.1085 | 6.1963 | 5.0919 | 4.1914 | 4.0849 | 3.9913 | 6.6942 | 7.1966 | 7.2766 | 6.2458 | 6.5941
Portfolio Adjusted1-in-10AllOther2016October Monthly Peak | Portfolio Adjusted | 1-in-10 | All | Other | 2016 | October Monthly Peak | 10 | 133.5034 | 131.1264 | 125.7705 | 124.7447 | 131.9528 | 152.5856 | 182.4344 | 202.1765 | 214.373 | 223.6129 | 232.1145 | 235.1391 | 235.0287 | 239.1723 | 233.0571 | 218.9266 | 203.1029 | 194.7641 | 186.5873 | 177.5316 | 169.8075 | 161.7704 | 150.3491 | 144.3783 | -0.53015 | -0.84245 | -0.48146 | -1.0084 | -1.602 | -1.6428 | -1.6489 | -1.9129 | -1.9818 | -2.4684 | -1.3638 | -1.8127 | -1.1856 | -0.73721 | 2.6612 | 3.1968 | 3.6629 | 3.5694 | 2.1291 | 1.7013 | 1.3025 | 1.8947 | 1.5094 | 1.4962 | 72.1614 | 70.9462 | 70.1722 | 69.1761 | 68.1914 | 67.2966 | 66.999 | 66.5771 | 67.2133 | 71.1834 | 76.505 | 82.1646 | 86.7583 | 89.5013 | 90.4175 | 90.7871 | 90.3601 | 89.0291 | 85.9577 | 81.4121 | 77.5841 | 75.1145 | 73.3463 | 71.7215 | 5.2067 | 5.2126 | 5.6289 | 5.5293 | 5.4448 | 5.223 | 6.2112 | 5.8239 | 7.0462 | 7.151 | 6.4037 | 6.0108 | 5.7493 | 5.8589 | 5.1054 | 4.2009 | 3.496 | 3.5404 | 3.4453 | 5.5928 | 5.9788 | 6.0883 | 5.2127 | 5.5686
Portfolio Adjusted1-in-10AllOther2016November Monthly Peak | Portfolio Adjusted | 1-in-10 | All | Other | 2016 | November Monthly Peak | 11 | 138.0873 | 135.3773 | 130.5117 | 129.0277 | 136.5194 | 157.1613 | 183.6133 | 204.7156 | 218.6242 | 226.5414 | 235.1159 | 238.0226 | 237.0511 | 240.6343 | 234.5321 | 219.0285 | 204.443 | 196.4015 | 187.5296 | 178.8629 | 171.7368 | 164.4173 | 152.3737 | 146.0885 | -0.70231 | -0.95091 | -0.56563 | -1.3568 | -1.9207 | -1.8258 | -1.3532 | -2.1005 | -2.0378 | -2.5445 | -0.89836 | -1.0957 | -0.43952 | 0.1731 | 3.4246 | 3.5917 | 4.4497 | 4.1916 | 2.3148 | 2.0515 | 1.6652 | 2.0414 | 1.5334 | 1.413 | 68.4987 | 67.1652 | 66.4237 | 65.2565 | 64.5838 | 63.7858 | 63.1391 | 63.1864 | 65.4369 | 70.337 | 76.2758 | 80.997 | 84.1474 | 85.687 | 86.6147 | 86.4085 | 84.6631 | 81.8589 | 78.7458 | 75.4293 | 73.0142 | 71.265 | 69.5153 | 68.2758 | 5.3953 | 5.3914 | 5.8518 | 5.7296 | 5.6436 | 5.3895 | 6.2628 | 5.9078 | 7.1991 | 7.2578 | 6.4983 | 6.0957 | 5.8094 | 5.9054 | 5.1471 | 4.2105 | 3.5255 | 3.5767 | 3.469 | 5.645 | 6.0577 | 6.1992 | 5.2925 | 5.6448
Portfolio Adjusted1-in-10AllOther2016December Monthly Peak | Portfolio Adjusted | 1-in-10 | All | Other | 2016 | December Monthly Peak | 12 | 129.7243 | 127.161 | 123.3501 | 123.125 | 130.6859 | 150.5583 | 177.1791 | 192.2462 | 198.671 | 199.0131 | 199.4179 | 195.7775 | 190.635 | 190.4353 | 183.3926 | 174.7677 | 168.6764 | 167.2299 | 163.7017 | 158.8026 | 153.835 | 147.7788 | 139.9486 | 135.6235 | -0.92811 | -1.0346 | -0.65038 | -1.8502 | -2.3062 | -1.9869 | -0.75747 | -2.2575 | -1.88 | -2.3066 | -0.0017493 | 0.22692 | 0.77493 | 1.4802 | 3.7609 | 3.4484 | 4.8387 | 4.5046 | 2.304 | 2.3773 | 2.0699 | 2.0279 | 1.4147 | 1.138 | 45.4525 | 44.7738 | 44.398 | 44.1499 | 43.9945 | 43.719 | 44.1043 | 44.1981 | 44.7014 | 46.4447 | 48.4902 | 50.4598 | 51.8807 | 52.2721 | 52.2753 | 52.2263 | 51.7818 | 50.6075 | 49.3006 | 48.1059 | 46.8902 | 46.188 | 45.8703 | 45.2599 | 5.3643 | 5.3597 | 5.8534 | 5.7865 | 5.7176 | 5.4643 | 6.3959 | 5.8717 | 6.9237 | 6.7479 | 5.8333 | 5.3063 | 4.9444 | 4.9462 | 4.2596 | 3.5557 | 3.0785 | 3.2231 | 3.2049 | 5.3043 | 5.7429 | 5.8969 | 5.1446 | 5.5462
Portfolio Adjusted1-in-10AllOther2016Typical Event Day | Portfolio Adjusted | 1-in-10 | All | Other | 2016 | Typical Event Day | 8 | 149.8182 | 146.2772 | 141.9991 | 141.387 | 149.1298 | 170.8392 | 197.825 | 220.7178 | 237.101 | 247.8927 | 256.877 | 257.4713 | 252.1631 | 256.2051 | 250.157 | 236.7315 | 218.9972 | 202.9636 | 195.2171 | 190.9616 | 187.7967 | 178.7309 | 167.5633 | 160.1424 | -0.44488 | -0.86101 | -0.47905 | -0.83407 | -1.5521 | -1.7087 | -2.0844 | -1.93 | -2.1756 | -2.6934 | -1.9835 | -2.7033 | -1.9947 | -1.6648 | 2.1411 | 3.0747 | 3.2156 | 3.1699 | 2.064 | 1.5063 | 1.0986 | 1.9802 | 1.6786 | 1.759 | 74.4151 | 73.2708 | 72.2595 | 71.3868 | 70.5515 | 69.8681 | 69.4746 | 69.9256 | 72.638 | 77.2827 | 81.9762 | 86.114 | 88.8715 | 90.6492 | 91.732 | 92.2341 | 92.0988 | 91.0991 | 89.8597 | 87.2827 | 83.5191 | 80.24 | 78.0377 | 76.3088 | 5.9396 | 5.9111 | 6.4603 | 6.3706 | 6.2554 | 5.9445 | 6.8466 | 6.4632 | 7.9221 | 8.0585 | 7.204 | 6.6905 | 6.2704 | 6.3799 | 5.5706 | 4.6177 | 3.832 | 3.7504 | 3.6642 | 6.1153 | 6.7215 | 6.8378 | 5.9056 | 6.2787
Portfolio Adjusted1-in-10AllOther2017January Monthly Peak | Portfolio Adjusted | 1-in-10 | All | Other | 2017 | January Monthly Peak | 1 | 134.991 | 131.9961 | 127.6906 | 127.8198 | 135.6583 | 157.9197 | 189.8378 | 208.5901 | 215.0254 | 214.8416 | 215.7305 | 212.1729 | 207.6661 | 208.5775 | 200.8614 | 190.4184 | 180.6798 | 178.3076 | 175.3667 | 170.0851 | 164.3429 | 157.3731 | 149.0611 | 143.8435 | -0.96579 | -1.074 | -0.67326 | -1.9208 | -2.394 | -2.084 | -0.81159 | -2.4494 | -2.0347 | -2.49 | -0.0018924 | 0.24592 | 0.84416 | 1.6213 | 4.1192 | 3.7573 | 5.183 | 4.803 | 2.4682 | 2.5462 | 2.2113 | 2.1596 | 1.5068 | 1.207 | 44.6315 | 43.8592 | 43.1436 | 42.6299 | 42.2604 | 41.9663 | 41.7847 | 41.5001 | 42.0574 | 44.3488 | 47.0143 | 49.4149 | 51.371 | 52.0211 | 52.2785 | 52.1887 | 51.3156 | 50.0305 | 48.1622 | 46.5237 | 45.2142 | 44.3793 | 43.691 | 42.9825 | 5.5821 | 5.5635 | 6.0593 | 6.0071 | 5.9352 | 5.7314 | 6.8529 | 6.3709 | 7.4937 | 7.2846 | 6.3104 | 5.7507 | 5.3862 | 5.4174 | 4.6653 | 3.8741 | 3.2975 | 3.4366 | 3.4333 | 5.6811 | 6.1351 | 6.2798 | 5.4795 | 5.8823
Portfolio Adjusted1-in-10AllOther2017February Monthly Peak | Portfolio Adjusted | 1-in-10 | All | Other | 2017 | February Monthly Peak | 2 | 130.5784 | 127.9155 | 123.3972 | 122.8885 | 130.3214 | 150.9074 | 180.2889 | 196.0141 | 201.4558 | 202.4693 | 205.0098 | 203.798 | 200.551 | 202.6931 | 196.247 | 185.9902 | 175.8781 | 172.8568 | 169.1702 | 163.2626 | 158.3646 | 152.5943 | 144.0288 | 139.4789 | -0.93422 | -1.0408 | -0.65063 | -1.8467 | -2.2998 | -1.9915 | -0.77077 | -2.3018 | -1.9063 | -2.3467 | -0.0017983 | 0.23621 | 0.81524 | 1.5755 | 4.0245 | 3.6699 | 5.0452 | 4.6562 | 2.381 | 2.4441 | 2.1308 | 2.094 | 1.4559 | 1.1703 | 51.8368 | 51.109 | 50.3626 | 49.8797 | 49.6925 | 48.9807 | 47.9627 | 48.3646 | 49.6526 | 51.7281 | 53.992 | 55.5569 | 57.3349 | 58.8332 | 59.8056 | 60.0557 | 59.2848 | 58.4833 | 56.6593 | 54.7342 | 53.201 | 51.9464 | 51.2955 | 50.4122 | 5.3996 | 5.3915 | 5.8556 | 5.7754 | 5.7017 | 5.4769 | 6.5082 | 5.9868 | 7.0208 | 6.8651 | 5.9968 | 5.5237 | 5.2016 | 5.2645 | 4.5582 | 3.784 | 3.2099 | 3.3315 | 3.312 | 5.4533 | 5.912 | 6.0891 | 5.2946 | 5.7039
Portfolio Adjusted1-in-10AllOther2017March Monthly Peak | Portfolio Adjusted | 1-in-10 | All | Other | 2017 | March Monthly Peak | 3 | 133.849 | 130.4809 | 126.1732 | 123.4157 | 130.0198 | 148.162 | 173.6578 | 190.5503 | 199.2104 | 202.6716 | 209.2772 | 211.4981 | 209.9239 | 214.3135 | 209.729 | 198.9489 | 186.244 | 174.3869 | 169.6063 | 167.7607 | 165.2607 | 159.3133 | 148.8199 | 142.67 | -0.95762 | -1.0616 | -0.66526 | -1.8546 | -2.2945 | -1.9552 | -0.74242 | -2.2376 | -1.8851 | -2.349 | -0.0018358 | 0.24514 | 0.85334 | 1.6658 | 4.301 | 3.9256 | 5.3426 | 4.6974 | 2.3871 | 2.5114 | 2.2236 | 2.1862 | 1.5044 | 1.1971 | 59.3372 | 57.9395 | 57.3448 | 56.7033 | 55.7753 | 54.921 | 54.1993 | 53.9229 | 55.2166 | 59.19 | 64.1408 | 68.732 | 72.2527 | 74.1246 | 75.2396 | 75.9217 | 75.7707 | 74.3203 | 72.3384 | 69.6771 | 66.3387 | 63.8017 | 61.624 | 59.9284 | 5.5348 | 5.4996 | 5.9873 | 5.8002 | 5.6885 | 5.3773 | 6.2688 | 5.8199 | 6.9425 | 6.8719 | 6.1217 | 5.7324 | 5.4447 | 5.5663 | 4.8713 | 4.0477 | 3.3991 | 3.361 | 3.3205 | 5.6035 | 6.1694 | 6.3572 | 5.4707 | 5.8344
Portfolio Adjusted1-in-10AllOther2017April Monthly Peak | Portfolio Adjusted | 1-in-10 | All | Other | 2017 | April Monthly Peak | 4 | 3.7144 | 3.5749 | 3.4722 | 3.4297 | 3.5595 | 3.9079 | 4.2909 | 4.7411 | 5.4446 | 6.0193 | 6.4948 | 6.79 | 6.9392 | 7.1432 | 7.1874 | 7.0363 | 6.6971 | 6.1314 | 5.6402 | 5.555 | 5.3869 | 4.9447 | 4.4219 | 4.0531 | -0.0059353 | -0.0084278 | -0.0049566 | -0.011246 | -0.016435 | -0.015876 | -0.013192 | -0.018363 | -0.018257 | -0.022755 | -0.0097394 | -0.012433 | -0.0065488 | -0.0015051 | 0.11194 | 0.11458 | 0.11788 | 0.10744 | 0.020267 | 0.017846 | 0.014445 | 0.018741 | 0.014373 | 0.013521 | 66.9033 | 65.4606 | 63.7727 | 62.5714 | 61.4111 | 60.2887 | 59.6615 | 59.629 | 63.0777 | 69.4024 | 75.7038 | 80.9727 | 84.155 | 86.2218 | 87.4698 | 88.152 | 88.0117 | 87.3332 | 85.3042 | 82.2052 | 78.0668 | 74.3338 | 71.5623 | 69.8739 | 0.06088 | 0.059257 | 0.062512 | 0.06094 | 0.061251 | 0.061877 | 0.077779 | 0.077608 | 0.088482 | 0.088915 | 0.084548 | 0.085055 | 0.090457 | 0.10016 | 0.10439 | 0.10567 | 0.10653 | 0.097351 | 0.087176 | 0.081778 | 0.079839 | 0.076049 | 0.063704 | 0.061897
Portfolio Adjusted1-in-10AllOther2017May Monthly Peak | Portfolio Adjusted | 1-in-10 | All | Other | 2017 | May Monthly Peak | 5 | 3.8704 | 3.7226 | 3.6052 | 3.5643 | 3.695 | 4.0211 | 4.324 | 5.0122 | 5.9003 | 6.6155 | 7.1857 | 7.5147 | 7.6584 | 7.8457 | 7.8692 | 7.6802 | 7.309 | 6.6924 | 6.0893 | 5.7979 | 5.7127 | 5.2388 | 4.6708 | 4.2658 | -0.004712 | -0.0079637 | -0.0045115 | -0.0088675 | -0.014759 | -0.015344 | -0.016292 | -0.017909 | -0.019522 | -0.024345 | -0.015155 | -0.020431 | -0.014162 | -0.01022 | 0.1159 | 0.12163 | 0.12152 | 0.11189 | 0.019594 | 0.015339 | 0.011686 | 0.018284 | 0.014885 | 0.014969 | 73.3228 | 71.2858 | 69.8248 | 68.5449 | 67.1949 | 65.9866 | 65.2148 | 65.5554 | 69.2309 | 74.6993 | 79.9619 | 83.5649 | 86.9383 | 89.1804 | 90.3517 | 90.7159 | 90.2347 | 89.1635 | 87.7545 | 85.253 | 81.3113 | 77.6634 | 75.1185 | 72.615 | 0.062305 | 0.060865 | 0.064217 | 0.062979 | 0.063321 | 0.063752 | 0.079405 | 0.08007 | 0.092675 | 0.093662 | 0.088735 | 0.088611 | 0.093436 | 0.10291 | 0.10653 | 0.10716 | 0.10767 | 0.098413 | 0.088112 | 0.083261 | 0.08154 | 0.077896 | 0.065514 | 0.063937
Portfolio Adjusted1-in-10AllOther2017June Monthly Peak | Portfolio Adjusted | 1-in-10 | All | Other | 2017 | June Monthly Peak | 6 | 4.062 | 3.8969 | 3.7772 | 3.7285 | 3.8528 | 4.1418 | 4.4835 | 5.2149 | 6.0987 | 6.8386 | 7.4347 | 7.7497 | 7.8685 | 8.0548 | 8.087 | 7.9335 | 7.5865 | 6.9562 | 6.3428 | 5.9633 | 5.8831 | 5.4607 | 4.8718 | 4.458 | -0.0057038 | -0.0086631 | -0.0050392 | -0.010909 | -0.016662 | -0.016455 | -0.014951 | -0.018793 | -0.019352 | -0.024172 | -0.012233 | -0.015766 | -0.0094521 | -0.0048725 | 0.1245 | 0.12839 | 0.13032 | 0.11933 | 0.020168 | 0.01686 | 0.013576 | 0.019077 | 0.015117 | 0.01472 | 73.3019 | 71.7251 | 70.6124 | 69.2887 | 68.2967 | 66.7422 | 65.915 | 66.8873 | 70.9725 | 76.1419 | 81.2157 | 85.211 | 87.9776 | 89.724 | 90.9728 | 91.6758 | 92.043 | 91.3932 | 90.2694 | 88.133 | 85.0618 | 81.2417 | 78.7195 | 76.747 | 0.063447 | 0.062026 | 0.065728 | 0.064459 | 0.064529 | 0.06458 | 0.079921 | 0.079925 | 0.091737 | 0.092512 | 0.087579 | 0.086992 | 0.091435 | 0.10094 | 0.10512 | 0.10649 | 0.10732 | 0.098084 | 0.087921 | 0.082548 | 0.081354 | 0.078079 | 0.065892 | 0.06466
Portfolio Adjusted1-in-10AllOther2017July Monthly Peak | Portfolio Adjusted | 1-in-10 | All | Other | 2017 | July Monthly Peak | 7 | 4.2764 | 4.0871 | 3.9612 | 3.9248 | 4.0604 | 4.4276 | 4.7948 | 5.5346 | 6.4657 | 7.2419 | 7.8397 | 8.1506 | 8.2548 | 8.41 | 8.418 | 8.2677 | 7.9218 | 7.2755 | 6.6422 | 6.2535 | 6.1661 | 5.7187 | 5.0985 | 4.663 | -0.0042126 | -0.00799 | -0.0044645 | -0.0079147 | -0.014472 | -0.015766 | -0.018714 | -0.017552 | -0.019439 | -0.023939 | -0.01721 | -0.023221 | -0.016951 | -0.013899 | 0.12279 | 0.13006 | 0.12827 | 0.11888 | 0.018848 | 0.013818 | 0.010227 | 0.018274 | 0.015417 | 0.016128 | 77.1395 | 75.9077 | 74.6797 | 73.5112 | 72.5918 | 71.5836 | 70.738 | 71.01 | 74.0901 | 79.0552 | 83.7069 | 87.4563 | 90.1398 | 91.8758 | 93.1932 | 93.8194 | 93.737 | 93.193 | 92.1888 | 89.9168 | 86.2837 | 82.7276 | 80.387 | 78.6879 | 0.065246 | 0.06364 | 0.067778 | 0.066925 | 0.066984 | 0.066989 | 0.082132 | 0.08134 | 0.093063 | 0.093648 | 0.08808 | 0.087294 | 0.091623 | 0.10095 | 0.10493 | 0.10631 | 0.1071 | 0.098004 | 0.087976 | 0.083731 | 0.082931 | 0.079757 | 0.067385 | 0.066415
Portfolio Adjusted1-in-10AllOther2017August Monthly Peak | Portfolio Adjusted | 1-in-10 | All | Other | 2017 | August Monthly Peak | 8 | 4.2524 | 4.0694 | 3.945 | 3.9093 | 4.0476 | 4.4527 | 4.8717 | 5.5513 | 6.5376 | 7.3845 | 8.0346 | 8.4007 | 8.5234 | 8.7051 | 8.7049 | 8.5073 | 8.1037 | 7.4091 | 6.7103 | 6.4014 | 6.2573 | 5.7202 | 5.0927 | 4.6548 | -0.003469 | -0.0076624 | -0.0041696 | -0.0063819 | -0.013294 | -0.015338 | -0.020787 | -0.017365 | -0.020371 | -0.025172 | -0.020848 | -0.028746 | -0.022106 | -0.019678 | 0.12238 | 0.13155 | 0.12727 | 0.11816 | 0.018641 | 0.012669 | 0.0087416 | 0.017986 | 0.015646 | 0.016836 | 76.3085 | 75.1333 | 73.9263 | 72.9887 | 71.8639 | 71.1347 | 70.579 | 70.673 | 73.4104 | 78.9043 | 83.9545 | 88.4916 | 91.6251 | 93.7352 | 95.2065 | 96.1179 | 96.1784 | 95.2299 | 94.164 | 91.7989 | 88.1625 | 85.3036 | 83.3381 | 81.5175 | 0.06666 | 0.06511 | 0.069311 | 0.068448 | 0.068594 | 0.068746 | 0.084751 | 0.084162 | 0.097382 | 0.098505 | 0.092577 | 0.091694 | 0.095735 | 0.10518 | 0.1085 | 0.10905 | 0.10936 | 0.10006 | 0.089776 | 0.086496 | 0.085563 | 0.08182 | 0.069138 | 0.068047
Portfolio Adjusted1-in-10AllOther2017September Monthly Peak | Portfolio Adjusted | 1-in-10 | All | Other | 2017 | September Monthly Peak | 9 | 4.1964 | 4.0228 | 3.897 | 3.8706 | 4.0182 | 4.4305 | 4.9698 | 5.5494 | 6.5526 | 7.3852 | 8.0291 | 8.3896 | 8.5252 | 8.7144 | 8.7152 | 8.4906 | 8.0577 | 7.3334 | 6.6691 | 6.5455 | 6.1615 | 5.6107 | 5.0021 | 4.5746 | -0.0029738 | -0.0074565 | -0.0039687 | -0.0053604 | -0.012586 | -0.015168 | -0.022556 | -0.017487 | -0.02147 | -0.026523 | -0.023908 | -0.033221 | -0.026251 | -0.024224 | 0.11839 | 0.12924 | 0.1234 | 0.11467 | 0.018841 | 0.012089 | 0.0077481 | 0.018022 | 0.015936 | 0.017421 | 76.1238 | 74.8649 | 73.6283 | 72.7647 | 71.8649 | 71.0281 | 70.3326 | 70.0569 | 72.2017 | 77.1923 | 82.5273 | 87.0642 | 90.4354 | 92.8297 | 93.6817 | 93.8696 | 93.533 | 92.5375 | 90.8641 | 87.8665 | 83.982 | 81.0432 | 78.6377 | 76.9321 | 0.067647 | 0.06605 | 0.070235 | 0.069681 | 0.069948 | 0.070055 | 0.086759 | 0.086265 | 0.10123 | 0.10267 | 0.096082 | 0.094669 | 0.098175 | 0.1073 | 0.10975 | 0.10942 | 0.10919 | 0.099972 | 0.089857 | 0.088578 | 0.087248 | 0.08351 | 0.070405 | 0.069295
Portfolio Adjusted1-in-10AllOther2017October Monthly Peak | Portfolio Adjusted | 1-in-10 | All | Other | 2017 | October Monthly Peak | 10 | 3.7516 | 3.6135 | 3.4976 | 3.4683 | 3.6023 | 3.9796 | 4.5394 | 4.9237 | 5.6068 | 6.2551 | 6.812 | 7.1675 | 7.3617 | 7.5754 | 7.6078 | 7.4164 | 7.0394 | 6.4618 | 6.1108 | 5.8565 | 5.4596 | 4.9974 | 4.4677 | 4.1018 | -0.0048964 | -0.0077806 | -0.0044466 | -0.0093135 | -0.014795 | -0.015172 | -0.015228 | -0.017667 | -0.018303 | -0.022798 | -0.012596 | -0.016742 | -0.010949 | -0.0068087 | 0.1148 | 0.1188 | 0.11925 | 0.10973 | 0.019664 | 0.015713 | 0.012029 | 0.017499 | 0.01394 | 0.013819 | 70.5346 | 69.0929 | 68.188 | 66.9696 | 65.9615 | 64.9202 | 64.409 | 63.797 | 64.5113 | 69.3654 | 75.5449 | 81.3734 | 85.8244 | 88.714 | 89.8472 | 90.5152 | 90.5183 | 89.5904 | 87.1518 | 82.8766 | 78.7895 | 75.738 | 73.3809 | 71.635 | 0.059776 | 0.058394 | 0.061293 | 0.060357 | 0.060905 | 0.062046 | 0.078632 | 0.078134 | 0.088899 | 0.089587 | 0.084902 | 0.08523 | 0.09061 | 0.10017 | 0.10429 | 0.10553 | 0.10642 | 0.097599 | 0.087397 | 0.081474 | 0.078746 | 0.074743 | 0.062654 | 0.061019
Portfolio Adjusted1-in-10AllOther2017November Monthly Peak | Portfolio Adjusted | 1-in-10 | All | Other | 2017 | November Monthly Peak | 11 | 3.6123 | 3.4959 | 3.4085 | 3.4007 | 3.5453 | 3.9232 | 4.2974 | 4.7411 | 5.4035 | 5.9105 | 6.3363 | 6.5842 | 6.6859 | 6.8231 | 6.8021 | 6.5672 | 6.2922 | 6.1588 | 5.7214 | 5.3723 | 5.0476 | 4.6621 | 4.2106 | 3.8899 | -0.0064863 | -0.0087823 | -0.0052241 | -0.012531 | -0.017739 | -0.016863 | -0.012498 | -0.0194 | -0.01882 | -0.0235 | -0.008297 | -0.01012 | -0.0040593 | 0.0015987 | 0.10805 | 0.10815 | 0.11378 | 0.11044 | 0.021379 | 0.018947 | 0.015379 | 0.018854 | 0.014162 | 0.01305 | 64.9209 | 63.5567 | 62.5312 | 61.1791 | 60.3344 | 59.5092 | 58.7976 | 58.523 | 61.0576 | 66.2359 | 72.4621 | 77.4254 | 80.6026 | 82.2873 | 83.3304 | 83.523 | 82.3058 | 79.726 | 76.2861 | 72.5797 | 70.0317 | 68.044 | 66.3191 | 65.084 | 0.061288 | 0.059853 | 0.063132 | 0.062013 | 0.062523 | 0.063369 | 0.079161 | 0.078872 | 0.090139 | 0.090517 | 0.085726 | 0.085982 | 0.091227 | 0.10075 | 0.10487 | 0.10601 | 0.10698 | 0.098139 | 0.087852 | 0.082022 | 0.079458 | 0.075677 | 0.063349 | 0.061701
Portfolio Adjusted1-in-10AllOther2017December Monthly Peak | Portfolio Adjusted | 1-in-10 | All | Other | 2017 | December Monthly Peak | 12 | 3.6417 | 3.5425 | 3.4788 | 3.4859 | 3.6474 | 4.0432 | 4.612 | 4.9214 | 5.398 | 5.6384 | 5.7269 | 5.6473 | 5.475 | 5.3849 | 5.2226 | 5.0501 | 5.0755 | 5.2738 | 5.0457 | 4.8903 | 4.6847 | 4.4327 | 4.1148 | 3.8695 | -0.0088452 | -0.0098603 | -0.0061983 | -0.017633 | -0.021979 | -0.018936 | -0.0072189 | -0.021515 | -0.017917 | -0.021983 | -1.6671e-05 | 0.0021626 | 0.0073853 | 0.014107 | 0.093445 | 0.088977 | 0.10368 | 0.10408 | 0.021958 | 0.022657 | 0.019727 | 0.019327 | 0.013482 | 0.010845 | 41.9781 | 41.3408 | 41.1069 | 40.8393 | 40.5325 | 40.3439 | 40.5668 | 40.6283 | 41.3178 | 43.3908 | 45.6073 | 47.5255 | 48.6692 | 49.197 | 49.2009 | 49.1166 | 48.7368 | 47.4928 | 46.2446 | 45.1968 | 44.3113 | 43.4472 | 43.0531 | 42.3447 | 0.06274 | 0.061278 | 0.064946 | 0.064243 | 0.064867 | 0.065645 | 0.082158 | 0.080627 | 0.09057 | 0.089336 | 0.083576 | 0.083348 | 0.088756 | 0.098387 | 0.10358 | 0.10609 | 0.10795 | 0.099081 | 0.088799 | 0.081978 | 0.079385 | 0.075512 | 0.063957 | 0.062652
Portfolio Adjusted1-in-10AllOther2017Typical Event Day | Portfolio Adjusted | 1-in-10 | All | Other | 2017 | Typical Event Day | 8 | 4.203 | 4.0238 | 3.9023 | 3.8671 | 4.0046 | 4.4033 | 4.8117 | 5.4634 | 6.412 | 7.2265 | 7.8551 | 8.2116 | 8.3318 | 8.5139 | 8.5178 | 8.3277 | 7.934 | 7.2528 | 6.5803 | 6.2824 | 6.1538 | 5.634 | 5.0206 | 4.5928 | -0.0041088 | -0.0079521 | -0.0044243 | -0.0077032 | -0.014335 | -0.015781 | -0.019251 | -0.017825 | -0.020093 | -0.024876 | -0.018319 | -0.024967 | -0.018423 | -0.015375 | 0.12286 | 0.13041 | 0.12782 | 0.11807 | 0.019062 | 0.013912 | 0.010147 | 0.018289 | 0.015503 | 0.016245 | 75.7184 | 74.4078 | 73.2117 | 72.1383 | 71.1543 | 70.1222 | 69.3911 | 69.6568 | 72.6687 | 77.8234 | 82.8511 | 87.0558 | 90.0445 | 92.0412 | 93.2635 | 93.8707 | 93.8729 | 93.0884 | 91.8716 | 89.4288 | 85.8725 | 82.579 | 80.2706 | 78.4711 | 0.065482 | 0.063938 | 0.068038 | 0.067169 | 0.067343 | 0.067517 | 0.083257 | 0.082586 | 0.095257 | 0.096208 | 0.090503 | 0.089782 | 0.093925 | 0.10335 | 0.10688 | 0.10765 | 0.10809 | 0.098879 | 0.088689 | 0.084949 | 0.083965 | 0.080295 | 0.067863 | 0.066756
Portfolio Adjusted1-in-10AllOther2018January Monthly Peak | Portfolio Adjusted | 1-in-10 | All | Other | 2018 | January Monthly Peak | 1 | 3.7443 | 3.6571 | 3.5955 | 3.6105 | 3.7849 | 4.2171 | 4.8971 | 5.2405 | 5.73 | 5.9545 | 6.0147 | 5.9099 | 5.7215 | 5.638 | 5.4578 | 5.2726 | 5.1702 | 5.4108 | 5.2495 | 5.0933 | 4.8807 | 4.5933 | 4.2426 | 3.9989 | -0.0092043 | -0.010235 | -0.0064164 | -0.018306 | -0.022816 | -0.019861 | -0.0077347 | -0.023344 | -0.019391 | -0.023731 | -1.8035e-05 | 0.0023437 | 0.0080451 | 0.015451 | 0.098016 | 0.093121 | 0.10661 | 0.10743 | 0.023523 | 0.024266 | 0.021074 | 0.020581 | 0.01436 | 0.011503 | 40.9316 | 40.278 | 39.7281 | 39.2842 | 39.1222 | 38.7797 | 38.4067 | 38.2671 | 38.8384 | 40.9344 | 43.4107 | 45.961 | 47.9046 | 48.835 | 49.3202 | 49.2211 | 48.6317 | 47.5957 | 45.4851 | 43.8221 | 42.4148 | 41.3029 | 40.4231 | 39.6528 | 0.065261 | 0.063633 | 0.067303 | 0.066714 | 0.067361 | 0.068625 | 0.086854 | 0.085595 | 0.096221 | 0.094731 | 0.088453 | 0.088009 | 0.093523 | 0.10355 | 0.10857 | 0.11082 | 0.11246 | 0.10324 | 0.092636 | 0.086204 | 0.083611 | 0.07956 | 0.067448 | 0.066068
Portfolio Adjusted1-in-10AllOther2018February Monthly Peak | Portfolio Adjusted | 1-in-10 | All | Other | 2018 | February Monthly Peak | 2 | 3.5668 | 3.4793 | 3.409 | 3.4139 | 3.5736 | 3.9695 | 4.5079 | 4.8002 | 5.2847 | 5.5495 | 5.7007 | 5.7145 | 5.6474 | 5.6635 | 5.5697 | 5.4099 | 5.2363 | 5.2239 | 5.2003 | 4.9764 | 4.7453 | 4.4448 | 4.0711 | 3.8119 | -0.0089034 | -0.0099188 | -0.0062007 | -0.0176 | -0.021918 | -0.018979 | -0.0073456 | -0.021936 | -0.018168 | -0.022364 | -1.7139e-05 | 0.0022512 | 0.0077695 | 0.015015 | 0.099377 | 0.095001 | 0.10688 | 0.10343 | 0.022692 | 0.023293 | 0.020308 | 0.019957 | 0.013875 | 0.011154 | 48.7831 | 48.3133 | 47.8278 | 47.293 | 46.7753 | 45.9359 | 45.5415 | 45.533 | 46.3878 | 48.5442 | 50.6863 | 52.5588 | 54.1354 | 55.203 | 56.1867 | 56.7136 | 56.2297 | 55.3991 | 53.3465 | 51.2319 | 49.4827 | 48.0476 | 47.1591 | 46.184 | 0.062493 | 0.061068 | 0.064542 | 0.063732 | 0.064266 | 0.065139 | 0.082045 | 0.080363 | 0.090196 | 0.089079 | 0.08347 | 0.083323 | 0.08851 | 0.098007 | 0.10255 | 0.10443 | 0.10579 | 0.09717 | 0.087203 | 0.08161 | 0.079484 | 0.076064 | 0.064416 | 0.063485
Portfolio Adjusted1-in-10AllOther2018March Monthly Peak | Portfolio Adjusted | 1-in-10 | All | Other | 2018 | March Monthly Peak | 3 | 3.5876 | 3.464 | 3.3797 | 3.3494 | 3.4851 | 3.8384 | 4.3313 | 4.6395 | 5.1295 | 5.4859 | 5.7829 | 5.9393 | 5.9863 | 6.1127 | 6.1172 | 5.9805 | 5.7181 | 5.3365 | 5.1183 | 5.1429 | 4.9408 | 4.5986 | 4.1672 | 3.8565 | -0.0091264 | -0.010118 | -0.0063402 | -0.017675 | -0.021867 | -0.018634 | -0.0070755 | -0.021325 | -0.017965 | -0.022387 | -1.7496e-05 | 0.0023362 | 0.0081326 | 0.015876 | 0.10874 | 0.10464 | 0.11582 | 0.1051 | 0.02275 | 0.023935 | 0.021192 | 0.020835 | 0.014337 | 0.011409 | 56.235 | 54.7695 | 53.9025 | 53.4331 | 52.4685 | 51.7415 | 51.0223 | 50.8317 | 52.1147 | 56.6058 | 62.1653 | 66.9432 | 70.3006 | 72.1906 | 73.4775 | 74.2757 | 74.3018 | 73.2431 | 71.5142 | 68.8233 | 65.3767 | 62.3906 | 60.1471 | 58.4587 | 0.063413 | 0.061809 | 0.065513 | 0.063818 | 0.064025 | 0.064208 | 0.08007 | 0.078945 | 0.089343 | 0.088823 | 0.083963 | 0.084228 | 0.089385 | 0.098983 | 0.10324 | 0.10465 | 0.10562 | 0.096622 | 0.086674 | 0.082177 | 0.080958 | 0.077804 | 0.06556 | 0.064431
Portfolio Adjusted1-in-10AllOther2018April Monthly Peak | Portfolio Adjusted | 1-in-10 | All | Other | 2018 | April Monthly Peak | 4 | 5.6386 | 5.4532 | 5.2838 | 5.2015 | 5.4248 | 6.0395 | 6.803 | 7.5431 | 8.4268 | 9.1088 | 9.7154 | 10.062 | 10.2068 | 10.4814 | 10.4545 | 10.1151 | 9.5496 | 8.7782 | 8.1899 | 8.0553 | 7.8236 | 7.2751 | 6.585 | 6.1165 | -0.015096 | -0.021435 | -0.012606 | -0.028603 | -0.041801 | -0.040379 | -0.033553 | -0.046705 | -0.046435 | -0.057874 | -0.024771 | -0.031623 | -0.016656 | -0.003828 | 0.15559 | 0.16297 | 0.17631 | 0.16123 | 0.051546 | 0.045389 | 0.036738 | 0.047666 | 0.036555 | 0.034389 | 66.9383 | 65.4991 | 63.814 | 62.6174 | 61.4599 | 60.3384 | 59.7114 | 59.6799 | 63.1243 | 69.4381 | 75.727 | 80.9927 | 84.1759 | 86.2424 | 87.4875 | 88.1657 | 88.0223 | 87.3383 | 85.309 | 82.201 | 78.0573 | 74.3267 | 71.5592 | 69.8676 | 0.13054 | 0.12926 | 0.13957 | 0.13539 | 0.13332 | 0.12803 | 0.1524 | 0.14593 | 0.17455 | 0.17603 | 0.16072 | 0.15425 | 0.15258 | 0.16062 | 0.15134 | 0.13878 | 0.12979 | 0.12162 | 0.11276 | 0.14637 | 0.15459 | 0.15516 | 0.13194 | 0.1373
Portfolio Adjusted1-in-10AllOther2018May Monthly Peak | Portfolio Adjusted | 1-in-10 | All | Other | 2018 | May Monthly Peak | 5 | 5.8465 | 5.6597 | 5.4707 | 5.4047 | 5.6374 | 6.2413 | 6.9125 | 7.9709 | 9.1138 | 9.9752 | 10.6943 | 11.0616 | 11.1828 | 11.4313 | 11.3715 | 10.9545 | 10.3295 | 9.4784 | 8.7488 | 8.3763 | 8.2242 | 7.6432 | 6.915 | 6.4073 | -0.011984 | -0.020255 | -0.011475 | -0.022553 | -0.037536 | -0.039027 | -0.041436 | -0.045549 | -0.049653 | -0.061917 | -0.038546 | -0.051963 | -0.03602 | -0.025993 | 0.15182 | 0.16735 | 0.17239 | 0.16031 | 0.049834 | 0.039012 | 0.029723 | 0.046502 | 0.037858 | 0.038071 | 73.3192 | 71.2871 | 69.8283 | 68.5527 | 67.209 | 66.004 | 65.2385 | 65.58 | 69.2519 | 74.7189 | 79.9769 | 83.5776 | 86.9456 | 89.1844 | 90.355 | 90.7186 | 90.2315 | 89.1543 | 87.7452 | 85.2422 | 81.3009 | 77.6514 | 75.1088 | 72.608 | 0.13457 | 0.13378 | 0.14429 | 0.14109 | 0.13921 | 0.13354 | 0.15723 | 0.15373 | 0.18757 | 0.19078 | 0.17414 | 0.16601 | 0.16288 | 0.17039 | 0.15921 | 0.14418 | 0.13369 | 0.12521 | 0.11583 | 0.15097 | 0.15969 | 0.16057 | 0.13724 | 0.14302
Portfolio Adjusted1-in-10AllOther2018June Monthly Peak | Portfolio Adjusted | 1-in-10 | All | Other | 2018 | June Monthly Peak | 6 | 6.101 | 5.8957 | 5.711 | 5.6368 | 5.8575 | 6.4191 | 7.1141 | 8.1731 | 9.2656 | 10.1372 | 10.865 | 11.1614 | 11.1908 | 11.4231 | 11.3771 | 11.0593 | 10.4882 | 9.6482 | 8.9522 | 8.4957 | 8.3926 | 7.8837 | 7.146 | 6.6421 | -0.014507 | -0.022033 | -0.012816 | -0.027746 | -0.042377 | -0.041852 | -0.038026 | -0.047798 | -0.04922 | -0.061478 | -0.031112 | -0.040098 | -0.02404 | -0.012393 | 0.16419 | 0.17524 | 0.18542 | 0.17079 | 0.051294 | 0.042882 | 0.034528 | 0.04852 | 0.038448 | 0.037438 | 73.257 | 71.6861 | 70.5771 | 69.259 | 68.2655 | 66.7177 | 65.8944 | 66.8701 | 70.9485 | 76.1117 | 81.1827 | 85.1826 | 87.9502 | 89.6989 | 90.9468 | 91.6432 | 92.0077 | 91.3521 | 90.2295 | 88.0889 | 85.009 | 81.1893 | 78.6699 | 76.7009 | 0.13793 | 0.13715 | 0.14859 | 0.14532 | 0.14271 | 0.13603 | 0.15881 | 0.15313 | 0.18445 | 0.18699 | 0.17018 | 0.16022 | 0.15516 | 0.16233 | 0.15268 | 0.14052 | 0.13136 | 0.12314 | 0.11457 | 0.14827 | 0.15897 | 0.16106 | 0.13834 | 0.14507
Portfolio Adjusted1-in-10AllOther2018July Monthly Peak | Portfolio Adjusted | 1-in-10 | All | Other | 2018 | July Monthly Peak | 7 | 6.3689 | 6.1281 | 5.9446 | 5.9004 | 6.1407 | 6.8051 | 7.5232 | 8.5623 | 9.6708 | 10.5657 | 11.2641 | 11.5505 | 11.57 | 11.7616 | 11.6878 | 11.4016 | 10.8542 | 10.0134 | 9.3068 | 8.848 | 8.7371 | 8.1945 | 7.4222 | 6.8931 | -0.010714 | -0.020322 | -0.011355 | -0.02013 | -0.036808 | -0.040098 | -0.047597 | -0.044642 | -0.04944 | -0.060887 | -0.043772 | -0.05906 | -0.043114 | -0.035351 | 0.1508 | 0.17084 | 0.17194 | 0.16215 | 0.047937 | 0.035144 | 0.026012 | 0.046479 | 0.039212 | 0.041018 | 77.1151 | 75.8807 | 74.6531 | 73.4852 | 72.568 | 71.5646 | 70.7262 | 71.0006 | 74.0753 | 79.034 | 83.6857 | 87.4335 | 90.105 | 91.8285 | 93.1441 | 93.7714 | 93.6864 | 93.141 | 92.1322 | 89.8601 | 86.2295 | 82.6778 | 80.3408 | 78.6465 | 0.14351 | 0.14207 | 0.15463 | 0.15256 | 0.15008 | 0.14368 | 0.16646 | 0.15847 | 0.18927 | 0.19118 | 0.17247 | 0.16204 | 0.15688 | 0.16364 | 0.15351 | 0.14166 | 0.1325 | 0.12473 | 0.11652 | 0.15327 | 0.16473 | 0.16673 | 0.14325 | 0.15032
Portfolio Adjusted1-in-10AllOther2018August Monthly Peak | Portfolio Adjusted | 1-in-10 | All | Other | 2018 | August Monthly Peak | 8 | 6.3639 | 6.1322 | 5.9472 | 5.9041 | 6.1525 | 6.8688 | 7.6779 | 8.6923 | 9.9144 | 10.9151 | 11.6907 | 12.0609 | 12.1072 | 12.3445 | 12.2544 | 11.8593 | 11.1976 | 10.2751 | 9.4693 | 9.1 | 8.9053 | 8.2382 | 7.4549 | 6.9123 | -0.0088229 | -0.019488 | -0.010605 | -0.016231 | -0.033811 | -0.03901 | -0.05287 | -0.044166 | -0.051811 | -0.064021 | -0.053024 | -0.073111 | -0.056223 | -0.050049 | 0.14701 | 0.17208 | 0.1674 | 0.15901 | 0.047411 | 0.032221 | 0.022233 | 0.045746 | 0.039793 | 0.042819 | 76.2894 | 75.1186 | 73.9159 | 72.9811 | 71.8619 | 71.1369 | 70.5841 | 70.6798 | 73.4151 | 78.9008 | 83.9429 | 88.4747 | 91.606 | 93.7143 | 95.1811 | 96.0946 | 96.1584 | 95.2122 | 94.149 | 91.7805 | 88.1385 | 85.2766 | 83.3091 | 81.4847 | 0.14693 | 0.14568 | 0.1584 | 0.1563 | 0.15406 | 0.14808 | 0.17333 | 0.16609 | 0.20129 | 0.20485 | 0.18539 | 0.17504 | 0.16934 | 0.17664 | 0.16439 | 0.14914 | 0.13771 | 0.12942 | 0.12048 | 0.16081 | 0.17165 | 0.17187 | 0.14763 | 0.15437
Portfolio Adjusted1-in-10AllOther2018September Monthly Peak | Portfolio Adjusted | 1-in-10 | All | Other | 2018 | September Monthly Peak | 9 | 6.3335 | 6.1068 | 5.9137 | 5.8919 | 6.1591 | 6.8954 | 7.8696 | 8.8214 | 10.1268 | 11.1345 | 11.9144 | 12.2807 | 12.344 | 12.5884 | 12.4881 | 12.0257 | 11.2977 | 10.325 | 9.5522 | 9.3799 | 8.8898 | 8.1947 | 7.4129 | 6.8651 | -0.0075635 | -0.018965 | -0.010094 | -0.013634 | -0.032012 | -0.038577 | -0.05737 | -0.044476 | -0.054605 | -0.067457 | -0.060807 | -0.084492 | -0.066767 | -0.06161 | 0.14046 | 0.1698 | 0.16123 | 0.15417 | 0.047919 | 0.030747 | 0.019706 | 0.045836 | 0.040532 | 0.044309 | 76.1371 | 74.8802 | 73.6457 | 72.7848 | 71.8872 | 71.0547 | 70.3646 | 70.0921 | 72.2341 | 77.216 | 82.5428 | 87.0782 | 90.4494 | 92.8429 | 93.6939 | 93.8794 | 93.537 | 92.5339 | 90.8597 | 87.862 | 83.9775 | 81.0378 | 78.6341 | 76.9281 | 0.15026 | 0.14878 | 0.16136 | 0.16013 | 0.15834 | 0.15252 | 0.18049 | 0.17391 | 0.21412 | 0.21856 | 0.19759 | 0.1862 | 0.17976 | 0.18676 | 0.17235 | 0.15424 | 0.14078 | 0.13241 | 0.12375 | 0.16922 | 0.17799 | 0.17777 | 0.15201 | 0.15828
Portfolio Adjusted1-in-10AllOther2018October Monthly Peak | Portfolio Adjusted | 1-in-10 | All | Other | 2018 | October Monthly Peak | 10 | 5.6184 | 5.448 | 5.2568 | 5.2132 | 5.4489 | 6.1176 | 7.0988 | 7.7616 | 8.6103 | 9.3823 | 10.0534 | 10.4474 | 10.6372 | 10.9075 | 10.8513 | 10.4594 | 9.8602 | 9.1709 | 8.7073 | 8.3265 | 7.8241 | 7.2529 | 6.5665 | 6.12 | -0.012453 | -0.019789 | -0.011309 | -0.023688 | -0.03763 | -0.038589 | -0.038732 | -0.044935 | -0.046552 | -0.057983 | -0.032036 | -0.042581 | -0.027849 | -0.017317 | 0.15143 | 0.16308 | 0.17023 | 0.15951 | 0.050013 | 0.039963 | 0.030595 | 0.044506 | 0.035456 | 0.035146 | 70.558 | 69.1195 | 68.2166 | 67.0013 | 65.9936 | 64.9544 | 64.4463 | 63.837 | 64.5502 | 69.3916 | 75.5587 | 81.3848 | 85.8378 | 88.7254 | 89.8554 | 90.5191 | 90.516 | 89.5823 | 87.1347 | 82.8555 | 78.7721 | 75.729 | 73.3804 | 71.6362 | 0.12721 | 0.1267 | 0.13604 | 0.1337 | 0.13231 | 0.12858 | 0.15523 | 0.14777 | 0.17595 | 0.17826 | 0.16196 | 0.15492 | 0.15322 | 0.16076 | 0.15096 | 0.13818 | 0.12936 | 0.12301 | 0.11396 | 0.14531 | 0.15095 | 0.15102 | 0.12867 | 0.13475
Portfolio Adjusted1-in-10AllOther2018November Monthly Peak | Portfolio Adjusted | 1-in-10 | All | Other | 2018 | November Monthly Peak | 11 | 5.547 | 5.3933 | 5.2371 | 5.2081 | 5.4585 | 6.1279 | 6.8772 | 7.6182 | 8.4712 | 9.0847 | 9.6278 | 9.9139 | 10.0002 | 10.187 | 10.0785 | 9.6239 | 9.143 | 8.8959 | 8.3371 | 7.8683 | 7.4458 | 6.9606 | 6.3422 | 5.9357 | -0.016497 | -0.022337 | -0.013287 | -0.031871 | -0.045117 | -0.042888 | -0.031788 | -0.049341 | -0.047867 | -0.05977 | -0.021103 | -0.025738 | -0.010324 | 0.004066 | 0.15576 | 0.15827 | 0.17616 | 0.16916 | 0.054375 | 0.04819 | 0.039116 | 0.047954 | 0.03602 | 0.033192 | 64.9724 | 63.6086 | 62.5872 | 61.2378 | 60.3955 | 59.5707 | 58.8601 | 58.5901 | 61.1206 | 66.2949 | 72.5169 | 77.4768 | 80.6536 | 82.3362 | 83.3777 | 83.5646 | 82.3397 | 79.7567 | 76.3215 | 72.6207 | 70.0746 | 68.0903 | 66.3651 | 65.1299 | 0.13153 | 0.13081 | 0.14117 | 0.13831 | 0.13687 | 0.13237 | 0.15646 | 0.1497 | 0.17943 | 0.18072 | 0.16414 | 0.15686 | 0.15463 | 0.16191 | 0.15201 | 0.13867 | 0.13018 | 0.12391 | 0.11463 | 0.14655 | 0.15278 | 0.15357 | 0.13051 | 0.13653
Portfolio Adjusted1-in-10AllOther2018December Monthly Peak | Portfolio Adjusted | 1-in-10 | All | Other | 2018 | December Monthly Peak | 12 | 5.5126 | 5.3769 | 5.2575 | 5.2613 | 5.5325 | 6.2174 | 7.1728 | 7.7012 | 8.266 | 8.508 | 8.6012 | 8.4686 | 8.2226 | 8.1309 | 7.8665 | 7.5686 | 7.5032 | 7.6771 | 7.4 | 7.1743 | 6.898 | 6.5599 | 6.1305 | 5.8247 | -0.022486 | -0.025067 | -0.015757 | -0.044828 | -0.055876 | -0.048138 | -0.018352 | -0.054695 | -0.045548 | -0.055884 | -4.2382e-05 | 0.0054977 | 0.018775 | 0.035863 | 0.14787 | 0.13883 | 0.17395 | 0.16938 | 0.055822 | 0.057598 | 0.05015 | 0.049133 | 0.034275 | 0.027572 | 42.0297 | 41.3918 | 41.1558 | 40.8884 | 40.5839 | 40.394 | 40.6193 | 40.6812 | 41.368 | 43.4361 | 45.6501 | 47.5691 | 48.7169 | 49.2426 | 49.2465 | 49.1628 | 48.782 | 47.539 | 46.29 | 45.2399 | 44.3496 | 43.4879 | 43.0949 | 42.3879 | 0.13481 | 0.13407 | 0.14555 | 0.14391 | 0.1428 | 0.13812 | 0.16419 | 0.15332 | 0.17854 | 0.17453 | 0.15412 | 0.14418 | 0.14086 | 0.14697 | 0.13951 | 0.13127 | 0.12664 | 0.12128 | 0.11303 | 0.14338 | 0.15023 | 0.15126 | 0.13105 | 0.1384
Portfolio Adjusted1-in-10AllOther2018Typical Event Day | Portfolio Adjusted | 1-in-10 | All | Other | 2018 | Typical Event Day | 8 | 6.298 | 6.0704 | 5.8891 | 5.8457 | 6.0925 | 6.7978 | 7.5886 | 8.5603 | 9.7309 | 10.689 | 11.4378 | 11.7977 | 11.8398 | 12.0775 | 11.9943 | 11.6138 | 10.9706 | 10.0686 | 9.2943 | 8.9394 | 8.7672 | 8.1244 | 7.3592 | 6.8307 | -0.01045 | -0.020225 | -0.011253 | -0.019592 | -0.036459 | -0.040137 | -0.048963 | -0.045335 | -0.051105 | -0.063268 | -0.046592 | -0.063501 | -0.046856 | -0.039105 | 0.1519 | 0.17277 | 0.17224 | 0.16197 | 0.048483 | 0.035383 | 0.025807 | 0.046516 | 0.03943 | 0.041318 | 75.6997 | 74.3914 | 73.198 | 72.1275 | 71.1456 | 70.1185 | 69.3923 | 69.6606 | 72.6682 | 77.8156 | 82.8385 | 87.0422 | 90.0276 | 92.0212 | 93.2415 | 93.8471 | 93.8474 | 93.0598 | 91.8426 | 89.3979 | 85.8386 | 82.5454 | 80.2385 | 78.44 | 0.1439 | 0.14267 | 0.15514 | 0.15302 | 0.15084 | 0.14491 | 0.16945 | 0.16191 | 0.19556 | 0.1986 | 0.1797 | 0.16977 | 0.16434 | 0.17164 | 0.16015 | 0.14579 | 0.13504 | 0.12686 | 0.11806 | 0.15667 | 0.16743 | 0.16789 | 0.14432 | 0.15105
Portfolio Adjusted1-in-10AllOther2019January Monthly Peak | Portfolio Adjusted | 1-in-10 | All | Other | 2019 | January Monthly Peak | 1 | 5.6919 | 5.5615 | 5.437 | 5.4537 | 5.7418 | 6.498 | 7.6415 | 8.258 | 8.8357 | 9.0542 | 9.1267 | 8.9707 | 8.7182 | 8.6494 | 8.3574 | 8.02 | 7.7746 | 7.9765 | 7.7739 | 7.5417 | 7.247 | 6.8604 | 6.3916 | 6.0741 | -0.023399 | -0.02602 | -0.016312 | -0.046537 | -0.058002 | -0.050492 | -0.019663 | -0.059345 | -0.049297 | -0.060329 | -4.5849e-05 | 0.0059581 | 0.020452 | 0.03928 | 0.15769 | 0.14749 | 0.18194 | 0.17711 | 0.0598 | 0.06169 | 0.053575 | 0.052323 | 0.036507 | 0.029243 | 40.9865 | 40.3312 | 39.7788 | 39.3338 | 39.1687 | 38.827 | 38.4569 | 38.3151 | 38.8861 | 40.985 | 43.4642 | 46.0123 | 47.956 | 48.8823 | 49.3641 | 49.2651 | 48.6715 | 47.6319 | 45.5248 | 43.8622 | 42.4564 | 41.3485 | 40.4716 | 39.7022 | 0.14028 | 0.13918 | 0.1507 | 0.1494 | 0.14824 | 0.14477 | 0.17535 | 0.1654 | 0.19235 | 0.18757 | 0.16571 | 0.15497 | 0.15153 | 0.15826 | 0.14932 | 0.13931 | 0.13303 | 0.12742 | 0.1192 | 0.15268 | 0.15988 | 0.16067 | 0.13926 | 0.14662
Portfolio Adjusted1-in-10AllOther2019February Monthly Peak | Portfolio Adjusted | 1-in-10 | All | Other | 2019 | February Monthly Peak | 2 | 5.4515 | 5.3258 | 5.1895 | 5.1868 | 5.4544 | 6.1499 | 7.1164 | 7.6377 | 8.1957 | 8.4716 | 8.6583 | 8.6539 | 8.5396 | 8.5873 | 8.3992 | 8.0895 | 7.7685 | 7.7115 | 7.6335 | 7.3253 | 7.0249 | 6.6433 | 6.148 | 5.8251 | -0.022634 | -0.025216 | -0.015763 | -0.044742 | -0.05572 | -0.04825 | -0.018674 | -0.055767 | -0.046186 | -0.056855 | -4.357e-05 | 0.005723 | 0.019752 | 0.038172 | 0.15762 | 0.14805 | 0.18016 | 0.17099 | 0.057687 | 0.059215 | 0.051626 | 0.050734 | 0.035274 | 0.028355 | 48.8284 | 48.3547 | 47.8654 | 47.3314 | 46.8186 | 45.981 | 45.5774 | 45.575 | 46.4362 | 48.5914 | 50.7353 | 52.6033 | 54.1828 | 55.2569 | 56.2404 | 56.7632 | 56.275 | 55.4448 | 53.3957 | 51.2839 | 49.5378 | 48.1055 | 47.2205 | 46.2468 | 0.13541 | 0.13461 | 0.14542 | 0.14346 | 0.14222 | 0.13814 | 0.16632 | 0.15539 | 0.18023 | 0.17667 | 0.15717 | 0.14818 | 0.14526 | 0.15214 | 0.14343 | 0.13315 | 0.1265 | 0.12125 | 0.11337 | 0.14594 | 0.15352 | 0.15528 | 0.13421 | 0.14192
Portfolio Adjusted1-in-10AllOther2019March Monthly Peak | Portfolio Adjusted | 1-in-10 | All | Other | 2019 | March Monthly Peak | 3 | 5.5206 | 5.3488 | 5.2019 | 5.131 | 5.3627 | 5.9801 | 6.844 | 7.3983 | 8.0095 | 8.4119 | 8.8025 | 8.9897 | 9.0126 | 9.2022 | 9.1387 | 8.844 | 8.397 | 7.8451 | 7.5592 | 7.556 | 7.3198 | 6.8944 | 6.3137 | 5.9164 | -0.023201 | -0.025721 | -0.016118 | -0.044934 | -0.055591 | -0.047372 | -0.017987 | -0.054213 | -0.045671 | -0.056912 | -4.4477e-05 | 0.0059392 | 0.020675 | 0.04036 | 0.17095 | 0.16134 | 0.19338 | 0.17325 | 0.057836 | 0.060847 | 0.053875 | 0.052968 | 0.036448 | 0.029004 | 56.2811 | 54.8165 | 53.9536 | 53.4816 | 52.5176 | 51.7886 | 51.0694 | 50.8775 | 52.1608 | 56.6442 | 62.1946 | 66.9697 | 70.3296 | 72.2193 | 73.5036 | 74.3001 | 74.3236 | 73.2591 | 71.5264 | 68.8359 | 65.391 | 62.4115 | 60.169 | 58.4805 | 0.13851 | 0.1371 | 0.14849 | 0.144 | 0.14185 | 0.13574 | 0.1607 | 0.15148 | 0.1783 | 0.17668 | 0.1598 | 0.15257 | 0.15014 | 0.158 | 0.14893 | 0.13712 | 0.1288 | 0.12123 | 0.1131 | 0.14906 | 0.15921 | 0.16136 | 0.13821 | 0.14495
Portfolio Adjusted1-in-10AllOther2019April Monthly Peak | Portfolio Adjusted | 1-in-10 | All | Other | 2019 | April Monthly Peak | 4 | 5.6386 | 5.4532 | 5.2838 | 5.2015 | 5.4248 | 6.0395 | 6.803 | 7.5431 | 8.4268 | 9.1088 | 9.7154 | 10.062 | 10.2068 | 10.4814 | 10.4545 | 10.1151 | 9.5496 | 8.7782 | 8.1899 | 8.0553 | 7.8236 | 7.2751 | 6.585 | 6.1165 | -0.015096 | -0.021435 | -0.012606 | -0.028603 | -0.041801 | -0.040379 | -0.033553 | -0.046705 | -0.046435 | -0.057874 | -0.024771 | -0.031623 | -0.016656 | -0.003828 | 0.15559 | 0.16297 | 0.17631 | 0.16123 | 0.051546 | 0.045389 | 0.036738 | 0.047666 | 0.036555 | 0.034389 | 66.9383 | 65.4991 | 63.814 | 62.6174 | 61.4599 | 60.3384 | 59.7114 | 59.6799 | 63.1243 | 69.4381 | 75.727 | 80.9927 | 84.1759 | 86.2424 | 87.4875 | 88.1657 | 88.0223 | 87.3383 | 85.3089 | 82.201 | 78.0573 | 74.3267 | 71.5592 | 69.8676 | 0.13054 | 0.12926 | 0.13957 | 0.13539 | 0.13332 | 0.12803 | 0.1524 | 0.14593 | 0.17455 | 0.17603 | 0.16072 | 0.15425 | 0.15258 | 0.16062 | 0.15134 | 0.13878 | 0.12979 | 0.12162 | 0.11276 | 0.14637 | 0.15459 | 0.15516 | 0.13194 | 0.1373
Portfolio Adjusted1-in-10AllOther2019May Monthly Peak | Portfolio Adjusted | 1-in-10 | All | Other | 2019 | May Monthly Peak | 5 | 5.8465 | 5.6597 | 5.4707 | 5.4047 | 5.6374 | 6.2413 | 6.9125 | 7.9709 | 9.1138 | 9.9752 | 10.6943 | 11.0616 | 11.1828 | 11.4313 | 11.3715 | 10.9545 | 10.3295 | 9.4784 | 8.7488 | 8.3763 | 8.2242 | 7.6432 | 6.915 | 6.4073 | -0.011984 | -0.020255 | -0.011475 | -0.022553 | -0.037536 | -0.039027 | -0.041436 | -0.045549 | -0.049653 | -0.061917 | -0.038546 | -0.051963 | -0.03602 | -0.025993 | 0.15182 | 0.16735 | 0.17239 | 0.16031 | 0.049834 | 0.039012 | 0.029723 | 0.046502 | 0.037858 | 0.038071 | 73.3192 | 71.2871 | 69.8283 | 68.5527 | 67.209 | 66.004 | 65.2385 | 65.58 | 69.2519 | 74.7189 | 79.9769 | 83.5776 | 86.9456 | 89.1844 | 90.355 | 90.7186 | 90.2315 | 89.1543 | 87.7452 | 85.2422 | 81.3009 | 77.6514 | 75.1088 | 72.608 | 0.13457 | 0.13378 | 0.14429 | 0.14109 | 0.13921 | 0.13354 | 0.15723 | 0.15373 | 0.18757 | 0.19078 | 0.17414 | 0.16601 | 0.16288 | 0.17039 | 0.15921 | 0.14418 | 0.13369 | 0.12521 | 0.11583 | 0.15097 | 0.15969 | 0.16057 | 0.13724 | 0.14302
Portfolio Adjusted1-in-10AllOther2019June Monthly Peak | Portfolio Adjusted | 1-in-10 | All | Other | 2019 | June Monthly Peak | 6 | 6.101 | 5.8957 | 5.711 | 5.6368 | 5.8575 | 6.4191 | 7.1141 | 8.1731 | 9.2656 | 10.1372 | 10.865 | 11.1614 | 11.1908 | 11.4231 | 11.3771 | 11.0593 | 10.4882 | 9.6482 | 8.9522 | 8.4957 | 8.3926 | 7.8837 | 7.146 | 6.6421 | -0.014507 | -0.022033 | -0.012816 | -0.027746 | -0.042377 | -0.041852 | -0.038026 | -0.047798 | -0.04922 | -0.061478 | -0.031112 | -0.040098 | -0.02404 | -0.012393 | 0.16419 | 0.17524 | 0.18542 | 0.17079 | 0.051294 | 0.042882 | 0.034528 | 0.04852 | 0.038448 | 0.037438 | 73.257 | 71.6861 | 70.5771 | 69.259 | 68.2655 | 66.7177 | 65.8944 | 66.8701 | 70.9485 | 76.1117 | 81.1827 | 85.1826 | 87.9502 | 89.6989 | 90.9468 | 91.6432 | 92.0077 | 91.3521 | 90.2295 | 88.0889 | 85.009 | 81.1893 | 78.6699 | 76.7009 | 0.13793 | 0.13715 | 0.14859 | 0.14532 | 0.14271 | 0.13603 | 0.15881 | 0.15313 | 0.18445 | 0.18699 | 0.17018 | 0.16022 | 0.15516 | 0.16233 | 0.15268 | 0.14052 | 0.13136 | 0.12314 | 0.11457 | 0.14827 | 0.15897 | 0.16106 | 0.13834 | 0.14507
Portfolio Adjusted1-in-10AllOther2019July Monthly Peak | Portfolio Adjusted | 1-in-10 | All | Other | 2019 | July Monthly Peak | 7 | 6.3689 | 6.1281 | 5.9446 | 5.9004 | 6.1407 | 6.8051 | 7.5232 | 8.5623 | 9.6708 | 10.5657 | 11.2641 | 11.5505 | 11.57 | 11.7616 | 11.6878 | 11.4016 | 10.8542 | 10.0134 | 9.3068 | 8.848 | 8.7371 | 8.1945 | 7.4222 | 6.8931 | -0.010714 | -0.020322 | -0.011355 | -0.02013 | -0.036808 | -0.040098 | -0.047597 | -0.044642 | -0.04944 | -0.060887 | -0.043772 | -0.05906 | -0.043114 | -0.035351 | 0.1508 | 0.17084 | 0.17194 | 0.16215 | 0.047937 | 0.035144 | 0.026012 | 0.046479 | 0.039212 | 0.041018 | 77.1151 | 75.8807 | 74.6531 | 73.4852 | 72.568 | 71.5646 | 70.7262 | 71.0006 | 74.0753 | 79.034 | 83.6857 | 87.4335 | 90.105 | 91.8285 | 93.1441 | 93.7714 | 93.6864 | 93.141 | 92.1322 | 89.8601 | 86.2295 | 82.6778 | 80.3408 | 78.6465 | 0.14351 | 0.14207 | 0.15463 | 0.15256 | 0.15008 | 0.14368 | 0.16646 | 0.15847 | 0.18927 | 0.19118 | 0.17247 | 0.16204 | 0.15688 | 0.16364 | 0.15351 | 0.14166 | 0.1325 | 0.12473 | 0.11652 | 0.15327 | 0.16473 | 0.16673 | 0.14325 | 0.15032
Portfolio Adjusted1-in-10AllOther2019August Monthly Peak | Portfolio Adjusted | 1-in-10 | All | Other | 2019 | August Monthly Peak | 8 | 6.3639 | 6.1322 | 5.9472 | 5.9041 | 6.1525 | 6.8688 | 7.6779 | 8.6923 | 9.9144 | 10.9151 | 11.6907 | 12.0609 | 12.1072 | 12.3445 | 12.2544 | 11.8593 | 11.1976 | 10.2751 | 9.4693 | 9.1 | 8.9053 | 8.2382 | 7.4549 | 6.9123 | -0.0088229 | -0.019488 | -0.010605 | -0.016231 | -0.033811 | -0.03901 | -0.05287 | -0.044166 | -0.051811 | -0.064021 | -0.053024 | -0.073111 | -0.056223 | -0.050049 | 0.14701 | 0.17208 | 0.1674 | 0.15901 | 0.047411 | 0.032221 | 0.022233 | 0.045746 | 0.039793 | 0.042819 | 76.2894 | 75.1186 | 73.9159 | 72.9811 | 71.8619 | 71.1369 | 70.5841 | 70.6798 | 73.4151 | 78.9008 | 83.9429 | 88.4747 | 91.606 | 93.7143 | 95.1811 | 96.0946 | 96.1584 | 95.2122 | 94.149 | 91.7805 | 88.1385 | 85.2766 | 83.3091 | 81.4847 | 0.14693 | 0.14568 | 0.1584 | 0.1563 | 0.15406 | 0.14808 | 0.17333 | 0.16609 | 0.20129 | 0.20485 | 0.18539 | 0.17504 | 0.16934 | 0.17664 | 0.16439 | 0.14914 | 0.13771 | 0.12942 | 0.12048 | 0.16081 | 0.17165 | 0.17187 | 0.14763 | 0.15437
Portfolio Adjusted1-in-10AllOther2019September Monthly Peak | Portfolio Adjusted | 1-in-10 | All | Other | 2019 | September Monthly Peak | 9 | 6.3335 | 6.1068 | 5.9137 | 5.8919 | 6.1591 | 6.8954 | 7.8696 | 8.8214 | 10.1268 | 11.1345 | 11.9144 | 12.2807 | 12.344 | 12.5884 | 12.4881 | 12.0257 | 11.2977 | 10.325 | 9.5522 | 9.3799 | 8.8898 | 8.1947 | 7.4129 | 6.8651 | -0.0075635 | -0.018965 | -0.010094 | -0.013634 | -0.032012 | -0.038577 | -0.05737 | -0.044476 | -0.054605 | -0.067457 | -0.060807 | -0.084492 | -0.066767 | -0.06161 | 0.14046 | 0.1698 | 0.16123 | 0.15417 | 0.047919 | 0.030747 | 0.019706 | 0.045836 | 0.040532 | 0.044309 | 76.1371 | 74.8802 | 73.6457 | 72.7848 | 71.8872 | 71.0547 | 70.3646 | 70.0921 | 72.2341 | 77.216 | 82.5428 | 87.0782 | 90.4493 | 92.8428 | 93.6939 | 93.8794 | 93.537 | 92.5339 | 90.8597 | 87.862 | 83.9775 | 81.0378 | 78.6341 | 76.9281 | 0.15026 | 0.14878 | 0.16136 | 0.16013 | 0.15834 | 0.15252 | 0.18049 | 0.17391 | 0.21412 | 0.21856 | 0.19759 | 0.1862 | 0.17976 | 0.18676 | 0.17235 | 0.15424 | 0.14078 | 0.13241 | 0.12375 | 0.16922 | 0.17799 | 0.17777 | 0.15201 | 0.15828
Portfolio Adjusted1-in-10AllOther2019October Monthly Peak | Portfolio Adjusted | 1-in-10 | All | Other | 2019 | October Monthly Peak | 10 | 5.6184 | 5.448 | 5.2568 | 5.2132 | 5.4489 | 6.1176 | 7.0988 | 7.7616 | 8.6103 | 9.3823 | 10.0534 | 10.4474 | 10.6372 | 10.9075 | 10.8513 | 10.4594 | 9.8602 | 9.1709 | 8.7073 | 8.3265 | 7.8241 | 7.2529 | 6.5665 | 6.12 | -0.012453 | -0.019789 | -0.011309 | -0.023688 | -0.03763 | -0.038589 | -0.038732 | -0.044935 | -0.046552 | -0.057983 | -0.032036 | -0.042581 | -0.027849 | -0.017317 | 0.15143 | 0.16308 | 0.17023 | 0.15951 | 0.050013 | 0.039963 | 0.030595 | 0.044506 | 0.035456 | 0.035146 | 70.558 | 69.1195 | 68.2166 | 67.0013 | 65.9936 | 64.9544 | 64.4463 | 63.837 | 64.5502 | 69.3916 | 75.5587 | 81.3848 | 85.8378 | 88.7254 | 89.8554 | 90.5191 | 90.516 | 89.5823 | 87.1347 | 82.8555 | 78.7721 | 75.729 | 73.3804 | 71.6363 | 0.12721 | 0.1267 | 0.13604 | 0.1337 | 0.13231 | 0.12858 | 0.15523 | 0.14777 | 0.17595 | 0.17826 | 0.16196 | 0.15492 | 0.15322 | 0.16076 | 0.15096 | 0.13818 | 0.12936 | 0.12301 | 0.11396 | 0.14531 | 0.15095 | 0.15102 | 0.12867 | 0.13475
Portfolio Adjusted1-in-10AllOther2019November Monthly Peak | Portfolio Adjusted | 1-in-10 | All | Other | 2019 | November Monthly Peak | 11 | 5.547 | 5.3933 | 5.2371 | 5.2081 | 5.4585 | 6.1279 | 6.8772 | 7.6182 | 8.4712 | 9.0847 | 9.6278 | 9.9139 | 10.0002 | 10.187 | 10.0785 | 9.6239 | 9.143 | 8.8959 | 8.3371 | 7.8683 | 7.4458 | 6.9606 | 6.3422 | 5.9357 | -0.016497 | -0.022337 | -0.013287 | -0.031871 | -0.045117 | -0.042888 | -0.031788 | -0.049341 | -0.047867 | -0.05977 | -0.021103 | -0.025738 | -0.010324 | 0.004066 | 0.15576 | 0.15827 | 0.17616 | 0.16916 | 0.054375 | 0.04819 | 0.039116 | 0.047954 | 0.03602 | 0.033192 | 64.9724 | 63.6086 | 62.5872 | 61.2378 | 60.3955 | 59.5707 | 58.8601 | 58.5901 | 61.1206 | 66.2949 | 72.5169 | 77.4768 | 80.6536 | 82.3362 | 83.3777 | 83.5646 | 82.3397 | 79.7567 | 76.3215 | 72.6207 | 70.0746 | 68.0903 | 66.3651 | 65.1299 | 0.13153 | 0.13081 | 0.14117 | 0.13831 | 0.13687 | 0.13237 | 0.15646 | 0.1497 | 0.17943 | 0.18072 | 0.16414 | 0.15686 | 0.15463 | 0.16191 | 0.15201 | 0.13867 | 0.13018 | 0.12391 | 0.11463 | 0.14655 | 0.15278 | 0.15357 | 0.13051 | 0.13653
Portfolio Adjusted1-in-10AllOther2019December Monthly Peak | Portfolio Adjusted | 1-in-10 | All | Other | 2019 | December Monthly Peak | 12 | 5.5126 | 5.3769 | 5.2575 | 5.2613 | 5.5325 | 6.2174 | 7.1728 | 7.7012 | 8.266 | 8.508 | 8.6012 | 8.4686 | 8.2226 | 8.1309 | 7.8665 | 7.5686 | 7.5032 | 7.6771 | 7.4 | 7.1743 | 6.898 | 6.5599 | 6.1305 | 5.8247 | -0.022486 | -0.025067 | -0.015757 | -0.044828 | -0.055876 | -0.048138 | -0.018352 | -0.054695 | -0.045548 | -0.055884 | -4.2382e-05 | 0.0054977 | 0.018775 | 0.035863 | 0.14787 | 0.13883 | 0.17395 | 0.16938 | 0.055822 | 0.057598 | 0.05015 | 0.049133 | 0.034275 | 0.027572 | 42.0297 | 41.3918 | 41.1558 | 40.8885 | 40.5839 | 40.394 | 40.6193 | 40.6812 | 41.368 | 43.4361 | 45.6501 | 47.5691 | 48.7169 | 49.2426 | 49.2465 | 49.1628 | 48.782 | 47.539 | 46.29 | 45.2399 | 44.3496 | 43.4879 | 43.0949 | 42.3879 | 0.13481 | 0.13407 | 0.14555 | 0.14391 | 0.1428 | 0.13812 | 0.16419 | 0.15332 | 0.17854 | 0.17453 | 0.15412 | 0.14418 | 0.14086 | 0.14697 | 0.13951 | 0.13127 | 0.12664 | 0.12128 | 0.11303 | 0.14338 | 0.15023 | 0.15126 | 0.13105 | 0.1384
Portfolio Adjusted1-in-10AllOther2019Typical Event Day | Portfolio Adjusted | 1-in-10 | All | Other | 2019 | Typical Event Day | 8 | 6.298 | 6.0704 | 5.8891 | 5.8457 | 6.0925 | 6.7978 | 7.5886 | 8.5603 | 9.7309 | 10.689 | 11.4378 | 11.7977 | 11.8398 | 12.0775 | 11.9943 | 11.6138 | 10.9706 | 10.0686 | 9.2943 | 8.9394 | 8.7672 | 8.1244 | 7.3592 | 6.8307 | -0.01045 | -0.020225 | -0.011253 | -0.019592 | -0.036459 | -0.040137 | -0.048963 | -0.045335 | -0.051105 | -0.063268 | -0.046592 | -0.063501 | -0.046856 | -0.039105 | 0.1519 | 0.17277 | 0.17224 | 0.16197 | 0.048483 | 0.035383 | 0.025807 | 0.046516 | 0.03943 | 0.041318 | 75.6997 | 74.3914 | 73.198 | 72.1275 | 71.1456 | 70.1185 | 69.3923 | 69.6606 | 72.6682 | 77.8156 | 82.8385 | 87.0422 | 90.0276 | 92.0212 | 93.2415 | 93.8471 | 93.8474 | 93.0598 | 91.8426 | 89.3979 | 85.8386 | 82.5454 | 80.2385 | 78.44 | 0.1439 | 0.14267 | 0.15514 | 0.15302 | 0.15084 | 0.14491 | 0.16945 | 0.16191 | 0.19556 | 0.1986 | 0.1797 | 0.16977 | 0.16434 | 0.17164 | 0.16015 | 0.14579 | 0.13504 | 0.12686 | 0.11806 | 0.15667 | 0.16743 | 0.16789 | 0.14432 | 0.15105
Portfolio Adjusted1-in-10AllOther2020January Monthly Peak | Portfolio Adjusted | 1-in-10 | All | Other | 2020 | January Monthly Peak | 1 | 5.6919 | 5.5615 | 5.437 | 5.4537 | 5.7418 | 6.498 | 7.6415 | 8.258 | 8.8357 | 9.0542 | 9.1267 | 8.9707 | 8.7182 | 8.6494 | 8.3574 | 8.02 | 7.7746 | 7.9765 | 7.7739 | 7.5417 | 7.247 | 6.8604 | 6.3916 | 6.0741 | -0.023399 | -0.02602 | -0.016312 | -0.046537 | -0.058002 | -0.050492 | -0.019663 | -0.059345 | -0.049297 | -0.060329 | -4.5849e-05 | 0.0059581 | 0.020452 | 0.03928 | 0.15769 | 0.14749 | 0.18194 | 0.17711 | 0.0598 | 0.06169 | 0.053575 | 0.052323 | 0.036507 | 0.029243 | 40.9865 | 40.3312 | 39.7788 | 39.3338 | 39.1687 | 38.827 | 38.4569 | 38.3151 | 38.8861 | 40.985 | 43.4642 | 46.0123 | 47.956 | 48.8823 | 49.3641 | 49.2651 | 48.6715 | 47.6319 | 45.5248 | 43.8622 | 42.4564 | 41.3485 | 40.4716 | 39.7022 | 0.14028 | 0.13918 | 0.1507 | 0.1494 | 0.14824 | 0.14477 | 0.17535 | 0.1654 | 0.19235 | 0.18757 | 0.16571 | 0.15497 | 0.15153 | 0.15826 | 0.14932 | 0.13931 | 0.13303 | 0.12742 | 0.1192 | 0.15268 | 0.15988 | 0.16067 | 0.13926 | 0.14662
Portfolio Adjusted1-in-10AllOther2020February Monthly Peak | Portfolio Adjusted | 1-in-10 | All | Other | 2020 | February Monthly Peak | 2 | 5.4515 | 5.3258 | 5.1895 | 5.1868 | 5.4544 | 6.1499 | 7.1164 | 7.6377 | 8.1957 | 8.4716 | 8.6583 | 8.6539 | 8.5396 | 8.5873 | 8.3992 | 8.0895 | 7.7685 | 7.7115 | 7.6335 | 7.3253 | 7.0249 | 6.6433 | 6.148 | 5.8251 | -0.022634 | -0.025216 | -0.015763 | -0.044742 | -0.05572 | -0.04825 | -0.018674 | -0.055767 | -0.046186 | -0.056855 | -4.357e-05 | 0.005723 | 0.019752 | 0.038172 | 0.15762 | 0.14805 | 0.18016 | 0.17099 | 0.057687 | 0.059215 | 0.051626 | 0.050734 | 0.035274 | 0.028355 | 48.8284 | 48.3547 | 47.8654 | 47.3314 | 46.8186 | 45.981 | 45.5774 | 45.575 | 46.4362 | 48.5914 | 50.7353 | 52.6033 | 54.1828 | 55.2569 | 56.2404 | 56.7632 | 56.275 | 55.4448 | 53.3957 | 51.2839 | 49.5378 | 48.1055 | 47.2205 | 46.2468 | 0.13541 | 0.13461 | 0.14542 | 0.14346 | 0.14222 | 0.13814 | 0.16632 | 0.15539 | 0.18023 | 0.17667 | 0.15717 | 0.14818 | 0.14526 | 0.15214 | 0.14343 | 0.13315 | 0.1265 | 0.12125 | 0.11337 | 0.14594 | 0.15352 | 0.15528 | 0.13421 | 0.14192
Portfolio Adjusted1-in-10AllOther2020March Monthly Peak | Portfolio Adjusted | 1-in-10 | All | Other | 2020 | March Monthly Peak | 3 | 5.5206 | 5.3488 | 5.2019 | 5.131 | 5.3627 | 5.9801 | 6.844 | 7.3983 | 8.0095 | 8.4119 | 8.8025 | 8.9897 | 9.0126 | 9.2022 | 9.1387 | 8.844 | 8.397 | 7.8451 | 7.5592 | 7.556 | 7.3198 | 6.8944 | 6.3137 | 5.9164 | -0.023201 | -0.025721 | -0.016118 | -0.044934 | -0.055591 | -0.047372 | -0.017987 | -0.054213 | -0.045671 | -0.056912 | -4.4477e-05 | 0.0059392 | 0.020675 | 0.04036 | 0.17095 | 0.16134 | 0.19338 | 0.17325 | 0.057836 | 0.060847 | 0.053875 | 0.052968 | 0.036448 | 0.029004 | 56.2811 | 54.8165 | 53.9536 | 53.4816 | 52.5176 | 51.7886 | 51.0694 | 50.8775 | 52.1608 | 56.6442 | 62.1946 | 66.9697 | 70.3296 | 72.2193 | 73.5036 | 74.3001 | 74.3236 | 73.2591 | 71.5264 | 68.8359 | 65.391 | 62.4115 | 60.169 | 58.4805 | 0.13851 | 0.1371 | 0.14849 | 0.144 | 0.14185 | 0.13574 | 0.1607 | 0.15148 | 0.1783 | 0.17668 | 0.1598 | 0.15257 | 0.15014 | 0.158 | 0.14893 | 0.13712 | 0.1288 | 0.12123 | 0.1131 | 0.14906 | 0.15921 | 0.16136 | 0.13821 | 0.14495
Portfolio Adjusted1-in-10AllOther2020April Monthly Peak | Portfolio Adjusted | 1-in-10 | All | Other | 2020 | April Monthly Peak | 4 | 5.6386 | 5.4532 | 5.2838 | 5.2015 | 5.4248 | 6.0395 | 6.803 | 7.5431 | 8.4268 | 9.1088 | 9.7154 | 10.062 | 10.2068 | 10.4814 | 10.4545 | 10.1151 | 9.5496 | 8.7782 | 8.1899 | 8.0553 | 7.8236 | 7.2751 | 6.585 | 6.1165 | -0.015096 | -0.021435 | -0.012606 | -0.028603 | -0.041801 | -0.040379 | -0.033553 | -0.046705 | -0.046435 | -0.057874 | -0.024771 | -0.031623 | -0.016656 | -0.003828 | 0.15559 | 0.16297 | 0.17631 | 0.16123 | 0.051546 | 0.045389 | 0.036738 | 0.047666 | 0.036555 | 0.034389 | 66.9383 | 65.4991 | 63.814 | 62.6174 | 61.4599 | 60.3385 | 59.7114 | 59.6799 | 63.1243 | 69.4381 | 75.727 | 80.9927 | 84.1759 | 86.2424 | 87.4875 | 88.1657 | 88.0223 | 87.3383 | 85.3089 | 82.201 | 78.0573 | 74.3267 | 71.5592 | 69.8676 | 0.13054 | 0.12926 | 0.13957 | 0.13539 | 0.13332 | 0.12803 | 0.1524 | 0.14593 | 0.17455 | 0.17603 | 0.16072 | 0.15425 | 0.15258 | 0.16062 | 0.15134 | 0.13878 | 0.12979 | 0.12162 | 0.11276 | 0.14637 | 0.15459 | 0.15516 | 0.13194 | 0.1373
Portfolio Adjusted1-in-10AllOther2020May Monthly Peak | Portfolio Adjusted | 1-in-10 | All | Other | 2020 | May Monthly Peak | 5 | 5.8465 | 5.6597 | 5.4707 | 5.4047 | 5.6374 | 6.2413 | 6.9125 | 7.9709 | 9.1138 | 9.9752 | 10.6943 | 11.0616 | 11.1828 | 11.4313 | 11.3715 | 10.9545 | 10.3295 | 9.4784 | 8.7488 | 8.3763 | 8.2242 | 7.6432 | 6.915 | 6.4073 | -0.011984 | -0.020255 | -0.011475 | -0.022553 | -0.037536 | -0.039027 | -0.041436 | -0.045549 | -0.049653 | -0.061917 | -0.038546 | -0.051963 | -0.03602 | -0.025993 | 0.15182 | 0.16735 | 0.17239 | 0.16031 | 0.049834 | 0.039012 | 0.029723 | 0.046502 | 0.037858 | 0.038071 | 73.3192 | 71.2871 | 69.8283 | 68.5527 | 67.209 | 66.004 | 65.2385 | 65.58 | 69.2519 | 74.7189 | 79.9769 | 83.5776 | 86.9456 | 89.1844 | 90.355 | 90.7186 | 90.2315 | 89.1543 | 87.7452 | 85.2422 | 81.3009 | 77.6514 | 75.1088 | 72.608 | 0.13457 | 0.13378 | 0.14429 | 0.14109 | 0.13921 | 0.13354 | 0.15723 | 0.15373 | 0.18757 | 0.19078 | 0.17414 | 0.16601 | 0.16288 | 0.17039 | 0.15921 | 0.14418 | 0.13369 | 0.12521 | 0.11583 | 0.15097 | 0.15969 | 0.16057 | 0.13724 | 0.14302
Portfolio Adjusted1-in-10AllOther2020June Monthly Peak | Portfolio Adjusted | 1-in-10 | All | Other | 2020 | June Monthly Peak | 6 | 6.101 | 5.8957 | 5.711 | 5.6368 | 5.8575 | 6.4191 | 7.1141 | 8.1731 | 9.2656 | 10.1372 | 10.865 | 11.1614 | 11.1908 | 11.4231 | 11.3771 | 11.0593 | 10.4882 | 9.6482 | 8.9522 | 8.4957 | 8.3926 | 7.8837 | 7.146 | 6.6421 | -0.014507 | -0.022033 | -0.012816 | -0.027746 | -0.042377 | -0.041852 | -0.038026 | -0.047798 | -0.04922 | -0.061478 | -0.031112 | -0.040098 | -0.02404 | -0.012393 | 0.16419 | 0.17524 | 0.18542 | 0.17079 | 0.051294 | 0.042882 | 0.034528 | 0.04852 | 0.038448 | 0.037438 | 73.257 | 71.6861 | 70.5771 | 69.259 | 68.2655 | 66.7177 | 65.8944 | 66.8701 | 70.9485 | 76.1117 | 81.1827 | 85.1826 | 87.9502 | 89.6989 | 90.9468 | 91.6432 | 92.0077 | 91.3521 | 90.2295 | 88.0889 | 85.009 | 81.1893 | 78.6699 | 76.7009 | 0.13793 | 0.13715 | 0.14859 | 0.14532 | 0.14271 | 0.13603 | 0.15881 | 0.15313 | 0.18445 | 0.18699 | 0.17018 | 0.16022 | 0.15516 | 0.16233 | 0.15268 | 0.14052 | 0.13136 | 0.12314 | 0.11457 | 0.14827 | 0.15897 | 0.16106 | 0.13834 | 0.14507
Portfolio Adjusted1-in-10AllOther2020July Monthly Peak | Portfolio Adjusted | 1-in-10 | All | Other | 2020 | July Monthly Peak | 7 | 6.3689 | 6.1281 | 5.9446 | 5.9004 | 6.1407 | 6.8051 | 7.5232 | 8.5623 | 9.6708 | 10.5657 | 11.2641 | 11.5505 | 11.57 | 11.7616 | 11.6878 | 11.4016 | 10.8542 | 10.0134 | 9.3068 | 8.848 | 8.7371 | 8.1945 | 7.4222 | 6.8931 | -0.010714 | -0.020322 | -0.011355 | -0.02013 | -0.036808 | -0.040098 | -0.047597 | -0.044642 | -0.04944 | -0.060887 | -0.043772 | -0.05906 | -0.043114 | -0.035351 | 0.1508 | 0.17084 | 0.17194 | 0.16215 | 0.047937 | 0.035144 | 0.026012 | 0.046479 | 0.039212 | 0.041018 | 77.1151 | 75.8807 | 74.6531 | 73.4852 | 72.568 | 71.5646 | 70.7262 | 71.0006 | 74.0753 | 79.034 | 83.6857 | 87.4335 | 90.105 | 91.8285 | 93.1441 | 93.7714 | 93.6864 | 93.141 | 92.1322 | 89.8601 | 86.2295 | 82.6778 | 80.3408 | 78.6465 | 0.14351 | 0.14207 | 0.15463 | 0.15256 | 0.15008 | 0.14368 | 0.16646 | 0.15847 | 0.18927 | 0.19118 | 0.17247 | 0.16204 | 0.15688 | 0.16364 | 0.15351 | 0.14166 | 0.1325 | 0.12473 | 0.11652 | 0.15327 | 0.16473 | 0.16673 | 0.14325 | 0.15032
Portfolio Adjusted1-in-10AllOther2020August Monthly Peak | Portfolio Adjusted | 1-in-10 | All | Other | 2020 | August Monthly Peak | 8 | 6.3639 | 6.1322 | 5.9472 | 5.9041 | 6.1525 | 6.8688 | 7.6779 | 8.6923 | 9.9144 | 10.9151 | 11.6907 | 12.0609 | 12.1072 | 12.3445 | 12.2544 | 11.8593 | 11.1976 | 10.2751 | 9.4693 | 9.1 | 8.9053 | 8.2382 | 7.4549 | 6.9123 | -0.0088229 | -0.019488 | -0.010605 | -0.016231 | -0.033811 | -0.03901 | -0.05287 | -0.044166 | -0.051811 | -0.064021 | -0.053024 | -0.073111 | -0.056223 | -0.050049 | 0.14701 | 0.17208 | 0.1674 | 0.15901 | 0.047411 | 0.032221 | 0.022233 | 0.045746 | 0.039793 | 0.042819 | 76.2894 | 75.1186 | 73.9159 | 72.9811 | 71.8619 | 71.1369 | 70.5841 | 70.6798 | 73.4151 | 78.9008 | 83.9429 | 88.4747 | 91.606 | 93.7143 | 95.1811 | 96.0946 | 96.1584 | 95.2122 | 94.149 | 91.7805 | 88.1385 | 85.2766 | 83.3091 | 81.4847 | 0.14693 | 0.14568 | 0.1584 | 0.1563 | 0.15406 | 0.14808 | 0.17333 | 0.16609 | 0.20129 | 0.20485 | 0.18539 | 0.17504 | 0.16934 | 0.17664 | 0.16439 | 0.14914 | 0.13771 | 0.12942 | 0.12048 | 0.16081 | 0.17165 | 0.17187 | 0.14763 | 0.15437
Portfolio Adjusted1-in-10AllOther2020September Monthly Peak | Portfolio Adjusted | 1-in-10 | All | Other | 2020 | September Monthly Peak | 9 | 6.3335 | 6.1068 | 5.9137 | 5.8919 | 6.1591 | 6.8954 | 7.8696 | 8.8214 | 10.1268 | 11.1345 | 11.9144 | 12.2807 | 12.344 | 12.5884 | 12.4881 | 12.0257 | 11.2977 | 10.325 | 9.5522 | 9.3799 | 8.8898 | 8.1947 | 7.4129 | 6.8651 | -0.0075635 | -0.018965 | -0.010094 | -0.013634 | -0.032012 | -0.038577 | -0.05737 | -0.044476 | -0.054605 | -0.067457 | -0.060807 | -0.084492 | -0.066767 | -0.06161 | 0.14046 | 0.1698 | 0.16123 | 0.15417 | 0.047919 | 0.030747 | 0.019706 | 0.045836 | 0.040532 | 0.044309 | 76.1371 | 74.8802 | 73.6457 | 72.7848 | 71.8872 | 71.0547 | 70.3646 | 70.0921 | 72.2341 | 77.216 | 82.5428 | 87.0782 | 90.4494 | 92.8428 | 93.6939 | 93.8794 | 93.537 | 92.5339 | 90.8597 | 87.862 | 83.9775 | 81.0378 | 78.6341 | 76.9281 | 0.15026 | 0.14878 | 0.16136 | 0.16013 | 0.15834 | 0.15252 | 0.18049 | 0.17391 | 0.21412 | 0.21856 | 0.19759 | 0.1862 | 0.17976 | 0.18676 | 0.17235 | 0.15424 | 0.14078 | 0.13241 | 0.12375 | 0.16922 | 0.17799 | 0.17777 | 0.15201 | 0.15828
Portfolio Adjusted1-in-10AllOther2020October Monthly Peak | Portfolio Adjusted | 1-in-10 | All | Other | 2020 | October Monthly Peak | 10 | 5.6184 | 5.448 | 5.2568 | 5.2132 | 5.4489 | 6.1176 | 7.0988 | 7.7616 | 8.6103 | 9.3823 | 10.0534 | 10.4474 | 10.6372 | 10.9075 | 10.8513 | 10.4594 | 9.8602 | 9.1709 | 8.7073 | 8.3265 | 7.8241 | 7.2529 | 6.5665 | 6.12 | -0.012453 | -0.019789 | -0.011309 | -0.023688 | -0.03763 | -0.038589 | -0.038732 | -0.044935 | -0.046552 | -0.057983 | -0.032036 | -0.042581 | -0.027849 | -0.017317 | 0.15143 | 0.16308 | 0.17023 | 0.15951 | 0.050013 | 0.039963 | 0.030595 | 0.044506 | 0.035456 | 0.035146 | 70.558 | 69.1195 | 68.2166 | 67.0013 | 65.9936 | 64.9544 | 64.4463 | 63.837 | 64.5502 | 69.3916 | 75.5587 | 81.3848 | 85.8378 | 88.7254 | 89.8554 | 90.5191 | 90.516 | 89.5823 | 87.1347 | 82.8555 | 78.7721 | 75.729 | 73.3804 | 71.6363 | 0.12721 | 0.1267 | 0.13604 | 0.1337 | 0.13231 | 0.12858 | 0.15523 | 0.14777 | 0.17595 | 0.17826 | 0.16196 | 0.15492 | 0.15322 | 0.16076 | 0.15096 | 0.13818 | 0.12936 | 0.12301 | 0.11396 | 0.14531 | 0.15095 | 0.15102 | 0.12867 | 0.13475
Portfolio Adjusted1-in-10AllOther2020November Monthly Peak | Portfolio Adjusted | 1-in-10 | All | Other | 2020 | November Monthly Peak | 11 | 5.547 | 5.3933 | 5.2371 | 5.2081 | 5.4585 | 6.1279 | 6.8772 | 7.6182 | 8.4712 | 9.0847 | 9.6278 | 9.9139 | 10.0002 | 10.187 | 10.0785 | 9.6239 | 9.143 | 8.8959 | 8.3371 | 7.8683 | 7.4458 | 6.9606 | 6.3422 | 5.9357 | -0.016497 | -0.022337 | -0.013287 | -0.031871 | -0.045117 | -0.042888 | -0.031788 | -0.049341 | -0.047867 | -0.05977 | -0.021103 | -0.025738 | -0.010324 | 0.004066 | 0.15576 | 0.15827 | 0.17616 | 0.16916 | 0.054375 | 0.04819 | 0.039116 | 0.047954 | 0.03602 | 0.033192 | 64.9724 | 63.6086 | 62.5872 | 61.2378 | 60.3955 | 59.5707 | 58.8601 | 58.5901 | 61.1206 | 66.2949 | 72.5169 | 77.4768 | 80.6536 | 82.3362 | 83.3777 | 83.5646 | 82.3397 | 79.7567 | 76.3215 | 72.6207 | 70.0746 | 68.0903 | 66.3651 | 65.1299 | 0.13153 | 0.13081 | 0.14117 | 0.13831 | 0.13687 | 0.13237 | 0.15646 | 0.1497 | 0.17943 | 0.18072 | 0.16414 | 0.15686 | 0.15463 | 0.16191 | 0.15201 | 0.13867 | 0.13018 | 0.12391 | 0.11463 | 0.14655 | 0.15278 | 0.15357 | 0.13051 | 0.13653
Portfolio Adjusted1-in-10AllOther2020December Monthly Peak | Portfolio Adjusted | 1-in-10 | All | Other | 2020 | December Monthly Peak | 12 | 5.5126 | 5.3769 | 5.2575 | 5.2613 | 5.5325 | 6.2174 | 7.1728 | 7.7012 | 8.266 | 8.508 | 8.6012 | 8.4686 | 8.2226 | 8.1309 | 7.8665 | 7.5686 | 7.5032 | 7.6771 | 7.4 | 7.1743 | 6.898 | 6.5599 | 6.1305 | 5.8247 | -0.022486 | -0.025067 | -0.015757 | -0.044828 | -0.055876 | -0.048138 | -0.018352 | -0.054695 | -0.045548 | -0.055884 | -4.2382e-05 | 0.0054977 | 0.018775 | 0.035863 | 0.14787 | 0.13883 | 0.17395 | 0.16938 | 0.055822 | 0.057598 | 0.05015 | 0.049133 | 0.034275 | 0.027572 | 42.0297 | 41.3918 | 41.1558 | 40.8884 | 40.5839 | 40.394 | 40.6193 | 40.6812 | 41.368 | 43.4361 | 45.6501 | 47.5691 | 48.7169 | 49.2426 | 49.2465 | 49.1628 | 48.782 | 47.539 | 46.29 | 45.2399 | 44.3496 | 43.4879 | 43.0949 | 42.3879 | 0.13481 | 0.13407 | 0.14555 | 0.14391 | 0.1428 | 0.13812 | 0.16419 | 0.15332 | 0.17854 | 0.17453 | 0.15412 | 0.14418 | 0.14086 | 0.14697 | 0.13951 | 0.13127 | 0.12664 | 0.12128 | 0.11303 | 0.14338 | 0.15023 | 0.15126 | 0.13105 | 0.1384
Portfolio Adjusted1-in-10AllOther2020Typical Event Day | Portfolio Adjusted | 1-in-10 | All | Other | 2020 | Typical Event Day | 8 | 6.298 | 6.0704 | 5.8891 | 5.8457 | 6.0925 | 6.7978 | 7.5886 | 8.5603 | 9.7309 | 10.689 | 11.4378 | 11.7977 | 11.8398 | 12.0775 | 11.9943 | 11.6138 | 10.9706 | 10.0686 | 9.2943 | 8.9394 | 8.7672 | 8.1244 | 7.3592 | 6.8307 | -0.01045 | -0.020225 | -0.011253 | -0.019592 | -0.036459 | -0.040137 | -0.048963 | -0.045335 | -0.051105 | -0.063268 | -0.046592 | -0.063501 | -0.046856 | -0.039105 | 0.1519 | 0.17277 | 0.17224 | 0.16197 | 0.048483 | 0.035383 | 0.025807 | 0.046516 | 0.03943 | 0.041318 | 75.6997 | 74.3914 | 73.198 | 72.1275 | 71.1456 | 70.1185 | 69.3923 | 69.6607 | 72.6682 | 77.8156 | 82.8385 | 87.0422 | 90.0276 | 92.0212 | 93.2415 | 93.8471 | 93.8474 | 93.0598 | 91.8426 | 89.3979 | 85.8386 | 82.5454 | 80.2385 | 78.44 | 0.1439 | 0.14267 | 0.15514 | 0.15302 | 0.15084 | 0.14491 | 0.16945 | 0.16191 | 0.19556 | 0.1986 | 0.1797 | 0.16977 | 0.16434 | 0.17164 | 0.16015 | 0.14579 | 0.13504 | 0.12686 | 0.11806 | 0.15667 | 0.16743 | 0.16789 | 0.14432 | 0.15105
Portfolio Adjusted1-in-10AllOther2021January Monthly Peak | Portfolio Adjusted | 1-in-10 | All | Other | 2021 | January Monthly Peak | 1 | 5.6919 | 5.5615 | 5.437 | 5.4537 | 5.7418 | 6.498 | 7.6415 | 8.258 | 8.8357 | 9.0542 | 9.1267 | 8.9707 | 8.7182 | 8.6494 | 8.3574 | 8.02 | 7.7746 | 7.9765 | 7.7739 | 7.5417 | 7.247 | 6.8604 | 6.3916 | 6.0741 | -0.023399 | -0.02602 | -0.016312 | -0.046537 | -0.058002 | -0.050492 | -0.019663 | -0.059345 | -0.049297 | -0.060329 | -4.5849e-05 | 0.0059581 | 0.020452 | 0.03928 | 0.15769 | 0.14749 | 0.18194 | 0.17711 | 0.0598 | 0.06169 | 0.053575 | 0.052323 | 0.036507 | 0.029243 | 40.9865 | 40.3312 | 39.7788 | 39.3338 | 39.1687 | 38.827 | 38.4569 | 38.3151 | 38.8861 | 40.985 | 43.4642 | 46.0123 | 47.956 | 48.8823 | 49.3641 | 49.2651 | 48.6715 | 47.6319 | 45.5248 | 43.8622 | 42.4564 | 41.3485 | 40.4716 | 39.7022 | 0.14028 | 0.13918 | 0.1507 | 0.1494 | 0.14824 | 0.14477 | 0.17535 | 0.1654 | 0.19235 | 0.18757 | 0.16571 | 0.15497 | 0.15153 | 0.15826 | 0.14932 | 0.13931 | 0.13303 | 0.12742 | 0.1192 | 0.15268 | 0.15988 | 0.16067 | 0.13926 | 0.14662
Portfolio Adjusted1-in-10AllOther2021February Monthly Peak | Portfolio Adjusted | 1-in-10 | All | Other | 2021 | February Monthly Peak | 2 | 5.4515 | 5.3258 | 5.1895 | 5.1868 | 5.4544 | 6.1499 | 7.1164 | 7.6377 | 8.1957 | 8.4716 | 8.6583 | 8.6539 | 8.5396 | 8.5873 | 8.3992 | 8.0895 | 7.7685 | 7.7115 | 7.6335 | 7.3253 | 7.0249 | 6.6433 | 6.148 | 5.8251 | -0.022634 | -0.025216 | -0.015763 | -0.044742 | -0.05572 | -0.04825 | -0.018674 | -0.055767 | -0.046186 | -0.056855 | -4.357e-05 | 0.005723 | 0.019752 | 0.038172 | 0.15762 | 0.14805 | 0.18016 | 0.17099 | 0.057687 | 0.059215 | 0.051626 | 0.050734 | 0.035274 | 0.028355 | 48.8284 | 48.3547 | 47.8654 | 47.3314 | 46.8186 | 45.981 | 45.5774 | 45.575 | 46.4362 | 48.5914 | 50.7353 | 52.6033 | 54.1828 | 55.2569 | 56.2404 | 56.7632 | 56.275 | 55.4448 | 53.3957 | 51.2839 | 49.5378 | 48.1055 | 47.2205 | 46.2468 | 0.13541 | 0.13461 | 0.14542 | 0.14346 | 0.14222 | 0.13814 | 0.16632 | 0.15539 | 0.18023 | 0.17667 | 0.15717 | 0.14818 | 0.14526 | 0.15214 | 0.14343 | 0.13315 | 0.1265 | 0.12125 | 0.11337 | 0.14594 | 0.15352 | 0.15528 | 0.13421 | 0.14192
Portfolio Adjusted1-in-10AllOther2021March Monthly Peak | Portfolio Adjusted | 1-in-10 | All | Other | 2021 | March Monthly Peak | 3 | 5.5206 | 5.3488 | 5.2019 | 5.131 | 5.3627 | 5.9801 | 6.844 | 7.3983 | 8.0095 | 8.4119 | 8.8025 | 8.9897 | 9.0126 | 9.2022 | 9.1387 | 8.844 | 8.397 | 7.8451 | 7.5592 | 7.556 | 7.3198 | 6.8944 | 6.3137 | 5.9164 | -0.023201 | -0.025721 | -0.016118 | -0.044934 | -0.055591 | -0.047372 | -0.017987 | -0.054213 | -0.045671 | -0.056912 | -4.4477e-05 | 0.0059392 | 0.020675 | 0.04036 | 0.17095 | 0.16134 | 0.19338 | 0.17325 | 0.057836 | 0.060847 | 0.053875 | 0.052968 | 0.036448 | 0.029004 | 56.2811 | 54.8165 | 53.9536 | 53.4816 | 52.5176 | 51.7886 | 51.0694 | 50.8775 | 52.1608 | 56.6442 | 62.1946 | 66.9697 | 70.3296 | 72.2193 | 73.5036 | 74.3001 | 74.3236 | 73.2591 | 71.5264 | 68.8359 | 65.391 | 62.4115 | 60.169 | 58.4805 | 0.13851 | 0.1371 | 0.14849 | 0.144 | 0.14185 | 0.13574 | 0.1607 | 0.15148 | 0.1783 | 0.17668 | 0.1598 | 0.15257 | 0.15014 | 0.158 | 0.14893 | 0.13712 | 0.1288 | 0.12123 | 0.1131 | 0.14906 | 0.15921 | 0.16136 | 0.13821 | 0.14495
Portfolio Adjusted1-in-10AllOther2021April Monthly Peak | Portfolio Adjusted | 1-in-10 | All | Other | 2021 | April Monthly Peak | 4 | 5.6386 | 5.4532 | 5.2838 | 5.2015 | 5.4248 | 6.0395 | 6.803 | 7.5431 | 8.4268 | 9.1088 | 9.7154 | 10.062 | 10.2068 | 10.4814 | 10.4545 | 10.1151 | 9.5496 | 8.7782 | 8.1899 | 8.0553 | 7.8236 | 7.2751 | 6.585 | 6.1165 | -0.015096 | -0.021435 | -0.012606 | -0.028603 | -0.041801 | -0.040379 | -0.033553 | -0.046705 | -0.046435 | -0.057874 | -0.024771 | -0.031623 | -0.016656 | -0.003828 | 0.15559 | 0.16297 | 0.17631 | 0.16123 | 0.051546 | 0.045389 | 0.036738 | 0.047666 | 0.036555 | 0.034389 | 66.9383 | 65.4991 | 63.814 | 62.6174 | 61.4599 | 60.3384 | 59.7114 | 59.6799 | 63.1243 | 69.4381 | 75.727 | 80.9927 | 84.1759 | 86.2424 | 87.4875 | 88.1657 | 88.0223 | 87.3383 | 85.309 | 82.201 | 78.0573 | 74.3267 | 71.5592 | 69.8676 | 0.13054 | 0.12926 | 0.13957 | 0.13539 | 0.13332 | 0.12803 | 0.1524 | 0.14593 | 0.17455 | 0.17603 | 0.16072 | 0.15425 | 0.15258 | 0.16062 | 0.15134 | 0.13878 | 0.12979 | 0.12162 | 0.11276 | 0.14637 | 0.15459 | 0.15516 | 0.13194 | 0.1373
Portfolio Adjusted1-in-10AllOther2021May Monthly Peak | Portfolio Adjusted | 1-in-10 | All | Other | 2021 | May Monthly Peak | 5 | 5.8465 | 5.6597 | 5.4707 | 5.4047 | 5.6374 | 6.2413 | 6.9125 | 7.9709 | 9.1138 | 9.9752 | 10.6943 | 11.0616 | 11.1828 | 11.4313 | 11.3715 | 10.9545 | 10.3295 | 9.4784 | 8.7488 | 8.3763 | 8.2242 | 7.6432 | 6.915 | 6.4073 | -0.011984 | -0.020255 | -0.011475 | -0.022553 | -0.037536 | -0.039027 | -0.041436 | -0.045549 | -0.049653 | -0.061917 | -0.038546 | -0.051963 | -0.03602 | -0.025993 | 0.15182 | 0.16735 | 0.17239 | 0.16031 | 0.049834 | 0.039012 | 0.029723 | 0.046502 | 0.037858 | 0.038071 | 73.3192 | 71.2871 | 69.8283 | 68.5527 | 67.209 | 66.004 | 65.2385 | 65.58 | 69.2519 | 74.7189 | 79.9769 | 83.5776 | 86.9456 | 89.1844 | 90.355 | 90.7186 | 90.2315 | 89.1543 | 87.7452 | 85.2422 | 81.3009 | 77.6514 | 75.1088 | 72.608 | 0.13457 | 0.13378 | 0.14429 | 0.14109 | 0.13921 | 0.13354 | 0.15723 | 0.15373 | 0.18757 | 0.19078 | 0.17414 | 0.16601 | 0.16288 | 0.17039 | 0.15921 | 0.14418 | 0.13369 | 0.12521 | 0.11583 | 0.15097 | 0.15969 | 0.16057 | 0.13724 | 0.14302
Portfolio Adjusted1-in-10AllOther2021June Monthly Peak | Portfolio Adjusted | 1-in-10 | All | Other | 2021 | June Monthly Peak | 6 | 6.101 | 5.8957 | 5.711 | 5.6368 | 5.8575 | 6.4191 | 7.1141 | 8.1731 | 9.2656 | 10.1372 | 10.865 | 11.1614 | 11.1908 | 11.4231 | 11.3771 | 11.0593 | 10.4882 | 9.6482 | 8.9522 | 8.4957 | 8.3926 | 7.8837 | 7.146 | 6.6421 | -0.014507 | -0.022033 | -0.012816 | -0.027746 | -0.042377 | -0.041852 | -0.038026 | -0.047798 | -0.04922 | -0.061478 | -0.031112 | -0.040098 | -0.02404 | -0.012393 | 0.16419 | 0.17524 | 0.18542 | 0.17079 | 0.051294 | 0.042882 | 0.034528 | 0.04852 | 0.038448 | 0.037438 | 73.257 | 71.6861 | 70.5771 | 69.259 | 68.2655 | 66.7177 | 65.8944 | 66.8701 | 70.9485 | 76.1117 | 81.1827 | 85.1826 | 87.9502 | 89.6989 | 90.9468 | 91.6432 | 92.0077 | 91.3521 | 90.2295 | 88.0889 | 85.009 | 81.1893 | 78.6698 | 76.7009 | 0.13793 | 0.13715 | 0.14859 | 0.14532 | 0.14271 | 0.13603 | 0.15881 | 0.15313 | 0.18445 | 0.18699 | 0.17018 | 0.16022 | 0.15516 | 0.16233 | 0.15268 | 0.14052 | 0.13136 | 0.12314 | 0.11457 | 0.14827 | 0.15897 | 0.16106 | 0.13834 | 0.14507
Portfolio Adjusted1-in-10AllOther2021July Monthly Peak | Portfolio Adjusted | 1-in-10 | All | Other | 2021 | July Monthly Peak | 7 | 6.3689 | 6.1281 | 5.9446 | 5.9004 | 6.1407 | 6.8051 | 7.5232 | 8.5623 | 9.6708 | 10.5657 | 11.2641 | 11.5505 | 11.57 | 11.7616 | 11.6878 | 11.4016 | 10.8542 | 10.0134 | 9.3068 | 8.848 | 8.7371 | 8.1945 | 7.4222 | 6.8931 | -0.010714 | -0.020322 | -0.011355 | -0.02013 | -0.036808 | -0.040098 | -0.047597 | -0.044642 | -0.04944 | -0.060887 | -0.043772 | -0.05906 | -0.043114 | -0.035351 | 0.1508 | 0.17084 | 0.17194 | 0.16215 | 0.047937 | 0.035144 | 0.026012 | 0.046479 | 0.039212 | 0.041018 | 77.1151 | 75.8807 | 74.6531 | 73.4852 | 72.568 | 71.5646 | 70.7262 | 71.0006 | 74.0753 | 79.034 | 83.6857 | 87.4335 | 90.105 | 91.8285 | 93.1441 | 93.7714 | 93.6864 | 93.141 | 92.1322 | 89.8601 | 86.2295 | 82.6778 | 80.3408 | 78.6465 | 0.14351 | 0.14207 | 0.15463 | 0.15256 | 0.15008 | 0.14368 | 0.16646 | 0.15847 | 0.18927 | 0.19118 | 0.17247 | 0.16204 | 0.15688 | 0.16364 | 0.15351 | 0.14166 | 0.1325 | 0.12473 | 0.11652 | 0.15327 | 0.16473 | 0.16673 | 0.14325 | 0.15032
Portfolio Adjusted1-in-10AllOther2021August Monthly Peak | Portfolio Adjusted | 1-in-10 | All | Other | 2021 | August Monthly Peak | 8 | 6.3639 | 6.1322 | 5.9472 | 5.9041 | 6.1525 | 6.8688 | 7.6779 | 8.6923 | 9.9144 | 10.9151 | 11.6907 | 12.0609 | 12.1072 | 12.3445 | 12.2544 | 11.8593 | 11.1976 | 10.2751 | 9.4693 | 9.1 | 8.9053 | 8.2382 | 7.4549 | 6.9123 | -0.0088229 | -0.019488 | -0.010605 | -0.016231 | -0.033811 | -0.03901 | -0.05287 | -0.044166 | -0.051811 | -0.064021 | -0.053024 | -0.073111 | -0.056223 | -0.050049 | 0.14701 | 0.17208 | 0.1674 | 0.15901 | 0.047411 | 0.032221 | 0.022233 | 0.045746 | 0.039793 | 0.042819 | 76.2894 | 75.1186 | 73.9159 | 72.9811 | 71.8619 | 71.1369 | 70.5841 | 70.6798 | 73.4151 | 78.9008 | 83.9429 | 88.4747 | 91.606 | 93.7143 | 95.1811 | 96.0946 | 96.1584 | 95.2122 | 94.149 | 91.7805 | 88.1385 | 85.2766 | 83.3091 | 81.4847 | 0.14693 | 0.14568 | 0.1584 | 0.1563 | 0.15406 | 0.14808 | 0.17333 | 0.16609 | 0.20129 | 0.20485 | 0.18539 | 0.17504 | 0.16934 | 0.17664 | 0.16439 | 0.14914 | 0.13771 | 0.12942 | 0.12048 | 0.16081 | 0.17165 | 0.17187 | 0.14763 | 0.15437
Portfolio Adjusted1-in-10AllOther2021September Monthly Peak | Portfolio Adjusted | 1-in-10 | All | Other | 2021 | September Monthly Peak | 9 | 6.3335 | 6.1068 | 5.9137 | 5.8919 | 6.1591 | 6.8954 | 7.8696 | 8.8214 | 10.1268 | 11.1345 | 11.9144 | 12.2807 | 12.344 | 12.5884 | 12.4881 | 12.0257 | 11.2977 | 10.325 | 9.5522 | 9.3799 | 8.8898 | 8.1947 | 7.4129 | 6.8651 | -0.0075635 | -0.018965 | -0.010094 | -0.013634 | -0.032012 | -0.038577 | -0.05737 | -0.044476 | -0.054605 | -0.067457 | -0.060807 | -0.084492 | -0.066767 | -0.06161 | 0.14046 | 0.1698 | 0.16123 | 0.15417 | 0.047919 | 0.030747 | 0.019706 | 0.045836 | 0.040532 | 0.044309 | 76.1371 | 74.8802 | 73.6457 | 72.7848 | 71.8872 | 71.0547 | 70.3646 | 70.0921 | 72.2341 | 77.2161 | 82.5428 | 87.0782 | 90.4493 | 92.8429 | 93.6939 | 93.8794 | 93.537 | 92.5339 | 90.8597 | 87.862 | 83.9775 | 81.0378 | 78.6341 | 76.9281 | 0.15026 | 0.14878 | 0.16136 | 0.16013 | 0.15834 | 0.15252 | 0.18049 | 0.17391 | 0.21412 | 0.21856 | 0.19759 | 0.1862 | 0.17976 | 0.18676 | 0.17235 | 0.15424 | 0.14078 | 0.13241 | 0.12375 | 0.16922 | 0.17799 | 0.17777 | 0.15201 | 0.15828
Portfolio Adjusted1-in-10AllOther2021October Monthly Peak | Portfolio Adjusted | 1-in-10 | All | Other | 2021 | October Monthly Peak | 10 | 5.6184 | 5.448 | 5.2568 | 5.2132 | 5.4489 | 6.1176 | 7.0988 | 7.7616 | 8.6103 | 9.3823 | 10.0534 | 10.4474 | 10.6372 | 10.9075 | 10.8513 | 10.4594 | 9.8602 | 9.1709 | 8.7073 | 8.3265 | 7.8241 | 7.2529 | 6.5665 | 6.12 | -0.012453 | -0.019789 | -0.011309 | -0.023688 | -0.03763 | -0.038589 | -0.038732 | -0.044935 | -0.046552 | -0.057983 | -0.032036 | -0.042581 | -0.027849 | -0.017317 | 0.15143 | 0.16308 | 0.17023 | 0.15951 | 0.050013 | 0.039963 | 0.030595 | 0.044506 | 0.035456 | 0.035146 | 70.558 | 69.1195 | 68.2166 | 67.0013 | 65.9936 | 64.9544 | 64.4463 | 63.837 | 64.5502 | 69.3916 | 75.5587 | 81.3848 | 85.8378 | 88.7254 | 89.8554 | 90.5191 | 90.516 | 89.5823 | 87.1347 | 82.8555 | 78.7721 | 75.729 | 73.3804 | 71.6362 | 0.12721 | 0.1267 | 0.13604 | 0.1337 | 0.13231 | 0.12858 | 0.15523 | 0.14777 | 0.17595 | 0.17826 | 0.16196 | 0.15492 | 0.15322 | 0.16076 | 0.15096 | 0.13818 | 0.12936 | 0.12301 | 0.11396 | 0.14531 | 0.15095 | 0.15102 | 0.12867 | 0.13475
Portfolio Adjusted1-in-10AllOther2021November Monthly Peak | Portfolio Adjusted | 1-in-10 | All | Other | 2021 | November Monthly Peak | 11 | 5.547 | 5.3933 | 5.2371 | 5.2081 | 5.4585 | 6.1279 | 6.8772 | 7.6182 | 8.4712 | 9.0847 | 9.6278 | 9.9139 | 10.0002 | 10.187 | 10.0785 | 9.6239 | 9.143 | 8.8959 | 8.3371 | 7.8683 | 7.4458 | 6.9606 | 6.3422 | 5.9357 | -0.016497 | -0.022337 | -0.013287 | -0.031871 | -0.045117 | -0.042888 | -0.031788 | -0.049341 | -0.047867 | -0.05977 | -0.021103 | -0.025738 | -0.010324 | 0.004066 | 0.15576 | 0.15827 | 0.17616 | 0.16916 | 0.054375 | 0.04819 | 0.039116 | 0.047954 | 0.03602 | 0.033192 | 64.9724 | 63.6086 | 62.5872 | 61.2378 | 60.3955 | 59.5707 | 58.8601 | 58.5901 | 61.1206 | 66.2949 | 72.5169 | 77.4768 | 80.6536 | 82.3362 | 83.3777 | 83.5646 | 82.3397 | 79.7567 | 76.3215 | 72.6207 | 70.0746 | 68.0903 | 66.3651 | 65.1299 | 0.13153 | 0.13081 | 0.14117 | 0.13831 | 0.13687 | 0.13237 | 0.15646 | 0.1497 | 0.17943 | 0.18072 | 0.16414 | 0.15686 | 0.15463 | 0.16191 | 0.15201 | 0.13867 | 0.13018 | 0.12391 | 0.11463 | 0.14655 | 0.15278 | 0.15357 | 0.13051 | 0.13653
Portfolio Adjusted1-in-10AllOther2021December Monthly Peak | Portfolio Adjusted | 1-in-10 | All | Other | 2021 | December Monthly Peak | 12 | 5.5126 | 5.3769 | 5.2575 | 5.2613 | 5.5325 | 6.2174 | 7.1728 | 7.7012 | 8.266 | 8.508 | 8.6012 | 8.4686 | 8.2226 | 8.1309 | 7.8665 | 7.5686 | 7.5032 | 7.6771 | 7.4 | 7.1743 | 6.898 | 6.5599 | 6.1305 | 5.8247 | -0.022486 | -0.025067 | -0.015757 | -0.044828 | -0.055876 | -0.048138 | -0.018352 | -0.054695 | -0.045548 | -0.055884 | -4.2382e-05 | 0.0054977 | 0.018775 | 0.035863 | 0.14787 | 0.13883 | 0.17395 | 0.16938 | 0.055822 | 0.057598 | 0.05015 | 0.049133 | 0.034275 | 0.027572 | 42.0297 | 41.3918 | 41.1558 | 40.8885 | 40.5839 | 40.394 | 40.6193 | 40.6812 | 41.368 | 43.4361 | 45.6501 | 47.5691 | 48.7169 | 49.2426 | 49.2465 | 49.1628 | 48.782 | 47.539 | 46.29 | 45.2399 | 44.3496 | 43.4879 | 43.0949 | 42.3879 | 0.13481 | 0.13407 | 0.14555 | 0.14391 | 0.1428 | 0.13812 | 0.16419 | 0.15332 | 0.17854 | 0.17453 | 0.15412 | 0.14418 | 0.14086 | 0.14697 | 0.13951 | 0.13127 | 0.12664 | 0.12128 | 0.11303 | 0.14338 | 0.15023 | 0.15126 | 0.13105 | 0.1384
Portfolio Adjusted1-in-10AllOther2021Typical Event Day | Portfolio Adjusted | 1-in-10 | All | Other | 2021 | Typical Event Day | 8 | 6.298 | 6.0704 | 5.8891 | 5.8457 | 6.0925 | 6.7978 | 7.5886 | 8.5603 | 9.7309 | 10.689 | 11.4378 | 11.7977 | 11.8398 | 12.0775 | 11.9943 | 11.6138 | 10.9706 | 10.0686 | 9.2943 | 8.9394 | 8.7672 | 8.1244 | 7.3592 | 6.8307 | -0.01045 | -0.020225 | -0.011253 | -0.019592 | -0.036459 | -0.040137 | -0.048963 | -0.045335 | -0.051105 | -0.063268 | -0.046592 | -0.063501 | -0.046856 | -0.039105 | 0.1519 | 0.17277 | 0.17224 | 0.16197 | 0.048483 | 0.035383 | 0.025807 | 0.046516 | 0.03943 | 0.041318 | 75.6997 | 74.3914 | 73.198 | 72.1275 | 71.1456 | 70.1185 | 69.3923 | 69.6606 | 72.6682 | 77.8156 | 82.8385 | 87.0422 | 90.0276 | 92.0212 | 93.2415 | 93.8471 | 93.8474 | 93.0598 | 91.8426 | 89.3979 | 85.8386 | 82.5454 | 80.2385 | 78.44 | 0.1439 | 0.14267 | 0.15514 | 0.15302 | 0.15084 | 0.14491 | 0.16945 | 0.16191 | 0.19556 | 0.1986 | 0.1797 | 0.16977 | 0.16434 | 0.17164 | 0.16015 | 0.14579 | 0.13504 | 0.12686 | 0.11806 | 0.15667 | 0.16743 | 0.16789 | 0.14432 | 0.15105
Portfolio Adjusted1-in-10AllOther2022January Monthly Peak | Portfolio Adjusted | 1-in-10 | All | Other | 2022 | January Monthly Peak | 1 | 5.6919 | 5.5615 | 5.437 | 5.4537 | 5.7418 | 6.498 | 7.6415 | 8.258 | 8.8357 | 9.0542 | 9.1267 | 8.9707 | 8.7182 | 8.6494 | 8.3574 | 8.02 | 7.7746 | 7.9765 | 7.7739 | 7.5417 | 7.247 | 6.8604 | 6.3916 | 6.0741 | -0.023399 | -0.02602 | -0.016312 | -0.046537 | -0.058002 | -0.050492 | -0.019663 | -0.059345 | -0.049297 | -0.060329 | -4.5849e-05 | 0.0059581 | 0.020452 | 0.03928 | 0.15769 | 0.14749 | 0.18194 | 0.17711 | 0.0598 | 0.06169 | 0.053575 | 0.052323 | 0.036507 | 0.029243 | 40.9865 | 40.3312 | 39.7788 | 39.3338 | 39.1687 | 38.827 | 38.4569 | 38.3151 | 38.8861 | 40.985 | 43.4642 | 46.0123 | 47.956 | 48.8823 | 49.3641 | 49.2651 | 48.6715 | 47.6319 | 45.5248 | 43.8622 | 42.4564 | 41.3485 | 40.4716 | 39.7022 | 0.14028 | 0.13918 | 0.1507 | 0.1494 | 0.14824 | 0.14477 | 0.17535 | 0.1654 | 0.19235 | 0.18757 | 0.16571 | 0.15497 | 0.15153 | 0.15826 | 0.14932 | 0.13931 | 0.13303 | 0.12742 | 0.1192 | 0.15268 | 0.15988 | 0.16067 | 0.13926 | 0.14662
Portfolio Adjusted1-in-10AllOther2022February Monthly Peak | Portfolio Adjusted | 1-in-10 | All | Other | 2022 | February Monthly Peak | 2 | 5.4515 | 5.3258 | 5.1895 | 5.1868 | 5.4544 | 6.1499 | 7.1164 | 7.6377 | 8.1957 | 8.4716 | 8.6583 | 8.6539 | 8.5396 | 8.5873 | 8.3992 | 8.0895 | 7.7685 | 7.7115 | 7.6335 | 7.3253 | 7.0249 | 6.6433 | 6.148 | 5.8251 | -0.022634 | -0.025216 | -0.015763 | -0.044742 | -0.05572 | -0.04825 | -0.018674 | -0.055767 | -0.046186 | -0.056855 | -4.357e-05 | 0.005723 | 0.019752 | 0.038172 | 0.15762 | 0.14805 | 0.18016 | 0.17099 | 0.057687 | 0.059215 | 0.051626 | 0.050734 | 0.035274 | 0.028355 | 48.8284 | 48.3547 | 47.8654 | 47.3314 | 46.8186 | 45.981 | 45.5774 | 45.575 | 46.4362 | 48.5914 | 50.7353 | 52.6033 | 54.1828 | 55.2569 | 56.2404 | 56.7632 | 56.275 | 55.4448 | 53.3957 | 51.2839 | 49.5378 | 48.1055 | 47.2205 | 46.2468 | 0.13541 | 0.13461 | 0.14542 | 0.14346 | 0.14222 | 0.13814 | 0.16632 | 0.15539 | 0.18023 | 0.17667 | 0.15717 | 0.14818 | 0.14526 | 0.15214 | 0.14343 | 0.13315 | 0.1265 | 0.12125 | 0.11337 | 0.14594 | 0.15352 | 0.15528 | 0.13421 | 0.14192
Portfolio Adjusted1-in-10AllOther2022March Monthly Peak | Portfolio Adjusted | 1-in-10 | All | Other | 2022 | March Monthly Peak | 3 | 5.5206 | 5.3488 | 5.2019 | 5.131 | 5.3627 | 5.9801 | 6.844 | 7.3983 | 8.0095 | 8.412 | 8.8025 | 8.9897 | 9.0126 | 9.2022 | 9.1387 | 8.844 | 8.397 | 7.8451 | 7.5592 | 7.556 | 7.3198 | 6.8944 | 6.3137 | 5.9164 | -0.023201 | -0.025721 | -0.016118 | -0.044934 | -0.055591 | -0.047372 | -0.017987 | -0.054213 | -0.045671 | -0.056912 | -4.4477e-05 | 0.0059392 | 0.020675 | 0.04036 | 0.17095 | 0.16134 | 0.19338 | 0.17325 | 0.057836 | 0.060847 | 0.053875 | 0.052968 | 0.036448 | 0.029004 | 56.2811 | 54.8165 | 53.9536 | 53.4816 | 52.5176 | 51.7886 | 51.0694 | 50.8775 | 52.1608 | 56.6442 | 62.1946 | 66.9697 | 70.3296 | 72.2193 | 73.5036 | 74.3001 | 74.3236 | 73.2591 | 71.5264 | 68.8359 | 65.391 | 62.4115 | 60.169 | 58.4805 | 0.13851 | 0.1371 | 0.14849 | 0.144 | 0.14185 | 0.13574 | 0.1607 | 0.15148 | 0.1783 | 0.17668 | 0.1598 | 0.15257 | 0.15014 | 0.158 | 0.14893 | 0.13712 | 0.1288 | 0.12123 | 0.1131 | 0.14906 | 0.15921 | 0.16136 | 0.13821 | 0.14495
Portfolio Adjusted1-in-10AllOther2022April Monthly Peak | Portfolio Adjusted | 1-in-10 | All | Other | 2022 | April Monthly Peak | 4 | 5.6386 | 5.4532 | 5.2838 | 5.2015 | 5.4248 | 6.0395 | 6.803 | 7.5431 | 8.4268 | 9.1088 | 9.7154 | 10.062 | 10.2068 | 10.4814 | 10.4545 | 10.1151 | 9.5496 | 8.7782 | 8.1899 | 8.0553 | 7.8236 | 7.2751 | 6.585 | 6.1165 | -0.015096 | -0.021435 | -0.012606 | -0.028603 | -0.041801 | -0.040379 | -0.033553 | -0.046705 | -0.046435 | -0.057874 | -0.024771 | -0.031623 | -0.016656 | -0.003828 | 0.15559 | 0.16297 | 0.17631 | 0.16123 | 0.051546 | 0.045389 | 0.036738 | 0.047666 | 0.036555 | 0.034389 | 66.9383 | 65.4991 | 63.814 | 62.6174 | 61.4599 | 60.3384 | 59.7114 | 59.6799 | 63.1243 | 69.4381 | 75.727 | 80.9927 | 84.1759 | 86.2424 | 87.4875 | 88.1657 | 88.0223 | 87.3383 | 85.309 | 82.201 | 78.0573 | 74.3267 | 71.5592 | 69.8676 | 0.13054 | 0.12926 | 0.13957 | 0.13539 | 0.13332 | 0.12803 | 0.1524 | 0.14593 | 0.17455 | 0.17603 | 0.16072 | 0.15425 | 0.15258 | 0.16062 | 0.15134 | 0.13878 | 0.12979 | 0.12162 | 0.11276 | 0.14637 | 0.15459 | 0.15516 | 0.13194 | 0.1373
Portfolio Adjusted1-in-10AllOther2022May Monthly Peak | Portfolio Adjusted | 1-in-10 | All | Other | 2022 | May Monthly Peak | 5 | 5.8465 | 5.6597 | 5.4707 | 5.4047 | 5.6374 | 6.2413 | 6.9125 | 7.9709 | 9.1138 | 9.9752 | 10.6943 | 11.0616 | 11.1828 | 11.4313 | 11.3715 | 10.9545 | 10.3295 | 9.4784 | 8.7488 | 8.3763 | 8.2242 | 7.6432 | 6.915 | 6.4073 | -0.011984 | -0.020255 | -0.011475 | -0.022553 | -0.037536 | -0.039027 | -0.041436 | -0.045549 | -0.049653 | -0.061917 | -0.038546 | -0.051963 | -0.03602 | -0.025993 | 0.15182 | 0.16735 | 0.17239 | 0.16031 | 0.049834 | 0.039012 | 0.029723 | 0.046502 | 0.037858 | 0.038071 | 73.3192 | 71.2871 | 69.8283 | 68.5527 | 67.209 | 66.004 | 65.2385 | 65.58 | 69.2519 | 74.7189 | 79.9769 | 83.5776 | 86.9456 | 89.1844 | 90.355 | 90.7186 | 90.2315 | 89.1543 | 87.7452 | 85.2422 | 81.3009 | 77.6514 | 75.1088 | 72.608 | 0.13457 | 0.13378 | 0.14429 | 0.14109 | 0.13921 | 0.13354 | 0.15723 | 0.15373 | 0.18757 | 0.19078 | 0.17414 | 0.16601 | 0.16288 | 0.17039 | 0.15921 | 0.14418 | 0.13369 | 0.12521 | 0.11583 | 0.15097 | 0.15969 | 0.16057 | 0.13724 | 0.14302
Portfolio Adjusted1-in-10AllOther2022June Monthly Peak | Portfolio Adjusted | 1-in-10 | All | Other | 2022 | June Monthly Peak | 6 | 6.101 | 5.8957 | 5.711 | 5.6368 | 5.8575 | 6.4191 | 7.1141 | 8.1731 | 9.2656 | 10.1372 | 10.865 | 11.1614 | 11.1908 | 11.4231 | 11.3771 | 11.0593 | 10.4882 | 9.6482 | 8.9522 | 8.4957 | 8.3926 | 7.8837 | 7.146 | 6.6421 | -0.014507 | -0.022033 | -0.012816 | -0.027746 | -0.042377 | -0.041852 | -0.038026 | -0.047798 | -0.04922 | -0.061478 | -0.031112 | -0.040098 | -0.02404 | -0.012393 | 0.16419 | 0.17524 | 0.18542 | 0.17079 | 0.051294 | 0.042882 | 0.034528 | 0.04852 | 0.038448 | 0.037438 | 73.257 | 71.6861 | 70.5771 | 69.259 | 68.2655 | 66.7177 | 65.8944 | 66.8701 | 70.9485 | 76.1117 | 81.1827 | 85.1826 | 87.9502 | 89.6989 | 90.9468 | 91.6432 | 92.0077 | 91.3521 | 90.2295 | 88.0889 | 85.009 | 81.1893 | 78.6698 | 76.7009 | 0.13793 | 0.13715 | 0.14859 | 0.14532 | 0.14271 | 0.13603 | 0.15881 | 0.15313 | 0.18445 | 0.18699 | 0.17018 | 0.16022 | 0.15516 | 0.16233 | 0.15268 | 0.14052 | 0.13136 | 0.12314 | 0.11457 | 0.14827 | 0.15897 | 0.16106 | 0.13834 | 0.14507
Portfolio Adjusted1-in-10AllOther2022July Monthly Peak | Portfolio Adjusted | 1-in-10 | All | Other | 2022 | July Monthly Peak | 7 | 6.3689 | 6.1281 | 5.9446 | 5.9004 | 6.1407 | 6.8051 | 7.5232 | 8.5623 | 9.6708 | 10.5657 | 11.2641 | 11.5505 | 11.57 | 11.7616 | 11.6878 | 11.4016 | 10.8542 | 10.0134 | 9.3068 | 8.848 | 8.7371 | 8.1945 | 7.4222 | 6.8931 | -0.010714 | -0.020322 | -0.011355 | -0.02013 | -0.036808 | -0.040098 | -0.047597 | -0.044642 | -0.04944 | -0.060887 | -0.043772 | -0.05906 | -0.043114 | -0.035351 | 0.1508 | 0.17084 | 0.17194 | 0.16215 | 0.047937 | 0.035144 | 0.026012 | 0.046479 | 0.039212 | 0.041018 | 77.1151 | 75.8807 | 74.6531 | 73.4852 | 72.568 | 71.5646 | 70.7262 | 71.0006 | 74.0753 | 79.034 | 83.6857 | 87.4335 | 90.105 | 91.8285 | 93.1441 | 93.7714 | 93.6864 | 93.141 | 92.1322 | 89.8601 | 86.2295 | 82.6778 | 80.3408 | 78.6465 | 0.14351 | 0.14207 | 0.15463 | 0.15256 | 0.15008 | 0.14368 | 0.16646 | 0.15847 | 0.18927 | 0.19118 | 0.17247 | 0.16204 | 0.15688 | 0.16364 | 0.15351 | 0.14166 | 0.1325 | 0.12473 | 0.11652 | 0.15327 | 0.16473 | 0.16673 | 0.14325 | 0.15032
Portfolio Adjusted1-in-10AllOther2022August Monthly Peak | Portfolio Adjusted | 1-in-10 | All | Other | 2022 | August Monthly Peak | 8 | 6.3639 | 6.1322 | 5.9472 | 5.9041 | 6.1525 | 6.8688 | 7.6779 | 8.6923 | 9.9144 | 10.9151 | 11.6907 | 12.0609 | 12.1072 | 12.3445 | 12.2544 | 11.8593 | 11.1976 | 10.2751 | 9.4693 | 9.1 | 8.9053 | 8.2382 | 7.4549 | 6.9123 | -0.0088229 | -0.019488 | -0.010605 | -0.016231 | -0.033811 | -0.03901 | -0.05287 | -0.044166 | -0.051811 | -0.064021 | -0.053024 | -0.073111 | -0.056223 | -0.050049 | 0.14701 | 0.17208 | 0.1674 | 0.15901 | 0.047411 | 0.032221 | 0.022233 | 0.045746 | 0.039793 | 0.042819 | 76.2894 | 75.1186 | 73.9159 | 72.9811 | 71.8619 | 71.1369 | 70.5841 | 70.6798 | 73.4151 | 78.9008 | 83.9429 | 88.4747 | 91.606 | 93.7143 | 95.1811 | 96.0946 | 96.1584 | 95.2122 | 94.149 | 91.7805 | 88.1385 | 85.2766 | 83.3091 | 81.4847 | 0.14693 | 0.14568 | 0.1584 | 0.1563 | 0.15406 | 0.14808 | 0.17333 | 0.16609 | 0.20129 | 0.20485 | 0.18539 | 0.17504 | 0.16934 | 0.17664 | 0.16439 | 0.14914 | 0.13771 | 0.12942 | 0.12048 | 0.16081 | 0.17165 | 0.17187 | 0.14763 | 0.15437
Portfolio Adjusted1-in-10AllOther2022September Monthly Peak | Portfolio Adjusted | 1-in-10 | All | Other | 2022 | September Monthly Peak | 9 | 6.3335 | 6.1068 | 5.9137 | 5.8919 | 6.1591 | 6.8954 | 7.8696 | 8.8214 | 10.1268 | 11.1345 | 11.9144 | 12.2807 | 12.344 | 12.5884 | 12.4881 | 12.0257 | 11.2977 | 10.325 | 9.5522 | 9.3799 | 8.8898 | 8.1947 | 7.4129 | 6.8651 | -0.0075635 | -0.018965 | -0.010094 | -0.013634 | -0.032012 | -0.038577 | -0.05737 | -0.044476 | -0.054605 | -0.067457 | -0.060807 | -0.084492 | -0.066767 | -0.06161 | 0.14046 | 0.1698 | 0.16123 | 0.15417 | 0.047919 | 0.030747 | 0.019706 | 0.045836 | 0.040532 | 0.044309 | 76.1371 | 74.8802 | 73.6457 | 72.7848 | 71.8872 | 71.0547 | 70.3646 | 70.0921 | 72.2341 | 77.216 | 82.5428 | 87.0782 | 90.4494 | 92.8428 | 93.6939 | 93.8794 | 93.537 | 92.5339 | 90.8597 | 87.862 | 83.9775 | 81.0378 | 78.6341 | 76.9281 | 0.15026 | 0.14878 | 0.16136 | 0.16013 | 0.15834 | 0.15252 | 0.18049 | 0.17391 | 0.21412 | 0.21856 | 0.19759 | 0.1862 | 0.17976 | 0.18676 | 0.17235 | 0.15424 | 0.14078 | 0.13241 | 0.12375 | 0.16922 | 0.17799 | 0.17777 | 0.15201 | 0.15828
Portfolio Adjusted1-in-10AllOther2022October Monthly Peak | Portfolio Adjusted | 1-in-10 | All | Other | 2022 | October Monthly Peak | 10 | 5.6184 | 5.448 | 5.2568 | 5.2132 | 5.4489 | 6.1176 | 7.0988 | 7.7616 | 8.6103 | 9.3823 | 10.0534 | 10.4474 | 10.6372 | 10.9075 | 10.8513 | 10.4594 | 9.8602 | 9.1709 | 8.7073 | 8.3265 | 7.8241 | 7.2529 | 6.5665 | 6.12 | -0.012453 | -0.019789 | -0.011309 | -0.023688 | -0.03763 | -0.038589 | -0.038732 | -0.044935 | -0.046552 | -0.057983 | -0.032036 | -0.042581 | -0.027849 | -0.017317 | 0.15143 | 0.16308 | 0.17023 | 0.15951 | 0.050013 | 0.039963 | 0.030595 | 0.044506 | 0.035456 | 0.035146 | 70.558 | 69.1195 | 68.2166 | 67.0013 | 65.9936 | 64.9544 | 64.4463 | 63.837 | 64.5502 | 69.3916 | 75.5587 | 81.3848 | 85.8378 | 88.7254 | 89.8554 | 90.5191 | 90.516 | 89.5823 | 87.1347 | 82.8555 | 78.7721 | 75.729 | 73.3804 | 71.6363 | 0.12721 | 0.1267 | 0.13604 | 0.1337 | 0.13231 | 0.12858 | 0.15523 | 0.14777 | 0.17595 | 0.17826 | 0.16196 | 0.15492 | 0.15322 | 0.16076 | 0.15096 | 0.13818 | 0.12936 | 0.12301 | 0.11396 | 0.14531 | 0.15095 | 0.15102 | 0.12867 | 0.13475
Portfolio Adjusted1-in-10AllOther2022November Monthly Peak | Portfolio Adjusted | 1-in-10 | All | Other | 2022 | November Monthly Peak | 11 | 5.547 | 5.3933 | 5.2371 | 5.2081 | 5.4585 | 6.1279 | 6.8772 | 7.6182 | 8.4712 | 9.0847 | 9.6278 | 9.9139 | 10.0002 | 10.187 | 10.0785 | 9.6239 | 9.143 | 8.8959 | 8.3371 | 7.8683 | 7.4458 | 6.9606 | 6.3422 | 5.9357 | -0.016497 | -0.022337 | -0.013287 | -0.031871 | -0.045117 | -0.042888 | -0.031788 | -0.049341 | -0.047867 | -0.05977 | -0.021103 | -0.025738 | -0.010324 | 0.004066 | 0.15576 | 0.15827 | 0.17616 | 0.16916 | 0.054375 | 0.04819 | 0.039116 | 0.047954 | 0.03602 | 0.033192 | 64.9724 | 63.6086 | 62.5872 | 61.2378 | 60.3955 | 59.5707 | 58.8601 | 58.5901 | 61.1206 | 66.2949 | 72.5169 | 77.4768 | 80.6536 | 82.3362 | 83.3777 | 83.5646 | 82.3397 | 79.7567 | 76.3215 | 72.6207 | 70.0746 | 68.0903 | 66.3651 | 65.1299 | 0.13153 | 0.13081 | 0.14117 | 0.13831 | 0.13687 | 0.13237 | 0.15646 | 0.1497 | 0.17943 | 0.18072 | 0.16414 | 0.15686 | 0.15463 | 0.16191 | 0.15201 | 0.13867 | 0.13018 | 0.12391 | 0.11463 | 0.14655 | 0.15278 | 0.15357 | 0.13051 | 0.13653
Portfolio Adjusted1-in-10AllOther2022December Monthly Peak | Portfolio Adjusted | 1-in-10 | All | Other | 2022 | December Monthly Peak | 12 | 5.5126 | 5.3769 | 5.2575 | 5.2613 | 5.5325 | 6.2174 | 7.1728 | 7.7012 | 8.266 | 8.508 | 8.6012 | 8.4686 | 8.2226 | 8.1309 | 7.8665 | 7.5686 | 7.5032 | 7.6771 | 7.4 | 7.1743 | 6.898 | 6.5599 | 6.1305 | 5.8247 | -0.022486 | -0.025067 | -0.015757 | -0.044828 | -0.055876 | -0.048138 | -0.018352 | -0.054695 | -0.045548 | -0.055884 | -4.2382e-05 | 0.0054977 | 0.018775 | 0.035863 | 0.14787 | 0.13883 | 0.17395 | 0.16938 | 0.055822 | 0.057598 | 0.05015 | 0.049133 | 0.034275 | 0.027572 | 42.0297 | 41.3918 | 41.1558 | 40.8884 | 40.5839 | 40.394 | 40.6193 | 40.6812 | 41.368 | 43.4361 | 45.6501 | 47.5691 | 48.7169 | 49.2426 | 49.2465 | 49.1628 | 48.782 | 47.539 | 46.29 | 45.2399 | 44.3496 | 43.4879 | 43.0949 | 42.3879 | 0.13481 | 0.13407 | 0.14555 | 0.14391 | 0.1428 | 0.13812 | 0.16419 | 0.15332 | 0.17854 | 0.17453 | 0.15412 | 0.14418 | 0.14086 | 0.14697 | 0.13951 | 0.13127 | 0.12664 | 0.12128 | 0.11303 | 0.14338 | 0.15023 | 0.15126 | 0.13105 | 0.1384
Portfolio Adjusted1-in-10AllOther2022Typical Event Day | Portfolio Adjusted | 1-in-10 | All | Other | 2022 | Typical Event Day | 8 | 6.298 | 6.0704 | 5.8891 | 5.8457 | 6.0925 | 6.7978 | 7.5886 | 8.5603 | 9.7309 | 10.689 | 11.4378 | 11.7977 | 11.8398 | 12.0775 | 11.9943 | 11.6138 | 10.9706 | 10.0686 | 9.2943 | 8.9394 | 8.7672 | 8.1244 | 7.3592 | 6.8307 | -0.01045 | -0.020225 | -0.011253 | -0.019592 | -0.036459 | -0.040137 | -0.048963 | -0.045335 | -0.051105 | -0.063268 | -0.046592 | -0.063501 | -0.046856 | -0.039105 | 0.1519 | 0.17277 | 0.17224 | 0.16197 | 0.048483 | 0.035383 | 0.025807 | 0.046516 | 0.03943 | 0.041318 | 75.6997 | 74.3914 | 73.198 | 72.1275 | 71.1456 | 70.1185 | 69.3923 | 69.6606 | 72.6682 | 77.8156 | 82.8385 | 87.0423 | 90.0276 | 92.0212 | 93.2415 | 93.8471 | 93.8473 | 93.0598 | 91.8426 | 89.3979 | 85.8386 | 82.5454 | 80.2385 | 78.44 | 0.1439 | 0.14267 | 0.15514 | 0.15302 | 0.15084 | 0.14491 | 0.16945 | 0.16191 | 0.19556 | 0.1986 | 0.1797 | 0.16977 | 0.16434 | 0.17164 | 0.16015 | 0.14579 | 0.13504 | 0.12686 | 0.11806 | 0.15667 | 0.16743 | 0.16789 | 0.14432 | 0.15105
Portfolio Adjusted1-in-10AllOther2023January Monthly Peak | Portfolio Adjusted | 1-in-10 | All | Other | 2023 | January Monthly Peak | 1 | 5.6919 | 5.5615 | 5.437 | 5.4537 | 5.7418 | 6.498 | 7.6415 | 8.258 | 8.8357 | 9.0542 | 9.1267 | 8.9707 | 8.7182 | 8.6494 | 8.3574 | 8.02 | 7.7746 | 7.9765 | 7.7739 | 7.5417 | 7.247 | 6.8604 | 6.3916 | 6.0741 | -0.023399 | -0.02602 | -0.016312 | -0.046537 | -0.058002 | -0.050492 | -0.019663 | -0.059345 | -0.049297 | -0.060329 | -4.5849e-05 | 0.0059581 | 0.020452 | 0.03928 | 0.15769 | 0.14749 | 0.18194 | 0.17711 | 0.0598 | 0.06169 | 0.053575 | 0.052323 | 0.036507 | 0.029243 | 40.9865 | 40.3312 | 39.7788 | 39.3338 | 39.1687 | 38.827 | 38.4569 | 38.3151 | 38.8861 | 40.985 | 43.4642 | 46.0123 | 47.956 | 48.8823 | 49.3641 | 49.2651 | 48.6715 | 47.6319 | 45.5248 | 43.8622 | 42.4564 | 41.3485 | 40.4716 | 39.7022 | 0.14028 | 0.13918 | 0.1507 | 0.1494 | 0.14824 | 0.14477 | 0.17535 | 0.1654 | 0.19235 | 0.18757 | 0.16571 | 0.15497 | 0.15153 | 0.15826 | 0.14932 | 0.13931 | 0.13303 | 0.12742 | 0.1192 | 0.15268 | 0.15988 | 0.16067 | 0.13926 | 0.14662
Portfolio Adjusted1-in-10AllOther2023February Monthly Peak | Portfolio Adjusted | 1-in-10 | All | Other | 2023 | February Monthly Peak | 2 | 5.4515 | 5.3258 | 5.1895 | 5.1868 | 5.4544 | 6.1499 | 7.1164 | 7.6377 | 8.1957 | 8.4716 | 8.6583 | 8.6539 | 8.5396 | 8.5873 | 8.3992 | 8.0895 | 7.7685 | 7.7115 | 7.6335 | 7.3253 | 7.0249 | 6.6433 | 6.148 | 5.8251 | -0.022634 | -0.025216 | -0.015763 | -0.044742 | -0.05572 | -0.04825 | -0.018674 | -0.055767 | -0.046186 | -0.056855 | -4.357e-05 | 0.005723 | 0.019752 | 0.038172 | 0.15762 | 0.14805 | 0.18016 | 0.17099 | 0.057687 | 0.059215 | 0.051626 | 0.050734 | 0.035274 | 0.028355 | 48.8284 | 48.3547 | 47.8654 | 47.3314 | 46.8186 | 45.981 | 45.5774 | 45.575 | 46.4362 | 48.5914 | 50.7353 | 52.6033 | 54.1828 | 55.2569 | 56.2404 | 56.7632 | 56.275 | 55.4448 | 53.3957 | 51.2839 | 49.5378 | 48.1055 | 47.2205 | 46.2468 | 0.13541 | 0.13461 | 0.14542 | 0.14346 | 0.14222 | 0.13814 | 0.16632 | 0.15539 | 0.18023 | 0.17667 | 0.15717 | 0.14818 | 0.14526 | 0.15214 | 0.14343 | 0.13315 | 0.1265 | 0.12125 | 0.11337 | 0.14594 | 0.15352 | 0.15528 | 0.13421 | 0.14192
Portfolio Adjusted1-in-10AllOther2023March Monthly Peak | Portfolio Adjusted | 1-in-10 | All | Other | 2023 | March Monthly Peak | 3 | 5.5206 | 5.3488 | 5.2019 | 5.131 | 5.3627 | 5.9801 | 6.844 | 7.3983 | 8.0095 | 8.4119 | 8.8025 | 8.9897 | 9.0126 | 9.2022 | 9.1387 | 8.844 | 8.397 | 7.8451 | 7.5592 | 7.556 | 7.3198 | 6.8944 | 6.3137 | 5.9164 | -0.023201 | -0.025721 | -0.016118 | -0.044934 | -0.055591 | -0.047372 | -0.017987 | -0.054213 | -0.045671 | -0.056912 | -4.4477e-05 | 0.0059392 | 0.020675 | 0.04036 | 0.17095 | 0.16134 | 0.19338 | 0.17325 | 0.057836 | 0.060847 | 0.053875 | 0.052968 | 0.036448 | 0.029004 | 56.2811 | 54.8165 | 53.9536 | 53.4816 | 52.5176 | 51.7886 | 51.0694 | 50.8775 | 52.1608 | 56.6442 | 62.1946 | 66.9697 | 70.3296 | 72.2193 | 73.5036 | 74.3001 | 74.3236 | 73.2591 | 71.5264 | 68.8359 | 65.391 | 62.4115 | 60.169 | 58.4805 | 0.13851 | 0.1371 | 0.14849 | 0.144 | 0.14185 | 0.13574 | 0.1607 | 0.15148 | 0.1783 | 0.17668 | 0.1598 | 0.15257 | 0.15014 | 0.158 | 0.14893 | 0.13712 | 0.1288 | 0.12123 | 0.1131 | 0.14906 | 0.15921 | 0.16136 | 0.13821 | 0.14495
Portfolio Adjusted1-in-10AllOther2023April Monthly Peak | Portfolio Adjusted | 1-in-10 | All | Other | 2023 | April Monthly Peak | 4 | 5.6386 | 5.4532 | 5.2838 | 5.2015 | 5.4248 | 6.0395 | 6.803 | 7.5431 | 8.4268 | 9.1088 | 9.7154 | 10.062 | 10.2068 | 10.4814 | 10.4545 | 10.1151 | 9.5496 | 8.7782 | 8.1899 | 8.0553 | 7.8236 | 7.2751 | 6.585 | 6.1165 | -0.015096 | -0.021435 | -0.012606 | -0.028603 | -0.041801 | -0.040379 | -0.033553 | -0.046705 | -0.046435 | -0.057874 | -0.024771 | -0.031623 | -0.016656 | -0.003828 | 0.15559 | 0.16297 | 0.17631 | 0.16123 | 0.051546 | 0.045389 | 0.036738 | 0.047666 | 0.036555 | 0.034389 | 66.9383 | 65.4991 | 63.814 | 62.6174 | 61.4599 | 60.3384 | 59.7114 | 59.6799 | 63.1243 | 69.4381 | 75.727 | 80.9927 | 84.1759 | 86.2424 | 87.4875 | 88.1657 | 88.0223 | 87.3383 | 85.309 | 82.201 | 78.0573 | 74.3267 | 71.5592 | 69.8676 | 0.13054 | 0.12926 | 0.13957 | 0.13539 | 0.13332 | 0.12803 | 0.1524 | 0.14593 | 0.17455 | 0.17603 | 0.16072 | 0.15425 | 0.15258 | 0.16062 | 0.15134 | 0.13878 | 0.12979 | 0.12162 | 0.11276 | 0.14637 | 0.15459 | 0.15516 | 0.13194 | 0.1373
Portfolio Adjusted1-in-10AllOther2023May Monthly Peak | Portfolio Adjusted | 1-in-10 | All | Other | 2023 | May Monthly Peak | 5 | 5.8465 | 5.6597 | 5.4707 | 5.4047 | 5.6374 | 6.2413 | 6.9125 | 7.9709 | 9.1138 | 9.9752 | 10.6943 | 11.0616 | 11.1828 | 11.4313 | 11.3715 | 10.9545 | 10.3295 | 9.4784 | 8.7488 | 8.3763 | 8.2242 | 7.6432 | 6.915 | 6.4073 | -0.011984 | -0.020255 | -0.011475 | -0.022553 | -0.037536 | -0.039027 | -0.041436 | -0.045549 | -0.049653 | -0.061917 | -0.038546 | -0.051963 | -0.03602 | -0.025993 | 0.15182 | 0.16735 | 0.17239 | 0.16031 | 0.049834 | 0.039012 | 0.029723 | 0.046502 | 0.037858 | 0.038071 | 73.3192 | 71.2871 | 69.8283 | 68.5527 | 67.209 | 66.004 | 65.2385 | 65.58 | 69.2519 | 74.7189 | 79.9769 | 83.5776 | 86.9456 | 89.1844 | 90.355 | 90.7186 | 90.2315 | 89.1543 | 87.7452 | 85.2422 | 81.3009 | 77.6514 | 75.1088 | 72.608 | 0.13457 | 0.13378 | 0.14429 | 0.14109 | 0.13921 | 0.13354 | 0.15723 | 0.15373 | 0.18757 | 0.19078 | 0.17414 | 0.16601 | 0.16288 | 0.17039 | 0.15921 | 0.14418 | 0.13369 | 0.12521 | 0.11583 | 0.15097 | 0.15969 | 0.16057 | 0.13724 | 0.14302
Portfolio Adjusted1-in-10AllOther2023June Monthly Peak | Portfolio Adjusted | 1-in-10 | All | Other | 2023 | June Monthly Peak | 6 | 6.101 | 5.8957 | 5.711 | 5.6368 | 5.8575 | 6.4191 | 7.1141 | 8.1731 | 9.2656 | 10.1372 | 10.865 | 11.1614 | 11.1908 | 11.4231 | 11.3771 | 11.0593 | 10.4882 | 9.6482 | 8.9522 | 8.4957 | 8.3926 | 7.8837 | 7.146 | 6.6421 | -0.014507 | -0.022033 | -0.012816 | -0.027746 | -0.042377 | -0.041852 | -0.038026 | -0.047798 | -0.04922 | -0.061478 | -0.031112 | -0.040098 | -0.02404 | -0.012393 | 0.16419 | 0.17524 | 0.18542 | 0.17079 | 0.051294 | 0.042882 | 0.034528 | 0.04852 | 0.038448 | 0.037438 | 73.257 | 71.6861 | 70.5771 | 69.259 | 68.2655 | 66.7177 | 65.8944 | 66.8701 | 70.9485 | 76.1117 | 81.1827 | 85.1826 | 87.9502 | 89.6989 | 90.9468 | 91.6432 | 92.0077 | 91.3521 | 90.2295 | 88.0889 | 85.009 | 81.1893 | 78.6698 | 76.7009 | 0.13793 | 0.13715 | 0.14859 | 0.14532 | 0.14271 | 0.13603 | 0.15881 | 0.15313 | 0.18445 | 0.18699 | 0.17018 | 0.16022 | 0.15516 | 0.16233 | 0.15268 | 0.14052 | 0.13136 | 0.12314 | 0.11457 | 0.14827 | 0.15897 | 0.16106 | 0.13834 | 0.14507
Portfolio Adjusted1-in-10AllOther2023July Monthly Peak | Portfolio Adjusted | 1-in-10 | All | Other | 2023 | July Monthly Peak | 7 | 6.3689 | 6.1281 | 5.9446 | 5.9004 | 6.1407 | 6.8051 | 7.5232 | 8.5623 | 9.6708 | 10.5657 | 11.2641 | 11.5505 | 11.57 | 11.7616 | 11.6878 | 11.4016 | 10.8542 | 10.0134 | 9.3068 | 8.848 | 8.7371 | 8.1945 | 7.4222 | 6.8931 | -0.010714 | -0.020322 | -0.011355 | -0.02013 | -0.036808 | -0.040098 | -0.047597 | -0.044642 | -0.04944 | -0.060887 | -0.043772 | -0.05906 | -0.043114 | -0.035351 | 0.1508 | 0.17084 | 0.17194 | 0.16215 | 0.047937 | 0.035144 | 0.026012 | 0.046479 | 0.039212 | 0.041018 | 77.1151 | 75.8807 | 74.6531 | 73.4852 | 72.568 | 71.5646 | 70.7262 | 71.0006 | 74.0753 | 79.034 | 83.6857 | 87.4335 | 90.105 | 91.8285 | 93.1441 | 93.7714 | 93.6864 | 93.141 | 92.1322 | 89.8601 | 86.2295 | 82.6778 | 80.3408 | 78.6465 | 0.14351 | 0.14207 | 0.15463 | 0.15256 | 0.15008 | 0.14368 | 0.16646 | 0.15847 | 0.18927 | 0.19118 | 0.17247 | 0.16204 | 0.15688 | 0.16364 | 0.15351 | 0.14166 | 0.1325 | 0.12473 | 0.11652 | 0.15327 | 0.16473 | 0.16673 | 0.14325 | 0.15032
Portfolio Adjusted1-in-10AllOther2023August Monthly Peak | Portfolio Adjusted | 1-in-10 | All | Other | 2023 | August Monthly Peak | 8 | 6.3639 | 6.1322 | 5.9472 | 5.9041 | 6.1525 | 6.8688 | 7.6779 | 8.6923 | 9.9144 | 10.9151 | 11.6907 | 12.0609 | 12.1072 | 12.3445 | 12.2544 | 11.8593 | 11.1976 | 10.2751 | 9.4693 | 9.1 | 8.9053 | 8.2382 | 7.4549 | 6.9123 | -0.0088229 | -0.019488 | -0.010605 | -0.016231 | -0.033811 | -0.03901 | -0.05287 | -0.044166 | -0.051811 | -0.064021 | -0.053024 | -0.073111 | -0.056223 | -0.050049 | 0.14701 | 0.17208 | 0.1674 | 0.15901 | 0.047411 | 0.032221 | 0.022233 | 0.045746 | 0.039793 | 0.042819 | 76.2894 | 75.1186 | 73.9159 | 72.9811 | 71.8619 | 71.1369 | 70.5841 | 70.6798 | 73.4151 | 78.9008 | 83.9429 | 88.4747 | 91.606 | 93.7143 | 95.1811 | 96.0946 | 96.1584 | 95.2122 | 94.149 | 91.7805 | 88.1385 | 85.2766 | 83.3091 | 81.4847 | 0.14693 | 0.14568 | 0.1584 | 0.1563 | 0.15406 | 0.14808 | 0.17333 | 0.16609 | 0.20129 | 0.20485 | 0.18539 | 0.17504 | 0.16934 | 0.17664 | 0.16439 | 0.14914 | 0.13771 | 0.12942 | 0.12048 | 0.16081 | 0.17165 | 0.17187 | 0.14763 | 0.15437
Portfolio Adjusted1-in-10AllOther2023September Monthly Peak | Portfolio Adjusted | 1-in-10 | All | Other | 2023 | September Monthly Peak | 9 | 6.3335 | 6.1068 | 5.9137 | 5.8919 | 6.1591 | 6.8954 | 7.8696 | 8.8214 | 10.1268 | 11.1345 | 11.9144 | 12.2807 | 12.344 | 12.5884 | 12.4881 | 12.0257 | 11.2977 | 10.325 | 9.5522 | 9.3799 | 8.8898 | 8.1947 | 7.4129 | 6.8651 | -0.0075635 | -0.018965 | -0.010094 | -0.013634 | -0.032012 | -0.038577 | -0.05737 | -0.044476 | -0.054605 | -0.067457 | -0.060807 | -0.084492 | -0.066767 | -0.06161 | 0.14046 | 0.1698 | 0.16123 | 0.15417 | 0.047919 | 0.030747 | 0.019706 | 0.045836 | 0.040532 | 0.044309 | 76.1371 | 74.8802 | 73.6457 | 72.7848 | 71.8872 | 71.0547 | 70.3646 | 70.0921 | 72.2341 | 77.216 | 82.5428 | 87.0782 | 90.4493 | 92.8428 | 93.6939 | 93.8794 | 93.537 | 92.5339 | 90.8597 | 87.862 | 83.9775 | 81.0378 | 78.6341 | 76.9281 | 0.15026 | 0.14878 | 0.16136 | 0.16013 | 0.15834 | 0.15252 | 0.18049 | 0.17391 | 0.21412 | 0.21856 | 0.19759 | 0.1862 | 0.17976 | 0.18676 | 0.17235 | 0.15424 | 0.14078 | 0.13241 | 0.12375 | 0.16922 | 0.17799 | 0.17777 | 0.15201 | 0.15828
Portfolio Adjusted1-in-10AllOther2023October Monthly Peak | Portfolio Adjusted | 1-in-10 | All | Other | 2023 | October Monthly Peak | 10 | 5.6184 | 5.448 | 5.2568 | 5.2132 | 5.4489 | 6.1176 | 7.0988 | 7.7616 | 8.6103 | 9.3823 | 10.0534 | 10.4474 | 10.6372 | 10.9075 | 10.8513 | 10.4594 | 9.8602 | 9.1709 | 8.7073 | 8.3265 | 7.8241 | 7.2529 | 6.5665 | 6.12 | -0.012453 | -0.019789 | -0.011309 | -0.023688 | -0.03763 | -0.038589 | -0.038732 | -0.044935 | -0.046552 | -0.057983 | -0.032036 | -0.042581 | -0.027849 | -0.017317 | 0.15143 | 0.16308 | 0.17023 | 0.15951 | 0.050013 | 0.039963 | 0.030595 | 0.044506 | 0.035456 | 0.035146 | 70.558 | 69.1195 | 68.2166 | 67.0013 | 65.9936 | 64.9544 | 64.4463 | 63.837 | 64.5502 | 69.3915 | 75.5587 | 81.3848 | 85.8378 | 88.7254 | 89.8554 | 90.5191 | 90.516 | 89.5823 | 87.1347 | 82.8555 | 78.7721 | 75.729 | 73.3804 | 71.6363 | 0.12721 | 0.1267 | 0.13604 | 0.1337 | 0.13231 | 0.12858 | 0.15523 | 0.14777 | 0.17595 | 0.17826 | 0.16196 | 0.15492 | 0.15322 | 0.16076 | 0.15096 | 0.13818 | 0.12936 | 0.12301 | 0.11396 | 0.14531 | 0.15095 | 0.15102 | 0.12867 | 0.13475
Portfolio Adjusted1-in-10AllOther2023November Monthly Peak | Portfolio Adjusted | 1-in-10 | All | Other | 2023 | November Monthly Peak | 11 | 5.547 | 5.3933 | 5.2371 | 5.2081 | 5.4585 | 6.1279 | 6.8772 | 7.6182 | 8.4712 | 9.0847 | 9.6278 | 9.9139 | 10.0002 | 10.187 | 10.0785 | 9.6239 | 9.143 | 8.8959 | 8.3371 | 7.8683 | 7.4458 | 6.9606 | 6.3422 | 5.9357 | -0.016497 | -0.022337 | -0.013287 | -0.031871 | -0.045117 | -0.042888 | -0.031788 | -0.049341 | -0.047867 | -0.05977 | -0.021103 | -0.025738 | -0.010324 | 0.004066 | 0.15576 | 0.15827 | 0.17616 | 0.16916 | 0.054375 | 0.04819 | 0.039116 | 0.047954 | 0.03602 | 0.033192 | 64.9724 | 63.6086 | 62.5872 | 61.2378 | 60.3955 | 59.5707 | 58.8601 | 58.5901 | 61.1206 | 66.2949 | 72.5169 | 77.4768 | 80.6536 | 82.3362 | 83.3777 | 83.5646 | 82.3397 | 79.7567 | 76.3215 | 72.6207 | 70.0746 | 68.0903 | 66.3651 | 65.1299 | 0.13153 | 0.13081 | 0.14117 | 0.13831 | 0.13687 | 0.13237 | 0.15646 | 0.1497 | 0.17943 | 0.18072 | 0.16414 | 0.15686 | 0.15463 | 0.16191 | 0.15201 | 0.13867 | 0.13018 | 0.12391 | 0.11463 | 0.14655 | 0.15278 | 0.15357 | 0.13051 | 0.13653
Portfolio Adjusted1-in-10AllOther2023December Monthly Peak | Portfolio Adjusted | 1-in-10 | All | Other | 2023 | December Monthly Peak | 12 | 5.5126 | 5.3769 | 5.2575 | 5.2613 | 5.5325 | 6.2174 | 7.1728 | 7.7012 | 8.266 | 8.508 | 8.6012 | 8.4686 | 8.2226 | 8.1309 | 7.8665 | 7.5686 | 7.5032 | 7.6771 | 7.4 | 7.1743 | 6.898 | 6.5599 | 6.1305 | 5.8247 | -0.022486 | -0.025067 | -0.015757 | -0.044828 | -0.055876 | -0.048138 | -0.018352 | -0.054695 | -0.045548 | -0.055884 | -4.2382e-05 | 0.0054977 | 0.018775 | 0.035863 | 0.14787 | 0.13883 | 0.17395 | 0.16938 | 0.055822 | 0.057598 | 0.05015 | 0.049133 | 0.034275 | 0.027572 | 42.0297 | 41.3918 | 41.1558 | 40.8885 | 40.5839 | 40.394 | 40.6193 | 40.6812 | 41.368 | 43.4361 | 45.6501 | 47.5691 | 48.7169 | 49.2426 | 49.2465 | 49.1628 | 48.782 | 47.539 | 46.29 | 45.2399 | 44.3496 | 43.4879 | 43.0949 | 42.3879 | 0.13481 | 0.13407 | 0.14555 | 0.14391 | 0.1428 | 0.13812 | 0.16419 | 0.15332 | 0.17854 | 0.17453 | 0.15412 | 0.14418 | 0.14086 | 0.14697 | 0.13951 | 0.13127 | 0.12664 | 0.12128 | 0.11303 | 0.14338 | 0.15023 | 0.15126 | 0.13105 | 0.1384
Portfolio Adjusted1-in-10AllOther2023Typical Event Day | Portfolio Adjusted | 1-in-10 | All | Other | 2023 | Typical Event Day | 8 | 6.298 | 6.0704 | 5.8891 | 5.8457 | 6.0925 | 6.7978 | 7.5886 | 8.5603 | 9.7309 | 10.689 | 11.4378 | 11.7977 | 11.8398 | 12.0775 | 11.9943 | 11.6138 | 10.9706 | 10.0686 | 9.2943 | 8.9394 | 8.7672 | 8.1244 | 7.3592 | 6.8307 | -0.01045 | -0.020225 | -0.011253 | -0.019592 | -0.036459 | -0.040137 | -0.048963 | -0.045335 | -0.051105 | -0.063268 | -0.046592 | -0.063501 | -0.046856 | -0.039105 | 0.1519 | 0.17277 | 0.17224 | 0.16197 | 0.048483 | 0.035383 | 0.025807 | 0.046516 | 0.03943 | 0.041318 | 75.6997 | 74.3914 | 73.198 | 72.1275 | 71.1456 | 70.1185 | 69.3923 | 69.6606 | 72.6682 | 77.8156 | 82.8385 | 87.0423 | 90.0276 | 92.0212 | 93.2415 | 93.8471 | 93.8474 | 93.0598 | 91.8426 | 89.3979 | 85.8386 | 82.5454 | 80.2385 | 78.44 | 0.1439 | 0.14267 | 0.15514 | 0.15302 | 0.15084 | 0.14491 | 0.16945 | 0.16191 | 0.19556 | 0.1986 | 0.1797 | 0.16977 | 0.16434 | 0.17164 | 0.16015 | 0.14579 | 0.13504 | 0.12686 | 0.11806 | 0.15667 | 0.16743 | 0.16789 | 0.14432 | 0.15105
Portfolio Adjusted1-in-10AllOther2024January Monthly Peak | Portfolio Adjusted | 1-in-10 | All | Other | 2024 | January Monthly Peak | 1 | 5.6919 | 5.5615 | 5.437 | 5.4537 | 5.7418 | 6.498 | 7.6415 | 8.258 | 8.8357 | 9.0542 | 9.1267 | 8.9707 | 8.7182 | 8.6494 | 8.3574 | 8.02 | 7.7746 | 7.9765 | 7.7739 | 7.5417 | 7.247 | 6.8604 | 6.3916 | 6.0741 | -0.023399 | -0.02602 | -0.016312 | -0.046537 | -0.058002 | -0.050492 | -0.019663 | -0.059345 | -0.049297 | -0.060329 | -4.5849e-05 | 0.0059581 | 0.020452 | 0.03928 | 0.15769 | 0.14749 | 0.18194 | 0.17711 | 0.0598 | 0.06169 | 0.053575 | 0.052323 | 0.036507 | 0.029243 | 40.9865 | 40.3312 | 39.7788 | 39.3338 | 39.1687 | 38.827 | 38.4569 | 38.3151 | 38.8861 | 40.985 | 43.4642 | 46.0123 | 47.956 | 48.8823 | 49.3641 | 49.2651 | 48.6715 | 47.6319 | 45.5248 | 43.8622 | 42.4564 | 41.3485 | 40.4716 | 39.7022 | 0.14028 | 0.13918 | 0.1507 | 0.1494 | 0.14824 | 0.14477 | 0.17535 | 0.1654 | 0.19235 | 0.18757 | 0.16571 | 0.15497 | 0.15153 | 0.15826 | 0.14932 | 0.13931 | 0.13303 | 0.12742 | 0.1192 | 0.15268 | 0.15988 | 0.16067 | 0.13926 | 0.14662
Portfolio Adjusted1-in-10AllOther2024February Monthly Peak | Portfolio Adjusted | 1-in-10 | All | Other | 2024 | February Monthly Peak | 2 | 5.4515 | 5.3258 | 5.1895 | 5.1868 | 5.4544 | 6.1499 | 7.1164 | 7.6377 | 8.1957 | 8.4716 | 8.6583 | 8.6539 | 8.5396 | 8.5873 | 8.3992 | 8.0895 | 7.7685 | 7.7115 | 7.6335 | 7.3253 | 7.0249 | 6.6433 | 6.148 | 5.8251 | -0.022634 | -0.025216 | -0.015763 | -0.044742 | -0.05572 | -0.04825 | -0.018674 | -0.055767 | -0.046186 | -0.056855 | -4.357e-05 | 0.005723 | 0.019752 | 0.038172 | 0.15762 | 0.14805 | 0.18016 | 0.17099 | 0.057687 | 0.059215 | 0.051626 | 0.050734 | 0.035274 | 0.028355 | 48.8284 | 48.3547 | 47.8654 | 47.3314 | 46.8186 | 45.981 | 45.5774 | 45.575 | 46.4362 | 48.5914 | 50.7353 | 52.6033 | 54.1828 | 55.2569 | 56.2404 | 56.7632 | 56.275 | 55.4448 | 53.3957 | 51.2839 | 49.5378 | 48.1055 | 47.2205 | 46.2468 | 0.13541 | 0.13461 | 0.14542 | 0.14346 | 0.14222 | 0.13814 | 0.16632 | 0.15539 | 0.18023 | 0.17667 | 0.15717 | 0.14818 | 0.14526 | 0.15214 | 0.14343 | 0.13315 | 0.1265 | 0.12125 | 0.11337 | 0.14594 | 0.15352 | 0.15528 | 0.13421 | 0.14192
Portfolio Adjusted1-in-10AllOther2024March Monthly Peak | Portfolio Adjusted | 1-in-10 | All | Other | 2024 | March Monthly Peak | 3 | 5.5206 | 5.3488 | 5.2019 | 5.131 | 5.3627 | 5.9801 | 6.844 | 7.3983 | 8.0095 | 8.4119 | 8.8025 | 8.9897 | 9.0126 | 9.2022 | 9.1387 | 8.844 | 8.397 | 7.8451 | 7.5592 | 7.556 | 7.3198 | 6.8944 | 6.3137 | 5.9164 | -0.023201 | -0.025721 | -0.016118 | -0.044934 | -0.055591 | -0.047372 | -0.017987 | -0.054213 | -0.045671 | -0.056912 | -4.4477e-05 | 0.0059392 | 0.020675 | 0.04036 | 0.17095 | 0.16134 | 0.19338 | 0.17325 | 0.057836 | 0.060847 | 0.053875 | 0.052968 | 0.036448 | 0.029004 | 56.2811 | 54.8165 | 53.9536 | 53.4816 | 52.5176 | 51.7886 | 51.0694 | 50.8775 | 52.1608 | 56.6442 | 62.1946 | 66.9697 | 70.3296 | 72.2193 | 73.5036 | 74.3001 | 74.3236 | 73.2591 | 71.5264 | 68.8359 | 65.391 | 62.4115 | 60.169 | 58.4805 | 0.13851 | 0.1371 | 0.14849 | 0.144 | 0.14185 | 0.13574 | 0.1607 | 0.15148 | 0.1783 | 0.17668 | 0.1598 | 0.15257 | 0.15014 | 0.158 | 0.14893 | 0.13712 | 0.1288 | 0.12123 | 0.1131 | 0.14906 | 0.15921 | 0.16136 | 0.13821 | 0.14495
Portfolio Adjusted1-in-10AllOther2024April Monthly Peak | Portfolio Adjusted | 1-in-10 | All | Other | 2024 | April Monthly Peak | 4 | 5.6386 | 5.4532 | 5.2838 | 5.2015 | 5.4248 | 6.0395 | 6.803 | 7.5431 | 8.4268 | 9.1088 | 9.7154 | 10.062 | 10.2068 | 10.4814 | 10.4545 | 10.1151 | 9.5496 | 8.7782 | 8.1899 | 8.0553 | 7.8236 | 7.2751 | 6.585 | 6.1165 | -0.015096 | -0.021435 | -0.012606 | -0.028603 | -0.041801 | -0.040379 | -0.033553 | -0.046705 | -0.046435 | -0.057874 | -0.024771 | -0.031623 | -0.016656 | -0.003828 | 0.15559 | 0.16297 | 0.17631 | 0.16123 | 0.051546 | 0.045389 | 0.036738 | 0.047666 | 0.036555 | 0.034389 | 66.9383 | 65.4991 | 63.814 | 62.6174 | 61.4599 | 60.3385 | 59.7114 | 59.6799 | 63.1243 | 69.4381 | 75.727 | 80.9927 | 84.1759 | 86.2424 | 87.4875 | 88.1657 | 88.0223 | 87.3383 | 85.309 | 82.201 | 78.0573 | 74.3267 | 71.5592 | 69.8676 | 0.13054 | 0.12926 | 0.13957 | 0.13539 | 0.13332 | 0.12803 | 0.1524 | 0.14593 | 0.17455 | 0.17603 | 0.16072 | 0.15425 | 0.15258 | 0.16062 | 0.15134 | 0.13878 | 0.12979 | 0.12162 | 0.11276 | 0.14637 | 0.15459 | 0.15516 | 0.13194 | 0.1373
Portfolio Adjusted1-in-10AllOther2024May Monthly Peak | Portfolio Adjusted | 1-in-10 | All | Other | 2024 | May Monthly Peak | 5 | 5.8465 | 5.6597 | 5.4707 | 5.4047 | 5.6374 | 6.2413 | 6.9125 | 7.9709 | 9.1138 | 9.9752 | 10.6943 | 11.0616 | 11.1828 | 11.4313 | 11.3715 | 10.9545 | 10.3295 | 9.4784 | 8.7488 | 8.3763 | 8.2242 | 7.6432 | 6.915 | 6.4073 | -0.011984 | -0.020255 | -0.011475 | -0.022553 | -0.037536 | -0.039027 | -0.041436 | -0.045549 | -0.049653 | -0.061917 | -0.038546 | -0.051963 | -0.03602 | -0.025993 | 0.15182 | 0.16735 | 0.17239 | 0.16031 | 0.049834 | 0.039012 | 0.029723 | 0.046502 | 0.037858 | 0.038071 | 73.3192 | 71.2871 | 69.8283 | 68.5527 | 67.209 | 66.004 | 65.2385 | 65.58 | 69.2519 | 74.7189 | 79.9769 | 83.5776 | 86.9456 | 89.1844 | 90.355 | 90.7186 | 90.2315 | 89.1543 | 87.7452 | 85.2422 | 81.3009 | 77.6514 | 75.1088 | 72.608 | 0.13457 | 0.13378 | 0.14429 | 0.14109 | 0.13921 | 0.13354 | 0.15723 | 0.15373 | 0.18757 | 0.19078 | 0.17414 | 0.16601 | 0.16288 | 0.17039 | 0.15921 | 0.14418 | 0.13369 | 0.12521 | 0.11583 | 0.15097 | 0.15969 | 0.16057 | 0.13724 | 0.14302
Portfolio Adjusted1-in-10AllOther2024June Monthly Peak | Portfolio Adjusted | 1-in-10 | All | Other | 2024 | June Monthly Peak | 6 | 6.101 | 5.8957 | 5.711 | 5.6368 | 5.8575 | 6.4191 | 7.1141 | 8.1731 | 9.2656 | 10.1372 | 10.865 | 11.1614 | 11.1908 | 11.4231 | 11.3771 | 11.0593 | 10.4882 | 9.6482 | 8.9522 | 8.4957 | 8.3926 | 7.8837 | 7.146 | 6.6421 | -0.014507 | -0.022033 | -0.012816 | -0.027746 | -0.042377 | -0.041852 | -0.038026 | -0.047798 | -0.04922 | -0.061478 | -0.031112 | -0.040098 | -0.02404 | -0.012393 | 0.16419 | 0.17524 | 0.18542 | 0.17079 | 0.051294 | 0.042882 | 0.034528 | 0.04852 | 0.038448 | 0.037438 | 73.257 | 71.6861 | 70.5771 | 69.259 | 68.2655 | 66.7177 | 65.8944 | 66.8701 | 70.9485 | 76.1117 | 81.1827 | 85.1826 | 87.9502 | 89.6989 | 90.9468 | 91.6432 | 92.0077 | 91.3521 | 90.2295 | 88.0889 | 85.009 | 81.1893 | 78.6699 | 76.7009 | 0.13793 | 0.13715 | 0.14859 | 0.14532 | 0.14271 | 0.13603 | 0.15881 | 0.15313 | 0.18445 | 0.18699 | 0.17018 | 0.16022 | 0.15516 | 0.16233 | 0.15268 | 0.14052 | 0.13136 | 0.12314 | 0.11457 | 0.14827 | 0.15897 | 0.16106 | 0.13834 | 0.14507
Portfolio Adjusted1-in-10AllOther2024July Monthly Peak | Portfolio Adjusted | 1-in-10 | All | Other | 2024 | July Monthly Peak | 7 | 6.3689 | 6.1281 | 5.9446 | 5.9004 | 6.1407 | 6.8051 | 7.5232 | 8.5623 | 9.6708 | 10.5657 | 11.2641 | 11.5505 | 11.57 | 11.7616 | 11.6878 | 11.4016 | 10.8542 | 10.0134 | 9.3068 | 8.848 | 8.7371 | 8.1945 | 7.4222 | 6.8931 | -0.010714 | -0.020322 | -0.011355 | -0.02013 | -0.036808 | -0.040098 | -0.047597 | -0.044642 | -0.04944 | -0.060887 | -0.043772 | -0.05906 | -0.043114 | -0.035351 | 0.1508 | 0.17084 | 0.17194 | 0.16215 | 0.047937 | 0.035144 | 0.026012 | 0.046479 | 0.039212 | 0.041018 | 77.1151 | 75.8807 | 74.6531 | 73.4852 | 72.568 | 71.5646 | 70.7262 | 71.0006 | 74.0753 | 79.034 | 83.6857 | 87.4335 | 90.105 | 91.8285 | 93.1441 | 93.7714 | 93.6864 | 93.141 | 92.1322 | 89.8601 | 86.2295 | 82.6778 | 80.3408 | 78.6465 | 0.14351 | 0.14207 | 0.15463 | 0.15256 | 0.15008 | 0.14368 | 0.16646 | 0.15847 | 0.18927 | 0.19118 | 0.17247 | 0.16204 | 0.15688 | 0.16364 | 0.15351 | 0.14166 | 0.1325 | 0.12473 | 0.11652 | 0.15327 | 0.16473 | 0.16673 | 0.14325 | 0.15032
Portfolio Adjusted1-in-10AllOther2024August Monthly Peak | Portfolio Adjusted | 1-in-10 | All | Other | 2024 | August Monthly Peak | 8 | 6.3639 | 6.1322 | 5.9472 | 5.9041 | 6.1525 | 6.8688 | 7.6779 | 8.6923 | 9.9144 | 10.9151 | 11.6907 | 12.0609 | 12.1072 | 12.3445 | 12.2544 | 11.8593 | 11.1976 | 10.2751 | 9.4693 | 9.1 | 8.9053 | 8.2382 | 7.4549 | 6.9123 | -0.0088229 | -0.019488 | -0.010605 | -0.016231 | -0.033811 | -0.03901 | -0.05287 | -0.044166 | -0.051811 | -0.064021 | -0.053024 | -0.073111 | -0.056223 | -0.050049 | 0.14701 | 0.17208 | 0.1674 | 0.15901 | 0.047411 | 0.032221 | 0.022233 | 0.045746 | 0.039793 | 0.042819 | 76.2894 | 75.1186 | 73.9159 | 72.9811 | 71.8619 | 71.1369 | 70.5841 | 70.6798 | 73.4151 | 78.9008 | 83.9429 | 88.4747 | 91.606 | 93.7143 | 95.1811 | 96.0946 | 96.1584 | 95.2122 | 94.149 | 91.7805 | 88.1385 | 85.2766 | 83.3091 | 81.4847 | 0.14693 | 0.14568 | 0.1584 | 0.1563 | 0.15406 | 0.14808 | 0.17333 | 0.16609 | 0.20129 | 0.20485 | 0.18539 | 0.17504 | 0.16934 | 0.17664 | 0.16439 | 0.14914 | 0.13771 | 0.12942 | 0.12048 | 0.16081 | 0.17165 | 0.17187 | 0.14763 | 0.15437
Portfolio Adjusted1-in-10AllOther2024September Monthly Peak | Portfolio Adjusted | 1-in-10 | All | Other | 2024 | September Monthly Peak | 9 | 6.3335 | 6.1068 | 5.9137 | 5.8919 | 6.1591 | 6.8954 | 7.8696 | 8.8214 | 10.1268 | 11.1345 | 11.9144 | 12.2807 | 12.344 | 12.5884 | 12.4881 | 12.0257 | 11.2977 | 10.325 | 9.5522 | 9.3799 | 8.8898 | 8.1947 | 7.4129 | 6.8651 | -0.0075635 | -0.018965 | -0.010094 | -0.013634 | -0.032012 | -0.038577 | -0.05737 | -0.044476 | -0.054605 | -0.067457 | -0.060807 | -0.084492 | -0.066767 | -0.06161 | 0.14046 | 0.1698 | 0.16123 | 0.15417 | 0.047919 | 0.030747 | 0.019706 | 0.045836 | 0.040532 | 0.044309 | 76.1371 | 74.8802 | 73.6457 | 72.7848 | 71.8872 | 71.0547 | 70.3646 | 70.0921 | 72.2341 | 77.216 | 82.5428 | 87.0782 | 90.4494 | 92.8429 | 93.6939 | 93.8794 | 93.537 | 92.5339 | 90.8597 | 87.862 | 83.9775 | 81.0378 | 78.6341 | 76.9281 | 0.15026 | 0.14878 | 0.16136 | 0.16013 | 0.15834 | 0.15252 | 0.18049 | 0.17391 | 0.21412 | 0.21856 | 0.19759 | 0.1862 | 0.17976 | 0.18676 | 0.17235 | 0.15424 | 0.14078 | 0.13241 | 0.12375 | 0.16922 | 0.17799 | 0.17777 | 0.15201 | 0.15828
Portfolio Adjusted1-in-10AllOther2024October Monthly Peak | Portfolio Adjusted | 1-in-10 | All | Other | 2024 | October Monthly Peak | 10 | 5.6184 | 5.448 | 5.2568 | 5.2132 | 5.4489 | 6.1176 | 7.0988 | 7.7616 | 8.6103 | 9.3823 | 10.0534 | 10.4474 | 10.6372 | 10.9075 | 10.8513 | 10.4594 | 9.8602 | 9.1709 | 8.7073 | 8.3265 | 7.8241 | 7.2529 | 6.5665 | 6.12 | -0.012453 | -0.019789 | -0.011309 | -0.023688 | -0.03763 | -0.038589 | -0.038732 | -0.044935 | -0.046552 | -0.057983 | -0.032036 | -0.042581 | -0.027849 | -0.017317 | 0.15143 | 0.16308 | 0.17023 | 0.15951 | 0.050013 | 0.039963 | 0.030595 | 0.044506 | 0.035456 | 0.035146 | 70.558 | 69.1195 | 68.2166 | 67.0013 | 65.9936 | 64.9544 | 64.4463 | 63.837 | 64.5502 | 69.3915 | 75.5587 | 81.3848 | 85.8378 | 88.7254 | 89.8554 | 90.5191 | 90.516 | 89.5823 | 87.1347 | 82.8555 | 78.7721 | 75.729 | 73.3804 | 71.6363 | 0.12721 | 0.1267 | 0.13604 | 0.1337 | 0.13231 | 0.12858 | 0.15523 | 0.14777 | 0.17595 | 0.17826 | 0.16196 | 0.15492 | 0.15322 | 0.16076 | 0.15096 | 0.13818 | 0.12936 | 0.12301 | 0.11396 | 0.14531 | 0.15095 | 0.15102 | 0.12867 | 0.13475
Portfolio Adjusted1-in-10AllOther2024November Monthly Peak | Portfolio Adjusted | 1-in-10 | All | Other | 2024 | November Monthly Peak | 11 | 5.547 | 5.3933 | 5.2371 | 5.2081 | 5.4585 | 6.1279 | 6.8772 | 7.6182 | 8.4712 | 9.0847 | 9.6278 | 9.9139 | 10.0002 | 10.187 | 10.0785 | 9.6239 | 9.143 | 8.8959 | 8.3371 | 7.8683 | 7.4458 | 6.9606 | 6.3422 | 5.9357 | -0.016497 | -0.022337 | -0.013287 | -0.031871 | -0.045117 | -0.042888 | -0.031788 | -0.049341 | -0.047867 | -0.05977 | -0.021103 | -0.025738 | -0.010324 | 0.004066 | 0.15576 | 0.15827 | 0.17616 | 0.16916 | 0.054375 | 0.04819 | 0.039116 | 0.047954 | 0.03602 | 0.033192 | 64.9724 | 63.6086 | 62.5872 | 61.2378 | 60.3955 | 59.5707 | 58.8601 | 58.5901 | 61.1206 | 66.2949 | 72.5169 | 77.4768 | 80.6536 | 82.3362 | 83.3777 | 83.5646 | 82.3397 | 79.7567 | 76.3215 | 72.6207 | 70.0746 | 68.0903 | 66.3651 | 65.1299 | 0.13153 | 0.13081 | 0.14117 | 0.13831 | 0.13687 | 0.13237 | 0.15646 | 0.1497 | 0.17943 | 0.18072 | 0.16414 | 0.15686 | 0.15463 | 0.16191 | 0.15201 | 0.13867 | 0.13018 | 0.12391 | 0.11463 | 0.14655 | 0.15278 | 0.15357 | 0.13051 | 0.13653
Portfolio Adjusted1-in-10AllOther2024December Monthly Peak | Portfolio Adjusted | 1-in-10 | All | Other | 2024 | December Monthly Peak | 12 | 5.5126 | 5.3769 | 5.2575 | 5.2613 | 5.5325 | 6.2174 | 7.1728 | 7.7012 | 8.266 | 8.508 | 8.6012 | 8.4686 | 8.2226 | 8.1309 | 7.8665 | 7.5686 | 7.5032 | 7.6771 | 7.4 | 7.1743 | 6.898 | 6.5599 | 6.1305 | 5.8247 | -0.022486 | -0.025067 | -0.015757 | -0.044828 | -0.055876 | -0.048138 | -0.018352 | -0.054695 | -0.045548 | -0.055884 | -4.2382e-05 | 0.0054977 | 0.018775 | 0.035863 | 0.14787 | 0.13883 | 0.17395 | 0.16938 | 0.055822 | 0.057598 | 0.05015 | 0.049133 | 0.034275 | 0.027572 | 42.0297 | 41.3918 | 41.1558 | 40.8885 | 40.5839 | 40.394 | 40.6193 | 40.6812 | 41.368 | 43.4361 | 45.6501 | 47.5691 | 48.7169 | 49.2426 | 49.2465 | 49.1628 | 48.782 | 47.539 | 46.29 | 45.2399 | 44.3496 | 43.4879 | 43.0949 | 42.3879 | 0.13481 | 0.13407 | 0.14555 | 0.14391 | 0.1428 | 0.13812 | 0.16419 | 0.15332 | 0.17854 | 0.17453 | 0.15412 | 0.14418 | 0.14086 | 0.14697 | 0.13951 | 0.13127 | 0.12664 | 0.12128 | 0.11303 | 0.14338 | 0.15023 | 0.15126 | 0.13105 | 0.1384
Portfolio Adjusted1-in-10AllOther2024Typical Event Day | Portfolio Adjusted | 1-in-10 | All | Other | 2024 | Typical Event Day | 8 | 6.298 | 6.0704 | 5.8891 | 5.8457 | 6.0925 | 6.7978 | 7.5886 | 8.5603 | 9.7309 | 10.689 | 11.4378 | 11.7977 | 11.8398 | 12.0775 | 11.9943 | 11.6138 | 10.9706 | 10.0686 | 9.2943 | 8.9394 | 8.7672 | 8.1244 | 7.3592 | 6.8307 | -0.01045 | -0.020225 | -0.011253 | -0.019592 | -0.036459 | -0.040137 | -0.048963 | -0.045335 | -0.051105 | -0.063268 | -0.046592 | -0.063501 | -0.046856 | -0.039105 | 0.1519 | 0.17277 | 0.17224 | 0.16197 | 0.048483 | 0.035383 | 0.025807 | 0.046516 | 0.03943 | 0.041318 | 75.6997 | 74.3914 | 73.198 | 72.1275 | 71.1456 | 70.1185 | 69.3923 | 69.6606 | 72.6682 | 77.8156 | 82.8385 | 87.0423 | 90.0276 | 92.0212 | 93.2415 | 93.8471 | 93.8474 | 93.0598 | 91.8426 | 89.3979 | 85.8386 | 82.5454 | 80.2385 | 78.44 | 0.1439 | 0.14267 | 0.15514 | 0.15302 | 0.15084 | 0.14491 | 0.16945 | 0.16191 | 0.19556 | 0.1986 | 0.1797 | 0.16977 | 0.16434 | 0.17164 | 0.16015 | 0.14579 | 0.13504 | 0.12686 | 0.11806 | 0.15667 | 0.16743 | 0.16789 | 0.14432 | 0.15105
Portfolio Adjusted1-in-10AllOther2025January Monthly Peak | Portfolio Adjusted | 1-in-10 | All | Other | 2025 | January Monthly Peak | 1 | 5.6919 | 5.5615 | 5.437 | 5.4537 | 5.7418 | 6.498 | 7.6415 | 8.258 | 8.8357 | 9.0542 | 9.1267 | 8.9707 | 8.7182 | 8.6494 | 8.3574 | 8.02 | 7.7746 | 7.9765 | 7.7739 | 7.5417 | 7.247 | 6.8604 | 6.3916 | 6.0741 | -0.023399 | -0.02602 | -0.016312 | -0.046537 | -0.058002 | -0.050492 | -0.019663 | -0.059345 | -0.049297 | -0.060329 | -4.5849e-05 | 0.0059581 | 0.020452 | 0.03928 | 0.15769 | 0.14749 | 0.18194 | 0.17711 | 0.0598 | 0.06169 | 0.053575 | 0.052323 | 0.036507 | 0.029243 | 40.9865 | 40.3312 | 39.7788 | 39.3338 | 39.1687 | 38.827 | 38.4569 | 38.3151 | 38.8861 | 40.985 | 43.4642 | 46.0123 | 47.956 | 48.8823 | 49.3641 | 49.2651 | 48.6715 | 47.6319 | 45.5248 | 43.8622 | 42.4564 | 41.3485 | 40.4716 | 39.7022 | 0.14028 | 0.13918 | 0.1507 | 0.1494 | 0.14824 | 0.14477 | 0.17535 | 0.1654 | 0.19235 | 0.18757 | 0.16571 | 0.15497 | 0.15153 | 0.15826 | 0.14932 | 0.13931 | 0.13303 | 0.12742 | 0.1192 | 0.15268 | 0.15988 | 0.16067 | 0.13926 | 0.14662
Portfolio Adjusted1-in-10AllOther2025February Monthly Peak | Portfolio Adjusted | 1-in-10 | All | Other | 2025 | February Monthly Peak | 2 | 5.4515 | 5.3258 | 5.1895 | 5.1868 | 5.4544 | 6.1499 | 7.1164 | 7.6377 | 8.1957 | 8.4716 | 8.6583 | 8.6539 | 8.5396 | 8.5873 | 8.3992 | 8.0895 | 7.7685 | 7.7115 | 7.6335 | 7.3253 | 7.0249 | 6.6433 | 6.148 | 5.8251 | -0.022634 | -0.025216 | -0.015763 | -0.044742 | -0.05572 | -0.04825 | -0.018674 | -0.055767 | -0.046186 | -0.056855 | -4.357e-05 | 0.005723 | 0.019752 | 0.038172 | 0.15762 | 0.14805 | 0.18016 | 0.17099 | 0.057687 | 0.059215 | 0.051626 | 0.050734 | 0.035274 | 0.028355 | 48.8284 | 48.3547 | 47.8654 | 47.3314 | 46.8186 | 45.981 | 45.5774 | 45.575 | 46.4362 | 48.5914 | 50.7353 | 52.6033 | 54.1828 | 55.2569 | 56.2404 | 56.7632 | 56.275 | 55.4448 | 53.3957 | 51.2839 | 49.5378 | 48.1055 | 47.2205 | 46.2468 | 0.13541 | 0.13461 | 0.14542 | 0.14346 | 0.14222 | 0.13814 | 0.16632 | 0.15539 | 0.18023 | 0.17667 | 0.15717 | 0.14818 | 0.14526 | 0.15214 | 0.14343 | 0.13315 | 0.1265 | 0.12125 | 0.11337 | 0.14594 | 0.15352 | 0.15528 | 0.13421 | 0.14192
Portfolio Adjusted1-in-10AllOther2025March Monthly Peak | Portfolio Adjusted | 1-in-10 | All | Other | 2025 | March Monthly Peak | 3 | 5.5206 | 5.3488 | 5.2019 | 5.131 | 5.3627 | 5.9801 | 6.844 | 7.3983 | 8.0095 | 8.4119 | 8.8025 | 8.9897 | 9.0126 | 9.2022 | 9.1387 | 8.844 | 8.397 | 7.8451 | 7.5592 | 7.556 | 7.3198 | 6.8944 | 6.3137 | 5.9164 | -0.023201 | -0.025721 | -0.016118 | -0.044934 | -0.055591 | -0.047372 | -0.017987 | -0.054213 | -0.045671 | -0.056912 | -4.4477e-05 | 0.0059392 | 0.020675 | 0.04036 | 0.17095 | 0.16134 | 0.19338 | 0.17325 | 0.057836 | 0.060847 | 0.053875 | 0.052968 | 0.036448 | 0.029004 | 56.2811 | 54.8165 | 53.9536 | 53.4816 | 52.5176 | 51.7886 | 51.0694 | 50.8775 | 52.1608 | 56.6442 | 62.1946 | 66.9697 | 70.3296 | 72.2193 | 73.5036 | 74.3001 | 74.3236 | 73.2591 | 71.5264 | 68.8359 | 65.391 | 62.4115 | 60.169 | 58.4805 | 0.13851 | 0.1371 | 0.14849 | 0.144 | 0.14185 | 0.13574 | 0.1607 | 0.15148 | 0.1783 | 0.17668 | 0.1598 | 0.15257 | 0.15014 | 0.158 | 0.14893 | 0.13712 | 0.1288 | 0.12123 | 0.1131 | 0.14906 | 0.15921 | 0.16136 | 0.13821 | 0.14495
Portfolio Adjusted1-in-10AllOther2025April Monthly Peak | Portfolio Adjusted | 1-in-10 | All | Other | 2025 | April Monthly Peak | 4 | 5.6386 | 5.4532 | 5.2838 | 5.2015 | 5.4248 | 6.0395 | 6.803 | 7.5431 | 8.4268 | 9.1088 | 9.7154 | 10.062 | 10.2068 | 10.4814 | 10.4545 | 10.1151 | 9.5496 | 8.7782 | 8.1899 | 8.0553 | 7.8236 | 7.2751 | 6.585 | 6.1165 | -0.015096 | -0.021435 | -0.012606 | -0.028603 | -0.041801 | -0.040379 | -0.033553 | -0.046705 | -0.046435 | -0.057874 | -0.024771 | -0.031623 | -0.016656 | -0.003828 | 0.15559 | 0.16297 | 0.17631 | 0.16123 | 0.051546 | 0.045389 | 0.036738 | 0.047666 | 0.036555 | 0.034389 | 66.9383 | 65.4991 | 63.814 | 62.6174 | 61.4599 | 60.3384 | 59.7114 | 59.6799 | 63.1243 | 69.4381 | 75.727 | 80.9927 | 84.1759 | 86.2424 | 87.4875 | 88.1657 | 88.0223 | 87.3383 | 85.3089 | 82.201 | 78.0573 | 74.3267 | 71.5592 | 69.8676 | 0.13054 | 0.12926 | 0.13957 | 0.13539 | 0.13332 | 0.12803 | 0.1524 | 0.14593 | 0.17455 | 0.17603 | 0.16072 | 0.15425 | 0.15258 | 0.16062 | 0.15134 | 0.13878 | 0.12979 | 0.12162 | 0.11276 | 0.14637 | 0.15459 | 0.15516 | 0.13194 | 0.1373
Portfolio Adjusted1-in-10AllOther2025May Monthly Peak | Portfolio Adjusted | 1-in-10 | All | Other | 2025 | May Monthly Peak | 5 | 5.8465 | 5.6597 | 5.4707 | 5.4047 | 5.6374 | 6.2413 | 6.9125 | 7.9709 | 9.1138 | 9.9752 | 10.6943 | 11.0616 | 11.1828 | 11.4313 | 11.3715 | 10.9545 | 10.3295 | 9.4784 | 8.7488 | 8.3763 | 8.2242 | 7.6432 | 6.915 | 6.4073 | -0.011984 | -0.020255 | -0.011475 | -0.022553 | -0.037536 | -0.039027 | -0.041436 | -0.045549 | -0.049653 | -0.061917 | -0.038546 | -0.051963 | -0.03602 | -0.025993 | 0.15182 | 0.16735 | 0.17239 | 0.16031 | 0.049834 | 0.039012 | 0.029723 | 0.046502 | 0.037858 | 0.038071 | 73.3192 | 71.2871 | 69.8283 | 68.5527 | 67.209 | 66.004 | 65.2385 | 65.58 | 69.2519 | 74.7189 | 79.9769 | 83.5776 | 86.9456 | 89.1844 | 90.355 | 90.7186 | 90.2315 | 89.1543 | 87.7452 | 85.2422 | 81.3009 | 77.6514 | 75.1088 | 72.608 | 0.13457 | 0.13378 | 0.14429 | 0.14109 | 0.13921 | 0.13354 | 0.15723 | 0.15373 | 0.18757 | 0.19078 | 0.17414 | 0.16601 | 0.16288 | 0.17039 | 0.15921 | 0.14418 | 0.13369 | 0.12521 | 0.11583 | 0.15097 | 0.15969 | 0.16057 | 0.13724 | 0.14302
Portfolio Adjusted1-in-10AllOther2025June Monthly Peak | Portfolio Adjusted | 1-in-10 | All | Other | 2025 | June Monthly Peak | 6 | 6.101 | 5.8957 | 5.711 | 5.6368 | 5.8575 | 6.4191 | 7.1141 | 8.1731 | 9.2656 | 10.1372 | 10.865 | 11.1614 | 11.1908 | 11.4231 | 11.3771 | 11.0593 | 10.4882 | 9.6482 | 8.9522 | 8.4957 | 8.3926 | 7.8837 | 7.146 | 6.6421 | -0.014507 | -0.022033 | -0.012816 | -0.027746 | -0.042377 | -0.041852 | -0.038026 | -0.047798 | -0.04922 | -0.061478 | -0.031112 | -0.040098 | -0.02404 | -0.012393 | 0.16419 | 0.17524 | 0.18542 | 0.17079 | 0.051294 | 0.042882 | 0.034528 | 0.04852 | 0.038448 | 0.037438 | 73.257 | 71.6861 | 70.5771 | 69.259 | 68.2655 | 66.7177 | 65.8944 | 66.8701 | 70.9485 | 76.1117 | 81.1827 | 85.1826 | 87.9502 | 89.6989 | 90.9468 | 91.6432 | 92.0077 | 91.3521 | 90.2295 | 88.0889 | 85.009 | 81.1893 | 78.6698 | 76.7009 | 0.13793 | 0.13715 | 0.14859 | 0.14532 | 0.14271 | 0.13603 | 0.15881 | 0.15313 | 0.18445 | 0.18699 | 0.17018 | 0.16022 | 0.15516 | 0.16233 | 0.15268 | 0.14052 | 0.13136 | 0.12314 | 0.11457 | 0.14827 | 0.15897 | 0.16106 | 0.13834 | 0.14507
Portfolio Adjusted1-in-10AllOther2025July Monthly Peak | Portfolio Adjusted | 1-in-10 | All | Other | 2025 | July Monthly Peak | 7 | 6.3689 | 6.1281 | 5.9446 | 5.9004 | 6.1407 | 6.8051 | 7.5232 | 8.5623 | 9.6708 | 10.5657 | 11.2641 | 11.5505 | 11.57 | 11.7616 | 11.6878 | 11.4016 | 10.8542 | 10.0134 | 9.3068 | 8.848 | 8.7371 | 8.1945 | 7.4222 | 6.8931 | -0.010714 | -0.020322 | -0.011355 | -0.02013 | -0.036808 | -0.040098 | -0.047597 | -0.044642 | -0.04944 | -0.060887 | -0.043772 | -0.05906 | -0.043114 | -0.035351 | 0.1508 | 0.17084 | 0.17194 | 0.16215 | 0.047937 | 0.035144 | 0.026012 | 0.046479 | 0.039212 | 0.041018 | 77.1151 | 75.8807 | 74.6531 | 73.4852 | 72.568 | 71.5646 | 70.7262 | 71.0006 | 74.0753 | 79.034 | 83.6857 | 87.4335 | 90.105 | 91.8285 | 93.1441 | 93.7714 | 93.6864 | 93.141 | 92.1322 | 89.8601 | 86.2295 | 82.6778 | 80.3408 | 78.6465 | 0.14351 | 0.14207 | 0.15463 | 0.15256 | 0.15008 | 0.14368 | 0.16646 | 0.15847 | 0.18927 | 0.19118 | 0.17247 | 0.16204 | 0.15688 | 0.16364 | 0.15351 | 0.14166 | 0.1325 | 0.12473 | 0.11652 | 0.15327 | 0.16473 | 0.16673 | 0.14325 | 0.15032
Portfolio Adjusted1-in-10AllOther2025August Monthly Peak | Portfolio Adjusted | 1-in-10 | All | Other | 2025 | August Monthly Peak | 8 | 6.3639 | 6.1322 | 5.9472 | 5.9041 | 6.1525 | 6.8688 | 7.6779 | 8.6923 | 9.9144 | 10.9151 | 11.6907 | 12.0609 | 12.1072 | 12.3445 | 12.2544 | 11.8593 | 11.1976 | 10.2751 | 9.4693 | 9.1 | 8.9053 | 8.2382 | 7.4549 | 6.9123 | -0.0088229 | -0.019488 | -0.010605 | -0.016231 | -0.033811 | -0.03901 | -0.05287 | -0.044166 | -0.051811 | -0.064021 | -0.053024 | -0.073111 | -0.056223 | -0.050049 | 0.14701 | 0.17208 | 0.1674 | 0.15901 | 0.047411 | 0.032221 | 0.022233 | 0.045746 | 0.039793 | 0.042819 | 76.2894 | 75.1186 | 73.9159 | 72.9811 | 71.8619 | 71.1369 | 70.5841 | 70.6798 | 73.4151 | 78.9008 | 83.9429 | 88.4747 | 91.606 | 93.7143 | 95.1811 | 96.0946 | 96.1584 | 95.2122 | 94.149 | 91.7805 | 88.1385 | 85.2766 | 83.3091 | 81.4847 | 0.14693 | 0.14568 | 0.1584 | 0.1563 | 0.15406 | 0.14808 | 0.17333 | 0.16609 | 0.20129 | 0.20485 | 0.18539 | 0.17504 | 0.16934 | 0.17664 | 0.16439 | 0.14914 | 0.13771 | 0.12942 | 0.12048 | 0.16081 | 0.17165 | 0.17187 | 0.14763 | 0.15437
Portfolio Adjusted1-in-10AllOther2025September Monthly Peak | Portfolio Adjusted | 1-in-10 | All | Other | 2025 | September Monthly Peak | 9 | 6.3335 | 6.1068 | 5.9137 | 5.8919 | 6.1591 | 6.8954 | 7.8696 | 8.8214 | 10.1268 | 11.1345 | 11.9144 | 12.2807 | 12.344 | 12.5884 | 12.4881 | 12.0257 | 11.2977 | 10.325 | 9.5522 | 9.3799 | 8.8898 | 8.1947 | 7.4129 | 6.8651 | -0.0075635 | -0.018965 | -0.010094 | -0.013634 | -0.032012 | -0.038577 | -0.05737 | -0.044476 | -0.054605 | -0.067457 | -0.060807 | -0.084492 | -0.066767 | -0.06161 | 0.14046 | 0.1698 | 0.16123 | 0.15417 | 0.047919 | 0.030747 | 0.019706 | 0.045836 | 0.040532 | 0.044309 | 76.1371 | 74.8802 | 73.6457 | 72.7848 | 71.8872 | 71.0547 | 70.3646 | 70.0921 | 72.2341 | 77.2161 | 82.5428 | 87.0782 | 90.4494 | 92.8428 | 93.6939 | 93.8794 | 93.537 | 92.5339 | 90.8597 | 87.862 | 83.9775 | 81.0378 | 78.6341 | 76.9281 | 0.15026 | 0.14878 | 0.16136 | 0.16013 | 0.15834 | 0.15252 | 0.18049 | 0.17391 | 0.21412 | 0.21856 | 0.19759 | 0.1862 | 0.17976 | 0.18676 | 0.17235 | 0.15424 | 0.14078 | 0.13241 | 0.12375 | 0.16922 | 0.17799 | 0.17777 | 0.15201 | 0.15828
Portfolio Adjusted1-in-10AllOther2025October Monthly Peak | Portfolio Adjusted | 1-in-10 | All | Other | 2025 | October Monthly Peak | 10 | 5.6184 | 5.448 | 5.2568 | 5.2132 | 5.4489 | 6.1176 | 7.0988 | 7.7616 | 8.6103 | 9.3823 | 10.0534 | 10.4474 | 10.6372 | 10.9075 | 10.8513 | 10.4594 | 9.8602 | 9.1709 | 8.7073 | 8.3265 | 7.8241 | 7.2529 | 6.5665 | 6.12 | -0.012453 | -0.019789 | -0.011309 | -0.023688 | -0.03763 | -0.038589 | -0.038732 | -0.044935 | -0.046552 | -0.057983 | -0.032036 | -0.042581 | -0.027849 | -0.017317 | 0.15143 | 0.16308 | 0.17023 | 0.15951 | 0.050013 | 0.039963 | 0.030595 | 0.044506 | 0.035456 | 0.035146 | 70.558 | 69.1195 | 68.2166 | 67.0013 | 65.9936 | 64.9544 | 64.4463 | 63.837 | 64.5502 | 69.3916 | 75.5587 | 81.3848 | 85.8378 | 88.7254 | 89.8554 | 90.5191 | 90.516 | 89.5823 | 87.1347 | 82.8555 | 78.7721 | 75.729 | 73.3804 | 71.6362 | 0.12721 | 0.1267 | 0.13604 | 0.1337 | 0.13231 | 0.12858 | 0.15523 | 0.14777 | 0.17595 | 0.17826 | 0.16196 | 0.15492 | 0.15322 | 0.16076 | 0.15096 | 0.13818 | 0.12936 | 0.12301 | 0.11396 | 0.14531 | 0.15095 | 0.15102 | 0.12867 | 0.13475
Portfolio Adjusted1-in-10AllOther2025November Monthly Peak | Portfolio Adjusted | 1-in-10 | All | Other | 2025 | November Monthly Peak | 11 | 5.547 | 5.3933 | 5.2371 | 5.2081 | 5.4585 | 6.1279 | 6.8772 | 7.6182 | 8.4712 | 9.0847 | 9.6278 | 9.9139 | 10.0002 | 10.187 | 10.0785 | 9.6239 | 9.143 | 8.8959 | 8.3371 | 7.8683 | 7.4458 | 6.9606 | 6.3422 | 5.9357 | -0.016497 | -0.022337 | -0.013287 | -0.031871 | -0.045117 | -0.042888 | -0.031788 | -0.049341 | -0.047867 | -0.05977 | -0.021103 | -0.025738 | -0.010324 | 0.004066 | 0.15576 | 0.15827 | 0.17616 | 0.16916 | 0.054375 | 0.04819 | 0.039116 | 0.047954 | 0.03602 | 0.033192 | 64.9724 | 63.6086 | 62.5872 | 61.2378 | 60.3955 | 59.5707 | 58.8601 | 58.5901 | 61.1206 | 66.2949 | 72.5169 | 77.4768 | 80.6536 | 82.3362 | 83.3777 | 83.5646 | 82.3397 | 79.7567 | 76.3215 | 72.6207 | 70.0746 | 68.0903 | 66.3651 | 65.1299 | 0.13153 | 0.13081 | 0.14117 | 0.13831 | 0.13687 | 0.13237 | 0.15646 | 0.1497 | 0.17943 | 0.18072 | 0.16414 | 0.15686 | 0.15463 | 0.16191 | 0.15201 | 0.13867 | 0.13018 | 0.12391 | 0.11463 | 0.14655 | 0.15278 | 0.15357 | 0.13051 | 0.13653
Portfolio Adjusted1-in-10AllOther2025December Monthly Peak | Portfolio Adjusted | 1-in-10 | All | Other | 2025 | December Monthly Peak | 12 | 5.5126 | 5.3769 | 5.2575 | 5.2613 | 5.5325 | 6.2174 | 7.1728 | 7.7012 | 8.266 | 8.508 | 8.6012 | 8.4686 | 8.2226 | 8.1309 | 7.8665 | 7.5686 | 7.5032 | 7.6771 | 7.4 | 7.1743 | 6.898 | 6.5599 | 6.1305 | 5.8247 | -0.022486 | -0.025067 | -0.015757 | -0.044828 | -0.055876 | -0.048138 | -0.018352 | -0.054695 | -0.045548 | -0.055884 | -4.2382e-05 | 0.0054977 | 0.018775 | 0.035863 | 0.14787 | 0.13883 | 0.17395 | 0.16938 | 0.055822 | 0.057598 | 0.05015 | 0.049133 | 0.034275 | 0.027572 | 42.0297 | 41.3918 | 41.1558 | 40.8885 | 40.5839 | 40.394 | 40.6193 | 40.6812 | 41.368 | 43.4361 | 45.6501 | 47.5691 | 48.7169 | 49.2426 | 49.2465 | 49.1628 | 48.782 | 47.539 | 46.29 | 45.2399 | 44.3496 | 43.4879 | 43.0949 | 42.3879 | 0.13481 | 0.13407 | 0.14555 | 0.14391 | 0.1428 | 0.13812 | 0.16419 | 0.15332 | 0.17854 | 0.17453 | 0.15412 | 0.14418 | 0.14086 | 0.14697 | 0.13951 | 0.13127 | 0.12664 | 0.12128 | 0.11303 | 0.14338 | 0.15023 | 0.15126 | 0.13105 | 0.1384
Portfolio Adjusted1-in-10AllOther2025Typical Event Day | Portfolio Adjusted | 1-in-10 | All | Other | 2025 | Typical Event Day | 8 | 6.298 | 6.0704 | 5.8891 | 5.8457 | 6.0925 | 6.7978 | 7.5886 | 8.5603 | 9.7309 | 10.689 | 11.4378 | 11.7977 | 11.8398 | 12.0775 | 11.9943 | 11.6138 | 10.9706 | 10.0686 | 9.2943 | 8.9394 | 8.7672 | 8.1244 | 7.3592 | 6.8307 | -0.01045 | -0.020225 | -0.011253 | -0.019592 | -0.036459 | -0.040137 | -0.048963 | -0.045335 | -0.051105 | -0.063268 | -0.046592 | -0.063501 | -0.046856 | -0.039105 | 0.1519 | 0.17277 | 0.17224 | 0.16197 | 0.048483 | 0.035383 | 0.025807 | 0.046516 | 0.03943 | 0.041318 | 75.6997 | 74.3914 | 73.198 | 72.1275 | 71.1456 | 70.1185 | 69.3923 | 69.6606 | 72.6682 | 77.8156 | 82.8385 | 87.0422 | 90.0276 | 92.0212 | 93.2415 | 93.8471 | 93.8473 | 93.0598 | 91.8426 | 89.3979 | 85.8386 | 82.5454 | 80.2385 | 78.44 | 0.1439 | 0.14267 | 0.15514 | 0.15302 | 0.15084 | 0.14491 | 0.16945 | 0.16191 | 0.19556 | 0.1986 | 0.1797 | 0.16977 | 0.16434 | 0.17164 | 0.16015 | 0.14579 | 0.13504 | 0.12686 | 0.11806 | 0.15667 | 0.16743 | 0.16789 | 0.14432 | 0.15105
Portfolio Adjusted1-in-2AllOther2015January Monthly Peak | Portfolio Adjusted | 1-in-2 | All | Other | 2015 | January Monthly Peak | 1 | 130.9633 | 128.2677 | 123.7752 | 123.3292 | 130.8011 | 151.5412 | 181.153 | 197.1273 | 202.6102 | 203.4521 | 205.796 | 204.3365 | 200.95 | 202.9637 | 196.3981 | 186.153 | 176.1179 | 173.196 | 169.6116 | 163.7851 | 158.8303 | 152.9664 | 144.4455 | 139.8446 | -0.93697 | -1.0436 | -0.65262 | -1.8533 | -2.3083 | -1.9998 | -0.77446 | -2.3148 | -1.9172 | -2.358 | -0.0018052 | 0.23684 | 0.81686 | 1.5776 | 4.0276 | 3.6731 | 5.0521 | 4.6653 | 2.3872 | 2.4519 | 2.1371 | 2.0991 | 1.4601 | 1.1734 | 50.7344 | 50.2822 | 50.007 | 49.5728 | 49.3962 | 48.9016 | 49.0637 | 48.845 | 49.0394 | 50.5049 | 52.5164 | 54.5077 | 56.1867 | 57.2078 | 57.9164 | 57.9486 | 57.763 | 56.8801 | 55.2198 | 53.7586 | 53.1526 | 52.7456 | 51.9806 | 51.1275 | 5.4155 | 5.4063 | 5.8735 | 5.7961 | 5.7226 | 5.4999 | 6.5394 | 6.0208 | 7.061 | 6.8984 | 6.0198 | 5.5383 | 5.212 | 5.2716 | 4.5617 | 3.7873 | 3.2143 | 3.3381 | 3.3206 | 5.4707 | 5.9293 | 6.104 | 5.3099 | 5.7188
Portfolio Adjusted1-in-2AllOther2015February Monthly Peak | Portfolio Adjusted | 1-in-2 | All | Other | 2015 | February Monthly Peak | 2 | 129.8372 | 127.2423 | 122.6649 | 122.0266 | 129.3795 | 149.6587 | 178.5852 | 193.85 | 199.2703 | 200.7004 | 203.6868 | 203.0074 | 200.0668 | 202.4829 | 196.278 | 185.963 | 175.6458 | 172.3782 | 168.4474 | 162.3495 | 157.5391 | 151.9352 | 143.2549 | 138.7937 | -0.92892 | -1.0353 | -0.64676 | -1.8337 | -2.2832 | -1.975 | -0.76348 | -2.2763 | -1.8856 | -2.3262 | -0.0017867 | 0.2353 | 0.81327 | 1.5739 | 4.0252 | 3.6694 | 5.0386 | 4.6433 | 2.3708 | 2.4304 | 2.1197 | 2.085 | 1.4481 | 1.1646 | 50.8904 | 50.3095 | 49.9289 | 49.5306 | 49.2085 | 48.953 | 48.512 | 48.8358 | 50.2409 | 53.8616 | 57.8705 | 60.9629 | 62.6113 | 63.26 | 63.7721 | 63.7014 | 63.518 | 62.7503 | 60.72 | 58.3395 | 56.9223 | 56.1588 | 55.3218 | 54.1042 | 5.3689 | 5.3631 | 5.8208 | 5.7349 | 5.6604 | 5.4316 | 6.4467 | 5.9207 | 6.9446 | 6.8051 | 5.9581 | 5.5023 | 5.1891 | 5.2591 | 4.5589 | 3.7835 | 3.2056 | 3.3223 | 3.2978 | 5.4228 | 5.8811 | 6.0628 | 5.2661 | 5.6758
Portfolio Adjusted1-in-2AllOther2015March Monthly Peak | Portfolio Adjusted | 1-in-2 | All | Other | 2015 | March Monthly Peak | 3 | 134.9606 | 131.4039 | 127.3528 | 124.951 | 131.7597 | 150.5447 | 176.9315 | 194.1694 | 201.8147 | 203.1027 | 207.8281 | 208.2564 | 205.5407 | 209.0357 | 203.888 | 193.8391 | 182.4649 | 171.9639 | 168.4055 | 167.4569 | 165.2145 | 159.2704 | 149.4682 | 143.3532 | -0.96557 | -1.0691 | -0.67148 | -1.8777 | -2.3252 | -1.9867 | -0.75641 | -2.2801 | -1.9097 | -2.354 | -0.0018231 | 0.24138 | 0.83552 | 1.6248 | 4.1812 | 3.8248 | 5.2342 | 4.6322 | 2.3702 | 2.5069 | 2.223 | 2.1856 | 1.5109 | 1.2029 | 52.4465 | 51.7066 | 51.063 | 50.6601 | 50.086 | 49.8044 | 49.5354 | 49.6054 | 51.2827 | 53.4797 | 56.1341 | 58.8351 | 61.3885 | 63.2676 | 64.1852 | 64.6492 | 64.2812 | 63.2491 | 60.8799 | 57.965 | 56.241 | 54.954 | 53.7511 | 52.5707 | 5.5808 | 5.5385 | 6.0433 | 5.8723 | 5.7646 | 5.4638 | 6.387 | 5.9304 | 7.0333 | 6.8866 | 6.0793 | 5.6445 | 5.331 | 5.4293 | 4.7356 | 3.9437 | 3.3301 | 3.3143 | 3.297 | 5.5933 | 6.1677 | 6.3555 | 5.4945 | 5.8623
Portfolio Adjusted1-in-2AllOther2015April Monthly Peak | Portfolio Adjusted | 1-in-2 | All | Other | 2015 | April Monthly Peak | 4 | 134.2969 | 130.9723 | 126.5369 | 123.7007 | 130.2707 | 148.4206 | 173.9887 | 191.4952 | 201.1862 | 205.902 | 213.4165 | 216.2829 | 215.1868 | 219.8813 | 215.3469 | 203.9757 | 190.3995 | 177.7313 | 172.2659 | 169.9403 | 167.0087 | 160.7151 | 149.786 | 143.4191 | -0.96082 | -1.0656 | -0.66718 | -1.8589 | -2.2989 | -1.9587 | -0.74383 | -2.2487 | -1.9038 | -2.3864 | -0.0018721 | 0.25068 | 0.87473 | 1.7091 | 4.4162 | 4.0248 | 5.4618 | 4.7875 | 2.4246 | 2.544 | 2.2472 | 2.2054 | 1.5141 | 1.2034 | 62.0466 | 61.0444 | 60.2687 | 59.4675 | 58.656 | 58.0134 | 57.53 | 57.3908 | 59.3786 | 63.2637 | 68.0471 | 72.5762 | 76.0677 | 78.2824 | 79.4356 | 79.7658 | 79.2574 | 78.8372 | 77.4141 | 75.0583 | 71.3012 | 68.7641 | 66.6171 | 64.8897 | 5.5534 | 5.5203 | 6.0046 | 5.8135 | 5.6994 | 5.3867 | 6.2807 | 5.8487 | 7.0114 | 6.9815 | 6.2427 | 5.8621 | 5.5812 | 5.711 | 5.0018 | 4.1499 | 3.4749 | 3.4255 | 3.3726 | 5.6763 | 6.2347 | 6.4132 | 5.5062 | 5.865
Portfolio Adjusted1-in-2AllOther2015May Monthly Peak | Portfolio Adjusted | 1-in-2 | All | Other | 2015 | May Monthly Peak | 5 | 136.6711 | 133.8674 | 129.1078 | 127.2017 | 134.2851 | 152.7919 | 176.7627 | 198.9204 | 213.0489 | 220.045 | 228.6716 | 230.796 | 228.4241 | 232.5454 | 227.4187 | 213.7051 | 198.6794 | 184.3572 | 177.0063 | 172.4607 | 169.8725 | 164.0264 | 153.7773 | 147.4724 | -0.8987 | -1.0475 | -0.64682 | -1.7509 | -2.2353 | -1.9488 | -0.90878 | -2.2534 | -2.0076 | -2.5283 | -0.24595 | -0.10467 | 0.55018 | 1.3485 | 4.288 | 4.0174 | 5.3145 | 4.6774 | 2.4055 | 2.4128 | 2.107 | 2.1909 | 1.5525 | 1.2903 | 64.4984 | 63.4364 | 62.4816 | 61.6612 | 60.8529 | 59.9547 | 59.3801 | 60.0523 | 63.0148 | 66.6672 | 70.6402 | 74.3846 | 77.7487 | 80.1935 | 81.6547 | 82.1055 | 81.9883 | 81.1623 | 79.4117 | 77.137 | 73.2988 | 70.145 | 68.2972 | 66.6171 | 5.528 | 5.519 | 5.9926 | 5.8474 | 5.7466 | 5.4241 | 6.2413 | 5.9427 | 7.2624 | 7.2979 | 6.5427 | 6.1186 | 5.795 | 5.9078 | 5.1667 | 4.2528 | 3.5467 | 3.4755 | 3.3896 | 5.6345 | 6.2029 | 6.4022 | 5.5293 | 5.8989
Portfolio Adjusted1-in-2AllOther2015June Monthly Peak | Portfolio Adjusted | 1-in-2 | All | Other | 2015 | June Monthly Peak | 6 | 143.4448 | 140.5184 | 136.0441 | 134.1535 | 140.9038 | 159.5635 | 183.4598 | 204.7748 | 217.8889 | 225.8254 | 234.4332 | 233.0364 | 226.4747 | 229.7011 | 224.6312 | 214.2348 | 199.8282 | 185.9282 | 180.6069 | 175.5621 | 174.9931 | 169.6132 | 159.4163 | 153.3749 | -0.81992 | -1.0346 | -0.6285 | -1.595 | -2.1359 | -1.9305 | -1.1792 | -2.1935 | -2.0403 | -2.5611 | -0.62359 | -0.66381 | -0.011663 | 0.65865 | 3.684 | 3.7306 | 4.7704 | 4.2849 | 2.3246 | 2.2008 | 1.8971 | 2.1734 | 1.6065 | 1.4237 | 67.2331 | 65.9595 | 64.9337 | 64.0654 | 63.1711 | 62.5665 | 62.0643 | 62.8355 | 65.8238 | 69.8868 | 73.7699 | 77.2529 | 79.838 | 82.0402 | 83.1276 | 83.6821 | 83.9549 | 83.6299 | 82.3128 | 79.9481 | 76.793 | 73.2802 | 70.9397 | 69.3433 | 5.6631 | 5.6546 | 6.1635 | 6.0194 | 5.8856 | 5.5289 | 6.3228 | 5.9712 | 7.2497 | 7.3104 | 6.5471 | 6.0302 | 5.6081 | 5.6959 | 4.9812 | 4.1613 | 3.4819 | 3.4213 | 3.3758 | 5.5986 | 6.237 | 6.4618 | 5.5949 | 5.9882
Portfolio Adjusted1-in-2AllOther2015July Monthly Peak | Portfolio Adjusted | 1-in-2 | All | Other | 2015 | July Monthly Peak | 7 | 146.6155 | 142.9113 | 138.9577 | 138.2499 | 145.5402 | 165.7406 | 189.1231 | 207.8668 | 218.3971 | 225.2499 | 231.6368 | 229.9631 | 223.7361 | 226.3471 | 221.177 | 212.9616 | 200.3337 | 187.6337 | 183.047 | 178.5368 | 178.1652 | 172.4407 | 162.078 | 155.9369 | -0.66814 | -0.96319 | -0.56889 | -1.2943 | -1.9144 | -1.8586 | -1.5435 | -2.0541 | -2.0277 | -2.5093 | -1.1108 | -1.3974 | -0.75343 | -0.24539 | 2.8956 | 3.3108 | 4.0057 | 3.7361 | 2.1785 | 1.888 | 1.5563 | 2.0835 | 1.6292 | 1.5594 | 69.4434 | 68.5819 | 67.9039 | 67.225 | 66.5474 | 66.098 | 65.7812 | 66.1655 | 68.623 | 72.445 | 76.7436 | 80.4414 | 83.3223 | 85.7304 | 87.4449 | 87.8663 | 87.7678 | 86.7609 | 85.4356 | 83.5497 | 80.2279 | 76.4653 | 74.0109 | 72.4383 | 5.7083 | 5.6714 | 6.2084 | 6.1174 | 5.9952 | 5.6636 | 6.4279 | 5.9776 | 7.1662 | 7.1909 | 6.3795 | 5.8684 | 5.4637 | 5.5352 | 4.8368 | 4.0794 | 3.4424 | 3.4049 | 3.3741 | 5.6148 | 6.2623 | 6.4787 | 5.6097 | 6.004
Portfolio Adjusted1-in-2AllOther2015August Monthly Peak | Portfolio Adjusted | 1-in-2 | All | Other | 2015 | August Monthly Peak | 8 | 149.3725 | 145.8422 | 141.5869 | 140.9529 | 148.6771 | 170.2653 | 197.0499 | 219.5461 | 235.5532 | 246.0578 | 254.8898 | 255.4592 | 250.0985 | 254.1375 | 248.1645 | 234.9275 | 217.4249 | 201.5858 | 193.9893 | 189.8317 | 186.8547 | 177.9765 | 166.9201 | 159.6108 | -0.47191 | -0.87333 | -0.48985 | -0.88986 | -1.5962 | -1.7276 | -2.0203 | -1.9496 | -2.1645 | -2.6816 | -1.879 | -2.5471 | -1.8425 | -1.4869 | 2.2585 | 3.1231 | 3.3306 | 3.2518 | 2.0818 | 1.5584 | 1.1576 | 1.9932 | 1.6728 | 1.7344 | 73.6674 | 72.8139 | 71.879 | 70.7724 | 70.0435 | 69.3948 | 68.8302 | 68.8544 | 71.5502 | 76.4576 | 81.3858 | 85.3175 | 88.3412 | 90.5487 | 91.8058 | 91.9892 | 91.9373 | 90.7046 | 88.716 | 86.072 | 82.2993 | 79.6112 | 77.7757 | 76.0507 | 5.8962 | 5.8678 | 6.4135 | 6.3234 | 6.2092 | 5.8988 | 6.7901 | 6.4009 | 7.8361 | 7.964 | 7.1172 | 6.6093 | 6.192 | 6.3008 | 5.5022 | 4.5625 | 3.7879 | 3.7087 | 3.6253 | 6.0527 | 6.6586 | 6.7793 | 5.8573 | 6.2306
Portfolio Adjusted1-in-2AllOther2015September Monthly Peak | Portfolio Adjusted | 1-in-2 | All | Other | 2015 | September Monthly Peak | 9 | 147.3744 | 143.6343 | 139.1112 | 139.1552 | 147.3862 | 168.878 | 197.237 | 218.8948 | 236.3111 | 245.7709 | 253.9618 | 254.3776 | 248.813 | 252.7742 | 246.6464 | 232.192 | 214.1014 | 198.5055 | 192.1548 | 189.8627 | 184.3874 | 176.0733 | 164.7971 | 157.3576 | -0.66135 | -0.96269 | -0.56513 | -1.2817 | -1.921 | -1.8848 | -1.6302 | -2.1521 | -2.1929 | -2.735 | -1.2504 | -1.5951 | -0.88737 | -0.33397 | 3.1801 | 3.5837 | 4.2312 | 3.9153 | 2.2757 | 1.9854 | 1.5874 | 2.1196 | 1.6563 | 1.5804 | 68.7464 | 67.7068 | 66.9078 | 65.9956 | 65.3684 | 64.7651 | 64.5773 | 64.3384 | 66.3151 | 71.2443 | 76.8974 | 82.1803 | 86.4632 | 89.1106 | 90.3247 | 90.5925 | 89.9519 | 88.7162 | 86.2379 | 82.7633 | 79.0234 | 76.6352 | 75.1399 | 74.04 | 5.7372 | 5.6994 | 6.2146 | 6.1568 | 6.0706 | 5.7702 | 6.7029 | 6.294 | 7.7531 | 7.8452 | 6.9937 | 6.4908 | 6.0754 | 6.1807 | 5.3932 | 4.4473 | 3.6786 | 3.6018 | 3.5416 | 5.9703 | 6.4803 | 6.6145 | 5.7032 | 6.0581
Portfolio Adjusted1-in-2AllOther2015October Monthly Peak | Portfolio Adjusted | 1-in-2 | All | Other | 2015 | October Monthly Peak | 10 | 132.0468 | 129.6954 | 124.4316 | 123.3513 | 130.5074 | 150.7637 | 179.9767 | 198.3858 | 209.2425 | 217.3805 | 225.2561 | 228.0939 | 227.7401 | 231.8224 | 225.9317 | 212.4852 | 197.5273 | 189.9283 | 182.3326 | 173.6617 | 166.5924 | 159.1956 | 148.1925 | 142.6045 | -0.62973 | -0.8889 | -0.52139 | -1.2118 | -1.7646 | -1.715 | -1.4118 | -1.9905 | -1.9458 | -2.4297 | -0.99226 | -1.2514 | -0.62879 | -0.083783 | 3.0946 | 3.3759 | 4.0897 | 3.8907 | 2.2023 | 1.8987 | 1.5194 | 1.9447 | 1.4903 | 1.4073 | 68.8641 | 68.2986 | 67.2455 | 66.2706 | 65.5648 | 64.8027 | 64.4408 | 64.4694 | 65.2731 | 69.8116 | 75.7752 | 81.1614 | 84.8994 | 87.0188 | 88.3126 | 88.3846 | 87.3089 | 85.9473 | 83.6213 | 79.9488 | 76.3994 | 73.8078 | 71.7425 | 70.2242 | 5.1454 | 5.1512 | 5.5641 | 5.4628 | 5.3805 | 5.1561 | 6.1222 | 5.7097 | 6.8716 | 6.9456 | 6.209 | 5.8256 | 5.5661 | 5.6738 | 4.945 | 4.0737 | 3.3971 | 3.4494 | 3.3638 | 5.466 | 5.8604 | 5.9861 | 5.1334 | 5.4953
Portfolio Adjusted1-in-2AllOther2015November Monthly Peak | Portfolio Adjusted | 1-in-2 | All | Other | 2015 | November Monthly Peak | 11 | 135.2391 | 132.4995 | 127.9683 | 126.5255 | 133.9933 | 154.0666 | 179.4664 | 197.6459 | 207.975 | 212.3178 | 218.5578 | 220.1875 | 218.1149 | 221.1348 | 215.287 | 201.7111 | 189.7566 | 184.0663 | 177.1154 | 169.7618 | 164.273 | 158.437 | 147.6871 | 142.3043 | -0.96756 | -1.0781 | -0.67473 | -1.9013 | -2.3646 | -2.0332 | -0.76725 | -2.3209 | -1.968 | -2.4608 | -0.0019172 | 0.25521 | 0.88663 | 1.7189 | 4.415 | 3.9801 | 5.4434 | 4.9582 | 2.4928 | 2.5414 | 2.2103 | 2.1742 | 1.4929 | 1.1941 | 58.1487 | 57.2085 | 56.2419 | 55.4333 | 54.5643 | 54.0346 | 53.5527 | 53.3922 | 56.8008 | 62.1726 | 68.2786 | 73.4887 | 76.9369 | 78.5181 | 79.0987 | 78.6853 | 76.4661 | 72.3688 | 68.0085 | 65.3376 | 63.2396 | 61.5976 | 60.5404 | 59.461 | 5.5923 | 5.5847 | 6.0725 | 5.9463 | 5.8623 | 5.5916 | 6.4785 | 6.0366 | 7.248 | 7.199 | 6.3931 | 5.9679 | 5.6572 | 5.7435 | 5.0004 | 4.1039 | 3.4632 | 3.5476 | 3.4675 | 5.6703 | 6.1325 | 6.3222 | 5.429 | 5.8194
Portfolio Adjusted1-in-2AllOther2015December Monthly Peak | Portfolio Adjusted | 1-in-2 | All | Other | 2015 | December Monthly Peak | 12 | 129.415 | 126.8736 | 123.0504 | 122.7829 | 130.3166 | 150.0743 | 176.5204 | 191.3702 | 197.7099 | 198.113 | 198.6156 | 195.125 | 190.0607 | 189.9401 | 182.9834 | 174.3811 | 168.2788 | 166.8014 | 163.2336 | 158.2996 | 153.3969 | 147.4286 | 139.5883 | 135.3125 | -0.92589 | -1.0323 | -0.6488 | -1.8451 | -2.2997 | -1.9805 | -0.75465 | -2.2472 | -1.8709 | -2.2962 | -0.0017423 | 0.22616 | 0.77259 | 1.4764 | 3.7525 | 3.4408 | 4.8273 | 4.4931 | 2.2974 | 2.3698 | 2.064 | 2.0231 | 1.411 | 1.1354 | 46.9167 | 46.3612 | 45.3556 | 44.488 | 43.8061 | 43.2631 | 43.0949 | 42.7972 | 43.1221 | 45.914 | 48.5933 | 50.9158 | 52.5283 | 53.442 | 54.0763 | 54.2103 | 53.6956 | 52.4692 | 50.7807 | 49.4902 | 48.4573 | 47.6202 | 46.7976 | 45.7963 | 5.3515 | 5.3476 | 5.8391 | 5.7704 | 5.7014 | 5.4467 | 6.3721 | 5.8449 | 6.8902 | 6.7174 | 5.8098 | 5.2886 | 4.9295 | 4.9333 | 4.2501 | 3.5478 | 3.0712 | 3.2148 | 3.1958 | 5.2875 | 5.7265 | 5.883 | 5.1313 | 5.5335
Portfolio Adjusted1-in-2AllOther2015Typical Event Day | Portfolio Adjusted | 1-in-2 | All | Other | 2015 | Typical Event Day | 8 | 146.6707 | 143.1961 | 139.096 | 138.3454 | 145.9651 | 166.8377 | 192.4231 | 212.4797 | 226.1009 | 234.7087 | 242.4946 | 242.8118 | 237.0644 | 241.0355 | 235.4982 | 223.4687 | 207.4749 | 192.9142 | 186.3146 | 182.8126 | 181.0132 | 173.2986 | 162.9686 | 156.3534 | -0.65708 | -0.95917 | -0.56459 | -1.2719 | -1.9006 | -1.861 | -1.5926 | -2.0879 | -2.0981 | -2.6116 | -1.1974 | -1.5277 | -0.85063 | -0.32471 | 3.0312 | 3.4463 | 4.095 | 3.801 | 2.2053 | 1.9093 | 1.5558 | 2.0854 | 1.6379 | 1.571 | 69.7725 | 68.7655 | 67.9061 | 67.0146 | 66.2826 | 65.7061 | 65.3133 | 65.5484 | 68.078 | 72.5084 | 77.1991 | 81.298 | 84.4911 | 86.8575 | 88.1757 | 88.5325 | 88.403 | 87.4529 | 85.6756 | 83.0833 | 79.5859 | 76.498 | 74.4665 | 72.9681 | 5.7098 | 5.682 | 6.2139 | 6.121 | 6.012 | 5.7004 | 6.5393 | 6.1095 | 7.4181 | 7.4921 | 6.6778 | 6.1956 | 5.7885 | 5.8937 | 5.1494 | 4.2802 | 3.5648 | 3.5003 | 3.434 | 5.7486 | 6.3616 | 6.5102 | 5.6399 | 6.0194
Portfolio Adjusted1-in-2AllOther2016January Monthly Peak | Portfolio Adjusted | 1-in-2 | All | Other | 2016 | January Monthly Peak | 1 | 130.9633 | 128.2677 | 123.7753 | 123.3292 | 130.8011 | 151.5412 | 181.153 | 197.1273 | 202.6102 | 203.4521 | 205.796 | 204.3365 | 200.95 | 202.9637 | 196.3981 | 186.153 | 176.1179 | 173.196 | 169.6116 | 163.7851 | 158.8303 | 152.9664 | 144.4455 | 139.8446 | -0.93697 | -1.0436 | -0.65262 | -1.8533 | -2.3083 | -1.9998 | -0.77446 | -2.3148 | -1.9172 | -2.358 | -0.0018052 | 0.23684 | 0.81686 | 1.5776 | 4.0276 | 3.6731 | 5.0521 | 4.6653 | 2.3872 | 2.4519 | 2.1371 | 2.0991 | 1.4601 | 1.1734 | 50.7344 | 50.2822 | 50.007 | 49.5728 | 49.3962 | 48.9016 | 49.0637 | 48.845 | 49.0394 | 50.5049 | 52.5164 | 54.5077 | 56.1867 | 57.2078 | 57.9164 | 57.9486 | 57.763 | 56.8801 | 55.2198 | 53.7586 | 53.1526 | 52.7456 | 51.9806 | 51.1275 | 5.4155 | 5.4063 | 5.8735 | 5.7961 | 5.7226 | 5.4999 | 6.5394 | 6.0208 | 7.061 | 6.8984 | 6.0198 | 5.5383 | 5.212 | 5.2716 | 4.5617 | 3.7873 | 3.2143 | 3.3381 | 3.3206 | 5.4707 | 5.9293 | 6.104 | 5.3099 | 5.7188
Portfolio Adjusted1-in-2AllOther2016February Monthly Peak | Portfolio Adjusted | 1-in-2 | All | Other | 2016 | February Monthly Peak | 2 | 129.8372 | 127.2423 | 122.6649 | 122.0266 | 129.3795 | 149.6588 | 178.5852 | 193.85 | 199.2704 | 200.7004 | 203.6868 | 203.0074 | 200.0668 | 202.4829 | 196.2781 | 185.963 | 175.6458 | 172.3783 | 168.4474 | 162.3495 | 157.5391 | 151.9352 | 143.2549 | 138.7937 | -0.92892 | -1.0353 | -0.64676 | -1.8337 | -2.2832 | -1.975 | -0.76348 | -2.2763 | -1.8856 | -2.3262 | -0.0017867 | 0.2353 | 0.81327 | 1.5739 | 4.0252 | 3.6694 | 5.0386 | 4.6433 | 2.3708 | 2.4304 | 2.1197 | 2.085 | 1.4481 | 1.1646 | 50.8904 | 50.3095 | 49.9289 | 49.5306 | 49.2085 | 48.953 | 48.512 | 48.8358 | 50.2409 | 53.8616 | 57.8705 | 60.9629 | 62.6113 | 63.26 | 63.7721 | 63.7014 | 63.518 | 62.7503 | 60.72 | 58.3395 | 56.9223 | 56.1588 | 55.3218 | 54.1042 | 5.3689 | 5.3631 | 5.8208 | 5.7349 | 5.6604 | 5.4316 | 6.4467 | 5.9207 | 6.9446 | 6.8051 | 5.9581 | 5.5023 | 5.1891 | 5.2591 | 4.5589 | 3.7835 | 3.2056 | 3.3223 | 3.2978 | 5.4228 | 5.8811 | 6.0628 | 5.2661 | 5.6758
Portfolio Adjusted1-in-2AllOther2016March Monthly Peak | Portfolio Adjusted | 1-in-2 | All | Other | 2016 | March Monthly Peak | 3 | 134.9606 | 131.4039 | 127.3528 | 124.951 | 131.7597 | 150.5447 | 176.9315 | 194.1694 | 201.8147 | 203.1027 | 207.8281 | 208.2564 | 205.5407 | 209.0357 | 203.888 | 193.8391 | 182.4649 | 171.9639 | 168.4055 | 167.4569 | 165.2145 | 159.2704 | 149.4682 | 143.3532 | -0.96557 | -1.0691 | -0.67148 | -1.8777 | -2.3252 | -1.9867 | -0.75641 | -2.2801 | -1.9097 | -2.354 | -0.0018231 | 0.24138 | 0.83552 | 1.6248 | 4.1812 | 3.8248 | 5.2342 | 4.6322 | 2.3702 | 2.5069 | 2.223 | 2.1856 | 1.5109 | 1.2029 | 52.4465 | 51.7066 | 51.063 | 50.6601 | 50.086 | 49.8044 | 49.5354 | 49.6054 | 51.2827 | 53.4797 | 56.1341 | 58.8351 | 61.3885 | 63.2676 | 64.1852 | 64.6492 | 64.2812 | 63.2491 | 60.8799 | 57.965 | 56.241 | 54.954 | 53.7511 | 52.5707 | 5.5808 | 5.5385 | 6.0433 | 5.8723 | 5.7646 | 5.4638 | 6.387 | 5.9304 | 7.0333 | 6.8866 | 6.0793 | 5.6445 | 5.331 | 5.4293 | 4.7356 | 3.9437 | 3.3301 | 3.3143 | 3.297 | 5.5933 | 6.1677 | 6.3555 | 5.4945 | 5.8623
Portfolio Adjusted1-in-2AllOther2016April Monthly Peak | Portfolio Adjusted | 1-in-2 | All | Other | 2016 | April Monthly Peak | 4 | 134.2969 | 130.9723 | 126.5369 | 123.7007 | 130.2707 | 148.4206 | 173.9887 | 191.4952 | 201.1862 | 205.902 | 213.4165 | 216.2829 | 215.1868 | 219.8813 | 215.3469 | 203.9757 | 190.3995 | 177.7313 | 172.2659 | 169.9403 | 167.0087 | 160.7151 | 149.786 | 143.4191 | -0.96082 | -1.0656 | -0.66718 | -1.8589 | -2.2989 | -1.9587 | -0.74383 | -2.2487 | -1.9038 | -2.3864 | -0.0018721 | 0.25068 | 0.87473 | 1.7091 | 4.4162 | 4.0248 | 5.4618 | 4.7875 | 2.4246 | 2.544 | 2.2472 | 2.2054 | 1.5141 | 1.2034 | 62.0466 | 61.0444 | 60.2687 | 59.4675 | 58.656 | 58.0134 | 57.53 | 57.3908 | 59.3786 | 63.2637 | 68.0471 | 72.5762 | 76.0677 | 78.2824 | 79.4356 | 79.7658 | 79.2575 | 78.8372 | 77.4141 | 75.0583 | 71.3012 | 68.7641 | 66.6171 | 64.8897 | 5.5534 | 5.5203 | 6.0046 | 5.8135 | 5.6994 | 5.3867 | 6.2807 | 5.8487 | 7.0114 | 6.9815 | 6.2427 | 5.8621 | 5.5812 | 5.711 | 5.0018 | 4.1499 | 3.4749 | 3.4255 | 3.3726 | 5.6763 | 6.2347 | 6.4132 | 5.5062 | 5.865
Portfolio Adjusted1-in-2AllOther2016May Monthly Peak | Portfolio Adjusted | 1-in-2 | All | Other | 2016 | May Monthly Peak | 5 | 136.6711 | 133.8674 | 129.1078 | 127.2017 | 134.2851 | 152.7919 | 176.7627 | 198.9204 | 213.0488 | 220.045 | 228.6716 | 230.796 | 228.4241 | 232.5454 | 227.4187 | 213.7051 | 198.6794 | 184.3572 | 177.0063 | 172.4607 | 169.8725 | 164.0264 | 153.7773 | 147.4724 | -0.8987 | -1.0475 | -0.64682 | -1.7509 | -2.2353 | -1.9488 | -0.90878 | -2.2534 | -2.0076 | -2.5283 | -0.24595 | -0.10467 | 0.55018 | 1.3485 | 4.288 | 4.0174 | 5.3145 | 4.6774 | 2.4055 | 2.4128 | 2.107 | 2.1909 | 1.5525 | 1.2903 | 64.4984 | 63.4364 | 62.4816 | 61.6612 | 60.8529 | 59.9547 | 59.3801 | 60.0523 | 63.0148 | 66.6672 | 70.6402 | 74.3846 | 77.7487 | 80.1935 | 81.6547 | 82.1055 | 81.9883 | 81.1623 | 79.4117 | 77.137 | 73.2988 | 70.145 | 68.2972 | 66.6171 | 5.528 | 5.519 | 5.9926 | 5.8474 | 5.7466 | 5.4241 | 6.2413 | 5.9427 | 7.2624 | 7.2979 | 6.5427 | 6.1186 | 5.795 | 5.9078 | 5.1667 | 4.2528 | 3.5467 | 3.4755 | 3.3896 | 5.6345 | 6.2029 | 6.4022 | 5.5293 | 5.8989
Portfolio Adjusted1-in-2AllOther2016June Monthly Peak | Portfolio Adjusted | 1-in-2 | All | Other | 2016 | June Monthly Peak | 6 | 143.4448 | 140.5184 | 136.0441 | 134.1535 | 140.9038 | 159.5635 | 183.4599 | 204.7748 | 217.8889 | 225.8254 | 234.4332 | 233.0364 | 226.4747 | 229.7011 | 224.6312 | 214.2348 | 199.8282 | 185.9282 | 180.6069 | 175.5621 | 174.9931 | 169.6132 | 159.4163 | 153.3748 | -0.81992 | -1.0346 | -0.6285 | -1.595 | -2.1359 | -1.9305 | -1.1792 | -2.1935 | -2.0403 | -2.5611 | -0.62359 | -0.66381 | -0.011663 | 0.65865 | 3.684 | 3.7306 | 4.7704 | 4.2849 | 2.3246 | 2.2008 | 1.8971 | 2.1734 | 1.6065 | 1.4237 | 67.2331 | 65.9595 | 64.9337 | 64.0654 | 63.1711 | 62.5665 | 62.0643 | 62.8355 | 65.8238 | 69.8868 | 73.7699 | 77.2529 | 79.838 | 82.0402 | 83.1276 | 83.6821 | 83.9549 | 83.6299 | 82.3128 | 79.9481 | 76.793 | 73.2802 | 70.9397 | 69.3433 | 5.6631 | 5.6546 | 6.1635 | 6.0194 | 5.8856 | 5.5289 | 6.3228 | 5.9712 | 7.2497 | 7.3104 | 6.5471 | 6.0302 | 5.6081 | 5.6959 | 4.9812 | 4.1613 | 3.4819 | 3.4213 | 3.3758 | 5.5986 | 6.237 | 6.4618 | 5.5949 | 5.9882
Portfolio Adjusted1-in-2AllOther2016July Monthly Peak | Portfolio Adjusted | 1-in-2 | All | Other | 2016 | July Monthly Peak | 7 | 146.6155 | 142.9113 | 138.9577 | 138.2499 | 145.5402 | 165.7406 | 189.1231 | 207.8668 | 218.3971 | 225.2499 | 231.6368 | 229.9631 | 223.7361 | 226.3471 | 221.177 | 212.9616 | 200.3337 | 187.6338 | 183.047 | 178.5368 | 178.1652 | 172.4407 | 162.078 | 155.9369 | -0.66814 | -0.96319 | -0.56889 | -1.2943 | -1.9144 | -1.8586 | -1.5435 | -2.0541 | -2.0277 | -2.5093 | -1.1108 | -1.3974 | -0.75343 | -0.24539 | 2.8956 | 3.3108 | 4.0057 | 3.7361 | 2.1785 | 1.888 | 1.5563 | 2.0835 | 1.6292 | 1.5594 | 69.4434 | 68.5819 | 67.9039 | 67.225 | 66.5474 | 66.098 | 65.7812 | 66.1655 | 68.623 | 72.445 | 76.7436 | 80.4414 | 83.3223 | 85.7304 | 87.4449 | 87.8663 | 87.7678 | 86.7609 | 85.4356 | 83.5497 | 80.2279 | 76.4653 | 74.0109 | 72.4383 | 5.7083 | 5.6714 | 6.2084 | 6.1174 | 5.9952 | 5.6636 | 6.4279 | 5.9776 | 7.1662 | 7.1909 | 6.3795 | 5.8684 | 5.4637 | 5.5352 | 4.8368 | 4.0794 | 3.4424 | 3.4049 | 3.3741 | 5.6148 | 6.2623 | 6.4787 | 5.6097 | 6.004
Portfolio Adjusted1-in-2AllOther2016August Monthly Peak | Portfolio Adjusted | 1-in-2 | All | Other | 2016 | August Monthly Peak | 8 | 149.3725 | 145.8421 | 141.5869 | 140.9529 | 148.6771 | 170.2653 | 197.0499 | 219.5461 | 235.5532 | 246.0578 | 254.8898 | 255.4592 | 250.0985 | 254.1375 | 248.1645 | 234.9275 | 217.425 | 201.5858 | 193.9893 | 189.8317 | 186.8547 | 177.9765 | 166.9201 | 159.6108 | -0.47191 | -0.87333 | -0.48985 | -0.88986 | -1.5962 | -1.7276 | -2.0203 | -1.9496 | -2.1645 | -2.6816 | -1.879 | -2.5471 | -1.8425 | -1.4869 | 2.2585 | 3.1231 | 3.3306 | 3.2518 | 2.0818 | 1.5584 | 1.1576 | 1.9932 | 1.6728 | 1.7344 | 73.6674 | 72.8139 | 71.879 | 70.7724 | 70.0435 | 69.3948 | 68.8302 | 68.8544 | 71.5502 | 76.4576 | 81.3858 | 85.3175 | 88.3412 | 90.5487 | 91.8058 | 91.9892 | 91.9373 | 90.7046 | 88.716 | 86.072 | 82.2993 | 79.6112 | 77.7756 | 76.0507 | 5.8962 | 5.8678 | 6.4135 | 6.3234 | 6.2092 | 5.8988 | 6.7901 | 6.4009 | 7.8361 | 7.964 | 7.1172 | 6.6093 | 6.192 | 6.3008 | 5.5022 | 4.5625 | 3.7879 | 3.7087 | 3.6253 | 6.0527 | 6.6586 | 6.7793 | 5.8573 | 6.2306
Portfolio Adjusted1-in-2AllOther2016September Monthly Peak | Portfolio Adjusted | 1-in-2 | All | Other | 2016 | September Monthly Peak | 9 | 147.3744 | 143.6343 | 139.1112 | 139.1552 | 147.3862 | 168.878 | 197.237 | 218.8948 | 236.3111 | 245.7709 | 253.9618 | 254.3776 | 248.813 | 252.7742 | 246.6463 | 232.1919 | 214.1014 | 198.5055 | 192.1548 | 189.8627 | 184.3874 | 176.0733 | 164.7971 | 157.3576 | -0.66135 | -0.96269 | -0.56513 | -1.2817 | -1.921 | -1.8848 | -1.6302 | -2.1521 | -2.1929 | -2.735 | -1.2504 | -1.5951 | -0.88737 | -0.33397 | 3.1801 | 3.5837 | 4.2312 | 3.9153 | 2.2757 | 1.9854 | 1.5874 | 2.1196 | 1.6563 | 1.5804 | 68.7464 | 67.7068 | 66.9078 | 65.9956 | 65.3684 | 64.7652 | 64.5773 | 64.3384 | 66.3151 | 71.2443 | 76.8973 | 82.1803 | 86.4632 | 89.1106 | 90.3247 | 90.5925 | 89.9519 | 88.7162 | 86.2379 | 82.7633 | 79.0234 | 76.6352 | 75.1399 | 74.04 | 5.7372 | 5.6994 | 6.2146 | 6.1568 | 6.0706 | 5.7702 | 6.7029 | 6.294 | 7.7531 | 7.8452 | 6.9937 | 6.4908 | 6.0754 | 6.1807 | 5.3932 | 4.4473 | 3.6786 | 3.6018 | 3.5416 | 5.9703 | 6.4803 | 6.6145 | 5.7032 | 6.0581
Portfolio Adjusted1-in-2AllOther2016October Monthly Peak | Portfolio Adjusted | 1-in-2 | All | Other | 2016 | October Monthly Peak | 10 | 132.0468 | 129.6954 | 124.4316 | 123.3513 | 130.5074 | 150.7637 | 179.9767 | 198.3858 | 209.2425 | 217.3805 | 225.2561 | 228.0939 | 227.7401 | 231.8224 | 225.9318 | 212.4852 | 197.5273 | 189.9283 | 182.3326 | 173.6616 | 166.5924 | 159.1956 | 148.1926 | 142.6045 | -0.62973 | -0.8889 | -0.52139 | -1.2118 | -1.7646 | -1.715 | -1.4118 | -1.9905 | -1.9458 | -2.4297 | -0.99226 | -1.2514 | -0.62879 | -0.083783 | 3.0946 | 3.3759 | 4.0897 | 3.8907 | 2.2023 | 1.8987 | 1.5194 | 1.9447 | 1.4903 | 1.4073 | 68.8641 | 68.2986 | 67.2455 | 66.2706 | 65.5648 | 64.8027 | 64.4408 | 64.4694 | 65.2731 | 69.8116 | 75.7752 | 81.1614 | 84.8994 | 87.0188 | 88.3126 | 88.3846 | 87.3089 | 85.9473 | 83.6213 | 79.9488 | 76.3994 | 73.8078 | 71.7425 | 70.2242 | 5.1454 | 5.1512 | 5.5641 | 5.4628 | 5.3805 | 5.1561 | 6.1222 | 5.7097 | 6.8716 | 6.9456 | 6.209 | 5.8256 | 5.5661 | 5.6738 | 4.945 | 4.0737 | 3.3971 | 3.4494 | 3.3638 | 5.466 | 5.8604 | 5.9861 | 5.1334 | 5.4953
Portfolio Adjusted1-in-2AllOther2016November Monthly Peak | Portfolio Adjusted | 1-in-2 | All | Other | 2016 | November Monthly Peak | 11 | 135.2391 | 132.4995 | 127.9683 | 126.5255 | 133.9933 | 154.0666 | 179.4664 | 197.6459 | 207.975 | 212.3178 | 218.5578 | 220.1875 | 218.1149 | 221.1348 | 215.287 | 201.7111 | 189.7566 | 184.0663 | 177.1154 | 169.7618 | 164.273 | 158.437 | 147.6871 | 142.3043 | -0.96756 | -1.0781 | -0.67473 | -1.9013 | -2.3646 | -2.0332 | -0.76725 | -2.3209 | -1.968 | -2.4608 | -0.0019172 | 0.25521 | 0.88663 | 1.7189 | 4.415 | 3.9801 | 5.4434 | 4.9582 | 2.4928 | 2.5414 | 2.2103 | 2.1742 | 1.4929 | 1.1941 | 58.1487 | 57.2085 | 56.2419 | 55.4333 | 54.5643 | 54.0346 | 53.5527 | 53.3922 | 56.8008 | 62.1726 | 68.2786 | 73.4887 | 76.9369 | 78.5181 | 79.0987 | 78.6853 | 76.4661 | 72.3688 | 68.0085 | 65.3376 | 63.2396 | 61.5976 | 60.5404 | 59.461 | 5.5923 | 5.5847 | 6.0725 | 5.9463 | 5.8623 | 5.5916 | 6.4785 | 6.0366 | 7.248 | 7.199 | 6.3931 | 5.9679 | 5.6572 | 5.7435 | 5.0004 | 4.1039 | 3.4632 | 3.5476 | 3.4675 | 5.6703 | 6.1325 | 6.3222 | 5.429 | 5.8194
Portfolio Adjusted1-in-2AllOther2016December Monthly Peak | Portfolio Adjusted | 1-in-2 | All | Other | 2016 | December Monthly Peak | 12 | 129.415 | 126.8736 | 123.0504 | 122.7829 | 130.3166 | 150.0743 | 176.5204 | 191.3702 | 197.7099 | 198.1129 | 198.6156 | 195.125 | 190.0607 | 189.9401 | 182.9834 | 174.3811 | 168.2788 | 166.8014 | 163.2336 | 158.2997 | 153.3969 | 147.4286 | 139.5883 | 135.3125 | -0.92589 | -1.0323 | -0.6488 | -1.8451 | -2.2997 | -1.9805 | -0.75465 | -2.2472 | -1.8709 | -2.2962 | -0.0017423 | 0.22616 | 0.77259 | 1.4764 | 3.7525 | 3.4408 | 4.8273 | 4.4931 | 2.2974 | 2.3698 | 2.064 | 2.0231 | 1.411 | 1.1354 | 46.9167 | 46.3612 | 45.3556 | 44.488 | 43.8061 | 43.2631 | 43.0949 | 42.7972 | 43.1221 | 45.914 | 48.5933 | 50.9158 | 52.5283 | 53.442 | 54.0763 | 54.2103 | 53.6956 | 52.4692 | 50.7807 | 49.4902 | 48.4573 | 47.6202 | 46.7976 | 45.7963 | 5.3515 | 5.3476 | 5.8391 | 5.7704 | 5.7014 | 5.4467 | 6.3721 | 5.8449 | 6.8902 | 6.7174 | 5.8098 | 5.2886 | 4.9295 | 4.9333 | 4.2501 | 3.5478 | 3.0712 | 3.2148 | 3.1958 | 5.2875 | 5.7265 | 5.883 | 5.1313 | 5.5335
Portfolio Adjusted1-in-2AllOther2016Typical Event Day | Portfolio Adjusted | 1-in-2 | All | Other | 2016 | Typical Event Day | 8 | 146.6707 | 143.1961 | 139.0959 | 138.3454 | 145.9651 | 166.8377 | 192.4231 | 212.4797 | 226.1009 | 234.7087 | 242.4946 | 242.8118 | 237.0644 | 241.0355 | 235.4982 | 223.4687 | 207.4749 | 192.9142 | 186.3146 | 182.8126 | 181.0132 | 173.2986 | 162.9686 | 156.3534 | -0.65708 | -0.95917 | -0.56459 | -1.2719 | -1.9006 | -1.861 | -1.5926 | -2.0879 | -2.0981 | -2.6116 | -1.1974 | -1.5277 | -0.85063 | -0.32471 | 3.0312 | 3.4463 | 4.095 | 3.801 | 2.2053 | 1.9093 | 1.5558 | 2.0854 | 1.6379 | 1.571 | 69.7725 | 68.7655 | 67.9061 | 67.0146 | 66.2826 | 65.7061 | 65.3133 | 65.5484 | 68.078 | 72.5084 | 77.1991 | 81.298 | 84.4911 | 86.8575 | 88.1757 | 88.5325 | 88.403 | 87.4529 | 85.6756 | 83.0833 | 79.5859 | 76.498 | 74.4665 | 72.9681 | 5.7098 | 5.682 | 6.2139 | 6.121 | 6.012 | 5.7004 | 6.5393 | 6.1095 | 7.4181 | 7.4921 | 6.6778 | 6.1956 | 5.7885 | 5.8937 | 5.1494 | 4.2802 | 3.5648 | 3.5003 | 3.434 | 5.7486 | 6.3616 | 6.5102 | 5.6399 | 6.0194
Portfolio Adjusted1-in-2AllOther2017January Monthly Peak | Portfolio Adjusted | 1-in-2 | All | Other | 2017 | January Monthly Peak | 1 | 130.9633 | 128.2677 | 123.7752 | 123.3292 | 130.8011 | 151.5412 | 181.153 | 197.1273 | 202.6102 | 203.4521 | 205.796 | 204.3365 | 200.95 | 202.9637 | 196.3981 | 186.153 | 176.1179 | 173.196 | 169.6116 | 163.7851 | 158.8303 | 152.9664 | 144.4455 | 139.8446 | -0.93697 | -1.0436 | -0.65262 | -1.8533 | -2.3083 | -1.9998 | -0.77446 | -2.3148 | -1.9172 | -2.358 | -0.0018052 | 0.23684 | 0.81686 | 1.5776 | 4.0276 | 3.6731 | 5.0521 | 4.6653 | 2.3872 | 2.4519 | 2.1371 | 2.0991 | 1.4601 | 1.1734 | 50.7344 | 50.2822 | 50.007 | 49.5728 | 49.3962 | 48.9016 | 49.0637 | 48.845 | 49.0394 | 50.5049 | 52.5164 | 54.5077 | 56.1867 | 57.2078 | 57.9164 | 57.9486 | 57.763 | 56.8801 | 55.2197 | 53.7586 | 53.1526 | 52.7456 | 51.9806 | 51.1275 | 5.4155 | 5.4063 | 5.8735 | 5.7961 | 5.7226 | 5.4999 | 6.5394 | 6.0208 | 7.061 | 6.8984 | 6.0198 | 5.5383 | 5.212 | 5.2716 | 4.5617 | 3.7873 | 3.2143 | 3.3381 | 3.3206 | 5.4707 | 5.9293 | 6.104 | 5.3099 | 5.7188
Portfolio Adjusted1-in-2AllOther2017February Monthly Peak | Portfolio Adjusted | 1-in-2 | All | Other | 2017 | February Monthly Peak | 2 | 129.8372 | 127.2423 | 122.6648 | 122.0266 | 129.3795 | 149.6587 | 178.5852 | 193.85 | 199.2704 | 200.7004 | 203.6868 | 203.0074 | 200.0668 | 202.4829 | 196.278 | 185.963 | 175.6458 | 172.3783 | 168.4474 | 162.3495 | 157.5391 | 151.9352 | 143.2549 | 138.7937 | -0.92892 | -1.0353 | -0.64676 | -1.8337 | -2.2832 | -1.975 | -0.76348 | -2.2763 | -1.8856 | -2.3262 | -0.0017867 | 0.2353 | 0.81327 | 1.5739 | 4.0252 | 3.6694 | 5.0386 | 4.6433 | 2.3708 | 2.4304 | 2.1197 | 2.085 | 1.4481 | 1.1646 | 50.8904 | 50.3096 | 49.9289 | 49.5306 | 49.2085 | 48.953 | 48.512 | 48.8358 | 50.2409 | 53.8616 | 57.8705 | 60.9629 | 62.6113 | 63.26 | 63.7721 | 63.7014 | 63.518 | 62.7503 | 60.72 | 58.3395 | 56.9223 | 56.1588 | 55.3218 | 54.1042 | 5.3689 | 5.3631 | 5.8208 | 5.7349 | 5.6604 | 5.4316 | 6.4467 | 5.9207 | 6.9446 | 6.8051 | 5.9581 | 5.5023 | 5.1891 | 5.2591 | 4.5589 | 3.7835 | 3.2056 | 3.3223 | 3.2978 | 5.4228 | 5.8811 | 6.0628 | 5.2661 | 5.6758
Portfolio Adjusted1-in-2AllOther2017March Monthly Peak | Portfolio Adjusted | 1-in-2 | All | Other | 2017 | March Monthly Peak | 3 | 134.9606 | 131.4039 | 127.3528 | 124.951 | 131.7597 | 150.5447 | 176.9315 | 194.1693 | 201.8147 | 203.1027 | 207.8281 | 208.2564 | 205.5407 | 209.0357 | 203.888 | 193.8391 | 182.4649 | 171.9639 | 168.4055 | 167.4569 | 165.2145 | 159.2704 | 149.4682 | 143.3532 | -0.96557 | -1.0691 | -0.67148 | -1.8777 | -2.3252 | -1.9867 | -0.75641 | -2.2801 | -1.9097 | -2.354 | -0.0018231 | 0.24138 | 0.83552 | 1.6248 | 4.1812 | 3.8248 | 5.2342 | 4.6322 | 2.3702 | 2.5069 | 2.223 | 2.1856 | 1.5109 | 1.2029 | 52.4465 | 51.7066 | 51.063 | 50.6601 | 50.086 | 49.8044 | 49.5354 | 49.6054 | 51.2827 | 53.4797 | 56.1341 | 58.8351 | 61.3885 | 63.2676 | 64.1852 | 64.6492 | 64.2812 | 63.2491 | 60.8799 | 57.965 | 56.241 | 54.954 | 53.7511 | 52.5707 | 5.5808 | 5.5385 | 6.0433 | 5.8723 | 5.7646 | 5.4638 | 6.387 | 5.9304 | 7.0333 | 6.8866 | 6.0793 | 5.6445 | 5.331 | 5.4293 | 4.7356 | 3.9437 | 3.3301 | 3.3143 | 3.297 | 5.5933 | 6.1677 | 6.3555 | 5.4945 | 5.8623
Portfolio Adjusted1-in-2AllOther2017April Monthly Peak | Portfolio Adjusted | 1-in-2 | All | Other | 2017 | April Monthly Peak | 4 | 3.6104 | 3.4796 | 3.3861 | 3.3467 | 3.4764 | 3.8132 | 4.1814 | 4.5634 | 5.1682 | 5.6441 | 6.0434 | 6.2895 | 6.4088 | 6.5948 | 6.6359 | 6.5057 | 6.2084 | 5.705 | 5.2921 | 5.2507 | 5.1286 | 4.7358 | 4.2551 | 3.9156 | -0.0088739 | -0.0098419 | -0.0061619 | -0.017168 | -0.021232 | -0.01809 | -0.0068698 | -0.020768 | -0.017583 | -0.022041 | -1.729e-05 | 0.0023152 | 0.0080788 | 0.015785 | 0.11735 | 0.11338 | 0.1238 | 0.11095 | 0.022393 | 0.023496 | 0.020754 | 0.020369 | 0.013984 | 0.011114 | 63.2001 | 61.9469 | 60.8059 | 59.7238 | 58.7678 | 57.9517 | 57.2775 | 57.1487 | 59.4516 | 63.7781 | 69.2531 | 73.9867 | 77.3535 | 79.3252 | 80.599 | 81.3014 | 81.3562 | 80.8642 | 79.8492 | 77.8279 | 74.1665 | 71.1986 | 68.7491 | 66.6423 | 0.062219 | 0.060614 | 0.064131 | 0.062461 | 0.06271 | 0.063036 | 0.078809 | 0.077963 | 0.088333 | 0.088109 | 0.08352 | 0.083945 | 0.089228 | 0.098871 | 0.10319 | 0.10462 | 0.10559 | 0.096553 | 0.086547 | 0.081578 | 0.080108 | 0.076774 | 0.064562 | 0.063208
Portfolio Adjusted1-in-2AllOther2017May Monthly Peak | Portfolio Adjusted | 1-in-2 | All | Other | 2017 | May Monthly Peak | 5 | 3.6889 | 3.5561 | 3.4522 | 3.415 | 3.5445 | 3.8492 | 4.1212 | 4.7004 | 5.4336 | 6.003 | 6.4665 | 6.7338 | 6.8465 | 7.0184 | 7.0457 | 6.8868 | 6.5686 | 6.0309 | 5.5459 | 5.3131 | 5.2965 | 4.8975 | 4.3926 | 4.0316 | -0.0083001 | -0.0096747 | -0.0059739 | -0.016171 | -0.020645 | -0.017999 | -0.0083933 | -0.020812 | -0.018541 | -0.023351 | -0.0022716 | -0.00096674 | 0.0050813 | 0.012455 | 0.12122 | 0.11826 | 0.12727 | 0.1144 | 0.022217 | 0.022284 | 0.01946 | 0.020235 | 0.014339 | 0.011917 | 65.6132 | 64.287 | 63.1122 | 61.9258 | 60.9187 | 59.8643 | 58.8147 | 59.875 | 63.8822 | 68.398 | 72.6199 | 76.4538 | 79.6369 | 82.0262 | 83.6151 | 84.4816 | 84.5474 | 83.9399 | 82.5765 | 80.5183 | 76.6902 | 73.1203 | 70.7419 | 68.6771 | 0.062001 | 0.060582 | 0.064016 | 0.06271 | 0.063054 | 0.06328 | 0.078497 | 0.078517 | 0.089997 | 0.09022 | 0.085403 | 0.085434 | 0.090311 | 0.099766 | 0.10378 | 0.10486 | 0.10568 | 0.096599 | 0.08651 | 0.081272 | 0.079849 | 0.076657 | 0.0647 | 0.063456
Portfolio Adjusted1-in-2AllOther2017June Monthly Peak | Portfolio Adjusted | 1-in-2 | All | Other | 2017 | June Monthly Peak | 6 | 3.9182 | 3.7656 | 3.656 | 3.6109 | 3.7341 | 4.0078 | 4.3268 | 4.9782 | 5.7441 | 6.374 | 6.89 | 7.1594 | 7.2591 | 7.4368 | 7.4729 | 7.3385 | 7.025 | 6.4489 | 5.9276 | 5.5909 | 5.5611 | 5.1948 | 4.654 | 4.2729 | -0.0075725 | -0.0095554 | -0.0058047 | -0.014731 | -0.019727 | -0.017829 | -0.010891 | -0.020259 | -0.018844 | -0.023653 | -0.0057593 | -0.0061308 | -0.00010772 | 0.0060831 | 0.12343 | 0.12326 | 0.12982 | 0.11755 | 0.021469 | 0.020326 | 0.017521 | 0.020073 | 0.014837 | 0.013148 | 68.2742 | 66.5906 | 65.2782 | 64.2578 | 62.9779 | 61.9773 | 61.2485 | 62.2545 | 66.2513 | 70.9 | 75.3688 | 79.2786 | 82.3809 | 84.4795 | 85.7382 | 86.3637 | 86.6311 | 86.2873 | 85.0625 | 83.0633 | 80.1296 | 76.3369 | 73.4341 | 71.3562 | 0.063031 | 0.061638 | 0.065384 | 0.064082 | 0.064137 | 0.064047 | 0.079049 | 0.078699 | 0.089907 | 0.090304 | 0.085429 | 0.084893 | 0.089295 | 0.098705 | 0.103 | 0.10455 | 0.10549 | 0.096428 | 0.086459 | 0.081056 | 0.080072 | 0.077081 | 0.065177 | 0.064164
Portfolio Adjusted1-in-2AllOther2017July Monthly Peak | Portfolio Adjusted | 1-in-2 | All | Other | 2017 | July Monthly Peak | 7 | 4.1112 | 3.9355 | 3.8199 | 3.7864 | 3.92 | 4.2679 | 4.6039 | 5.2529 | 6.055 | 6.7167 | 7.2356 | 7.5069 | 7.5988 | 7.7517 | 7.7699 | 7.6424 | 7.3297 | 6.7329 | 6.1945 | 5.8464 | 5.8123 | 5.4246 | 4.8545 | 4.4535 | -0.0061707 | -0.0088958 | -0.0052541 | -0.011954 | -0.017681 | -0.017165 | -0.014255 | -0.018971 | -0.018728 | -0.023176 | -0.010259 | -0.012906 | -0.0069585 | -0.0022664 | 0.12173 | 0.12475 | 0.12784 | 0.11696 | 0.02012 | 0.017437 | 0.014374 | 0.019242 | 0.015047 | 0.014402 | 71.7357 | 70.7482 | 69.7103 | 68.5954 | 67.4394 | 66.6688 | 65.983 | 66.3511 | 69.3927 | 73.9581 | 78.4071 | 82.0506 | 84.989 | 87.4247 | 89.1917 | 90.0677 | 90.1979 | 89.4816 | 88.1002 | 86.5364 | 83.4012 | 79.5195 | 76.8646 | 75.1257 | 0.063342 | 0.061738 | 0.065717 | 0.064841 | 0.064964 | 0.065001 | 0.079703 | 0.078667 | 0.08926 | 0.089408 | 0.084261 | 0.083829 | 0.088418 | 0.09779 | 0.10226 | 0.1041 | 0.1052 | 0.09622 | 0.086315 | 0.081063 | 0.08017 | 0.077145 | 0.065241 | 0.06426
Portfolio Adjusted1-in-2AllOther2017August Monthly Peak | Portfolio Adjusted | 1-in-2 | All | Other | 2017 | August Monthly Peak | 8 | 4.1454 | 3.9713 | 3.8534 | 3.8197 | 3.9566 | 4.3496 | 4.7488 | 5.3715 | 6.276 | 7.0511 | 7.652 | 7.9943 | 8.1112 | 8.293 | 8.3001 | 8.1158 | 7.7307 | 7.065 | 6.4268 | 6.1426 | 6.0316 | 5.5319 | 4.9359 | 4.5195 | -0.0043584 | -0.0080659 | -0.0045241 | -0.0082185 | -0.014742 | -0.015956 | -0.018659 | -0.018006 | -0.01999 | -0.024766 | -0.017354 | -0.023525 | -0.017017 | -0.013732 | 0.12056 | 0.12755 | 0.12569 | 0.11589 | 0.019227 | 0.014393 | 0.010691 | 0.018409 | 0.01545 | 0.016018 | 73.9306 | 72.6282 | 71.2402 | 70.0241 | 68.9765 | 67.977 | 67.1809 | 66.8845 | 70.0584 | 75.8169 | 81.0632 | 85.0187 | 88.3904 | 90.9039 | 92.1595 | 92.7755 | 92.7004 | 91.9057 | 90.3409 | 87.9591 | 84.3853 | 81.1306 | 78.7763 | 76.9841 | 0.064961 | 0.063433 | 0.067511 | 0.066639 | 0.06681 | 0.066958 | 0.082528 | 0.081798 | 0.094277 | 0.095166 | 0.089518 | 0.088816 | 0.092925 | 0.10227 | 0.1058 | 0.10658 | 0.10704 | 0.097923 | 0.087834 | 0.084117 | 0.083177 | 0.079581 | 0.067278 | 0.066215
Portfolio Adjusted1-in-2AllOther2017September Monthly Peak | Portfolio Adjusted | 1-in-2 | All | Other | 2017 | September Monthly Peak | 9 | 3.9681 | 3.813 | 3.7017 | 3.6786 | 3.8234 | 4.2073 | 4.702 | 5.1511 | 5.9739 | 6.6458 | 7.178 | 7.4815 | 7.5958 | 7.7789 | 7.7926 | 7.602 | 7.2204 | 6.5713 | 6.0387 | 5.9742 | 5.667 | 5.2016 | 4.6631 | 4.2853 | -0.0061081 | -0.0088912 | -0.0052194 | -0.011837 | -0.017742 | -0.017407 | -0.015056 | -0.019877 | -0.020253 | -0.02526 | -0.011549 | -0.014732 | -0.0081956 | -0.0030845 | 0.1207 | 0.12354 | 0.12593 | 0.11425 | 0.021018 | 0.018337 | 0.01466 | 0.019576 | 0.015297 | 0.014596 | 68.4826 | 67.2412 | 65.8922 | 64.5798 | 63.6146 | 62.5875 | 62.0735 | 61.6943 | 63.8176 | 69.3666 | 75.7336 | 81.5937 | 85.4449 | 87.7424 | 88.8552 | 89.6418 | 89.5848 | 88.8433 | 87.0238 | 83.7946 | 79.8968 | 77.081 | 74.9287 | 73.5295 | 0.063589 | 0.06198 | 0.065787 | 0.065178 | 0.065581 | 0.065825 | 0.081656 | 0.080794 | 0.093399 | 0.094031 | 0.088372 | 0.087714 | 0.091832 | 0.10112 | 0.10471 | 0.10549 | 0.106 | 0.096937 | 0.08698 | 0.083261 | 0.081682 | 0.078161 | 0.065959 | 0.064712
Portfolio Adjusted1-in-2AllOther2017October Monthly Peak | Portfolio Adjusted | 1-in-2 | All | Other | 2017 | October Monthly Peak | 10 | 3.6936 | 3.5603 | 3.4486 | 3.4204 | 3.5538 | 3.9242 | 4.4737 | 4.8236 | 5.4581 | 6.0614 | 6.5855 | 6.9225 | 7.1078 | 7.3173 | 7.3512 | 7.169 | 6.808 | 6.2544 | 5.9402 | 5.704 | 5.3285 | 4.8898 | 4.3795 | 4.0274 | -0.0058161 | -0.0082096 | -0.0048154 | -0.011192 | -0.016297 | -0.015839 | -0.013039 | -0.018384 | -0.017971 | -0.02244 | -0.0091642 | -0.011558 | -0.0058074 | -0.0007738 | 0.11558 | 0.11729 | 0.12016 | 0.10998 | 0.02034 | 0.017536 | 0.014033 | 0.017961 | 0.013764 | 0.012998 | 67.89 | 67.1246 | 65.899 | 65.1053 | 64.1536 | 63.5303 | 62.8539 | 62.3937 | 63.2734 | 67.9459 | 74.2831 | 79.7233 | 83.3105 | 85.6556 | 86.9963 | 87.3637 | 86.9087 | 85.8521 | 83.6652 | 79.9771 | 75.7138 | 72.5683 | 70.2227 | 68.2494 | 0.059184 | 0.057806 | 0.060675 | 0.059726 | 0.060289 | 0.061408 | 0.077795 | 0.077144 | 0.087455 | 0.087929 | 0.083373 | 0.083804 | 0.08924 | 0.098797 | 0.10309 | 0.10451 | 0.10552 | 0.096759 | 0.086635 | 0.08042 | 0.077723 | 0.073825 | 0.061926 | 0.060335
Portfolio Adjusted1-in-2AllOther2017November Monthly Peak | Portfolio Adjusted | 1-in-2 | All | Other | 2017 | November Monthly Peak | 11 | 3.5078 | 3.4021 | 3.3266 | 3.3236 | 3.4699 | 3.8386 | 4.2076 | 4.5784 | 5.1281 | 5.5118 | 5.8337 | 6.0051 | 6.0549 | 6.1565 | 6.1197 | 5.9043 | 5.6846 | 5.6427 | 5.3058 | 5.0195 | 4.7519 | 4.4275 | 4.0291 | 3.7455 | -0.0089362 | -0.0099567 | -0.0062316 | -0.01756 | -0.021839 | -0.018778 | -0.0070861 | -0.021435 | -0.018176 | -0.022727 | -1.7707e-05 | 0.002357 | 0.0081887 | 0.015875 | 0.1088 | 0.10337 | 0.11512 | 0.11089 | 0.023023 | 0.023471 | 0.020414 | 0.02008 | 0.013788 | 0.011028 | 55.6354 | 54.837 | 53.7005 | 52.7167 | 51.8596 | 51.3814 | 50.7101 | 50.722 | 54.1622 | 60.1339 | 66.6886 | 71.7476 | 75.0664 | 76.7679 | 77.6522 | 77.5829 | 75.9111 | 72.3039 | 67.88 | 64.6313 | 62.2066 | 60.1224 | 59.1183 | 57.9092 | 0.062594 | 0.061185 | 0.064738 | 0.063582 | 0.06405 | 0.064632 | 0.080303 | 0.079334 | 0.090106 | 0.089749 | 0.084656 | 0.084772 | 0.08987 | 0.099311 | 0.10351 | 0.10483 | 0.10594 | 0.097268 | 0.087163 | 0.081733 | 0.079587 | 0.076253 | 0.0641 | 0.062914
Portfolio Adjusted1-in-2AllOther2017December Monthly Peak | Portfolio Adjusted | 1-in-2 | All | Other | 2017 | December Monthly Peak | 12 | 3.6396 | 3.5406 | 3.4767 | 3.4835 | 3.6447 | 4.0396 | 4.6071 | 4.9147 | 5.3909 | 5.6319 | 5.7211 | 5.6424 | 5.4703 | 5.3806 | 5.2187 | 5.0462 | 5.0718 | 5.2703 | 5.0418 | 4.8864 | 4.6814 | 4.4303 | 4.1123 | 3.8675 | -0.0088241 | -0.009838 | -0.0061832 | -0.017584 | -0.021917 | -0.018875 | -0.0071921 | -0.021417 | -0.01783 | -0.021883 | -1.6604e-05 | 0.0021554 | 0.0073631 | 0.01407 | 0.093366 | 0.088903 | 0.10358 | 0.10398 | 0.021895 | 0.022585 | 0.019671 | 0.019281 | 0.013448 | 0.010821 | 42.8424 | 42.3782 | 41.5308 | 40.7587 | 40.0067 | 39.468 | 39.4464 | 39.4375 | 39.8426 | 42.5578 | 45.2268 | 47.2291 | 48.5666 | 49.4114 | 50.1414 | 50.3677 | 50.0161 | 48.5672 | 46.7735 | 45.4644 | 44.4993 | 43.622 | 42.7327 | 41.8091 | 0.062648 | 0.061189 | 0.064836 | 0.064118 | 0.064745 | 0.065521 | 0.082004 | 0.080466 | 0.090355 | 0.089145 | 0.083446 | 0.083267 | 0.088707 | 0.098358 | 0.10358 | 0.1061 | 0.10797 | 0.099092 | 0.088799 | 0.081899 | 0.079292 | 0.075425 | 0.06387 | 0.062556
Portfolio Adjusted1-in-2AllOther2017Typical Event Day | Portfolio Adjusted | 1-in-2 | All | Other | 2017 | Typical Event Day | 8 | 4.0395 | 3.8738 | 3.7627 | 3.7305 | 3.8661 | 4.2457 | 4.6238 | 5.1849 | 6.0047 | 6.704 | 7.2523 | 7.5676 | 7.6737 | 7.8521 | 7.8651 | 7.6975 | 7.3379 | 6.7085 | 6.1316 | 5.8755 | 5.8008 | 5.3411 | 4.7781 | 4.3851 | -0.0060686 | -0.0088587 | -0.0052144 | -0.011747 | -0.017553 | -0.017188 | -0.014709 | -0.019283 | -0.019377 | -0.02412 | -0.011059 | -0.014109 | -0.0078562 | -0.0029989 | 0.12233 | 0.12527 | 0.12768 | 0.11634 | 0.020368 | 0.017634 | 0.014369 | 0.01926 | 0.015127 | 0.01451 | 70.6058 | 69.302 | 68.0302 | 66.8643 | 65.7521 | 64.8027 | 64.1215 | 64.2961 | 67.38 | 72.5104 | 77.6432 | 81.9854 | 85.3013 | 87.6376 | 88.9861 | 89.7122 | 89.7785 | 89.1295 | 87.6318 | 85.3383 | 81.9532 | 78.517 | 76.0009 | 74.2489 | 0.063382 | 0.061846 | 0.065784 | 0.064892 | 0.065122 | 0.065308 | 0.080523 | 0.079584 | 0.091056 | 0.09155 | 0.086272 | 0.085884 | 0.090249 | 0.099663 | 0.10367 | 0.10492 | 0.10569 | 0.096637 | 0.086626 | 0.081928 | 0.08089 | 0.077416 | 0.065498 | 0.064406
Portfolio Adjusted1-in-2AllOther2018January Monthly Peak | Portfolio Adjusted | 1-in-2 | All | Other | 2018 | January Monthly Peak | 1 | 3.6084 | 3.5262 | 3.4612 | 3.4696 | 3.635 | 4.0386 | 4.6526 | 4.941 | 5.3892 | 5.6303 | 5.7448 | 5.7224 | 5.6143 | 5.6003 | 5.4782 | 5.3101 | 5.1738 | 5.3346 | 5.1565 | 4.9552 | 4.7414 | 4.4569 | 4.1001 | 3.8549 | -0.0089296 | -0.0099461 | -0.0062197 | -0.017663 | -0.021999 | -0.019059 | -0.0073809 | -0.022061 | -0.018272 | -0.022473 | -1.7204e-05 | 0.0022571 | 0.0077849 | 0.015035 | 0.09795 | 0.093411 | 0.10595 | 0.10548 | 0.022751 | 0.023367 | 0.020367 | 0.020005 | 0.013916 | 0.011183 | 46.4238 | 46.0114 | 45.8062 | 45.4285 | 45.1375 | 44.9889 | 44.9409 | 44.654 | 44.9079 | 46.6408 | 48.9129 | 51.006 | 52.647 | 53.6198 | 54.1963 | 54.1078 | 53.8731 | 52.9652 | 51.2582 | 49.971 | 49.1487 | 48.6696 | 47.8568 | 47.1064 | 0.062801 | 0.06135 | 0.064837 | 0.06405 | 0.064601 | 0.065526 | 0.082589 | 0.080955 | 0.090849 | 0.089686 | 0.084024 | 0.083867 | 0.089119 | 0.0987 | 0.10333 | 0.10528 | 0.10669 | 0.09798 | 0.087922 | 0.082156 | 0.07996 | 0.07646 | 0.064756 | 0.063761
Portfolio Adjusted1-in-2AllOther2018February Monthly Peak | Portfolio Adjusted | 1-in-2 | All | Other | 2018 | February Monthly Peak | 2 | 3.5359 | 3.4486 | 3.3763 | 3.3792 | 3.5361 | 3.9249 | 4.4441 | 4.7275 | 5.2095 | 5.4899 | 5.6672 | 5.7132 | 5.6762 | 5.7175 | 5.6433 | 5.4877 | 5.2988 | 5.2523 | 5.2142 | 4.9702 | 4.7327 | 4.4264 | 4.0459 | 3.7821 | -0.0088529 | -0.0098666 | -0.0061639 | -0.017476 | -0.02176 | -0.018822 | -0.0072762 | -0.021694 | -0.017971 | -0.022169 | -1.7028e-05 | 0.0022424 | 0.0077507 | 0.015 | 0.10052 | 0.096228 | 0.10782 | 0.10379 | 0.022595 | 0.023163 | 0.020202 | 0.01987 | 0.013801 | 0.011099 | 48.5258 | 47.949 | 47.4704 | 47.0944 | 47.2074 | 46.8194 | 46.3494 | 46.7994 | 48.0071 | 51.458 | 55.3328 | 58.1299 | 59.8886 | 60.7145 | 61.2761 | 61.7566 | 61.7621 | 60.843 | 58.6991 | 56.2127 | 54.6621 | 53.3638 | 52.2967 | 50.9442 | 0.062141 | 0.060742 | 0.064165 | 0.063309 | 0.063832 | 0.064664 | 0.081408 | 0.079696 | 0.089433 | 0.088431 | 0.082971 | 0.082915 | 0.088105 | 0.097579 | 0.10209 | 0.10392 | 0.10524 | 0.09666 | 0.086735 | 0.081157 | 0.079058 | 0.075697 | 0.064066 | 0.063163
Portfolio Adjusted1-in-2AllOther2018March Monthly Peak | Portfolio Adjusted | 1-in-2 | All | Other | 2018 | March Monthly Peak | 3 | 3.609 | 3.4884 | 3.4123 | 3.3883 | 3.53 | 3.8951 | 4.4231 | 4.7252 | 5.1794 | 5.4617 | 5.6734 | 5.743 | 5.7179 | 5.7867 | 5.7502 | 5.6131 | 5.3974 | 5.108 | 4.9527 | 5.0356 | 4.8637 | 4.5517 | 4.1518 | 3.8612 | -0.0092022 | -0.010189 | -0.0063994 | -0.017895 | -0.02216 | -0.018934 | -0.0072089 | -0.02173 | -0.0182 | -0.022434 | -1.7374e-05 | 0.0023004 | 0.0079628 | 0.015485 | 0.10255 | 0.098492 | 0.11016 | 0.10119 | 0.022589 | 0.023891 | 0.021186 | 0.02083 | 0.014399 | 0.011464 | 50.3644 | 49.6199 | 48.832 | 48.2567 | 47.689 | 47.3222 | 46.9059 | 46.8925 | 49.0784 | 52.0717 | 54.9542 | 57.4928 | 59.8484 | 61.3266 | 62.2679 | 62.9387 | 62.7043 | 61.9152 | 59.7679 | 56.7824 | 54.6567 | 53.0754 | 51.6754 | 50.5608 | 0.063859 | 0.062196 | 0.066043 | 0.06448 | 0.064715 | 0.064964 | 0.081061 | 0.079854 | 0.090153 | 0.089095 | 0.083865 | 0.083893 | 0.08901 | 0.098586 | 0.10301 | 0.10467 | 0.10582 | 0.096835 | 0.086906 | 0.082313 | 0.081106 | 0.077919 | 0.065842 | 0.064729
Portfolio Adjusted1-in-2AllOther2018April Monthly Peak | Portfolio Adjusted | 1-in-2 | All | Other | 2018 | April Monthly Peak | 4 | 5.4906 | 5.3139 | 5.1579 | 5.0782 | 5.3007 | 5.8937 | 6.6244 | 7.2528 | 7.9884 | 8.5252 | 9.0269 | 9.3107 | 9.4126 | 9.6634 | 9.6386 | 9.3467 | 8.8584 | 8.18 | 7.6944 | 7.6201 | 7.4576 | 6.9799 | 6.3488 | 5.9226 | -0.02257 | -0.025032 | -0.015672 | -0.043665 | -0.054002 | -0.046009 | -0.017473 | -0.052822 | -0.044719 | -0.056057 | -4.3975e-05 | 0.0058885 | 0.020547 | 0.040147 | 0.1792 | 0.16965 | 0.2006 | 0.17823 | 0.056953 | 0.05976 | 0.052786 | 0.051806 | 0.035567 | 0.028268 | 63.1835 | 61.9339 | 60.7981 | 59.7202 | 58.7662 | 57.9526 | 57.2812 | 57.1522 | 59.4505 | 63.7707 | 69.2357 | 73.9664 | 77.335 | 79.3102 | 80.5823 | 81.2793 | 81.326 | 80.835 | 79.8142 | 77.788 | 74.1253 | 71.1636 | 68.7184 | 66.6171 | 0.13499 | 0.13364 | 0.14458 | 0.14014 | 0.13803 | 0.13216 | 0.15662 | 0.14814 | 0.17502 | 0.17435 | 0.15827 | 0.15152 | 0.14947 | 0.15745 | 0.14858 | 0.13678 | 0.12843 | 0.12066 | 0.11229 | 0.14688 | 0.1564 | 0.15815 | 0.13515 | 0.14146
Portfolio Adjusted1-in-2AllOther2018May Monthly Peak | Portfolio Adjusted | 1-in-2 | All | Other | 2018 | May Monthly Peak | 5 | 5.6022 | 5.4309 | 5.26 | 5.196 | 5.4254 | 5.9921 | 6.605 | 7.4946 | 8.4206 | 9.0825 | 9.6634 | 9.9574 | 10.0344 | 10.263 | 10.2162 | 9.8623 | 9.3326 | 8.5965 | 8.0127 | 7.7179 | 7.6643 | 7.1869 | 6.5418 | 6.0953 | -0.02111 | -0.024606 | -0.015194 | -0.041129 | -0.052507 | -0.045778 | -0.021347 | -0.052932 | -0.047158 | -0.05939 | -0.0057774 | -0.0024588 | 0.012924 | 0.031677 | 0.18117 | 0.17436 | 0.2019 | 0.18005 | 0.056506 | 0.056677 | 0.049493 | 0.051465 | 0.036469 | 0.030309 | 65.5971 | 64.2748 | 63.1031 | 61.922 | 60.9177 | 59.8656 | 58.8229 | 59.8776 | 63.8697 | 68.3731 | 72.5914 | 76.424 | 79.6097 | 81.9999 | 83.5869 | 84.4474 | 84.5106 | 83.8999 | 82.531 | 80.4697 | 76.6414 | 73.0775 | 70.7067 | 68.6475 | 0.1344 | 0.1336 | 0.14429 | 0.1409 | 0.1391 | 0.13299 | 0.15573 | 0.15016 | 0.18056 | 0.18133 | 0.1648 | 0.15699 | 0.15385 | 0.16135 | 0.15159 | 0.13843 | 0.12941 | 0.12136 | 0.11251 | 0.14596 | 0.15568 | 0.15789 | 0.13566 | 0.14223
Portfolio Adjusted1-in-2AllOther2018June Monthly Peak | Portfolio Adjusted | 1-in-2 | All | Other | 2018 | June Monthly Peak | 6 | 5.9256 | 5.7331 | 5.5607 | 5.489 | 5.7076 | 6.2458 | 6.904 | 7.8527 | 8.7962 | 9.5313 | 10.1636 | 10.4091 | 10.413 | 10.6345 | 10.5972 | 10.3152 | 9.7989 | 9.0311 | 8.4407 | 8.0363 | 7.9988 | 7.5603 | 6.8806 | 6.4181 | -0.01926 | -0.024303 | -0.014763 | -0.037467 | -0.050173 | -0.045347 | -0.027699 | -0.051526 | -0.047927 | -0.06016 | -0.014648 | -0.015593 | -0.00027397 | 0.015472 | 0.17465 | 0.17516 | 0.19659 | 0.17751 | 0.054604 | 0.051697 | 0.044563 | 0.051054 | 0.037736 | 0.033442 | 68.2592 | 66.5815 | 65.2732 | 64.255 | 62.9807 | 61.9858 | 61.2603 | 62.2629 | 66.2452 | 70.8854 | 75.3458 | 79.2495 | 82.3444 | 84.4444 | 85.7006 | 86.3251 | 86.5926 | 86.249 | 85.023 | 83.0185 | 80.0816 | 76.2929 | 73.3982 | 71.3273 | 0.13747 | 0.13669 | 0.14821 | 0.14484 | 0.14226 | 0.13535 | 0.15753 | 0.15078 | 0.18027 | 0.18161 | 0.16489 | 0.15509 | 0.14998 | 0.15709 | 0.14813 | 0.13689 | 0.12843 | 0.1205 | 0.11227 | 0.14519 | 0.15643 | 0.15922 | 0.13713 | 0.14427
Portfolio Adjusted1-in-2AllOther2018July Monthly Peak | Portfolio Adjusted | 1-in-2 | All | Other | 2018 | July Monthly Peak | 7 | 6.1614 | 5.935 | 5.7642 | 5.7209 | 5.9575 | 6.5911 | 7.2586 | 8.1679 | 9.11 | 9.8607 | 10.4641 | 10.7074 | 10.7084 | 10.8967 | 10.8402 | 10.5964 | 10.1064 | 9.3355 | 8.7389 | 8.3309 | 8.292 | 7.8275 | 7.1165 | 6.6329 | -0.015695 | -0.022625 | -0.013363 | -0.030403 | -0.04497 | -0.043658 | -0.036257 | -0.04825 | -0.047632 | -0.058944 | -0.026094 | -0.032826 | -0.017698 | -0.0057643 | 0.16164 | 0.17059 | 0.18363 | 0.16903 | 0.051172 | 0.044348 | 0.036557 | 0.048941 | 0.03827 | 0.03663 | 71.7027 | 70.717 | 69.6843 | 68.5756 | 67.4266 | 66.6606 | 65.9801 | 66.3484 | 69.3817 | 73.9363 | 78.3832 | 82.0275 | 84.965 | 87.4003 | 89.1666 | 90.0361 | 90.163 | 89.4424 | 88.0618 | 86.4934 | 83.3555 | 79.4756 | 76.8235 | 75.087 | 0.13848 | 0.13706 | 0.14923 | 0.14708 | 0.14475 | 0.13837 | 0.15983 | 0.15089 | 0.17838 | 0.17892 | 0.16119 | 0.15158 | 0.14694 | 0.15381 | 0.14536 | 0.13539 | 0.1277 | 0.12013 | 0.11214 | 0.14549 | 0.15695 | 0.15957 | 0.13744 | 0.14462
Portfolio Adjusted1-in-2AllOther2018August Monthly Peak | Portfolio Adjusted | 1-in-2 | All | Other | 2018 | August Monthly Peak | 8 | 6.2348 | 6.0125 | 5.835 | 5.7926 | 6.0387 | 6.7366 | 7.5154 | 8.4528 | 9.5746 | 10.4897 | 11.2091 | 11.5546 | 11.5927 | 11.83 | 11.7511 | 11.3789 | 10.7476 | 9.8636 | 9.1253 | 8.7854 | 8.6331 | 8.0128 | 7.2664 | 6.7508 | -0.011085 | -0.020515 | -0.011507 | -0.020903 | -0.037495 | -0.040581 | -0.047457 | -0.045796 | -0.050843 | -0.06299 | -0.044137 | -0.059832 | -0.043281 | -0.034926 | 0.15132 | 0.17065 | 0.17179 | 0.161 | 0.048902 | 0.036606 | 0.027191 | 0.046821 | 0.039295 | 0.04074 | 73.9268 | 72.6309 | 71.2494 | 70.0349 | 68.9918 | 67.9974 | 67.2046 | 66.9129 | 70.0799 | 75.8261 | 81.0678 | 85.023 | 88.3897 | 90.8988 | 92.1544 | 92.7642 | 92.6894 | 91.8884 | 90.3175 | 87.932 | 84.3553 | 81.1087 | 78.7619 | 76.9706 | 0.14283 | 0.14161 | 0.154 | 0.15187 | 0.14972 | 0.14378 | 0.16803 | 0.16035 | 0.19346 | 0.19631 | 0.17759 | 0.16777 | 0.16238 | 0.16964 | 0.15833 | 0.14421 | 0.13364 | 0.12556 | 0.11687 | 0.15509 | 0.16587 | 0.16644 | 0.14312 | 0.14988
Portfolio Adjusted1-in-2AllOther2018September Monthly Peak | Portfolio Adjusted | 1-in-2 | All | Other | 2018 | September Monthly Peak | 9 | 6.0313 | 5.8247 | 5.6498 | 5.6277 | 5.8888 | 6.5764 | 7.472 | 8.2263 | 9.2878 | 10.0861 | 10.7285 | 11.0337 | 11.0662 | 11.3037 | 11.229 | 10.8332 | 10.1968 | 9.3327 | 8.7164 | 8.6198 | 8.2382 | 7.66 | 6.967 | 6.4875 | -0.015535 | -0.022614 | -0.013275 | -0.030106 | -0.045124 | -0.044274 | -0.038294 | -0.050554 | -0.051512 | -0.064245 | -0.029373 | -0.037468 | -0.020844 | -0.0078449 | 0.16472 | 0.17332 | 0.185 | 0.16894 | 0.053456 | 0.046637 | 0.037287 | 0.04979 | 0.038907 | 0.037123 | 68.4864 | 67.2479 | 65.9068 | 64.6002 | 63.6398 | 62.6189 | 62.1095 | 61.7323 | 63.8535 | 69.3936 | 75.7503 | 81.6021 | 85.4595 | 87.7621 | 88.8763 | 89.6555 | 89.59 | 88.8414 | 87.0125 | 83.7797 | 79.8843 | 77.0746 | 74.9317 | 73.5368 | 0.13915 | 0.13771 | 0.14938 | 0.14799 | 0.14649 | 0.14079 | 0.16597 | 0.15785 | 0.19147 | 0.19352 | 0.17471 | 0.16501 | 0.15969 | 0.16687 | 0.15585 | 0.14172 | 0.13138 | 0.12334 | 0.11503 | 0.15313 | 0.16178 | 0.16264 | 0.13957 | 0.14587
Portfolio Adjusted1-in-2AllOther2018October Monthly Peak | Portfolio Adjusted | 1-in-2 | All | Other | 2018 | October Monthly Peak | 10 | 5.5403 | 5.375 | 5.1892 | 5.1458 | 5.3803 | 6.0368 | 6.9987 | 7.6084 | 8.39 | 9.1017 | 9.7315 | 10.1046 | 10.282 | 10.5473 | 10.496 | 10.1229 | 9.5519 | 8.897 | 8.478 | 8.1204 | 7.6486 | 7.1098 | 6.4486 | 6.0211 | -0.014792 | -0.02088 | -0.012247 | -0.028466 | -0.041449 | -0.040286 | -0.033163 | -0.046757 | -0.045706 | -0.057073 | -0.023308 | -0.029395 | -0.01477 | -0.0019681 | 0.15843 | 0.16417 | 0.17727 | 0.16437 | 0.051732 | 0.0446 | 0.03569 | 0.045682 | 0.035008 | 0.033058 | 67.904 | 67.1415 | 65.9183 | 65.122 | 64.1739 | 63.5486 | 62.8767 | 62.4236 | 63.3022 | 67.9727 | 74.3046 | 79.744 | 83.3334 | 85.6752 | 87.0153 | 87.3784 | 86.9145 | 85.8535 | 83.6646 | 79.9767 | 75.7236 | 72.5861 | 70.2446 | 68.2778 | 0.12577 | 0.12526 | 0.13451 | 0.13213 | 0.13079 | 0.127 | 0.15315 | 0.14515 | 0.17196 | 0.17358 | 0.15758 | 0.15079 | 0.14921 | 0.15677 | 0.14761 | 0.13562 | 0.12739 | 0.12114 | 0.11224 | 0.14245 | 0.14823 | 0.14865 | 0.12682 | 0.13303
Portfolio Adjusted1-in-2AllOther2018November Monthly Peak | Portfolio Adjusted | 1-in-2 | All | Other | 2018 | November Monthly Peak | 11 | 5.4031 | 5.2594 | 5.1199 | 5.0961 | 5.3477 | 6 | 6.7291 | 7.3561 | 8.0465 | 8.4871 | 8.8941 | 9.0866 | 9.1058 | 9.2494 | 9.129 | 8.7214 | 8.3329 | 8.2097 | 7.7776 | 7.3896 | 7.0469 | 6.6432 | 6.0959 | 5.7389 | -0.022728 | -0.025324 | -0.015849 | -0.044663 | -0.055545 | -0.047759 | -0.018023 | -0.054518 | -0.046228 | -0.057804 | -4.5035e-05 | 0.0059948 | 0.020827 | 0.040376 | 0.17075 | 0.15915 | 0.19178 | 0.18063 | 0.058556 | 0.059697 | 0.051921 | 0.051071 | 0.035068 | 0.028048 | 55.6716 | 54.8711 | 53.7371 | 52.7558 | 51.8985 | 51.4196 | 50.751 | 50.7604 | 54.2002 | 60.1632 | 66.7114 | 71.7726 | 75.0933 | 76.7931 | 77.673 | 77.5988 | 75.9191 | 72.3049 | 67.8818 | 64.6415 | 62.2215 | 60.1436 | 59.1387 | 57.9316 | 0.13591 | 0.13514 | 0.14616 | 0.1432 | 0.14178 | 0.13682 | 0.16107 | 0.15232 | 0.18034 | 0.17924 | 0.16164 | 0.15389 | 0.15117 | 0.15827 | 0.14877 | 0.13628 | 0.12855 | 0.12285 | 0.1141 | 0.14685 | 0.15423 | 0.15618 | 0.13346 | 0.14045
Portfolio Adjusted1-in-2AllOther2018December Monthly Peak | Portfolio Adjusted | 1-in-2 | All | Other | 2018 | December Monthly Peak | 12 | 5.506 | 5.3708 | 5.2511 | 5.2538 | 5.5245 | 6.2067 | 7.1582 | 7.6816 | 8.2447 | 8.4882 | 8.5835 | 8.4542 | 8.2095 | 8.1193 | 7.8566 | 7.559 | 7.4936 | 7.6672 | 7.3893 | 7.1629 | 6.8882 | 6.5523 | 6.1226 | 5.8181 | -0.022433 | -0.02501 | -0.015719 | -0.044703 | -0.055718 | -0.047983 | -0.018284 | -0.054446 | -0.045327 | -0.055632 | -4.2211e-05 | 0.0054794 | 0.018718 | 0.03577 | 0.14767 | 0.13864 | 0.17367 | 0.16911 | 0.055663 | 0.057415 | 0.050007 | 0.049016 | 0.034187 | 0.027508 | 42.9029 | 42.4373 | 41.5875 | 40.814 | 40.063 | 39.5243 | 39.5005 | 39.4873 | 39.8913 | 42.6076 | 45.2767 | 47.2838 | 48.6254 | 49.4712 | 50.1998 | 50.4247 | 50.0707 | 48.6251 | 46.833 | 45.5242 | 44.558 | 43.6814 | 42.793 | 41.8683 | 0.13452 | 0.13379 | 0.14522 | 0.14353 | 0.14242 | 0.13772 | 0.16365 | 0.15273 | 0.17778 | 0.17385 | 0.15361 | 0.14381 | 0.14057 | 0.14673 | 0.13937 | 0.13117 | 0.12657 | 0.12118 | 0.11291 | 0.14303 | 0.14987 | 0.15095 | 0.13074 | 0.1381
Portfolio Adjusted1-in-2AllOther2018Typical Event Day | Portfolio Adjusted | 1-in-2 | All | Other | 2018 | Typical Event Day | 8 | 6.0916 | 5.8783 | 5.7098 | 5.6672 | 5.9105 | 6.5849 | 7.3257 | 8.1673 | 9.1713 | 9.9844 | 10.6367 | 10.952 | 10.974 | 11.2069 | 11.14 | 10.8019 | 10.2173 | 9.3875 | 8.7239 | 8.4211 | 8.3216 | 7.7575 | 7.054 | 6.5715 | -0.015435 | -0.022531 | -0.013262 | -0.029877 | -0.044644 | -0.043716 | -0.037411 | -0.049045 | -0.049284 | -0.061346 | -0.028126 | -0.035885 | -0.019981 | -0.0076274 | 0.16418 | 0.17306 | 0.18476 | 0.16935 | 0.051803 | 0.04485 | 0.036546 | 0.048986 | 0.038474 | 0.036904 | 70.5938 | 69.2943 | 68.0284 | 66.8664 | 65.7597 | 64.8157 | 64.1386 | 64.3141 | 67.39 | 72.5104 | 77.6368 | 81.9755 | 85.2897 | 87.6264 | 88.9745 | 89.6952 | 89.7587 | 89.1053 | 87.6037 | 85.3059 | 81.9192 | 78.4879 | 75.9788 | 74.2304 | 0.13853 | 0.13731 | 0.14937 | 0.14717 | 0.14515 | 0.13921 | 0.16233 | 0.1538 | 0.18401 | 0.18564 | 0.16775 | 0.15863 | 0.1537 | 0.16105 | 0.15124 | 0.13887 | 0.12965 | 0.12173 | 0.11322 | 0.14838 | 0.15917 | 0.1603 | 0.13814 | 0.14498
Portfolio Adjusted1-in-2AllOther2019January Monthly Peak | Portfolio Adjusted | 1-in-2 | All | Other | 2019 | January Monthly Peak | 1 | 5.4982 | 5.3773 | 5.2466 | 5.2483 | 5.5221 | 6.2274 | 7.2717 | 7.7929 | 8.3158 | 8.5658 | 8.7134 | 8.6697 | 8.513 | 8.5291 | 8.3113 | 7.9937 | 7.7105 | 7.8256 | 7.5969 | 7.3121 | 7.028 | 6.6607 | 6.1827 | 5.8729 | -0.022701 | -0.025285 | -0.015812 | -0.044902 | -0.055925 | -0.048452 | -0.018764 | -0.056084 | -0.046451 | -0.057131 | -4.3737e-05 | 0.0057381 | 0.019791 | 0.038223 | 0.15626 | 0.14653 | 0.17934 | 0.17315 | 0.057837 | 0.059405 | 0.051778 | 0.050857 | 0.035376 | 0.02843 | 46.4877 | 46.0748 | 45.8686 | 45.49 | 45.2007 | 45.047 | 45.0021 | 44.7162 | 44.9692 | 46.6982 | 48.9663 | 51.058 | 52.6995 | 53.6731 | 54.2515 | 54.1648 | 53.9308 | 53.0233 | 51.3169 | 50.0272 | 49.2081 | 48.7301 | 47.918 | 47.166 | 0.13586 | 0.13503 | 0.14591 | 0.14401 | 0.14278 | 0.13877 | 0.16719 | 0.15634 | 0.18133 | 0.17761 | 0.15789 | 0.14875 | 0.14581 | 0.1527 | 0.14403 | 0.13384 | 0.12728 | 0.12197 | 0.11403 | 0.14656 | 0.15409 | 0.15576 | 0.13467 | 0.14234
Portfolio Adjusted1-in-2AllOther2019February Monthly Peak | Portfolio Adjusted | 1-in-2 | All | Other | 2019 | February Monthly Peak | 2 | 5.4101 | 5.2856 | 5.1465 | 5.1398 | 5.4035 | 6.0874 | 7.0282 | 7.5339 | 8.0892 | 8.3866 | 8.6056 | 8.6409 | 8.5608 | 8.6373 | 8.4721 | 8.1658 | 7.8266 | 7.7323 | 7.6365 | 7.3056 | 7.0002 | 6.6153 | 6.1116 | 5.7855 | -0.022506 | -0.025083 | -0.01567 | -0.044428 | -0.055317 | -0.047851 | -0.018498 | -0.055151 | -0.045685 | -0.056358 | -4.3289e-05 | 0.0057008 | 0.019704 | 0.038132 | 0.15876 | 0.14925 | 0.18099 | 0.17116 | 0.05744 | 0.058884 | 0.051357 | 0.050515 | 0.035085 | 0.028216 | 48.5609 | 47.984 | 47.5069 | 47.1305 | 47.2371 | 46.851 | 46.3815 | 46.8296 | 48.0402 | 51.4937 | 55.3705 | 58.1719 | 59.929 | 60.7523 | 61.3131 | 61.7854 | 61.7882 | 60.8713 | 58.7291 | 56.2442 | 54.6956 | 53.4053 | 52.3416 | 50.9911 | 0.13464 | 0.1339 | 0.14456 | 0.14247 | 0.1412 | 0.13702 | 0.16481 | 0.15379 | 0.17838 | 0.17519 | 0.15617 | 0.14756 | 0.1448 | 0.15178 | 0.14312 | 0.13275 | 0.126 | 0.12072 | 0.11281 | 0.14513 | 0.15271 | 0.15459 | 0.13348 | 0.14122
Portfolio Adjusted1-in-2AllOther2019March Monthly Peak | Portfolio Adjusted | 1-in-2 | All | Other | 2019 | March Monthly Peak | 3 | 5.5582 | 5.3866 | 5.2515 | 5.1922 | 5.4329 | 6.0713 | 6.983 | 7.5364 | 8.0974 | 8.3945 | 8.6732 | 8.7482 | 8.6832 | 8.8027 | 8.6904 | 8.4062 | 8.025 | 7.584 | 7.3782 | 7.4458 | 7.2432 | 6.8476 | 6.3082 | 5.9312 | -0.023394 | -0.025903 | -0.016269 | -0.045493 | -0.056335 | -0.048134 | -0.018326 | -0.055242 | -0.046269 | -0.057033 | -4.4169e-05 | 0.0058482 | 0.020243 | 0.039366 | 0.16307 | 0.15379 | 0.1862 | 0.16843 | 0.057426 | 0.060737 | 0.053859 | 0.052953 | 0.036606 | 0.029143 | 50.3953 | 49.6509 | 48.8651 | 48.2924 | 47.7246 | 47.3591 | 46.9449 | 46.9328 | 49.1111 | 52.0926 | 54.9717 | 57.5127 | 59.8713 | 61.3554 | 62.2963 | 62.9641 | 62.7277 | 61.935 | 59.7844 | 56.8 | 54.6802 | 53.1032 | 51.7062 | 50.5906 | 0.13962 | 0.13805 | 0.14984 | 0.14573 | 0.14367 | 0.1378 | 0.16348 | 0.15406 | 0.18046 | 0.17709 | 0.15894 | 0.15075 | 0.14787 | 0.15536 | 0.14658 | 0.13561 | 0.12806 | 0.12075 | 0.11293 | 0.14894 | 0.15925 | 0.16138 | 0.13881 | 0.14564
Portfolio Adjusted1-in-2AllOther2019April Monthly Peak | Portfolio Adjusted | 1-in-2 | All | Other | 2019 | April Monthly Peak | 4 | 5.4906 | 5.3139 | 5.1579 | 5.0782 | 5.3007 | 5.8937 | 6.6244 | 7.2528 | 7.9884 | 8.5252 | 9.0269 | 9.3107 | 9.4126 | 9.6634 | 9.6386 | 9.3467 | 8.8584 | 8.18 | 7.6944 | 7.6201 | 7.4576 | 6.9799 | 6.3488 | 5.9226 | -0.02257 | -0.025032 | -0.015672 | -0.043665 | -0.054002 | -0.046009 | -0.017473 | -0.052822 | -0.044719 | -0.056057 | -4.3975e-05 | 0.0058885 | 0.020547 | 0.040147 | 0.1792 | 0.16965 | 0.2006 | 0.17823 | 0.056953 | 0.05976 | 0.052786 | 0.051806 | 0.035567 | 0.028268 | 63.1835 | 61.9339 | 60.7981 | 59.7202 | 58.7662 | 57.9526 | 57.2812 | 57.1522 | 59.4505 | 63.7707 | 69.2357 | 73.9664 | 77.335 | 79.3102 | 80.5823 | 81.2793 | 81.326 | 80.835 | 79.8142 | 77.788 | 74.1253 | 71.1636 | 68.7184 | 66.6171 | 0.13499 | 0.13364 | 0.14458 | 0.14014 | 0.13803 | 0.13216 | 0.15662 | 0.14814 | 0.17502 | 0.17435 | 0.15827 | 0.15152 | 0.14947 | 0.15745 | 0.14858 | 0.13678 | 0.12843 | 0.12066 | 0.11229 | 0.14688 | 0.1564 | 0.15815 | 0.13515 | 0.14146
Portfolio Adjusted1-in-2AllOther2019May Monthly Peak | Portfolio Adjusted | 1-in-2 | All | Other | 2019 | May Monthly Peak | 5 | 5.6022 | 5.4309 | 5.26 | 5.196 | 5.4254 | 5.9921 | 6.605 | 7.4946 | 8.4206 | 9.0825 | 9.6634 | 9.9574 | 10.0344 | 10.263 | 10.2162 | 9.8623 | 9.3326 | 8.5965 | 8.0127 | 7.7179 | 7.6643 | 7.1869 | 6.5418 | 6.0953 | -0.02111 | -0.024606 | -0.015194 | -0.041129 | -0.052507 | -0.045778 | -0.021347 | -0.052932 | -0.047158 | -0.05939 | -0.0057774 | -0.0024588 | 0.012924 | 0.031677 | 0.18117 | 0.17436 | 0.2019 | 0.18005 | 0.056506 | 0.056677 | 0.049493 | 0.051465 | 0.036469 | 0.030309 | 65.5971 | 64.2748 | 63.1031 | 61.922 | 60.9177 | 59.8656 | 58.8229 | 59.8776 | 63.8697 | 68.3731 | 72.5914 | 76.424 | 79.6097 | 81.9999 | 83.5869 | 84.4474 | 84.5106 | 83.8999 | 82.531 | 80.4697 | 76.6414 | 73.0775 | 70.7067 | 68.6475 | 0.1344 | 0.1336 | 0.14429 | 0.1409 | 0.1391 | 0.13299 | 0.15573 | 0.15016 | 0.18056 | 0.18133 | 0.1648 | 0.15699 | 0.15385 | 0.16135 | 0.15159 | 0.13843 | 0.12941 | 0.12136 | 0.11251 | 0.14596 | 0.15568 | 0.15789 | 0.13566 | 0.14223
Portfolio Adjusted1-in-2AllOther2019June Monthly Peak | Portfolio Adjusted | 1-in-2 | All | Other | 2019 | June Monthly Peak | 6 | 5.9256 | 5.7331 | 5.5607 | 5.489 | 5.7076 | 6.2458 | 6.904 | 7.8527 | 8.7962 | 9.5313 | 10.1636 | 10.4091 | 10.413 | 10.6345 | 10.5972 | 10.3152 | 9.7989 | 9.0311 | 8.4407 | 8.0363 | 7.9988 | 7.5603 | 6.8806 | 6.4181 | -0.01926 | -0.024303 | -0.014763 | -0.037467 | -0.050173 | -0.045347 | -0.027699 | -0.051526 | -0.047927 | -0.06016 | -0.014648 | -0.015593 | -0.00027397 | 0.015472 | 0.17465 | 0.17516 | 0.19659 | 0.17751 | 0.054604 | 0.051697 | 0.044563 | 0.051054 | 0.037736 | 0.033442 | 68.2592 | 66.5815 | 65.2732 | 64.255 | 62.9807 | 61.9858 | 61.2603 | 62.2629 | 66.2452 | 70.8854 | 75.3458 | 79.2495 | 82.3444 | 84.4444 | 85.7006 | 86.3251 | 86.5926 | 86.249 | 85.023 | 83.0185 | 80.0816 | 76.2929 | 73.3982 | 71.3273 | 0.13747 | 0.13669 | 0.14821 | 0.14484 | 0.14226 | 0.13535 | 0.15753 | 0.15078 | 0.18027 | 0.18161 | 0.16489 | 0.15509 | 0.14998 | 0.15709 | 0.14813 | 0.13689 | 0.12843 | 0.1205 | 0.11227 | 0.14519 | 0.15643 | 0.15922 | 0.13713 | 0.14427
Portfolio Adjusted1-in-2AllOther2019July Monthly Peak | Portfolio Adjusted | 1-in-2 | All | Other | 2019 | July Monthly Peak | 7 | 6.1614 | 5.935 | 5.7642 | 5.7209 | 5.9575 | 6.5911 | 7.2586 | 8.1679 | 9.11 | 9.8607 | 10.4641 | 10.7074 | 10.7084 | 10.8967 | 10.8402 | 10.5964 | 10.1064 | 9.3355 | 8.7389 | 8.3309 | 8.292 | 7.8275 | 7.1165 | 6.6329 | -0.015695 | -0.022625 | -0.013363 | -0.030403 | -0.04497 | -0.043658 | -0.036257 | -0.04825 | -0.047632 | -0.058944 | -0.026094 | -0.032826 | -0.017698 | -0.0057643 | 0.16164 | 0.17059 | 0.18363 | 0.16903 | 0.051172 | 0.044348 | 0.036557 | 0.048941 | 0.03827 | 0.03663 | 71.7027 | 70.717 | 69.6843 | 68.5757 | 67.4266 | 66.6606 | 65.9801 | 66.3484 | 69.3817 | 73.9363 | 78.3832 | 82.0275 | 84.965 | 87.4003 | 89.1666 | 90.0361 | 90.163 | 89.4424 | 88.0618 | 86.4934 | 83.3555 | 79.4756 | 76.8235 | 75.087 | 0.13848 | 0.13706 | 0.14923 | 0.14708 | 0.14475 | 0.13837 | 0.15983 | 0.15089 | 0.17838 | 0.17892 | 0.16119 | 0.15158 | 0.14694 | 0.15381 | 0.14536 | 0.13539 | 0.1277 | 0.12013 | 0.11214 | 0.14549 | 0.15695 | 0.15957 | 0.13744 | 0.14462
Portfolio Adjusted1-in-2AllOther2019August Monthly Peak | Portfolio Adjusted | 1-in-2 | All | Other | 2019 | August Monthly Peak | 8 | 6.2348 | 6.0125 | 5.835 | 5.7926 | 6.0387 | 6.7366 | 7.5154 | 8.4528 | 9.5746 | 10.4897 | 11.2091 | 11.5546 | 11.5927 | 11.83 | 11.7511 | 11.3789 | 10.7476 | 9.8636 | 9.1253 | 8.7854 | 8.6331 | 8.0128 | 7.2664 | 6.7508 | -0.011085 | -0.020515 | -0.011507 | -0.020903 | -0.037495 | -0.040581 | -0.047457 | -0.045796 | -0.050843 | -0.06299 | -0.044137 | -0.059832 | -0.043281 | -0.034926 | 0.15132 | 0.17065 | 0.17179 | 0.161 | 0.048902 | 0.036606 | 0.027191 | 0.046821 | 0.039295 | 0.04074 | 73.9268 | 72.6309 | 71.2494 | 70.0349 | 68.9918 | 67.9974 | 67.2046 | 66.9129 | 70.0799 | 75.8261 | 81.0678 | 85.023 | 88.3897 | 90.8988 | 92.1544 | 92.7642 | 92.6894 | 91.8884 | 90.3175 | 87.932 | 84.3553 | 81.1087 | 78.7619 | 76.9706 | 0.14283 | 0.14161 | 0.154 | 0.15187 | 0.14972 | 0.14378 | 0.16803 | 0.16035 | 0.19346 | 0.19631 | 0.17759 | 0.16777 | 0.16238 | 0.16964 | 0.15833 | 0.14421 | 0.13364 | 0.12556 | 0.11687 | 0.15509 | 0.16587 | 0.16644 | 0.14312 | 0.14988
Portfolio Adjusted1-in-2AllOther2019September Monthly Peak | Portfolio Adjusted | 1-in-2 | All | Other | 2019 | September Monthly Peak | 9 | 6.0313 | 5.8247 | 5.6498 | 5.6277 | 5.8888 | 6.5764 | 7.472 | 8.2263 | 9.2878 | 10.0861 | 10.7285 | 11.0337 | 11.0662 | 11.3037 | 11.229 | 10.8332 | 10.1968 | 9.3327 | 8.7164 | 8.6198 | 8.2382 | 7.66 | 6.967 | 6.4875 | -0.015535 | -0.022614 | -0.013275 | -0.030106 | -0.045124 | -0.044274 | -0.038294 | -0.050554 | -0.051512 | -0.064245 | -0.029373 | -0.037468 | -0.020844 | -0.0078449 | 0.16472 | 0.17332 | 0.185 | 0.16894 | 0.053456 | 0.046637 | 0.037287 | 0.04979 | 0.038907 | 0.037123 | 68.4864 | 67.2479 | 65.9068 | 64.6002 | 63.6398 | 62.6189 | 62.1095 | 61.7323 | 63.8535 | 69.3936 | 75.7503 | 81.6021 | 85.4595 | 87.7621 | 88.8763 | 89.6555 | 89.59 | 88.8414 | 87.0125 | 83.7797 | 79.8843 | 77.0746 | 74.9317 | 73.5368 | 0.13915 | 0.13771 | 0.14938 | 0.14799 | 0.14649 | 0.14079 | 0.16597 | 0.15785 | 0.19147 | 0.19352 | 0.17471 | 0.16501 | 0.15969 | 0.16687 | 0.15585 | 0.14172 | 0.13138 | 0.12334 | 0.11503 | 0.15313 | 0.16178 | 0.16264 | 0.13957 | 0.14587
Portfolio Adjusted1-in-2AllOther2019October Monthly Peak | Portfolio Adjusted | 1-in-2 | All | Other | 2019 | October Monthly Peak | 10 | 5.5403 | 5.375 | 5.1892 | 5.1458 | 5.3803 | 6.0368 | 6.9987 | 7.6084 | 8.39 | 9.1017 | 9.7315 | 10.1046 | 10.282 | 10.5473 | 10.496 | 10.1229 | 9.5519 | 8.897 | 8.478 | 8.1204 | 7.6486 | 7.1098 | 6.4486 | 6.0211 | -0.014792 | -0.02088 | -0.012247 | -0.028466 | -0.041449 | -0.040286 | -0.033163 | -0.046757 | -0.045706 | -0.057073 | -0.023308 | -0.029395 | -0.01477 | -0.0019681 | 0.15843 | 0.16417 | 0.17727 | 0.16437 | 0.051732 | 0.0446 | 0.03569 | 0.045682 | 0.035008 | 0.033058 | 67.904 | 67.1415 | 65.9183 | 65.122 | 64.1739 | 63.5486 | 62.8767 | 62.4236 | 63.3022 | 67.9727 | 74.3046 | 79.7439 | 83.3334 | 85.6752 | 87.0153 | 87.3784 | 86.9145 | 85.8535 | 83.6646 | 79.9767 | 75.7236 | 72.5861 | 70.2446 | 68.2778 | 0.12577 | 0.12526 | 0.13451 | 0.13213 | 0.13079 | 0.127 | 0.15315 | 0.14515 | 0.17196 | 0.17358 | 0.15758 | 0.15079 | 0.14921 | 0.15677 | 0.14761 | 0.13562 | 0.12739 | 0.12114 | 0.11224 | 0.14245 | 0.14823 | 0.14865 | 0.12682 | 0.13303
Portfolio Adjusted1-in-2AllOther2019November Monthly Peak | Portfolio Adjusted | 1-in-2 | All | Other | 2019 | November Monthly Peak | 11 | 5.4031 | 5.2594 | 5.1199 | 5.0961 | 5.3477 | 6 | 6.7291 | 7.3561 | 8.0465 | 8.4871 | 8.8941 | 9.0866 | 9.1058 | 9.2494 | 9.129 | 8.7214 | 8.3329 | 8.2097 | 7.7776 | 7.3896 | 7.0469 | 6.6432 | 6.0959 | 5.7389 | -0.022728 | -0.025324 | -0.015849 | -0.044663 | -0.055545 | -0.047759 | -0.018023 | -0.054518 | -0.046228 | -0.057804 | -4.5035e-05 | 0.0059948 | 0.020827 | 0.040376 | 0.17075 | 0.15915 | 0.19178 | 0.18063 | 0.058556 | 0.059697 | 0.051921 | 0.051071 | 0.035068 | 0.028048 | 55.6716 | 54.8711 | 53.7371 | 52.7558 | 51.8985 | 51.4196 | 50.751 | 50.7604 | 54.2002 | 60.1632 | 66.7114 | 71.7726 | 75.0933 | 76.7931 | 77.673 | 77.5988 | 75.9191 | 72.3049 | 67.8818 | 64.6415 | 62.2215 | 60.1436 | 59.1387 | 57.9316 | 0.13591 | 0.13514 | 0.14616 | 0.1432 | 0.14178 | 0.13682 | 0.16107 | 0.15232 | 0.18034 | 0.17924 | 0.16164 | 0.15389 | 0.15117 | 0.15827 | 0.14877 | 0.13628 | 0.12855 | 0.12285 | 0.1141 | 0.14685 | 0.15423 | 0.15618 | 0.13346 | 0.14045
Portfolio Adjusted1-in-2AllOther2019December Monthly Peak | Portfolio Adjusted | 1-in-2 | All | Other | 2019 | December Monthly Peak | 12 | 5.506 | 5.3708 | 5.2511 | 5.2538 | 5.5245 | 6.2067 | 7.1582 | 7.6816 | 8.2447 | 8.4882 | 8.5835 | 8.4542 | 8.2095 | 8.1193 | 7.8566 | 7.559 | 7.4936 | 7.6672 | 7.3893 | 7.1629 | 6.8882 | 6.5523 | 6.1226 | 5.8181 | -0.022433 | -0.02501 | -0.015719 | -0.044703 | -0.055718 | -0.047983 | -0.018284 | -0.054446 | -0.045327 | -0.055632 | -4.2211e-05 | 0.0054794 | 0.018718 | 0.03577 | 0.14767 | 0.13864 | 0.17367 | 0.16911 | 0.055663 | 0.057415 | 0.050007 | 0.049016 | 0.034187 | 0.027508 | 42.9029 | 42.4373 | 41.5875 | 40.814 | 40.063 | 39.5243 | 39.5005 | 39.4873 | 39.8913 | 42.6076 | 45.2767 | 47.2838 | 48.6254 | 49.4712 | 50.1998 | 50.4247 | 50.0707 | 48.6251 | 46.833 | 45.5242 | 44.558 | 43.6814 | 42.793 | 41.8683 | 0.13452 | 0.13379 | 0.14522 | 0.14353 | 0.14242 | 0.13772 | 0.16365 | 0.15273 | 0.17778 | 0.17385 | 0.15361 | 0.14381 | 0.14057 | 0.14673 | 0.13937 | 0.13117 | 0.12657 | 0.12118 | 0.11291 | 0.14303 | 0.14987 | 0.15095 | 0.13074 | 0.1381
Portfolio Adjusted1-in-2AllOther2019Typical Event Day | Portfolio Adjusted | 1-in-2 | All | Other | 2019 | Typical Event Day | 8 | 6.0916 | 5.8783 | 5.7098 | 5.6672 | 5.9105 | 6.5849 | 7.3257 | 8.1673 | 9.1713 | 9.9844 | 10.6367 | 10.952 | 10.974 | 11.2069 | 11.14 | 10.8019 | 10.2173 | 9.3875 | 8.7239 | 8.4211 | 8.3216 | 7.7575 | 7.054 | 6.5715 | -0.015435 | -0.022531 | -0.013262 | -0.029877 | -0.044644 | -0.043716 | -0.037411 | -0.049045 | -0.049284 | -0.061346 | -0.028126 | -0.035885 | -0.019981 | -0.0076274 | 0.16418 | 0.17306 | 0.18476 | 0.16935 | 0.051803 | 0.04485 | 0.036546 | 0.048986 | 0.038474 | 0.036904 | 70.5938 | 69.2943 | 68.0284 | 66.8664 | 65.7597 | 64.8157 | 64.1386 | 64.3141 | 67.39 | 72.5104 | 77.6368 | 81.9755 | 85.2897 | 87.6264 | 88.9745 | 89.6952 | 89.7587 | 89.1053 | 87.6037 | 85.3059 | 81.9192 | 78.4879 | 75.9788 | 74.2304 | 0.13853 | 0.13731 | 0.14937 | 0.14717 | 0.14515 | 0.13921 | 0.16233 | 0.1538 | 0.18401 | 0.18564 | 0.16775 | 0.15863 | 0.1537 | 0.16105 | 0.15124 | 0.13887 | 0.12965 | 0.12173 | 0.11322 | 0.14838 | 0.15917 | 0.1603 | 0.13814 | 0.14498
Portfolio Adjusted1-in-2AllOther2020January Monthly Peak | Portfolio Adjusted | 1-in-2 | All | Other | 2020 | January Monthly Peak | 1 | 5.4982 | 5.3773 | 5.2466 | 5.2483 | 5.5221 | 6.2274 | 7.2717 | 7.7929 | 8.3158 | 8.5658 | 8.7134 | 8.6697 | 8.513 | 8.5291 | 8.3113 | 7.9937 | 7.7105 | 7.8256 | 7.5969 | 7.3121 | 7.028 | 6.6607 | 6.1827 | 5.8729 | -0.022701 | -0.025285 | -0.015812 | -0.044902 | -0.055925 | -0.048452 | -0.018764 | -0.056084 | -0.046451 | -0.057131 | -4.3737e-05 | 0.0057381 | 0.019791 | 0.038223 | 0.15626 | 0.14653 | 0.17934 | 0.17315 | 0.057837 | 0.059405 | 0.051778 | 0.050857 | 0.035376 | 0.02843 | 46.4877 | 46.0748 | 45.8686 | 45.49 | 45.2007 | 45.0469 | 45.0021 | 44.7162 | 44.9692 | 46.6982 | 48.9663 | 51.058 | 52.6995 | 53.6731 | 54.2515 | 54.1648 | 53.9308 | 53.0233 | 51.3169 | 50.0272 | 49.2081 | 48.7301 | 47.918 | 47.166 | 0.13586 | 0.13503 | 0.14591 | 0.14401 | 0.14278 | 0.13877 | 0.16719 | 0.15634 | 0.18133 | 0.17761 | 0.15789 | 0.14875 | 0.14581 | 0.1527 | 0.14403 | 0.13384 | 0.12728 | 0.12197 | 0.11403 | 0.14656 | 0.15409 | 0.15576 | 0.13467 | 0.14234
Portfolio Adjusted1-in-2AllOther2020February Monthly Peak | Portfolio Adjusted | 1-in-2 | All | Other | 2020 | February Monthly Peak | 2 | 5.4101 | 5.2856 | 5.1465 | 5.1398 | 5.4035 | 6.0874 | 7.0282 | 7.5339 | 8.0892 | 8.3866 | 8.6056 | 8.6409 | 8.5608 | 8.6373 | 8.4721 | 8.1658 | 7.8266 | 7.7323 | 7.6365 | 7.3056 | 7.0002 | 6.6153 | 6.1116 | 5.7855 | -0.022506 | -0.025083 | -0.01567 | -0.044428 | -0.055317 | -0.047851 | -0.018498 | -0.055151 | -0.045685 | -0.056358 | -4.3289e-05 | 0.0057008 | 0.019704 | 0.038132 | 0.15876 | 0.14925 | 0.18099 | 0.17116 | 0.05744 | 0.058884 | 0.051357 | 0.050515 | 0.035085 | 0.028216 | 48.5609 | 47.984 | 47.5069 | 47.1305 | 47.2371 | 46.851 | 46.3815 | 46.8296 | 48.0402 | 51.4937 | 55.3705 | 58.1719 | 59.929 | 60.7523 | 61.3131 | 61.7854 | 61.7882 | 60.8713 | 58.7291 | 56.2442 | 54.6956 | 53.4053 | 52.3416 | 50.9911 | 0.13464 | 0.1339 | 0.14456 | 0.14247 | 0.1412 | 0.13702 | 0.16481 | 0.15379 | 0.17838 | 0.17519 | 0.15617 | 0.14756 | 0.1448 | 0.15178 | 0.14312 | 0.13275 | 0.126 | 0.12072 | 0.11281 | 0.14513 | 0.15271 | 0.15459 | 0.13348 | 0.14122
Portfolio Adjusted1-in-2AllOther2020March Monthly Peak | Portfolio Adjusted | 1-in-2 | All | Other | 2020 | March Monthly Peak | 3 | 5.5582 | 5.3866 | 5.2515 | 5.1922 | 5.4329 | 6.0713 | 6.983 | 7.5364 | 8.0974 | 8.3945 | 8.6732 | 8.7482 | 8.6832 | 8.8027 | 8.6904 | 8.4062 | 8.025 | 7.584 | 7.3782 | 7.4458 | 7.2432 | 6.8476 | 6.3082 | 5.9312 | -0.023394 | -0.025903 | -0.016269 | -0.045493 | -0.056335 | -0.048134 | -0.018326 | -0.055242 | -0.046269 | -0.057033 | -4.4169e-05 | 0.0058482 | 0.020243 | 0.039366 | 0.16307 | 0.15379 | 0.1862 | 0.16843 | 0.057426 | 0.060737 | 0.053859 | 0.052953 | 0.036606 | 0.029143 | 50.3953 | 49.6509 | 48.8651 | 48.2924 | 47.7246 | 47.3591 | 46.9449 | 46.9328 | 49.1111 | 52.0926 | 54.9717 | 57.5127 | 59.8713 | 61.3554 | 62.2963 | 62.9641 | 62.7277 | 61.935 | 59.7844 | 56.8 | 54.6802 | 53.1032 | 51.7062 | 50.5906 | 0.13962 | 0.13805 | 0.14984 | 0.14573 | 0.14367 | 0.1378 | 0.16348 | 0.15406 | 0.18046 | 0.17709 | 0.15894 | 0.15075 | 0.14787 | 0.15536 | 0.14658 | 0.13561 | 0.12806 | 0.12075 | 0.11293 | 0.14894 | 0.15925 | 0.16138 | 0.13881 | 0.14564
Portfolio Adjusted1-in-2AllOther2020April Monthly Peak | Portfolio Adjusted | 1-in-2 | All | Other | 2020 | April Monthly Peak | 4 | 5.4906 | 5.3139 | 5.1579 | 5.0782 | 5.3007 | 5.8937 | 6.6244 | 7.2528 | 7.9884 | 8.5252 | 9.0269 | 9.3107 | 9.4126 | 9.6634 | 9.6386 | 9.3467 | 8.8584 | 8.18 | 7.6944 | 7.6201 | 7.4576 | 6.9799 | 6.3488 | 5.9226 | -0.02257 | -0.025032 | -0.015672 | -0.043665 | -0.054002 | -0.046009 | -0.017473 | -0.052822 | -0.044719 | -0.056057 | -4.3975e-05 | 0.0058885 | 0.020547 | 0.040147 | 0.1792 | 0.16965 | 0.2006 | 0.17823 | 0.056953 | 0.05976 | 0.052786 | 0.051806 | 0.035567 | 0.028268 | 63.1835 | 61.9339 | 60.7981 | 59.7202 | 58.7662 | 57.9526 | 57.2812 | 57.1522 | 59.4505 | 63.7707 | 69.2357 | 73.9664 | 77.335 | 79.3102 | 80.5823 | 81.2793 | 81.326 | 80.835 | 79.8142 | 77.788 | 74.1253 | 71.1636 | 68.7184 | 66.6171 | 0.13499 | 0.13364 | 0.14458 | 0.14014 | 0.13803 | 0.13216 | 0.15662 | 0.14814 | 0.17502 | 0.17435 | 0.15827 | 0.15152 | 0.14947 | 0.15745 | 0.14858 | 0.13678 | 0.12843 | 0.12066 | 0.11229 | 0.14688 | 0.1564 | 0.15815 | 0.13515 | 0.14146
Portfolio Adjusted1-in-2AllOther2020May Monthly Peak | Portfolio Adjusted | 1-in-2 | All | Other | 2020 | May Monthly Peak | 5 | 5.6022 | 5.4309 | 5.26 | 5.196 | 5.4254 | 5.9921 | 6.605 | 7.4946 | 8.4206 | 9.0825 | 9.6634 | 9.9574 | 10.0344 | 10.263 | 10.2162 | 9.8623 | 9.3326 | 8.5965 | 8.0127 | 7.7179 | 7.6643 | 7.1869 | 6.5418 | 6.0953 | -0.02111 | -0.024606 | -0.015194 | -0.041129 | -0.052507 | -0.045778 | -0.021347 | -0.052932 | -0.047158 | -0.05939 | -0.0057774 | -0.0024588 | 0.012924 | 0.031677 | 0.18117 | 0.17436 | 0.2019 | 0.18005 | 0.056506 | 0.056677 | 0.049493 | 0.051465 | 0.036469 | 0.030309 | 65.5971 | 64.2748 | 63.1031 | 61.922 | 60.9177 | 59.8656 | 58.8229 | 59.8776 | 63.8697 | 68.3731 | 72.5914 | 76.424 | 79.6097 | 81.9999 | 83.5869 | 84.4474 | 84.5106 | 83.8999 | 82.531 | 80.4697 | 76.6414 | 73.0775 | 70.7067 | 68.6475 | 0.1344 | 0.1336 | 0.14429 | 0.1409 | 0.1391 | 0.13299 | 0.15573 | 0.15016 | 0.18056 | 0.18133 | 0.1648 | 0.15699 | 0.15385 | 0.16135 | 0.15159 | 0.13843 | 0.12941 | 0.12136 | 0.11251 | 0.14596 | 0.15568 | 0.15789 | 0.13566 | 0.14223
Portfolio Adjusted1-in-2AllOther2020June Monthly Peak | Portfolio Adjusted | 1-in-2 | All | Other | 2020 | June Monthly Peak | 6 | 5.9256 | 5.7331 | 5.5607 | 5.489 | 5.7076 | 6.2458 | 6.904 | 7.8527 | 8.7962 | 9.5313 | 10.1636 | 10.4091 | 10.413 | 10.6345 | 10.5972 | 10.3152 | 9.7989 | 9.0311 | 8.4407 | 8.0363 | 7.9988 | 7.5603 | 6.8806 | 6.4181 | -0.01926 | -0.024303 | -0.014763 | -0.037467 | -0.050173 | -0.045347 | -0.027699 | -0.051526 | -0.047927 | -0.06016 | -0.014648 | -0.015593 | -0.00027397 | 0.015472 | 0.17465 | 0.17516 | 0.19659 | 0.17751 | 0.054604 | 0.051697 | 0.044563 | 0.051054 | 0.037736 | 0.033442 | 68.2592 | 66.5815 | 65.2732 | 64.255 | 62.9807 | 61.9858 | 61.2603 | 62.2629 | 66.2452 | 70.8854 | 75.3458 | 79.2495 | 82.3444 | 84.4444 | 85.7006 | 86.3251 | 86.5926 | 86.249 | 85.023 | 83.0185 | 80.0816 | 76.2929 | 73.3982 | 71.3273 | 0.13747 | 0.13669 | 0.14821 | 0.14484 | 0.14226 | 0.13535 | 0.15753 | 0.15078 | 0.18027 | 0.18161 | 0.16489 | 0.15509 | 0.14998 | 0.15709 | 0.14813 | 0.13689 | 0.12843 | 0.1205 | 0.11227 | 0.14519 | 0.15643 | 0.15922 | 0.13713 | 0.14427
Portfolio Adjusted1-in-2AllOther2020July Monthly Peak | Portfolio Adjusted | 1-in-2 | All | Other | 2020 | July Monthly Peak | 7 | 6.1614 | 5.935 | 5.7642 | 5.7209 | 5.9575 | 6.5911 | 7.2586 | 8.1679 | 9.11 | 9.8607 | 10.4641 | 10.7074 | 10.7084 | 10.8967 | 10.8402 | 10.5964 | 10.1064 | 9.3355 | 8.7389 | 8.3309 | 8.292 | 7.8275 | 7.1165 | 6.6329 | -0.015695 | -0.022625 | -0.013363 | -0.030403 | -0.04497 | -0.043658 | -0.036257 | -0.04825 | -0.047632 | -0.058944 | -0.026094 | -0.032826 | -0.017698 | -0.0057643 | 0.16164 | 0.17059 | 0.18363 | 0.16903 | 0.051172 | 0.044348 | 0.036557 | 0.048941 | 0.03827 | 0.03663 | 71.7027 | 70.717 | 69.6843 | 68.5757 | 67.4266 | 66.6606 | 65.9801 | 66.3484 | 69.3817 | 73.9363 | 78.3832 | 82.0275 | 84.965 | 87.4003 | 89.1666 | 90.0361 | 90.163 | 89.4424 | 88.0618 | 86.4934 | 83.3555 | 79.4756 | 76.8235 | 75.087 | 0.13848 | 0.13706 | 0.14923 | 0.14708 | 0.14475 | 0.13837 | 0.15983 | 0.15089 | 0.17838 | 0.17892 | 0.16119 | 0.15158 | 0.14694 | 0.15381 | 0.14536 | 0.13539 | 0.1277 | 0.12013 | 0.11214 | 0.14549 | 0.15695 | 0.15957 | 0.13744 | 0.14462
Portfolio Adjusted1-in-2AllOther2020August Monthly Peak | Portfolio Adjusted | 1-in-2 | All | Other | 2020 | August Monthly Peak | 8 | 6.2348 | 6.0125 | 5.835 | 5.7926 | 6.0387 | 6.7366 | 7.5154 | 8.4528 | 9.5746 | 10.4897 | 11.2091 | 11.5546 | 11.5927 | 11.83 | 11.7511 | 11.3789 | 10.7476 | 9.8636 | 9.1253 | 8.7854 | 8.6331 | 8.0128 | 7.2664 | 6.7508 | -0.011085 | -0.020515 | -0.011507 | -0.020903 | -0.037495 | -0.040581 | -0.047457 | -0.045796 | -0.050843 | -0.06299 | -0.044137 | -0.059832 | -0.043281 | -0.034926 | 0.15132 | 0.17065 | 0.17179 | 0.161 | 0.048902 | 0.036606 | 0.027191 | 0.046821 | 0.039295 | 0.04074 | 73.9268 | 72.6309 | 71.2494 | 70.0349 | 68.9918 | 67.9974 | 67.2046 | 66.9129 | 70.0799 | 75.8261 | 81.0678 | 85.023 | 88.3897 | 90.8988 | 92.1544 | 92.7642 | 92.6894 | 91.8884 | 90.3175 | 87.932 | 84.3553 | 81.1087 | 78.7619 | 76.9706 | 0.14283 | 0.14161 | 0.154 | 0.15187 | 0.14972 | 0.14378 | 0.16803 | 0.16035 | 0.19346 | 0.19631 | 0.17759 | 0.16777 | 0.16238 | 0.16964 | 0.15833 | 0.14421 | 0.13364 | 0.12556 | 0.11687 | 0.15509 | 0.16587 | 0.16644 | 0.14312 | 0.14988
Portfolio Adjusted1-in-2AllOther2020September Monthly Peak | Portfolio Adjusted | 1-in-2 | All | Other | 2020 | September Monthly Peak | 9 | 6.0313 | 5.8247 | 5.6498 | 5.6277 | 5.8888 | 6.5764 | 7.472 | 8.2263 | 9.2878 | 10.0861 | 10.7285 | 11.0337 | 11.0662 | 11.3037 | 11.229 | 10.8332 | 10.1968 | 9.3327 | 8.7164 | 8.6198 | 8.2382 | 7.66 | 6.967 | 6.4875 | -0.015535 | -0.022614 | -0.013275 | -0.030106 | -0.045124 | -0.044274 | -0.038294 | -0.050554 | -0.051512 | -0.064245 | -0.029373 | -0.037468 | -0.020844 | -0.0078449 | 0.16472 | 0.17332 | 0.185 | 0.16894 | 0.053456 | 0.046637 | 0.037287 | 0.04979 | 0.038907 | 0.037123 | 68.4864 | 67.2478 | 65.9068 | 64.6002 | 63.6398 | 62.6189 | 62.1095 | 61.7323 | 63.8535 | 69.3936 | 75.7503 | 81.6021 | 85.4595 | 87.7621 | 88.8763 | 89.6555 | 89.59 | 88.8414 | 87.0125 | 83.7797 | 79.8843 | 77.0746 | 74.9317 | 73.5368 | 0.13915 | 0.13771 | 0.14938 | 0.14799 | 0.14649 | 0.14079 | 0.16597 | 0.15785 | 0.19147 | 0.19352 | 0.17471 | 0.16501 | 0.15969 | 0.16687 | 0.15585 | 0.14172 | 0.13138 | 0.12334 | 0.11503 | 0.15313 | 0.16178 | 0.16264 | 0.13957 | 0.14587
Portfolio Adjusted1-in-2AllOther2020October Monthly Peak | Portfolio Adjusted | 1-in-2 | All | Other | 2020 | October Monthly Peak | 10 | 5.5403 | 5.375 | 5.1892 | 5.1458 | 5.3803 | 6.0368 | 6.9987 | 7.6084 | 8.39 | 9.1017 | 9.7315 | 10.1046 | 10.282 | 10.5473 | 10.496 | 10.1229 | 9.5519 | 8.897 | 8.478 | 8.1204 | 7.6486 | 7.1098 | 6.4486 | 6.0211 | -0.014792 | -0.02088 | -0.012247 | -0.028466 | -0.041449 | -0.040286 | -0.033163 | -0.046757 | -0.045706 | -0.057073 | -0.023308 | -0.029395 | -0.01477 | -0.0019681 | 0.15843 | 0.16417 | 0.17727 | 0.16437 | 0.051732 | 0.0446 | 0.03569 | 0.045682 | 0.035008 | 0.033058 | 67.904 | 67.1415 | 65.9183 | 65.122 | 64.1739 | 63.5486 | 62.8767 | 62.4236 | 63.3022 | 67.9727 | 74.3046 | 79.7439 | 83.3334 | 85.6752 | 87.0153 | 87.3784 | 86.9145 | 85.8535 | 83.6646 | 79.9767 | 75.7236 | 72.5861 | 70.2446 | 68.2778 | 0.12577 | 0.12526 | 0.13451 | 0.13213 | 0.13079 | 0.127 | 0.15315 | 0.14515 | 0.17196 | 0.17358 | 0.15758 | 0.15079 | 0.14921 | 0.15677 | 0.14761 | 0.13562 | 0.12739 | 0.12114 | 0.11224 | 0.14245 | 0.14823 | 0.14865 | 0.12682 | 0.13303
Portfolio Adjusted1-in-2AllOther2020November Monthly Peak | Portfolio Adjusted | 1-in-2 | All | Other | 2020 | November Monthly Peak | 11 | 5.4031 | 5.2594 | 5.1199 | 5.0961 | 5.3477 | 6 | 6.7291 | 7.3561 | 8.0465 | 8.4871 | 8.8941 | 9.0866 | 9.1058 | 9.2494 | 9.129 | 8.7214 | 8.3329 | 8.2097 | 7.7776 | 7.3896 | 7.0469 | 6.6432 | 6.0959 | 5.7389 | -0.022728 | -0.025324 | -0.015849 | -0.044663 | -0.055545 | -0.047759 | -0.018023 | -0.054518 | -0.046228 | -0.057804 | -4.5035e-05 | 0.0059948 | 0.020827 | 0.040376 | 0.17075 | 0.15915 | 0.19178 | 0.18063 | 0.058556 | 0.059697 | 0.051921 | 0.051071 | 0.035068 | 0.028048 | 55.6716 | 54.8711 | 53.7371 | 52.7558 | 51.8985 | 51.4196 | 50.751 | 50.7604 | 54.2002 | 60.1632 | 66.7114 | 71.7726 | 75.0933 | 76.7931 | 77.673 | 77.5988 | 75.9191 | 72.3049 | 67.8818 | 64.6414 | 62.2215 | 60.1436 | 59.1387 | 57.9316 | 0.13591 | 0.13514 | 0.14616 | 0.1432 | 0.14178 | 0.13682 | 0.16107 | 0.15232 | 0.18034 | 0.17924 | 0.16164 | 0.15389 | 0.15117 | 0.15827 | 0.14877 | 0.13628 | 0.12855 | 0.12285 | 0.1141 | 0.14685 | 0.15423 | 0.15618 | 0.13346 | 0.14045
Portfolio Adjusted1-in-2AllOther2020December Monthly Peak | Portfolio Adjusted | 1-in-2 | All | Other | 2020 | December Monthly Peak | 12 | 5.506 | 5.3708 | 5.2511 | 5.2538 | 5.5245 | 6.2067 | 7.1582 | 7.6816 | 8.2447 | 8.4882 | 8.5835 | 8.4542 | 8.2095 | 8.1193 | 7.8566 | 7.559 | 7.4936 | 7.6672 | 7.3893 | 7.1629 | 6.8882 | 6.5523 | 6.1226 | 5.8181 | -0.022433 | -0.02501 | -0.015719 | -0.044703 | -0.055718 | -0.047983 | -0.018284 | -0.054446 | -0.045327 | -0.055632 | -4.2211e-05 | 0.0054794 | 0.018718 | 0.03577 | 0.14767 | 0.13864 | 0.17367 | 0.16911 | 0.055663 | 0.057415 | 0.050007 | 0.049016 | 0.034187 | 0.027508 | 42.9029 | 42.4373 | 41.5875 | 40.814 | 40.063 | 39.5243 | 39.5005 | 39.4873 | 39.8913 | 42.6076 | 45.2767 | 47.2838 | 48.6254 | 49.4712 | 50.1998 | 50.4247 | 50.0707 | 48.6251 | 46.833 | 45.5242 | 44.558 | 43.6814 | 42.793 | 41.8683 | 0.13452 | 0.13379 | 0.14522 | 0.14353 | 0.14242 | 0.13772 | 0.16365 | 0.15273 | 0.17778 | 0.17385 | 0.15361 | 0.14381 | 0.14057 | 0.14673 | 0.13937 | 0.13117 | 0.12657 | 0.12118 | 0.11291 | 0.14303 | 0.14987 | 0.15095 | 0.13074 | 0.1381
Portfolio Adjusted1-in-2AllOther2020Typical Event Day | Portfolio Adjusted | 1-in-2 | All | Other | 2020 | Typical Event Day | 8 | 6.0916 | 5.8783 | 5.7098 | 5.6672 | 5.9105 | 6.5849 | 7.3257 | 8.1673 | 9.1713 | 9.9844 | 10.6367 | 10.952 | 10.974 | 11.2069 | 11.14 | 10.8019 | 10.2173 | 9.3875 | 8.7239 | 8.4211 | 8.3216 | 7.7575 | 7.054 | 6.5715 | -0.015435 | -0.022531 | -0.013262 | -0.029877 | -0.044644 | -0.043716 | -0.037411 | -0.049045 | -0.049284 | -0.061346 | -0.028126 | -0.035885 | -0.019981 | -0.0076274 | 0.16418 | 0.17306 | 0.18476 | 0.16935 | 0.051803 | 0.04485 | 0.036546 | 0.048986 | 0.038474 | 0.036904 | 70.5938 | 69.2943 | 68.0284 | 66.8664 | 65.7597 | 64.8157 | 64.1386 | 64.3141 | 67.39 | 72.5104 | 77.6368 | 81.9755 | 85.2896 | 87.6264 | 88.9745 | 89.6952 | 89.7587 | 89.1053 | 87.6037 | 85.3059 | 81.9192 | 78.4879 | 75.9788 | 74.2304 | 0.13853 | 0.13731 | 0.14937 | 0.14717 | 0.14515 | 0.13921 | 0.16233 | 0.1538 | 0.18401 | 0.18564 | 0.16775 | 0.15863 | 0.1537 | 0.16105 | 0.15124 | 0.13887 | 0.12965 | 0.12173 | 0.11322 | 0.14838 | 0.15917 | 0.1603 | 0.13814 | 0.14498
Portfolio Adjusted1-in-2AllOther2021January Monthly Peak | Portfolio Adjusted | 1-in-2 | All | Other | 2021 | January Monthly Peak | 1 | 5.4982 | 5.3773 | 5.2466 | 5.2483 | 5.5221 | 6.2274 | 7.2717 | 7.7929 | 8.3158 | 8.5658 | 8.7134 | 8.6697 | 8.513 | 8.5291 | 8.3113 | 7.9937 | 7.7105 | 7.8256 | 7.5969 | 7.3121 | 7.028 | 6.6607 | 6.1827 | 5.8729 | -0.022701 | -0.025285 | -0.015812 | -0.044902 | -0.055925 | -0.048452 | -0.018764 | -0.056084 | -0.046451 | -0.057131 | -4.3737e-05 | 0.0057381 | 0.019791 | 0.038223 | 0.15626 | 0.14653 | 0.17934 | 0.17315 | 0.057837 | 0.059405 | 0.051778 | 0.050857 | 0.035376 | 0.02843 | 46.4877 | 46.0748 | 45.8686 | 45.49 | 45.2007 | 45.0469 | 45.0021 | 44.7162 | 44.9692 | 46.6982 | 48.9663 | 51.058 | 52.6995 | 53.6731 | 54.2515 | 54.1648 | 53.9308 | 53.0233 | 51.3169 | 50.0272 | 49.2081 | 48.7301 | 47.918 | 47.166 | 0.13586 | 0.13503 | 0.14591 | 0.14401 | 0.14278 | 0.13877 | 0.16719 | 0.15634 | 0.18133 | 0.17761 | 0.15789 | 0.14875 | 0.14581 | 0.1527 | 0.14403 | 0.13384 | 0.12728 | 0.12197 | 0.11403 | 0.14656 | 0.15409 | 0.15576 | 0.13467 | 0.14234
Portfolio Adjusted1-in-2AllOther2021February Monthly Peak | Portfolio Adjusted | 1-in-2 | All | Other | 2021 | February Monthly Peak | 2 | 5.4101 | 5.2856 | 5.1465 | 5.1398 | 5.4035 | 6.0874 | 7.0282 | 7.5339 | 8.0892 | 8.3866 | 8.6056 | 8.6409 | 8.5608 | 8.6373 | 8.4721 | 8.1658 | 7.8266 | 7.7323 | 7.6365 | 7.3056 | 7.0002 | 6.6153 | 6.1116 | 5.7855 | -0.022506 | -0.025083 | -0.01567 | -0.044428 | -0.055317 | -0.047851 | -0.018498 | -0.055151 | -0.045685 | -0.056358 | -4.3289e-05 | 0.0057008 | 0.019704 | 0.038132 | 0.15876 | 0.14925 | 0.18099 | 0.17116 | 0.05744 | 0.058884 | 0.051357 | 0.050515 | 0.035085 | 0.028216 | 48.5609 | 47.984 | 47.5069 | 47.1305 | 47.2371 | 46.851 | 46.3815 | 46.8296 | 48.0402 | 51.4937 | 55.3705 | 58.1719 | 59.929 | 60.7523 | 61.3131 | 61.7854 | 61.7882 | 60.8713 | 58.7291 | 56.2442 | 54.6956 | 53.4053 | 52.3416 | 50.9911 | 0.13464 | 0.1339 | 0.14456 | 0.14247 | 0.1412 | 0.13702 | 0.16481 | 0.15379 | 0.17838 | 0.17519 | 0.15617 | 0.14756 | 0.1448 | 0.15178 | 0.14312 | 0.13275 | 0.126 | 0.12072 | 0.11281 | 0.14513 | 0.15271 | 0.15459 | 0.13348 | 0.14122
Portfolio Adjusted1-in-2AllOther2021March Monthly Peak | Portfolio Adjusted | 1-in-2 | All | Other | 2021 | March Monthly Peak | 3 | 5.5582 | 5.3866 | 5.2515 | 5.1922 | 5.4329 | 6.0713 | 6.983 | 7.5364 | 8.0974 | 8.3945 | 8.6732 | 8.7482 | 8.6832 | 8.8027 | 8.6904 | 8.4062 | 8.025 | 7.584 | 7.3782 | 7.4458 | 7.2432 | 6.8476 | 6.3082 | 5.9312 | -0.023394 | -0.025903 | -0.016269 | -0.045493 | -0.056335 | -0.048134 | -0.018326 | -0.055242 | -0.046269 | -0.057033 | -4.4169e-05 | 0.0058482 | 0.020243 | 0.039366 | 0.16307 | 0.15379 | 0.1862 | 0.16843 | 0.057426 | 0.060737 | 0.053859 | 0.052953 | 0.036606 | 0.029143 | 50.3953 | 49.6509 | 48.8651 | 48.2924 | 47.7246 | 47.3591 | 46.9449 | 46.9328 | 49.1112 | 52.0926 | 54.9717 | 57.5127 | 59.8713 | 61.3554 | 62.2963 | 62.9641 | 62.7277 | 61.935 | 59.7844 | 56.8 | 54.6802 | 53.1032 | 51.7062 | 50.5906 | 0.13962 | 0.13805 | 0.14984 | 0.14573 | 0.14367 | 0.1378 | 0.16348 | 0.15406 | 0.18046 | 0.17709 | 0.15894 | 0.15075 | 0.14787 | 0.15536 | 0.14658 | 0.13561 | 0.12806 | 0.12075 | 0.11293 | 0.14894 | 0.15925 | 0.16138 | 0.13881 | 0.14564
Portfolio Adjusted1-in-2AllOther2021April Monthly Peak | Portfolio Adjusted | 1-in-2 | All | Other | 2021 | April Monthly Peak | 4 | 5.4906 | 5.3139 | 5.1579 | 5.0782 | 5.3007 | 5.8937 | 6.6244 | 7.2528 | 7.9884 | 8.5252 | 9.0269 | 9.3107 | 9.4126 | 9.6634 | 9.6386 | 9.3467 | 8.8584 | 8.18 | 7.6944 | 7.6201 | 7.4576 | 6.9799 | 6.3488 | 5.9226 | -0.02257 | -0.025032 | -0.015672 | -0.043665 | -0.054002 | -0.046009 | -0.017473 | -0.052822 | -0.044719 | -0.056057 | -4.3975e-05 | 0.0058885 | 0.020547 | 0.040147 | 0.1792 | 0.16965 | 0.2006 | 0.17823 | 0.056953 | 0.05976 | 0.052786 | 0.051806 | 0.035567 | 0.028268 | 63.1835 | 61.9339 | 60.7981 | 59.7202 | 58.7662 | 57.9526 | 57.2811 | 57.1522 | 59.4505 | 63.7707 | 69.2357 | 73.9664 | 77.335 | 79.3102 | 80.5823 | 81.2793 | 81.326 | 80.835 | 79.8142 | 77.788 | 74.1253 | 71.1636 | 68.7184 | 66.6171 | 0.13499 | 0.13364 | 0.14458 | 0.14014 | 0.13803 | 0.13216 | 0.15662 | 0.14814 | 0.17502 | 0.17435 | 0.15827 | 0.15152 | 0.14947 | 0.15745 | 0.14858 | 0.13678 | 0.12843 | 0.12066 | 0.11229 | 0.14688 | 0.1564 | 0.15815 | 0.13515 | 0.14146
Portfolio Adjusted1-in-2AllOther2021May Monthly Peak | Portfolio Adjusted | 1-in-2 | All | Other | 2021 | May Monthly Peak | 5 | 5.6022 | 5.4309 | 5.26 | 5.196 | 5.4254 | 5.9921 | 6.605 | 7.4946 | 8.4206 | 9.0825 | 9.6634 | 9.9574 | 10.0344 | 10.263 | 10.2162 | 9.8623 | 9.3326 | 8.5965 | 8.0127 | 7.7179 | 7.6643 | 7.1869 | 6.5418 | 6.0953 | -0.02111 | -0.024606 | -0.015194 | -0.041129 | -0.052507 | -0.045778 | -0.021347 | -0.052932 | -0.047158 | -0.05939 | -0.0057774 | -0.0024588 | 0.012924 | 0.031677 | 0.18117 | 0.17436 | 0.2019 | 0.18005 | 0.056506 | 0.056677 | 0.049493 | 0.051465 | 0.036469 | 0.030309 | 65.5971 | 64.2748 | 63.1031 | 61.922 | 60.9177 | 59.8656 | 58.8229 | 59.8776 | 63.8697 | 68.3731 | 72.5914 | 76.424 | 79.6097 | 81.9999 | 83.5869 | 84.4474 | 84.5106 | 83.8999 | 82.531 | 80.4697 | 76.6414 | 73.0775 | 70.7067 | 68.6475 | 0.1344 | 0.1336 | 0.14429 | 0.1409 | 0.1391 | 0.13299 | 0.15573 | 0.15016 | 0.18056 | 0.18133 | 0.1648 | 0.15699 | 0.15385 | 0.16135 | 0.15159 | 0.13843 | 0.12941 | 0.12136 | 0.11251 | 0.14596 | 0.15568 | 0.15789 | 0.13566 | 0.14223
Portfolio Adjusted1-in-2AllOther2021June Monthly Peak | Portfolio Adjusted | 1-in-2 | All | Other | 2021 | June Monthly Peak | 6 | 5.9256 | 5.7331 | 5.5607 | 5.489 | 5.7076 | 6.2458 | 6.904 | 7.8527 | 8.7962 | 9.5313 | 10.1636 | 10.4091 | 10.413 | 10.6345 | 10.5972 | 10.3152 | 9.7989 | 9.0311 | 8.4407 | 8.0363 | 7.9988 | 7.5603 | 6.8806 | 6.4181 | -0.01926 | -0.024303 | -0.014763 | -0.037467 | -0.050173 | -0.045347 | -0.027699 | -0.051526 | -0.047927 | -0.06016 | -0.014648 | -0.015593 | -0.00027397 | 0.015472 | 0.17465 | 0.17516 | 0.19659 | 0.17751 | 0.054604 | 0.051697 | 0.044563 | 0.051054 | 0.037736 | 0.033442 | 68.2592 | 66.5815 | 65.2732 | 64.255 | 62.9807 | 61.9858 | 61.2603 | 62.2629 | 66.2452 | 70.8854 | 75.3458 | 79.2495 | 82.3444 | 84.4444 | 85.7006 | 86.3251 | 86.5926 | 86.249 | 85.023 | 83.0185 | 80.0816 | 76.2929 | 73.3982 | 71.3273 | 0.13747 | 0.13669 | 0.14821 | 0.14484 | 0.14226 | 0.13535 | 0.15753 | 0.15078 | 0.18027 | 0.18161 | 0.16489 | 0.15509 | 0.14998 | 0.15709 | 0.14813 | 0.13689 | 0.12843 | 0.1205 | 0.11227 | 0.14519 | 0.15643 | 0.15922 | 0.13713 | 0.14427
Portfolio Adjusted1-in-2AllOther2021July Monthly Peak | Portfolio Adjusted | 1-in-2 | All | Other | 2021 | July Monthly Peak | 7 | 6.1614 | 5.935 | 5.7642 | 5.7209 | 5.9575 | 6.591 | 7.2586 | 8.1679 | 9.11 | 9.8607 | 10.4641 | 10.7074 | 10.7084 | 10.8967 | 10.8402 | 10.5964 | 10.1064 | 9.3355 | 8.7389 | 8.3309 | 8.292 | 7.8275 | 7.1165 | 6.6329 | -0.015695 | -0.022625 | -0.013363 | -0.030403 | -0.04497 | -0.043658 | -0.036257 | -0.04825 | -0.047632 | -0.058944 | -0.026094 | -0.032826 | -0.017698 | -0.0057643 | 0.16164 | 0.17059 | 0.18363 | 0.16903 | 0.051172 | 0.044348 | 0.036557 | 0.048941 | 0.03827 | 0.03663 | 71.7027 | 70.717 | 69.6843 | 68.5757 | 67.4266 | 66.6606 | 65.9801 | 66.3484 | 69.3817 | 73.9363 | 78.3832 | 82.0275 | 84.965 | 87.4003 | 89.1666 | 90.0361 | 90.163 | 89.4424 | 88.0618 | 86.4934 | 83.3555 | 79.4756 | 76.8235 | 75.087 | 0.13848 | 0.13706 | 0.14923 | 0.14708 | 0.14475 | 0.13837 | 0.15983 | 0.15089 | 0.17838 | 0.17892 | 0.16119 | 0.15158 | 0.14694 | 0.15381 | 0.14536 | 0.13539 | 0.1277 | 0.12013 | 0.11214 | 0.14549 | 0.15695 | 0.15957 | 0.13744 | 0.14462
Portfolio Adjusted1-in-2AllOther2021August Monthly Peak | Portfolio Adjusted | 1-in-2 | All | Other | 2021 | August Monthly Peak | 8 | 6.2348 | 6.0125 | 5.835 | 5.7926 | 6.0387 | 6.7366 | 7.5154 | 8.4528 | 9.5746 | 10.4897 | 11.2091 | 11.5546 | 11.5927 | 11.83 | 11.7511 | 11.3789 | 10.7476 | 9.8636 | 9.1253 | 8.7854 | 8.6331 | 8.0128 | 7.2664 | 6.7508 | -0.011085 | -0.020515 | -0.011507 | -0.020903 | -0.037495 | -0.040581 | -0.047457 | -0.045796 | -0.050843 | -0.06299 | -0.044137 | -0.059832 | -0.043281 | -0.034926 | 0.15132 | 0.17065 | 0.17179 | 0.161 | 0.048902 | 0.036606 | 0.027191 | 0.046821 | 0.039295 | 0.04074 | 73.9268 | 72.6309 | 71.2494 | 70.0349 | 68.9918 | 67.9974 | 67.2046 | 66.9129 | 70.0799 | 75.8261 | 81.0678 | 85.023 | 88.3897 | 90.8988 | 92.1544 | 92.7642 | 92.6894 | 91.8884 | 90.3175 | 87.932 | 84.3553 | 81.1087 | 78.7619 | 76.9706 | 0.14283 | 0.14161 | 0.154 | 0.15187 | 0.14972 | 0.14378 | 0.16803 | 0.16035 | 0.19346 | 0.19631 | 0.17759 | 0.16777 | 0.16238 | 0.16964 | 0.15833 | 0.14421 | 0.13364 | 0.12556 | 0.11687 | 0.15509 | 0.16587 | 0.16644 | 0.14312 | 0.14988
Portfolio Adjusted1-in-2AllOther2021September Monthly Peak | Portfolio Adjusted | 1-in-2 | All | Other | 2021 | September Monthly Peak | 9 | 6.0313 | 5.8247 | 5.6498 | 5.6277 | 5.8888 | 6.5764 | 7.472 | 8.2263 | 9.2878 | 10.0861 | 10.7285 | 11.0337 | 11.0662 | 11.3037 | 11.229 | 10.8332 | 10.1968 | 9.3327 | 8.7164 | 8.6198 | 8.2382 | 7.66 | 6.967 | 6.4875 | -0.015535 | -0.022614 | -0.013275 | -0.030106 | -0.045124 | -0.044274 | -0.038294 | -0.050554 | -0.051512 | -0.064245 | -0.029373 | -0.037468 | -0.020844 | -0.0078449 | 0.16472 | 0.17332 | 0.185 | 0.16894 | 0.053456 | 0.046637 | 0.037287 | 0.04979 | 0.038907 | 0.037123 | 68.4864 | 67.2478 | 65.9068 | 64.6002 | 63.6398 | 62.6189 | 62.1095 | 61.7323 | 63.8535 | 69.3936 | 75.7503 | 81.6021 | 85.4595 | 87.7621 | 88.8763 | 89.6555 | 89.59 | 88.8414 | 87.0125 | 83.7797 | 79.8843 | 77.0746 | 74.9317 | 73.5368 | 0.13915 | 0.13771 | 0.14938 | 0.14799 | 0.14649 | 0.14079 | 0.16597 | 0.15785 | 0.19147 | 0.19352 | 0.17471 | 0.16501 | 0.15969 | 0.16687 | 0.15585 | 0.14172 | 0.13138 | 0.12334 | 0.11503 | 0.15313 | 0.16178 | 0.16264 | 0.13957 | 0.14587
Portfolio Adjusted1-in-2AllOther2021October Monthly Peak | Portfolio Adjusted | 1-in-2 | All | Other | 2021 | October Monthly Peak | 10 | 5.5403 | 5.375 | 5.1892 | 5.1458 | 5.3803 | 6.0368 | 6.9987 | 7.6084 | 8.39 | 9.1017 | 9.7315 | 10.1046 | 10.282 | 10.5473 | 10.496 | 10.1229 | 9.5519 | 8.897 | 8.478 | 8.1204 | 7.6486 | 7.1098 | 6.4486 | 6.0211 | -0.014792 | -0.02088 | -0.012247 | -0.028466 | -0.041449 | -0.040286 | -0.033163 | -0.046757 | -0.045706 | -0.057073 | -0.023308 | -0.029395 | -0.01477 | -0.0019681 | 0.15843 | 0.16417 | 0.17727 | 0.16437 | 0.051732 | 0.0446 | 0.03569 | 0.045682 | 0.035008 | 0.033058 | 67.904 | 67.1415 | 65.9183 | 65.122 | 64.1739 | 63.5486 | 62.8767 | 62.4236 | 63.3022 | 67.9727 | 74.3046 | 79.7439 | 83.3334 | 85.6752 | 87.0153 | 87.3784 | 86.9145 | 85.8535 | 83.6646 | 79.9767 | 75.7236 | 72.5861 | 70.2446 | 68.2778 | 0.12577 | 0.12526 | 0.13451 | 0.13213 | 0.13079 | 0.127 | 0.15315 | 0.14515 | 0.17196 | 0.17358 | 0.15758 | 0.15079 | 0.14921 | 0.15677 | 0.14761 | 0.13562 | 0.12739 | 0.12114 | 0.11224 | 0.14245 | 0.14823 | 0.14865 | 0.12682 | 0.13303
Portfolio Adjusted1-in-2AllOther2021November Monthly Peak | Portfolio Adjusted | 1-in-2 | All | Other | 2021 | November Monthly Peak | 11 | 5.4031 | 5.2594 | 5.1199 | 5.0961 | 5.3477 | 6 | 6.7291 | 7.3561 | 8.0465 | 8.4871 | 8.8941 | 9.0866 | 9.1058 | 9.2494 | 9.129 | 8.7214 | 8.3329 | 8.2097 | 7.7776 | 7.3896 | 7.0469 | 6.6432 | 6.0959 | 5.7389 | -0.022728 | -0.025324 | -0.015849 | -0.044663 | -0.055545 | -0.047759 | -0.018023 | -0.054518 | -0.046228 | -0.057804 | -4.5035e-05 | 0.0059948 | 0.020827 | 0.040376 | 0.17075 | 0.15915 | 0.19178 | 0.18063 | 0.058556 | 0.059697 | 0.051921 | 0.051071 | 0.035068 | 0.028048 | 55.6716 | 54.8711 | 53.7371 | 52.7558 | 51.8985 | 51.4196 | 50.751 | 50.7604 | 54.2002 | 60.1632 | 66.7114 | 71.7726 | 75.0933 | 76.7931 | 77.673 | 77.5988 | 75.9191 | 72.3049 | 67.8818 | 64.6415 | 62.2215 | 60.1436 | 59.1387 | 57.9316 | 0.13591 | 0.13514 | 0.14616 | 0.1432 | 0.14178 | 0.13682 | 0.16107 | 0.15232 | 0.18034 | 0.17924 | 0.16164 | 0.15389 | 0.15117 | 0.15827 | 0.14877 | 0.13628 | 0.12855 | 0.12285 | 0.1141 | 0.14685 | 0.15423 | 0.15618 | 0.13346 | 0.14045
Portfolio Adjusted1-in-2AllOther2021December Monthly Peak | Portfolio Adjusted | 1-in-2 | All | Other | 2021 | December Monthly Peak | 12 | 5.506 | 5.3708 | 5.2511 | 5.2538 | 5.5245 | 6.2067 | 7.1582 | 7.6816 | 8.2447 | 8.4882 | 8.5835 | 8.4542 | 8.2095 | 8.1193 | 7.8566 | 7.559 | 7.4936 | 7.6672 | 7.3893 | 7.1629 | 6.8882 | 6.5523 | 6.1226 | 5.8181 | -0.022433 | -0.02501 | -0.015719 | -0.044703 | -0.055718 | -0.047983 | -0.018284 | -0.054446 | -0.045327 | -0.055632 | -4.2211e-05 | 0.0054794 | 0.018718 | 0.03577 | 0.14767 | 0.13864 | 0.17367 | 0.16911 | 0.055663 | 0.057415 | 0.050007 | 0.049016 | 0.034187 | 0.027508 | 42.9029 | 42.4373 | 41.5875 | 40.814 | 40.063 | 39.5243 | 39.5005 | 39.4873 | 39.8913 | 42.6076 | 45.2767 | 47.2838 | 48.6254 | 49.4712 | 50.1998 | 50.4247 | 50.0707 | 48.6251 | 46.833 | 45.5242 | 44.558 | 43.6814 | 42.793 | 41.8683 | 0.13452 | 0.13379 | 0.14522 | 0.14353 | 0.14242 | 0.13772 | 0.16365 | 0.15273 | 0.17778 | 0.17385 | 0.15361 | 0.14381 | 0.14057 | 0.14673 | 0.13937 | 0.13117 | 0.12657 | 0.12118 | 0.11291 | 0.14303 | 0.14987 | 0.15095 | 0.13074 | 0.1381
Portfolio Adjusted1-in-2AllOther2021Typical Event Day | Portfolio Adjusted | 1-in-2 | All | Other | 2021 | Typical Event Day | 8 | 6.0916 | 5.8783 | 5.7098 | 5.6672 | 5.9105 | 6.5849 | 7.3257 | 8.1673 | 9.1713 | 9.9844 | 10.6367 | 10.952 | 10.974 | 11.2069 | 11.14 | 10.8019 | 10.2173 | 9.3875 | 8.7239 | 8.4211 | 8.3216 | 7.7575 | 7.054 | 6.5715 | -0.015435 | -0.022531 | -0.013262 | -0.029877 | -0.044644 | -0.043716 | -0.037411 | -0.049045 | -0.049284 | -0.061346 | -0.028126 | -0.035885 | -0.019981 | -0.0076274 | 0.16418 | 0.17306 | 0.18476 | 0.16935 | 0.051804 | 0.04485 | 0.036546 | 0.048986 | 0.038474 | 0.036904 | 70.5938 | 69.2943 | 68.0284 | 66.8664 | 65.7597 | 64.8157 | 64.1386 | 64.3141 | 67.39 | 72.5104 | 77.6368 | 81.9755 | 85.2897 | 87.6264 | 88.9745 | 89.6952 | 89.7587 | 89.1053 | 87.6037 | 85.3059 | 81.9192 | 78.4879 | 75.9788 | 74.2304 | 0.13853 | 0.13731 | 0.14937 | 0.14717 | 0.14515 | 0.13921 | 0.16233 | 0.1538 | 0.18401 | 0.18564 | 0.16775 | 0.15863 | 0.1537 | 0.16105 | 0.15124 | 0.13887 | 0.12965 | 0.12173 | 0.11322 | 0.14838 | 0.15917 | 0.1603 | 0.13814 | 0.14498
Portfolio Adjusted1-in-2AllOther2022January Monthly Peak | Portfolio Adjusted | 1-in-2 | All | Other | 2022 | January Monthly Peak | 1 | 5.4982 | 5.3773 | 5.2466 | 5.2483 | 5.5221 | 6.2274 | 7.2717 | 7.7929 | 8.3158 | 8.5658 | 8.7134 | 8.6697 | 8.513 | 8.5291 | 8.3113 | 7.9937 | 7.7105 | 7.8256 | 7.5969 | 7.3121 | 7.028 | 6.6607 | 6.1827 | 5.8729 | -0.022701 | -0.025285 | -0.015812 | -0.044902 | -0.055925 | -0.048452 | -0.018764 | -0.056084 | -0.046451 | -0.057131 | -4.3737e-05 | 0.0057381 | 0.019791 | 0.038223 | 0.15626 | 0.14653 | 0.17934 | 0.17315 | 0.057837 | 0.059405 | 0.051778 | 0.050857 | 0.035376 | 0.02843 | 46.4877 | 46.0748 | 45.8686 | 45.49 | 45.2007 | 45.0469 | 45.0021 | 44.7162 | 44.9692 | 46.6982 | 48.9663 | 51.058 | 52.6995 | 53.6731 | 54.2515 | 54.1648 | 53.9308 | 53.0233 | 51.3169 | 50.0272 | 49.2081 | 48.7301 | 47.918 | 47.166 | 0.13586 | 0.13503 | 0.14591 | 0.14401 | 0.14278 | 0.13877 | 0.16719 | 0.15634 | 0.18133 | 0.17761 | 0.15789 | 0.14875 | 0.14581 | 0.1527 | 0.14403 | 0.13384 | 0.12728 | 0.12197 | 0.11403 | 0.14656 | 0.15409 | 0.15576 | 0.13467 | 0.14234
Portfolio Adjusted1-in-2AllOther2022February Monthly Peak | Portfolio Adjusted | 1-in-2 | All | Other | 2022 | February Monthly Peak | 2 | 5.4101 | 5.2856 | 5.1465 | 5.1398 | 5.4035 | 6.0874 | 7.0282 | 7.5339 | 8.0892 | 8.3866 | 8.6056 | 8.6409 | 8.5608 | 8.6373 | 8.4721 | 8.1658 | 7.8266 | 7.7323 | 7.6365 | 7.3056 | 7.0002 | 6.6153 | 6.1116 | 5.7855 | -0.022506 | -0.025083 | -0.01567 | -0.044428 | -0.055317 | -0.04785 | -0.018498 | -0.055151 | -0.045685 | -0.056358 | -4.3289e-05 | 0.0057008 | 0.019704 | 0.038132 | 0.15876 | 0.14925 | 0.18099 | 0.17116 | 0.05744 | 0.058884 | 0.051357 | 0.050515 | 0.035085 | 0.028216 | 48.5609 | 47.984 | 47.5069 | 47.1305 | 47.2371 | 46.851 | 46.3815 | 46.8296 | 48.0402 | 51.4937 | 55.3705 | 58.1719 | 59.929 | 60.7523 | 61.3131 | 61.7854 | 61.7882 | 60.8713 | 58.7291 | 56.2442 | 54.6956 | 53.4053 | 52.3416 | 50.9911 | 0.13464 | 0.1339 | 0.14456 | 0.14247 | 0.1412 | 0.13702 | 0.16481 | 0.15379 | 0.17838 | 0.17519 | 0.15617 | 0.14756 | 0.1448 | 0.15178 | 0.14312 | 0.13275 | 0.126 | 0.12072 | 0.11281 | 0.14513 | 0.15271 | 0.15459 | 0.13348 | 0.14122
Portfolio Adjusted1-in-2AllOther2022March Monthly Peak | Portfolio Adjusted | 1-in-2 | All | Other | 2022 | March Monthly Peak | 3 | 5.5582 | 5.3866 | 5.2515 | 5.1922 | 5.4329 | 6.0713 | 6.983 | 7.5364 | 8.0974 | 8.3945 | 8.6732 | 8.7482 | 8.6832 | 8.8027 | 8.6904 | 8.4062 | 8.025 | 7.584 | 7.3782 | 7.4458 | 7.2432 | 6.8476 | 6.3082 | 5.9312 | -0.023394 | -0.025903 | -0.016269 | -0.045493 | -0.056335 | -0.048134 | -0.018326 | -0.055242 | -0.046269 | -0.057033 | -4.4169e-05 | 0.0058482 | 0.020243 | 0.039366 | 0.16307 | 0.15379 | 0.1862 | 0.16843 | 0.057426 | 0.060737 | 0.053859 | 0.052953 | 0.036606 | 0.029143 | 50.3953 | 49.6509 | 48.8651 | 48.2924 | 47.7246 | 47.3591 | 46.9449 | 46.9328 | 49.1112 | 52.0926 | 54.9717 | 57.5127 | 59.8713 | 61.3554 | 62.2963 | 62.9641 | 62.7277 | 61.935 | 59.7844 | 56.8 | 54.6802 | 53.1032 | 51.7062 | 50.5906 | 0.13962 | 0.13805 | 0.14984 | 0.14573 | 0.14367 | 0.1378 | 0.16348 | 0.15406 | 0.18046 | 0.17709 | 0.15894 | 0.15075 | 0.14787 | 0.15536 | 0.14658 | 0.13561 | 0.12806 | 0.12075 | 0.11293 | 0.14894 | 0.15925 | 0.16138 | 0.13881 | 0.14564
Portfolio Adjusted1-in-2AllOther2022April Monthly Peak | Portfolio Adjusted | 1-in-2 | All | Other | 2022 | April Monthly Peak | 4 | 5.4906 | 5.3139 | 5.1579 | 5.0782 | 5.3007 | 5.8937 | 6.6244 | 7.2528 | 7.9884 | 8.5252 | 9.0269 | 9.3107 | 9.4126 | 9.6634 | 9.6386 | 9.3467 | 8.8584 | 8.18 | 7.6944 | 7.6201 | 7.4576 | 6.9799 | 6.3488 | 5.9226 | -0.02257 | -0.025032 | -0.015672 | -0.043665 | -0.054002 | -0.046009 | -0.017473 | -0.052822 | -0.044719 | -0.056057 | -4.3975e-05 | 0.0058885 | 0.020547 | 0.040147 | 0.1792 | 0.16965 | 0.2006 | 0.17823 | 0.056953 | 0.05976 | 0.052786 | 0.051806 | 0.035567 | 0.028268 | 63.1835 | 61.9339 | 60.7981 | 59.7202 | 58.7662 | 57.9526 | 57.2812 | 57.1522 | 59.4505 | 63.7707 | 69.2357 | 73.9664 | 77.335 | 79.3102 | 80.5823 | 81.2793 | 81.326 | 80.835 | 79.8142 | 77.788 | 74.1253 | 71.1636 | 68.7184 | 66.6171 | 0.13499 | 0.13364 | 0.14458 | 0.14014 | 0.13803 | 0.13216 | 0.15662 | 0.14814 | 0.17502 | 0.17435 | 0.15827 | 0.15152 | 0.14947 | 0.15745 | 0.14858 | 0.13678 | 0.12843 | 0.12066 | 0.11229 | 0.14688 | 0.1564 | 0.15815 | 0.13515 | 0.14146
Portfolio Adjusted1-in-2AllOther2022May Monthly Peak | Portfolio Adjusted | 1-in-2 | All | Other | 2022 | May Monthly Peak | 5 | 5.6022 | 5.4309 | 5.26 | 5.196 | 5.4254 | 5.9921 | 6.605 | 7.4946 | 8.4206 | 9.0825 | 9.6634 | 9.9574 | 10.0344 | 10.263 | 10.2162 | 9.8623 | 9.3326 | 8.5965 | 8.0127 | 7.7179 | 7.6643 | 7.1869 | 6.5418 | 6.0953 | -0.02111 | -0.024606 | -0.015194 | -0.041129 | -0.052507 | -0.045778 | -0.021347 | -0.052932 | -0.047158 | -0.05939 | -0.0057774 | -0.0024588 | 0.012924 | 0.031677 | 0.18117 | 0.17436 | 0.2019 | 0.18005 | 0.056506 | 0.056677 | 0.049493 | 0.051465 | 0.036469 | 0.030309 | 65.5971 | 64.2748 | 63.1031 | 61.922 | 60.9177 | 59.8656 | 58.8229 | 59.8776 | 63.8697 | 68.3731 | 72.5914 | 76.424 | 79.6097 | 81.9999 | 83.5869 | 84.4474 | 84.5106 | 83.8999 | 82.531 | 80.4697 | 76.6414 | 73.0775 | 70.7067 | 68.6475 | 0.1344 | 0.1336 | 0.14429 | 0.1409 | 0.1391 | 0.13299 | 0.15573 | 0.15016 | 0.18056 | 0.18133 | 0.1648 | 0.15699 | 0.15385 | 0.16135 | 0.15159 | 0.13843 | 0.12941 | 0.12136 | 0.11251 | 0.14596 | 0.15568 | 0.15789 | 0.13566 | 0.14223
Portfolio Adjusted1-in-2AllOther2022June Monthly Peak | Portfolio Adjusted | 1-in-2 | All | Other | 2022 | June Monthly Peak | 6 | 5.9256 | 5.7331 | 5.5607 | 5.489 | 5.7076 | 6.2458 | 6.904 | 7.8527 | 8.7962 | 9.5313 | 10.1636 | 10.4091 | 10.413 | 10.6345 | 10.5972 | 10.3152 | 9.7989 | 9.0311 | 8.4407 | 8.0363 | 7.9988 | 7.5603 | 6.8806 | 6.4181 | -0.01926 | -0.024303 | -0.014763 | -0.037467 | -0.050173 | -0.045347 | -0.027699 | -0.051526 | -0.047927 | -0.06016 | -0.014648 | -0.015593 | -0.00027397 | 0.015472 | 0.17465 | 0.17516 | 0.19659 | 0.17751 | 0.054604 | 0.051697 | 0.044563 | 0.051054 | 0.037736 | 0.033442 | 68.2592 | 66.5815 | 65.2732 | 64.255 | 62.9807 | 61.9858 | 61.2603 | 62.2629 | 66.2452 | 70.8854 | 75.3458 | 79.2495 | 82.3444 | 84.4444 | 85.7006 | 86.3251 | 86.5926 | 86.249 | 85.023 | 83.0185 | 80.0816 | 76.2929 | 73.3982 | 71.3273 | 0.13747 | 0.13669 | 0.14821 | 0.14484 | 0.14226 | 0.13535 | 0.15753 | 0.15078 | 0.18027 | 0.18161 | 0.16489 | 0.15509 | 0.14998 | 0.15709 | 0.14813 | 0.13689 | 0.12843 | 0.1205 | 0.11227 | 0.14519 | 0.15643 | 0.15922 | 0.13713 | 0.14427
Portfolio Adjusted1-in-2AllOther2022July Monthly Peak | Portfolio Adjusted | 1-in-2 | All | Other | 2022 | July Monthly Peak | 7 | 6.1614 | 5.935 | 5.7642 | 5.7209 | 5.9575 | 6.5911 | 7.2586 | 8.1679 | 9.11 | 9.8607 | 10.4641 | 10.7074 | 10.7084 | 10.8967 | 10.8402 | 10.5964 | 10.1064 | 9.3355 | 8.7389 | 8.3309 | 8.292 | 7.8275 | 7.1165 | 6.6329 | -0.015695 | -0.022625 | -0.013363 | -0.030403 | -0.04497 | -0.043658 | -0.036257 | -0.04825 | -0.047632 | -0.058944 | -0.026094 | -0.032826 | -0.017698 | -0.0057643 | 0.16164 | 0.17059 | 0.18363 | 0.16903 | 0.051172 | 0.044348 | 0.036557 | 0.048941 | 0.03827 | 0.03663 | 71.7027 | 70.717 | 69.6843 | 68.5757 | 67.4265 | 66.6606 | 65.9801 | 66.3484 | 69.3817 | 73.9363 | 78.3832 | 82.0275 | 84.965 | 87.4003 | 89.1666 | 90.0361 | 90.163 | 89.4424 | 88.0618 | 86.4934 | 83.3555 | 79.4756 | 76.8235 | 75.087 | 0.13848 | 0.13706 | 0.14923 | 0.14708 | 0.14475 | 0.13837 | 0.15983 | 0.15089 | 0.17838 | 0.17892 | 0.16119 | 0.15158 | 0.14694 | 0.15381 | 0.14536 | 0.13539 | 0.1277 | 0.12013 | 0.11214 | 0.14549 | 0.15695 | 0.15957 | 0.13744 | 0.14462
Portfolio Adjusted1-in-2AllOther2022August Monthly Peak | Portfolio Adjusted | 1-in-2 | All | Other | 2022 | August Monthly Peak | 8 | 6.2348 | 6.0125 | 5.835 | 5.7926 | 6.0387 | 6.7366 | 7.5154 | 8.4528 | 9.5746 | 10.4897 | 11.2091 | 11.5546 | 11.5927 | 11.83 | 11.7511 | 11.3789 | 10.7476 | 9.8636 | 9.1253 | 8.7854 | 8.6331 | 8.0128 | 7.2664 | 6.7508 | -0.011085 | -0.020515 | -0.011507 | -0.020903 | -0.037495 | -0.040581 | -0.047457 | -0.045796 | -0.050843 | -0.06299 | -0.044137 | -0.059832 | -0.043281 | -0.034926 | 0.15132 | 0.17065 | 0.17179 | 0.161 | 0.048902 | 0.036606 | 0.027191 | 0.046821 | 0.039295 | 0.04074 | 73.9268 | 72.6309 | 71.2494 | 70.0349 | 68.9918 | 67.9974 | 67.2046 | 66.9129 | 70.0799 | 75.8261 | 81.0678 | 85.023 | 88.3897 | 90.8988 | 92.1544 | 92.7642 | 92.6894 | 91.8884 | 90.3175 | 87.932 | 84.3553 | 81.1087 | 78.7619 | 76.9706 | 0.14283 | 0.14161 | 0.154 | 0.15187 | 0.14972 | 0.14378 | 0.16803 | 0.16035 | 0.19346 | 0.19631 | 0.17759 | 0.16777 | 0.16238 | 0.16964 | 0.15833 | 0.14421 | 0.13364 | 0.12556 | 0.11687 | 0.15509 | 0.16587 | 0.16644 | 0.14312 | 0.14988
Portfolio Adjusted1-in-2AllOther2022September Monthly Peak | Portfolio Adjusted | 1-in-2 | All | Other | 2022 | September Monthly Peak | 9 | 6.0313 | 5.8247 | 5.6498 | 5.6277 | 5.8888 | 6.5764 | 7.472 | 8.2263 | 9.2878 | 10.0861 | 10.7285 | 11.0337 | 11.0662 | 11.3037 | 11.229 | 10.8332 | 10.1968 | 9.3327 | 8.7164 | 8.6198 | 8.2382 | 7.66 | 6.967 | 6.4875 | -0.015535 | -0.022614 | -0.013275 | -0.030106 | -0.045124 | -0.044274 | -0.038294 | -0.050554 | -0.051512 | -0.064245 | -0.029373 | -0.037468 | -0.020844 | -0.0078449 | 0.16472 | 0.17332 | 0.185 | 0.16894 | 0.053456 | 0.046637 | 0.037287 | 0.04979 | 0.038907 | 0.037123 | 68.4864 | 67.2478 | 65.9068 | 64.6002 | 63.6398 | 62.6189 | 62.1095 | 61.7323 | 63.8535 | 69.3936 | 75.7503 | 81.6021 | 85.4595 | 87.7621 | 88.8763 | 89.6555 | 89.59 | 88.8414 | 87.0125 | 83.7797 | 79.8843 | 77.0746 | 74.9317 | 73.5368 | 0.13915 | 0.13771 | 0.14938 | 0.14799 | 0.14649 | 0.14079 | 0.16597 | 0.15785 | 0.19147 | 0.19352 | 0.17471 | 0.16501 | 0.15969 | 0.16687 | 0.15585 | 0.14172 | 0.13138 | 0.12334 | 0.11503 | 0.15313 | 0.16178 | 0.16264 | 0.13957 | 0.14587
Portfolio Adjusted1-in-2AllOther2022October Monthly Peak | Portfolio Adjusted | 1-in-2 | All | Other | 2022 | October Monthly Peak | 10 | 5.5403 | 5.375 | 5.1892 | 5.1458 | 5.3803 | 6.0368 | 6.9987 | 7.6084 | 8.39 | 9.1017 | 9.7315 | 10.1046 | 10.282 | 10.5473 | 10.496 | 10.1229 | 9.5519 | 8.897 | 8.478 | 8.1204 | 7.6486 | 7.1098 | 6.4486 | 6.0211 | -0.014792 | -0.02088 | -0.012247 | -0.028466 | -0.041449 | -0.040286 | -0.033163 | -0.046757 | -0.045706 | -0.057073 | -0.023308 | -0.029395 | -0.01477 | -0.0019681 | 0.15843 | 0.16417 | 0.17727 | 0.16437 | 0.051732 | 0.0446 | 0.03569 | 0.045682 | 0.035008 | 0.033058 | 67.904 | 67.1415 | 65.9183 | 65.122 | 64.1739 | 63.5486 | 62.8767 | 62.4236 | 63.3022 | 67.9727 | 74.3046 | 79.7439 | 83.3334 | 85.6752 | 87.0153 | 87.3784 | 86.9145 | 85.8535 | 83.6646 | 79.9767 | 75.7236 | 72.5861 | 70.2446 | 68.2778 | 0.12577 | 0.12526 | 0.13451 | 0.13213 | 0.13079 | 0.127 | 0.15315 | 0.14515 | 0.17196 | 0.17358 | 0.15758 | 0.15079 | 0.14921 | 0.15677 | 0.14761 | 0.13562 | 0.12739 | 0.12114 | 0.11224 | 0.14245 | 0.14823 | 0.14865 | 0.12682 | 0.13303
Portfolio Adjusted1-in-2AllOther2022November Monthly Peak | Portfolio Adjusted | 1-in-2 | All | Other | 2022 | November Monthly Peak | 11 | 5.4031 | 5.2594 | 5.1199 | 5.0961 | 5.3477 | 6 | 6.7291 | 7.3561 | 8.0465 | 8.4871 | 8.8941 | 9.0866 | 9.1058 | 9.2494 | 9.129 | 8.7214 | 8.3329 | 8.2097 | 7.7776 | 7.3896 | 7.0469 | 6.6432 | 6.0959 | 5.7389 | -0.022728 | -0.025324 | -0.015849 | -0.044663 | -0.055545 | -0.047759 | -0.018023 | -0.054518 | -0.046228 | -0.057804 | -4.5035e-05 | 0.0059948 | 0.020827 | 0.040376 | 0.17075 | 0.15915 | 0.19178 | 0.18063 | 0.058556 | 0.059697 | 0.051921 | 0.051071 | 0.035068 | 0.028048 | 55.6716 | 54.8711 | 53.7371 | 52.7558 | 51.8985 | 51.4196 | 50.751 | 50.7604 | 54.2002 | 60.1632 | 66.7114 | 71.7726 | 75.0933 | 76.7931 | 77.673 | 77.5988 | 75.9191 | 72.3049 | 67.8818 | 64.6415 | 62.2215 | 60.1436 | 59.1387 | 57.9316 | 0.13591 | 0.13514 | 0.14616 | 0.1432 | 0.14178 | 0.13682 | 0.16107 | 0.15232 | 0.18034 | 0.17924 | 0.16164 | 0.15389 | 0.15117 | 0.15827 | 0.14877 | 0.13628 | 0.12855 | 0.12285 | 0.1141 | 0.14685 | 0.15423 | 0.15618 | 0.13346 | 0.14045
Portfolio Adjusted1-in-2AllOther2022December Monthly Peak | Portfolio Adjusted | 1-in-2 | All | Other | 2022 | December Monthly Peak | 12 | 5.506 | 5.3708 | 5.2511 | 5.2538 | 5.5245 | 6.2067 | 7.1582 | 7.6816 | 8.2447 | 8.4882 | 8.5835 | 8.4542 | 8.2095 | 8.1193 | 7.8566 | 7.559 | 7.4936 | 7.6672 | 7.3893 | 7.1629 | 6.8882 | 6.5523 | 6.1226 | 5.8181 | -0.022433 | -0.02501 | -0.015719 | -0.044703 | -0.055718 | -0.047983 | -0.018284 | -0.054446 | -0.045327 | -0.055632 | -4.2211e-05 | 0.0054794 | 0.018718 | 0.03577 | 0.14767 | 0.13864 | 0.17367 | 0.16911 | 0.055663 | 0.057415 | 0.050007 | 0.049016 | 0.034187 | 0.027508 | 42.9029 | 42.4373 | 41.5875 | 40.814 | 40.063 | 39.5243 | 39.5005 | 39.4873 | 39.8913 | 42.6076 | 45.2767 | 47.2838 | 48.6254 | 49.4712 | 50.1998 | 50.4247 | 50.0707 | 48.6251 | 46.833 | 45.5242 | 44.558 | 43.6814 | 42.793 | 41.8683 | 0.13452 | 0.13379 | 0.14522 | 0.14353 | 0.14242 | 0.13772 | 0.16365 | 0.15273 | 0.17778 | 0.17385 | 0.15361 | 0.14381 | 0.14057 | 0.14673 | 0.13937 | 0.13117 | 0.12657 | 0.12118 | 0.11291 | 0.14303 | 0.14987 | 0.15095 | 0.13074 | 0.1381
Portfolio Adjusted1-in-2AllOther2022Typical Event Day | Portfolio Adjusted | 1-in-2 | All | Other | 2022 | Typical Event Day | 8 | 6.0916 | 5.8783 | 5.7098 | 5.6672 | 5.9105 | 6.5849 | 7.3257 | 8.1673 | 9.1713 | 9.9844 | 10.6367 | 10.952 | 10.974 | 11.2069 | 11.14 | 10.8019 | 10.2173 | 9.3875 | 8.7239 | 8.4211 | 8.3216 | 7.7575 | 7.054 | 6.5715 | -0.015435 | -0.022531 | -0.013262 | -0.029877 | -0.044644 | -0.043716 | -0.037411 | -0.049045 | -0.049284 | -0.061346 | -0.028126 | -0.035885 | -0.019981 | -0.0076274 | 0.16418 | 0.17306 | 0.18476 | 0.16935 | 0.051803 | 0.04485 | 0.036546 | 0.048986 | 0.038474 | 0.036904 | 70.5938 | 69.2943 | 68.0284 | 66.8664 | 65.7597 | 64.8157 | 64.1386 | 64.3141 | 67.39 | 72.5104 | 77.6368 | 81.9755 | 85.2897 | 87.6264 | 88.9745 | 89.6952 | 89.7587 | 89.1053 | 87.6037 | 85.3059 | 81.9192 | 78.4879 | 75.9788 | 74.2304 | 0.13853 | 0.13731 | 0.14937 | 0.14717 | 0.14515 | 0.13921 | 0.16233 | 0.1538 | 0.18401 | 0.18564 | 0.16775 | 0.15863 | 0.1537 | 0.16105 | 0.15124 | 0.13887 | 0.12965 | 0.12173 | 0.11322 | 0.14838 | 0.15917 | 0.1603 | 0.13814 | 0.14498
Portfolio Adjusted1-in-2AllOther2023January Monthly Peak | Portfolio Adjusted | 1-in-2 | All | Other | 2023 | January Monthly Peak | 1 | 5.4982 | 5.3773 | 5.2466 | 5.2483 | 5.5221 | 6.2274 | 7.2717 | 7.7929 | 8.3158 | 8.5658 | 8.7134 | 8.6697 | 8.513 | 8.5291 | 8.3113 | 7.9937 | 7.7105 | 7.8256 | 7.5969 | 7.3121 | 7.028 | 6.6607 | 6.1827 | 5.8729 | -0.022701 | -0.025285 | -0.015812 | -0.044902 | -0.055925 | -0.048452 | -0.018764 | -0.056084 | -0.046451 | -0.057131 | -4.3737e-05 | 0.0057381 | 0.019791 | 0.038223 | 0.15626 | 0.14653 | 0.17934 | 0.17315 | 0.057837 | 0.059405 | 0.051778 | 0.050857 | 0.035376 | 0.02843 | 46.4877 | 46.0748 | 45.8686 | 45.49 | 45.2007 | 45.0469 | 45.0021 | 44.7162 | 44.9692 | 46.6982 | 48.9663 | 51.058 | 52.6995 | 53.6731 | 54.2515 | 54.1648 | 53.9308 | 53.0233 | 51.3169 | 50.0272 | 49.2081 | 48.7301 | 47.918 | 47.166 | 0.13586 | 0.13503 | 0.14591 | 0.14401 | 0.14278 | 0.13877 | 0.16719 | 0.15634 | 0.18133 | 0.17761 | 0.15789 | 0.14875 | 0.14581 | 0.1527 | 0.14403 | 0.13384 | 0.12728 | 0.12197 | 0.11403 | 0.14656 | 0.15409 | 0.15576 | 0.13467 | 0.14234
Portfolio Adjusted1-in-2AllOther2023February Monthly Peak | Portfolio Adjusted | 1-in-2 | All | Other | 2023 | February Monthly Peak | 2 | 5.4101 | 5.2856 | 5.1465 | 5.1398 | 5.4035 | 6.0874 | 7.0282 | 7.5339 | 8.0892 | 8.3866 | 8.6056 | 8.6409 | 8.5608 | 8.6373 | 8.4721 | 8.1658 | 7.8266 | 7.7323 | 7.6365 | 7.3056 | 7.0002 | 6.6153 | 6.1116 | 5.7855 | -0.022506 | -0.025083 | -0.01567 | -0.044428 | -0.055317 | -0.047851 | -0.018498 | -0.055151 | -0.045685 | -0.056358 | -4.3289e-05 | 0.0057008 | 0.019704 | 0.038132 | 0.15876 | 0.14925 | 0.18099 | 0.17116 | 0.05744 | 0.058884 | 0.051357 | 0.050515 | 0.035085 | 0.028216 | 48.5609 | 47.984 | 47.5069 | 47.1305 | 47.2371 | 46.851 | 46.3815 | 46.8296 | 48.0402 | 51.4937 | 55.3705 | 58.1719 | 59.929 | 60.7523 | 61.3131 | 61.7854 | 61.7882 | 60.8713 | 58.7291 | 56.2442 | 54.6956 | 53.4053 | 52.3416 | 50.9911 | 0.13464 | 0.1339 | 0.14456 | 0.14247 | 0.1412 | 0.13702 | 0.16481 | 0.15379 | 0.17838 | 0.17519 | 0.15617 | 0.14756 | 0.1448 | 0.15178 | 0.14312 | 0.13275 | 0.126 | 0.12072 | 0.11281 | 0.14513 | 0.15271 | 0.15459 | 0.13348 | 0.14122
Portfolio Adjusted1-in-2AllOther2023March Monthly Peak | Portfolio Adjusted | 1-in-2 | All | Other | 2023 | March Monthly Peak | 3 | 5.5582 | 5.3866 | 5.2515 | 5.1922 | 5.4329 | 6.0713 | 6.983 | 7.5364 | 8.0974 | 8.3945 | 8.6732 | 8.7482 | 8.6832 | 8.8027 | 8.6904 | 8.4062 | 8.025 | 7.584 | 7.3782 | 7.4458 | 7.2432 | 6.8476 | 6.3082 | 5.9312 | -0.023394 | -0.025903 | -0.016269 | -0.045493 | -0.056335 | -0.048134 | -0.018326 | -0.055242 | -0.046269 | -0.057033 | -4.4169e-05 | 0.0058482 | 0.020243 | 0.039366 | 0.16307 | 0.15379 | 0.1862 | 0.16843 | 0.057426 | 0.060737 | 0.05386 | 0.052953 | 0.036606 | 0.029143 | 50.3953 | 49.6509 | 48.8651 | 48.2924 | 47.7246 | 47.3591 | 46.9449 | 46.9328 | 49.1111 | 52.0926 | 54.9717 | 57.5127 | 59.8713 | 61.3554 | 62.2963 | 62.9641 | 62.7277 | 61.935 | 59.7844 | 56.8 | 54.6802 | 53.1032 | 51.7062 | 50.5906 | 0.13962 | 0.13805 | 0.14984 | 0.14573 | 0.14367 | 0.1378 | 0.16348 | 0.15406 | 0.18046 | 0.17709 | 0.15894 | 0.15075 | 0.14787 | 0.15536 | 0.14658 | 0.13561 | 0.12806 | 0.12075 | 0.11293 | 0.14894 | 0.15925 | 0.16138 | 0.13881 | 0.14564
Portfolio Adjusted1-in-2AllOther2023April Monthly Peak | Portfolio Adjusted | 1-in-2 | All | Other | 2023 | April Monthly Peak | 4 | 5.4906 | 5.3139 | 5.1579 | 5.0782 | 5.3007 | 5.8937 | 6.6244 | 7.2528 | 7.9884 | 8.5252 | 9.0269 | 9.3107 | 9.4126 | 9.6634 | 9.6386 | 9.3467 | 8.8584 | 8.18 | 7.6944 | 7.6201 | 7.4576 | 6.9799 | 6.3488 | 5.9226 | -0.02257 | -0.025032 | -0.015672 | -0.043665 | -0.054002 | -0.046009 | -0.017473 | -0.052822 | -0.044719 | -0.056057 | -4.3975e-05 | 0.0058885 | 0.020547 | 0.040147 | 0.1792 | 0.16965 | 0.2006 | 0.17823 | 0.056953 | 0.05976 | 0.052786 | 0.051806 | 0.035567 | 0.028268 | 63.1835 | 61.9339 | 60.7981 | 59.7202 | 58.7662 | 57.9526 | 57.2812 | 57.1522 | 59.4505 | 63.7707 | 69.2357 | 73.9664 | 77.335 | 79.3102 | 80.5823 | 81.2793 | 81.326 | 80.835 | 79.8142 | 77.788 | 74.1253 | 71.1636 | 68.7184 | 66.6171 | 0.13499 | 0.13364 | 0.14458 | 0.14014 | 0.13803 | 0.13216 | 0.15662 | 0.14814 | 0.17502 | 0.17435 | 0.15827 | 0.15152 | 0.14947 | 0.15745 | 0.14858 | 0.13678 | 0.12843 | 0.12066 | 0.11229 | 0.14688 | 0.1564 | 0.15815 | 0.13515 | 0.14146
Portfolio Adjusted1-in-2AllOther2023May Monthly Peak | Portfolio Adjusted | 1-in-2 | All | Other | 2023 | May Monthly Peak | 5 | 5.6022 | 5.4309 | 5.26 | 5.196 | 5.4254 | 5.9921 | 6.605 | 7.4946 | 8.4206 | 9.0825 | 9.6634 | 9.9574 | 10.0344 | 10.263 | 10.2162 | 9.8623 | 9.3326 | 8.5965 | 8.0127 | 7.7179 | 7.6643 | 7.1869 | 6.5418 | 6.0953 | -0.02111 | -0.024606 | -0.015194 | -0.041129 | -0.052507 | -0.045778 | -0.021347 | -0.052932 | -0.047158 | -0.05939 | -0.0057774 | -0.0024588 | 0.012924 | 0.031677 | 0.18117 | 0.17436 | 0.2019 | 0.18005 | 0.056506 | 0.056677 | 0.049493 | 0.051465 | 0.036469 | 0.030309 | 65.5971 | 64.2748 | 63.1031 | 61.922 | 60.9177 | 59.8656 | 58.8229 | 59.8776 | 63.8697 | 68.3731 | 72.5914 | 76.424 | 79.6097 | 81.9999 | 83.5869 | 84.4474 | 84.5106 | 83.8999 | 82.531 | 80.4697 | 76.6414 | 73.0775 | 70.7067 | 68.6475 | 0.1344 | 0.1336 | 0.14429 | 0.1409 | 0.1391 | 0.13299 | 0.15573 | 0.15016 | 0.18056 | 0.18133 | 0.1648 | 0.15699 | 0.15385 | 0.16135 | 0.15159 | 0.13843 | 0.12941 | 0.12136 | 0.11251 | 0.14596 | 0.15568 | 0.15789 | 0.13566 | 0.14223
Portfolio Adjusted1-in-2AllOther2023June Monthly Peak | Portfolio Adjusted | 1-in-2 | All | Other | 2023 | June Monthly Peak | 6 | 5.9256 | 5.7331 | 5.5607 | 5.489 | 5.7076 | 6.2458 | 6.904 | 7.8527 | 8.7962 | 9.5313 | 10.1636 | 10.4091 | 10.413 | 10.6345 | 10.5972 | 10.3152 | 9.7989 | 9.0311 | 8.4407 | 8.0363 | 7.9988 | 7.5603 | 6.8806 | 6.4181 | -0.01926 | -0.024303 | -0.014763 | -0.037467 | -0.050173 | -0.045347 | -0.027699 | -0.051526 | -0.047927 | -0.06016 | -0.014648 | -0.015593 | -0.00027397 | 0.015472 | 0.17465 | 0.17516 | 0.19659 | 0.17751 | 0.054604 | 0.051697 | 0.044563 | 0.051054 | 0.037736 | 0.033442 | 68.2592 | 66.5815 | 65.2732 | 64.255 | 62.9807 | 61.9858 | 61.2603 | 62.2629 | 66.2452 | 70.8854 | 75.3458 | 79.2495 | 82.3444 | 84.4444 | 85.7006 | 86.3251 | 86.5926 | 86.249 | 85.023 | 83.0185 | 80.0816 | 76.2929 | 73.3982 | 71.3273 | 0.13747 | 0.13669 | 0.14821 | 0.14484 | 0.14226 | 0.13535 | 0.15753 | 0.15078 | 0.18027 | 0.18161 | 0.16489 | 0.15509 | 0.14998 | 0.15709 | 0.14813 | 0.13689 | 0.12843 | 0.1205 | 0.11227 | 0.14519 | 0.15643 | 0.15922 | 0.13713 | 0.14427
Portfolio Adjusted1-in-2AllOther2023July Monthly Peak | Portfolio Adjusted | 1-in-2 | All | Other | 2023 | July Monthly Peak | 7 | 6.1614 | 5.935 | 5.7642 | 5.7209 | 5.9575 | 6.5911 | 7.2586 | 8.1679 | 9.11 | 9.8607 | 10.4641 | 10.7074 | 10.7084 | 10.8967 | 10.8402 | 10.5964 | 10.1064 | 9.3355 | 8.7389 | 8.3309 | 8.292 | 7.8275 | 7.1165 | 6.6329 | -0.015695 | -0.022625 | -0.013363 | -0.030403 | -0.04497 | -0.043658 | -0.036257 | -0.04825 | -0.047632 | -0.058944 | -0.026094 | -0.032826 | -0.017698 | -0.0057643 | 0.16164 | 0.17059 | 0.18363 | 0.16903 | 0.051172 | 0.044348 | 0.036557 | 0.048941 | 0.03827 | 0.03663 | 71.7027 | 70.717 | 69.6843 | 68.5756 | 67.4266 | 66.6606 | 65.9801 | 66.3484 | 69.3817 | 73.9363 | 78.3832 | 82.0275 | 84.965 | 87.4003 | 89.1666 | 90.0361 | 90.163 | 89.4424 | 88.0618 | 86.4934 | 83.3555 | 79.4756 | 76.8235 | 75.087 | 0.13848 | 0.13706 | 0.14923 | 0.14708 | 0.14475 | 0.13837 | 0.15983 | 0.15089 | 0.17838 | 0.17892 | 0.16119 | 0.15158 | 0.14694 | 0.15381 | 0.14536 | 0.13539 | 0.1277 | 0.12013 | 0.11214 | 0.14549 | 0.15695 | 0.15957 | 0.13744 | 0.14462
Portfolio Adjusted1-in-2AllOther2023August Monthly Peak | Portfolio Adjusted | 1-in-2 | All | Other | 2023 | August Monthly Peak | 8 | 6.2348 | 6.0125 | 5.835 | 5.7926 | 6.0387 | 6.7366 | 7.5154 | 8.4528 | 9.5746 | 10.4897 | 11.2091 | 11.5546 | 11.5927 | 11.83 | 11.7511 | 11.3789 | 10.7476 | 9.8636 | 9.1253 | 8.7854 | 8.6331 | 8.0128 | 7.2664 | 6.7508 | -0.011085 | -0.020515 | -0.011507 | -0.020903 | -0.037495 | -0.040581 | -0.047457 | -0.045796 | -0.050843 | -0.06299 | -0.044137 | -0.059832 | -0.043281 | -0.034926 | 0.15132 | 0.17065 | 0.17179 | 0.161 | 0.048902 | 0.036606 | 0.027191 | 0.046821 | 0.039295 | 0.04074 | 73.9268 | 72.6309 | 71.2494 | 70.0349 | 68.9918 | 67.9974 | 67.2046 | 66.9129 | 70.0799 | 75.8261 | 81.0678 | 85.023 | 88.3897 | 90.8988 | 92.1544 | 92.7642 | 92.6894 | 91.8884 | 90.3175 | 87.932 | 84.3553 | 81.1087 | 78.7619 | 76.9706 | 0.14283 | 0.14161 | 0.154 | 0.15187 | 0.14972 | 0.14378 | 0.16803 | 0.16035 | 0.19346 | 0.19631 | 0.17759 | 0.16777 | 0.16238 | 0.16964 | 0.15833 | 0.14421 | 0.13364 | 0.12556 | 0.11687 | 0.15509 | 0.16587 | 0.16644 | 0.14312 | 0.14988
Portfolio Adjusted1-in-2AllOther2023September Monthly Peak | Portfolio Adjusted | 1-in-2 | All | Other | 2023 | September Monthly Peak | 9 | 6.0313 | 5.8247 | 5.6498 | 5.6277 | 5.8888 | 6.5764 | 7.472 | 8.2263 | 9.2878 | 10.0861 | 10.7285 | 11.0337 | 11.0662 | 11.3037 | 11.229 | 10.8332 | 10.1968 | 9.3327 | 8.7164 | 8.6198 | 8.2382 | 7.66 | 6.967 | 6.4875 | -0.015535 | -0.022614 | -0.013275 | -0.030106 | -0.045124 | -0.044274 | -0.038294 | -0.050554 | -0.051512 | -0.064245 | -0.029373 | -0.037468 | -0.020844 | -0.0078449 | 0.16472 | 0.17332 | 0.185 | 0.16894 | 0.053456 | 0.046637 | 0.037287 | 0.04979 | 0.038907 | 0.037123 | 68.4864 | 67.2479 | 65.9068 | 64.6002 | 63.6398 | 62.6189 | 62.1095 | 61.7323 | 63.8535 | 69.3936 | 75.7503 | 81.6021 | 85.4595 | 87.7621 | 88.8763 | 89.6555 | 89.5901 | 88.8414 | 87.0125 | 83.7797 | 79.8843 | 77.0746 | 74.9317 | 73.5368 | 0.13915 | 0.13771 | 0.14938 | 0.14799 | 0.14649 | 0.14079 | 0.16597 | 0.15785 | 0.19147 | 0.19352 | 0.17471 | 0.16501 | 0.15969 | 0.16687 | 0.15585 | 0.14172 | 0.13138 | 0.12334 | 0.11503 | 0.15313 | 0.16178 | 0.16264 | 0.13957 | 0.14587
Portfolio Adjusted1-in-2AllOther2023October Monthly Peak | Portfolio Adjusted | 1-in-2 | All | Other | 2023 | October Monthly Peak | 10 | 5.5403 | 5.375 | 5.1892 | 5.1458 | 5.3803 | 6.0368 | 6.9987 | 7.6084 | 8.39 | 9.1017 | 9.7315 | 10.1046 | 10.282 | 10.5473 | 10.496 | 10.1229 | 9.5519 | 8.897 | 8.478 | 8.1204 | 7.6486 | 7.1098 | 6.4486 | 6.0211 | -0.014792 | -0.02088 | -0.012247 | -0.028466 | -0.041449 | -0.040286 | -0.033163 | -0.046757 | -0.045706 | -0.057073 | -0.023308 | -0.029395 | -0.01477 | -0.0019681 | 0.15843 | 0.16417 | 0.17727 | 0.16437 | 0.051732 | 0.0446 | 0.03569 | 0.045682 | 0.035008 | 0.033058 | 67.904 | 67.1415 | 65.9183 | 65.122 | 64.1739 | 63.5486 | 62.8767 | 62.4236 | 63.3022 | 67.9727 | 74.3046 | 79.7439 | 83.3334 | 85.6752 | 87.0153 | 87.3784 | 86.9145 | 85.8535 | 83.6646 | 79.9767 | 75.7236 | 72.5861 | 70.2446 | 68.2778 | 0.12577 | 0.12526 | 0.13451 | 0.13213 | 0.13079 | 0.127 | 0.15315 | 0.14515 | 0.17196 | 0.17358 | 0.15758 | 0.15079 | 0.14921 | 0.15677 | 0.14761 | 0.13562 | 0.12739 | 0.12114 | 0.11224 | 0.14245 | 0.14823 | 0.14865 | 0.12682 | 0.13303
Portfolio Adjusted1-in-2AllOther2023November Monthly Peak | Portfolio Adjusted | 1-in-2 | All | Other | 2023 | November Monthly Peak | 11 | 5.4031 | 5.2594 | 5.1199 | 5.0961 | 5.3477 | 6 | 6.7291 | 7.3561 | 8.0465 | 8.4871 | 8.8941 | 9.0866 | 9.1058 | 9.2494 | 9.129 | 8.7214 | 8.3329 | 8.2097 | 7.7776 | 7.3896 | 7.0469 | 6.6432 | 6.0959 | 5.7389 | -0.022728 | -0.025324 | -0.015849 | -0.044663 | -0.055545 | -0.047759 | -0.018023 | -0.054518 | -0.046228 | -0.057804 | -4.5035e-05 | 0.0059948 | 0.020827 | 0.040376 | 0.17075 | 0.15915 | 0.19178 | 0.18063 | 0.058556 | 0.059697 | 0.051921 | 0.051071 | 0.035068 | 0.028048 | 55.6716 | 54.8711 | 53.7371 | 52.7558 | 51.8985 | 51.4196 | 50.751 | 50.7604 | 54.2002 | 60.1632 | 66.7114 | 71.7726 | 75.0933 | 76.7931 | 77.673 | 77.5988 | 75.9191 | 72.3049 | 67.8818 | 64.6415 | 62.2215 | 60.1436 | 59.1387 | 57.9316 | 0.13591 | 0.13514 | 0.14616 | 0.1432 | 0.14178 | 0.13682 | 0.16107 | 0.15232 | 0.18034 | 0.17924 | 0.16164 | 0.15389 | 0.15117 | 0.15827 | 0.14877 | 0.13628 | 0.12855 | 0.12285 | 0.1141 | 0.14685 | 0.15423 | 0.15618 | 0.13346 | 0.14045
Portfolio Adjusted1-in-2AllOther2023December Monthly Peak | Portfolio Adjusted | 1-in-2 | All | Other | 2023 | December Monthly Peak | 12 | 5.506 | 5.3708 | 5.2511 | 5.2538 | 5.5245 | 6.2067 | 7.1582 | 7.6816 | 8.2447 | 8.4882 | 8.5835 | 8.4542 | 8.2095 | 8.1193 | 7.8566 | 7.559 | 7.4936 | 7.6672 | 7.3893 | 7.1629 | 6.8882 | 6.5523 | 6.1226 | 5.8181 | -0.022433 | -0.02501 | -0.015719 | -0.044703 | -0.055718 | -0.047983 | -0.018284 | -0.054446 | -0.045327 | -0.055632 | -4.2211e-05 | 0.0054794 | 0.018718 | 0.03577 | 0.14767 | 0.13864 | 0.17367 | 0.16911 | 0.055663 | 0.057415 | 0.050007 | 0.049016 | 0.034187 | 0.027508 | 42.9029 | 42.4373 | 41.5875 | 40.814 | 40.063 | 39.5243 | 39.5005 | 39.4873 | 39.8913 | 42.6076 | 45.2767 | 47.2838 | 48.6254 | 49.4712 | 50.1998 | 50.4247 | 50.0707 | 48.6251 | 46.833 | 45.5242 | 44.558 | 43.6814 | 42.793 | 41.8683 | 0.13452 | 0.13379 | 0.14522 | 0.14353 | 0.14242 | 0.13772 | 0.16365 | 0.15273 | 0.17778 | 0.17385 | 0.15361 | 0.14381 | 0.14057 | 0.14673 | 0.13937 | 0.13117 | 0.12657 | 0.12118 | 0.11291 | 0.14303 | 0.14987 | 0.15095 | 0.13074 | 0.1381
Portfolio Adjusted1-in-2AllOther2023Typical Event Day | Portfolio Adjusted | 1-in-2 | All | Other | 2023 | Typical Event Day | 8 | 6.0916 | 5.8783 | 5.7098 | 5.6672 | 5.9105 | 6.5849 | 7.3257 | 8.1673 | 9.1713 | 9.9844 | 10.6367 | 10.952 | 10.974 | 11.2069 | 11.14 | 10.8019 | 10.2173 | 9.3875 | 8.7239 | 8.4211 | 8.3216 | 7.7575 | 7.054 | 6.5715 | -0.015435 | -0.022531 | -0.013262 | -0.029877 | -0.044644 | -0.043716 | -0.037411 | -0.049045 | -0.049284 | -0.061346 | -0.028126 | -0.035885 | -0.019981 | -0.0076274 | 0.16418 | 0.17306 | 0.18476 | 0.16935 | 0.051803 | 0.04485 | 0.036546 | 0.048986 | 0.038474 | 0.036904 | 70.5938 | 69.2943 | 68.0284 | 66.8664 | 65.7597 | 64.8157 | 64.1386 | 64.3141 | 67.39 | 72.5104 | 77.6368 | 81.9755 | 85.2897 | 87.6264 | 88.9745 | 89.6952 | 89.7587 | 89.1053 | 87.6037 | 85.3059 | 81.9192 | 78.4879 | 75.9788 | 74.2304 | 0.13853 | 0.13731 | 0.14937 | 0.14717 | 0.14515 | 0.13921 | 0.16233 | 0.1538 | 0.18401 | 0.18564 | 0.16775 | 0.15863 | 0.1537 | 0.16105 | 0.15124 | 0.13887 | 0.12965 | 0.12173 | 0.11322 | 0.14838 | 0.15917 | 0.1603 | 0.13814 | 0.14498
Portfolio Adjusted1-in-2AllOther2024January Monthly Peak | Portfolio Adjusted | 1-in-2 | All | Other | 2024 | January Monthly Peak | 1 | 5.4982 | 5.3773 | 5.2466 | 5.2483 | 5.5221 | 6.2274 | 7.2717 | 7.7929 | 8.3158 | 8.5658 | 8.7134 | 8.6697 | 8.513 | 8.5291 | 8.3113 | 7.9937 | 7.7105 | 7.8256 | 7.5969 | 7.3121 | 7.028 | 6.6607 | 6.1827 | 5.8729 | -0.022701 | -0.025285 | -0.015812 | -0.044902 | -0.055925 | -0.048452 | -0.018764 | -0.056084 | -0.046451 | -0.057131 | -4.3737e-05 | 0.0057381 | 0.019791 | 0.038223 | 0.15626 | 0.14653 | 0.17934 | 0.17315 | 0.057837 | 0.059405 | 0.051778 | 0.050857 | 0.035376 | 0.02843 | 46.4877 | 46.0748 | 45.8686 | 45.49 | 45.2007 | 45.0469 | 45.0021 | 44.7162 | 44.9692 | 46.6982 | 48.9663 | 51.058 | 52.6995 | 53.6731 | 54.2515 | 54.1648 | 53.9308 | 53.0233 | 51.3169 | 50.0272 | 49.2081 | 48.7301 | 47.918 | 47.166 | 0.13586 | 0.13503 | 0.14591 | 0.14401 | 0.14278 | 0.13877 | 0.16719 | 0.15634 | 0.18133 | 0.17761 | 0.15789 | 0.14875 | 0.14581 | 0.1527 | 0.14403 | 0.13384 | 0.12728 | 0.12197 | 0.11403 | 0.14656 | 0.15409 | 0.15576 | 0.13467 | 0.14234
Portfolio Adjusted1-in-2AllOther2024February Monthly Peak | Portfolio Adjusted | 1-in-2 | All | Other | 2024 | February Monthly Peak | 2 | 5.4101 | 5.2856 | 5.1465 | 5.1398 | 5.4035 | 6.0874 | 7.0282 | 7.5339 | 8.0892 | 8.3866 | 8.6056 | 8.6409 | 8.5608 | 8.6373 | 8.4721 | 8.1658 | 7.8266 | 7.7323 | 7.6365 | 7.3056 | 7.0002 | 6.6153 | 6.1116 | 5.7855 | -0.022506 | -0.025083 | -0.01567 | -0.044428 | -0.055317 | -0.04785 | -0.018498 | -0.055151 | -0.045685 | -0.056358 | -4.3289e-05 | 0.0057008 | 0.019704 | 0.038132 | 0.15876 | 0.14925 | 0.18099 | 0.17116 | 0.05744 | 0.058884 | 0.051357 | 0.050515 | 0.035085 | 0.028216 | 48.5609 | 47.984 | 47.5069 | 47.1305 | 47.2371 | 46.851 | 46.3815 | 46.8296 | 48.0402 | 51.4937 | 55.3705 | 58.1719 | 59.929 | 60.7523 | 61.3131 | 61.7854 | 61.7882 | 60.8713 | 58.7291 | 56.2442 | 54.6956 | 53.4053 | 52.3416 | 50.9911 | 0.13464 | 0.1339 | 0.14456 | 0.14247 | 0.1412 | 0.13702 | 0.16481 | 0.15379 | 0.17838 | 0.17519 | 0.15617 | 0.14756 | 0.1448 | 0.15178 | 0.14312 | 0.13275 | 0.126 | 0.12072 | 0.11281 | 0.14513 | 0.15271 | 0.15459 | 0.13348 | 0.14122
Portfolio Adjusted1-in-2AllOther2024March Monthly Peak | Portfolio Adjusted | 1-in-2 | All | Other | 2024 | March Monthly Peak | 3 | 5.5582 | 5.3866 | 5.2515 | 5.1922 | 5.4329 | 6.0713 | 6.983 | 7.5364 | 8.0974 | 8.3945 | 8.6732 | 8.7482 | 8.6832 | 8.8027 | 8.6904 | 8.4062 | 8.025 | 7.584 | 7.3782 | 7.4458 | 7.2432 | 6.8476 | 6.3082 | 5.9312 | -0.023394 | -0.025903 | -0.016269 | -0.045493 | -0.056335 | -0.048134 | -0.018326 | -0.055242 | -0.046269 | -0.057033 | -4.4169e-05 | 0.0058482 | 0.020243 | 0.039366 | 0.16307 | 0.15379 | 0.1862 | 0.16843 | 0.057426 | 0.060737 | 0.05386 | 0.052953 | 0.036606 | 0.029143 | 50.3953 | 49.6509 | 48.8651 | 48.2924 | 47.7246 | 47.3591 | 46.9449 | 46.9328 | 49.1112 | 52.0926 | 54.9717 | 57.5127 | 59.8713 | 61.3554 | 62.2963 | 62.9641 | 62.7277 | 61.935 | 59.7844 | 56.8 | 54.6802 | 53.1032 | 51.7062 | 50.5906 | 0.13962 | 0.13805 | 0.14984 | 0.14573 | 0.14367 | 0.1378 | 0.16348 | 0.15406 | 0.18046 | 0.17709 | 0.15894 | 0.15075 | 0.14787 | 0.15536 | 0.14658 | 0.13561 | 0.12806 | 0.12075 | 0.11293 | 0.14894 | 0.15925 | 0.16138 | 0.13881 | 0.14564
Portfolio Adjusted1-in-2AllOther2024April Monthly Peak | Portfolio Adjusted | 1-in-2 | All | Other | 2024 | April Monthly Peak | 4 | 5.4906 | 5.3139 | 5.1579 | 5.0782 | 5.3007 | 5.8937 | 6.6244 | 7.2528 | 7.9884 | 8.5252 | 9.0269 | 9.3107 | 9.4126 | 9.6634 | 9.6386 | 9.3467 | 8.8584 | 8.18 | 7.6944 | 7.6201 | 7.4576 | 6.9799 | 6.3488 | 5.9226 | -0.02257 | -0.025032 | -0.015672 | -0.043665 | -0.054002 | -0.046009 | -0.017473 | -0.052822 | -0.044719 | -0.056057 | -4.3975e-05 | 0.0058885 | 0.020547 | 0.040147 | 0.1792 | 0.16965 | 0.2006 | 0.17823 | 0.056953 | 0.05976 | 0.052786 | 0.051806 | 0.035567 | 0.028268 | 63.1835 | 61.9339 | 60.7981 | 59.7202 | 58.7662 | 57.9526 | 57.2812 | 57.1522 | 59.4505 | 63.7707 | 69.2357 | 73.9664 | 77.335 | 79.3102 | 80.5823 | 81.2793 | 81.326 | 80.835 | 79.8142 | 77.788 | 74.1253 | 71.1636 | 68.7184 | 66.6171 | 0.13499 | 0.13364 | 0.14458 | 0.14014 | 0.13803 | 0.13216 | 0.15662 | 0.14814 | 0.17502 | 0.17435 | 0.15827 | 0.15152 | 0.14947 | 0.15745 | 0.14858 | 0.13678 | 0.12843 | 0.12066 | 0.11229 | 0.14688 | 0.1564 | 0.15815 | 0.13515 | 0.14146
Portfolio Adjusted1-in-2AllOther2024May Monthly Peak | Portfolio Adjusted | 1-in-2 | All | Other | 2024 | May Monthly Peak | 5 | 5.6022 | 5.4309 | 5.26 | 5.196 | 5.4254 | 5.9921 | 6.605 | 7.4946 | 8.4206 | 9.0825 | 9.6634 | 9.9574 | 10.0344 | 10.263 | 10.2162 | 9.8623 | 9.3326 | 8.5965 | 8.0127 | 7.7179 | 7.6643 | 7.1869 | 6.5418 | 6.0953 | -0.02111 | -0.024606 | -0.015194 | -0.041129 | -0.052507 | -0.045778 | -0.021347 | -0.052932 | -0.047158 | -0.05939 | -0.0057774 | -0.0024588 | 0.012924 | 0.031677 | 0.18117 | 0.17436 | 0.2019 | 0.18005 | 0.056506 | 0.056677 | 0.049493 | 0.051465 | 0.036469 | 0.030309 | 65.5971 | 64.2748 | 63.1031 | 61.922 | 60.9177 | 59.8656 | 58.8229 | 59.8776 | 63.8697 | 68.3731 | 72.5914 | 76.424 | 79.6097 | 81.9999 | 83.5869 | 84.4474 | 84.5106 | 83.8999 | 82.531 | 80.4697 | 76.6414 | 73.0775 | 70.7067 | 68.6475 | 0.1344 | 0.1336 | 0.14429 | 0.1409 | 0.1391 | 0.13299 | 0.15573 | 0.15016 | 0.18056 | 0.18133 | 0.1648 | 0.15699 | 0.15385 | 0.16135 | 0.15159 | 0.13843 | 0.12941 | 0.12136 | 0.11251 | 0.14596 | 0.15568 | 0.15789 | 0.13566 | 0.14223
Portfolio Adjusted1-in-2AllOther2024June Monthly Peak | Portfolio Adjusted | 1-in-2 | All | Other | 2024 | June Monthly Peak | 6 | 5.9256 | 5.7331 | 5.5607 | 5.489 | 5.7076 | 6.2458 | 6.904 | 7.8527 | 8.7962 | 9.5313 | 10.1636 | 10.4091 | 10.413 | 10.6345 | 10.5972 | 10.3152 | 9.7989 | 9.0311 | 8.4407 | 8.0363 | 7.9988 | 7.5603 | 6.8806 | 6.4181 | -0.01926 | -0.024303 | -0.014763 | -0.037467 | -0.050173 | -0.045347 | -0.027699 | -0.051526 | -0.047927 | -0.06016 | -0.014648 | -0.015593 | -0.00027397 | 0.015472 | 0.17465 | 0.17516 | 0.19659 | 0.17751 | 0.054604 | 0.051697 | 0.044563 | 0.051054 | 0.037736 | 0.033442 | 68.2592 | 66.5815 | 65.2732 | 64.255 | 62.9807 | 61.9858 | 61.2603 | 62.2629 | 66.2452 | 70.8854 | 75.3458 | 79.2495 | 82.3444 | 84.4444 | 85.7006 | 86.3251 | 86.5926 | 86.249 | 85.023 | 83.0185 | 80.0816 | 76.2929 | 73.3982 | 71.3273 | 0.13747 | 0.13669 | 0.14821 | 0.14484 | 0.14226 | 0.13535 | 0.15753 | 0.15078 | 0.18027 | 0.18161 | 0.16489 | 0.15509 | 0.14998 | 0.15709 | 0.14813 | 0.13689 | 0.12843 | 0.1205 | 0.11227 | 0.14519 | 0.15643 | 0.15922 | 0.13713 | 0.14427
Portfolio Adjusted1-in-2AllOther2024July Monthly Peak | Portfolio Adjusted | 1-in-2 | All | Other | 2024 | July Monthly Peak | 7 | 6.1614 | 5.935 | 5.7642 | 5.7209 | 5.9575 | 6.591 | 7.2586 | 8.1679 | 9.11 | 9.8607 | 10.4641 | 10.7074 | 10.7084 | 10.8967 | 10.8402 | 10.5964 | 10.1064 | 9.3355 | 8.7389 | 8.3309 | 8.292 | 7.8275 | 7.1165 | 6.6329 | -0.015695 | -0.022625 | -0.013363 | -0.030403 | -0.04497 | -0.043658 | -0.036257 | -0.04825 | -0.047632 | -0.058944 | -0.026094 | -0.032826 | -0.017698 | -0.0057643 | 0.16164 | 0.17059 | 0.18363 | 0.16903 | 0.051172 | 0.044348 | 0.036557 | 0.048941 | 0.03827 | 0.03663 | 71.7027 | 70.717 | 69.6843 | 68.5757 | 67.4266 | 66.6606 | 65.9801 | 66.3484 | 69.3817 | 73.9363 | 78.3832 | 82.0275 | 84.965 | 87.4003 | 89.1666 | 90.0361 | 90.163 | 89.4424 | 88.0618 | 86.4934 | 83.3555 | 79.4756 | 76.8235 | 75.087 | 0.13848 | 0.13706 | 0.14923 | 0.14708 | 0.14475 | 0.13837 | 0.15983 | 0.15089 | 0.17838 | 0.17892 | 0.16119 | 0.15158 | 0.14694 | 0.15381 | 0.14536 | 0.13539 | 0.1277 | 0.12013 | 0.11214 | 0.14549 | 0.15695 | 0.15957 | 0.13744 | 0.14462
Portfolio Adjusted1-in-2AllOther2024August Monthly Peak | Portfolio Adjusted | 1-in-2 | All | Other | 2024 | August Monthly Peak | 8 | 6.2348 | 6.0125 | 5.835 | 5.7926 | 6.0387 | 6.7366 | 7.5154 | 8.4528 | 9.5746 | 10.4897 | 11.2091 | 11.5546 | 11.5927 | 11.83 | 11.7511 | 11.3789 | 10.7476 | 9.8636 | 9.1253 | 8.7854 | 8.6331 | 8.0128 | 7.2664 | 6.7508 | -0.011085 | -0.020515 | -0.011507 | -0.020903 | -0.037495 | -0.040581 | -0.047457 | -0.045796 | -0.050843 | -0.06299 | -0.044137 | -0.059832 | -0.043281 | -0.034926 | 0.15132 | 0.17065 | 0.17179 | 0.161 | 0.048902 | 0.036606 | 0.027191 | 0.046821 | 0.039295 | 0.04074 | 73.9268 | 72.6309 | 71.2494 | 70.0349 | 68.9918 | 67.9974 | 67.2046 | 66.9129 | 70.0799 | 75.8261 | 81.0678 | 85.023 | 88.3897 | 90.8988 | 92.1544 | 92.7642 | 92.6894 | 91.8884 | 90.3175 | 87.932 | 84.3553 | 81.1087 | 78.7619 | 76.9706 | 0.14283 | 0.14161 | 0.154 | 0.15187 | 0.14972 | 0.14378 | 0.16803 | 0.16035 | 0.19346 | 0.19631 | 0.17759 | 0.16777 | 0.16238 | 0.16964 | 0.15833 | 0.14421 | 0.13364 | 0.12556 | 0.11687 | 0.15509 | 0.16587 | 0.16644 | 0.14312 | 0.14988
Portfolio Adjusted1-in-2AllOther2024September Monthly Peak | Portfolio Adjusted | 1-in-2 | All | Other | 2024 | September Monthly Peak | 9 | 6.0313 | 5.8247 | 5.6498 | 5.6277 | 5.8888 | 6.5764 | 7.472 | 8.2263 | 9.2878 | 10.0861 | 10.7285 | 11.0337 | 11.0662 | 11.3037 | 11.229 | 10.8332 | 10.1968 | 9.3327 | 8.7164 | 8.6198 | 8.2382 | 7.66 | 6.967 | 6.4875 | -0.015535 | -0.022614 | -0.013275 | -0.030106 | -0.045124 | -0.044274 | -0.038294 | -0.050554 | -0.051512 | -0.064245 | -0.029373 | -0.037468 | -0.020844 | -0.0078449 | 0.16472 | 0.17332 | 0.185 | 0.16894 | 0.053456 | 0.046637 | 0.037287 | 0.04979 | 0.038907 | 0.037123 | 68.4864 | 67.2479 | 65.9068 | 64.6002 | 63.6398 | 62.6189 | 62.1095 | 61.7323 | 63.8535 | 69.3936 | 75.7503 | 81.6021 | 85.4595 | 87.7621 | 88.8763 | 89.6555 | 89.59 | 88.8414 | 87.0125 | 83.7797 | 79.8843 | 77.0746 | 74.9317 | 73.5368 | 0.13915 | 0.13771 | 0.14938 | 0.14799 | 0.14649 | 0.14079 | 0.16597 | 0.15785 | 0.19147 | 0.19352 | 0.17471 | 0.16501 | 0.15969 | 0.16687 | 0.15585 | 0.14172 | 0.13138 | 0.12334 | 0.11503 | 0.15313 | 0.16178 | 0.16264 | 0.13957 | 0.14587
Portfolio Adjusted1-in-2AllOther2024October Monthly Peak | Portfolio Adjusted | 1-in-2 | All | Other | 2024 | October Monthly Peak | 10 | 5.5403 | 5.375 | 5.1892 | 5.1458 | 5.3803 | 6.0368 | 6.9987 | 7.6084 | 8.39 | 9.1017 | 9.7315 | 10.1046 | 10.282 | 10.5473 | 10.496 | 10.1229 | 9.5519 | 8.897 | 8.478 | 8.1204 | 7.6486 | 7.1098 | 6.4486 | 6.0211 | -0.014792 | -0.02088 | -0.012247 | -0.028466 | -0.041449 | -0.040286 | -0.033163 | -0.046757 | -0.045706 | -0.057073 | -0.023308 | -0.029395 | -0.01477 | -0.0019681 | 0.15843 | 0.16417 | 0.17727 | 0.16437 | 0.051732 | 0.0446 | 0.03569 | 0.045682 | 0.035008 | 0.033058 | 67.904 | 67.1415 | 65.9183 | 65.122 | 64.1739 | 63.5486 | 62.8767 | 62.4236 | 63.3022 | 67.9727 | 74.3046 | 79.7439 | 83.3334 | 85.6752 | 87.0153 | 87.3784 | 86.9145 | 85.8535 | 83.6646 | 79.9767 | 75.7236 | 72.5861 | 70.2446 | 68.2778 | 0.12577 | 0.12526 | 0.13451 | 0.13213 | 0.13079 | 0.127 | 0.15315 | 0.14515 | 0.17196 | 0.17358 | 0.15758 | 0.15079 | 0.14921 | 0.15677 | 0.14761 | 0.13562 | 0.12739 | 0.12114 | 0.11224 | 0.14245 | 0.14823 | 0.14865 | 0.12682 | 0.13303
Portfolio Adjusted1-in-2AllOther2024November Monthly Peak | Portfolio Adjusted | 1-in-2 | All | Other | 2024 | November Monthly Peak | 11 | 5.4031 | 5.2594 | 5.1199 | 5.0961 | 5.3477 | 6 | 6.7291 | 7.3561 | 8.0465 | 8.4871 | 8.8941 | 9.0866 | 9.1058 | 9.2494 | 9.129 | 8.7214 | 8.3329 | 8.2097 | 7.7776 | 7.3896 | 7.0469 | 6.6432 | 6.0959 | 5.7389 | -0.022728 | -0.025324 | -0.015849 | -0.044663 | -0.055545 | -0.047759 | -0.018023 | -0.054518 | -0.046228 | -0.057804 | -4.5035e-05 | 0.0059948 | 0.020827 | 0.040376 | 0.17075 | 0.15915 | 0.19178 | 0.18063 | 0.058556 | 0.059697 | 0.051921 | 0.051071 | 0.035068 | 0.028048 | 55.6716 | 54.8711 | 53.7371 | 52.7558 | 51.8985 | 51.4196 | 50.751 | 50.7604 | 54.2002 | 60.1632 | 66.7114 | 71.7726 | 75.0933 | 76.7931 | 77.673 | 77.5988 | 75.9191 | 72.3049 | 67.8818 | 64.6414 | 62.2215 | 60.1436 | 59.1387 | 57.9316 | 0.13591 | 0.13514 | 0.14616 | 0.1432 | 0.14178 | 0.13682 | 0.16107 | 0.15232 | 0.18034 | 0.17924 | 0.16164 | 0.15389 | 0.15117 | 0.15827 | 0.14877 | 0.13628 | 0.12855 | 0.12285 | 0.1141 | 0.14685 | 0.15423 | 0.15618 | 0.13346 | 0.14045
Portfolio Adjusted1-in-2AllOther2024December Monthly Peak | Portfolio Adjusted | 1-in-2 | All | Other | 2024 | December Monthly Peak | 12 | 5.506 | 5.3708 | 5.2511 | 5.2538 | 5.5245 | 6.2067 | 7.1582 | 7.6816 | 8.2447 | 8.4882 | 8.5835 | 8.4542 | 8.2095 | 8.1193 | 7.8566 | 7.559 | 7.4936 | 7.6672 | 7.3893 | 7.1629 | 6.8882 | 6.5523 | 6.1226 | 5.8181 | -0.022433 | -0.02501 | -0.015719 | -0.044703 | -0.055718 | -0.047983 | -0.018284 | -0.054446 | -0.045327 | -0.055632 | -4.2211e-05 | 0.0054794 | 0.018718 | 0.03577 | 0.14767 | 0.13864 | 0.17367 | 0.16911 | 0.055663 | 0.057415 | 0.050007 | 0.049016 | 0.034187 | 0.027508 | 42.9029 | 42.4373 | 41.5875 | 40.814 | 40.063 | 39.5243 | 39.5005 | 39.4873 | 39.8913 | 42.6076 | 45.2767 | 47.2838 | 48.6254 | 49.4712 | 50.1998 | 50.4247 | 50.0707 | 48.6251 | 46.833 | 45.5242 | 44.558 | 43.6814 | 42.793 | 41.8683 | 0.13452 | 0.13379 | 0.14522 | 0.14353 | 0.14242 | 0.13772 | 0.16365 | 0.15273 | 0.17778 | 0.17385 | 0.15361 | 0.14381 | 0.14057 | 0.14673 | 0.13937 | 0.13117 | 0.12657 | 0.12118 | 0.11291 | 0.14303 | 0.14987 | 0.15095 | 0.13074 | 0.1381
Portfolio Adjusted1-in-2AllOther2024Typical Event Day | Portfolio Adjusted | 1-in-2 | All | Other | 2024 | Typical Event Day | 8 | 6.0916 | 5.8783 | 5.7098 | 5.6672 | 5.9105 | 6.5849 | 7.3257 | 8.1673 | 9.1713 | 9.9844 | 10.6367 | 10.952 | 10.974 | 11.2069 | 11.14 | 10.8019 | 10.2173 | 9.3875 | 8.7239 | 8.4211 | 8.3216 | 7.7575 | 7.054 | 6.5715 | -0.015435 | -0.022531 | -0.013262 | -0.029877 | -0.044644 | -0.043716 | -0.037411 | -0.049045 | -0.049284 | -0.061346 | -0.028126 | -0.035885 | -0.019981 | -0.0076274 | 0.16418 | 0.17306 | 0.18476 | 0.16935 | 0.051803 | 0.04485 | 0.036546 | 0.048986 | 0.038474 | 0.036904 | 70.5938 | 69.2943 | 68.0284 | 66.8664 | 65.7597 | 64.8157 | 64.1386 | 64.3141 | 67.39 | 72.5104 | 77.6368 | 81.9755 | 85.2896 | 87.6264 | 88.9745 | 89.6952 | 89.7587 | 89.1053 | 87.6037 | 85.3059 | 81.9192 | 78.4879 | 75.9788 | 74.2304 | 0.13853 | 0.13731 | 0.14937 | 0.14717 | 0.14515 | 0.13921 | 0.16233 | 0.1538 | 0.18401 | 0.18564 | 0.16775 | 0.15863 | 0.1537 | 0.16105 | 0.15124 | 0.13887 | 0.12965 | 0.12173 | 0.11322 | 0.14838 | 0.15917 | 0.1603 | 0.13814 | 0.14498
Portfolio Adjusted1-in-2AllOther2025January Monthly Peak | Portfolio Adjusted | 1-in-2 | All | Other | 2025 | January Monthly Peak | 1 | 5.4982 | 5.3773 | 5.2466 | 5.2483 | 5.5221 | 6.2274 | 7.2717 | 7.7929 | 8.3158 | 8.5658 | 8.7134 | 8.6697 | 8.513 | 8.5291 | 8.3113 | 7.9937 | 7.7105 | 7.8256 | 7.5969 | 7.3121 | 7.028 | 6.6607 | 6.1827 | 5.8729 | -0.022701 | -0.025285 | -0.015812 | -0.044902 | -0.055925 | -0.048452 | -0.018764 | -0.056084 | -0.046451 | -0.057131 | -4.3737e-05 | 0.0057381 | 0.019791 | 0.038223 | 0.15626 | 0.14653 | 0.17934 | 0.17315 | 0.057837 | 0.059405 | 0.051778 | 0.050857 | 0.035376 | 0.02843 | 46.4877 | 46.0748 | 45.8686 | 45.49 | 45.2007 | 45.0469 | 45.0021 | 44.7162 | 44.9692 | 46.6982 | 48.9663 | 51.058 | 52.6995 | 53.6731 | 54.2515 | 54.1648 | 53.9308 | 53.0233 | 51.3169 | 50.0272 | 49.2081 | 48.7301 | 47.918 | 47.166 | 0.13586 | 0.13503 | 0.14591 | 0.14401 | 0.14278 | 0.13877 | 0.16719 | 0.15634 | 0.18133 | 0.17761 | 0.15789 | 0.14875 | 0.14581 | 0.1527 | 0.14403 | 0.13384 | 0.12728 | 0.12197 | 0.11403 | 0.14656 | 0.15409 | 0.15576 | 0.13467 | 0.14234
Portfolio Adjusted1-in-2AllOther2025February Monthly Peak | Portfolio Adjusted | 1-in-2 | All | Other | 2025 | February Monthly Peak | 2 | 5.4101 | 5.2856 | 5.1465 | 5.1398 | 5.4035 | 6.0874 | 7.0282 | 7.5339 | 8.0892 | 8.3866 | 8.6056 | 8.6409 | 8.5608 | 8.6373 | 8.4721 | 8.1658 | 7.8266 | 7.7323 | 7.6365 | 7.3056 | 7.0002 | 6.6153 | 6.1116 | 5.7855 | -0.022506 | -0.025083 | -0.01567 | -0.044428 | -0.055317 | -0.047851 | -0.018498 | -0.055151 | -0.045685 | -0.056358 | -4.3289e-05 | 0.0057008 | 0.019704 | 0.038132 | 0.15876 | 0.14925 | 0.18099 | 0.17116 | 0.05744 | 0.058884 | 0.051357 | 0.050515 | 0.035085 | 0.028216 | 48.5609 | 47.984 | 47.5069 | 47.1305 | 47.2371 | 46.851 | 46.3815 | 46.8296 | 48.0402 | 51.4937 | 55.3705 | 58.1719 | 59.929 | 60.7523 | 61.3131 | 61.7854 | 61.7882 | 60.8713 | 58.7291 | 56.2442 | 54.6956 | 53.4053 | 52.3416 | 50.9911 | 0.13464 | 0.1339 | 0.14456 | 0.14247 | 0.1412 | 0.13702 | 0.16481 | 0.15379 | 0.17838 | 0.17519 | 0.15617 | 0.14756 | 0.1448 | 0.15178 | 0.14312 | 0.13275 | 0.126 | 0.12072 | 0.11281 | 0.14513 | 0.15271 | 0.15459 | 0.13348 | 0.14122
Portfolio Adjusted1-in-2AllOther2025March Monthly Peak | Portfolio Adjusted | 1-in-2 | All | Other | 2025 | March Monthly Peak | 3 | 5.5582 | 5.3866 | 5.2515 | 5.1922 | 5.4329 | 6.0713 | 6.983 | 7.5364 | 8.0974 | 8.3945 | 8.6732 | 8.7482 | 8.6832 | 8.8027 | 8.6904 | 8.4062 | 8.025 | 7.584 | 7.3782 | 7.4458 | 7.2432 | 6.8476 | 6.3082 | 5.9312 | -0.023394 | -0.025903 | -0.016269 | -0.045493 | -0.056335 | -0.048134 | -0.018326 | -0.055242 | -0.046269 | -0.057033 | -4.4169e-05 | 0.0058482 | 0.020243 | 0.039366 | 0.16307 | 0.15379 | 0.1862 | 0.16843 | 0.057426 | 0.060737 | 0.053859 | 0.052953 | 0.036606 | 0.029143 | 50.3953 | 49.6509 | 48.8651 | 48.2924 | 47.7246 | 47.3591 | 46.9449 | 46.9328 | 49.1112 | 52.0926 | 54.9717 | 57.5127 | 59.8713 | 61.3554 | 62.2963 | 62.9641 | 62.7277 | 61.935 | 59.7844 | 56.8 | 54.6802 | 53.1032 | 51.7062 | 50.5906 | 0.13962 | 0.13805 | 0.14984 | 0.14573 | 0.14367 | 0.1378 | 0.16348 | 0.15406 | 0.18046 | 0.17709 | 0.15894 | 0.15075 | 0.14787 | 0.15536 | 0.14658 | 0.13561 | 0.12806 | 0.12075 | 0.11293 | 0.14894 | 0.15925 | 0.16138 | 0.13881 | 0.14564
Portfolio Adjusted1-in-2AllOther2025April Monthly Peak | Portfolio Adjusted | 1-in-2 | All | Other | 2025 | April Monthly Peak | 4 | 5.4906 | 5.3139 | 5.1579 | 5.0782 | 5.3007 | 5.8937 | 6.6244 | 7.2528 | 7.9884 | 8.5252 | 9.0269 | 9.3107 | 9.4126 | 9.6634 | 9.6386 | 9.3467 | 8.8584 | 8.18 | 7.6944 | 7.6201 | 7.4576 | 6.9799 | 6.3488 | 5.9226 | -0.02257 | -0.025032 | -0.015672 | -0.043665 | -0.054002 | -0.046009 | -0.017473 | -0.052822 | -0.044719 | -0.056057 | -4.3975e-05 | 0.0058885 | 0.020547 | 0.040147 | 0.1792 | 0.16965 | 0.2006 | 0.17823 | 0.056953 | 0.05976 | 0.052786 | 0.051806 | 0.035567 | 0.028268 | 63.1835 | 61.9339 | 60.7981 | 59.7202 | 58.7662 | 57.9526 | 57.2812 | 57.1522 | 59.4505 | 63.7707 | 69.2357 | 73.9664 | 77.335 | 79.3102 | 80.5823 | 81.2793 | 81.326 | 80.835 | 79.8142 | 77.788 | 74.1253 | 71.1636 | 68.7184 | 66.6171 | 0.13499 | 0.13364 | 0.14458 | 0.14014 | 0.13803 | 0.13216 | 0.15662 | 0.14814 | 0.17502 | 0.17435 | 0.15827 | 0.15152 | 0.14947 | 0.15745 | 0.14858 | 0.13678 | 0.12843 | 0.12066 | 0.11229 | 0.14688 | 0.1564 | 0.15815 | 0.13515 | 0.14146
Portfolio Adjusted1-in-2AllOther2025May Monthly Peak | Portfolio Adjusted | 1-in-2 | All | Other | 2025 | May Monthly Peak | 5 | 5.6022 | 5.4309 | 5.26 | 5.196 | 5.4254 | 5.9921 | 6.605 | 7.4946 | 8.4206 | 9.0825 | 9.6634 | 9.9574 | 10.0344 | 10.263 | 10.2162 | 9.8623 | 9.3326 | 8.5965 | 8.0127 | 7.7179 | 7.6643 | 7.1869 | 6.5418 | 6.0953 | -0.02111 | -0.024606 | -0.015194 | -0.041129 | -0.052507 | -0.045778 | -0.021347 | -0.052932 | -0.047158 | -0.05939 | -0.0057774 | -0.0024588 | 0.012924 | 0.031677 | 0.18117 | 0.17436 | 0.2019 | 0.18005 | 0.056506 | 0.056677 | 0.049493 | 0.051465 | 0.036469 | 0.030309 | 65.5971 | 64.2748 | 63.1031 | 61.922 | 60.9177 | 59.8656 | 58.8229 | 59.8776 | 63.8697 | 68.3731 | 72.5914 | 76.424 | 79.6097 | 81.9999 | 83.5869 | 84.4474 | 84.5106 | 83.8999 | 82.531 | 80.4697 | 76.6414 | 73.0775 | 70.7067 | 68.6475 | 0.1344 | 0.1336 | 0.14429 | 0.1409 | 0.1391 | 0.13299 | 0.15573 | 0.15016 | 0.18056 | 0.18133 | 0.1648 | 0.15699 | 0.15385 | 0.16135 | 0.15159 | 0.13843 | 0.12941 | 0.12136 | 0.11251 | 0.14596 | 0.15568 | 0.15789 | 0.13566 | 0.14223
Portfolio Adjusted1-in-2AllOther2025June Monthly Peak | Portfolio Adjusted | 1-in-2 | All | Other | 2025 | June Monthly Peak | 6 | 5.9256 | 5.7331 | 5.5607 | 5.489 | 5.7076 | 6.2458 | 6.904 | 7.8527 | 8.7962 | 9.5313 | 10.1636 | 10.4091 | 10.413 | 10.6345 | 10.5972 | 10.3152 | 9.7989 | 9.0311 | 8.4407 | 8.0363 | 7.9988 | 7.5603 | 6.8806 | 6.4181 | -0.01926 | -0.024303 | -0.014763 | -0.037467 | -0.050173 | -0.045347 | -0.027699 | -0.051526 | -0.047927 | -0.06016 | -0.014648 | -0.015593 | -0.00027397 | 0.015472 | 0.17465 | 0.17516 | 0.19659 | 0.17751 | 0.054604 | 0.051697 | 0.044563 | 0.051054 | 0.037736 | 0.033442 | 68.2592 | 66.5815 | 65.2732 | 64.255 | 62.9807 | 61.9858 | 61.2603 | 62.2629 | 66.2452 | 70.8854 | 75.3458 | 79.2495 | 82.3444 | 84.4444 | 85.7006 | 86.3251 | 86.5926 | 86.249 | 85.023 | 83.0185 | 80.0816 | 76.2929 | 73.3982 | 71.3273 | 0.13747 | 0.13669 | 0.14821 | 0.14484 | 0.14226 | 0.13535 | 0.15753 | 0.15078 | 0.18027 | 0.18161 | 0.16489 | 0.15509 | 0.14998 | 0.15709 | 0.14813 | 0.13689 | 0.12843 | 0.1205 | 0.11227 | 0.14519 | 0.15643 | 0.15922 | 0.13713 | 0.14427
Portfolio Adjusted1-in-2AllOther2025July Monthly Peak | Portfolio Adjusted | 1-in-2 | All | Other | 2025 | July Monthly Peak | 7 | 6.1614 | 5.935 | 5.7642 | 5.7209 | 5.9575 | 6.591 | 7.2586 | 8.1679 | 9.11 | 9.8607 | 10.4641 | 10.7074 | 10.7084 | 10.8967 | 10.8402 | 10.5964 | 10.1064 | 9.3355 | 8.7389 | 8.3309 | 8.292 | 7.8275 | 7.1165 | 6.6329 | -0.015695 | -0.022625 | -0.013363 | -0.030403 | -0.04497 | -0.043658 | -0.036257 | -0.04825 | -0.047632 | -0.058944 | -0.026094 | -0.032826 | -0.017698 | -0.0057643 | 0.16164 | 0.17059 | 0.18363 | 0.16903 | 0.051172 | 0.044348 | 0.036557 | 0.048941 | 0.03827 | 0.03663 | 71.7027 | 70.717 | 69.6843 | 68.5757 | 67.4266 | 66.6606 | 65.9801 | 66.3484 | 69.3817 | 73.9363 | 78.3832 | 82.0275 | 84.965 | 87.4003 | 89.1666 | 90.0361 | 90.163 | 89.4424 | 88.0618 | 86.4934 | 83.3555 | 79.4756 | 76.8235 | 75.087 | 0.13848 | 0.13706 | 0.14923 | 0.14708 | 0.14475 | 0.13837 | 0.15983 | 0.15089 | 0.17838 | 0.17892 | 0.16119 | 0.15158 | 0.14694 | 0.15381 | 0.14536 | 0.13539 | 0.1277 | 0.12013 | 0.11214 | 0.14549 | 0.15695 | 0.15957 | 0.13744 | 0.14462
Portfolio Adjusted1-in-2AllOther2025August Monthly Peak | Portfolio Adjusted | 1-in-2 | All | Other | 2025 | August Monthly Peak | 8 | 6.2348 | 6.0125 | 5.835 | 5.7926 | 6.0387 | 6.7366 | 7.5154 | 8.4528 | 9.5746 | 10.4897 | 11.2091 | 11.5546 | 11.5927 | 11.83 | 11.7511 | 11.3789 | 10.7476 | 9.8636 | 9.1253 | 8.7854 | 8.6331 | 8.0128 | 7.2664 | 6.7508 | -0.011085 | -0.020515 | -0.011507 | -0.020903 | -0.037495 | -0.040581 | -0.047457 | -0.045796 | -0.050843 | -0.06299 | -0.044137 | -0.059832 | -0.043281 | -0.034926 | 0.15132 | 0.17065 | 0.17179 | 0.161 | 0.048902 | 0.036606 | 0.027191 | 0.046821 | 0.039295 | 0.04074 | 73.9268 | 72.6309 | 71.2494 | 70.0349 | 68.9918 | 67.9974 | 67.2046 | 66.9129 | 70.0799 | 75.8261 | 81.0678 | 85.023 | 88.3897 | 90.8988 | 92.1544 | 92.7642 | 92.6894 | 91.8884 | 90.3175 | 87.932 | 84.3553 | 81.1087 | 78.7619 | 76.9706 | 0.14283 | 0.14161 | 0.154 | 0.15187 | 0.14972 | 0.14378 | 0.16803 | 0.16035 | 0.19346 | 0.19631 | 0.17759 | 0.16777 | 0.16238 | 0.16964 | 0.15833 | 0.14421 | 0.13364 | 0.12556 | 0.11687 | 0.15509 | 0.16587 | 0.16644 | 0.14312 | 0.14988
Portfolio Adjusted1-in-2AllOther2025September Monthly Peak | Portfolio Adjusted | 1-in-2 | All | Other | 2025 | September Monthly Peak | 9 | 6.0313 | 5.8247 | 5.6498 | 5.6277 | 5.8888 | 6.5764 | 7.472 | 8.2263 | 9.2878 | 10.0861 | 10.7285 | 11.0337 | 11.0662 | 11.3037 | 11.229 | 10.8332 | 10.1968 | 9.3327 | 8.7164 | 8.6198 | 8.2382 | 7.66 | 6.967 | 6.4875 | -0.015535 | -0.022614 | -0.013275 | -0.030106 | -0.045124 | -0.044274 | -0.038294 | -0.050554 | -0.051512 | -0.064245 | -0.029373 | -0.037468 | -0.020844 | -0.0078449 | 0.16472 | 0.17332 | 0.185 | 0.16894 | 0.053456 | 0.046637 | 0.037287 | 0.04979 | 0.038907 | 0.037123 | 68.4864 | 67.2478 | 65.9068 | 64.6002 | 63.6398 | 62.6189 | 62.1095 | 61.7323 | 63.8535 | 69.3936 | 75.7503 | 81.6021 | 85.4595 | 87.7621 | 88.8763 | 89.6555 | 89.59 | 88.8414 | 87.0125 | 83.7797 | 79.8843 | 77.0746 | 74.9317 | 73.5368 | 0.13915 | 0.13771 | 0.14938 | 0.14799 | 0.14649 | 0.14079 | 0.16597 | 0.15785 | 0.19147 | 0.19352 | 0.17471 | 0.16501 | 0.15969 | 0.16687 | 0.15585 | 0.14172 | 0.13138 | 0.12334 | 0.11503 | 0.15313 | 0.16178 | 0.16264 | 0.13957 | 0.14587
Portfolio Adjusted1-in-2AllOther2025October Monthly Peak | Portfolio Adjusted | 1-in-2 | All | Other | 2025 | October Monthly Peak | 10 | 5.5403 | 5.375 | 5.1892 | 5.1458 | 5.3803 | 6.0368 | 6.9987 | 7.6084 | 8.39 | 9.1017 | 9.7315 | 10.1046 | 10.282 | 10.5473 | 10.496 | 10.1229 | 9.5519 | 8.897 | 8.478 | 8.1204 | 7.6486 | 7.1098 | 6.4486 | 6.0211 | -0.014792 | -0.02088 | -0.012247 | -0.028466 | -0.041449 | -0.040286 | -0.033163 | -0.046757 | -0.045706 | -0.057073 | -0.023308 | -0.029395 | -0.01477 | -0.0019681 | 0.15843 | 0.16417 | 0.17727 | 0.16437 | 0.051732 | 0.0446 | 0.03569 | 0.045682 | 0.035008 | 0.033058 | 67.904 | 67.1415 | 65.9183 | 65.122 | 64.1739 | 63.5486 | 62.8767 | 62.4236 | 63.3022 | 67.9727 | 74.3046 | 79.7439 | 83.3334 | 85.6752 | 87.0153 | 87.3784 | 86.9145 | 85.8535 | 83.6646 | 79.9767 | 75.7236 | 72.5861 | 70.2446 | 68.2778 | 0.12577 | 0.12526 | 0.13451 | 0.13213 | 0.13079 | 0.127 | 0.15315 | 0.14515 | 0.17196 | 0.17358 | 0.15758 | 0.15079 | 0.14921 | 0.15677 | 0.14761 | 0.13562 | 0.12739 | 0.12114 | 0.11224 | 0.14245 | 0.14823 | 0.14865 | 0.12682 | 0.13303
Portfolio Adjusted1-in-2AllOther2025November Monthly Peak | Portfolio Adjusted | 1-in-2 | All | Other | 2025 | November Monthly Peak | 11 | 5.4031 | 5.2594 | 5.1199 | 5.0961 | 5.3477 | 6 | 6.7291 | 7.3561 | 8.0465 | 8.4871 | 8.8941 | 9.0866 | 9.1058 | 9.2494 | 9.129 | 8.7214 | 8.3329 | 8.2097 | 7.7776 | 7.3896 | 7.0469 | 6.6432 | 6.0959 | 5.7389 | -0.022728 | -0.025324 | -0.015849 | -0.044663 | -0.055545 | -0.047759 | -0.018023 | -0.054518 | -0.046228 | -0.057804 | -4.5035e-05 | 0.0059948 | 0.020827 | 0.040376 | 0.17075 | 0.15915 | 0.19178 | 0.18063 | 0.058556 | 0.059697 | 0.051921 | 0.051071 | 0.035068 | 0.028048 | 55.6716 | 54.8711 | 53.7371 | 52.7558 | 51.8985 | 51.4196 | 50.751 | 50.7604 | 54.2002 | 60.1632 | 66.7114 | 71.7726 | 75.0933 | 76.7931 | 77.673 | 77.5988 | 75.9191 | 72.3049 | 67.8818 | 64.6414 | 62.2215 | 60.1436 | 59.1387 | 57.9316 | 0.13591 | 0.13514 | 0.14616 | 0.1432 | 0.14178 | 0.13682 | 0.16107 | 0.15232 | 0.18034 | 0.17924 | 0.16164 | 0.15389 | 0.15117 | 0.15827 | 0.14877 | 0.13628 | 0.12855 | 0.12285 | 0.1141 | 0.14685 | 0.15423 | 0.15618 | 0.13346 | 0.14045
Portfolio Adjusted1-in-2AllOther2025December Monthly Peak | Portfolio Adjusted | 1-in-2 | All | Other | 2025 | December Monthly Peak | 12 | 5.506 | 5.3708 | 5.2511 | 5.2538 | 5.5245 | 6.2067 | 7.1582 | 7.6816 | 8.2447 | 8.4882 | 8.5835 | 8.4542 | 8.2095 | 8.1193 | 7.8566 | 7.559 | 7.4936 | 7.6672 | 7.3893 | 7.1629 | 6.8882 | 6.5523 | 6.1226 | 5.8181 | -0.022433 | -0.02501 | -0.015719 | -0.044703 | -0.055718 | -0.047983 | -0.018284 | -0.054446 | -0.045327 | -0.055632 | -4.2211e-05 | 0.0054794 | 0.018718 | 0.03577 | 0.14767 | 0.13864 | 0.17367 | 0.16911 | 0.055663 | 0.057415 | 0.050007 | 0.049016 | 0.034187 | 0.027508 | 42.9029 | 42.4373 | 41.5875 | 40.814 | 40.063 | 39.5243 | 39.5005 | 39.4873 | 39.8913 | 42.6076 | 45.2767 | 47.2838 | 48.6254 | 49.4712 | 50.1998 | 50.4247 | 50.0707 | 48.6251 | 46.833 | 45.5242 | 44.558 | 43.6814 | 42.793 | 41.8683 | 0.13452 | 0.13379 | 0.14522 | 0.14353 | 0.14242 | 0.13772 | 0.16365 | 0.15273 | 0.17778 | 0.17385 | 0.15361 | 0.14381 | 0.14057 | 0.14673 | 0.13937 | 0.13117 | 0.12657 | 0.12118 | 0.11291 | 0.14303 | 0.14987 | 0.15095 | 0.13074 | 0.1381
Portfolio Adjusted1-in-2AllOther2025Typical Event Day | Portfolio Adjusted | 1-in-2 | All | Other | 2025 | Typical Event Day | 8 | 6.0916 | 5.8783 | 5.7098 | 5.6672 | 5.9105 | 6.5849 | 7.3257 | 8.1673 | 9.1713 | 9.9844 | 10.6367 | 10.952 | 10.974 | 11.2069 | 11.14 | 10.8019 | 10.2173 | 9.3875 | 8.7239 | 8.4211 | 8.3216 | 7.7575 | 7.054 | 6.5715 | -0.015435 | -0.022531 | -0.013262 | -0.029877 | -0.044644 | -0.043716 | -0.037411 | -0.049045 | -0.049284 | -0.061346 | -0.028126 | -0.035885 | -0.019981 | -0.0076274 | 0.16418 | 0.17306 | 0.18476 | 0.16935 | 0.051803 | 0.04485 | 0.036546 | 0.048986 | 0.038474 | 0.036904 | 70.5938 | 69.2943 | 68.0284 | 66.8664 | 65.7597 | 64.8157 | 64.1386 | 64.3141 | 67.39 | 72.5104 | 77.6368 | 81.9755 | 85.2896 | 87.6264 | 88.9745 | 89.6952 | 89.7587 | 89.1053 | 87.6037 | 85.3059 | 81.9192 | 78.4879 | 75.9788 | 74.2304 | 0.13853 | 0.13731 | 0.14937 | 0.14717 | 0.14515 | 0.13921 | 0.16233 | 0.1538 | 0.18401 | 0.18564 | 0.16775 | 0.15863 | 0.1537 | 0.16105 | 0.15124 | 0.13887 | 0.12965 | 0.12173 | 0.11322 | 0.14838 | 0.15917 | 0.1603 | 0.13814 | 0.14498
Portfolio Adjusted1-in-10Size: Under 20 kWAll2015January Monthly Peak | Portfolio Adjusted | 1-in-10 | Size: Under 20 kW | All | 2015 | January Monthly Peak | 1
Portfolio Adjusted1-in-10Size: Under 20 kWAll2015February Monthly Peak | Portfolio Adjusted | 1-in-10 | Size: Under 20 kW | All | 2015 | February Monthly Peak | 2
Portfolio Adjusted1-in-10Size: Under 20 kWAll2015March Monthly Peak | Portfolio Adjusted | 1-in-10 | Size: Under 20 kW | All | 2015 | March Monthly Peak | 3
Portfolio Adjusted1-in-10Size: Under 20 kWAll2015April Monthly Peak | Portfolio Adjusted | 1-in-10 | Size: Under 20 kW | All | 2015 | April Monthly Peak | 4
Portfolio Adjusted1-in-10Size: Under 20 kWAll2015May Monthly Peak | Portfolio Adjusted | 1-in-10 | Size: Under 20 kW | All | 2015 | May Monthly Peak | 5
Portfolio Adjusted1-in-10Size: Under 20 kWAll2015June Monthly Peak | Portfolio Adjusted | 1-in-10 | Size: Under 20 kW | All | 2015 | June Monthly Peak | 6
Portfolio Adjusted1-in-10Size: Under 20 kWAll2015July Monthly Peak | Portfolio Adjusted | 1-in-10 | Size: Under 20 kW | All | 2015 | July Monthly Peak | 7
Portfolio Adjusted1-in-10Size: Under 20 kWAll2015August Monthly Peak | Portfolio Adjusted | 1-in-10 | Size: Under 20 kW | All | 2015 | August Monthly Peak | 8
Portfolio Adjusted1-in-10Size: Under 20 kWAll2015September Monthly Peak | Portfolio Adjusted | 1-in-10 | Size: Under 20 kW | All | 2015 | September Monthly Peak | 9
Portfolio Adjusted1-in-10Size: Under 20 kWAll2015October Monthly Peak | Portfolio Adjusted | 1-in-10 | Size: Under 20 kW | All | 2015 | October Monthly Peak | 10
Portfolio Adjusted1-in-10Size: Under 20 kWAll2015November Monthly Peak | Portfolio Adjusted | 1-in-10 | Size: Under 20 kW | All | 2015 | November Monthly Peak | 11
Portfolio Adjusted1-in-10Size: Under 20 kWAll2015December Monthly Peak | Portfolio Adjusted | 1-in-10 | Size: Under 20 kW | All | 2015 | December Monthly Peak | 12
Portfolio Adjusted1-in-10Size: Under 20 kWAll2015Typical Event Day | Portfolio Adjusted | 1-in-10 | Size: Under 20 kW | All | 2015 | Typical Event Day | 8
Portfolio Adjusted1-in-10Size: Under 20 kWAll2016January Monthly Peak | Portfolio Adjusted | 1-in-10 | Size: Under 20 kW | All | 2016 | January Monthly Peak | 1
Portfolio Adjusted1-in-10Size: Under 20 kWAll2016February Monthly Peak | Portfolio Adjusted | 1-in-10 | Size: Under 20 kW | All | 2016 | February Monthly Peak | 2
Portfolio Adjusted1-in-10Size: Under 20 kWAll2016March Monthly Peak | Portfolio Adjusted | 1-in-10 | Size: Under 20 kW | All | 2016 | March Monthly Peak | 3
Portfolio Adjusted1-in-10Size: Under 20 kWAll2016April Monthly Peak | Portfolio Adjusted | 1-in-10 | Size: Under 20 kW | All | 2016 | April Monthly Peak | 4
Portfolio Adjusted1-in-10Size: Under 20 kWAll2016May Monthly Peak | Portfolio Adjusted | 1-in-10 | Size: Under 20 kW | All | 2016 | May Monthly Peak | 5
Portfolio Adjusted1-in-10Size: Under 20 kWAll2016June Monthly Peak | Portfolio Adjusted | 1-in-10 | Size: Under 20 kW | All | 2016 | June Monthly Peak | 6
Portfolio Adjusted1-in-10Size: Under 20 kWAll2016July Monthly Peak | Portfolio Adjusted | 1-in-10 | Size: Under 20 kW | All | 2016 | July Monthly Peak | 7
Portfolio Adjusted1-in-10Size: Under 20 kWAll2016August Monthly Peak | Portfolio Adjusted | 1-in-10 | Size: Under 20 kW | All | 2016 | August Monthly Peak | 8
Portfolio Adjusted1-in-10Size: Under 20 kWAll2016September Monthly Peak | Portfolio Adjusted | 1-in-10 | Size: Under 20 kW | All | 2016 | September Monthly Peak | 9
Portfolio Adjusted1-in-10Size: Under 20 kWAll2016October Monthly Peak | Portfolio Adjusted | 1-in-10 | Size: Under 20 kW | All | 2016 | October Monthly Peak | 10
Portfolio Adjusted1-in-10Size: Under 20 kWAll2016November Monthly Peak | Portfolio Adjusted | 1-in-10 | Size: Under 20 kW | All | 2016 | November Monthly Peak | 11
Portfolio Adjusted1-in-10Size: Under 20 kWAll2016December Monthly Peak | Portfolio Adjusted | 1-in-10 | Size: Under 20 kW | All | 2016 | December Monthly Peak | 12
Portfolio Adjusted1-in-10Size: Under 20 kWAll2016Typical Event Day | Portfolio Adjusted | 1-in-10 | Size: Under 20 kW | All | 2016 | Typical Event Day | 8
Portfolio Adjusted1-in-10Size: Under 20 kWAll2017January Monthly Peak | Portfolio Adjusted | 1-in-10 | Size: Under 20 kW | All | 2017 | January Monthly Peak | 1
Portfolio Adjusted1-in-10Size: Under 20 kWAll2017February Monthly Peak | Portfolio Adjusted | 1-in-10 | Size: Under 20 kW | All | 2017 | February Monthly Peak | 2
Portfolio Adjusted1-in-10Size: Under 20 kWAll2017March Monthly Peak | Portfolio Adjusted | 1-in-10 | Size: Under 20 kW | All | 2017 | March Monthly Peak | 3
Portfolio Adjusted1-in-10Size: Under 20 kWAll2017April Monthly Peak | Portfolio Adjusted | 1-in-10 | Size: Under 20 kW | All | 2017 | April Monthly Peak | 4 | 0.94396 | 0.91617 | 0.89793 | 0.88978 | 0.88941 | 0.90802 | 0.86752 | 0.88018 | 1.1239 | 1.3844 | 1.5835 | 1.7011 | 1.765 | 1.8326 | 1.8862 | 1.8851 | 1.8027 | 1.5788 | 1.3514 | 1.3546 | 1.3193 | 1.1725 | 1.0673 | 0.99748 | 0 | 0 | 0 | 0 | 0 | 0 | 0 | 0 | 0 | 0 | 0 | 0 | 0 | 0 | 0.037723 | 0.037702 | 0.036055 | 0.031577 | 0 | 0 | 0 | 0 | 0 | 0 | 68.3398 | 66.8685 | 65.2142 | 63.8642 | 62.7214 | 61.7387 | 61.1567 | 61.1643 | 64.428 | 70.4808 | 76.5749 | 81.8566 | 85.1295 | 87.0331 | 87.8864 | 88.433 | 88.3323 | 87.7054 | 85.8464 | 82.5109 | 78.1126 | 74.2293 | 71.5515 | 69.8686 | 0.012989 | 0.0122 | 0.011991 | 0.011457 | 0.011568 | 0.012264 | 0.021299 | 0.020619 | 0.026409 | 0.030349 | 0.032485 | 0.034101 | 0.036131 | 0.039802 | 0.043433 | 0.045799 | 0.047547 | 0.040473 | 0.034651 | 0.023062 | 0.018212 | 0.015306 | 0.012895 | 0.012062
Portfolio Adjusted1-in-10Size: Under 20 kWAll2017May Monthly Peak | Portfolio Adjusted | 1-in-10 | Size: Under 20 kW | All | 2017 | May Monthly Peak | 5 | 0.98698 | 0.95711 | 0.93503 | 0.92443 | 0.92035 | 0.92008 | 0.82492 | 0.9293 | 1.2236 | 1.5397 | 1.7786 | 1.9224 | 1.9911 | 2.0592 | 2.1034 | 2.0981 | 2.0086 | 1.7557 | 1.4755 | 1.3833 | 1.3996 | 1.2376 | 1.1192 | 1.0461 | 0 | 0 | 0 | 0 | 0 | 0 | 0 | 0 | 0 | 0 | 0 | 0 | 0 | 0 | 0.042069 | 0.041962 | 0.040172 | 0.035114 | 0 | 0 | 0 | 0 | 0 | 0 | 73.2799 | 71.4232 | 69.9912 | 68.9863 | 67.9176 | 66.9026 | 66.3197 | 66.6195 | 70.2305 | 75.7309 | 80.8168 | 84.3783 | 87.3048 | 89.2426 | 90.3999 | 90.7445 | 90.3922 | 89.335 | 88.006 | 85.4669 | 81.4648 | 77.555 | 75.019 | 72.6153 | 0.013037 | 0.012245 | 0.012035 | 0.0115 | 0.011611 | 0.012306 | 0.021375 | 0.02069 | 0.026504 | 0.030448 | 0.032586 | 0.034208 | 0.036251 | 0.039938 | 0.043587 | 0.045965 | 0.04772 | 0.040615 | 0.034768 | 0.02314 | 0.018274 | 0.015361 | 0.012941 | 0.012105
Portfolio Adjusted1-in-10Size: Under 20 kWAll2017June Monthly Peak | Portfolio Adjusted | 1-in-10 | Size: Under 20 kW | All | 2017 | June Monthly Peak | 6 | 1.0247 | 0.98982 | 0.96651 | 0.95415 | 0.94666 | 0.93299 | 0.85967 | 0.98837 | 1.3024 | 1.6274 | 1.882 | 2.0379 | 2.1185 | 2.194 | 2.2429 | 2.2281 | 2.1268 | 1.853 | 1.5498 | 1.4125 | 1.4282 | 1.2909 | 1.1649 | 1.0877 | 0 | 0 | 0 | 0 | 0 | 0 | 0 | 0 | 0 | 0 | 0 | 0 | 0 | 0 | 0.044858 | 0.044563 | 0.042535 | 0.03706 | 0 | 0 | 0 | 0 | 0 | 0 | 72.1275 | 70.7773 | 69.8031 | 68.737 | 67.6999 | 66.3851 | 65.7044 | 66.7079 | 70.4524 | 75.3771 | 80.4056 | 84.5623 | 87.3538 | 89.0098 | 90.2734 | 90.9537 | 91.4161 | 90.6365 | 89.5512 | 86.9471 | 83.4519 | 79.7537 | 77.3097 | 75.5083 | 0.013048 | 0.012255 | 0.012045 | 0.01151 | 0.011621 | 0.012313 | 0.021392 | 0.020704 | 0.026525 | 0.030466 | 0.032603 | 0.034226 | 0.036274 | 0.039965 | 0.04362 | 0.046001 | 0.047758 | 0.040644 | 0.034791 | 0.023156 | 0.018286 | 0.015374 | 0.012952 | 0.012116
Portfolio Adjusted1-in-10Size: Under 20 kWAll2017July Monthly Peak | Portfolio Adjusted | 1-in-10 | Size: Under 20 kW | All | 2017 | July Monthly Peak | 7 | 1.0748 | 1.0343 | 1.0079 | 0.99344 | 0.98534 | 0.9964 | 0.93877 | 1.0789 | 1.4458 | 1.8269 | 2.1093 | 2.2677 | 2.336 | 2.398 | 2.4326 | 2.4088 | 2.2983 | 1.9953 | 1.6673 | 1.5069 | 1.5139 | 1.3613 | 1.2256 | 1.1405 | 0 | 0 | 0 | 0 | 0 | 0 | 0 | 0 | 0 | 0 | 0 | 0 | 0 | 0 | 0.048652 | 0.048176 | 0.045966 | 0.039906 | 0 | 0 | 0 | 0 | 0 | 0 | 76.4314 | 75.1893 | 74.04 | 72.9589 | 72.1448 | 71.294 | 70.6366 | 71.0261 | 73.9771 | 78.7743 | 83.5118 | 87.2347 | 89.3583 | 90.6907 | 92.0537 | 92.5066 | 92.3253 | 91.7896 | 90.647 | 88.3667 | 84.7498 | 81.2967 | 79.0982 | 77.5593 | 0.012993 | 0.012204 | 0.011994 | 0.011461 | 0.011573 | 0.012266 | 0.021305 | 0.020622 | 0.026417 | 0.030347 | 0.032479 | 0.034096 | 0.036132 | 0.039805 | 0.043443 | 0.045813 | 0.047563 | 0.040482 | 0.034652 | 0.023063 | 0.018213 | 0.015309 | 0.012898 | 0.012065
Portfolio Adjusted1-in-10Size: Under 20 kWAll2017August Monthly Peak | Portfolio Adjusted | 1-in-10 | Size: Under 20 kW | All | 2017 | August Monthly Peak | 8 | 1.0768 | 1.0378 | 1.0135 | 0.99911 | 0.9928 | 1.0146 | 0.9789 | 1.0812 | 1.4495 | 1.8558 | 2.1584 | 2.3379 | 2.4159 | 2.4812 | 2.5175 | 2.4868 | 2.3624 | 2.0393 | 1.6909 | 1.5742 | 1.5538 | 1.3666 | 1.2273 | 1.1442 | 0 | 0 | 0 | 0 | 0 | 0 | 0 | 0 | 0 | 0 | 0 | 0 | 0 | 0 | 0.050349 | 0.049736 | 0.047248 | 0.040786 | 0 | 0 | 0 | 0 | 0 | 0 | 76.0576 | 75.0464 | 74.0248 | 73.1748 | 72.2727 | 71.7089 | 71.3693 | 71.5902 | 74.2404 | 79.3802 | 84.1218 | 88.5124 | 91.5701 | 93.5509 | 94.7668 | 95.7623 | 96.087 | 95.5309 | 94.6312 | 91.9622 | 87.8591 | 84.7442 | 82.6749 | 80.7409 | 0.013188 | 0.012388 | 0.012175 | 0.011634 | 0.01175 | 0.012455 | 0.02163 | 0.020938 | 0.02682 | 0.030805 | 0.032971 | 0.034613 | 0.03668 | 0.040407 | 0.044103 | 0.046513 | 0.04829 | 0.041102 | 0.035174 | 0.023408 | 0.018487 | 0.015537 | 0.01309 | 0.012245
Portfolio Adjusted1-in-10Size: Under 20 kWAll2017September Monthly Peak | Portfolio Adjusted | 1-in-10 | Size: Under 20 kW | All | 2017 | September Monthly Peak | 9 | 1.0584 | 1.0226 | 0.9975 | 0.98147 | 0.97746 | 1.0049 | 1.0215 | 1.0646 | 1.4204 | 1.8155 | 2.1146 | 2.2889 | 2.3698 | 2.4425 | 2.4832 | 2.4578 | 2.3371 | 2.0085 | 1.6734 | 1.6486 | 1.514 | 1.3335 | 1.2038 | 1.1235 | 0 | 0 | 0 | 0 | 0 | 0 | 0 | 0 | 0 | 0 | 0 | 0 | 0 | 0 | 0.049664 | 0.049157 | 0.046742 | 0.040171 | 0 | 0 | 0 | 0 | 0 | 0 | 76.9618 | 75.8688 | 74.7544 | 73.9608 | 73.1159 | 72.4609 | 71.8716 | 71.6371 | 73.7515 | 78.3783 | 83.2869 | 87.7396 | 90.9847 | 93.1192 | 93.8357 | 94.148 | 93.9369 | 92.9267 | 91.2418 | 88.0307 | 84.0643 | 81.0426 | 78.665 | 76.9418 | 0.01307 | 0.012277 | 0.012066 | 0.011529 | 0.011642 | 0.012342 | 0.021434 | 0.020749 | 0.026577 | 0.030535 | 0.032684 | 0.034311 | 0.036355 | 0.040049 | 0.043707 | 0.04609 | 0.04785 | 0.04073 | 0.034865 | 0.023204 | 0.018325 | 0.0154 | 0.012974 | 0.012136
Portfolio Adjusted1-in-10Size: Under 20 kWAll2017October Monthly Peak | Portfolio Adjusted | 1-in-10 | Size: Under 20 kW | All | 2017 | October Monthly Peak | 10 | 0.97554 | 0.9463 | 0.92593 | 0.91555 | 0.91374 | 0.93597 | 0.98253 | 0.96776 | 1.199 | 1.4885 | 1.7295 | 1.883 | 1.9699 | 2.0466 | 2.0988 | 2.0896 | 1.9759 | 1.7032 | 1.562 | 1.4971 | 1.3602 | 1.2137 | 1.1069 | 1.0364 | 0 | 0 | 0 | 0 | 0 | 0 | 0 | 0 | 0 | 0 | 0 | 0 | 0 | 0 | 0.041975 | 0.041791 | 0.039518 | 0.034064 | 0 | 0 | 0 | 0 | 0 | 0 | 71.5424 | 70.1494 | 69.1602 | 67.9785 | 66.9739 | 66.1512 | 65.732 | 65.3066 | 66.2351 | 70.7121 | 76.5047 | 82.0902 | 86.5044 | 89.2863 | 90.3081 | 90.8844 | 90.7852 | 89.728 | 87.1143 | 82.8012 | 78.731 | 75.8627 | 73.6985 | 72.0432 | 0.01298 | 0.012193 | 0.011983 | 0.01145 | 0.011563 | 0.012258 | 0.021288 | 0.020608 | 0.026396 | 0.030327 | 0.032462 | 0.034078 | 0.036108 | 0.039776 | 0.043408 | 0.045776 | 0.047524 | 0.040452 | 0.034627 | 0.023045 | 0.0182 | 0.015294 | 0.012885 | 0.012053
Portfolio Adjusted1-in-10Size: Under 20 kWAll2017November Monthly Peak | Portfolio Adjusted | 1-in-10 | Size: Under 20 kW | All | 2017 | November Monthly Peak | 11 | 0.92196 | 0.90084 | 0.8908 | 0.88461 | 0.88701 | 0.9088 | 0.86017 | 0.88381 | 1.1121 | 1.3415 | 1.5159 | 1.6139 | 1.6577 | 1.7004 | 1.73 | 1.71 | 1.6681 | 1.6791 | 1.4851 | 1.3518 | 1.2381 | 1.1106 | 1.0262 | 0.9673 | 0 | 0 | 0 | 0 | 0 | 0 | 0 | 0 | 0 | 0 | 0 | 0 | 0 | 0 | 0.0346 | 0.0342 | 0.033362 | 0.033582 | 0 | 0 | 0 | 0 | 0 | 0 | 66.3701 | 64.8635 | 63.9626 | 62.5924 | 61.7231 | 60.8418 | 60.3341 | 60.2977 | 62.8632 | 67.9886 | 74.1805 | 79.2062 | 82.2204 | 83.8808 | 84.8205 | 84.7261 | 83.3668 | 80.8024 | 77.5403 | 74.1322 | 71.6886 | 69.7053 | 67.9034 | 66.6701 | 0.013042 | 0.01225 | 0.01204 | 0.011504 | 0.011615 | 0.012313 | 0.021386 | 0.020702 | 0.026517 | 0.03047 | 0.032614 | 0.034237 | 0.036276 | 0.039962 | 0.043609 | 0.045985 | 0.047741 | 0.040637 | 0.034791 | 0.023155 | 0.018286 | 0.015368 | 0.012948 | 0.012111
Portfolio Adjusted1-in-10Size: Under 20 kWAll2017December Monthly Peak | Portfolio Adjusted | 1-in-10 | Size: Under 20 kW | All | 2017 | December Monthly Peak | 12 | 0.96548 | 0.94609 | 0.93679 | 0.93268 | 0.94442 | 0.98066 | 1.0449 | 1.0231 | 1.234 | 1.4215 | 1.4946 | 1.4829 | 1.4207 | 1.3716 | 1.3284 | 1.2995 | 1.3564 | 1.482 | 1.3531 | 1.2886 | 1.2072 | 1.1259 | 1.0591 | 1.011 | 0 | 0 | 0 | 0 | 0 | 0 | 0 | 0 | 0 | 0 | 0 | 0 | 0 | 0 | 0.026567 | 0.025991 | 0.027128 | 0.02964 | 0 | 0 | 0 | 0 | 0 | 0 | 43.1556 | 42.4927 | 42.2477 | 42.1576 | 42.0723 | 41.8749 | 42.2034 | 42.2548 | 42.9525 | 44.7488 | 46.5976 | 48.3575 | 49.5483 | 49.9527 | 49.9998 | 49.9074 | 49.484 | 48.2995 | 47.0753 | 45.8893 | 44.8149 | 44.1842 | 43.8309 | 43.0954 | 0.013271 | 0.012461 | 0.012246 | 0.011702 | 0.011808 | 0.012501 | 0.021736 | 0.021031 | 0.026951 | 0.030956 | 0.033115 | 0.034761 | 0.036853 | 0.040613 | 0.044326 | 0.046743 | 0.048528 | 0.041287 | 0.03536 | 0.02354 | 0.018586 | 0.01564 | 0.013174 | 0.012324
Portfolio Adjusted1-in-10Size: Under 20 kWAll2017Typical Event Day | Portfolio Adjusted | 1-in-10 | Size: Under 20 kW | All | 2017 | Typical Event Day | 8 | 1.0641 | 1.0261 | 1.0025 | 0.98862 | 0.98251 | 1.0036 | 0.96723 | 1.0606 | 1.4126 | 1.8006 | 2.0892 | 2.261 | 2.3378 | 2.4024 | 2.4396 | 2.4118 | 2.2926 | 1.9783 | 1.6468 | 1.537 | 1.5237 | 1.3434 | 1.2084 | 1.1276 | 0 | 0 | 0 | 0 | 0 | 0 | 0 | 0 | 0 | 0 | 0 | 0 | 0 | 0 | 0.048791 | 0.048237 | 0.045851 | 0.039567 | 0 | 0 | 0 | 0 | 0 | 0 | 75.3946 | 74.2204 | 73.1556 | 72.2079 | 71.3084 | 70.4622 | 69.8955 | 70.2403 | 73.1053 | 77.9775 | 82.8316 | 87.0123 | 89.8167 | 91.5927 | 92.7324 | 93.3426 | 93.4413 | 92.7209 | 91.5178 | 88.8267 | 85.0313 | 81.7093 | 79.4369 | 77.6876 | 0.013065 | 0.012272 | 0.012061 | 0.011525 | 0.011638 | 0.012334 | 0.021424 | 0.020737 | 0.026564 | 0.030514 | 0.032657 | 0.034283 | 0.036331 | 0.040026 | 0.043685 | 0.04607 | 0.047829 | 0.040708 | 0.034843 | 0.02319 | 0.018313 | 0.015394 | 0.012969 | 0.012132
Portfolio Adjusted1-in-10Size: Under 20 kWAll2018January Monthly Peak | Portfolio Adjusted | 1-in-10 | Size: Under 20 kW | All | 2018 | January Monthly Peak | 1 | 0.9822 | 0.9645 | 0.95024 | 0.94784 | 0.96021 | 1.002 | 1.0901 | 1.0732 | 1.3062 | 1.491 | 1.5598 | 1.5363 | 1.4618 | 1.4092 | 1.3597 | 1.3247 | 1.3336 | 1.4789 | 1.3818 | 1.313 | 1.2273 | 1.1381 | 1.0663 | 1.028 | 0 | 0 | 0 | 0 | 0 | 0 | 0 | 0 | 0 | 0 | 0 | 0 | 0 | 0 | 0.027194 | 0.026494 | 0.026672 | 0.029579 | 0 | 0 | 0 | 0 | 0 | 0 | 42.7571 | 42.0526 | 41.3798 | 40.8993 | 40.6258 | 40.3036 | 39.9327 | 39.7828 | 40.2629 | 42.5405 | 45.1221 | 47.3164 | 49.1581 | 50.0917 | 50.5298 | 50.3381 | 49.4969 | 48.3038 | 46.2617 | 44.6325 | 43.3741 | 42.4363 | 41.7349 | 41.0331 | 0.01373 | 0.01289 | 0.012667 | 0.012106 | 0.012213 | 0.012914 | 0.022473 | 0.021733 | 0.027866 | 0.031973 | 0.034182 | 0.035884 | 0.03807 | 0.041969 | 0.045826 | 0.048338 | 0.050183 | 0.042674 | 0.036536 | 0.024324 | 0.019204 | 0.016177 | 0.013625 | 0.012749
Portfolio Adjusted1-in-10Size: Under 20 kWAll2018February Monthly Peak | Portfolio Adjusted | 1-in-10 | Size: Under 20 kW | All | 2018 | February Monthly Peak | 2 | 0.92548 | 0.90818 | 0.89964 | 0.8994 | 0.90622 | 0.93396 | 0.97138 | 0.94946 | 1.1553 | 1.3251 | 1.4111 | 1.4208 | 1.4001 | 1.3823 | 1.3746 | 1.3543 | 1.3291 | 1.3608 | 1.3686 | 1.2781 | 1.1861 | 1.087 | 1.0107 | 0.96527 | 0 | 0 | 0 | 0 | 0 | 0 | 0 | 0 | 0 | 0 | 0 | 0 | 0 | 0 | 0.027491 | 0.027086 | 0.026582 | 0.027215 | 0 | 0 | 0 | 0 | 0 | 0 | 49.9037 | 49.443 | 48.8609 | 48.3051 | 47.9945 | 47.2081 | 46.3481 | 46.8214 | 47.8739 | 50.0774 | 52.3066 | 53.8102 | 55.1942 | 56.379 | 57.3732 | 57.813 | 57.2289 | 56.4993 | 54.6609 | 52.7459 | 51.1235 | 49.6892 | 48.8916 | 47.8989 | 0.012962 | 0.012175 | 0.011965 | 0.011433 | 0.011543 | 0.012233 | 0.021251 | 0.02057 | 0.02635 | 0.030274 | 0.0324 | 0.034013 | 0.036043 | 0.039709 | 0.043335 | 0.045697 | 0.047442 | 0.040378 | 0.03457 | 0.023009 | 0.01817 | 0.015274 | 0.012868 | 0.012037
Portfolio Adjusted1-in-10Size: Under 20 kWAll2018March Monthly Peak | Portfolio Adjusted | 1-in-10 | Size: Under 20 kW | All | 2018 | March Monthly Peak | 3 | 0.91103 | 0.88631 | 0.87235 | 0.86712 | 0.87122 | 0.89274 | 0.92635 | 0.89247 | 1.06 | 1.2428 | 1.3712 | 1.4219 | 1.4405 | 1.4672 | 1.4914 | 1.4906 | 1.4356 | 1.3094 | 1.2282 | 1.276 | 1.1968 | 1.0849 | 1.0018 | 0.94873 | 0 | 0 | 0 | 0 | 0 | 0 | 0 | 0 | 0 | 0 | 0 | 0 | 0 | 0 | 0.029828 | 0.029811 | 0.028713 | 0.026187 | 0 | 0 | 0 | 0 | 0 | 0 | 57.9412 | 56.4438 | 55.4331 | 54.7942 | 53.915 | 53.2225 | 52.6073 | 52.4713 | 53.7637 | 57.9631 | 63.0319 | 67.6458 | 71.1387 | 72.9799 | 74.1385 | 74.7427 | 74.6229 | 73.5651 | 71.9955 | 69.4569 | 66.1503 | 63.2643 | 61.0218 | 59.1761 | 0.012879 | 0.012097 | 0.01189 | 0.011361 | 0.011471 | 0.012161 | 0.02112 | 0.020446 | 0.026187 | 0.030095 | 0.032215 | 0.033817 | 0.035829 | 0.039468 | 0.043068 | 0.045413 | 0.047147 | 0.040133 | 0.034361 | 0.022869 | 0.01806 | 0.015177 | 0.012787 | 0.01196
Portfolio Adjusted1-in-10Size: Under 20 kWAll2018April Monthly Peak | Portfolio Adjusted | 1-in-10 | Size: Under 20 kW | All | 2018 | April Monthly Peak | 4 | 0.94396 | 0.91617 | 0.89793 | 0.88978 | 0.88941 | 0.90802 | 0.86752 | 0.88018 | 1.1239 | 1.3844 | 1.5835 | 1.7011 | 1.765 | 1.8326 | 1.8862 | 1.8851 | 1.8027 | 1.5788 | 1.3514 | 1.3546 | 1.3193 | 1.1725 | 1.0673 | 0.99748 | 0 | 0 | 0 | 0 | 0 | 0 | 0 | 0 | 0 | 0 | 0 | 0 | 0 | 0 | 0.037723 | 0.037702 | 0.036055 | 0.031577 | 0 | 0 | 0 | 0 | 0 | 0 | 68.3398 | 66.8685 | 65.2142 | 63.8642 | 62.7214 | 61.7387 | 61.1567 | 61.1643 | 64.428 | 70.4808 | 76.5749 | 81.8566 | 85.1295 | 87.0331 | 87.8864 | 88.433 | 88.3323 | 87.7054 | 85.8464 | 82.5109 | 78.1126 | 74.2293 | 71.5515 | 69.8686 | 0.012989 | 0.0122 | 0.011991 | 0.011457 | 0.011568 | 0.012264 | 0.021299 | 0.020619 | 0.026409 | 0.030349 | 0.032485 | 0.034101 | 0.036131 | 0.039802 | 0.043433 | 0.045799 | 0.047547 | 0.040473 | 0.034651 | 0.023062 | 0.018212 | 0.015306 | 0.012895 | 0.012062
Portfolio Adjusted1-in-10Size: Under 20 kWAll2018May Monthly Peak | Portfolio Adjusted | 1-in-10 | Size: Under 20 kW | All | 2018 | May Monthly Peak | 5 | 0.98698 | 0.95711 | 0.93503 | 0.92443 | 0.92035 | 0.92008 | 0.82492 | 0.9293 | 1.2236 | 1.5397 | 1.7786 | 1.9224 | 1.9911 | 2.0592 | 2.1034 | 2.0981 | 2.0086 | 1.7557 | 1.4755 | 1.3833 | 1.3996 | 1.2376 | 1.1192 | 1.0461 | 0 | 0 | 0 | 0 | 0 | 0 | 0 | 0 | 0 | 0 | 0 | 0 | 0 | 0 | 0.042069 | 0.041962 | 0.040172 | 0.035114 | 0 | 0 | 0 | 0 | 0 | 0 | 73.2799 | 71.4232 | 69.9912 | 68.9863 | 67.9176 | 66.9026 | 66.3197 | 66.6195 | 70.2305 | 75.7309 | 80.8168 | 84.3783 | 87.3048 | 89.2426 | 90.3999 | 90.7445 | 90.3922 | 89.335 | 88.006 | 85.4669 | 81.4648 | 77.555 | 75.019 | 72.6153 | 0.013037 | 0.012245 | 0.012035 | 0.0115 | 0.011611 | 0.012306 | 0.021375 | 0.02069 | 0.026504 | 0.030448 | 0.032586 | 0.034208 | 0.036251 | 0.039938 | 0.043587 | 0.045965 | 0.04772 | 0.040615 | 0.034768 | 0.02314 | 0.018274 | 0.015361 | 0.012941 | 0.012105
Portfolio Adjusted1-in-10Size: Under 20 kWAll2018June Monthly Peak | Portfolio Adjusted | 1-in-10 | Size: Under 20 kW | All | 2018 | June Monthly Peak | 6 | 1.0247 | 0.98982 | 0.96651 | 0.95415 | 0.94666 | 0.93299 | 0.85967 | 0.98837 | 1.3024 | 1.6274 | 1.882 | 2.0379 | 2.1185 | 2.194 | 2.2429 | 2.2281 | 2.1268 | 1.853 | 1.5498 | 1.4125 | 1.4282 | 1.2909 | 1.1649 | 1.0877 | 0 | 0 | 0 | 0 | 0 | 0 | 0 | 0 | 0 | 0 | 0 | 0 | 0 | 0 | 0.044858 | 0.044563 | 0.042535 | 0.03706 | 0 | 0 | 0 | 0 | 0 | 0 | 72.1275 | 70.7773 | 69.8032 | 68.737 | 67.6999 | 66.3851 | 65.7044 | 66.7079 | 70.4524 | 75.3771 | 80.4056 | 84.5623 | 87.3538 | 89.0098 | 90.2735 | 90.9537 | 91.4161 | 90.6365 | 89.5512 | 86.9471 | 83.4519 | 79.7537 | 77.3097 | 75.5083 | 0.013048 | 0.012255 | 0.012045 | 0.01151 | 0.011621 | 0.012313 | 0.021392 | 0.020704 | 0.026525 | 0.030466 | 0.032603 | 0.034226 | 0.036274 | 0.039965 | 0.04362 | 0.046001 | 0.047758 | 0.040644 | 0.034791 | 0.023156 | 0.018286 | 0.015374 | 0.012952 | 0.012116
Portfolio Adjusted1-in-10Size: Under 20 kWAll2018July Monthly Peak | Portfolio Adjusted | 1-in-10 | Size: Under 20 kW | All | 2018 | July Monthly Peak | 7 | 1.0748 | 1.0343 | 1.0079 | 0.99344 | 0.98534 | 0.9964 | 0.93877 | 1.0789 | 1.4458 | 1.8269 | 2.1093 | 2.2677 | 2.336 | 2.398 | 2.4326 | 2.4088 | 2.2983 | 1.9953 | 1.6673 | 1.5069 | 1.5139 | 1.3613 | 1.2256 | 1.1405 | 0 | 0 | 0 | 0 | 0 | 0 | 0 | 0 | 0 | 0 | 0 | 0 | 0 | 0 | 0.048652 | 0.048176 | 0.045966 | 0.039906 | 0 | 0 | 0 | 0 | 0 | 0 | 76.4314 | 75.1893 | 74.04 | 72.9589 | 72.1448 | 71.294 | 70.6366 | 71.0261 | 73.9771 | 78.7743 | 83.5118 | 87.2347 | 89.3583 | 90.6907 | 92.0537 | 92.5066 | 92.3253 | 91.7896 | 90.647 | 88.3667 | 84.7498 | 81.2967 | 79.0982 | 77.5593 | 0.012993 | 0.012204 | 0.011994 | 0.011461 | 0.011573 | 0.012266 | 0.021305 | 0.020622 | 0.026417 | 0.030347 | 0.032479 | 0.034096 | 0.036132 | 0.039805 | 0.043443 | 0.045813 | 0.047563 | 0.040482 | 0.034652 | 0.023063 | 0.018213 | 0.015309 | 0.012898 | 0.012065
Portfolio Adjusted1-in-10Size: Under 20 kWAll2018August Monthly Peak | Portfolio Adjusted | 1-in-10 | Size: Under 20 kW | All | 2018 | August Monthly Peak | 8 | 1.0768 | 1.0378 | 1.0135 | 0.99911 | 0.9928 | 1.0146 | 0.9789 | 1.0812 | 1.4495 | 1.8558 | 2.1584 | 2.3379 | 2.4159 | 2.4812 | 2.5175 | 2.4868 | 2.3624 | 2.0393 | 1.6909 | 1.5742 | 1.5538 | 1.3666 | 1.2273 | 1.1442 | 0 | 0 | 0 | 0 | 0 | 0 | 0 | 0 | 0 | 0 | 0 | 0 | 0 | 0 | 0.050349 | 0.049736 | 0.047248 | 0.040786 | 0 | 0 | 0 | 0 | 0 | 0 | 76.0576 | 75.0464 | 74.0248 | 73.1748 | 72.2727 | 71.7089 | 71.3693 | 71.5902 | 74.2404 | 79.3802 | 84.1218 | 88.5124 | 91.5701 | 93.5509 | 94.7668 | 95.7623 | 96.087 | 95.5309 | 94.6312 | 91.9622 | 87.8591 | 84.7442 | 82.6749 | 80.7409 | 0.013188 | 0.012388 | 0.012175 | 0.011634 | 0.01175 | 0.012455 | 0.02163 | 0.020938 | 0.02682 | 0.030805 | 0.032971 | 0.034613 | 0.03668 | 0.040407 | 0.044103 | 0.046513 | 0.04829 | 0.041102 | 0.035174 | 0.023408 | 0.018487 | 0.015537 | 0.01309 | 0.012245
Portfolio Adjusted1-in-10Size: Under 20 kWAll2018September Monthly Peak | Portfolio Adjusted | 1-in-10 | Size: Under 20 kW | All | 2018 | September Monthly Peak | 9 | 1.0584 | 1.0226 | 0.9975 | 0.98147 | 0.97746 | 1.0049 | 1.0215 | 1.0646 | 1.4204 | 1.8155 | 2.1146 | 2.2889 | 2.3698 | 2.4425 | 2.4832 | 2.4578 | 2.3371 | 2.0085 | 1.6734 | 1.6486 | 1.514 | 1.3335 | 1.2038 | 1.1235 | 0 | 0 | 0 | 0 | 0 | 0 | 0 | 0 | 0 | 0 | 0 | 0 | 0 | 0 | 0.049664 | 0.049157 | 0.046742 | 0.040171 | 0 | 0 | 0 | 0 | 0 | 0 | 76.9618 | 75.8688 | 74.7544 | 73.9608 | 73.1159 | 72.4609 | 71.8716 | 71.6371 | 73.7515 | 78.3783 | 83.2869 | 87.7396 | 90.9847 | 93.1192 | 93.8356 | 94.148 | 93.9369 | 92.9267 | 91.2418 | 88.0307 | 84.0643 | 81.0426 | 78.665 | 76.9418 | 0.01307 | 0.012277 | 0.012066 | 0.011529 | 0.011642 | 0.012342 | 0.021434 | 0.020749 | 0.026577 | 0.030535 | 0.032684 | 0.034311 | 0.036355 | 0.040049 | 0.043707 | 0.04609 | 0.04785 | 0.04073 | 0.034865 | 0.023204 | 0.018325 | 0.0154 | 0.012974 | 0.012136
Portfolio Adjusted1-in-10Size: Under 20 kWAll2018October Monthly Peak | Portfolio Adjusted | 1-in-10 | Size: Under 20 kW | All | 2018 | October Monthly Peak | 10 | 0.97554 | 0.9463 | 0.92593 | 0.91555 | 0.91374 | 0.93597 | 0.98253 | 0.96776 | 1.199 | 1.4885 | 1.7295 | 1.883 | 1.9699 | 2.0466 | 2.0988 | 2.0896 | 1.9759 | 1.7032 | 1.562 | 1.4971 | 1.3602 | 1.2137 | 1.1069 | 1.0364 | 0 | 0 | 0 | 0 | 0 | 0 | 0 | 0 | 0 | 0 | 0 | 0 | 0 | 0 | 0.041975 | 0.041791 | 0.039518 | 0.034064 | 0 | 0 | 0 | 0 | 0 | 0 | 71.5424 | 70.1494 | 69.1602 | 67.9785 | 66.9739 | 66.1512 | 65.732 | 65.3066 | 66.2351 | 70.7121 | 76.5047 | 82.0902 | 86.5044 | 89.2863 | 90.3081 | 90.8844 | 90.7852 | 89.728 | 87.1143 | 82.8012 | 78.731 | 75.8627 | 73.6985 | 72.0432 | 0.01298 | 0.012193 | 0.011983 | 0.01145 | 0.011563 | 0.012258 | 0.021288 | 0.020608 | 0.026396 | 0.030327 | 0.032462 | 0.034078 | 0.036108 | 0.039776 | 0.043408 | 0.045776 | 0.047524 | 0.040452 | 0.034627 | 0.023045 | 0.0182 | 0.015294 | 0.012885 | 0.012053
Portfolio Adjusted1-in-10Size: Under 20 kWAll2018November Monthly Peak | Portfolio Adjusted | 1-in-10 | Size: Under 20 kW | All | 2018 | November Monthly Peak | 11 | 0.92196 | 0.90084 | 0.8908 | 0.88461 | 0.88701 | 0.9088 | 0.86017 | 0.88381 | 1.1121 | 1.3415 | 1.5159 | 1.6139 | 1.6577 | 1.7004 | 1.73 | 1.71 | 1.6681 | 1.6791 | 1.4851 | 1.3518 | 1.2381 | 1.1106 | 1.0262 | 0.9673 | 0 | 0 | 0 | 0 | 0 | 0 | 0 | 0 | 0 | 0 | 0 | 0 | 0 | 0 | 0.0346 | 0.0342 | 0.033362 | 0.033582 | 0 | 0 | 0 | 0 | 0 | 0 | 66.3701 | 64.8635 | 63.9626 | 62.5924 | 61.7231 | 60.8418 | 60.3341 | 60.2977 | 62.8632 | 67.9886 | 74.1805 | 79.2062 | 82.2204 | 83.8808 | 84.8205 | 84.7261 | 83.3668 | 80.8024 | 77.5403 | 74.1322 | 71.6886 | 69.7053 | 67.9034 | 66.6701 | 0.013042 | 0.01225 | 0.01204 | 0.011504 | 0.011615 | 0.012313 | 0.021386 | 0.020702 | 0.026517 | 0.03047 | 0.032614 | 0.034237 | 0.036276 | 0.039962 | 0.043609 | 0.045985 | 0.047741 | 0.040637 | 0.034791 | 0.023155 | 0.018286 | 0.015368 | 0.012948 | 0.012111
Portfolio Adjusted1-in-10Size: Under 20 kWAll2018December Monthly Peak | Portfolio Adjusted | 1-in-10 | Size: Under 20 kW | All | 2018 | December Monthly Peak | 12 | 0.96548 | 0.94609 | 0.93678 | 0.93268 | 0.94442 | 0.98066 | 1.0449 | 1.0231 | 1.234 | 1.4215 | 1.4946 | 1.4829 | 1.4207 | 1.3716 | 1.3284 | 1.2995 | 1.3564 | 1.482 | 1.3531 | 1.2886 | 1.2072 | 1.1259 | 1.0591 | 1.011 | 0 | 0 | 0 | 0 | 0 | 0 | 0 | 0 | 0 | 0 | 0 | 0 | 0 | 0 | 0.026567 | 0.025991 | 0.027128 | 0.02964 | 0 | 0 | 0 | 0 | 0 | 0 | 43.1556 | 42.4927 | 42.2477 | 42.1576 | 42.0723 | 41.8749 | 42.2034 | 42.2548 | 42.9525 | 44.7488 | 46.5976 | 48.3575 | 49.5483 | 49.9527 | 49.9998 | 49.9074 | 49.484 | 48.2995 | 47.0753 | 45.8893 | 44.8149 | 44.1842 | 43.8309 | 43.0954 | 0.013271 | 0.012461 | 0.012246 | 0.011702 | 0.011808 | 0.012501 | 0.021736 | 0.021031 | 0.026951 | 0.030956 | 0.033115 | 0.034761 | 0.036853 | 0.040613 | 0.044326 | 0.046743 | 0.048528 | 0.041287 | 0.03536 | 0.02354 | 0.018586 | 0.01564 | 0.013174 | 0.012324
Portfolio Adjusted1-in-10Size: Under 20 kWAll2018Typical Event Day | Portfolio Adjusted | 1-in-10 | Size: Under 20 kW | All | 2018 | Typical Event Day | 8 | 1.0641 | 1.0261 | 1.0025 | 0.98862 | 0.98251 | 1.0036 | 0.96723 | 1.0606 | 1.4126 | 1.8006 | 2.0892 | 2.261 | 2.3378 | 2.4024 | 2.4396 | 2.4118 | 2.2926 | 1.9783 | 1.6468 | 1.537 | 1.5237 | 1.3434 | 1.2084 | 1.1276 | 0 | 0 | 0 | 0 | 0 | 0 | 0 | 0 | 0 | 0 | 0 | 0 | 0 | 0 | 0.048791 | 0.048237 | 0.045851 | 0.039567 | 0 | 0 | 0 | 0 | 0 | 0 | 75.3946 | 74.2204 | 73.1556 | 72.2079 | 71.3083 | 70.4622 | 69.8955 | 70.2403 | 73.1053 | 77.9775 | 82.8315 | 87.0123 | 89.8167 | 91.5927 | 92.7324 | 93.3426 | 93.4413 | 92.7209 | 91.5178 | 88.8267 | 85.0313 | 81.7093 | 79.437 | 77.6876 | 0.013065 | 0.012272 | 0.012061 | 0.011525 | 0.011638 | 0.012334 | 0.021424 | 0.020737 | 0.026564 | 0.030514 | 0.032657 | 0.034283 | 0.036331 | 0.040026 | 0.043685 | 0.04607 | 0.047829 | 0.040708 | 0.034843 | 0.02319 | 0.018313 | 0.015394 | 0.012969 | 0.012132
Portfolio Adjusted1-in-10Size: Under 20 kWAll2019January Monthly Peak | Portfolio Adjusted | 1-in-10 | Size: Under 20 kW | All | 2019 | January Monthly Peak | 1 | 0.9822 | 0.9645 | 0.95024 | 0.94784 | 0.96021 | 1.002 | 1.0901 | 1.0732 | 1.3062 | 1.491 | 1.5598 | 1.5363 | 1.4618 | 1.4092 | 1.3597 | 1.3247 | 1.3336 | 1.4789 | 1.3818 | 1.313 | 1.2274 | 1.1381 | 1.0663 | 1.028 | 0 | 0 | 0 | 0 | 0 | 0 | 0 | 0 | 0 | 0 | 0 | 0 | 0 | 0 | 0.027194 | 0.026494 | 0.026672 | 0.029579 | 0 | 0 | 0 | 0 | 0 | 0 | 42.7571 | 42.0526 | 41.3798 | 40.8993 | 40.6258 | 40.3036 | 39.9327 | 39.7828 | 40.2629 | 42.5405 | 45.1221 | 47.3164 | 49.1581 | 50.0917 | 50.5298 | 50.3381 | 49.4969 | 48.3038 | 46.2617 | 44.6325 | 43.3741 | 42.4363 | 41.7349 | 41.0331 | 0.01373 | 0.01289 | 0.012667 | 0.012106 | 0.012213 | 0.012914 | 0.022473 | 0.021733 | 0.027866 | 0.031973 | 0.034182 | 0.035884 | 0.03807 | 0.041969 | 0.045826 | 0.048338 | 0.050183 | 0.042674 | 0.036536 | 0.024324 | 0.019204 | 0.016177 | 0.013625 | 0.012749
Portfolio Adjusted1-in-10Size: Under 20 kWAll2019February Monthly Peak | Portfolio Adjusted | 1-in-10 | Size: Under 20 kW | All | 2019 | February Monthly Peak | 2 | 0.92548 | 0.90818 | 0.89964 | 0.8994 | 0.90622 | 0.93396 | 0.97138 | 0.94946 | 1.1553 | 1.3251 | 1.4111 | 1.4208 | 1.4001 | 1.3823 | 1.3746 | 1.3543 | 1.3291 | 1.3608 | 1.3686 | 1.2781 | 1.1861 | 1.087 | 1.0107 | 0.96527 | 0 | 0 | 0 | 0 | 0 | 0 | 0 | 0 | 0 | 0 | 0 | 0 | 0 | 0 | 0.027491 | 0.027086 | 0.026582 | 0.027215 | 0 | 0 | 0 | 0 | 0 | 0 | 49.9037 | 49.443 | 48.8609 | 48.3051 | 47.9945 | 47.2081 | 46.3481 | 46.8214 | 47.8739 | 50.0774 | 52.3066 | 53.8102 | 55.1942 | 56.379 | 57.3732 | 57.813 | 57.2289 | 56.4993 | 54.6609 | 52.7459 | 51.1235 | 49.6892 | 48.8916 | 47.8989 | 0.012962 | 0.012175 | 0.011965 | 0.011433 | 0.011543 | 0.012233 | 0.021251 | 0.02057 | 0.02635 | 0.030274 | 0.0324 | 0.034013 | 0.036043 | 0.039709 | 0.043335 | 0.045697 | 0.047442 | 0.040378 | 0.03457 | 0.023009 | 0.01817 | 0.015274 | 0.012868 | 0.012037
Portfolio Adjusted1-in-10Size: Under 20 kWAll2019March Monthly Peak | Portfolio Adjusted | 1-in-10 | Size: Under 20 kW | All | 2019 | March Monthly Peak | 3 | 0.91103 | 0.88631 | 0.87235 | 0.86712 | 0.87122 | 0.89274 | 0.92635 | 0.89247 | 1.06 | 1.2428 | 1.3712 | 1.4219 | 1.4405 | 1.4672 | 1.4914 | 1.4906 | 1.4356 | 1.3094 | 1.2282 | 1.276 | 1.1968 | 1.0849 | 1.0018 | 0.94873 | 0 | 0 | 0 | 0 | 0 | 0 | 0 | 0 | 0 | 0 | 0 | 0 | 0 | 0 | 0.029828 | 0.029811 | 0.028713 | 0.026187 | 0 | 0 | 0 | 0 | 0 | 0 | 57.9412 | 56.4439 | 55.4331 | 54.7942 | 53.915 | 53.2225 | 52.6073 | 52.4713 | 53.7637 | 57.9631 | 63.0318 | 67.6458 | 71.1387 | 72.9799 | 74.1385 | 74.7427 | 74.6229 | 73.5651 | 71.9955 | 69.4569 | 66.1503 | 63.2643 | 61.0218 | 59.1761 | 0.012879 | 0.012097 | 0.01189 | 0.011361 | 0.011471 | 0.012161 | 0.02112 | 0.020446 | 0.026187 | 0.030095 | 0.032215 | 0.033817 | 0.035829 | 0.039468 | 0.043068 | 0.045413 | 0.047147 | 0.040133 | 0.034361 | 0.022869 | 0.01806 | 0.015177 | 0.012787 | 0.01196
Portfolio Adjusted1-in-10Size: Under 20 kWAll2019April Monthly Peak | Portfolio Adjusted | 1-in-10 | Size: Under 20 kW | All | 2019 | April Monthly Peak | 4 | 0.94396 | 0.91617 | 0.89793 | 0.88978 | 0.88941 | 0.90802 | 0.86752 | 0.88018 | 1.1239 | 1.3844 | 1.5835 | 1.7011 | 1.765 | 1.8326 | 1.8862 | 1.8851 | 1.8027 | 1.5788 | 1.3514 | 1.3546 | 1.3193 | 1.1725 | 1.0673 | 0.99748 | 0 | 0 | 0 | 0 | 0 | 0 | 0 | 0 | 0 | 0 | 0 | 0 | 0 | 0 | 0.037723 | 0.037702 | 0.036055 | 0.031577 | 0 | 0 | 0 | 0 | 0 | 0 | 68.3398 | 66.8685 | 65.2142 | 63.8642 | 62.7214 | 61.7387 | 61.1567 | 61.1643 | 64.428 | 70.4808 | 76.5749 | 81.8566 | 85.1295 | 87.0331 | 87.8864 | 88.433 | 88.3323 | 87.7054 | 85.8464 | 82.5109 | 78.1126 | 74.2293 | 71.5515 | 69.8686 | 0.012989 | 0.0122 | 0.011991 | 0.011457 | 0.011568 | 0.012264 | 0.021299 | 0.020619 | 0.026409 | 0.030349 | 0.032485 | 0.034101 | 0.036131 | 0.039802 | 0.043433 | 0.045799 | 0.047547 | 0.040473 | 0.034651 | 0.023062 | 0.018212 | 0.015306 | 0.012895 | 0.012062
Portfolio Adjusted1-in-10Size: Under 20 kWAll2019May Monthly Peak | Portfolio Adjusted | 1-in-10 | Size: Under 20 kW | All | 2019 | May Monthly Peak | 5 | 0.98698 | 0.95711 | 0.93503 | 0.92443 | 0.92035 | 0.92008 | 0.82492 | 0.9293 | 1.2236 | 1.5397 | 1.7786 | 1.9224 | 1.9911 | 2.0592 | 2.1034 | 2.0981 | 2.0086 | 1.7557 | 1.4755 | 1.3833 | 1.3996 | 1.2376 | 1.1192 | 1.0461 | 0 | 0 | 0 | 0 | 0 | 0 | 0 | 0 | 0 | 0 | 0 | 0 | 0 | 0 | 0.042069 | 0.041962 | 0.040172 | 0.035114 | 0 | 0 | 0 | 0 | 0 | 0 | 73.2799 | 71.4232 | 69.9912 | 68.9863 | 67.9176 | 66.9026 | 66.3197 | 66.6195 | 70.2305 | 75.7309 | 80.8168 | 84.3783 | 87.3048 | 89.2426 | 90.3999 | 90.7445 | 90.3922 | 89.335 | 88.006 | 85.4669 | 81.4648 | 77.555 | 75.019 | 72.6153 | 0.013037 | 0.012245 | 0.012035 | 0.0115 | 0.011611 | 0.012306 | 0.021375 | 0.02069 | 0.026504 | 0.030448 | 0.032586 | 0.034208 | 0.036251 | 0.039938 | 0.043587 | 0.045965 | 0.04772 | 0.040615 | 0.034768 | 0.02314 | 0.018274 | 0.015361 | 0.012941 | 0.012105
Portfolio Adjusted1-in-10Size: Under 20 kWAll2019June Monthly Peak | Portfolio Adjusted | 1-in-10 | Size: Under 20 kW | All | 2019 | June Monthly Peak | 6 | 1.0247 | 0.98982 | 0.96651 | 0.95415 | 0.94666 | 0.93299 | 0.85967 | 0.98837 | 1.3024 | 1.6274 | 1.882 | 2.0379 | 2.1185 | 2.194 | 2.2429 | 2.2281 | 2.1268 | 1.853 | 1.5498 | 1.4125 | 1.4282 | 1.2909 | 1.1649 | 1.0877 | 0 | 0 | 0 | 0 | 0 | 0 | 0 | 0 | 0 | 0 | 0 | 0 | 0 | 0 | 0.044858 | 0.044563 | 0.042535 | 0.03706 | 0 | 0 | 0 | 0 | 0 | 0 | 72.1275 | 70.7773 | 69.8032 | 68.737 | 67.6999 | 66.3851 | 65.7044 | 66.7079 | 70.4524 | 75.3771 | 80.4057 | 84.5623 | 87.3538 | 89.0098 | 90.2735 | 90.9537 | 91.4161 | 90.6365 | 89.5512 | 86.9471 | 83.4519 | 79.7537 | 77.3097 | 75.5083 | 0.013048 | 0.012255 | 0.012045 | 0.01151 | 0.011621 | 0.012313 | 0.021392 | 0.020704 | 0.026525 | 0.030466 | 0.032603 | 0.034226 | 0.036274 | 0.039965 | 0.04362 | 0.046001 | 0.047758 | 0.040644 | 0.034791 | 0.023156 | 0.018286 | 0.015374 | 0.012952 | 0.012116
Portfolio Adjusted1-in-10Size: Under 20 kWAll2019July Monthly Peak | Portfolio Adjusted | 1-in-10 | Size: Under 20 kW | All | 2019 | July Monthly Peak | 7 | 1.0748 | 1.0343 | 1.0079 | 0.99344 | 0.98534 | 0.9964 | 0.93877 | 1.0789 | 1.4458 | 1.8269 | 2.1093 | 2.2677 | 2.336 | 2.398 | 2.4326 | 2.4088 | 2.2983 | 1.9953 | 1.6673 | 1.5069 | 1.5139 | 1.3613 | 1.2256 | 1.1405 | 0 | 0 | 0 | 0 | 0 | 0 | 0 | 0 | 0 | 0 | 0 | 0 | 0 | 0 | 0.048652 | 0.048176 | 0.045966 | 0.039906 | 0 | 0 | 0 | 0 | 0 | 0 | 76.4314 | 75.1893 | 74.04 | 72.9589 | 72.1448 | 71.294 | 70.6366 | 71.0261 | 73.9771 | 78.7743 | 83.5118 | 87.2347 | 89.3583 | 90.6907 | 92.0537 | 92.5066 | 92.3253 | 91.7896 | 90.647 | 88.3667 | 84.7498 | 81.2967 | 79.0982 | 77.5593 | 0.012993 | 0.012204 | 0.011994 | 0.011461 | 0.011573 | 0.012266 | 0.021305 | 0.020622 | 0.026417 | 0.030347 | 0.032479 | 0.034096 | 0.036132 | 0.039805 | 0.043443 | 0.045813 | 0.047563 | 0.040482 | 0.034652 | 0.023063 | 0.018213 | 0.015309 | 0.012898 | 0.012065
Portfolio Adjusted1-in-10Size: Under 20 kWAll2019August Monthly Peak | Portfolio Adjusted | 1-in-10 | Size: Under 20 kW | All | 2019 | August Monthly Peak | 8 | 1.0768 | 1.0378 | 1.0135 | 0.99911 | 0.9928 | 1.0146 | 0.9789 | 1.0812 | 1.4495 | 1.8558 | 2.1584 | 2.3379 | 2.4159 | 2.4812 | 2.5175 | 2.4868 | 2.3624 | 2.0393 | 1.6909 | 1.5742 | 1.5538 | 1.3666 | 1.2273 | 1.1442 | 0 | 0 | 0 | 0 | 0 | 0 | 0 | 0 | 0 | 0 | 0 | 0 | 0 | 0 | 0.050349 | 0.049736 | 0.047248 | 0.040786 | 0 | 0 | 0 | 0 | 0 | 0 | 76.0576 | 75.0464 | 74.0248 | 73.1748 | 72.2727 | 71.7089 | 71.3693 | 71.5902 | 74.2404 | 79.3802 | 84.1218 | 88.5124 | 91.5701 | 93.5509 | 94.7668 | 95.7623 | 96.087 | 95.5309 | 94.6312 | 91.9622 | 87.8591 | 84.7441 | 82.6749 | 80.7409 | 0.013188 | 0.012388 | 0.012175 | 0.011634 | 0.01175 | 0.012455 | 0.02163 | 0.020938 | 0.02682 | 0.030805 | 0.032971 | 0.034613 | 0.03668 | 0.040407 | 0.044103 | 0.046513 | 0.04829 | 0.041102 | 0.035174 | 0.023408 | 0.018487 | 0.015537 | 0.01309 | 0.012245
Portfolio Adjusted1-in-10Size: Under 20 kWAll2019September Monthly Peak | Portfolio Adjusted | 1-in-10 | Size: Under 20 kW | All | 2019 | September Monthly Peak | 9 | 1.0584 | 1.0226 | 0.9975 | 0.98147 | 0.97746 | 1.0049 | 1.0215 | 1.0646 | 1.4204 | 1.8155 | 2.1146 | 2.2889 | 2.3698 | 2.4425 | 2.4832 | 2.4578 | 2.3371 | 2.0085 | 1.6734 | 1.6486 | 1.514 | 1.3335 | 1.2038 | 1.1235 | 0 | 0 | 0 | 0 | 0 | 0 | 0 | 0 | 0 | 0 | 0 | 0 | 0 | 0 | 0.049664 | 0.049157 | 0.046742 | 0.040171 | 0 | 0 | 0 | 0 | 0 | 0 | 76.9618 | 75.8688 | 74.7544 | 73.9608 | 73.1159 | 72.4609 | 71.8716 | 71.6371 | 73.7515 | 78.3783 | 83.2869 | 87.7396 | 90.9847 | 93.1192 | 93.8357 | 94.148 | 93.9369 | 92.9267 | 91.2418 | 88.0307 | 84.0643 | 81.0426 | 78.665 | 76.9418 | 0.01307 | 0.012277 | 0.012066 | 0.011529 | 0.011642 | 0.012342 | 0.021434 | 0.020749 | 0.026577 | 0.030535 | 0.032684 | 0.034311 | 0.036355 | 0.040049 | 0.043707 | 0.04609 | 0.04785 | 0.04073 | 0.034865 | 0.023204 | 0.018325 | 0.0154 | 0.012974 | 0.012136
Portfolio Adjusted1-in-10Size: Under 20 kWAll2019October Monthly Peak | Portfolio Adjusted | 1-in-10 | Size: Under 20 kW | All | 2019 | October Monthly Peak | 10 | 0.97554 | 0.9463 | 0.92593 | 0.91555 | 0.91374 | 0.93597 | 0.98253 | 0.96776 | 1.199 | 1.4885 | 1.7295 | 1.883 | 1.9699 | 2.0466 | 2.0988 | 2.0896 | 1.9759 | 1.7032 | 1.562 | 1.4971 | 1.3602 | 1.2137 | 1.1069 | 1.0364 | 0 | 0 | 0 | 0 | 0 | 0 | 0 | 0 | 0 | 0 | 0 | 0 | 0 | 0 | 0.041975 | 0.041791 | 0.039518 | 0.034064 | 0 | 0 | 0 | 0 | 0 | 0 | 71.5424 | 70.1494 | 69.1602 | 67.9785 | 66.9739 | 66.1512 | 65.732 | 65.3066 | 66.2351 | 70.7121 | 76.5047 | 82.0902 | 86.5044 | 89.2863 | 90.3081 | 90.8844 | 90.7852 | 89.728 | 87.1143 | 82.8012 | 78.731 | 75.8627 | 73.6985 | 72.0432 | 0.01298 | 0.012193 | 0.011983 | 0.01145 | 0.011563 | 0.012258 | 0.021288 | 0.020608 | 0.026396 | 0.030327 | 0.032462 | 0.034078 | 0.036108 | 0.039776 | 0.043408 | 0.045776 | 0.047524 | 0.040452 | 0.034627 | 0.023045 | 0.0182 | 0.015294 | 0.012885 | 0.012053
Portfolio Adjusted1-in-10Size: Under 20 kWAll2019November Monthly Peak | Portfolio Adjusted | 1-in-10 | Size: Under 20 kW | All | 2019 | November Monthly Peak | 11 | 0.92196 | 0.90084 | 0.8908 | 0.88461 | 0.88701 | 0.9088 | 0.86017 | 0.88381 | 1.1121 | 1.3415 | 1.5159 | 1.6139 | 1.6577 | 1.7004 | 1.73 | 1.71 | 1.6681 | 1.6791 | 1.4851 | 1.3518 | 1.2381 | 1.1106 | 1.0262 | 0.9673 | 0 | 0 | 0 | 0 | 0 | 0 | 0 | 0 | 0 | 0 | 0 | 0 | 0 | 0 | 0.0346 | 0.0342 | 0.033362 | 0.033582 | 0 | 0 | 0 | 0 | 0 | 0 | 66.3701 | 64.8635 | 63.9626 | 62.5924 | 61.7231 | 60.8418 | 60.3341 | 60.2977 | 62.8632 | 67.9886 | 74.1805 | 79.2061 | 82.2204 | 83.8808 | 84.8205 | 84.7261 | 83.3668 | 80.8024 | 77.5403 | 74.1322 | 71.6886 | 69.7053 | 67.9034 | 66.6701 | 0.013042 | 0.01225 | 0.01204 | 0.011504 | 0.011615 | 0.012313 | 0.021386 | 0.020702 | 0.026517 | 0.03047 | 0.032614 | 0.034237 | 0.036276 | 0.039962 | 0.043609 | 0.045985 | 0.047741 | 0.040637 | 0.034791 | 0.023155 | 0.018286 | 0.015368 | 0.012948 | 0.012111
Portfolio Adjusted1-in-10Size: Under 20 kWAll2019December Monthly Peak | Portfolio Adjusted | 1-in-10 | Size: Under 20 kW | All | 2019 | December Monthly Peak | 12 | 0.96548 | 0.94609 | 0.93679 | 0.93268 | 0.94442 | 0.98066 | 1.0449 | 1.0231 | 1.234 | 1.4215 | 1.4946 | 1.4829 | 1.4207 | 1.3716 | 1.3284 | 1.2995 | 1.3564 | 1.482 | 1.3531 | 1.2886 | 1.2072 | 1.1259 | 1.0591 | 1.011 | 0 | 0 | 0 | 0 | 0 | 0 | 0 | 0 | 0 | 0 | 0 | 0 | 0 | 0 | 0.026567 | 0.025991 | 0.027128 | 0.02964 | 0 | 0 | 0 | 0 | 0 | 0 | 43.1556 | 42.4927 | 42.2477 | 42.1576 | 42.0723 | 41.8749 | 42.2034 | 42.2548 | 42.9525 | 44.7488 | 46.5976 | 48.3575 | 49.5483 | 49.9527 | 49.9998 | 49.9074 | 49.484 | 48.2995 | 47.0753 | 45.8893 | 44.8149 | 44.1842 | 43.8309 | 43.0954 | 0.013271 | 0.012461 | 0.012246 | 0.011702 | 0.011808 | 0.012501 | 0.021736 | 0.021031 | 0.026951 | 0.030956 | 0.033115 | 0.034761 | 0.036853 | 0.040613 | 0.044326 | 0.046743 | 0.048528 | 0.041287 | 0.03536 | 0.02354 | 0.018586 | 0.01564 | 0.013174 | 0.012324
Portfolio Adjusted1-in-10Size: Under 20 kWAll2019Typical Event Day | Portfolio Adjusted | 1-in-10 | Size: Under 20 kW | All | 2019 | Typical Event Day | 8 | 1.0641 | 1.0261 | 1.0025 | 0.98862 | 0.98251 | 1.0036 | 0.96723 | 1.0606 | 1.4126 | 1.8006 | 2.0892 | 2.261 | 2.3378 | 2.4024 | 2.4396 | 2.4118 | 2.2926 | 1.9783 | 1.6468 | 1.537 | 1.5237 | 1.3434 | 1.2084 | 1.1276 | 0 | 0 | 0 | 0 | 0 | 0 | 0 | 0 | 0 | 0 | 0 | 0 | 0 | 0 | 0.048791 | 0.048237 | 0.045851 | 0.039567 | 0 | 0 | 0 | 0 | 0 | 0 | 75.3946 | 74.2204 | 73.1556 | 72.2079 | 71.3083 | 70.4622 | 69.8955 | 70.2403 | 73.1053 | 77.9775 | 82.8315 | 87.0123 | 89.8167 | 91.5927 | 92.7324 | 93.3426 | 93.4413 | 92.7209 | 91.5178 | 88.8267 | 85.0313 | 81.7093 | 79.4369 | 77.6876 | 0.013065 | 0.012272 | 0.012061 | 0.011525 | 0.011638 | 0.012334 | 0.021424 | 0.020737 | 0.026564 | 0.030514 | 0.032657 | 0.034283 | 0.036331 | 0.040026 | 0.043685 | 0.04607 | 0.047829 | 0.040708 | 0.034843 | 0.02319 | 0.018313 | 0.015394 | 0.012969 | 0.012132
Portfolio Adjusted1-in-10Size: Under 20 kWAll2020January Monthly Peak | Portfolio Adjusted | 1-in-10 | Size: Under 20 kW | All | 2020 | January Monthly Peak | 1 | 0.9822 | 0.9645 | 0.95024 | 0.94784 | 0.96021 | 1.002 | 1.0901 | 1.0732 | 1.3062 | 1.491 | 1.5598 | 1.5363 | 1.4618 | 1.4092 | 1.3597 | 1.3247 | 1.3336 | 1.4789 | 1.3818 | 1.313 | 1.2273 | 1.1381 | 1.0663 | 1.028 | 0 | 0 | 0 | 0 | 0 | 0 | 0 | 0 | 0 | 0 | 0 | 0 | 0 | 0 | 0.027194 | 0.026494 | 0.026672 | 0.029579 | 0 | 0 | 0 | 0 | 0 | 0 | 42.7571 | 42.0526 | 41.3798 | 40.8993 | 40.6258 | 40.3036 | 39.9327 | 39.7828 | 40.2629 | 42.5405 | 45.1221 | 47.3164 | 49.1581 | 50.0917 | 50.5298 | 50.3381 | 49.4969 | 48.3038 | 46.2617 | 44.6325 | 43.3741 | 42.4363 | 41.7349 | 41.0331 | 0.01373 | 0.01289 | 0.012667 | 0.012106 | 0.012213 | 0.012914 | 0.022473 | 0.021733 | 0.027866 | 0.031973 | 0.034182 | 0.035884 | 0.03807 | 0.041969 | 0.045826 | 0.048338 | 0.050183 | 0.042674 | 0.036536 | 0.024324 | 0.019204 | 0.016177 | 0.013625 | 0.012749
Portfolio Adjusted1-in-10Size: Under 20 kWAll2020February Monthly Peak | Portfolio Adjusted | 1-in-10 | Size: Under 20 kW | All | 2020 | February Monthly Peak | 2 | 0.92548 | 0.90818 | 0.89964 | 0.8994 | 0.90622 | 0.93396 | 0.97138 | 0.94946 | 1.1553 | 1.3251 | 1.4111 | 1.4208 | 1.4001 | 1.3823 | 1.3746 | 1.3543 | 1.3291 | 1.3608 | 1.3686 | 1.2781 | 1.1861 | 1.087 | 1.0107 | 0.96527 | 0 | 0 | 0 | 0 | 0 | 0 | 0 | 0 | 0 | 0 | 0 | 0 | 0 | 0 | 0.027491 | 0.027086 | 0.026582 | 0.027215 | 0 | 0 | 0 | 0 | 0 | 0 | 49.9037 | 49.443 | 48.8609 | 48.3051 | 47.9945 | 47.2081 | 46.3481 | 46.8214 | 47.8739 | 50.0774 | 52.3066 | 53.8102 | 55.1942 | 56.379 | 57.3732 | 57.813 | 57.2289 | 56.4993 | 54.6609 | 52.7459 | 51.1235 | 49.6892 | 48.8916 | 47.8989 | 0.012962 | 0.012175 | 0.011965 | 0.011433 | 0.011543 | 0.012233 | 0.021251 | 0.02057 | 0.02635 | 0.030274 | 0.0324 | 0.034013 | 0.036043 | 0.039709 | 0.043335 | 0.045697 | 0.047442 | 0.040378 | 0.03457 | 0.023009 | 0.01817 | 0.015274 | 0.012868 | 0.012037
Portfolio Adjusted1-in-10Size: Under 20 kWAll2020March Monthly Peak | Portfolio Adjusted | 1-in-10 | Size: Under 20 kW | All | 2020 | March Monthly Peak | 3 | 0.91103 | 0.88631 | 0.87235 | 0.86712 | 0.87122 | 0.89274 | 0.92635 | 0.89247 | 1.06 | 1.2428 | 1.3712 | 1.4219 | 1.4405 | 1.4672 | 1.4914 | 1.4906 | 1.4356 | 1.3094 | 1.2282 | 1.276 | 1.1968 | 1.0849 | 1.0018 | 0.94873 | 0 | 0 | 0 | 0 | 0 | 0 | 0 | 0 | 0 | 0 | 0 | 0 | 0 | 0 | 0.029828 | 0.029811 | 0.028713 | 0.026187 | 0 | 0 | 0 | 0 | 0 | 0 | 57.9412 | 56.4439 | 55.4331 | 54.7942 | 53.915 | 53.2225 | 52.6073 | 52.4713 | 53.7637 | 57.9631 | 63.0318 | 67.6458 | 71.1387 | 72.9799 | 74.1385 | 74.7427 | 74.6229 | 73.5651 | 71.9955 | 69.4569 | 66.1503 | 63.2643 | 61.0218 | 59.1761 | 0.012879 | 0.012097 | 0.01189 | 0.011361 | 0.011471 | 0.012161 | 0.02112 | 0.020446 | 0.026187 | 0.030095 | 0.032215 | 0.033817 | 0.035829 | 0.039468 | 0.043068 | 0.045413 | 0.047147 | 0.040133 | 0.034361 | 0.022869 | 0.01806 | 0.015177 | 0.012787 | 0.01196
Portfolio Adjusted1-in-10Size: Under 20 kWAll2020April Monthly Peak | Portfolio Adjusted | 1-in-10 | Size: Under 20 kW | All | 2020 | April Monthly Peak | 4 | 0.94396 | 0.91617 | 0.89793 | 0.88978 | 0.88941 | 0.90802 | 0.86752 | 0.88018 | 1.1239 | 1.3844 | 1.5835 | 1.7011 | 1.765 | 1.8326 | 1.8862 | 1.8851 | 1.8027 | 1.5788 | 1.3514 | 1.3546 | 1.3193 | 1.1725 | 1.0673 | 0.99748 | 0 | 0 | 0 | 0 | 0 | 0 | 0 | 0 | 0 | 0 | 0 | 0 | 0 | 0 | 0.037723 | 0.037702 | 0.036055 | 0.031577 | 0 | 0 | 0 | 0 | 0 | 0 | 68.3398 | 66.8685 | 65.2142 | 63.8642 | 62.7214 | 61.7387 | 61.1567 | 61.1643 | 64.428 | 70.4808 | 76.5749 | 81.8566 | 85.1295 | 87.0331 | 87.8864 | 88.433 | 88.3323 | 87.7054 | 85.8464 | 82.5109 | 78.1126 | 74.2293 | 71.5515 | 69.8686 | 0.012989 | 0.0122 | 0.011991 | 0.011457 | 0.011568 | 0.012264 | 0.021299 | 0.020619 | 0.026409 | 0.030349 | 0.032485 | 0.034101 | 0.036131 | 0.039802 | 0.043433 | 0.045799 | 0.047547 | 0.040473 | 0.034651 | 0.023062 | 0.018212 | 0.015306 | 0.012895 | 0.012062
Portfolio Adjusted1-in-10Size: Under 20 kWAll2020May Monthly Peak | Portfolio Adjusted | 1-in-10 | Size: Under 20 kW | All | 2020 | May Monthly Peak | 5 | 0.98698 | 0.95711 | 0.93503 | 0.92443 | 0.92035 | 0.92008 | 0.82492 | 0.9293 | 1.2236 | 1.5397 | 1.7786 | 1.9224 | 1.9911 | 2.0592 | 2.1034 | 2.0981 | 2.0086 | 1.7557 | 1.4755 | 1.3833 | 1.3996 | 1.2376 | 1.1192 | 1.0461 | 0 | 0 | 0 | 0 | 0 | 0 | 0 | 0 | 0 | 0 | 0 | 0 | 0 | 0 | 0.042069 | 0.041962 | 0.040172 | 0.035114 | 0 | 0 | 0 | 0 | 0 | 0 | 73.2799 | 71.4232 | 69.9912 | 68.9863 | 67.9176 | 66.9026 | 66.3197 | 66.6195 | 70.2305 | 75.7309 | 80.8168 | 84.3783 | 87.3048 | 89.2426 | 90.3999 | 90.7445 | 90.3922 | 89.335 | 88.006 | 85.4669 | 81.4648 | 77.555 | 75.019 | 72.6153 | 0.013037 | 0.012245 | 0.012035 | 0.0115 | 0.011611 | 0.012306 | 0.021375 | 0.02069 | 0.026504 | 0.030448 | 0.032586 | 0.034208 | 0.036251 | 0.039938 | 0.043587 | 0.045965 | 0.04772 | 0.040615 | 0.034768 | 0.02314 | 0.018274 | 0.015361 | 0.012941 | 0.012105
Portfolio Adjusted1-in-10Size: Under 20 kWAll2020June Monthly Peak | Portfolio Adjusted | 1-in-10 | Size: Under 20 kW | All | 2020 | June Monthly Peak | 6 | 1.0247 | 0.98982 | 0.96651 | 0.95415 | 0.94666 | 0.93299 | 0.85967 | 0.98837 | 1.3024 | 1.6274 | 1.882 | 2.0379 | 2.1185 | 2.194 | 2.2429 | 2.2281 | 2.1268 | 1.853 | 1.5498 | 1.4125 | 1.4282 | 1.2909 | 1.1649 | 1.0877 | 0 | 0 | 0 | 0 | 0 | 0 | 0 | 0 | 0 | 0 | 0 | 0 | 0 | 0 | 0.044858 | 0.044563 | 0.042535 | 0.03706 | 0 | 0 | 0 | 0 | 0 | 0 | 72.1275 | 70.7773 | 69.8032 | 68.737 | 67.6999 | 66.3851 | 65.7044 | 66.7079 | 70.4524 | 75.3771 | 80.4056 | 84.5623 | 87.3538 | 89.0098 | 90.2734 | 90.9537 | 91.4161 | 90.6365 | 89.5512 | 86.9471 | 83.4519 | 79.7537 | 77.3097 | 75.5083 | 0.013048 | 0.012255 | 0.012045 | 0.01151 | 0.011621 | 0.012313 | 0.021392 | 0.020704 | 0.026525 | 0.030466 | 0.032603 | 0.034226 | 0.036274 | 0.039965 | 0.04362 | 0.046001 | 0.047758 | 0.040644 | 0.034791 | 0.023156 | 0.018286 | 0.015374 | 0.012952 | 0.012116
Portfolio Adjusted1-in-10Size: Under 20 kWAll2020July Monthly Peak | Portfolio Adjusted | 1-in-10 | Size: Under 20 kW | All | 2020 | July Monthly Peak | 7 | 1.0748 | 1.0343 | 1.0079 | 0.99344 | 0.98534 | 0.9964 | 0.93877 | 1.0789 | 1.4458 | 1.8269 | 2.1093 | 2.2677 | 2.336 | 2.398 | 2.4326 | 2.4088 | 2.2983 | 1.9953 | 1.6673 | 1.5069 | 1.5139 | 1.3613 | 1.2256 | 1.1405 | 0 | 0 | 0 | 0 | 0 | 0 | 0 | 0 | 0 | 0 | 0 | 0 | 0 | 0 | 0.048652 | 0.048176 | 0.045966 | 0.039906 | 0 | 0 | 0 | 0 | 0 | 0 | 76.4314 | 75.1893 | 74.04 | 72.9589 | 72.1448 | 71.294 | 70.6366 | 71.0261 | 73.9771 | 78.7743 | 83.5118 | 87.2347 | 89.3583 | 90.6907 | 92.0537 | 92.5066 | 92.3253 | 91.7896 | 90.647 | 88.3667 | 84.7498 | 81.2967 | 79.0982 | 77.5593 | 0.012993 | 0.012204 | 0.011994 | 0.011461 | 0.011573 | 0.012266 | 0.021305 | 0.020622 | 0.026417 | 0.030347 | 0.032479 | 0.034096 | 0.036132 | 0.039805 | 0.043443 | 0.045813 | 0.047563 | 0.040482 | 0.034652 | 0.023063 | 0.018213 | 0.015309 | 0.012898 | 0.012065
Portfolio Adjusted1-in-10Size: Under 20 kWAll2020August Monthly Peak | Portfolio Adjusted | 1-in-10 | Size: Under 20 kW | All | 2020 | August Monthly Peak | 8 | 1.0768 | 1.0378 | 1.0135 | 0.99911 | 0.9928 | 1.0146 | 0.9789 | 1.0812 | 1.4495 | 1.8558 | 2.1584 | 2.3379 | 2.4159 | 2.4812 | 2.5175 | 2.4868 | 2.3624 | 2.0393 | 1.6909 | 1.5742 | 1.5538 | 1.3666 | 1.2273 | 1.1442 | 0 | 0 | 0 | 0 | 0 | 0 | 0 | 0 | 0 | 0 | 0 | 0 | 0 | 0 | 0.050349 | 0.049736 | 0.047248 | 0.040786 | 0 | 0 | 0 | 0 | 0 | 0 | 76.0576 | 75.0464 | 74.0248 | 73.1748 | 72.2727 | 71.7089 | 71.3693 | 71.5902 | 74.2404 | 79.3802 | 84.1218 | 88.5125 | 91.5701 | 93.5509 | 94.7668 | 95.7623 | 96.087 | 95.5309 | 94.6312 | 91.9622 | 87.8591 | 84.7442 | 82.6749 | 80.7409 | 0.013188 | 0.012388 | 0.012175 | 0.011634 | 0.01175 | 0.012455 | 0.02163 | 0.020938 | 0.02682 | 0.030805 | 0.032971 | 0.034613 | 0.03668 | 0.040407 | 0.044103 | 0.046513 | 0.04829 | 0.041102 | 0.035174 | 0.023408 | 0.018487 | 0.015537 | 0.01309 | 0.012245
Portfolio Adjusted1-in-10Size: Under 20 kWAll2020September Monthly Peak | Portfolio Adjusted | 1-in-10 | Size: Under 20 kW | All | 2020 | September Monthly Peak | 9 | 1.0584 | 1.0226 | 0.9975 | 0.98147 | 0.97746 | 1.0049 | 1.0215 | 1.0646 | 1.4204 | 1.8155 | 2.1146 | 2.2889 | 2.3698 | 2.4425 | 2.4832 | 2.4578 | 2.3371 | 2.0085 | 1.6734 | 1.6486 | 1.514 | 1.3335 | 1.2038 | 1.1235 | 0 | 0 | 0 | 0 | 0 | 0 | 0 | 0 | 0 | 0 | 0 | 0 | 0 | 0 | 0.049664 | 0.049157 | 0.046742 | 0.040171 | 0 | 0 | 0 | 0 | 0 | 0 | 76.9618 | 75.8688 | 74.7544 | 73.9608 | 73.1159 | 72.4609 | 71.8716 | 71.6371 | 73.7515 | 78.3783 | 83.2869 | 87.7396 | 90.9847 | 93.1192 | 93.8356 | 94.148 | 93.9369 | 92.9267 | 91.2418 | 88.0307 | 84.0643 | 81.0426 | 78.665 | 76.9418 | 0.01307 | 0.012277 | 0.012066 | 0.011529 | 0.011642 | 0.012342 | 0.021434 | 0.020749 | 0.026577 | 0.030535 | 0.032684 | 0.034311 | 0.036355 | 0.040049 | 0.043707 | 0.04609 | 0.04785 | 0.04073 | 0.034865 | 0.023204 | 0.018325 | 0.0154 | 0.012974 | 0.012136
Portfolio Adjusted1-in-10Size: Under 20 kWAll2020October Monthly Peak | Portfolio Adjusted | 1-in-10 | Size: Under 20 kW | All | 2020 | October Monthly Peak | 10 | 0.97554 | 0.9463 | 0.92593 | 0.91555 | 0.91374 | 0.93597 | 0.98253 | 0.96776 | 1.199 | 1.4885 | 1.7295 | 1.883 | 1.9699 | 2.0466 | 2.0988 | 2.0896 | 1.9759 | 1.7032 | 1.562 | 1.4971 | 1.3602 | 1.2137 | 1.1069 | 1.0364 | 0 | 0 | 0 | 0 | 0 | 0 | 0 | 0 | 0 | 0 | 0 | 0 | 0 | 0 | 0.041975 | 0.041791 | 0.039518 | 0.034064 | 0 | 0 | 0 | 0 | 0 | 0 | 71.5424 | 70.1494 | 69.1602 | 67.9785 | 66.9739 | 66.1512 | 65.732 | 65.3066 | 66.2351 | 70.7121 | 76.5047 | 82.0902 | 86.5044 | 89.2863 | 90.3081 | 90.8844 | 90.7852 | 89.728 | 87.1143 | 82.8012 | 78.731 | 75.8627 | 73.6985 | 72.0432 | 0.01298 | 0.012193 | 0.011983 | 0.01145 | 0.011563 | 0.012258 | 0.021288 | 0.020608 | 0.026396 | 0.030327 | 0.032462 | 0.034078 | 0.036108 | 0.039776 | 0.043408 | 0.045776 | 0.047524 | 0.040452 | 0.034627 | 0.023045 | 0.0182 | 0.015294 | 0.012885 | 0.012053
Portfolio Adjusted1-in-10Size: Under 20 kWAll2020November Monthly Peak | Portfolio Adjusted | 1-in-10 | Size: Under 20 kW | All | 2020 | November Monthly Peak | 11 | 0.92196 | 0.90084 | 0.8908 | 0.88461 | 0.88701 | 0.9088 | 0.86017 | 0.88381 | 1.1121 | 1.3415 | 1.5159 | 1.6139 | 1.6577 | 1.7004 | 1.73 | 1.71 | 1.6681 | 1.6791 | 1.4851 | 1.3518 | 1.2381 | 1.1106 | 1.0262 | 0.9673 | 0 | 0 | 0 | 0 | 0 | 0 | 0 | 0 | 0 | 0 | 0 | 0 | 0 | 0 | 0.0346 | 0.0342 | 0.033362 | 0.033582 | 0 | 0 | 0 | 0 | 0 | 0 | 66.3701 | 64.8635 | 63.9626 | 62.5924 | 61.7231 | 60.8418 | 60.3341 | 60.2977 | 62.8632 | 67.9886 | 74.1805 | 79.2061 | 82.2204 | 83.8808 | 84.8205 | 84.7261 | 83.3668 | 80.8024 | 77.5403 | 74.1322 | 71.6886 | 69.7053 | 67.9034 | 66.6701 | 0.013042 | 0.01225 | 0.01204 | 0.011504 | 0.011615 | 0.012313 | 0.021386 | 0.020702 | 0.026517 | 0.03047 | 0.032614 | 0.034237 | 0.036276 | 0.039962 | 0.043609 | 0.045985 | 0.047741 | 0.040637 | 0.034791 | 0.023155 | 0.018286 | 0.015368 | 0.012948 | 0.012111
Portfolio Adjusted1-in-10Size: Under 20 kWAll2020December Monthly Peak | Portfolio Adjusted | 1-in-10 | Size: Under 20 kW | All | 2020 | December Monthly Peak | 12 | 0.96548 | 0.94609 | 0.93679 | 0.93268 | 0.94442 | 0.98066 | 1.0449 | 1.0231 | 1.234 | 1.4215 | 1.4946 | 1.4829 | 1.4207 | 1.3716 | 1.3284 | 1.2995 | 1.3564 | 1.482 | 1.3531 | 1.2886 | 1.2072 | 1.1259 | 1.0591 | 1.011 | 0 | 0 | 0 | 0 | 0 | 0 | 0 | 0 | 0 | 0 | 0 | 0 | 0 | 0 | 0.026567 | 0.025991 | 0.027128 | 0.02964 | 0 | 0 | 0 | 0 | 0 | 0 | 43.1556 | 42.4927 | 42.2477 | 42.1576 | 42.0723 | 41.8749 | 42.2034 | 42.2548 | 42.9525 | 44.7488 | 46.5976 | 48.3575 | 49.5483 | 49.9527 | 49.9998 | 49.9074 | 49.484 | 48.2995 | 47.0753 | 45.8893 | 44.8149 | 44.1842 | 43.8309 | 43.0954 | 0.013271 | 0.012461 | 0.012246 | 0.011702 | 0.011808 | 0.012501 | 0.021736 | 0.021031 | 0.026951 | 0.030956 | 0.033115 | 0.034761 | 0.036853 | 0.040613 | 0.044326 | 0.046743 | 0.048528 | 0.041287 | 0.03536 | 0.02354 | 0.018586 | 0.01564 | 0.013174 | 0.012324
Portfolio Adjusted1-in-10Size: Under 20 kWAll2020Typical Event Day | Portfolio Adjusted | 1-in-10 | Size: Under 20 kW | All | 2020 | Typical Event Day | 8 | 1.0641 | 1.0261 | 1.0025 | 0.98862 | 0.98251 | 1.0036 | 0.96723 | 1.0606 | 1.4126 | 1.8006 | 2.0892 | 2.261 | 2.3378 | 2.4024 | 2.4396 | 2.4118 | 2.2926 | 1.9783 | 1.6468 | 1.537 | 1.5237 | 1.3434 | 1.2084 | 1.1276 | 0 | 0 | 0 | 0 | 0 | 0 | 0 | 0 | 0 | 0 | 0 | 0 | 0 | 0 | 0.048791 | 0.048237 | 0.045851 | 0.039567 | 0 | 0 | 0 | 0 | 0 | 0 | 75.3946 | 74.2204 | 73.1556 | 72.2079 | 71.3084 | 70.4622 | 69.8955 | 70.2403 | 73.1053 | 77.9775 | 82.8316 | 87.0123 | 89.8167 | 91.5927 | 92.7324 | 93.3426 | 93.4413 | 92.7209 | 91.5178 | 88.8267 | 85.0313 | 81.7093 | 79.4369 | 77.6876 | 0.013065 | 0.012272 | 0.012061 | 0.011525 | 0.011638 | 0.012334 | 0.021424 | 0.020737 | 0.026564 | 0.030514 | 0.032657 | 0.034283 | 0.036331 | 0.040026 | 0.043685 | 0.04607 | 0.047829 | 0.040708 | 0.034843 | 0.02319 | 0.018313 | 0.015394 | 0.012969 | 0.012132
Portfolio Adjusted1-in-10Size: Under 20 kWAll2021January Monthly Peak | Portfolio Adjusted | 1-in-10 | Size: Under 20 kW | All | 2021 | January Monthly Peak | 1 | 0.9822 | 0.9645 | 0.95024 | 0.94784 | 0.96021 | 1.002 | 1.0901 | 1.0732 | 1.3062 | 1.491 | 1.5598 | 1.5363 | 1.4618 | 1.4092 | 1.3597 | 1.3247 | 1.3336 | 1.4789 | 1.3818 | 1.313 | 1.2274 | 1.1381 | 1.0663 | 1.028 | 0 | 0 | 0 | 0 | 0 | 0 | 0 | 0 | 0 | 0 | 0 | 0 | 0 | 0 | 0.027194 | 0.026494 | 0.026672 | 0.029579 | 0 | 0 | 0 | 0 | 0 | 0 | 42.7571 | 42.0526 | 41.3798 | 40.8993 | 40.6258 | 40.3036 | 39.9327 | 39.7828 | 40.2629 | 42.5405 | 45.1221 | 47.3164 | 49.1581 | 50.0917 | 50.5298 | 50.3381 | 49.4969 | 48.3038 | 46.2617 | 44.6325 | 43.3741 | 42.4363 | 41.7349 | 41.0331 | 0.01373 | 0.01289 | 0.012667 | 0.012106 | 0.012213 | 0.012914 | 0.022473 | 0.021733 | 0.027866 | 0.031973 | 0.034182 | 0.035884 | 0.03807 | 0.041969 | 0.045826 | 0.048338 | 0.050183 | 0.042674 | 0.036536 | 0.024324 | 0.019204 | 0.016177 | 0.013625 | 0.012749
Portfolio Adjusted1-in-10Size: Under 20 kWAll2021February Monthly Peak | Portfolio Adjusted | 1-in-10 | Size: Under 20 kW | All | 2021 | February Monthly Peak | 2 | 0.92548 | 0.90818 | 0.89964 | 0.8994 | 0.90622 | 0.93396 | 0.97138 | 0.94946 | 1.1553 | 1.3251 | 1.4111 | 1.4208 | 1.4001 | 1.3823 | 1.3746 | 1.3543 | 1.3291 | 1.3608 | 1.3686 | 1.2781 | 1.1861 | 1.087 | 1.0107 | 0.96527 | 0 | 0 | 0 | 0 | 0 | 0 | 0 | 0 | 0 | 0 | 0 | 0 | 0 | 0 | 0.027491 | 0.027086 | 0.026582 | 0.027215 | 0 | 0 | 0 | 0 | 0 | 0 | 49.9037 | 49.443 | 48.8609 | 48.3051 | 47.9945 | 47.2081 | 46.3481 | 46.8214 | 47.8739 | 50.0774 | 52.3066 | 53.8102 | 55.1942 | 56.379 | 57.3732 | 57.813 | 57.2289 | 56.4993 | 54.6609 | 52.7459 | 51.1235 | 49.6892 | 48.8916 | 47.8989 | 0.012962 | 0.012175 | 0.011965 | 0.011433 | 0.011543 | 0.012233 | 0.021251 | 0.02057 | 0.02635 | 0.030274 | 0.0324 | 0.034013 | 0.036043 | 0.039709 | 0.043335 | 0.045697 | 0.047442 | 0.040378 | 0.03457 | 0.023009 | 0.01817 | 0.015274 | 0.012868 | 0.012037
Portfolio Adjusted1-in-10Size: Under 20 kWAll2021March Monthly Peak | Portfolio Adjusted | 1-in-10 | Size: Under 20 kW | All | 2021 | March Monthly Peak | 3 | 0.91103 | 0.88631 | 0.87235 | 0.86712 | 0.87122 | 0.89274 | 0.92635 | 0.89247 | 1.06 | 1.2428 | 1.3712 | 1.4219 | 1.4405 | 1.4672 | 1.4914 | 1.4906 | 1.4356 | 1.3094 | 1.2282 | 1.276 | 1.1968 | 1.0849 | 1.0018 | 0.94873 | 0 | 0 | 0 | 0 | 0 | 0 | 0 | 0 | 0 | 0 | 0 | 0 | 0 | 0 | 0.029828 | 0.029811 | 0.028713 | 0.026187 | 0 | 0 | 0 | 0 | 0 | 0 | 57.9412 | 56.4439 | 55.4331 | 54.7942 | 53.915 | 53.2225 | 52.6073 | 52.4713 | 53.7637 | 57.9631 | 63.0318 | 67.6458 | 71.1387 | 72.9799 | 74.1385 | 74.7427 | 74.6229 | 73.5651 | 71.9955 | 69.4569 | 66.1503 | 63.2643 | 61.0218 | 59.1761 | 0.012879 | 0.012097 | 0.01189 | 0.011361 | 0.011471 | 0.012161 | 0.02112 | 0.020446 | 0.026187 | 0.030095 | 0.032215 | 0.033817 | 0.035829 | 0.039468 | 0.043068 | 0.045413 | 0.047147 | 0.040133 | 0.034361 | 0.022869 | 0.01806 | 0.015177 | 0.012787 | 0.01196
Portfolio Adjusted1-in-10Size: Under 20 kWAll2021April Monthly Peak | Portfolio Adjusted | 1-in-10 | Size: Under 20 kW | All | 2021 | April Monthly Peak | 4 | 0.94396 | 0.91617 | 0.89793 | 0.88978 | 0.88941 | 0.90802 | 0.86752 | 0.88018 | 1.1239 | 1.3844 | 1.5835 | 1.7011 | 1.765 | 1.8326 | 1.8862 | 1.8851 | 1.8027 | 1.5788 | 1.3514 | 1.3546 | 1.3193 | 1.1725 | 1.0673 | 0.99748 | 0 | 0 | 0 | 0 | 0 | 0 | 0 | 0 | 0 | 0 | 0 | 0 | 0 | 0 | 0.037723 | 0.037702 | 0.036055 | 0.031577 | 0 | 0 | 0 | 0 | 0 | 0 | 68.3398 | 66.8685 | 65.2142 | 63.8642 | 62.7214 | 61.7387 | 61.1567 | 61.1643 | 64.428 | 70.4808 | 76.5749 | 81.8566 | 85.1295 | 87.0331 | 87.8864 | 88.433 | 88.3323 | 87.7054 | 85.8464 | 82.5109 | 78.1126 | 74.2293 | 71.5515 | 69.8686 | 0.012989 | 0.0122 | 0.011991 | 0.011457 | 0.011568 | 0.012264 | 0.021299 | 0.020619 | 0.026409 | 0.030349 | 0.032485 | 0.034101 | 0.036131 | 0.039802 | 0.043433 | 0.045799 | 0.047547 | 0.040473 | 0.034651 | 0.023062 | 0.018212 | 0.015306 | 0.012895 | 0.012062
Portfolio Adjusted1-in-10Size: Under 20 kWAll2021May Monthly Peak | Portfolio Adjusted | 1-in-10 | Size: Under 20 kW | All | 2021 | May Monthly Peak | 5 | 0.98698 | 0.95711 | 0.93503 | 0.92443 | 0.92035 | 0.92008 | 0.82492 | 0.9293 | 1.2236 | 1.5397 | 1.7786 | 1.9224 | 1.9911 | 2.0592 | 2.1034 | 2.0981 | 2.0086 | 1.7557 | 1.4755 | 1.3833 | 1.3996 | 1.2376 | 1.1192 | 1.0461 | 0 | 0 | 0 | 0 | 0 | 0 | 0 | 0 | 0 | 0 | 0 | 0 | 0 | 0 | 0.042069 | 0.041962 | 0.040172 | 0.035114 | 0 | 0 | 0 | 0 | 0 | 0 | 73.2799 | 71.4232 | 69.9912 | 68.9863 | 67.9176 | 66.9026 | 66.3197 | 66.6195 | 70.2305 | 75.7309 | 80.8168 | 84.3783 | 87.3048 | 89.2426 | 90.3999 | 90.7445 | 90.3922 | 89.335 | 88.006 | 85.4669 | 81.4648 | 77.555 | 75.019 | 72.6153 | 0.013037 | 0.012245 | 0.012035 | 0.0115 | 0.011611 | 0.012306 | 0.021375 | 0.02069 | 0.026504 | 0.030448 | 0.032586 | 0.034208 | 0.036251 | 0.039938 | 0.043587 | 0.045965 | 0.04772 | 0.040615 | 0.034768 | 0.02314 | 0.018274 | 0.015361 | 0.012941 | 0.012105
Portfolio Adjusted1-in-10Size: Under 20 kWAll2021June Monthly Peak | Portfolio Adjusted | 1-in-10 | Size: Under 20 kW | All | 2021 | June Monthly Peak | 6 | 1.0247 | 0.98982 | 0.96651 | 0.95415 | 0.94666 | 0.93299 | 0.85967 | 0.98837 | 1.3024 | 1.6274 | 1.882 | 2.0379 | 2.1185 | 2.194 | 2.2429 | 2.2281 | 2.1268 | 1.853 | 1.5498 | 1.4125 | 1.4282 | 1.2909 | 1.1649 | 1.0877 | 0 | 0 | 0 | 0 | 0 | 0 | 0 | 0 | 0 | 0 | 0 | 0 | 0 | 0 | 0.044858 | 0.044563 | 0.042535 | 0.03706 | 0 | 0 | 0 | 0 | 0 | 0 | 72.1275 | 70.7773 | 69.8032 | 68.737 | 67.6999 | 66.3851 | 65.7044 | 66.7079 | 70.4524 | 75.3771 | 80.4056 | 84.5623 | 87.3538 | 89.0098 | 90.2734 | 90.9537 | 91.4161 | 90.6365 | 89.5512 | 86.9471 | 83.4519 | 79.7537 | 77.3097 | 75.5083 | 0.013048 | 0.012255 | 0.012045 | 0.01151 | 0.011621 | 0.012313 | 0.021392 | 0.020704 | 0.026525 | 0.030466 | 0.032603 | 0.034226 | 0.036274 | 0.039965 | 0.04362 | 0.046001 | 0.047758 | 0.040644 | 0.034791 | 0.023156 | 0.018286 | 0.015374 | 0.012952 | 0.012116
Portfolio Adjusted1-in-10Size: Under 20 kWAll2021July Monthly Peak | Portfolio Adjusted | 1-in-10 | Size: Under 20 kW | All | 2021 | July Monthly Peak | 7 | 1.0748 | 1.0343 | 1.0079 | 0.99344 | 0.98534 | 0.9964 | 0.93877 | 1.0789 | 1.4458 | 1.8269 | 2.1093 | 2.2677 | 2.336 | 2.398 | 2.4326 | 2.4088 | 2.2983 | 1.9953 | 1.6673 | 1.5069 | 1.5139 | 1.3613 | 1.2256 | 1.1405 | 0 | 0 | 0 | 0 | 0 | 0 | 0 | 0 | 0 | 0 | 0 | 0 | 0 | 0 | 0.048652 | 0.048176 | 0.045966 | 0.039906 | 0 | 0 | 0 | 0 | 0 | 0 | 76.4314 | 75.1893 | 74.04 | 72.9589 | 72.1448 | 71.294 | 70.6366 | 71.0261 | 73.9771 | 78.7743 | 83.5118 | 87.2347 | 89.3583 | 90.6907 | 92.0537 | 92.5066 | 92.3253 | 91.7896 | 90.647 | 88.3667 | 84.7498 | 81.2967 | 79.0982 | 77.5593 | 0.012993 | 0.012204 | 0.011994 | 0.011461 | 0.011573 | 0.012266 | 0.021305 | 0.020622 | 0.026417 | 0.030347 | 0.032479 | 0.034096 | 0.036132 | 0.039805 | 0.043443 | 0.045813 | 0.047563 | 0.040482 | 0.034652 | 0.023063 | 0.018213 | 0.015309 | 0.012898 | 0.012065
Portfolio Adjusted1-in-10Size: Under 20 kWAll2021August Monthly Peak | Portfolio Adjusted | 1-in-10 | Size: Under 20 kW | All | 2021 | August Monthly Peak | 8 | 1.0768 | 1.0378 | 1.0135 | 0.99911 | 0.9928 | 1.0146 | 0.9789 | 1.0812 | 1.4495 | 1.8558 | 2.1584 | 2.3379 | 2.4159 | 2.4812 | 2.5175 | 2.4868 | 2.3624 | 2.0393 | 1.6909 | 1.5742 | 1.5538 | 1.3666 | 1.2273 | 1.1442 | 0 | 0 | 0 | 0 | 0 | 0 | 0 | 0 | 0 | 0 | 0 | 0 | 0 | 0 | 0.050349 | 0.049736 | 0.047248 | 0.040786 | 0 | 0 | 0 | 0 | 0 | 0 | 76.0576 | 75.0464 | 74.0248 | 73.1748 | 72.2727 | 71.7089 | 71.3693 | 71.5902 | 74.2404 | 79.3802 | 84.1218 | 88.5124 | 91.5701 | 93.5509 | 94.7668 | 95.7623 | 96.087 | 95.5309 | 94.6312 | 91.9622 | 87.8591 | 84.7441 | 82.6749 | 80.7409 | 0.013188 | 0.012388 | 0.012175 | 0.011634 | 0.01175 | 0.012455 | 0.02163 | 0.020938 | 0.02682 | 0.030805 | 0.032971 | 0.034613 | 0.03668 | 0.040407 | 0.044103 | 0.046513 | 0.04829 | 0.041102 | 0.035174 | 0.023408 | 0.018487 | 0.015537 | 0.01309 | 0.012245
Portfolio Adjusted1-in-10Size: Under 20 kWAll2021September Monthly Peak | Portfolio Adjusted | 1-in-10 | Size: Under 20 kW | All | 2021 | September Monthly Peak | 9 | 1.0584 | 1.0226 | 0.9975 | 0.98147 | 0.97746 | 1.0049 | 1.0215 | 1.0646 | 1.4204 | 1.8155 | 2.1146 | 2.2889 | 2.3698 | 2.4425 | 2.4832 | 2.4578 | 2.3371 | 2.0085 | 1.6734 | 1.6486 | 1.514 | 1.3335 | 1.2038 | 1.1235 | 0 | 0 | 0 | 0 | 0 | 0 | 0 | 0 | 0 | 0 | 0 | 0 | 0 | 0 | 0.049664 | 0.049157 | 0.046742 | 0.040171 | 0 | 0 | 0 | 0 | 0 | 0 | 76.9618 | 75.8688 | 74.7544 | 73.9608 | 73.1159 | 72.4609 | 71.8716 | 71.6371 | 73.7515 | 78.3783 | 83.2869 | 87.7396 | 90.9847 | 93.1192 | 93.8357 | 94.148 | 93.9369 | 92.9267 | 91.2418 | 88.0307 | 84.0643 | 81.0426 | 78.665 | 76.9418 | 0.01307 | 0.012277 | 0.012066 | 0.011529 | 0.011642 | 0.012342 | 0.021434 | 0.020749 | 0.026577 | 0.030535 | 0.032684 | 0.034311 | 0.036355 | 0.040049 | 0.043707 | 0.04609 | 0.04785 | 0.04073 | 0.034865 | 0.023204 | 0.018325 | 0.0154 | 0.012974 | 0.012136
Portfolio Adjusted1-in-10Size: Under 20 kWAll2021October Monthly Peak | Portfolio Adjusted | 1-in-10 | Size: Under 20 kW | All | 2021 | October Monthly Peak | 10 | 0.97554 | 0.9463 | 0.92593 | 0.91555 | 0.91374 | 0.93597 | 0.98253 | 0.96776 | 1.199 | 1.4885 | 1.7295 | 1.883 | 1.9699 | 2.0466 | 2.0988 | 2.0896 | 1.9759 | 1.7032 | 1.562 | 1.4971 | 1.3602 | 1.2137 | 1.1069 | 1.0364 | 0 | 0 | 0 | 0 | 0 | 0 | 0 | 0 | 0 | 0 | 0 | 0 | 0 | 0 | 0.041975 | 0.041791 | 0.039518 | 0.034064 | 0 | 0 | 0 | 0 | 0 | 0 | 71.5424 | 70.1494 | 69.1602 | 67.9785 | 66.9739 | 66.1512 | 65.732 | 65.3066 | 66.2351 | 70.7121 | 76.5047 | 82.0902 | 86.5044 | 89.2863 | 90.3081 | 90.8844 | 90.7852 | 89.728 | 87.1143 | 82.8012 | 78.731 | 75.8627 | 73.6985 | 72.0432 | 0.01298 | 0.012193 | 0.011983 | 0.01145 | 0.011563 | 0.012258 | 0.021288 | 0.020608 | 0.026396 | 0.030327 | 0.032462 | 0.034078 | 0.036108 | 0.039776 | 0.043408 | 0.045776 | 0.047524 | 0.040452 | 0.034627 | 0.023045 | 0.0182 | 0.015294 | 0.012885 | 0.012053
Portfolio Adjusted1-in-10Size: Under 20 kWAll2021November Monthly Peak | Portfolio Adjusted | 1-in-10 | Size: Under 20 kW | All | 2021 | November Monthly Peak | 11 | 0.92196 | 0.90084 | 0.8908 | 0.88461 | 0.88701 | 0.9088 | 0.86017 | 0.88381 | 1.1121 | 1.3415 | 1.5159 | 1.6139 | 1.6577 | 1.7004 | 1.73 | 1.71 | 1.6681 | 1.6791 | 1.4851 | 1.3518 | 1.2381 | 1.1106 | 1.0262 | 0.9673 | 0 | 0 | 0 | 0 | 0 | 0 | 0 | 0 | 0 | 0 | 0 | 0 | 0 | 0 | 0.0346 | 0.0342 | 0.033362 | 0.033582 | 0 | 0 | 0 | 0 | 0 | 0 | 66.3701 | 64.8635 | 63.9626 | 62.5924 | 61.7231 | 60.8418 | 60.3341 | 60.2977 | 62.8632 | 67.9886 | 74.1805 | 79.2061 | 82.2204 | 83.8808 | 84.8205 | 84.7261 | 83.3668 | 80.8024 | 77.5403 | 74.1322 | 71.6886 | 69.7053 | 67.9034 | 66.6701 | 0.013042 | 0.01225 | 0.01204 | 0.011504 | 0.011615 | 0.012313 | 0.021386 | 0.020702 | 0.026517 | 0.03047 | 0.032614 | 0.034237 | 0.036276 | 0.039962 | 0.043609 | 0.045985 | 0.047741 | 0.040637 | 0.034791 | 0.023155 | 0.018286 | 0.015368 | 0.012948 | 0.012111
Portfolio Adjusted1-in-10Size: Under 20 kWAll2021December Monthly Peak | Portfolio Adjusted | 1-in-10 | Size: Under 20 kW | All | 2021 | December Monthly Peak | 12 | 0.96548 | 0.94609 | 0.93679 | 0.93268 | 0.94442 | 0.98066 | 1.0449 | 1.0231 | 1.234 | 1.4215 | 1.4946 | 1.4829 | 1.4207 | 1.3716 | 1.3284 | 1.2995 | 1.3564 | 1.482 | 1.3531 | 1.2886 | 1.2072 | 1.1259 | 1.0591 | 1.011 | 0 | 0 | 0 | 0 | 0 | 0 | 0 | 0 | 0 | 0 | 0 | 0 | 0 | 0 | 0.026567 | 0.025991 | 0.027128 | 0.02964 | 0 | 0 | 0 | 0 | 0 | 0 | 43.1556 | 42.4927 | 42.2477 | 42.1576 | 42.0723 | 41.8749 | 42.2034 | 42.2548 | 42.9525 | 44.7488 | 46.5976 | 48.3575 | 49.5483 | 49.9527 | 49.9998 | 49.9074 | 49.484 | 48.2995 | 47.0753 | 45.8893 | 44.8149 | 44.1842 | 43.8309 | 43.0954 | 0.013271 | 0.012461 | 0.012246 | 0.011702 | 0.011808 | 0.012501 | 0.021736 | 0.021031 | 0.026951 | 0.030956 | 0.033115 | 0.034761 | 0.036853 | 0.040613 | 0.044326 | 0.046743 | 0.048528 | 0.041287 | 0.03536 | 0.02354 | 0.018586 | 0.01564 | 0.013174 | 0.012324
Portfolio Adjusted1-in-10Size: Under 20 kWAll2021Typical Event Day | Portfolio Adjusted | 1-in-10 | Size: Under 20 kW | All | 2021 | Typical Event Day | 8 | 1.0641 | 1.0261 | 1.0025 | 0.98862 | 0.98251 | 1.0036 | 0.96723 | 1.0606 | 1.4126 | 1.8006 | 2.0892 | 2.261 | 2.3378 | 2.4024 | 2.4396 | 2.4118 | 2.2926 | 1.9783 | 1.6468 | 1.537 | 1.5237 | 1.3434 | 1.2084 | 1.1276 | 0 | 0 | 0 | 0 | 0 | 0 | 0 | 0 | 0 | 0 | 0 | 0 | 0 | 0 | 0.048791 | 0.048237 | 0.045851 | 0.039567 | 0 | 0 | 0 | 0 | 0 | 0 | 75.3946 | 74.2204 | 73.1556 | 72.2079 | 71.3083 | 70.4622 | 69.8955 | 70.2403 | 73.1053 | 77.9775 | 82.8316 | 87.0123 | 89.8167 | 91.5927 | 92.7324 | 93.3426 | 93.4413 | 92.7209 | 91.5178 | 88.8267 | 85.0313 | 81.7093 | 79.437 | 77.6876 | 0.013065 | 0.012272 | 0.012061 | 0.011525 | 0.011638 | 0.012334 | 0.021424 | 0.020737 | 0.026564 | 0.030514 | 0.032657 | 0.034283 | 0.036331 | 0.040026 | 0.043685 | 0.04607 | 0.047829 | 0.040708 | 0.034843 | 0.02319 | 0.018313 | 0.015394 | 0.012969 | 0.012132
Portfolio Adjusted1-in-10Size: Under 20 kWAll2022January Monthly Peak | Portfolio Adjusted | 1-in-10 | Size: Under 20 kW | All | 2022 | January Monthly Peak | 1 | 0.9822 | 0.9645 | 0.95024 | 0.94784 | 0.96021 | 1.002 | 1.0901 | 1.0732 | 1.3062 | 1.491 | 1.5598 | 1.5363 | 1.4618 | 1.4092 | 1.3597 | 1.3247 | 1.3336 | 1.4789 | 1.3818 | 1.313 | 1.2274 | 1.1381 | 1.0663 | 1.028 | 0 | 0 | 0 | 0 | 0 | 0 | 0 | 0 | 0 | 0 | 0 | 0 | 0 | 0 | 0.027194 | 0.026494 | 0.026672 | 0.029579 | 0 | 0 | 0 | 0 | 0 | 0 | 42.7571 | 42.0526 | 41.3798 | 40.8993 | 40.6258 | 40.3036 | 39.9327 | 39.7828 | 40.2629 | 42.5405 | 45.1221 | 47.3164 | 49.1581 | 50.0917 | 50.5298 | 50.3381 | 49.4969 | 48.3038 | 46.2617 | 44.6325 | 43.3741 | 42.4363 | 41.7349 | 41.0331 | 0.01373 | 0.01289 | 0.012667 | 0.012106 | 0.012213 | 0.012914 | 0.022473 | 0.021733 | 0.027866 | 0.031973 | 0.034182 | 0.035884 | 0.03807 | 0.041969 | 0.045826 | 0.048338 | 0.050183 | 0.042674 | 0.036536 | 0.024324 | 0.019204 | 0.016177 | 0.013625 | 0.012749
Portfolio Adjusted1-in-10Size: Under 20 kWAll2022February Monthly Peak | Portfolio Adjusted | 1-in-10 | Size: Under 20 kW | All | 2022 | February Monthly Peak | 2 | 0.92548 | 0.90818 | 0.89964 | 0.8994 | 0.90622 | 0.93396 | 0.97138 | 0.94946 | 1.1553 | 1.3251 | 1.4111 | 1.4208 | 1.4001 | 1.3823 | 1.3746 | 1.3543 | 1.3291 | 1.3608 | 1.3686 | 1.2781 | 1.1861 | 1.087 | 1.0107 | 0.96527 | 0 | 0 | 0 | 0 | 0 | 0 | 0 | 0 | 0 | 0 | 0 | 0 | 0 | 0 | 0.027491 | 0.027086 | 0.026582 | 0.027215 | 0 | 0 | 0 | 0 | 0 | 0 | 49.9037 | 49.443 | 48.8609 | 48.3051 | 47.9945 | 47.2081 | 46.3481 | 46.8214 | 47.8739 | 50.0774 | 52.3066 | 53.8102 | 55.1942 | 56.379 | 57.3732 | 57.813 | 57.2289 | 56.4993 | 54.6609 | 52.7459 | 51.1235 | 49.6892 | 48.8916 | 47.8989 | 0.012962 | 0.012175 | 0.011965 | 0.011433 | 0.011543 | 0.012233 | 0.021251 | 0.02057 | 0.02635 | 0.030274 | 0.0324 | 0.034013 | 0.036043 | 0.039709 | 0.043335 | 0.045697 | 0.047442 | 0.040378 | 0.03457 | 0.023009 | 0.01817 | 0.015274 | 0.012868 | 0.012037
Portfolio Adjusted1-in-10Size: Under 20 kWAll2022March Monthly Peak | Portfolio Adjusted | 1-in-10 | Size: Under 20 kW | All | 2022 | March Monthly Peak | 3 | 0.91103 | 0.88631 | 0.87235 | 0.86712 | 0.87122 | 0.89274 | 0.92635 | 0.89247 | 1.06 | 1.2428 | 1.3712 | 1.4219 | 1.4405 | 1.4672 | 1.4914 | 1.4906 | 1.4356 | 1.3094 | 1.2282 | 1.276 | 1.1968 | 1.0849 | 1.0018 | 0.94873 | 0 | 0 | 0 | 0 | 0 | 0 | 0 | 0 | 0 | 0 | 0 | 0 | 0 | 0 | 0.029828 | 0.029811 | 0.028713 | 0.026187 | 0 | 0 | 0 | 0 | 0 | 0 | 57.9412 | 56.4439 | 55.4331 | 54.7942 | 53.915 | 53.2225 | 52.6073 | 52.4713 | 53.7637 | 57.9631 | 63.0319 | 67.6458 | 71.1387 | 72.9799 | 74.1385 | 74.7427 | 74.6229 | 73.5651 | 71.9955 | 69.4569 | 66.1503 | 63.2643 | 61.0218 | 59.1761 | 0.012879 | 0.012097 | 0.01189 | 0.011361 | 0.011471 | 0.012161 | 0.02112 | 0.020446 | 0.026187 | 0.030095 | 0.032215 | 0.033817 | 0.035829 | 0.039468 | 0.043068 | 0.045413 | 0.047147 | 0.040133 | 0.034361 | 0.022869 | 0.01806 | 0.015177 | 0.012787 | 0.01196
Portfolio Adjusted1-in-10Size: Under 20 kWAll2022April Monthly Peak | Portfolio Adjusted | 1-in-10 | Size: Under 20 kW | All | 2022 | April Monthly Peak | 4 | 0.94396 | 0.91617 | 0.89793 | 0.88978 | 0.88941 | 0.90802 | 0.86752 | 0.88018 | 1.1239 | 1.3844 | 1.5835 | 1.7011 | 1.765 | 1.8326 | 1.8862 | 1.8851 | 1.8027 | 1.5788 | 1.3514 | 1.3546 | 1.3193 | 1.1725 | 1.0673 | 0.99748 | 0 | 0 | 0 | 0 | 0 | 0 | 0 | 0 | 0 | 0 | 0 | 0 | 0 | 0 | 0.037723 | 0.037702 | 0.036055 | 0.031577 | 0 | 0 | 0 | 0 | 0 | 0 | 68.3398 | 66.8685 | 65.2142 | 63.8642 | 62.7214 | 61.7387 | 61.1567 | 61.1643 | 64.428 | 70.4808 | 76.5749 | 81.8566 | 85.1295 | 87.0331 | 87.8864 | 88.433 | 88.3323 | 87.7054 | 85.8464 | 82.5109 | 78.1126 | 74.2293 | 71.5515 | 69.8686 | 0.012989 | 0.0122 | 0.011991 | 0.011457 | 0.011568 | 0.012264 | 0.021299 | 0.020619 | 0.026409 | 0.030349 | 0.032485 | 0.034101 | 0.036131 | 0.039802 | 0.043433 | 0.045799 | 0.047547 | 0.040473 | 0.034651 | 0.023062 | 0.018212 | 0.015306 | 0.012895 | 0.012062
Portfolio Adjusted1-in-10Size: Under 20 kWAll2022May Monthly Peak | Portfolio Adjusted | 1-in-10 | Size: Under 20 kW | All | 2022 | May Monthly Peak | 5 | 0.98698 | 0.95711 | 0.93503 | 0.92443 | 0.92035 | 0.92008 | 0.82492 | 0.9293 | 1.2236 | 1.5397 | 1.7786 | 1.9224 | 1.9911 | 2.0592 | 2.1034 | 2.0981 | 2.0086 | 1.7557 | 1.4755 | 1.3833 | 1.3996 | 1.2376 | 1.1192 | 1.0461 | 0 | 0 | 0 | 0 | 0 | 0 | 0 | 0 | 0 | 0 | 0 | 0 | 0 | 0 | 0.042069 | 0.041962 | 0.040172 | 0.035114 | 0 | 0 | 0 | 0 | 0 | 0 | 73.2799 | 71.4232 | 69.9912 | 68.9863 | 67.9176 | 66.9026 | 66.3197 | 66.6195 | 70.2305 | 75.7309 | 80.8168 | 84.3783 | 87.3048 | 89.2426 | 90.3999 | 90.7445 | 90.3922 | 89.335 | 88.006 | 85.4668 | 81.4648 | 77.555 | 75.019 | 72.6153 | 0.013037 | 0.012245 | 0.012035 | 0.0115 | 0.011611 | 0.012306 | 0.021375 | 0.02069 | 0.026504 | 0.030448 | 0.032586 | 0.034208 | 0.036251 | 0.039938 | 0.043587 | 0.045965 | 0.04772 | 0.040615 | 0.034768 | 0.02314 | 0.018274 | 0.015361 | 0.012941 | 0.012105
Portfolio Adjusted1-in-10Size: Under 20 kWAll2022June Monthly Peak | Portfolio Adjusted | 1-in-10 | Size: Under 20 kW | All | 2022 | June Monthly Peak | 6 | 1.0247 | 0.98982 | 0.96651 | 0.95415 | 0.94666 | 0.93299 | 0.85967 | 0.98837 | 1.3024 | 1.6274 | 1.882 | 2.0379 | 2.1185 | 2.194 | 2.2429 | 2.2281 | 2.1268 | 1.853 | 1.5498 | 1.4125 | 1.4282 | 1.2909 | 1.1649 | 1.0877 | 0 | 0 | 0 | 0 | 0 | 0 | 0 | 0 | 0 | 0 | 0 | 0 | 0 | 0 | 0.044858 | 0.044563 | 0.042535 | 0.03706 | 0 | 0 | 0 | 0 | 0 | 0 | 72.1275 | 70.7773 | 69.8032 | 68.737 | 67.6999 | 66.3851 | 65.7044 | 66.7079 | 70.4524 | 75.3771 | 80.4057 | 84.5623 | 87.3538 | 89.0098 | 90.2735 | 90.9537 | 91.4161 | 90.6365 | 89.5512 | 86.9471 | 83.4519 | 79.7537 | 77.3097 | 75.5083 | 0.013048 | 0.012255 | 0.012045 | 0.01151 | 0.011621 | 0.012313 | 0.021392 | 0.020704 | 0.026525 | 0.030466 | 0.032603 | 0.034226 | 0.036274 | 0.039965 | 0.04362 | 0.046001 | 0.047758 | 0.040644 | 0.034791 | 0.023156 | 0.018286 | 0.015374 | 0.012952 | 0.012116
Portfolio Adjusted1-in-10Size: Under 20 kWAll2022July Monthly Peak | Portfolio Adjusted | 1-in-10 | Size: Under 20 kW | All | 2022 | July Monthly Peak | 7 | 1.0748 | 1.0343 | 1.0079 | 0.99344 | 0.98534 | 0.9964 | 0.93877 | 1.0789 | 1.4458 | 1.8269 | 2.1093 | 2.2677 | 2.336 | 2.398 | 2.4326 | 2.4088 | 2.2983 | 1.9953 | 1.6673 | 1.5069 | 1.5139 | 1.3613 | 1.2256 | 1.1405 | 0 | 0 | 0 | 0 | 0 | 0 | 0 | 0 | 0 | 0 | 0 | 0 | 0 | 0 | 0.048652 | 0.048176 | 0.045966 | 0.039906 | 0 | 0 | 0 | 0 | 0 | 0 | 76.4314 | 75.1893 | 74.04 | 72.9589 | 72.1448 | 71.294 | 70.6366 | 71.0261 | 73.9771 | 78.7743 | 83.5118 | 87.2347 | 89.3583 | 90.6907 | 92.0537 | 92.5066 | 92.3253 | 91.7896 | 90.647 | 88.3667 | 84.7498 | 81.2967 | 79.0982 | 77.5593 | 0.012993 | 0.012204 | 0.011994 | 0.011461 | 0.011573 | 0.012266 | 0.021305 | 0.020622 | 0.026417 | 0.030347 | 0.032479 | 0.034096 | 0.036132 | 0.039805 | 0.043443 | 0.045813 | 0.047563 | 0.040482 | 0.034652 | 0.023063 | 0.018213 | 0.015309 | 0.012898 | 0.012065
Portfolio Adjusted1-in-10Size: Under 20 kWAll2022August Monthly Peak | Portfolio Adjusted | 1-in-10 | Size: Under 20 kW | All | 2022 | August Monthly Peak | 8 | 1.0768 | 1.0378 | 1.0135 | 0.99911 | 0.9928 | 1.0146 | 0.9789 | 1.0812 | 1.4495 | 1.8558 | 2.1584 | 2.3379 | 2.4159 | 2.4812 | 2.5175 | 2.4868 | 2.3624 | 2.0393 | 1.6909 | 1.5742 | 1.5538 | 1.3666 | 1.2273 | 1.1442 | 0 | 0 | 0 | 0 | 0 | 0 | 0 | 0 | 0 | 0 | 0 | 0 | 0 | 0 | 0.050349 | 0.049736 | 0.047248 | 0.040786 | 0 | 0 | 0 | 0 | 0 | 0 | 76.0576 | 75.0464 | 74.0248 | 73.1748 | 72.2727 | 71.7089 | 71.3693 | 71.5902 | 74.2404 | 79.3802 | 84.1218 | 88.5124 | 91.5701 | 93.5509 | 94.7668 | 95.7623 | 96.087 | 95.5309 | 94.6312 | 91.9622 | 87.8591 | 84.7442 | 82.6749 | 80.7409 | 0.013188 | 0.012388 | 0.012175 | 0.011634 | 0.01175 | 0.012455 | 0.02163 | 0.020938 | 0.02682 | 0.030805 | 0.032971 | 0.034613 | 0.03668 | 0.040407 | 0.044103 | 0.046513 | 0.04829 | 0.041102 | 0.035174 | 0.023408 | 0.018487 | 0.015537 | 0.01309 | 0.012245
Portfolio Adjusted1-in-10Size: Under 20 kWAll2022September Monthly Peak | Portfolio Adjusted | 1-in-10 | Size: Under 20 kW | All | 2022 | September Monthly Peak | 9 | 1.0584 | 1.0226 | 0.9975 | 0.98147 | 0.97746 | 1.0049 | 1.0215 | 1.0646 | 1.4204 | 1.8155 | 2.1146 | 2.2889 | 2.3698 | 2.4425 | 2.4832 | 2.4578 | 2.3371 | 2.0085 | 1.6734 | 1.6486 | 1.514 | 1.3335 | 1.2038 | 1.1235 | 0 | 0 | 0 | 0 | 0 | 0 | 0 | 0 | 0 | 0 | 0 | 0 | 0 | 0 | 0.049664 | 0.049157 | 0.046742 | 0.040171 | 0 | 0 | 0 | 0 | 0 | 0 | 76.9618 | 75.8688 | 74.7544 | 73.9608 | 73.1159 | 72.4609 | 71.8716 | 71.6371 | 73.7515 | 78.3783 | 83.2869 | 87.7396 | 90.9847 | 93.1192 | 93.8356 | 94.148 | 93.9369 | 92.9267 | 91.2418 | 88.0307 | 84.0643 | 81.0426 | 78.665 | 76.9418 | 0.01307 | 0.012277 | 0.012066 | 0.011529 | 0.011642 | 0.012342 | 0.021434 | 0.020749 | 0.026577 | 0.030535 | 0.032684 | 0.034311 | 0.036355 | 0.040049 | 0.043707 | 0.04609 | 0.04785 | 0.04073 | 0.034865 | 0.023204 | 0.018325 | 0.0154 | 0.012974 | 0.012136
Portfolio Adjusted1-in-10Size: Under 20 kWAll2022October Monthly Peak | Portfolio Adjusted | 1-in-10 | Size: Under 20 kW | All | 2022 | October Monthly Peak | 10 | 0.97554 | 0.9463 | 0.92593 | 0.91555 | 0.91374 | 0.93597 | 0.98253 | 0.96776 | 1.199 | 1.4885 | 1.7295 | 1.883 | 1.9699 | 2.0466 | 2.0988 | 2.0896 | 1.9759 | 1.7032 | 1.562 | 1.4971 | 1.3602 | 1.2137 | 1.1069 | 1.0364 | 0 | 0 | 0 | 0 | 0 | 0 | 0 | 0 | 0 | 0 | 0 | 0 | 0 | 0 | 0.041975 | 0.041791 | 0.039518 | 0.034064 | 0 | 0 | 0 | 0 | 0 | 0 | 71.5424 | 70.1494 | 69.1602 | 67.9785 | 66.9739 | 66.1512 | 65.732 | 65.3066 | 66.2351 | 70.7121 | 76.5047 | 82.0902 | 86.5044 | 89.2863 | 90.3081 | 90.8844 | 90.7852 | 89.728 | 87.1143 | 82.8012 | 78.731 | 75.8627 | 73.6985 | 72.0432 | 0.01298 | 0.012193 | 0.011983 | 0.01145 | 0.011563 | 0.012258 | 0.021288 | 0.020608 | 0.026396 | 0.030327 | 0.032462 | 0.034078 | 0.036108 | 0.039776 | 0.043408 | 0.045776 | 0.047524 | 0.040452 | 0.034627 | 0.023045 | 0.0182 | 0.015294 | 0.012885 | 0.012053
Portfolio Adjusted1-in-10Size: Under 20 kWAll2022November Monthly Peak | Portfolio Adjusted | 1-in-10 | Size: Under 20 kW | All | 2022 | November Monthly Peak | 11 | 0.92196 | 0.90084 | 0.8908 | 0.88461 | 0.88701 | 0.9088 | 0.86017 | 0.88381 | 1.1121 | 1.3415 | 1.5159 | 1.6139 | 1.6577 | 1.7004 | 1.73 | 1.71 | 1.6681 | 1.6791 | 1.4851 | 1.3518 | 1.2381 | 1.1106 | 1.0262 | 0.9673 | 0 | 0 | 0 | 0 | 0 | 0 | 0 | 0 | 0 | 0 | 0 | 0 | 0 | 0 | 0.0346 | 0.0342 | 0.033362 | 0.033582 | 0 | 0 | 0 | 0 | 0 | 0 | 66.3701 | 64.8635 | 63.9626 | 62.5924 | 61.7231 | 60.8418 | 60.3341 | 60.2977 | 62.8632 | 67.9886 | 74.1805 | 79.2062 | 82.2204 | 83.8808 | 84.8205 | 84.7261 | 83.3668 | 80.8024 | 77.5403 | 74.1322 | 71.6886 | 69.7053 | 67.9034 | 66.6701 | 0.013042 | 0.01225 | 0.01204 | 0.011504 | 0.011615 | 0.012313 | 0.021386 | 0.020702 | 0.026517 | 0.03047 | 0.032614 | 0.034237 | 0.036276 | 0.039962 | 0.043609 | 0.045985 | 0.047741 | 0.040637 | 0.034791 | 0.023155 | 0.018286 | 0.015368 | 0.012948 | 0.012111
Portfolio Adjusted1-in-10Size: Under 20 kWAll2022December Monthly Peak | Portfolio Adjusted | 1-in-10 | Size: Under 20 kW | All | 2022 | December Monthly Peak | 12 | 0.96548 | 0.94609 | 0.93678 | 0.93268 | 0.94442 | 0.98066 | 1.0449 | 1.0231 | 1.234 | 1.4215 | 1.4946 | 1.4829 | 1.4207 | 1.3716 | 1.3284 | 1.2995 | 1.3564 | 1.482 | 1.3531 | 1.2886 | 1.2072 | 1.1259 | 1.0591 | 1.011 | 0 | 0 | 0 | 0 | 0 | 0 | 0 | 0 | 0 | 0 | 0 | 0 | 0 | 0 | 0.026567 | 0.025991 | 0.027128 | 0.02964 | 0 | 0 | 0 | 0 | 0 | 0 | 43.1556 | 42.4927 | 42.2477 | 42.1576 | 42.0723 | 41.8749 | 42.2034 | 42.2548 | 42.9525 | 44.7488 | 46.5976 | 48.3575 | 49.5483 | 49.9527 | 49.9998 | 49.9074 | 49.484 | 48.2995 | 47.0753 | 45.8893 | 44.8149 | 44.1842 | 43.8309 | 43.0954 | 0.013271 | 0.012461 | 0.012246 | 0.011702 | 0.011808 | 0.012501 | 0.021736 | 0.021031 | 0.026951 | 0.030956 | 0.033115 | 0.034761 | 0.036853 | 0.040613 | 0.044326 | 0.046743 | 0.048528 | 0.041287 | 0.03536 | 0.02354 | 0.018586 | 0.01564 | 0.013174 | 0.012324
Portfolio Adjusted1-in-10Size: Under 20 kWAll2022Typical Event Day | Portfolio Adjusted | 1-in-10 | Size: Under 20 kW | All | 2022 | Typical Event Day | 8 | 1.0641 | 1.0261 | 1.0025 | 0.98862 | 0.98251 | 1.0036 | 0.96723 | 1.0606 | 1.4126 | 1.8006 | 2.0892 | 2.261 | 2.3378 | 2.4024 | 2.4396 | 2.4118 | 2.2926 | 1.9783 | 1.6468 | 1.537 | 1.5237 | 1.3434 | 1.2084 | 1.1276 | 0 | 0 | 0 | 0 | 0 | 0 | 0 | 0 | 0 | 0 | 0 | 0 | 0 | 0 | 0.048791 | 0.048237 | 0.045851 | 0.039567 | 0 | 0 | 0 | 0 | 0 | 0 | 75.3946 | 74.2204 | 73.1556 | 72.2079 | 71.3083 | 70.4622 | 69.8955 | 70.2403 | 73.1053 | 77.9775 | 82.8316 | 87.0123 | 89.8167 | 91.5927 | 92.7324 | 93.3426 | 93.4413 | 92.7209 | 91.5178 | 88.8267 | 85.0313 | 81.7093 | 79.4369 | 77.6876 | 0.013065 | 0.012272 | 0.012061 | 0.011525 | 0.011638 | 0.012334 | 0.021424 | 0.020737 | 0.026564 | 0.030514 | 0.032657 | 0.034283 | 0.036331 | 0.040026 | 0.043685 | 0.04607 | 0.047829 | 0.040708 | 0.034843 | 0.02319 | 0.018313 | 0.015394 | 0.012969 | 0.012132
Portfolio Adjusted1-in-10Size: Under 20 kWAll2023January Monthly Peak | Portfolio Adjusted | 1-in-10 | Size: Under 20 kW | All | 2023 | January Monthly Peak | 1 | 0.9822 | 0.9645 | 0.95024 | 0.94784 | 0.96021 | 1.002 | 1.0901 | 1.0732 | 1.3062 | 1.491 | 1.5598 | 1.5363 | 1.4618 | 1.4092 | 1.3597 | 1.3247 | 1.3336 | 1.4789 | 1.3818 | 1.313 | 1.2273 | 1.1381 | 1.0663 | 1.028 | 0 | 0 | 0 | 0 | 0 | 0 | 0 | 0 | 0 | 0 | 0 | 0 | 0 | 0 | 0.027194 | 0.026494 | 0.026672 | 0.029579 | 0 | 0 | 0 | 0 | 0 | 0 | 42.7571 | 42.0526 | 41.3798 | 40.8993 | 40.6258 | 40.3036 | 39.9327 | 39.7828 | 40.2629 | 42.5405 | 45.1221 | 47.3164 | 49.1581 | 50.0917 | 50.5298 | 50.3381 | 49.4969 | 48.3038 | 46.2617 | 44.6325 | 43.3741 | 42.4363 | 41.7349 | 41.0331 | 0.01373 | 0.01289 | 0.012667 | 0.012106 | 0.012213 | 0.012914 | 0.022473 | 0.021733 | 0.027866 | 0.031973 | 0.034182 | 0.035884 | 0.03807 | 0.041969 | 0.045826 | 0.048338 | 0.050183 | 0.042674 | 0.036536 | 0.024324 | 0.019204 | 0.016177 | 0.013625 | 0.012749
Portfolio Adjusted1-in-10Size: Under 20 kWAll2023February Monthly Peak | Portfolio Adjusted | 1-in-10 | Size: Under 20 kW | All | 2023 | February Monthly Peak | 2 | 0.92548 | 0.90818 | 0.89964 | 0.8994 | 0.90622 | 0.93396 | 0.97138 | 0.94946 | 1.1553 | 1.3251 | 1.4111 | 1.4208 | 1.4001 | 1.3823 | 1.3746 | 1.3543 | 1.3291 | 1.3608 | 1.3686 | 1.2781 | 1.1861 | 1.087 | 1.0107 | 0.96527 | 0 | 0 | 0 | 0 | 0 | 0 | 0 | 0 | 0 | 0 | 0 | 0 | 0 | 0 | 0.027491 | 0.027086 | 0.026582 | 0.027215 | 0 | 0 | 0 | 0 | 0 | 0 | 49.9037 | 49.443 | 48.8609 | 48.3051 | 47.9945 | 47.2081 | 46.3481 | 46.8214 | 47.8739 | 50.0774 | 52.3066 | 53.8102 | 55.1942 | 56.379 | 57.3732 | 57.813 | 57.2289 | 56.4993 | 54.6609 | 52.7459 | 51.1235 | 49.6892 | 48.8916 | 47.8989 | 0.012962 | 0.012175 | 0.011965 | 0.011433 | 0.011543 | 0.012233 | 0.021251 | 0.02057 | 0.02635 | 0.030274 | 0.0324 | 0.034013 | 0.036043 | 0.039709 | 0.043335 | 0.045697 | 0.047442 | 0.040378 | 0.03457 | 0.023009 | 0.01817 | 0.015274 | 0.012868 | 0.012037
Portfolio Adjusted1-in-10Size: Under 20 kWAll2023March Monthly Peak | Portfolio Adjusted | 1-in-10 | Size: Under 20 kW | All | 2023 | March Monthly Peak | 3 | 0.91103 | 0.88631 | 0.87235 | 0.86712 | 0.87122 | 0.89274 | 0.92635 | 0.89247 | 1.06 | 1.2428 | 1.3712 | 1.4219 | 1.4405 | 1.4672 | 1.4914 | 1.4906 | 1.4356 | 1.3094 | 1.2282 | 1.276 | 1.1968 | 1.0849 | 1.0018 | 0.94873 | 0 | 0 | 0 | 0 | 0 | 0 | 0 | 0 | 0 | 0 | 0 | 0 | 0 | 0 | 0.029828 | 0.029811 | 0.028713 | 0.026187 | 0 | 0 | 0 | 0 | 0 | 0 | 57.9412 | 56.4439 | 55.4331 | 54.7942 | 53.915 | 53.2225 | 52.6073 | 52.4713 | 53.7637 | 57.9631 | 63.0318 | 67.6458 | 71.1387 | 72.9799 | 74.1385 | 74.7427 | 74.6229 | 73.5651 | 71.9955 | 69.4569 | 66.1503 | 63.2643 | 61.0218 | 59.1761 | 0.012879 | 0.012097 | 0.01189 | 0.011361 | 0.011471 | 0.012161 | 0.02112 | 0.020446 | 0.026187 | 0.030095 | 0.032215 | 0.033817 | 0.035829 | 0.039468 | 0.043068 | 0.045413 | 0.047147 | 0.040133 | 0.034361 | 0.022869 | 0.01806 | 0.015177 | 0.012787 | 0.01196
Portfolio Adjusted1-in-10Size: Under 20 kWAll2023April Monthly Peak | Portfolio Adjusted | 1-in-10 | Size: Under 20 kW | All | 2023 | April Monthly Peak | 4 | 0.94396 | 0.91617 | 0.89793 | 0.88978 | 0.88941 | 0.90802 | 0.86752 | 0.88018 | 1.1239 | 1.3844 | 1.5835 | 1.7011 | 1.765 | 1.8326 | 1.8862 | 1.8851 | 1.8027 | 1.5788 | 1.3514 | 1.3546 | 1.3193 | 1.1725 | 1.0673 | 0.99748 | 0 | 0 | 0 | 0 | 0 | 0 | 0 | 0 | 0 | 0 | 0 | 0 | 0 | 0 | 0.037723 | 0.037702 | 0.036055 | 0.031577 | 0 | 0 | 0 | 0 | 0 | 0 | 68.3398 | 66.8685 | 65.2142 | 63.8642 | 62.7214 | 61.7387 | 61.1567 | 61.1643 | 64.428 | 70.4808 | 76.5749 | 81.8566 | 85.1295 | 87.0331 | 87.8864 | 88.433 | 88.3323 | 87.7054 | 85.8464 | 82.5109 | 78.1126 | 74.2293 | 71.5515 | 69.8686 | 0.012989 | 0.0122 | 0.011991 | 0.011457 | 0.011568 | 0.012264 | 0.021299 | 0.020619 | 0.026409 | 0.030349 | 0.032485 | 0.034101 | 0.036131 | 0.039802 | 0.043433 | 0.045799 | 0.047547 | 0.040473 | 0.034651 | 0.023062 | 0.018212 | 0.015306 | 0.012895 | 0.012062
Portfolio Adjusted1-in-10Size: Under 20 kWAll2023May Monthly Peak | Portfolio Adjusted | 1-in-10 | Size: Under 20 kW | All | 2023 | May Monthly Peak | 5 | 0.98698 | 0.95711 | 0.93503 | 0.92443 | 0.92035 | 0.92008 | 0.82492 | 0.9293 | 1.2236 | 1.5397 | 1.7786 | 1.9224 | 1.9911 | 2.0592 | 2.1034 | 2.0981 | 2.0086 | 1.7557 | 1.4755 | 1.3833 | 1.3996 | 1.2376 | 1.1192 | 1.0461 | 0 | 0 | 0 | 0 | 0 | 0 | 0 | 0 | 0 | 0 | 0 | 0 | 0 | 0 | 0.042069 | 0.041962 | 0.040172 | 0.035114 | 0 | 0 | 0 | 0 | 0 | 0 | 73.2799 | 71.4232 | 69.9912 | 68.9863 | 67.9176 | 66.9026 | 66.3197 | 66.6195 | 70.2305 | 75.7309 | 80.8168 | 84.3783 | 87.3048 | 89.2426 | 90.3999 | 90.7445 | 90.3922 | 89.335 | 88.006 | 85.4669 | 81.4648 | 77.555 | 75.019 | 72.6153 | 0.013037 | 0.012245 | 0.012035 | 0.0115 | 0.011611 | 0.012306 | 0.021375 | 0.02069 | 0.026504 | 0.030448 | 0.032586 | 0.034208 | 0.036251 | 0.039938 | 0.043587 | 0.045965 | 0.04772 | 0.040615 | 0.034768 | 0.02314 | 0.018274 | 0.015361 | 0.012941 | 0.012105
Portfolio Adjusted1-in-10Size: Under 20 kWAll2023June Monthly Peak | Portfolio Adjusted | 1-in-10 | Size: Under 20 kW | All | 2023 | June Monthly Peak | 6 | 1.0247 | 0.98982 | 0.96651 | 0.95415 | 0.94666 | 0.93299 | 0.85967 | 0.98837 | 1.3024 | 1.6274 | 1.882 | 2.0379 | 2.1185 | 2.194 | 2.2429 | 2.2281 | 2.1268 | 1.853 | 1.5498 | 1.4125 | 1.4282 | 1.2909 | 1.1649 | 1.0877 | 0 | 0 | 0 | 0 | 0 | 0 | 0 | 0 | 0 | 0 | 0 | 0 | 0 | 0 | 0.044858 | 0.044563 | 0.042535 | 0.03706 | 0 | 0 | 0 | 0 | 0 | 0 | 72.1275 | 70.7773 | 69.8032 | 68.737 | 67.6999 | 66.3851 | 65.7044 | 66.7079 | 70.4524 | 75.3771 | 80.4056 | 84.5623 | 87.3538 | 89.0098 | 90.2735 | 90.9537 | 91.4161 | 90.6365 | 89.5512 | 86.9471 | 83.4519 | 79.7537 | 77.3097 | 75.5083 | 0.013048 | 0.012255 | 0.012045 | 0.01151 | 0.011621 | 0.012313 | 0.021392 | 0.020704 | 0.026525 | 0.030466 | 0.032603 | 0.034226 | 0.036274 | 0.039965 | 0.04362 | 0.046001 | 0.047758 | 0.040644 | 0.034791 | 0.023156 | 0.018286 | 0.015374 | 0.012952 | 0.012116
Portfolio Adjusted1-in-10Size: Under 20 kWAll2023July Monthly Peak | Portfolio Adjusted | 1-in-10 | Size: Under 20 kW | All | 2023 | July Monthly Peak | 7 | 1.0748 | 1.0343 | 1.0079 | 0.99344 | 0.98534 | 0.9964 | 0.93877 | 1.0789 | 1.4458 | 1.8269 | 2.1093 | 2.2677 | 2.336 | 2.398 | 2.4326 | 2.4088 | 2.2983 | 1.9953 | 1.6673 | 1.5069 | 1.5139 | 1.3613 | 1.2256 | 1.1405 | 0 | 0 | 0 | 0 | 0 | 0 | 0 | 0 | 0 | 0 | 0 | 0 | 0 | 0 | 0.048652 | 0.048176 | 0.045966 | 0.039906 | 0 | 0 | 0 | 0 | 0 | 0 | 76.4314 | 75.1893 | 74.04 | 72.9589 | 72.1448 | 71.294 | 70.6366 | 71.0261 | 73.9771 | 78.7743 | 83.5118 | 87.2347 | 89.3583 | 90.6907 | 92.0537 | 92.5066 | 92.3253 | 91.7896 | 90.647 | 88.3667 | 84.7498 | 81.2967 | 79.0982 | 77.5593 | 0.012993 | 0.012204 | 0.011994 | 0.011461 | 0.011573 | 0.012266 | 0.021305 | 0.020622 | 0.026417 | 0.030347 | 0.032479 | 0.034096 | 0.036132 | 0.039805 | 0.043443 | 0.045813 | 0.047563 | 0.040482 | 0.034652 | 0.023063 | 0.018213 | 0.015309 | 0.012898 | 0.012065
Portfolio Adjusted1-in-10Size: Under 20 kWAll2023August Monthly Peak | Portfolio Adjusted | 1-in-10 | Size: Under 20 kW | All | 2023 | August Monthly Peak | 8 | 1.0768 | 1.0378 | 1.0135 | 0.99911 | 0.9928 | 1.0146 | 0.9789 | 1.0812 | 1.4495 | 1.8558 | 2.1584 | 2.3379 | 2.4159 | 2.4812 | 2.5175 | 2.4868 | 2.3624 | 2.0393 | 1.6909 | 1.5742 | 1.5538 | 1.3666 | 1.2273 | 1.1442 | 0 | 0 | 0 | 0 | 0 | 0 | 0 | 0 | 0 | 0 | 0 | 0 | 0 | 0 | 0.050349 | 0.049736 | 0.047248 | 0.040786 | 0 | 0 | 0 | 0 | 0 | 0 | 76.0576 | 75.0464 | 74.0248 | 73.1748 | 72.2727 | 71.7089 | 71.3693 | 71.5902 | 74.2404 | 79.3802 | 84.1218 | 88.5124 | 91.5701 | 93.5509 | 94.7668 | 95.7623 | 96.087 | 95.5309 | 94.6312 | 91.9622 | 87.8591 | 84.7441 | 82.6749 | 80.7409 | 0.013188 | 0.012388 | 0.012175 | 0.011634 | 0.01175 | 0.012455 | 0.02163 | 0.020938 | 0.02682 | 0.030805 | 0.032971 | 0.034613 | 0.03668 | 0.040407 | 0.044103 | 0.046513 | 0.04829 | 0.041102 | 0.035174 | 0.023408 | 0.018487 | 0.015537 | 0.01309 | 0.012245
Portfolio Adjusted1-in-10Size: Under 20 kWAll2023September Monthly Peak | Portfolio Adjusted | 1-in-10 | Size: Under 20 kW | All | 2023 | September Monthly Peak | 9 | 1.0584 | 1.0226 | 0.9975 | 0.98147 | 0.97746 | 1.0049 | 1.0215 | 1.0646 | 1.4204 | 1.8155 | 2.1146 | 2.2889 | 2.3698 | 2.4425 | 2.4832 | 2.4578 | 2.3371 | 2.0085 | 1.6734 | 1.6486 | 1.514 | 1.3335 | 1.2038 | 1.1235 | 0 | 0 | 0 | 0 | 0 | 0 | 0 | 0 | 0 | 0 | 0 | 0 | 0 | 0 | 0.049664 | 0.049157 | 0.046742 | 0.040171 | 0 | 0 | 0 | 0 | 0 | 0 | 76.9618 | 75.8688 | 74.7544 | 73.9608 | 73.1159 | 72.4609 | 71.8716 | 71.6371 | 73.7515 | 78.3783 | 83.2869 | 87.7396 | 90.9847 | 93.1192 | 93.8356 | 94.148 | 93.9369 | 92.9267 | 91.2418 | 88.0307 | 84.0643 | 81.0426 | 78.665 | 76.9418 | 0.01307 | 0.012277 | 0.012066 | 0.011529 | 0.011642 | 0.012342 | 0.021434 | 0.020749 | 0.026577 | 0.030535 | 0.032684 | 0.034311 | 0.036355 | 0.040049 | 0.043707 | 0.04609 | 0.04785 | 0.04073 | 0.034865 | 0.023204 | 0.018325 | 0.0154 | 0.012974 | 0.012136
Portfolio Adjusted1-in-10Size: Under 20 kWAll2023October Monthly Peak | Portfolio Adjusted | 1-in-10 | Size: Under 20 kW | All | 2023 | October Monthly Peak | 10 | 0.97554 | 0.9463 | 0.92593 | 0.91555 | 0.91374 | 0.93597 | 0.98253 | 0.96776 | 1.199 | 1.4885 | 1.7295 | 1.883 | 1.9699 | 2.0466 | 2.0988 | 2.0896 | 1.9759 | 1.7032 | 1.562 | 1.4971 | 1.3602 | 1.2137 | 1.1069 | 1.0364 | 0 | 0 | 0 | 0 | 0 | 0 | 0 | 0 | 0 | 0 | 0 | 0 | 0 | 0 | 0.041975 | 0.041791 | 0.039518 | 0.034064 | 0 | 0 | 0 | 0 | 0 | 0 | 71.5424 | 70.1494 | 69.1602 | 67.9785 | 66.9739 | 66.1512 | 65.732 | 65.3066 | 66.2351 | 70.7121 | 76.5047 | 82.0902 | 86.5044 | 89.2863 | 90.3081 | 90.8844 | 90.7852 | 89.728 | 87.1143 | 82.8012 | 78.731 | 75.8627 | 73.6985 | 72.0432 | 0.01298 | 0.012193 | 0.011983 | 0.01145 | 0.011563 | 0.012258 | 0.021288 | 0.020608 | 0.026396 | 0.030327 | 0.032462 | 0.034078 | 0.036108 | 0.039776 | 0.043408 | 0.045776 | 0.047524 | 0.040452 | 0.034627 | 0.023045 | 0.0182 | 0.015294 | 0.012885 | 0.012053
Portfolio Adjusted1-in-10Size: Under 20 kWAll2023November Monthly Peak | Portfolio Adjusted | 1-in-10 | Size: Under 20 kW | All | 2023 | November Monthly Peak | 11 | 0.92196 | 0.90084 | 0.8908 | 0.88461 | 0.88701 | 0.9088 | 0.86017 | 0.88381 | 1.1121 | 1.3415 | 1.5159 | 1.6139 | 1.6577 | 1.7004 | 1.73 | 1.71 | 1.6681 | 1.6791 | 1.4851 | 1.3518 | 1.2381 | 1.1106 | 1.0262 | 0.9673 | 0 | 0 | 0 | 0 | 0 | 0 | 0 | 0 | 0 | 0 | 0 | 0 | 0 | 0 | 0.0346 | 0.0342 | 0.033362 | 0.033582 | 0 | 0 | 0 | 0 | 0 | 0 | 66.3701 | 64.8635 | 63.9626 | 62.5924 | 61.7231 | 60.8418 | 60.3341 | 60.2977 | 62.8632 | 67.9886 | 74.1805 | 79.2061 | 82.2204 | 83.8808 | 84.8205 | 84.7261 | 83.3668 | 80.8024 | 77.5403 | 74.1322 | 71.6886 | 69.7053 | 67.9034 | 66.6701 | 0.013042 | 0.01225 | 0.01204 | 0.011504 | 0.011615 | 0.012313 | 0.021386 | 0.020702 | 0.026517 | 0.03047 | 0.032614 | 0.034237 | 0.036276 | 0.039962 | 0.043609 | 0.045985 | 0.047741 | 0.040637 | 0.034791 | 0.023155 | 0.018286 | 0.015368 | 0.012948 | 0.012111
Portfolio Adjusted1-in-10Size: Under 20 kWAll2023December Monthly Peak | Portfolio Adjusted | 1-in-10 | Size: Under 20 kW | All | 2023 | December Monthly Peak | 12 | 0.96548 | 0.94609 | 0.93678 | 0.93268 | 0.94442 | 0.98066 | 1.0449 | 1.0231 | 1.234 | 1.4215 | 1.4946 | 1.4829 | 1.4207 | 1.3716 | 1.3284 | 1.2995 | 1.3564 | 1.482 | 1.3531 | 1.2886 | 1.2072 | 1.1259 | 1.0591 | 1.011 | 0 | 0 | 0 | 0 | 0 | 0 | 0 | 0 | 0 | 0 | 0 | 0 | 0 | 0 | 0.026567 | 0.025991 | 0.027128 | 0.02964 | 0 | 0 | 0 | 0 | 0 | 0 | 43.1556 | 42.4927 | 42.2477 | 42.1576 | 42.0723 | 41.8749 | 42.2034 | 42.2548 | 42.9525 | 44.7488 | 46.5976 | 48.3575 | 49.5483 | 49.9527 | 49.9998 | 49.9074 | 49.484 | 48.2995 | 47.0753 | 45.8893 | 44.8149 | 44.1842 | 43.8309 | 43.0954 | 0.013271 | 0.012461 | 0.012246 | 0.011702 | 0.011808 | 0.012501 | 0.021736 | 0.021031 | 0.026951 | 0.030956 | 0.033115 | 0.034761 | 0.036853 | 0.040613 | 0.044326 | 0.046743 | 0.048528 | 0.041287 | 0.03536 | 0.02354 | 0.018586 | 0.01564 | 0.013174 | 0.012324
Portfolio Adjusted1-in-10Size: Under 20 kWAll2023Typical Event Day | Portfolio Adjusted | 1-in-10 | Size: Under 20 kW | All | 2023 | Typical Event Day | 8 | 1.0641 | 1.0261 | 1.0025 | 0.98862 | 0.98251 | 1.0036 | 0.96723 | 1.0606 | 1.4126 | 1.8006 | 2.0892 | 2.261 | 2.3378 | 2.4024 | 2.4396 | 2.4118 | 2.2926 | 1.9783 | 1.6468 | 1.537 | 1.5237 | 1.3434 | 1.2084 | 1.1276 | 0 | 0 | 0 | 0 | 0 | 0 | 0 | 0 | 0 | 0 | 0 | 0 | 0 | 0 | 0.048791 | 0.048237 | 0.045851 | 0.039567 | 0 | 0 | 0 | 0 | 0 | 0 | 75.3946 | 74.2204 | 73.1556 | 72.2079 | 71.3083 | 70.4622 | 69.8955 | 70.2403 | 73.1053 | 77.9775 | 82.8316 | 87.0123 | 89.8167 | 91.5927 | 92.7324 | 93.3426 | 93.4413 | 92.7209 | 91.5178 | 88.8267 | 85.0313 | 81.7093 | 79.4369 | 77.6876 | 0.013065 | 0.012272 | 0.012061 | 0.011525 | 0.011638 | 0.012334 | 0.021424 | 0.020737 | 0.026564 | 0.030514 | 0.032657 | 0.034283 | 0.036331 | 0.040026 | 0.043685 | 0.04607 | 0.047829 | 0.040708 | 0.034843 | 0.02319 | 0.018313 | 0.015394 | 0.012969 | 0.012132
Portfolio Adjusted1-in-10Size: Under 20 kWAll2024January Monthly Peak | Portfolio Adjusted | 1-in-10 | Size: Under 20 kW | All | 2024 | January Monthly Peak | 1 | 0.9822 | 0.9645 | 0.95024 | 0.94784 | 0.96021 | 1.002 | 1.0901 | 1.0732 | 1.3062 | 1.491 | 1.5598 | 1.5363 | 1.4618 | 1.4092 | 1.3597 | 1.3247 | 1.3336 | 1.4789 | 1.3818 | 1.313 | 1.2273 | 1.1381 | 1.0663 | 1.028 | 0 | 0 | 0 | 0 | 0 | 0 | 0 | 0 | 0 | 0 | 0 | 0 | 0 | 0 | 0.027194 | 0.026494 | 0.026672 | 0.029579 | 0 | 0 | 0 | 0 | 0 | 0 | 42.7571 | 42.0526 | 41.3798 | 40.8993 | 40.6258 | 40.3036 | 39.9327 | 39.7828 | 40.2629 | 42.5405 | 45.1221 | 47.3164 | 49.1581 | 50.0917 | 50.5298 | 50.3381 | 49.4969 | 48.3038 | 46.2617 | 44.6325 | 43.3741 | 42.4363 | 41.7349 | 41.0331 | 0.01373 | 0.01289 | 0.012667 | 0.012106 | 0.012213 | 0.012914 | 0.022473 | 0.021733 | 0.027866 | 0.031973 | 0.034182 | 0.035884 | 0.03807 | 0.041969 | 0.045826 | 0.048338 | 0.050183 | 0.042674 | 0.036536 | 0.024324 | 0.019204 | 0.016177 | 0.013625 | 0.012749
Portfolio Adjusted1-in-10Size: Under 20 kWAll2024February Monthly Peak | Portfolio Adjusted | 1-in-10 | Size: Under 20 kW | All | 2024 | February Monthly Peak | 2 | 0.92548 | 0.90818 | 0.89964 | 0.8994 | 0.90622 | 0.93396 | 0.97138 | 0.94946 | 1.1553 | 1.3251 | 1.4111 | 1.4208 | 1.4001 | 1.3823 | 1.3746 | 1.3543 | 1.3291 | 1.3608 | 1.3686 | 1.2781 | 1.1861 | 1.087 | 1.0107 | 0.96527 | 0 | 0 | 0 | 0 | 0 | 0 | 0 | 0 | 0 | 0 | 0 | 0 | 0 | 0 | 0.027491 | 0.027086 | 0.026582 | 0.027215 | 0 | 0 | 0 | 0 | 0 | 0 | 49.9037 | 49.443 | 48.8609 | 48.3051 | 47.9945 | 47.2081 | 46.3481 | 46.8214 | 47.8739 | 50.0774 | 52.3066 | 53.8102 | 55.1942 | 56.379 | 57.3732 | 57.813 | 57.2289 | 56.4993 | 54.6609 | 52.7459 | 51.1235 | 49.6892 | 48.8916 | 47.8989 | 0.012962 | 0.012175 | 0.011965 | 0.011433 | 0.011543 | 0.012233 | 0.021251 | 0.02057 | 0.02635 | 0.030274 | 0.0324 | 0.034013 | 0.036043 | 0.039709 | 0.043335 | 0.045697 | 0.047442 | 0.040378 | 0.03457 | 0.023009 | 0.01817 | 0.015274 | 0.012868 | 0.012037
Portfolio Adjusted1-in-10Size: Under 20 kWAll2024March Monthly Peak | Portfolio Adjusted | 1-in-10 | Size: Under 20 kW | All | 2024 | March Monthly Peak | 3 | 0.91103 | 0.88631 | 0.87235 | 0.86712 | 0.87122 | 0.89274 | 0.92635 | 0.89247 | 1.06 | 1.2428 | 1.3712 | 1.4219 | 1.4405 | 1.4672 | 1.4914 | 1.4906 | 1.4356 | 1.3094 | 1.2282 | 1.276 | 1.1968 | 1.0849 | 1.0018 | 0.94873 | 0 | 0 | 0 | 0 | 0 | 0 | 0 | 0 | 0 | 0 | 0 | 0 | 0 | 0 | 0.029828 | 0.029811 | 0.028713 | 0.026187 | 0 | 0 | 0 | 0 | 0 | 0 | 57.9412 | 56.4439 | 55.4331 | 54.7942 | 53.915 | 53.2225 | 52.6073 | 52.4713 | 53.7637 | 57.9631 | 63.0319 | 67.6458 | 71.1387 | 72.9799 | 74.1385 | 74.7427 | 74.6229 | 73.5651 | 71.9955 | 69.4569 | 66.1503 | 63.2643 | 61.0218 | 59.1761 | 0.012879 | 0.012097 | 0.01189 | 0.011361 | 0.011471 | 0.012161 | 0.02112 | 0.020446 | 0.026187 | 0.030095 | 0.032215 | 0.033817 | 0.035829 | 0.039468 | 0.043068 | 0.045413 | 0.047147 | 0.040133 | 0.034361 | 0.022869 | 0.01806 | 0.015177 | 0.012787 | 0.01196
Portfolio Adjusted1-in-10Size: Under 20 kWAll2024April Monthly Peak | Portfolio Adjusted | 1-in-10 | Size: Under 20 kW | All | 2024 | April Monthly Peak | 4 | 0.94396 | 0.91617 | 0.89793 | 0.88978 | 0.88941 | 0.90802 | 0.86752 | 0.88018 | 1.1239 | 1.3844 | 1.5835 | 1.7011 | 1.765 | 1.8326 | 1.8862 | 1.8851 | 1.8027 | 1.5788 | 1.3514 | 1.3546 | 1.3193 | 1.1725 | 1.0673 | 0.99748 | 0 | 0 | 0 | 0 | 0 | 0 | 0 | 0 | 0 | 0 | 0 | 0 | 0 | 0 | 0.037723 | 0.037702 | 0.036055 | 0.031577 | 0 | 0 | 0 | 0 | 0 | 0 | 68.3398 | 66.8685 | 65.2142 | 63.8642 | 62.7214 | 61.7387 | 61.1567 | 61.1643 | 64.428 | 70.4808 | 76.5749 | 81.8566 | 85.1295 | 87.0331 | 87.8864 | 88.433 | 88.3323 | 87.7054 | 85.8464 | 82.5109 | 78.1126 | 74.2293 | 71.5515 | 69.8686 | 0.012989 | 0.0122 | 0.011991 | 0.011457 | 0.011568 | 0.012264 | 0.021299 | 0.020619 | 0.026409 | 0.030349 | 0.032485 | 0.034101 | 0.036131 | 0.039802 | 0.043433 | 0.045799 | 0.047547 | 0.040473 | 0.034651 | 0.023062 | 0.018212 | 0.015306 | 0.012895 | 0.012062
Portfolio Adjusted1-in-10Size: Under 20 kWAll2024May Monthly Peak | Portfolio Adjusted | 1-in-10 | Size: Under 20 kW | All | 2024 | May Monthly Peak | 5 | 0.98698 | 0.95711 | 0.93503 | 0.92443 | 0.92035 | 0.92008 | 0.82492 | 0.9293 | 1.2236 | 1.5397 | 1.7786 | 1.9224 | 1.9911 | 2.0592 | 2.1034 | 2.0981 | 2.0086 | 1.7557 | 1.4755 | 1.3833 | 1.3996 | 1.2376 | 1.1192 | 1.0461 | 0 | 0 | 0 | 0 | 0 | 0 | 0 | 0 | 0 | 0 | 0 | 0 | 0 | 0 | 0.042069 | 0.041962 | 0.040172 | 0.035114 | 0 | 0 | 0 | 0 | 0 | 0 | 73.2799 | 71.4232 | 69.9912 | 68.9863 | 67.9176 | 66.9026 | 66.3197 | 66.6195 | 70.2305 | 75.7309 | 80.8168 | 84.3783 | 87.3048 | 89.2426 | 90.3999 | 90.7445 | 90.3922 | 89.335 | 88.006 | 85.4669 | 81.4648 | 77.555 | 75.019 | 72.6153 | 0.013037 | 0.012245 | 0.012035 | 0.0115 | 0.011611 | 0.012306 | 0.021375 | 0.02069 | 0.026504 | 0.030448 | 0.032586 | 0.034208 | 0.036251 | 0.039938 | 0.043587 | 0.045965 | 0.04772 | 0.040615 | 0.034768 | 0.02314 | 0.018274 | 0.015361 | 0.012941 | 0.012105
Portfolio Adjusted1-in-10Size: Under 20 kWAll2024June Monthly Peak | Portfolio Adjusted | 1-in-10 | Size: Under 20 kW | All | 2024 | June Monthly Peak | 6 | 1.0247 | 0.98982 | 0.96651 | 0.95415 | 0.94666 | 0.93299 | 0.85967 | 0.98837 | 1.3024 | 1.6274 | 1.882 | 2.0379 | 2.1185 | 2.194 | 2.2429 | 2.2281 | 2.1268 | 1.853 | 1.5498 | 1.4125 | 1.4282 | 1.2909 | 1.1649 | 1.0877 | 0 | 0 | 0 | 0 | 0 | 0 | 0 | 0 | 0 | 0 | 0 | 0 | 0 | 0 | 0.044858 | 0.044563 | 0.042535 | 0.03706 | 0 | 0 | 0 | 0 | 0 | 0 | 72.1275 | 70.7773 | 69.8032 | 68.737 | 67.6999 | 66.3851 | 65.7044 | 66.7079 | 70.4524 | 75.3771 | 80.4056 | 84.5623 | 87.3538 | 89.0098 | 90.2735 | 90.9537 | 91.4161 | 90.6365 | 89.5512 | 86.9471 | 83.4519 | 79.7537 | 77.3097 | 75.5083 | 0.013048 | 0.012255 | 0.012045 | 0.01151 | 0.011621 | 0.012313 | 0.021392 | 0.020704 | 0.026525 | 0.030466 | 0.032603 | 0.034226 | 0.036274 | 0.039965 | 0.04362 | 0.046001 | 0.047758 | 0.040644 | 0.034791 | 0.023156 | 0.018286 | 0.015374 | 0.012952 | 0.012116
Portfolio Adjusted1-in-10Size: Under 20 kWAll2024July Monthly Peak | Portfolio Adjusted | 1-in-10 | Size: Under 20 kW | All | 2024 | July Monthly Peak | 7 | 1.0748 | 1.0343 | 1.0079 | 0.99344 | 0.98534 | 0.9964 | 0.93877 | 1.0789 | 1.4458 | 1.8269 | 2.1093 | 2.2677 | 2.336 | 2.398 | 2.4326 | 2.4088 | 2.2983 | 1.9953 | 1.6673 | 1.5069 | 1.5139 | 1.3613 | 1.2256 | 1.1405 | 0 | 0 | 0 | 0 | 0 | 0 | 0 | 0 | 0 | 0 | 0 | 0 | 0 | 0 | 0.048652 | 0.048176 | 0.045966 | 0.039906 | 0 | 0 | 0 | 0 | 0 | 0 | 76.4314 | 75.1893 | 74.04 | 72.9589 | 72.1448 | 71.294 | 70.6366 | 71.0261 | 73.9771 | 78.7743 | 83.5118 | 87.2347 | 89.3583 | 90.6907 | 92.0537 | 92.5066 | 92.3253 | 91.7896 | 90.647 | 88.3667 | 84.7498 | 81.2967 | 79.0982 | 77.5593 | 0.012993 | 0.012204 | 0.011994 | 0.011461 | 0.011573 | 0.012266 | 0.021305 | 0.020622 | 0.026417 | 0.030347 | 0.032479 | 0.034096 | 0.036132 | 0.039805 | 0.043443 | 0.045813 | 0.047563 | 0.040482 | 0.034652 | 0.023063 | 0.018213 | 0.015309 | 0.012898 | 0.012065
Portfolio Adjusted1-in-10Size: Under 20 kWAll2024August Monthly Peak | Portfolio Adjusted | 1-in-10 | Size: Under 20 kW | All | 2024 | August Monthly Peak | 8 | 1.0768 | 1.0378 | 1.0135 | 0.99911 | 0.9928 | 1.0146 | 0.9789 | 1.0812 | 1.4495 | 1.8558 | 2.1584 | 2.3379 | 2.4159 | 2.4812 | 2.5175 | 2.4868 | 2.3624 | 2.0393 | 1.6909 | 1.5742 | 1.5538 | 1.3666 | 1.2273 | 1.1442 | 0 | 0 | 0 | 0 | 0 | 0 | 0 | 0 | 0 | 0 | 0 | 0 | 0 | 0 | 0.050349 | 0.049736 | 0.047248 | 0.040786 | 0 | 0 | 0 | 0 | 0 | 0 | 76.0576 | 75.0464 | 74.0248 | 73.1748 | 72.2727 | 71.7089 | 71.3693 | 71.5902 | 74.2404 | 79.3802 | 84.1218 | 88.5124 | 91.5701 | 93.5509 | 94.7668 | 95.7623 | 96.087 | 95.5309 | 94.6312 | 91.9622 | 87.8591 | 84.7442 | 82.6749 | 80.7409 | 0.013188 | 0.012388 | 0.012175 | 0.011634 | 0.01175 | 0.012455 | 0.02163 | 0.020938 | 0.02682 | 0.030805 | 0.032971 | 0.034613 | 0.03668 | 0.040407 | 0.044103 | 0.046513 | 0.04829 | 0.041102 | 0.035174 | 0.023408 | 0.018487 | 0.015537 | 0.01309 | 0.012245
Portfolio Adjusted1-in-10Size: Under 20 kWAll2024September Monthly Peak | Portfolio Adjusted | 1-in-10 | Size: Under 20 kW | All | 2024 | September Monthly Peak | 9 | 1.0584 | 1.0226 | 0.9975 | 0.98147 | 0.97746 | 1.0049 | 1.0215 | 1.0646 | 1.4204 | 1.8155 | 2.1146 | 2.2889 | 2.3698 | 2.4425 | 2.4832 | 2.4578 | 2.3371 | 2.0085 | 1.6734 | 1.6486 | 1.514 | 1.3335 | 1.2038 | 1.1235 | 0 | 0 | 0 | 0 | 0 | 0 | 0 | 0 | 0 | 0 | 0 | 0 | 0 | 0 | 0.049664 | 0.049157 | 0.046742 | 0.040171 | 0 | 0 | 0 | 0 | 0 | 0 | 76.9618 | 75.8688 | 74.7544 | 73.9608 | 73.1159 | 72.4609 | 71.8716 | 71.6371 | 73.7515 | 78.3783 | 83.2869 | 87.7396 | 90.9847 | 93.1192 | 93.8357 | 94.148 | 93.9369 | 92.9267 | 91.2418 | 88.0307 | 84.0643 | 81.0426 | 78.665 | 76.9418 | 0.01307 | 0.012277 | 0.012066 | 0.011529 | 0.011642 | 0.012342 | 0.021434 | 0.020749 | 0.026577 | 0.030535 | 0.032684 | 0.034311 | 0.036355 | 0.040049 | 0.043707 | 0.04609 | 0.04785 | 0.04073 | 0.034865 | 0.023204 | 0.018325 | 0.0154 | 0.012974 | 0.012136
Portfolio Adjusted1-in-10Size: Under 20 kWAll2024October Monthly Peak | Portfolio Adjusted | 1-in-10 | Size: Under 20 kW | All | 2024 | October Monthly Peak | 10 | 0.97554 | 0.9463 | 0.92593 | 0.91555 | 0.91374 | 0.93597 | 0.98253 | 0.96776 | 1.199 | 1.4885 | 1.7295 | 1.883 | 1.9699 | 2.0466 | 2.0988 | 2.0896 | 1.9759 | 1.7032 | 1.562 | 1.4971 | 1.3602 | 1.2137 | 1.1069 | 1.0364 | 0 | 0 | 0 | 0 | 0 | 0 | 0 | 0 | 0 | 0 | 0 | 0 | 0 | 0 | 0.041975 | 0.041791 | 0.039518 | 0.034064 | 0 | 0 | 0 | 0 | 0 | 0 | 71.5424 | 70.1494 | 69.1602 | 67.9785 | 66.9739 | 66.1512 | 65.732 | 65.3066 | 66.2351 | 70.7121 | 76.5047 | 82.0902 | 86.5044 | 89.2863 | 90.3081 | 90.8844 | 90.7852 | 89.728 | 87.1143 | 82.8012 | 78.731 | 75.8627 | 73.6985 | 72.0432 | 0.01298 | 0.012193 | 0.011983 | 0.01145 | 0.011563 | 0.012258 | 0.021288 | 0.020608 | 0.026396 | 0.030327 | 0.032462 | 0.034078 | 0.036108 | 0.039776 | 0.043408 | 0.045776 | 0.047524 | 0.040452 | 0.034627 | 0.023045 | 0.0182 | 0.015294 | 0.012885 | 0.012053
Portfolio Adjusted1-in-10Size: Under 20 kWAll2024November Monthly Peak | Portfolio Adjusted | 1-in-10 | Size: Under 20 kW | All | 2024 | November Monthly Peak | 11 | 0.92196 | 0.90084 | 0.8908 | 0.88461 | 0.88701 | 0.9088 | 0.86017 | 0.88381 | 1.1121 | 1.3415 | 1.5159 | 1.6139 | 1.6577 | 1.7004 | 1.73 | 1.71 | 1.6681 | 1.6791 | 1.4851 | 1.3518 | 1.2381 | 1.1106 | 1.0262 | 0.9673 | 0 | 0 | 0 | 0 | 0 | 0 | 0 | 0 | 0 | 0 | 0 | 0 | 0 | 0 | 0.0346 | 0.0342 | 0.033362 | 0.033582 | 0 | 0 | 0 | 0 | 0 | 0 | 66.3701 | 64.8635 | 63.9626 | 62.5924 | 61.7231 | 60.8418 | 60.3341 | 60.2977 | 62.8632 | 67.9886 | 74.1805 | 79.2062 | 82.2204 | 83.8808 | 84.8205 | 84.7261 | 83.3668 | 80.8024 | 77.5403 | 74.1322 | 71.6886 | 69.7053 | 67.9034 | 66.6701 | 0.013042 | 0.01225 | 0.01204 | 0.011504 | 0.011615 | 0.012313 | 0.021386 | 0.020702 | 0.026517 | 0.03047 | 0.032614 | 0.034237 | 0.036276 | 0.039962 | 0.043609 | 0.045985 | 0.047741 | 0.040637 | 0.034791 | 0.023155 | 0.018286 | 0.015368 | 0.012948 | 0.012111
Portfolio Adjusted1-in-10Size: Under 20 kWAll2024December Monthly Peak | Portfolio Adjusted | 1-in-10 | Size: Under 20 kW | All | 2024 | December Monthly Peak | 12 | 0.96548 | 0.94609 | 0.93679 | 0.93268 | 0.94442 | 0.98066 | 1.0449 | 1.0231 | 1.234 | 1.4215 | 1.4946 | 1.4829 | 1.4207 | 1.3716 | 1.3284 | 1.2995 | 1.3564 | 1.482 | 1.3531 | 1.2886 | 1.2072 | 1.1259 | 1.0591 | 1.011 | 0 | 0 | 0 | 0 | 0 | 0 | 0 | 0 | 0 | 0 | 0 | 0 | 0 | 0 | 0.026567 | 0.025991 | 0.027128 | 0.02964 | 0 | 0 | 0 | 0 | 0 | 0 | 43.1556 | 42.4927 | 42.2477 | 42.1576 | 42.0723 | 41.8749 | 42.2034 | 42.2548 | 42.9525 | 44.7488 | 46.5976 | 48.3575 | 49.5483 | 49.9527 | 49.9998 | 49.9074 | 49.484 | 48.2995 | 47.0753 | 45.8893 | 44.8149 | 44.1842 | 43.8309 | 43.0954 | 0.013271 | 0.012461 | 0.012246 | 0.011702 | 0.011808 | 0.012501 | 0.021736 | 0.021031 | 0.026951 | 0.030956 | 0.033115 | 0.034761 | 0.036853 | 0.040613 | 0.044326 | 0.046743 | 0.048528 | 0.041287 | 0.03536 | 0.02354 | 0.018586 | 0.01564 | 0.013174 | 0.012324
Portfolio Adjusted1-in-10Size: Under 20 kWAll2024Typical Event Day | Portfolio Adjusted | 1-in-10 | Size: Under 20 kW | All | 2024 | Typical Event Day | 8 | 1.0641 | 1.0261 | 1.0025 | 0.98862 | 0.98251 | 1.0036 | 0.96723 | 1.0606 | 1.4126 | 1.8006 | 2.0892 | 2.261 | 2.3378 | 2.4024 | 2.4396 | 2.4118 | 2.2926 | 1.9783 | 1.6468 | 1.537 | 1.5237 | 1.3434 | 1.2084 | 1.1276 | 0 | 0 | 0 | 0 | 0 | 0 | 0 | 0 | 0 | 0 | 0 | 0 | 0 | 0 | 0.048791 | 0.048237 | 0.045851 | 0.039567 | 0 | 0 | 0 | 0 | 0 | 0 | 75.3946 | 74.2204 | 73.1556 | 72.2079 | 71.3083 | 70.4622 | 69.8955 | 70.2403 | 73.1053 | 77.9775 | 82.8316 | 87.0123 | 89.8167 | 91.5927 | 92.7324 | 93.3426 | 93.4413 | 92.7209 | 91.5178 | 88.8267 | 85.0313 | 81.7093 | 79.437 | 77.6876 | 0.013065 | 0.012272 | 0.012061 | 0.011525 | 0.011638 | 0.012334 | 0.021424 | 0.020737 | 0.026564 | 0.030514 | 0.032657 | 0.034283 | 0.036331 | 0.040026 | 0.043685 | 0.04607 | 0.047829 | 0.040708 | 0.034843 | 0.02319 | 0.018313 | 0.015394 | 0.012969 | 0.012132
Portfolio Adjusted1-in-10Size: Under 20 kWAll2025January Monthly Peak | Portfolio Adjusted | 1-in-10 | Size: Under 20 kW | All | 2025 | January Monthly Peak | 1 | 0.9822 | 0.9645 | 0.95024 | 0.94784 | 0.96021 | 1.002 | 1.0901 | 1.0732 | 1.3062 | 1.491 | 1.5598 | 1.5363 | 1.4618 | 1.4092 | 1.3597 | 1.3247 | 1.3336 | 1.4789 | 1.3818 | 1.313 | 1.2273 | 1.1381 | 1.0663 | 1.028 | 0 | 0 | 0 | 0 | 0 | 0 | 0 | 0 | 0 | 0 | 0 | 0 | 0 | 0 | 0.027194 | 0.026494 | 0.026672 | 0.029579 | 0 | 0 | 0 | 0 | 0 | 0 | 42.7571 | 42.0526 | 41.3798 | 40.8993 | 40.6258 | 40.3036 | 39.9327 | 39.7828 | 40.2629 | 42.5405 | 45.1221 | 47.3164 | 49.1581 | 50.0917 | 50.5298 | 50.3381 | 49.4969 | 48.3038 | 46.2617 | 44.6325 | 43.3741 | 42.4363 | 41.7349 | 41.0331 | 0.01373 | 0.01289 | 0.012667 | 0.012106 | 0.012213 | 0.012914 | 0.022473 | 0.021733 | 0.027866 | 0.031973 | 0.034182 | 0.035884 | 0.03807 | 0.041969 | 0.045826 | 0.048338 | 0.050183 | 0.042674 | 0.036536 | 0.024324 | 0.019204 | 0.016177 | 0.013625 | 0.012749
Portfolio Adjusted1-in-10Size: Under 20 kWAll2025February Monthly Peak | Portfolio Adjusted | 1-in-10 | Size: Under 20 kW | All | 2025 | February Monthly Peak | 2 | 0.92548 | 0.90818 | 0.89964 | 0.8994 | 0.90622 | 0.93396 | 0.97138 | 0.94946 | 1.1553 | 1.3251 | 1.4111 | 1.4208 | 1.4001 | 1.3823 | 1.3746 | 1.3543 | 1.3291 | 1.3608 | 1.3686 | 1.2781 | 1.1861 | 1.087 | 1.0107 | 0.96527 | 0 | 0 | 0 | 0 | 0 | 0 | 0 | 0 | 0 | 0 | 0 | 0 | 0 | 0 | 0.027491 | 0.027086 | 0.026582 | 0.027215 | 0 | 0 | 0 | 0 | 0 | 0 | 49.9037 | 49.443 | 48.8609 | 48.3051 | 47.9945 | 47.2081 | 46.3481 | 46.8214 | 47.8739 | 50.0774 | 52.3066 | 53.8102 | 55.1942 | 56.379 | 57.3732 | 57.813 | 57.2289 | 56.4993 | 54.6609 | 52.7459 | 51.1235 | 49.6892 | 48.8916 | 47.8989 | 0.012962 | 0.012175 | 0.011965 | 0.011433 | 0.011543 | 0.012233 | 0.021251 | 0.02057 | 0.02635 | 0.030274 | 0.0324 | 0.034013 | 0.036043 | 0.039709 | 0.043335 | 0.045697 | 0.047442 | 0.040378 | 0.03457 | 0.023009 | 0.01817 | 0.015274 | 0.012868 | 0.012037
Portfolio Adjusted1-in-10Size: Under 20 kWAll2025March Monthly Peak | Portfolio Adjusted | 1-in-10 | Size: Under 20 kW | All | 2025 | March Monthly Peak | 3 | 0.91103 | 0.88631 | 0.87235 | 0.86712 | 0.87122 | 0.89274 | 0.92635 | 0.89247 | 1.06 | 1.2428 | 1.3712 | 1.4219 | 1.4405 | 1.4672 | 1.4914 | 1.4906 | 1.4356 | 1.3094 | 1.2282 | 1.276 | 1.1968 | 1.0849 | 1.0018 | 0.94873 | 0 | 0 | 0 | 0 | 0 | 0 | 0 | 0 | 0 | 0 | 0 | 0 | 0 | 0 | 0.029828 | 0.029811 | 0.028713 | 0.026187 | 0 | 0 | 0 | 0 | 0 | 0 | 57.9412 | 56.4438 | 55.4331 | 54.7942 | 53.915 | 53.2225 | 52.6073 | 52.4713 | 53.7637 | 57.9631 | 63.0319 | 67.6458 | 71.1387 | 72.9799 | 74.1385 | 74.7427 | 74.6229 | 73.5651 | 71.9955 | 69.4569 | 66.1503 | 63.2643 | 61.0218 | 59.1761 | 0.012879 | 0.012097 | 0.01189 | 0.011361 | 0.011471 | 0.012161 | 0.02112 | 0.020446 | 0.026187 | 0.030095 | 0.032215 | 0.033817 | 0.035829 | 0.039468 | 0.043068 | 0.045413 | 0.047147 | 0.040133 | 0.034361 | 0.022869 | 0.01806 | 0.015177 | 0.012787 | 0.01196
Portfolio Adjusted1-in-10Size: Under 20 kWAll2025April Monthly Peak | Portfolio Adjusted | 1-in-10 | Size: Under 20 kW | All | 2025 | April Monthly Peak | 4 | 0.94396 | 0.91617 | 0.89793 | 0.88978 | 0.88941 | 0.90802 | 0.86752 | 0.88018 | 1.1239 | 1.3844 | 1.5835 | 1.7011 | 1.765 | 1.8326 | 1.8862 | 1.8851 | 1.8027 | 1.5788 | 1.3514 | 1.3546 | 1.3193 | 1.1725 | 1.0673 | 0.99748 | 0 | 0 | 0 | 0 | 0 | 0 | 0 | 0 | 0 | 0 | 0 | 0 | 0 | 0 | 0.037723 | 0.037702 | 0.036055 | 0.031577 | 0 | 0 | 0 | 0 | 0 | 0 | 68.3398 | 66.8685 | 65.2142 | 63.8642 | 62.7214 | 61.7387 | 61.1567 | 61.1643 | 64.428 | 70.4808 | 76.5749 | 81.8566 | 85.1295 | 87.0331 | 87.8864 | 88.433 | 88.3323 | 87.7053 | 85.8464 | 82.5109 | 78.1126 | 74.2293 | 71.5515 | 69.8686 | 0.012989 | 0.0122 | 0.011991 | 0.011457 | 0.011568 | 0.012264 | 0.021299 | 0.020619 | 0.026409 | 0.030349 | 0.032485 | 0.034101 | 0.036131 | 0.039802 | 0.043433 | 0.045799 | 0.047547 | 0.040473 | 0.034651 | 0.023062 | 0.018212 | 0.015306 | 0.012895 | 0.012062
Portfolio Adjusted1-in-10Size: Under 20 kWAll2025May Monthly Peak | Portfolio Adjusted | 1-in-10 | Size: Under 20 kW | All | 2025 | May Monthly Peak | 5 | 0.98698 | 0.95711 | 0.93503 | 0.92443 | 0.92035 | 0.92008 | 0.82492 | 0.9293 | 1.2236 | 1.5397 | 1.7786 | 1.9224 | 1.9911 | 2.0592 | 2.1034 | 2.0981 | 2.0086 | 1.7557 | 1.4755 | 1.3833 | 1.3996 | 1.2376 | 1.1192 | 1.0461 | 0 | 0 | 0 | 0 | 0 | 0 | 0 | 0 | 0 | 0 | 0 | 0 | 0 | 0 | 0.042069 | 0.041962 | 0.040172 | 0.035114 | 0 | 0 | 0 | 0 | 0 | 0 | 73.2799 | 71.4232 | 69.9912 | 68.9863 | 67.9176 | 66.9026 | 66.3197 | 66.6195 | 70.2305 | 75.7309 | 80.8168 | 84.3783 | 87.3048 | 89.2426 | 90.3999 | 90.7445 | 90.3922 | 89.335 | 88.006 | 85.4669 | 81.4648 | 77.555 | 75.019 | 72.6153 | 0.013037 | 0.012245 | 0.012035 | 0.0115 | 0.011611 | 0.012306 | 0.021375 | 0.02069 | 0.026504 | 0.030448 | 0.032586 | 0.034208 | 0.036251 | 0.039938 | 0.043587 | 0.045965 | 0.04772 | 0.040615 | 0.034768 | 0.02314 | 0.018274 | 0.015361 | 0.012941 | 0.012105
Portfolio Adjusted1-in-10Size: Under 20 kWAll2025June Monthly Peak | Portfolio Adjusted | 1-in-10 | Size: Under 20 kW | All | 2025 | June Monthly Peak | 6 | 1.0247 | 0.98982 | 0.96651 | 0.95415 | 0.94666 | 0.93299 | 0.85967 | 0.98837 | 1.3024 | 1.6274 | 1.882 | 2.0379 | 2.1185 | 2.194 | 2.2429 | 2.2281 | 2.1268 | 1.853 | 1.5498 | 1.4125 | 1.4282 | 1.2909 | 1.1649 | 1.0877 | 0 | 0 | 0 | 0 | 0 | 0 | 0 | 0 | 0 | 0 | 0 | 0 | 0 | 0 | 0.044858 | 0.044563 | 0.042535 | 0.03706 | 0 | 0 | 0 | 0 | 0 | 0 | 72.1275 | 70.7773 | 69.8032 | 68.737 | 67.6999 | 66.3851 | 65.7044 | 66.7079 | 70.4524 | 75.3771 | 80.4056 | 84.5623 | 87.3538 | 89.0098 | 90.2735 | 90.9537 | 91.4161 | 90.6365 | 89.5512 | 86.9472 | 83.4519 | 79.7537 | 77.3097 | 75.5083 | 0.013048 | 0.012255 | 0.012045 | 0.01151 | 0.011621 | 0.012313 | 0.021392 | 0.020704 | 0.026525 | 0.030466 | 0.032603 | 0.034226 | 0.036274 | 0.039965 | 0.04362 | 0.046001 | 0.047758 | 0.040644 | 0.034791 | 0.023156 | 0.018286 | 0.015374 | 0.012952 | 0.012116
Portfolio Adjusted1-in-10Size: Under 20 kWAll2025July Monthly Peak | Portfolio Adjusted | 1-in-10 | Size: Under 20 kW | All | 2025 | July Monthly Peak | 7 | 1.0748 | 1.0343 | 1.0079 | 0.99344 | 0.98534 | 0.9964 | 0.93877 | 1.0789 | 1.4458 | 1.8269 | 2.1093 | 2.2677 | 2.336 | 2.398 | 2.4326 | 2.4088 | 2.2983 | 1.9953 | 1.6673 | 1.5069 | 1.5139 | 1.3613 | 1.2256 | 1.1405 | 0 | 0 | 0 | 0 | 0 | 0 | 0 | 0 | 0 | 0 | 0 | 0 | 0 | 0 | 0.048652 | 0.048176 | 0.045966 | 0.039906 | 0 | 0 | 0 | 0 | 0 | 0 | 76.4314 | 75.1893 | 74.04 | 72.9589 | 72.1448 | 71.294 | 70.6366 | 71.0261 | 73.9771 | 78.7743 | 83.5118 | 87.2347 | 89.3583 | 90.6907 | 92.0537 | 92.5066 | 92.3253 | 91.7896 | 90.647 | 88.3667 | 84.7498 | 81.2967 | 79.0982 | 77.5593 | 0.012993 | 0.012204 | 0.011994 | 0.011461 | 0.011573 | 0.012266 | 0.021305 | 0.020622 | 0.026417 | 0.030347 | 0.032479 | 0.034096 | 0.036132 | 0.039805 | 0.043443 | 0.045813 | 0.047563 | 0.040482 | 0.034652 | 0.023063 | 0.018213 | 0.015309 | 0.012898 | 0.012065
Portfolio Adjusted1-in-10Size: Under 20 kWAll2025August Monthly Peak | Portfolio Adjusted | 1-in-10 | Size: Under 20 kW | All | 2025 | August Monthly Peak | 8 | 1.0768 | 1.0378 | 1.0135 | 0.99911 | 0.9928 | 1.0146 | 0.9789 | 1.0812 | 1.4495 | 1.8558 | 2.1584 | 2.3379 | 2.4159 | 2.4812 | 2.5175 | 2.4868 | 2.3624 | 2.0393 | 1.6909 | 1.5742 | 1.5538 | 1.3666 | 1.2273 | 1.1442 | 0 | 0 | 0 | 0 | 0 | 0 | 0 | 0 | 0 | 0 | 0 | 0 | 0 | 0 | 0.050349 | 0.049736 | 0.047248 | 0.040786 | 0 | 0 | 0 | 0 | 0 | 0 | 76.0576 | 75.0464 | 74.0248 | 73.1748 | 72.2727 | 71.7089 | 71.3693 | 71.5902 | 74.2404 | 79.3802 | 84.1218 | 88.5124 | 91.5701 | 93.5509 | 94.7668 | 95.7623 | 96.087 | 95.5309 | 94.6312 | 91.9622 | 87.8591 | 84.7442 | 82.6749 | 80.7409 | 0.013188 | 0.012388 | 0.012175 | 0.011634 | 0.01175 | 0.012455 | 0.02163 | 0.020938 | 0.02682 | 0.030805 | 0.032971 | 0.034613 | 0.03668 | 0.040407 | 0.044103 | 0.046513 | 0.04829 | 0.041102 | 0.035174 | 0.023408 | 0.018487 | 0.015537 | 0.01309 | 0.012245
Portfolio Adjusted1-in-10Size: Under 20 kWAll2025September Monthly Peak | Portfolio Adjusted | 1-in-10 | Size: Under 20 kW | All | 2025 | September Monthly Peak | 9 | 1.0584 | 1.0226 | 0.9975 | 0.98147 | 0.97746 | 1.0049 | 1.0215 | 1.0646 | 1.4204 | 1.8155 | 2.1146 | 2.2889 | 2.3698 | 2.4425 | 2.4832 | 2.4578 | 2.3371 | 2.0085 | 1.6734 | 1.6486 | 1.514 | 1.3335 | 1.2038 | 1.1235 | 0 | 0 | 0 | 0 | 0 | 0 | 0 | 0 | 0 | 0 | 0 | 0 | 0 | 0 | 0.049664 | 0.049157 | 0.046742 | 0.040171 | 0 | 0 | 0 | 0 | 0 | 0 | 76.9618 | 75.8688 | 74.7544 | 73.9608 | 73.1159 | 72.4609 | 71.8716 | 71.6371 | 73.7515 | 78.3783 | 83.2869 | 87.7396 | 90.9847 | 93.1192 | 93.8357 | 94.148 | 93.9369 | 92.9267 | 91.2418 | 88.0307 | 84.0643 | 81.0426 | 78.665 | 76.9418 | 0.01307 | 0.012277 | 0.012066 | 0.011529 | 0.011642 | 0.012342 | 0.021434 | 0.020749 | 0.026577 | 0.030535 | 0.032684 | 0.034311 | 0.036355 | 0.040049 | 0.043707 | 0.04609 | 0.04785 | 0.04073 | 0.034865 | 0.023204 | 0.018325 | 0.0154 | 0.012974 | 0.012136
Portfolio Adjusted1-in-10Size: Under 20 kWAll2025October Monthly Peak | Portfolio Adjusted | 1-in-10 | Size: Under 20 kW | All | 2025 | October Monthly Peak | 10 | 0.97554 | 0.9463 | 0.92593 | 0.91555 | 0.91374 | 0.93597 | 0.98253 | 0.96776 | 1.199 | 1.4885 | 1.7295 | 1.883 | 1.9699 | 2.0466 | 2.0988 | 2.0896 | 1.9759 | 1.7032 | 1.562 | 1.4971 | 1.3602 | 1.2137 | 1.1069 | 1.0364 | 0 | 0 | 0 | 0 | 0 | 0 | 0 | 0 | 0 | 0 | 0 | 0 | 0 | 0 | 0.041975 | 0.041791 | 0.039518 | 0.034064 | 0 | 0 | 0 | 0 | 0 | 0 | 71.5424 | 70.1494 | 69.1602 | 67.9785 | 66.9739 | 66.1512 | 65.732 | 65.3066 | 66.2351 | 70.7121 | 76.5047 | 82.0902 | 86.5044 | 89.2863 | 90.3081 | 90.8844 | 90.7852 | 89.728 | 87.1143 | 82.8012 | 78.731 | 75.8627 | 73.6985 | 72.0432 | 0.01298 | 0.012193 | 0.011983 | 0.01145 | 0.011563 | 0.012258 | 0.021288 | 0.020608 | 0.026396 | 0.030327 | 0.032462 | 0.034078 | 0.036108 | 0.039776 | 0.043408 | 0.045776 | 0.047524 | 0.040452 | 0.034627 | 0.023045 | 0.0182 | 0.015294 | 0.012885 | 0.012053
Portfolio Adjusted1-in-10Size: Under 20 kWAll2025November Monthly Peak | Portfolio Adjusted | 1-in-10 | Size: Under 20 kW | All | 2025 | November Monthly Peak | 11 | 0.92196 | 0.90084 | 0.8908 | 0.88461 | 0.88701 | 0.9088 | 0.86017 | 0.88381 | 1.1121 | 1.3415 | 1.5159 | 1.6139 | 1.6577 | 1.7004 | 1.73 | 1.71 | 1.6681 | 1.6791 | 1.4851 | 1.3518 | 1.2381 | 1.1106 | 1.0262 | 0.9673 | 0 | 0 | 0 | 0 | 0 | 0 | 0 | 0 | 0 | 0 | 0 | 0 | 0 | 0 | 0.0346 | 0.0342 | 0.033362 | 0.033582 | 0 | 0 | 0 | 0 | 0 | 0 | 66.3701 | 64.8635 | 63.9626 | 62.5924 | 61.7231 | 60.8418 | 60.3341 | 60.2977 | 62.8632 | 67.9886 | 74.1805 | 79.2062 | 82.2204 | 83.8808 | 84.8205 | 84.7261 | 83.3668 | 80.8024 | 77.5403 | 74.1322 | 71.6886 | 69.7053 | 67.9034 | 66.6701 | 0.013042 | 0.01225 | 0.01204 | 0.011504 | 0.011615 | 0.012313 | 0.021386 | 0.020702 | 0.026517 | 0.03047 | 0.032614 | 0.034237 | 0.036276 | 0.039962 | 0.043609 | 0.045985 | 0.047741 | 0.040637 | 0.034791 | 0.023155 | 0.018286 | 0.015368 | 0.012948 | 0.012111
Portfolio Adjusted1-in-10Size: Under 20 kWAll2025December Monthly Peak | Portfolio Adjusted | 1-in-10 | Size: Under 20 kW | All | 2025 | December Monthly Peak | 12 | 0.96548 | 0.94609 | 0.93679 | 0.93268 | 0.94442 | 0.98066 | 1.0449 | 1.0231 | 1.234 | 1.4215 | 1.4946 | 1.4829 | 1.4207 | 1.3716 | 1.3284 | 1.2995 | 1.3564 | 1.482 | 1.3531 | 1.2886 | 1.2072 | 1.1259 | 1.0591 | 1.011 | 0 | 0 | 0 | 0 | 0 | 0 | 0 | 0 | 0 | 0 | 0 | 0 | 0 | 0 | 0.026567 | 0.025991 | 0.027128 | 0.02964 | 0 | 0 | 0 | 0 | 0 | 0 | 43.1556 | 42.4927 | 42.2477 | 42.1576 | 42.0723 | 41.8749 | 42.2034 | 42.2548 | 42.9525 | 44.7488 | 46.5976 | 48.3575 | 49.5483 | 49.9527 | 49.9998 | 49.9074 | 49.484 | 48.2995 | 47.0753 | 45.8893 | 44.8149 | 44.1842 | 43.8309 | 43.0954 | 0.013271 | 0.012461 | 0.012246 | 0.011702 | 0.011808 | 0.012501 | 0.021736 | 0.021031 | 0.026951 | 0.030956 | 0.033115 | 0.034761 | 0.036853 | 0.040613 | 0.044326 | 0.046743 | 0.048528 | 0.041287 | 0.03536 | 0.02354 | 0.018586 | 0.01564 | 0.013174 | 0.012324
Portfolio Adjusted1-in-10Size: Under 20 kWAll2025Typical Event Day | Portfolio Adjusted | 1-in-10 | Size: Under 20 kW | All | 2025 | Typical Event Day | 8 | 1.0641 | 1.0261 | 1.0025 | 0.98862 | 0.98251 | 1.0036 | 0.96723 | 1.0606 | 1.4126 | 1.8006 | 2.0892 | 2.261 | 2.3378 | 2.4024 | 2.4396 | 2.4118 | 2.2926 | 1.9783 | 1.6468 | 1.537 | 1.5237 | 1.3434 | 1.2084 | 1.1276 | 0 | 0 | 0 | 0 | 0 | 0 | 0 | 0 | 0 | 0 | 0 | 0 | 0 | 0 | 0.048791 | 0.048237 | 0.045851 | 0.039567 | 0 | 0 | 0 | 0 | 0 | 0 | 75.3946 | 74.2204 | 73.1556 | 72.2079 | 71.3083 | 70.4622 | 69.8955 | 70.2403 | 73.1053 | 77.9775 | 82.8315 | 87.0123 | 89.8167 | 91.5927 | 92.7324 | 93.3426 | 93.4413 | 92.7209 | 91.5178 | 88.8267 | 85.0313 | 81.7093 | 79.4369 | 77.6876 | 0.013065 | 0.012272 | 0.012061 | 0.011525 | 0.011638 | 0.012334 | 0.021424 | 0.020737 | 0.026564 | 0.030514 | 0.032657 | 0.034283 | 0.036331 | 0.040026 | 0.043685 | 0.04607 | 0.047829 | 0.040708 | 0.034843 | 0.02319 | 0.018313 | 0.015394 | 0.012969 | 0.012132
Portfolio Adjusted1-in-2Size: Under 20 kWAll2015January Monthly Peak | Portfolio Adjusted | 1-in-2 | Size: Under 20 kW | All | 2015 | January Monthly Peak | 1
Portfolio Adjusted1-in-2Size: Under 20 kWAll2015February Monthly Peak | Portfolio Adjusted | 1-in-2 | Size: Under 20 kW | All | 2015 | February Monthly Peak | 2
Portfolio Adjusted1-in-2Size: Under 20 kWAll2015March Monthly Peak | Portfolio Adjusted | 1-in-2 | Size: Under 20 kW | All | 2015 | March Monthly Peak | 3
Portfolio Adjusted1-in-2Size: Under 20 kWAll2015April Monthly Peak | Portfolio Adjusted | 1-in-2 | Size: Under 20 kW | All | 2015 | April Monthly Peak | 4
Portfolio Adjusted1-in-2Size: Under 20 kWAll2015May Monthly Peak | Portfolio Adjusted | 1-in-2 | Size: Under 20 kW | All | 2015 | May Monthly Peak | 5
Portfolio Adjusted1-in-2Size: Under 20 kWAll2015June Monthly Peak | Portfolio Adjusted | 1-in-2 | Size: Under 20 kW | All | 2015 | June Monthly Peak | 6
Portfolio Adjusted1-in-2Size: Under 20 kWAll2015July Monthly Peak | Portfolio Adjusted | 1-in-2 | Size: Under 20 kW | All | 2015 | July Monthly Peak | 7
Portfolio Adjusted1-in-2Size: Under 20 kWAll2015August Monthly Peak | Portfolio Adjusted | 1-in-2 | Size: Under 20 kW | All | 2015 | August Monthly Peak | 8
Portfolio Adjusted1-in-2Size: Under 20 kWAll2015September Monthly Peak | Portfolio Adjusted | 1-in-2 | Size: Under 20 kW | All | 2015 | September Monthly Peak | 9
Portfolio Adjusted1-in-2Size: Under 20 kWAll2015October Monthly Peak | Portfolio Adjusted | 1-in-2 | Size: Under 20 kW | All | 2015 | October Monthly Peak | 10
Portfolio Adjusted1-in-2Size: Under 20 kWAll2015November Monthly Peak | Portfolio Adjusted | 1-in-2 | Size: Under 20 kW | All | 2015 | November Monthly Peak | 11
Portfolio Adjusted1-in-2Size: Under 20 kWAll2015December Monthly Peak | Portfolio Adjusted | 1-in-2 | Size: Under 20 kW | All | 2015 | December Monthly Peak | 12
Portfolio Adjusted1-in-2Size: Under 20 kWAll2015Typical Event Day | Portfolio Adjusted | 1-in-2 | Size: Under 20 kW | All | 2015 | Typical Event Day | 8
Portfolio Adjusted1-in-2Size: Under 20 kWAll2016January Monthly Peak | Portfolio Adjusted | 1-in-2 | Size: Under 20 kW | All | 2016 | January Monthly Peak | 1
Portfolio Adjusted1-in-2Size: Under 20 kWAll2016February Monthly Peak | Portfolio Adjusted | 1-in-2 | Size: Under 20 kW | All | 2016 | February Monthly Peak | 2
Portfolio Adjusted1-in-2Size: Under 20 kWAll2016March Monthly Peak | Portfolio Adjusted | 1-in-2 | Size: Under 20 kW | All | 2016 | March Monthly Peak | 3
Portfolio Adjusted1-in-2Size: Under 20 kWAll2016April Monthly Peak | Portfolio Adjusted | 1-in-2 | Size: Under 20 kW | All | 2016 | April Monthly Peak | 4
Portfolio Adjusted1-in-2Size: Under 20 kWAll2016May Monthly Peak | Portfolio Adjusted | 1-in-2 | Size: Under 20 kW | All | 2016 | May Monthly Peak | 5
Portfolio Adjusted1-in-2Size: Under 20 kWAll2016June Monthly Peak | Portfolio Adjusted | 1-in-2 | Size: Under 20 kW | All | 2016 | June Monthly Peak | 6
Portfolio Adjusted1-in-2Size: Under 20 kWAll2016July Monthly Peak | Portfolio Adjusted | 1-in-2 | Size: Under 20 kW | All | 2016 | July Monthly Peak | 7
Portfolio Adjusted1-in-2Size: Under 20 kWAll2016August Monthly Peak | Portfolio Adjusted | 1-in-2 | Size: Under 20 kW | All | 2016 | August Monthly Peak | 8
Portfolio Adjusted1-in-2Size: Under 20 kWAll2016September Monthly Peak | Portfolio Adjusted | 1-in-2 | Size: Under 20 kW | All | 2016 | September Monthly Peak | 9
Portfolio Adjusted1-in-2Size: Under 20 kWAll2016October Monthly Peak | Portfolio Adjusted | 1-in-2 | Size: Under 20 kW | All | 2016 | October Monthly Peak | 10
Portfolio Adjusted1-in-2Size: Under 20 kWAll2016November Monthly Peak | Portfolio Adjusted | 1-in-2 | Size: Under 20 kW | All | 2016 | November Monthly Peak | 11
Portfolio Adjusted1-in-2Size: Under 20 kWAll2016December Monthly Peak | Portfolio Adjusted | 1-in-2 | Size: Under 20 kW | All | 2016 | December Monthly Peak | 12
Portfolio Adjusted1-in-2Size: Under 20 kWAll2016Typical Event Day | Portfolio Adjusted | 1-in-2 | Size: Under 20 kW | All | 2016 | Typical Event Day | 8
Portfolio Adjusted1-in-2Size: Under 20 kWAll2017January Monthly Peak | Portfolio Adjusted | 1-in-2 | Size: Under 20 kW | All | 2017 | January Monthly Peak | 1
Portfolio Adjusted1-in-2Size: Under 20 kWAll2017February Monthly Peak | Portfolio Adjusted | 1-in-2 | Size: Under 20 kW | All | 2017 | February Monthly Peak | 2
Portfolio Adjusted1-in-2Size: Under 20 kWAll2017March Monthly Peak | Portfolio Adjusted | 1-in-2 | Size: Under 20 kW | All | 2017 | March Monthly Peak | 3
Portfolio Adjusted1-in-2Size: Under 20 kWAll2017April Monthly Peak | Portfolio Adjusted | 1-in-2 | Size: Under 20 kW | All | 2017 | April Monthly Peak | 4 | 0.92121 | 0.89551 | 0.87942 | 0.87238 | 0.87329 | 0.89198 | 0.85643 | 0.85032 | 1.0583 | 1.2748 | 1.4339 | 1.5234 | 1.5734 | 1.6307 | 1.6791 | 1.6829 | 1.616 | 1.4251 | 1.2414 | 1.2674 | 1.2513 | 1.1239 | 1.0299 | 0.96605 | 0 | 0 | 0 | 0 | 0 | 0 | 0 | 0 | 0 | 0 | 0 | 0 | 0 | 0 | 0.033581 | 0.033659 | 0.032321 | 0.028502 | 0 | 0 | 0 | 0 | 0 | 0 | 62.8221 | 61.7197 | 60.7192 | 59.8289 | 58.8847 | 58.1276 | 57.4983 | 57.441 | 59.6913 | 63.8507 | 68.9762 | 73.6248 | 77.1924 | 79.2056 | 80.3599 | 80.903 | 80.6623 | 79.9083 | 78.5748 | 76.3805 | 72.624 | 70.0175 | 67.8493 | 65.8058 | 0.012877 | 0.012095 | 0.011887 | 0.011359 | 0.011468 | 0.012156 | 0.021115 | 0.020439 | 0.02618 | 0.030084 | 0.032199 | 0.033801 | 0.035815 | 0.039456 | 0.043056 | 0.045402 | 0.047135 | 0.04012 | 0.03435 | 0.022862 | 0.018054 | 0.015174 | 0.012784 | 0.011958
Portfolio Adjusted1-in-2Size: Under 20 kWAll2017May Monthly Peak | Portfolio Adjusted | 1-in-2 | Size: Under 20 kW | All | 2017 | May Monthly Peak | 5 | 0.94618 | 0.9198 | 0.9008 | 0.89199 | 0.8895 | 0.8882 | 0.79609 | 0.87049 | 1.1076 | 1.3572 | 1.5399 | 1.6475 | 1.7018 | 1.7596 | 1.801 | 1.8043 | 1.7354 | 1.5254 | 1.3098 | 1.2477 | 1.2917 | 1.1575 | 1.0556 | 0.99107 | 0 | 0 | 0 | 0 | 0 | 0 | 0 | 0 | 0 | 0 | 0 | 0 | 0 | 0 | 0.03602 | 0.036086 | 0.034709 | 0.030509 | 0 | 0 | 0 | 0 | 0 | 0 | 65.2302 | 64.0279 | 62.9063 | 61.8653 | 61.0252 | 60.0676 | 59.2976 | 60.1418 | 63.6097 | 67.7361 | 71.8659 | 75.7866 | 79.0882 | 81.3251 | 82.7537 | 83.569 | 83.7534 | 83.1408 | 81.5898 | 79.2781 | 75.3771 | 72.0039 | 69.9679 | 68.2058 | 0.012867 | 0.012086 | 0.011879 | 0.01135 | 0.011459 | 0.012148 | 0.021099 | 0.020425 | 0.026161 | 0.030066 | 0.032182 | 0.033783 | 0.035793 | 0.03943 | 0.043026 | 0.045368 | 0.0471 | 0.040092 | 0.034328 | 0.022848 | 0.018043 | 0.015164 | 0.012776 | 0.011949
Portfolio Adjusted1-in-2Size: Under 20 kWAll2017June Monthly Peak | Portfolio Adjusted | 1-in-2 | Size: Under 20 kW | All | 2017 | June Monthly Peak | 6 | 0.99217 | 0.96 | 0.93894 | 0.9279 | 0.92169 | 0.90684 | 0.83405 | 0.94129 | 1.2145 | 1.4929 | 1.7096 | 1.8419 | 1.9141 | 1.9835 | 2.0313 | 2.0229 | 1.9351 | 1.6901 | 1.4317 | 1.3142 | 1.3478 | 1.2297 | 1.1155 | 1.0443 | 0 | 0 | 0 | 0 | 0 | 0 | 0 | 0 | 0 | 0 | 0 | 0 | 0 | 0 | 0.040627 | 0.040457 | 0.038703 | 0.033803 | 0 | 0 | 0 | 0 | 0 | 0 | 67.829 | 66.4241 | 65.215 | 64.3162 | 63.3013 | 62.4693 | 61.828 | 62.6639 | 66.2036 | 70.6316 | 74.7659 | 78.4099 | 81.116 | 83.0884 | 84.329 | 85.1322 | 85.6109 | 85.3077 | 84.1547 | 81.8917 | 78.766 | 74.9976 | 72.3337 | 70.5539 | 0.012866 | 0.012085 | 0.011877 | 0.011349 | 0.011459 | 0.012148 | 0.021098 | 0.020424 | 0.02616 | 0.030062 | 0.032178 | 0.033779 | 0.035789 | 0.039426 | 0.043022 | 0.045366 | 0.047098 | 0.04009 | 0.034324 | 0.022845 | 0.01804 | 0.015161 | 0.012774 | 0.011948
Portfolio Adjusted1-in-2Size: Under 20 kWAll2017July Monthly Peak | Portfolio Adjusted | 1-in-2 | Size: Under 20 kW | All | 2017 | July Monthly Peak | 7 | 1.0375 | 0.99997 | 0.97588 | 0.96281 | 0.95581 | 0.96511 | 0.90603 | 1.0223 | 1.3439 | 1.6749 | 1.9184 | 2.0542 | 2.1168 | 2.1752 | 2.2113 | 2.1952 | 2.0981 | 1.8224 | 1.5416 | 1.4005 | 1.4264 | 1.2935 | 1.1703 | 1.0913 | 0 | 0 | 0 | 0 | 0 | 0 | 0 | 0 | 0 | 0 | 0 | 0 | 0 | 0 | 0.044225 | 0.043904 | 0.041962 | 0.036448 | 0 | 0 | 0 | 0 | 0 | 0 | 70.7297 | 69.9112 | 69.0818 | 68.214 | 67.3134 | 66.6835 | 66.1991 | 66.5762 | 69.3322 | 73.6225 | 78.2507 | 81.8183 | 84.6137 | 86.8573 | 88.5707 | 89.3771 | 89.6586 | 88.9826 | 87.5851 | 85.6386 | 82.2377 | 78.4301 | 75.9561 | 74.3964 | 0.012842 | 0.012063 | 0.011855 | 0.011328 | 0.011437 | 0.012125 | 0.021059 | 0.020386 | 0.026111 | 0.030007 | 0.032119 | 0.033717 | 0.035723 | 0.039353 | 0.042943 | 0.045281 | 0.04701 | 0.040016 | 0.034261 | 0.022803 | 0.018007 | 0.015133 | 0.01275 | 0.011926
Portfolio Adjusted1-in-2Size: Under 20 kWAll2017August Monthly Peak | Portfolio Adjusted | 1-in-2 | Size: Under 20 kW | All | 2017 | August Monthly Peak | 8 | 1.0511 | 1.0141 | 0.99131 | 0.97784 | 0.9722 | 0.9926 | 0.95513 | 1.0414 | 1.3799 | 1.7532 | 2.0309 | 2.1967 | 2.2722 | 2.3361 | 2.3739 | 2.3485 | 2.2328 | 1.9264 | 1.6086 | 1.5039 | 1.4953 | 1.3208 | 1.1896 | 1.1106 | 0 | 0 | 0 | 0 | 0 | 0 | 0 | 0 | 0 | 0 | 0 | 0 | 0 | 0 | 0.047478 | 0.04697 | 0.044657 | 0.038528 | 0 | 0 | 0 | 0 | 0 | 0 | 74.1142 | 72.9253 | 71.7485 | 70.576 | 69.7632 | 68.8708 | 68.2504 | 68.1741 | 71.0712 | 76.5079 | 81.6759 | 85.6874 | 88.754 | 90.9328 | 92.1882 | 92.6203 | 92.775 | 91.8967 | 90.232 | 87.6769 | 83.7053 | 80.4359 | 78.3038 | 76.6475 | 0.01296 | 0.012174 | 0.011965 | 0.011433 | 0.011545 | 0.012242 | 0.021257 | 0.02058 | 0.026358 | 0.030289 | 0.032424 | 0.034038 | 0.036061 | 0.039723 | 0.043346 | 0.045708 | 0.047454 | 0.040396 | 0.034581 | 0.023014 | 0.018175 | 0.015271 | 0.012867 | 0.012035
Portfolio Adjusted1-in-2Size: Under 20 kWAll2017September Monthly Peak | Portfolio Adjusted | 1-in-2 | Size: Under 20 kW | All | 2017 | September Monthly Peak | 9 | 1.0074 | 0.97575 | 0.95382 | 0.93989 | 0.93725 | 0.96247 | 0.97779 | 0.98642 | 1.2757 | 1.5979 | 1.8402 | 1.9815 | 2.0532 | 2.1205 | 2.1635 | 2.149 | 2.0475 | 1.7588 | 1.4926 | 1.4963 | 1.3911 | 1.2392 | 1.1274 | 1.0556 | 0 | 0 | 0 | 0 | 0 | 0 | 0 | 0 | 0 | 0 | 0 | 0 | 0 | 0 | 0.043269 | 0.042979 | 0.040949 | 0.035176 | 0 | 0 | 0 | 0 | 0 | 0 | 68.978 | 67.8307 | 66.717 | 65.661 | 64.8966 | 64.0707 | 63.7564 | 63.4908 | 65.4571 | 70.6957 | 76.9112 | 82.425 | 86.3735 | 88.6637 | 89.7689 | 90.3353 | 90.2217 | 89.2985 | 87.2307 | 83.9352 | 80.3113 | 77.7532 | 75.8432 | 74.474 | 0.012857 | 0.012077 | 0.01187 | 0.011341 | 0.011451 | 0.012139 | 0.021084 | 0.02041 | 0.026142 | 0.030042 | 0.032156 | 0.033756 | 0.035765 | 0.0394 | 0.042993 | 0.045334 | 0.047065 | 0.040062 | 0.034301 | 0.02283 | 0.018029 | 0.015152 | 0.012765 | 0.01194
Portfolio Adjusted1-in-2Size: Under 20 kWAll2017October Monthly Peak | Portfolio Adjusted | 1-in-2 | Size: Under 20 kW | All | 2017 | October Monthly Peak | 10 | 0.96128 | 0.93327 | 0.91387 | 0.9041 | 0.90273 | 0.92441 | 0.97129 | 0.9459 | 1.1583 | 1.4255 | 1.6481 | 1.7904 | 1.8738 | 1.9477 | 1.9991 | 1.9927 | 1.8864 | 1.6268 | 1.5071 | 1.4519 | 1.3236 | 1.1863 | 1.085 | 1.0175 | 0 | 0 | 0 | 0 | 0 | 0 | 0 | 0 | 0 | 0 | 0 | 0 | 0 | 0 | 0.039982 | 0.039854 | 0.037729 | 0.032537 | 0 | 0 | 0 | 0 | 0 | 0 | 68.3739 | 67.5466 | 66.4704 | 65.7331 | 64.893 | 64.1547 | 63.7659 | 63.7316 | 64.6303 | 69.117 | 75.1611 | 80.5013 | 84.0469 | 86.2924 | 87.7531 | 88.0168 | 87.4679 | 86.1058 | 83.7906 | 80.2056 | 76.3774 | 73.4569 | 71.2906 | 69.4207 | 0.012893 | 0.01211 | 0.011902 | 0.011373 | 0.011482 | 0.012171 | 0.021141 | 0.020464 | 0.026213 | 0.03012 | 0.032238 | 0.033842 | 0.035858 | 0.039504 | 0.043109 | 0.045458 | 0.047194 | 0.04017 | 0.034391 | 0.022889 | 0.018076 | 0.015193 | 0.0128 | 0.011972
Portfolio Adjusted1-in-2Size: Under 20 kWAll2017November Monthly Peak | Portfolio Adjusted | 1-in-2 | Size: Under 20 kW | All | 2017 | November Monthly Peak | 11 | 0.90296 | 0.88381 | 0.87607 | 0.87108 | 0.87543 | 0.89818 | 0.85748 | 0.86364 | 1.0586 | 1.2442 | 1.3758 | 1.4414 | 1.4659 | 1.4937 | 1.5142 | 1.4976 | 1.4726 | 1.523 | 1.3739 | 1.2659 | 1.172 | 1.0648 | 0.99216 | 0.93944 | 0 | 0 | 0 | 0 | 0 | 0 | 0 | 0 | 0 | 0 | 0 | 0 | 0 | 0 | 0.030285 | 0.029953 | 0.029452 | 0.03046 | 0 | 0 | 0 | 0 | 0 | 0 | 56.9586 | 56.1724 | 55.2374 | 54.4155 | 53.6476 | 53.2639 | 52.6746 | 52.7192 | 56.3092 | 61.6455 | 67.8974 | 72.9159 | 76.3553 | 77.962 | 78.6009 | 78.3211 | 76.4476 | 72.654 | 68.3293 | 65.4489 | 63.2864 | 61.3776 | 60.2759 | 59.1345 | 0.012934 | 0.012149 | 0.01194 | 0.011409 | 0.01152 | 0.012213 | 0.02121 | 0.020533 | 0.026299 | 0.030223 | 0.032351 | 0.03396 | 0.035981 | 0.039636 | 0.043251 | 0.045607 | 0.047348 | 0.040304 | 0.034507 | 0.022966 | 0.018137 | 0.015242 | 0.012841 | 0.012011
Portfolio Adjusted1-in-2Size: Under 20 kWAll2017December Monthly Peak | Portfolio Adjusted | 1-in-2 | Size: Under 20 kW | All | 2017 | December Monthly Peak | 12 | 0.96439 | 0.94507 | 0.93568 | 0.93165 | 0.94326 | 0.97932 | 1.0425 | 1.0195 | 1.2291 | 1.4153 | 1.4881 | 1.4774 | 1.417 | 1.3693 | 1.3273 | 1.299 | 1.3559 | 1.4804 | 1.3519 | 1.2869 | 1.2059 | 1.1246 | 1.0579 | 1.0097 | 0 | 0 | 0 | 0 | 0 | 0 | 0 | 0 | 0 | 0 | 0 | 0 | 0 | 0 | 0.026545 | 0.025981 | 0.027118 | 0.029608 | 0 | 0 | 0 | 0 | 0 | 0 | 44.7492 | 44.1088 | 43.1357 | 42.301 | 41.5635 | 40.9536 | 40.889 | 40.8218 | 41.3185 | 44.0869 | 46.7122 | 48.6694 | 50.0407 | 50.8918 | 51.5588 | 51.6804 | 51.2318 | 49.9454 | 48.3323 | 47.1485 | 46.2506 | 45.3731 | 44.5586 | 43.6618 | 0.013263 | 0.012452 | 0.012238 | 0.011694 | 0.011798 | 0.012486 | 0.021716 | 0.021008 | 0.026927 | 0.030921 | 0.033071 | 0.034716 | 0.036812 | 0.040573 | 0.044286 | 0.046703 | 0.048486 | 0.041245 | 0.035324 | 0.023517 | 0.018567 | 0.01563 | 0.013165 | 0.012317
Portfolio Adjusted1-in-2Size: Under 20 kWAll2017Typical Event Day | Portfolio Adjusted | 1-in-2 | Size: Under 20 kW | All | 2017 | Typical Event Day | 8 | 1.0268 | 0.99182 | 0.97062 | 0.95815 | 0.95315 | 0.97256 | 0.93504 | 1.0042 | 1.31 | 1.6469 | 1.8955 | 2.044 | 2.1145 | 2.1751 | 2.2135 | 2.1935 | 2.088 | 1.802 | 1.5188 | 1.429 | 1.4353 | 1.2753 | 1.1529 | 1.0783 | 0 | 0 | 0 | 0 | 0 | 0 | 0 | 0 | 0 | 0 | 0 | 0 | 0 | 0 | 0.04427 | 0.043869 | 0.041761 | 0.03604 | 0 | 0 | 0 | 0 | 0 | 0 | 70.4127 | 69.2728 | 68.1906 | 67.1918 | 66.3186 | 65.5236 | 65.0085 | 65.2262 | 68.0161 | 72.8644 | 77.901 | 82.0852 | 85.2143 | 87.3856 | 88.7142 | 89.3662 | 89.5665 | 88.8714 | 87.3006 | 84.7856 | 81.2551 | 77.9042 | 75.6092 | 74.018 | 0.012863 | 0.012082 | 0.011875 | 0.011346 | 0.011456 | 0.012146 | 0.021094 | 0.02042 | 0.026154 | 0.030056 | 0.032173 | 0.033773 | 0.035783 | 0.039418 | 0.043013 | 0.045356 | 0.047088 | 0.040082 | 0.034317 | 0.02284 | 0.018037 | 0.015158 | 0.01277 | 0.011945
Portfolio Adjusted1-in-2Size: Under 20 kWAll2018January Monthly Peak | Portfolio Adjusted | 1-in-2 | Size: Under 20 kW | All | 2018 | January Monthly Peak | 1 | 0.94507 | 0.92938 | 0.9148 | 0.91306 | 0.92296 | 0.95916 | 1.0268 | 0.99392 | 1.1949 | 1.3617 | 1.436 | 1.4345 | 1.3907 | 1.3651 | 1.3416 | 1.3174 | 1.3177 | 1.4364 | 1.3472 | 1.2657 | 1.1837 | 1.0937 | 1.0236 | 0.98425 | 0 | 0 | 0 | 0 | 0 | 0 | 0 | 0 | 0 | 0 | 0 | 0 | 0 | 0 | 0.026832 | 0.026347 | 0.026354 | 0.028727 | 0 | 0 | 0 | 0 | 0 | 0 | 48.7545 | 48.2939 | 48.0122 | 47.6044 | 47.2426 | 47.0593 | 47.1263 | 46.9672 | 47.3382 | 48.8922 | 50.9313 | 52.5976 | 53.9137 | 54.8688 | 55.4348 | 55.3254 | 55.1702 | 54.4403 | 52.9279 | 51.6951 | 50.9108 | 50.4987 | 49.8436 | 49.0627 | 0.013058 | 0.012263 | 0.012052 | 0.011517 | 0.011627 | 0.012316 | 0.021402 | 0.020711 | 0.026537 | 0.030476 | 0.032608 | 0.034231 | 0.036285 | 0.039982 | 0.043641 | 0.046025 | 0.047782 | 0.04066 | 0.034806 | 0.023167 | 0.018294 | 0.015385 | 0.012961 | 0.012125
Portfolio Adjusted1-in-2Size: Under 20 kWAll2018February Monthly Peak | Portfolio Adjusted | 1-in-2 | Size: Under 20 kW | All | 2018 | February Monthly Peak | 2 | 0.91549 | 0.89852 | 0.88979 | 0.88957 | 0.89565 | 0.92181 | 0.95251 | 0.92771 | 1.1276 | 1.2957 | 1.3859 | 1.4045 | 1.3946 | 1.3863 | 1.387 | 1.3707 | 1.3415 | 1.3625 | 1.3681 | 1.2716 | 1.1786 | 1.0773 | 1.0004 | 0.95427 | 0 | 0 | 0 | 0 | 0 | 0 | 0 | 0 | 0 | 0 | 0 | 0 | 0 | 0 | 0.027739 | 0.027415 | 0.02683 | 0.027249 | 0 | 0 | 0 | 0 | 0 | 0 | 49.5975 | 49.0901 | 48.727 | 48.3697 | 48.2597 | 47.9603 | 47.5354 | 47.9162 | 49.1545 | 52.5299 | 56.2982 | 59.254 | 60.9272 | 61.7134 | 62.2053 | 62.3041 | 62.0833 | 61.2014 | 59.0788 | 56.8647 | 55.5201 | 54.3078 | 53.2336 | 51.9002 | 0.012899 | 0.012116 | 0.011907 | 0.011378 | 0.011487 | 0.012177 | 0.02115 | 0.020473 | 0.026224 | 0.030136 | 0.032255 | 0.03386 | 0.035877 | 0.039523 | 0.043129 | 0.045478 | 0.047214 | 0.040188 | 0.034409 | 0.022902 | 0.018085 | 0.0152 | 0.012806 | 0.011978
Portfolio Adjusted1-in-2Size: Under 20 kWAll2018March Monthly Peak | Portfolio Adjusted | 1-in-2 | Size: Under 20 kW | All | 2018 | March Monthly Peak | 3 | 0.92099 | 0.89634 | 0.88376 | 0.87884 | 0.88523 | 0.91013 | 0.95911 | 0.9243 | 1.0914 | 1.2606 | 1.3639 | 1.3853 | 1.3767 | 1.3803 | 1.3851 | 1.3793 | 1.3386 | 1.2476 | 1.1867 | 1.2552 | 1.1843 | 1.0841 | 1.0065 | 0.95746 | 0 | 0 | 0 | 0 | 0 | 0 | 0 | 0 | 0 | 0 | 0 | 0 | 0 | 0 | 0.027702 | 0.027586 | 0.026772 | 0.024951 | 0 | 0 | 0 | 0 | 0 | 0 | 51.285 | 50.4467 | 49.7468 | 49.3283 | 48.8091 | 48.4209 | 48.0405 | 48.1486 | 50.1914 | 52.8195 | 55.6423 | 58.2868 | 60.5841 | 62.2042 | 63.2166 | 63.8485 | 63.5909 | 62.744 | 60.415 | 57.4368 | 55.5443 | 54.0634 | 52.768 | 51.5183 | 0.012921 | 0.012135 | 0.011927 | 0.011396 | 0.011505 | 0.012194 | 0.021182 | 0.020503 | 0.026264 | 0.03018 | 0.0323 | 0.033907 | 0.035929 | 0.039583 | 0.043195 | 0.045548 | 0.047287 | 0.040247 | 0.034461 | 0.022937 | 0.018113 | 0.015226 | 0.012828 | 0.011999
Portfolio Adjusted1-in-2Size: Under 20 kWAll2018April Monthly Peak | Portfolio Adjusted | 1-in-2 | Size: Under 20 kW | All | 2018 | April Monthly Peak | 4 | 0.92121 | 0.89551 | 0.87942 | 0.87238 | 0.87329 | 0.89198 | 0.85643 | 0.85032 | 1.0583 | 1.2748 | 1.4339 | 1.5234 | 1.5734 | 1.6307 | 1.6791 | 1.6829 | 1.616 | 1.4251 | 1.2414 | 1.2674 | 1.2513 | 1.1239 | 1.0299 | 0.96605 | 0 | 0 | 0 | 0 | 0 | 0 | 0 | 0 | 0 | 0 | 0 | 0 | 0 | 0 | 0.033581 | 0.033659 | 0.032321 | 0.028502 | 0 | 0 | 0 | 0 | 0 | 0 | 62.8221 | 61.7197 | 60.7192 | 59.8289 | 58.8847 | 58.1276 | 57.4983 | 57.441 | 59.6913 | 63.8507 | 68.9762 | 73.6248 | 77.1924 | 79.2056 | 80.3599 | 80.903 | 80.6623 | 79.9083 | 78.5748 | 76.3805 | 72.624 | 70.0175 | 67.8493 | 65.8058 | 0.012877 | 0.012095 | 0.011887 | 0.011359 | 0.011468 | 0.012156 | 0.021115 | 0.020439 | 0.02618 | 0.030084 | 0.032199 | 0.033801 | 0.035815 | 0.039456 | 0.043056 | 0.045402 | 0.047135 | 0.04012 | 0.03435 | 0.022862 | 0.018054 | 0.015174 | 0.012784 | 0.011958
Portfolio Adjusted1-in-2Size: Under 20 kWAll2018May Monthly Peak | Portfolio Adjusted | 1-in-2 | Size: Under 20 kW | All | 2018 | May Monthly Peak | 5 | 0.94618 | 0.9198 | 0.9008 | 0.89199 | 0.8895 | 0.8882 | 0.79609 | 0.87049 | 1.1076 | 1.3572 | 1.5399 | 1.6475 | 1.7018 | 1.7596 | 1.801 | 1.8043 | 1.7354 | 1.5254 | 1.3098 | 1.2477 | 1.2917 | 1.1575 | 1.0556 | 0.99107 | 0 | 0 | 0 | 0 | 0 | 0 | 0 | 0 | 0 | 0 | 0 | 0 | 0 | 0 | 0.03602 | 0.036086 | 0.034709 | 0.030509 | 0 | 0 | 0 | 0 | 0 | 0 | 65.2302 | 64.0279 | 62.9063 | 61.8653 | 61.0252 | 60.0676 | 59.2976 | 60.1418 | 63.6097 | 67.7361 | 71.8659 | 75.7866 | 79.0882 | 81.3251 | 82.7537 | 83.569 | 83.7534 | 83.1408 | 81.5898 | 79.2781 | 75.3771 | 72.004 | 69.9679 | 68.2058 | 0.012867 | 0.012086 | 0.011879 | 0.01135 | 0.011459 | 0.012148 | 0.021099 | 0.020425 | 0.026161 | 0.030066 | 0.032182 | 0.033783 | 0.035793 | 0.03943 | 0.043026 | 0.045368 | 0.0471 | 0.040092 | 0.034328 | 0.022848 | 0.018043 | 0.015164 | 0.012776 | 0.011949
Portfolio Adjusted1-in-2Size: Under 20 kWAll2018June Monthly Peak | Portfolio Adjusted | 1-in-2 | Size: Under 20 kW | All | 2018 | June Monthly Peak | 6 | 0.99217 | 0.96 | 0.93894 | 0.9279 | 0.92169 | 0.90684 | 0.83405 | 0.94129 | 1.2145 | 1.4929 | 1.7096 | 1.8419 | 1.9141 | 1.9835 | 2.0313 | 2.0229 | 1.9351 | 1.6901 | 1.4317 | 1.3142 | 1.3478 | 1.2297 | 1.1155 | 1.0443 | 0 | 0 | 0 | 0 | 0 | 0 | 0 | 0 | 0 | 0 | 0 | 0 | 0 | 0 | 0.040627 | 0.040457 | 0.038703 | 0.033803 | 0 | 0 | 0 | 0 | 0 | 0 | 67.829 | 66.4241 | 65.215 | 64.3162 | 63.3013 | 62.4694 | 61.828 | 62.6639 | 66.2036 | 70.6316 | 74.7659 | 78.41 | 81.1161 | 83.0884 | 84.329 | 85.1322 | 85.6109 | 85.3077 | 84.1547 | 81.8917 | 78.766 | 74.9976 | 72.3337 | 70.5539 | 0.012866 | 0.012085 | 0.011877 | 0.011349 | 0.011459 | 0.012148 | 0.021098 | 0.020424 | 0.02616 | 0.030062 | 0.032178 | 0.033779 | 0.035789 | 0.039426 | 0.043022 | 0.045366 | 0.047098 | 0.04009 | 0.034324 | 0.022845 | 0.01804 | 0.015161 | 0.012774 | 0.011948
Portfolio Adjusted1-in-2Size: Under 20 kWAll2018July Monthly Peak | Portfolio Adjusted | 1-in-2 | Size: Under 20 kW | All | 2018 | July Monthly Peak | 7 | 1.0375 | 0.99997 | 0.97588 | 0.96281 | 0.95581 | 0.96511 | 0.90603 | 1.0223 | 1.3439 | 1.6749 | 1.9184 | 2.0542 | 2.1168 | 2.1752 | 2.2113 | 2.1952 | 2.0981 | 1.8224 | 1.5416 | 1.4005 | 1.4264 | 1.2935 | 1.1703 | 1.0913 | 0 | 0 | 0 | 0 | 0 | 0 | 0 | 0 | 0 | 0 | 0 | 0 | 0 | 0 | 0.044225 | 0.043904 | 0.041962 | 0.036448 | 0 | 0 | 0 | 0 | 0 | 0 | 70.7297 | 69.9112 | 69.0818 | 68.214 | 67.3134 | 66.6835 | 66.1991 | 66.5762 | 69.3322 | 73.6225 | 78.2507 | 81.8183 | 84.6137 | 86.8573 | 88.5707 | 89.377 | 89.6586 | 88.9826 | 87.5851 | 85.6386 | 82.2377 | 78.4301 | 75.9561 | 74.3964 | 0.012842 | 0.012063 | 0.011855 | 0.011328 | 0.011437 | 0.012125 | 0.021059 | 0.020386 | 0.026111 | 0.030007 | 0.032119 | 0.033717 | 0.035723 | 0.039353 | 0.042943 | 0.045281 | 0.04701 | 0.040016 | 0.034261 | 0.022803 | 0.018007 | 0.015133 | 0.01275 | 0.011926
Portfolio Adjusted1-in-2Size: Under 20 kWAll2018August Monthly Peak | Portfolio Adjusted | 1-in-2 | Size: Under 20 kW | All | 2018 | August Monthly Peak | 8 | 1.0511 | 1.0141 | 0.99131 | 0.97784 | 0.9722 | 0.9926 | 0.95513 | 1.0414 | 1.3799 | 1.7532 | 2.0309 | 2.1967 | 2.2722 | 2.3361 | 2.3739 | 2.3485 | 2.2328 | 1.9264 | 1.6086 | 1.5039 | 1.4953 | 1.3208 | 1.1896 | 1.1106 | 0 | 0 | 0 | 0 | 0 | 0 | 0 | 0 | 0 | 0 | 0 | 0 | 0 | 0 | 0.047478 | 0.04697 | 0.044657 | 0.038528 | 0 | 0 | 0 | 0 | 0 | 0 | 74.1142 | 72.9253 | 71.7485 | 70.576 | 69.7632 | 68.8708 | 68.2504 | 68.1741 | 71.0712 | 76.5079 | 81.6759 | 85.6874 | 88.754 | 90.9328 | 92.1882 | 92.6203 | 92.775 | 91.8967 | 90.232 | 87.677 | 83.7053 | 80.4359 | 78.3038 | 76.6475 | 0.01296 | 0.012174 | 0.011965 | 0.011433 | 0.011545 | 0.012242 | 0.021257 | 0.02058 | 0.026358 | 0.030289 | 0.032424 | 0.034038 | 0.036061 | 0.039723 | 0.043346 | 0.045708 | 0.047454 | 0.040396 | 0.034581 | 0.023014 | 0.018175 | 0.015271 | 0.012867 | 0.012035
Portfolio Adjusted1-in-2Size: Under 20 kWAll2018September Monthly Peak | Portfolio Adjusted | 1-in-2 | Size: Under 20 kW | All | 2018 | September Monthly Peak | 9 | 1.0074 | 0.97575 | 0.95382 | 0.93989 | 0.93725 | 0.96247 | 0.97779 | 0.98642 | 1.2757 | 1.5979 | 1.8402 | 1.9815 | 2.0532 | 2.1205 | 2.1635 | 2.149 | 2.0475 | 1.7588 | 1.4926 | 1.4963 | 1.3911 | 1.2392 | 1.1274 | 1.0556 | 0 | 0 | 0 | 0 | 0 | 0 | 0 | 0 | 0 | 0 | 0 | 0 | 0 | 0 | 0.043269 | 0.042979 | 0.040949 | 0.035176 | 0 | 0 | 0 | 0 | 0 | 0 | 68.978 | 67.8307 | 66.717 | 65.661 | 64.8966 | 64.0707 | 63.7564 | 63.4908 | 65.4571 | 70.6957 | 76.9112 | 82.425 | 86.3735 | 88.6637 | 89.7689 | 90.3353 | 90.2217 | 89.2985 | 87.2307 | 83.9352 | 80.3114 | 77.7532 | 75.8432 | 74.474 | 0.012857 | 0.012077 | 0.01187 | 0.011341 | 0.011451 | 0.012139 | 0.021084 | 0.02041 | 0.026142 | 0.030042 | 0.032156 | 0.033756 | 0.035765 | 0.0394 | 0.042993 | 0.045334 | 0.047065 | 0.040062 | 0.034301 | 0.02283 | 0.018029 | 0.015152 | 0.012765 | 0.01194
Portfolio Adjusted1-in-2Size: Under 20 kWAll2018October Monthly Peak | Portfolio Adjusted | 1-in-2 | Size: Under 20 kW | All | 2018 | October Monthly Peak | 10 | 0.96128 | 0.93327 | 0.91387 | 0.9041 | 0.90273 | 0.92441 | 0.97129 | 0.9459 | 1.1583 | 1.4255 | 1.6481 | 1.7904 | 1.8738 | 1.9477 | 1.9991 | 1.9927 | 1.8864 | 1.6268 | 1.5071 | 1.4519 | 1.3236 | 1.1863 | 1.085 | 1.0175 | 0 | 0 | 0 | 0 | 0 | 0 | 0 | 0 | 0 | 0 | 0 | 0 | 0 | 0 | 0.039982 | 0.039854 | 0.037729 | 0.032537 | 0 | 0 | 0 | 0 | 0 | 0 | 68.3739 | 67.5466 | 66.4704 | 65.7331 | 64.893 | 64.1546 | 63.7659 | 63.7316 | 64.6303 | 69.117 | 75.1611 | 80.5013 | 84.0469 | 86.2924 | 87.7531 | 88.0168 | 87.4679 | 86.1058 | 83.7906 | 80.2056 | 76.3773 | 73.4569 | 71.2906 | 69.4207 | 0.012893 | 0.01211 | 0.011902 | 0.011373 | 0.011482 | 0.012171 | 0.021141 | 0.020464 | 0.026213 | 0.03012 | 0.032238 | 0.033842 | 0.035858 | 0.039504 | 0.043109 | 0.045458 | 0.047194 | 0.04017 | 0.034391 | 0.022889 | 0.018076 | 0.015193 | 0.0128 | 0.011972
Portfolio Adjusted1-in-2Size: Under 20 kWAll2018November Monthly Peak | Portfolio Adjusted | 1-in-2 | Size: Under 20 kW | All | 2018 | November Monthly Peak | 11 | 0.90296 | 0.88381 | 0.87607 | 0.87108 | 0.87543 | 0.89818 | 0.85748 | 0.86364 | 1.0586 | 1.2442 | 1.3758 | 1.4414 | 1.4659 | 1.4937 | 1.5142 | 1.4976 | 1.4726 | 1.523 | 1.3739 | 1.2659 | 1.172 | 1.0648 | 0.99216 | 0.93944 | 0 | 0 | 0 | 0 | 0 | 0 | 0 | 0 | 0 | 0 | 0 | 0 | 0 | 0 | 0.030285 | 0.029953 | 0.029452 | 0.03046 | 0 | 0 | 0 | 0 | 0 | 0 | 56.9586 | 56.1724 | 55.2374 | 54.4155 | 53.6476 | 53.2639 | 52.6746 | 52.7192 | 56.3092 | 61.6455 | 67.8974 | 72.9159 | 76.3553 | 77.962 | 78.6009 | 78.3211 | 76.4476 | 72.654 | 68.3293 | 65.4489 | 63.2864 | 61.3776 | 60.2759 | 59.1345 | 0.012934 | 0.012149 | 0.01194 | 0.011409 | 0.01152 | 0.012213 | 0.02121 | 0.020533 | 0.026299 | 0.030223 | 0.032351 | 0.03396 | 0.035981 | 0.039636 | 0.043251 | 0.045607 | 0.047348 | 0.040304 | 0.034507 | 0.022966 | 0.018137 | 0.015242 | 0.012841 | 0.012011
Portfolio Adjusted1-in-2Size: Under 20 kWAll2018December Monthly Peak | Portfolio Adjusted | 1-in-2 | Size: Under 20 kW | All | 2018 | December Monthly Peak | 12 | 0.96439 | 0.94507 | 0.93568 | 0.93165 | 0.94326 | 0.97932 | 1.0425 | 1.0195 | 1.2291 | 1.4153 | 1.4881 | 1.4774 | 1.417 | 1.3693 | 1.3273 | 1.299 | 1.3559 | 1.4804 | 1.3519 | 1.2869 | 1.2059 | 1.1246 | 1.0579 | 1.0097 | 0 | 0 | 0 | 0 | 0 | 0 | 0 | 0 | 0 | 0 | 0 | 0 | 0 | 0 | 0.026545 | 0.025981 | 0.027118 | 0.029608 | 0 | 0 | 0 | 0 | 0 | 0 | 44.7492 | 44.1088 | 43.1357 | 42.301 | 41.5635 | 40.9536 | 40.889 | 40.8218 | 41.3185 | 44.0869 | 46.7122 | 48.6694 | 50.0407 | 50.8918 | 51.5588 | 51.6804 | 51.2318 | 49.9454 | 48.3323 | 47.1485 | 46.2506 | 45.3731 | 44.5586 | 43.6618 | 0.013263 | 0.012452 | 0.012238 | 0.011694 | 0.011798 | 0.012486 | 0.021716 | 0.021008 | 0.026927 | 0.030921 | 0.033071 | 0.034716 | 0.036812 | 0.040573 | 0.044286 | 0.046703 | 0.048486 | 0.041245 | 0.035324 | 0.023517 | 0.018567 | 0.01563 | 0.013165 | 0.012317
Portfolio Adjusted1-in-2Size: Under 20 kWAll2018Typical Event Day | Portfolio Adjusted | 1-in-2 | Size: Under 20 kW | All | 2018 | Typical Event Day | 8 | 1.0268 | 0.99182 | 0.97062 | 0.95815 | 0.95315 | 0.97256 | 0.93504 | 1.0042 | 1.31 | 1.6469 | 1.8955 | 2.044 | 2.1145 | 2.1751 | 2.2135 | 2.1935 | 2.088 | 1.802 | 1.5188 | 1.429 | 1.4353 | 1.2753 | 1.1529 | 1.0783 | 0 | 0 | 0 | 0 | 0 | 0 | 0 | 0 | 0 | 0 | 0 | 0 | 0 | 0 | 0.04427 | 0.043869 | 0.041761 | 0.03604 | 0 | 0 | 0 | 0 | 0 | 0 | 70.4127 | 69.2728 | 68.1906 | 67.1918 | 66.3186 | 65.5236 | 65.0085 | 65.2262 | 68.0161 | 72.8644 | 77.901 | 82.0852 | 85.2143 | 87.3856 | 88.7142 | 89.3662 | 89.5665 | 88.8714 | 87.3006 | 84.7856 | 81.2551 | 77.9042 | 75.6092 | 74.018 | 0.012863 | 0.012082 | 0.011875 | 0.011346 | 0.011456 | 0.012146 | 0.021094 | 0.02042 | 0.026154 | 0.030056 | 0.032173 | 0.033773 | 0.035783 | 0.039418 | 0.043013 | 0.045356 | 0.047088 | 0.040082 | 0.034317 | 0.02284 | 0.018037 | 0.015158 | 0.01277 | 0.011945
Portfolio Adjusted1-in-2Size: Under 20 kWAll2019January Monthly Peak | Portfolio Adjusted | 1-in-2 | Size: Under 20 kW | All | 2019 | January Monthly Peak | 1 | 0.94507 | 0.92938 | 0.9148 | 0.91306 | 0.92296 | 0.95916 | 1.0268 | 0.99392 | 1.1949 | 1.3617 | 1.436 | 1.4345 | 1.3907 | 1.3651 | 1.3416 | 1.3174 | 1.3177 | 1.4364 | 1.3472 | 1.2657 | 1.1837 | 1.0937 | 1.0236 | 0.98425 | 0 | 0 | 0 | 0 | 0 | 0 | 0 | 0 | 0 | 0 | 0 | 0 | 0 | 0 | 0.026832 | 0.026347 | 0.026354 | 0.028727 | 0 | 0 | 0 | 0 | 0 | 0 | 48.7545 | 48.2939 | 48.0122 | 47.6044 | 47.2426 | 47.0593 | 47.1263 | 46.9672 | 47.3382 | 48.8922 | 50.9313 | 52.5976 | 53.9137 | 54.8688 | 55.4348 | 55.3254 | 55.1702 | 54.4403 | 52.9279 | 51.6951 | 50.9108 | 50.4987 | 49.8436 | 49.0627 | 0.013058 | 0.012263 | 0.012052 | 0.011517 | 0.011627 | 0.012316 | 0.021402 | 0.020711 | 0.026537 | 0.030476 | 0.032608 | 0.034231 | 0.036285 | 0.039982 | 0.043641 | 0.046025 | 0.047782 | 0.04066 | 0.034806 | 0.023167 | 0.018294 | 0.015385 | 0.012961 | 0.012125
Portfolio Adjusted1-in-2Size: Under 20 kWAll2019February Monthly Peak | Portfolio Adjusted | 1-in-2 | Size: Under 20 kW | All | 2019 | February Monthly Peak | 2 | 0.91549 | 0.89852 | 0.88979 | 0.88957 | 0.89565 | 0.92181 | 0.95251 | 0.92771 | 1.1276 | 1.2957 | 1.3859 | 1.4045 | 1.3946 | 1.3863 | 1.387 | 1.3707 | 1.3415 | 1.3625 | 1.3681 | 1.2716 | 1.1786 | 1.0773 | 1.0004 | 0.95427 | 0 | 0 | 0 | 0 | 0 | 0 | 0 | 0 | 0 | 0 | 0 | 0 | 0 | 0 | 0.027739 | 0.027415 | 0.02683 | 0.027249 | 0 | 0 | 0 | 0 | 0 | 0 | 49.5975 | 49.0901 | 48.727 | 48.3697 | 48.2597 | 47.9603 | 47.5354 | 47.9162 | 49.1545 | 52.5299 | 56.2982 | 59.254 | 60.9272 | 61.7134 | 62.2053 | 62.3041 | 62.0833 | 61.2014 | 59.0788 | 56.8647 | 55.5201 | 54.3078 | 53.2336 | 51.9002 | 0.012899 | 0.012116 | 0.011907 | 0.011378 | 0.011487 | 0.012177 | 0.02115 | 0.020473 | 0.026224 | 0.030136 | 0.032255 | 0.03386 | 0.035877 | 0.039523 | 0.043129 | 0.045478 | 0.047214 | 0.040188 | 0.034409 | 0.022902 | 0.018085 | 0.0152 | 0.012806 | 0.011978
Portfolio Adjusted1-in-2Size: Under 20 kWAll2019March Monthly Peak | Portfolio Adjusted | 1-in-2 | Size: Under 20 kW | All | 2019 | March Monthly Peak | 3 | 0.92099 | 0.89634 | 0.88376 | 0.87884 | 0.88523 | 0.91013 | 0.95911 | 0.9243 | 1.0914 | 1.2606 | 1.3639 | 1.3853 | 1.3767 | 1.3803 | 1.3851 | 1.3793 | 1.3386 | 1.2476 | 1.1867 | 1.2552 | 1.1843 | 1.0841 | 1.0065 | 0.95746 | 0 | 0 | 0 | 0 | 0 | 0 | 0 | 0 | 0 | 0 | 0 | 0 | 0 | 0 | 0.027702 | 0.027586 | 0.026772 | 0.024951 | 0 | 0 | 0 | 0 | 0 | 0 | 51.285 | 50.4467 | 49.7468 | 49.3283 | 48.8091 | 48.4209 | 48.0405 | 48.1486 | 50.1914 | 52.8195 | 55.6423 | 58.2868 | 60.5841 | 62.2042 | 63.2166 | 63.8485 | 63.5909 | 62.744 | 60.415 | 57.4368 | 55.5443 | 54.0634 | 52.768 | 51.5183 | 0.012921 | 0.012135 | 0.011927 | 0.011396 | 0.011505 | 0.012194 | 0.021182 | 0.020503 | 0.026264 | 0.03018 | 0.0323 | 0.033907 | 0.035929 | 0.039583 | 0.043195 | 0.045548 | 0.047287 | 0.040247 | 0.034461 | 0.022937 | 0.018113 | 0.015226 | 0.012828 | 0.011999
Portfolio Adjusted1-in-2Size: Under 20 kWAll2019April Monthly Peak | Portfolio Adjusted | 1-in-2 | Size: Under 20 kW | All | 2019 | April Monthly Peak | 4 | 0.92121 | 0.89551 | 0.87942 | 0.87238 | 0.87329 | 0.89198 | 0.85643 | 0.85032 | 1.0583 | 1.2748 | 1.4339 | 1.5234 | 1.5734 | 1.6307 | 1.6791 | 1.6829 | 1.616 | 1.4251 | 1.2414 | 1.2674 | 1.2513 | 1.1239 | 1.0299 | 0.96605 | 0 | 0 | 0 | 0 | 0 | 0 | 0 | 0 | 0 | 0 | 0 | 0 | 0 | 0 | 0.033581 | 0.033659 | 0.032321 | 0.028502 | 0 | 0 | 0 | 0 | 0 | 0 | 62.8221 | 61.7197 | 60.7192 | 59.8288 | 58.8847 | 58.1276 | 57.4983 | 57.441 | 59.6913 | 63.8507 | 68.9762 | 73.6248 | 77.1924 | 79.2056 | 80.3599 | 80.903 | 80.6623 | 79.9083 | 78.5748 | 76.3805 | 72.6239 | 70.0175 | 67.8493 | 65.8058 | 0.012877 | 0.012095 | 0.011887 | 0.011359 | 0.011468 | 0.012156 | 0.021115 | 0.020439 | 0.02618 | 0.030084 | 0.032199 | 0.033801 | 0.035815 | 0.039456 | 0.043056 | 0.045402 | 0.047135 | 0.04012 | 0.03435 | 0.022862 | 0.018054 | 0.015174 | 0.012784 | 0.011958
Portfolio Adjusted1-in-2Size: Under 20 kWAll2019May Monthly Peak | Portfolio Adjusted | 1-in-2 | Size: Under 20 kW | All | 2019 | May Monthly Peak | 5 | 0.94618 | 0.9198 | 0.9008 | 0.89199 | 0.8895 | 0.8882 | 0.79609 | 0.87049 | 1.1076 | 1.3572 | 1.5399 | 1.6475 | 1.7018 | 1.7596 | 1.801 | 1.8043 | 1.7354 | 1.5254 | 1.3098 | 1.2477 | 1.2917 | 1.1575 | 1.0556 | 0.99107 | 0 | 0 | 0 | 0 | 0 | 0 | 0 | 0 | 0 | 0 | 0 | 0 | 0 | 0 | 0.03602 | 0.036086 | 0.034709 | 0.030509 | 0 | 0 | 0 | 0 | 0 | 0 | 65.2302 | 64.0279 | 62.9063 | 61.8653 | 61.0252 | 60.0676 | 59.2976 | 60.1418 | 63.6097 | 67.7361 | 71.8659 | 75.7866 | 79.0882 | 81.3251 | 82.7537 | 83.569 | 83.7534 | 83.1408 | 81.5898 | 79.2781 | 75.3771 | 72.004 | 69.9679 | 68.2058 | 0.012867 | 0.012086 | 0.011879 | 0.01135 | 0.011459 | 0.012148 | 0.021099 | 0.020425 | 0.026161 | 0.030066 | 0.032182 | 0.033783 | 0.035793 | 0.03943 | 0.043026 | 0.045368 | 0.0471 | 0.040092 | 0.034328 | 0.022848 | 0.018043 | 0.015164 | 0.012776 | 0.011949
Portfolio Adjusted1-in-2Size: Under 20 kWAll2019June Monthly Peak | Portfolio Adjusted | 1-in-2 | Size: Under 20 kW | All | 2019 | June Monthly Peak | 6 | 0.99217 | 0.96 | 0.93894 | 0.9279 | 0.92169 | 0.90684 | 0.83405 | 0.94129 | 1.2145 | 1.4929 | 1.7096 | 1.8419 | 1.9141 | 1.9835 | 2.0313 | 2.0229 | 1.9351 | 1.6901 | 1.4317 | 1.3142 | 1.3478 | 1.2297 | 1.1155 | 1.0443 | 0 | 0 | 0 | 0 | 0 | 0 | 0 | 0 | 0 | 0 | 0 | 0 | 0 | 0 | 0.040627 | 0.040457 | 0.038703 | 0.033803 | 0 | 0 | 0 | 0 | 0 | 0 | 67.829 | 66.4241 | 65.215 | 64.3162 | 63.3013 | 62.4694 | 61.828 | 62.6639 | 66.2036 | 70.6316 | 74.7659 | 78.4099 | 81.1161 | 83.0884 | 84.329 | 85.1322 | 85.6109 | 85.3077 | 84.1547 | 81.8917 | 78.766 | 74.9976 | 72.3337 | 70.5539 | 0.012866 | 0.012085 | 0.011877 | 0.011349 | 0.011459 | 0.012148 | 0.021098 | 0.020424 | 0.02616 | 0.030062 | 0.032178 | 0.033779 | 0.035789 | 0.039426 | 0.043022 | 0.045366 | 0.047098 | 0.04009 | 0.034324 | 0.022845 | 0.01804 | 0.015161 | 0.012774 | 0.011948
Portfolio Adjusted1-in-2Size: Under 20 kWAll2019July Monthly Peak | Portfolio Adjusted | 1-in-2 | Size: Under 20 kW | All | 2019 | July Monthly Peak | 7 | 1.0375 | 0.99997 | 0.97588 | 0.96281 | 0.95581 | 0.96511 | 0.90603 | 1.0223 | 1.3439 | 1.6749 | 1.9184 | 2.0542 | 2.1168 | 2.1752 | 2.2113 | 2.1952 | 2.0981 | 1.8224 | 1.5416 | 1.4005 | 1.4264 | 1.2935 | 1.1703 | 1.0913 | 0 | 0 | 0 | 0 | 0 | 0 | 0 | 0 | 0 | 0 | 0 | 0 | 0 | 0 | 0.044225 | 0.043904 | 0.041962 | 0.036448 | 0 | 0 | 0 | 0 | 0 | 0 | 70.7297 | 69.9112 | 69.0818 | 68.214 | 67.3134 | 66.6835 | 66.1991 | 66.5762 | 69.3322 | 73.6225 | 78.2507 | 81.8183 | 84.6137 | 86.8573 | 88.5707 | 89.3771 | 89.6586 | 88.9826 | 87.5851 | 85.6386 | 82.2377 | 78.4301 | 75.9561 | 74.3964 | 0.012842 | 0.012063 | 0.011855 | 0.011328 | 0.011437 | 0.012125 | 0.021059 | 0.020386 | 0.026111 | 0.030007 | 0.032119 | 0.033717 | 0.035723 | 0.039353 | 0.042943 | 0.045281 | 0.04701 | 0.040016 | 0.034261 | 0.022803 | 0.018007 | 0.015133 | 0.01275 | 0.011926
Portfolio Adjusted1-in-2Size: Under 20 kWAll2019August Monthly Peak | Portfolio Adjusted | 1-in-2 | Size: Under 20 kW | All | 2019 | August Monthly Peak | 8 | 1.0511 | 1.0141 | 0.99131 | 0.97784 | 0.9722 | 0.9926 | 0.95513 | 1.0414 | 1.3799 | 1.7532 | 2.0309 | 2.1967 | 2.2722 | 2.3361 | 2.3739 | 2.3485 | 2.2328 | 1.9264 | 1.6086 | 1.5039 | 1.4953 | 1.3208 | 1.1896 | 1.1106 | 0 | 0 | 0 | 0 | 0 | 0 | 0 | 0 | 0 | 0 | 0 | 0 | 0 | 0 | 0.047478 | 0.04697 | 0.044657 | 0.038528 | 0 | 0 | 0 | 0 | 0 | 0 | 74.1142 | 72.9253 | 71.7485 | 70.576 | 69.7632 | 68.8708 | 68.2504 | 68.1741 | 71.0712 | 76.508 | 81.6759 | 85.6874 | 88.754 | 90.9328 | 92.1882 | 92.6203 | 92.775 | 91.8967 | 90.232 | 87.677 | 83.7053 | 80.4359 | 78.3038 | 76.6475 | 0.01296 | 0.012174 | 0.011965 | 0.011433 | 0.011545 | 0.012242 | 0.021257 | 0.02058 | 0.026358 | 0.030289 | 0.032424 | 0.034038 | 0.036061 | 0.039723 | 0.043346 | 0.045708 | 0.047454 | 0.040396 | 0.034581 | 0.023014 | 0.018175 | 0.015271 | 0.012867 | 0.012035
Portfolio Adjusted1-in-2Size: Under 20 kWAll2019September Monthly Peak | Portfolio Adjusted | 1-in-2 | Size: Under 20 kW | All | 2019 | September Monthly Peak | 9 | 1.0074 | 0.97575 | 0.95382 | 0.93989 | 0.93725 | 0.96247 | 0.97779 | 0.98642 | 1.2757 | 1.5979 | 1.8402 | 1.9815 | 2.0532 | 2.1205 | 2.1635 | 2.149 | 2.0475 | 1.7588 | 1.4926 | 1.4963 | 1.3911 | 1.2392 | 1.1274 | 1.0556 | 0 | 0 | 0 | 0 | 0 | 0 | 0 | 0 | 0 | 0 | 0 | 0 | 0 | 0 | 0.043269 | 0.042979 | 0.040949 | 0.035176 | 0 | 0 | 0 | 0 | 0 | 0 | 68.978 | 67.8307 | 66.717 | 65.661 | 64.8966 | 64.0707 | 63.7564 | 63.4908 | 65.4571 | 70.6957 | 76.9112 | 82.425 | 86.3735 | 88.6637 | 89.7689 | 90.3353 | 90.2217 | 89.2985 | 87.2307 | 83.9352 | 80.3114 | 77.7532 | 75.8432 | 74.474 | 0.012857 | 0.012077 | 0.01187 | 0.011341 | 0.011451 | 0.012139 | 0.021084 | 0.02041 | 0.026142 | 0.030042 | 0.032156 | 0.033756 | 0.035765 | 0.0394 | 0.042993 | 0.045334 | 0.047065 | 0.040062 | 0.034301 | 0.02283 | 0.018029 | 0.015152 | 0.012765 | 0.01194
Portfolio Adjusted1-in-2Size: Under 20 kWAll2019October Monthly Peak | Portfolio Adjusted | 1-in-2 | Size: Under 20 kW | All | 2019 | October Monthly Peak | 10 | 0.96128 | 0.93327 | 0.91387 | 0.9041 | 0.90273 | 0.92441 | 0.97129 | 0.9459 | 1.1583 | 1.4255 | 1.6481 | 1.7904 | 1.8738 | 1.9477 | 1.9991 | 1.9927 | 1.8864 | 1.6268 | 1.5071 | 1.4519 | 1.3236 | 1.1863 | 1.085 | 1.0175 | 0 | 0 | 0 | 0 | 0 | 0 | 0 | 0 | 0 | 0 | 0 | 0 | 0 | 0 | 0.039982 | 0.039854 | 0.037729 | 0.032537 | 0 | 0 | 0 | 0 | 0 | 0 | 68.3739 | 67.5466 | 66.4704 | 65.7331 | 64.893 | 64.1546 | 63.7659 | 63.7316 | 64.6303 | 69.117 | 75.1611 | 80.5013 | 84.0469 | 86.2924 | 87.7531 | 88.0168 | 87.4679 | 86.1058 | 83.7906 | 80.2056 | 76.3774 | 73.4569 | 71.2906 | 69.4207 | 0.012893 | 0.01211 | 0.011902 | 0.011373 | 0.011482 | 0.012171 | 0.021141 | 0.020464 | 0.026213 | 0.03012 | 0.032238 | 0.033842 | 0.035858 | 0.039504 | 0.043109 | 0.045458 | 0.047194 | 0.04017 | 0.034391 | 0.022889 | 0.018076 | 0.015193 | 0.0128 | 0.011972
Portfolio Adjusted1-in-2Size: Under 20 kWAll2019November Monthly Peak | Portfolio Adjusted | 1-in-2 | Size: Under 20 kW | All | 2019 | November Monthly Peak | 11 | 0.90296 | 0.88381 | 0.87607 | 0.87108 | 0.87543 | 0.89818 | 0.85748 | 0.86364 | 1.0586 | 1.2442 | 1.3758 | 1.4414 | 1.4659 | 1.4937 | 1.5142 | 1.4976 | 1.4726 | 1.523 | 1.3739 | 1.2659 | 1.172 | 1.0648 | 0.99216 | 0.93944 | 0 | 0 | 0 | 0 | 0 | 0 | 0 | 0 | 0 | 0 | 0 | 0 | 0 | 0 | 0.030285 | 0.029953 | 0.029452 | 0.03046 | 0 | 0 | 0 | 0 | 0 | 0 | 56.9586 | 56.1724 | 55.2374 | 54.4155 | 53.6476 | 53.2639 | 52.6746 | 52.7192 | 56.3092 | 61.6455 | 67.8974 | 72.9159 | 76.3553 | 77.962 | 78.6009 | 78.3211 | 76.4476 | 72.654 | 68.3293 | 65.4489 | 63.2864 | 61.3776 | 60.2759 | 59.1345 | 0.012934 | 0.012149 | 0.01194 | 0.011409 | 0.01152 | 0.012213 | 0.02121 | 0.020533 | 0.026299 | 0.030223 | 0.032351 | 0.03396 | 0.035981 | 0.039636 | 0.043251 | 0.045607 | 0.047348 | 0.040304 | 0.034507 | 0.022966 | 0.018137 | 0.015242 | 0.012841 | 0.012011
Portfolio Adjusted1-in-2Size: Under 20 kWAll2019December Monthly Peak | Portfolio Adjusted | 1-in-2 | Size: Under 20 kW | All | 2019 | December Monthly Peak | 12 | 0.96439 | 0.94507 | 0.93568 | 0.93165 | 0.94326 | 0.97932 | 1.0425 | 1.0195 | 1.2291 | 1.4153 | 1.4881 | 1.4774 | 1.417 | 1.3693 | 1.3273 | 1.299 | 1.3559 | 1.4804 | 1.3519 | 1.2869 | 1.2059 | 1.1246 | 1.0579 | 1.0097 | 0 | 0 | 0 | 0 | 0 | 0 | 0 | 0 | 0 | 0 | 0 | 0 | 0 | 0 | 0.026545 | 0.025981 | 0.027118 | 0.029608 | 0 | 0 | 0 | 0 | 0 | 0 | 44.7492 | 44.1088 | 43.1357 | 42.301 | 41.5635 | 40.9536 | 40.889 | 40.8218 | 41.3185 | 44.0869 | 46.7122 | 48.6694 | 50.0407 | 50.8918 | 51.5588 | 51.6804 | 51.2318 | 49.9454 | 48.3323 | 47.1485 | 46.2506 | 45.3731 | 44.5586 | 43.6618 | 0.013263 | 0.012452 | 0.012238 | 0.011694 | 0.011798 | 0.012486 | 0.021716 | 0.021008 | 0.026927 | 0.030921 | 0.033071 | 0.034716 | 0.036812 | 0.040573 | 0.044286 | 0.046703 | 0.048486 | 0.041245 | 0.035324 | 0.023517 | 0.018567 | 0.01563 | 0.013165 | 0.012317
Portfolio Adjusted1-in-2Size: Under 20 kWAll2019Typical Event Day | Portfolio Adjusted | 1-in-2 | Size: Under 20 kW | All | 2019 | Typical Event Day | 8 | 1.0268 | 0.99182 | 0.97062 | 0.95815 | 0.95315 | 0.97256 | 0.93504 | 1.0042 | 1.31 | 1.6469 | 1.8955 | 2.044 | 2.1145 | 2.1751 | 2.2135 | 2.1935 | 2.088 | 1.802 | 1.5188 | 1.429 | 1.4353 | 1.2753 | 1.1529 | 1.0783 | 0 | 0 | 0 | 0 | 0 | 0 | 0 | 0 | 0 | 0 | 0 | 0 | 0 | 0 | 0.04427 | 0.043869 | 0.041761 | 0.03604 | 0 | 0 | 0 | 0 | 0 | 0 | 70.4127 | 69.2729 | 68.1906 | 67.1918 | 66.3186 | 65.5236 | 65.0085 | 65.2262 | 68.0161 | 72.8644 | 77.901 | 82.0852 | 85.2143 | 87.3856 | 88.7142 | 89.3662 | 89.5665 | 88.8714 | 87.3006 | 84.7856 | 81.2551 | 77.9042 | 75.6092 | 74.018 | 0.012863 | 0.012082 | 0.011875 | 0.011346 | 0.011456 | 0.012146 | 0.021094 | 0.02042 | 0.026154 | 0.030056 | 0.032173 | 0.033773 | 0.035783 | 0.039418 | 0.043013 | 0.045356 | 0.047088 | 0.040082 | 0.034317 | 0.02284 | 0.018037 | 0.015158 | 0.01277 | 0.011945
Portfolio Adjusted1-in-2Size: Under 20 kWAll2020January Monthly Peak | Portfolio Adjusted | 1-in-2 | Size: Under 20 kW | All | 2020 | January Monthly Peak | 1 | 0.94507 | 0.92938 | 0.9148 | 0.91306 | 0.92296 | 0.95916 | 1.0268 | 0.99392 | 1.1949 | 1.3617 | 1.436 | 1.4345 | 1.3907 | 1.3651 | 1.3416 | 1.3174 | 1.3177 | 1.4364 | 1.3472 | 1.2657 | 1.1837 | 1.0937 | 1.0236 | 0.98425 | 0 | 0 | 0 | 0 | 0 | 0 | 0 | 0 | 0 | 0 | 0 | 0 | 0 | 0 | 0.026832 | 0.026347 | 0.026354 | 0.028727 | 0 | 0 | 0 | 0 | 0 | 0 | 48.7545 | 48.2939 | 48.0122 | 47.6044 | 47.2426 | 47.0593 | 47.1263 | 46.9672 | 47.3382 | 48.8922 | 50.9313 | 52.5976 | 53.9137 | 54.8688 | 55.4348 | 55.3254 | 55.1702 | 54.4403 | 52.9279 | 51.6951 | 50.9108 | 50.4987 | 49.8436 | 49.0627 | 0.013058 | 0.012263 | 0.012052 | 0.011517 | 0.011627 | 0.012316 | 0.021402 | 0.020711 | 0.026537 | 0.030476 | 0.032608 | 0.034231 | 0.036285 | 0.039982 | 0.043641 | 0.046025 | 0.047782 | 0.04066 | 0.034806 | 0.023167 | 0.018294 | 0.015385 | 0.012961 | 0.012125
Portfolio Adjusted1-in-2Size: Under 20 kWAll2020February Monthly Peak | Portfolio Adjusted | 1-in-2 | Size: Under 20 kW | All | 2020 | February Monthly Peak | 2 | 0.91549 | 0.89852 | 0.88979 | 0.88957 | 0.89565 | 0.92181 | 0.95251 | 0.92771 | 1.1276 | 1.2957 | 1.3859 | 1.4045 | 1.3946 | 1.3863 | 1.387 | 1.3707 | 1.3415 | 1.3625 | 1.3681 | 1.2716 | 1.1786 | 1.0773 | 1.0004 | 0.95427 | 0 | 0 | 0 | 0 | 0 | 0 | 0 | 0 | 0 | 0 | 0 | 0 | 0 | 0 | 0.027739 | 0.027415 | 0.02683 | 0.027249 | 0 | 0 | 0 | 0 | 0 | 0 | 49.5975 | 49.0901 | 48.727 | 48.3697 | 48.2597 | 47.9603 | 47.5354 | 47.9162 | 49.1545 | 52.5299 | 56.2982 | 59.254 | 60.9272 | 61.7134 | 62.2053 | 62.3041 | 62.0833 | 61.2014 | 59.0788 | 56.8647 | 55.5201 | 54.3078 | 53.2336 | 51.9002 | 0.012899 | 0.012116 | 0.011907 | 0.011378 | 0.011487 | 0.012177 | 0.02115 | 0.020473 | 0.026224 | 0.030136 | 0.032255 | 0.03386 | 0.035877 | 0.039523 | 0.043129 | 0.045478 | 0.047214 | 0.040188 | 0.034409 | 0.022902 | 0.018085 | 0.0152 | 0.012806 | 0.011978
Portfolio Adjusted1-in-2Size: Under 20 kWAll2020March Monthly Peak | Portfolio Adjusted | 1-in-2 | Size: Under 20 kW | All | 2020 | March Monthly Peak | 3 | 0.92099 | 0.89634 | 0.88376 | 0.87884 | 0.88523 | 0.91013 | 0.95911 | 0.9243 | 1.0914 | 1.2606 | 1.3639 | 1.3853 | 1.3767 | 1.3803 | 1.3851 | 1.3793 | 1.3386 | 1.2476 | 1.1867 | 1.2552 | 1.1843 | 1.0841 | 1.0065 | 0.95746 | 0 | 0 | 0 | 0 | 0 | 0 | 0 | 0 | 0 | 0 | 0 | 0 | 0 | 0 | 0.027702 | 0.027586 | 0.026772 | 0.024951 | 0 | 0 | 0 | 0 | 0 | 0 | 51.285 | 50.4467 | 49.7468 | 49.3283 | 48.8091 | 48.4209 | 48.0405 | 48.1486 | 50.1914 | 52.8195 | 55.6423 | 58.2868 | 60.5841 | 62.2042 | 63.2166 | 63.8485 | 63.5909 | 62.744 | 60.415 | 57.4368 | 55.5443 | 54.0634 | 52.768 | 51.5183 | 0.012921 | 0.012135 | 0.011927 | 0.011396 | 0.011505 | 0.012194 | 0.021182 | 0.020503 | 0.026264 | 0.03018 | 0.0323 | 0.033907 | 0.035929 | 0.039583 | 0.043195 | 0.045548 | 0.047287 | 0.040247 | 0.034461 | 0.022937 | 0.018113 | 0.015226 | 0.012828 | 0.011999
Portfolio Adjusted1-in-2Size: Under 20 kWAll2020April Monthly Peak | Portfolio Adjusted | 1-in-2 | Size: Under 20 kW | All | 2020 | April Monthly Peak | 4 | 0.92121 | 0.89551 | 0.87942 | 0.87238 | 0.87329 | 0.89198 | 0.85643 | 0.85032 | 1.0583 | 1.2748 | 1.4339 | 1.5234 | 1.5734 | 1.6307 | 1.6791 | 1.6829 | 1.616 | 1.4251 | 1.2414 | 1.2674 | 1.2513 | 1.1239 | 1.0299 | 0.96605 | 0 | 0 | 0 | 0 | 0 | 0 | 0 | 0 | 0 | 0 | 0 | 0 | 0 | 0 | 0.033581 | 0.033659 | 0.032321 | 0.028502 | 0 | 0 | 0 | 0 | 0 | 0 | 62.8221 | 61.7197 | 60.7192 | 59.8289 | 58.8847 | 58.1276 | 57.4983 | 57.441 | 59.6913 | 63.8507 | 68.9762 | 73.6248 | 77.1924 | 79.2056 | 80.3599 | 80.903 | 80.6623 | 79.9083 | 78.5748 | 76.3805 | 72.624 | 70.0175 | 67.8493 | 65.8058 | 0.012877 | 0.012095 | 0.011887 | 0.011359 | 0.011468 | 0.012156 | 0.021115 | 0.020439 | 0.02618 | 0.030084 | 0.032199 | 0.033801 | 0.035815 | 0.039456 | 0.043056 | 0.045402 | 0.047135 | 0.04012 | 0.03435 | 0.022862 | 0.018054 | 0.015174 | 0.012784 | 0.011958
Portfolio Adjusted1-in-2Size: Under 20 kWAll2020May Monthly Peak | Portfolio Adjusted | 1-in-2 | Size: Under 20 kW | All | 2020 | May Monthly Peak | 5 | 0.94618 | 0.9198 | 0.9008 | 0.89199 | 0.8895 | 0.8882 | 0.79609 | 0.87049 | 1.1076 | 1.3572 | 1.5399 | 1.6475 | 1.7018 | 1.7596 | 1.801 | 1.8043 | 1.7354 | 1.5254 | 1.3098 | 1.2477 | 1.2917 | 1.1575 | 1.0556 | 0.99107 | 0 | 0 | 0 | 0 | 0 | 0 | 0 | 0 | 0 | 0 | 0 | 0 | 0 | 0 | 0.03602 | 0.036086 | 0.034709 | 0.030509 | 0 | 0 | 0 | 0 | 0 | 0 | 65.2302 | 64.0279 | 62.9063 | 61.8653 | 61.0252 | 60.0676 | 59.2976 | 60.1418 | 63.6097 | 67.7361 | 71.8659 | 75.7866 | 79.0882 | 81.3251 | 82.7537 | 83.569 | 83.7534 | 83.1408 | 81.5898 | 79.2781 | 75.3771 | 72.004 | 69.9679 | 68.2058 | 0.012867 | 0.012086 | 0.011879 | 0.01135 | 0.011459 | 0.012148 | 0.021099 | 0.020425 | 0.026161 | 0.030066 | 0.032182 | 0.033783 | 0.035793 | 0.03943 | 0.043026 | 0.045368 | 0.0471 | 0.040092 | 0.034328 | 0.022848 | 0.018043 | 0.015164 | 0.012776 | 0.011949
Portfolio Adjusted1-in-2Size: Under 20 kWAll2020June Monthly Peak | Portfolio Adjusted | 1-in-2 | Size: Under 20 kW | All | 2020 | June Monthly Peak | 6 | 0.99217 | 0.96 | 0.93894 | 0.9279 | 0.92169 | 0.90684 | 0.83405 | 0.94129 | 1.2145 | 1.4929 | 1.7096 | 1.8419 | 1.9141 | 1.9835 | 2.0313 | 2.0229 | 1.9351 | 1.6901 | 1.4317 | 1.3142 | 1.3478 | 1.2297 | 1.1155 | 1.0443 | 0 | 0 | 0 | 0 | 0 | 0 | 0 | 0 | 0 | 0 | 0 | 0 | 0 | 0 | 0.040627 | 0.040457 | 0.038703 | 0.033803 | 0 | 0 | 0 | 0 | 0 | 0 | 67.829 | 66.4241 | 65.215 | 64.3162 | 63.3013 | 62.4694 | 61.828 | 62.6639 | 66.2036 | 70.6316 | 74.7659 | 78.41 | 81.116 | 83.0884 | 84.329 | 85.1322 | 85.6109 | 85.3077 | 84.1547 | 81.8917 | 78.766 | 74.9976 | 72.3337 | 70.5539 | 0.012866 | 0.012085 | 0.011877 | 0.011349 | 0.011459 | 0.012148 | 0.021098 | 0.020424 | 0.02616 | 0.030062 | 0.032178 | 0.033779 | 0.035789 | 0.039426 | 0.043022 | 0.045366 | 0.047098 | 0.04009 | 0.034324 | 0.022845 | 0.01804 | 0.015161 | 0.012774 | 0.011948
Portfolio Adjusted1-in-2Size: Under 20 kWAll2020July Monthly Peak | Portfolio Adjusted | 1-in-2 | Size: Under 20 kW | All | 2020 | July Monthly Peak | 7 | 1.0375 | 0.99997 | 0.97588 | 0.96281 | 0.95581 | 0.96511 | 0.90603 | 1.0223 | 1.3439 | 1.6749 | 1.9184 | 2.0542 | 2.1168 | 2.1752 | 2.2113 | 2.1952 | 2.0981 | 1.8224 | 1.5416 | 1.4005 | 1.4264 | 1.2935 | 1.1703 | 1.0913 | 0 | 0 | 0 | 0 | 0 | 0 | 0 | 0 | 0 | 0 | 0 | 0 | 0 | 0 | 0.044225 | 0.043904 | 0.041962 | 0.036448 | 0 | 0 | 0 | 0 | 0 | 0 | 70.7297 | 69.9112 | 69.0818 | 68.214 | 67.3134 | 66.6835 | 66.1991 | 66.5762 | 69.3322 | 73.6225 | 78.2507 | 81.8183 | 84.6137 | 86.8573 | 88.5707 | 89.377 | 89.6586 | 88.9826 | 87.5851 | 85.6386 | 82.2377 | 78.4301 | 75.9561 | 74.3964 | 0.012842 | 0.012063 | 0.011855 | 0.011328 | 0.011437 | 0.012125 | 0.021059 | 0.020386 | 0.026111 | 0.030007 | 0.032119 | 0.033717 | 0.035723 | 0.039353 | 0.042943 | 0.045281 | 0.04701 | 0.040016 | 0.034261 | 0.022803 | 0.018007 | 0.015133 | 0.01275 | 0.011926
Portfolio Adjusted1-in-2Size: Under 20 kWAll2020August Monthly Peak | Portfolio Adjusted | 1-in-2 | Size: Under 20 kW | All | 2020 | August Monthly Peak | 8 | 1.0511 | 1.0141 | 0.99131 | 0.97784 | 0.9722 | 0.9926 | 0.95513 | 1.0414 | 1.3799 | 1.7532 | 2.0309 | 2.1967 | 2.2722 | 2.3361 | 2.3739 | 2.3485 | 2.2328 | 1.9264 | 1.6086 | 1.5039 | 1.4953 | 1.3208 | 1.1896 | 1.1106 | 0 | 0 | 0 | 0 | 0 | 0 | 0 | 0 | 0 | 0 | 0 | 0 | 0 | 0 | 0.047478 | 0.04697 | 0.044657 | 0.038528 | 0 | 0 | 0 | 0 | 0 | 0 | 74.1142 | 72.9253 | 71.7485 | 70.576 | 69.7632 | 68.8708 | 68.2504 | 68.1741 | 71.0712 | 76.5079 | 81.6759 | 85.6874 | 88.754 | 90.9328 | 92.1882 | 92.6203 | 92.775 | 91.8967 | 90.232 | 87.6769 | 83.7053 | 80.4359 | 78.3038 | 76.6475 | 0.01296 | 0.012174 | 0.011965 | 0.011433 | 0.011545 | 0.012242 | 0.021257 | 0.02058 | 0.026358 | 0.030289 | 0.032424 | 0.034038 | 0.036061 | 0.039723 | 0.043346 | 0.045708 | 0.047454 | 0.040396 | 0.034581 | 0.023014 | 0.018175 | 0.015271 | 0.012867 | 0.012035
Portfolio Adjusted1-in-2Size: Under 20 kWAll2020September Monthly Peak | Portfolio Adjusted | 1-in-2 | Size: Under 20 kW | All | 2020 | September Monthly Peak | 9 | 1.0074 | 0.97575 | 0.95382 | 0.93989 | 0.93725 | 0.96247 | 0.97779 | 0.98642 | 1.2757 | 1.5979 | 1.8402 | 1.9815 | 2.0532 | 2.1205 | 2.1635 | 2.149 | 2.0475 | 1.7588 | 1.4926 | 1.4963 | 1.3911 | 1.2392 | 1.1274 | 1.0556 | 0 | 0 | 0 | 0 | 0 | 0 | 0 | 0 | 0 | 0 | 0 | 0 | 0 | 0 | 0.043269 | 0.042979 | 0.040949 | 0.035176 | 0 | 0 | 0 | 0 | 0 | 0 | 68.978 | 67.8307 | 66.717 | 65.661 | 64.8966 | 64.0707 | 63.7564 | 63.4908 | 65.4571 | 70.6957 | 76.9112 | 82.425 | 86.3735 | 88.6637 | 89.7689 | 90.3353 | 90.2217 | 89.2985 | 87.2307 | 83.9352 | 80.3114 | 77.7532 | 75.8432 | 74.474 | 0.012857 | 0.012077 | 0.01187 | 0.011341 | 0.011451 | 0.012139 | 0.021084 | 0.02041 | 0.026142 | 0.030042 | 0.032156 | 0.033756 | 0.035765 | 0.0394 | 0.042993 | 0.045334 | 0.047065 | 0.040062 | 0.034301 | 0.02283 | 0.018029 | 0.015152 | 0.012765 | 0.01194
Portfolio Adjusted1-in-2Size: Under 20 kWAll2020October Monthly Peak | Portfolio Adjusted | 1-in-2 | Size: Under 20 kW | All | 2020 | October Monthly Peak | 10 | 0.96128 | 0.93327 | 0.91387 | 0.9041 | 0.90273 | 0.92441 | 0.97129 | 0.9459 | 1.1583 | 1.4255 | 1.6481 | 1.7904 | 1.8738 | 1.9477 | 1.9991 | 1.9927 | 1.8864 | 1.6268 | 1.5071 | 1.4519 | 1.3236 | 1.1863 | 1.085 | 1.0175 | 0 | 0 | 0 | 0 | 0 | 0 | 0 | 0 | 0 | 0 | 0 | 0 | 0 | 0 | 0.039982 | 0.039854 | 0.037729 | 0.032537 | 0 | 0 | 0 | 0 | 0 | 0 | 68.3739 | 67.5466 | 66.4704 | 65.7331 | 64.893 | 64.1546 | 63.7659 | 63.7316 | 64.6303 | 69.117 | 75.1611 | 80.5013 | 84.0469 | 86.2924 | 87.7531 | 88.0168 | 87.4679 | 86.1058 | 83.7906 | 80.2056 | 76.3774 | 73.4569 | 71.2906 | 69.4207 | 0.012893 | 0.01211 | 0.011902 | 0.011373 | 0.011482 | 0.012171 | 0.021141 | 0.020464 | 0.026213 | 0.03012 | 0.032238 | 0.033842 | 0.035858 | 0.039504 | 0.043109 | 0.045458 | 0.047194 | 0.04017 | 0.034391 | 0.022889 | 0.018076 | 0.015193 | 0.0128 | 0.011972
Portfolio Adjusted1-in-2Size: Under 20 kWAll2020November Monthly Peak | Portfolio Adjusted | 1-in-2 | Size: Under 20 kW | All | 2020 | November Monthly Peak | 11 | 0.90296 | 0.88381 | 0.87607 | 0.87108 | 0.87543 | 0.89818 | 0.85748 | 0.86364 | 1.0586 | 1.2442 | 1.3758 | 1.4414 | 1.4659 | 1.4937 | 1.5142 | 1.4976 | 1.4726 | 1.523 | 1.3739 | 1.2659 | 1.172 | 1.0648 | 0.99216 | 0.93944 | 0 | 0 | 0 | 0 | 0 | 0 | 0 | 0 | 0 | 0 | 0 | 0 | 0 | 0 | 0.030285 | 0.029953 | 0.029452 | 0.03046 | 0 | 0 | 0 | 0 | 0 | 0 | 56.9586 | 56.1724 | 55.2374 | 54.4155 | 53.6476 | 53.2639 | 52.6746 | 52.7192 | 56.3092 | 61.6455 | 67.8974 | 72.9159 | 76.3553 | 77.962 | 78.6009 | 78.3211 | 76.4476 | 72.654 | 68.3293 | 65.4489 | 63.2864 | 61.3776 | 60.2759 | 59.1345 | 0.012934 | 0.012149 | 0.01194 | 0.011409 | 0.01152 | 0.012213 | 0.02121 | 0.020533 | 0.026299 | 0.030223 | 0.032351 | 0.03396 | 0.035981 | 0.039636 | 0.043251 | 0.045607 | 0.047348 | 0.040304 | 0.034507 | 0.022966 | 0.018137 | 0.015242 | 0.012841 | 0.012011
Portfolio Adjusted1-in-2Size: Under 20 kWAll2020December Monthly Peak | Portfolio Adjusted | 1-in-2 | Size: Under 20 kW | All | 2020 | December Monthly Peak | 12 | 0.96439 | 0.94507 | 0.93568 | 0.93165 | 0.94326 | 0.97932 | 1.0425 | 1.0195 | 1.2291 | 1.4153 | 1.4881 | 1.4774 | 1.417 | 1.3693 | 1.3273 | 1.299 | 1.3559 | 1.4804 | 1.3519 | 1.2869 | 1.2059 | 1.1246 | 1.0579 | 1.0097 | 0 | 0 | 0 | 0 | 0 | 0 | 0 | 0 | 0 | 0 | 0 | 0 | 0 | 0 | 0.026545 | 0.025981 | 0.027118 | 0.029608 | 0 | 0 | 0 | 0 | 0 | 0 | 44.7492 | 44.1088 | 43.1357 | 42.301 | 41.5635 | 40.9536 | 40.889 | 40.8218 | 41.3185 | 44.0869 | 46.7122 | 48.6694 | 50.0407 | 50.8918 | 51.5588 | 51.6804 | 51.2318 | 49.9454 | 48.3323 | 47.1485 | 46.2506 | 45.3731 | 44.5586 | 43.6618 | 0.013263 | 0.012452 | 0.012238 | 0.011694 | 0.011798 | 0.012486 | 0.021716 | 0.021008 | 0.026927 | 0.030921 | 0.033071 | 0.034716 | 0.036812 | 0.040573 | 0.044286 | 0.046703 | 0.048486 | 0.041245 | 0.035324 | 0.023517 | 0.018567 | 0.01563 | 0.013165 | 0.012317
Portfolio Adjusted1-in-2Size: Under 20 kWAll2020Typical Event Day | Portfolio Adjusted | 1-in-2 | Size: Under 20 kW | All | 2020 | Typical Event Day | 8 | 1.0268 | 0.99182 | 0.97062 | 0.95815 | 0.95315 | 0.97256 | 0.93504 | 1.0042 | 1.31 | 1.6469 | 1.8955 | 2.044 | 2.1145 | 2.1751 | 2.2135 | 2.1935 | 2.088 | 1.802 | 1.5188 | 1.429 | 1.4353 | 1.2753 | 1.1529 | 1.0783 | 0 | 0 | 0 | 0 | 0 | 0 | 0 | 0 | 0 | 0 | 0 | 0 | 0 | 0 | 0.04427 | 0.043869 | 0.041761 | 0.03604 | 0 | 0 | 0 | 0 | 0 | 0 | 70.4127 | 69.2729 | 68.1906 | 67.1918 | 66.3186 | 65.5236 | 65.0085 | 65.2262 | 68.0161 | 72.8644 | 77.901 | 82.0852 | 85.2143 | 87.3856 | 88.7142 | 89.3662 | 89.5665 | 88.8714 | 87.3006 | 84.7856 | 81.2551 | 77.9042 | 75.6092 | 74.018 | 0.012863 | 0.012082 | 0.011875 | 0.011346 | 0.011456 | 0.012146 | 0.021094 | 0.02042 | 0.026154 | 0.030056 | 0.032173 | 0.033773 | 0.035783 | 0.039418 | 0.043013 | 0.045356 | 0.047088 | 0.040082 | 0.034317 | 0.02284 | 0.018037 | 0.015158 | 0.01277 | 0.011945
Portfolio Adjusted1-in-2Size: Under 20 kWAll2021January Monthly Peak | Portfolio Adjusted | 1-in-2 | Size: Under 20 kW | All | 2021 | January Monthly Peak | 1 | 0.94507 | 0.92938 | 0.9148 | 0.91306 | 0.92296 | 0.95916 | 1.0268 | 0.99392 | 1.1949 | 1.3617 | 1.436 | 1.4345 | 1.3907 | 1.3651 | 1.3416 | 1.3174 | 1.3177 | 1.4364 | 1.3472 | 1.2657 | 1.1837 | 1.0937 | 1.0236 | 0.98425 | 0 | 0 | 0 | 0 | 0 | 0 | 0 | 0 | 0 | 0 | 0 | 0 | 0 | 0 | 0.026832 | 0.026347 | 0.026354 | 0.028727 | 0 | 0 | 0 | 0 | 0 | 0 | 48.7545 | 48.2939 | 48.0122 | 47.6044 | 47.2426 | 47.0593 | 47.1263 | 46.9672 | 47.3382 | 48.8922 | 50.9313 | 52.5976 | 53.9137 | 54.8688 | 55.4348 | 55.3254 | 55.1702 | 54.4403 | 52.9279 | 51.6951 | 50.9108 | 50.4987 | 49.8436 | 49.0627 | 0.013058 | 0.012263 | 0.012052 | 0.011517 | 0.011627 | 0.012316 | 0.021402 | 0.020711 | 0.026537 | 0.030476 | 0.032608 | 0.034231 | 0.036285 | 0.039982 | 0.043641 | 0.046025 | 0.047782 | 0.04066 | 0.034806 | 0.023167 | 0.018294 | 0.015385 | 0.012961 | 0.012125
Portfolio Adjusted1-in-2Size: Under 20 kWAll2021February Monthly Peak | Portfolio Adjusted | 1-in-2 | Size: Under 20 kW | All | 2021 | February Monthly Peak | 2 | 0.91549 | 0.89852 | 0.88979 | 0.88957 | 0.89565 | 0.92181 | 0.95251 | 0.92771 | 1.1276 | 1.2957 | 1.3859 | 1.4045 | 1.3946 | 1.3863 | 1.387 | 1.3707 | 1.3415 | 1.3625 | 1.3681 | 1.2716 | 1.1786 | 1.0773 | 1.0004 | 0.95427 | 0 | 0 | 0 | 0 | 0 | 0 | 0 | 0 | 0 | 0 | 0 | 0 | 0 | 0 | 0.027739 | 0.027415 | 0.02683 | 0.027249 | 0 | 0 | 0 | 0 | 0 | 0 | 49.5975 | 49.0901 | 48.727 | 48.3697 | 48.2597 | 47.9603 | 47.5354 | 47.9162 | 49.1545 | 52.5299 | 56.2982 | 59.254 | 60.9272 | 61.7134 | 62.2053 | 62.3041 | 62.0833 | 61.2014 | 59.0788 | 56.8647 | 55.5201 | 54.3078 | 53.2336 | 51.9002 | 0.012899 | 0.012116 | 0.011907 | 0.011378 | 0.011487 | 0.012177 | 0.02115 | 0.020473 | 0.026224 | 0.030136 | 0.032255 | 0.03386 | 0.035877 | 0.039523 | 0.043129 | 0.045478 | 0.047214 | 0.040188 | 0.034409 | 0.022902 | 0.018085 | 0.0152 | 0.012806 | 0.011978
Portfolio Adjusted1-in-2Size: Under 20 kWAll2021March Monthly Peak | Portfolio Adjusted | 1-in-2 | Size: Under 20 kW | All | 2021 | March Monthly Peak | 3 | 0.92099 | 0.89634 | 0.88376 | 0.87884 | 0.88523 | 0.91013 | 0.95911 | 0.9243 | 1.0914 | 1.2606 | 1.3639 | 1.3853 | 1.3767 | 1.3803 | 1.3851 | 1.3793 | 1.3386 | 1.2476 | 1.1867 | 1.2552 | 1.1843 | 1.0841 | 1.0065 | 0.95746 | 0 | 0 | 0 | 0 | 0 | 0 | 0 | 0 | 0 | 0 | 0 | 0 | 0 | 0 | 0.027702 | 0.027586 | 0.026772 | 0.024951 | 0 | 0 | 0 | 0 | 0 | 0 | 51.285 | 50.4467 | 49.7468 | 49.3283 | 48.8091 | 48.4209 | 48.0405 | 48.1486 | 50.1914 | 52.8195 | 55.6423 | 58.2868 | 60.5841 | 62.2042 | 63.2166 | 63.8485 | 63.5909 | 62.744 | 60.415 | 57.4368 | 55.5443 | 54.0634 | 52.768 | 51.5183 | 0.012921 | 0.012135 | 0.011927 | 0.011396 | 0.011505 | 0.012194 | 0.021182 | 0.020503 | 0.026264 | 0.03018 | 0.0323 | 0.033907 | 0.035929 | 0.039583 | 0.043195 | 0.045548 | 0.047287 | 0.040247 | 0.034461 | 0.022937 | 0.018113 | 0.015226 | 0.012828 | 0.011999
Portfolio Adjusted1-in-2Size: Under 20 kWAll2021April Monthly Peak | Portfolio Adjusted | 1-in-2 | Size: Under 20 kW | All | 2021 | April Monthly Peak | 4 | 0.92121 | 0.89551 | 0.87942 | 0.87238 | 0.87329 | 0.89198 | 0.85643 | 0.85032 | 1.0583 | 1.2748 | 1.4339 | 1.5234 | 1.5734 | 1.6307 | 1.6791 | 1.6829 | 1.616 | 1.4251 | 1.2414 | 1.2674 | 1.2513 | 1.1239 | 1.0299 | 0.96605 | 0 | 0 | 0 | 0 | 0 | 0 | 0 | 0 | 0 | 0 | 0 | 0 | 0 | 0 | 0.033581 | 0.033659 | 0.032321 | 0.028502 | 0 | 0 | 0 | 0 | 0 | 0 | 62.8221 | 61.7197 | 60.7192 | 59.8289 | 58.8847 | 58.1276 | 57.4983 | 57.441 | 59.6913 | 63.8507 | 68.9762 | 73.6248 | 77.1924 | 79.2056 | 80.3599 | 80.903 | 80.6623 | 79.9083 | 78.5748 | 76.3805 | 72.624 | 70.0175 | 67.8493 | 65.8058 | 0.012877 | 0.012095 | 0.011887 | 0.011359 | 0.011468 | 0.012156 | 0.021115 | 0.020439 | 0.02618 | 0.030084 | 0.032199 | 0.033801 | 0.035815 | 0.039456 | 0.043056 | 0.045402 | 0.047135 | 0.04012 | 0.03435 | 0.022862 | 0.018054 | 0.015174 | 0.012784 | 0.011958
Portfolio Adjusted1-in-2Size: Under 20 kWAll2021May Monthly Peak | Portfolio Adjusted | 1-in-2 | Size: Under 20 kW | All | 2021 | May Monthly Peak | 5 | 0.94618 | 0.9198 | 0.9008 | 0.89199 | 0.8895 | 0.8882 | 0.79609 | 0.87049 | 1.1076 | 1.3572 | 1.5399 | 1.6475 | 1.7018 | 1.7596 | 1.801 | 1.8043 | 1.7354 | 1.5254 | 1.3098 | 1.2477 | 1.2917 | 1.1575 | 1.0556 | 0.99107 | 0 | 0 | 0 | 0 | 0 | 0 | 0 | 0 | 0 | 0 | 0 | 0 | 0 | 0 | 0.03602 | 0.036086 | 0.034709 | 0.030509 | 0 | 0 | 0 | 0 | 0 | 0 | 65.2302 | 64.0279 | 62.9063 | 61.8653 | 61.0252 | 60.0676 | 59.2976 | 60.1418 | 63.6097 | 67.7361 | 71.8659 | 75.7866 | 79.0882 | 81.3251 | 82.7537 | 83.569 | 83.7534 | 83.1408 | 81.5898 | 79.2781 | 75.3771 | 72.004 | 69.9679 | 68.2058 | 0.012867 | 0.012086 | 0.011879 | 0.01135 | 0.011459 | 0.012148 | 0.021099 | 0.020425 | 0.026161 | 0.030066 | 0.032182 | 0.033783 | 0.035793 | 0.03943 | 0.043026 | 0.045368 | 0.0471 | 0.040092 | 0.034328 | 0.022848 | 0.018043 | 0.015164 | 0.012776 | 0.011949
Portfolio Adjusted1-in-2Size: Under 20 kWAll2021June Monthly Peak | Portfolio Adjusted | 1-in-2 | Size: Under 20 kW | All | 2021 | June Monthly Peak | 6 | 0.99217 | 0.96 | 0.93894 | 0.9279 | 0.92169 | 0.90684 | 0.83405 | 0.94129 | 1.2145 | 1.4929 | 1.7096 | 1.8419 | 1.9141 | 1.9835 | 2.0313 | 2.0229 | 1.9351 | 1.6901 | 1.4317 | 1.3142 | 1.3478 | 1.2297 | 1.1155 | 1.0443 | 0 | 0 | 0 | 0 | 0 | 0 | 0 | 0 | 0 | 0 | 0 | 0 | 0 | 0 | 0.040627 | 0.040457 | 0.038703 | 0.033803 | 0 | 0 | 0 | 0 | 0 | 0 | 67.829 | 66.4241 | 65.215 | 64.3162 | 63.3013 | 62.4694 | 61.828 | 62.6639 | 66.2036 | 70.6316 | 74.7659 | 78.4099 | 81.116 | 83.0884 | 84.329 | 85.1322 | 85.6109 | 85.3077 | 84.1547 | 81.8917 | 78.766 | 74.9976 | 72.3337 | 70.5539 | 0.012866 | 0.012085 | 0.011877 | 0.011349 | 0.011459 | 0.012148 | 0.021098 | 0.020424 | 0.02616 | 0.030062 | 0.032178 | 0.033779 | 0.035789 | 0.039426 | 0.043022 | 0.045366 | 0.047098 | 0.04009 | 0.034324 | 0.022845 | 0.01804 | 0.015161 | 0.012774 | 0.011948
Portfolio Adjusted1-in-2Size: Under 20 kWAll2021July Monthly Peak | Portfolio Adjusted | 1-in-2 | Size: Under 20 kW | All | 2021 | July Monthly Peak | 7 | 1.0375 | 0.99997 | 0.97588 | 0.96281 | 0.95581 | 0.96511 | 0.90603 | 1.0223 | 1.3439 | 1.6749 | 1.9184 | 2.0542 | 2.1168 | 2.1752 | 2.2113 | 2.1952 | 2.0981 | 1.8224 | 1.5416 | 1.4005 | 1.4264 | 1.2935 | 1.1703 | 1.0913 | 0 | 0 | 0 | 0 | 0 | 0 | 0 | 0 | 0 | 0 | 0 | 0 | 0 | 0 | 0.044225 | 0.043904 | 0.041962 | 0.036448 | 0 | 0 | 0 | 0 | 0 | 0 | 70.7297 | 69.9112 | 69.0818 | 68.214 | 67.3134 | 66.6835 | 66.1991 | 66.5762 | 69.3322 | 73.6225 | 78.2507 | 81.8183 | 84.6137 | 86.8573 | 88.5707 | 89.377 | 89.6586 | 88.9826 | 87.5851 | 85.6386 | 82.2377 | 78.4301 | 75.9561 | 74.3964 | 0.012842 | 0.012063 | 0.011855 | 0.011328 | 0.011437 | 0.012125 | 0.021059 | 0.020386 | 0.026111 | 0.030007 | 0.032119 | 0.033717 | 0.035723 | 0.039353 | 0.042943 | 0.045281 | 0.04701 | 0.040016 | 0.034261 | 0.022803 | 0.018007 | 0.015133 | 0.01275 | 0.011926
Portfolio Adjusted1-in-2Size: Under 20 kWAll2021August Monthly Peak | Portfolio Adjusted | 1-in-2 | Size: Under 20 kW | All | 2021 | August Monthly Peak | 8 | 1.0511 | 1.0141 | 0.99131 | 0.97784 | 0.9722 | 0.9926 | 0.95513 | 1.0414 | 1.3799 | 1.7532 | 2.0309 | 2.1967 | 2.2722 | 2.3361 | 2.3739 | 2.3485 | 2.2328 | 1.9264 | 1.6086 | 1.5039 | 1.4953 | 1.3208 | 1.1896 | 1.1106 | 0 | 0 | 0 | 0 | 0 | 0 | 0 | 0 | 0 | 0 | 0 | 0 | 0 | 0 | 0.047478 | 0.04697 | 0.044657 | 0.038528 | 0 | 0 | 0 | 0 | 0 | 0 | 74.1142 | 72.9253 | 71.7485 | 70.576 | 69.7632 | 68.8708 | 68.2504 | 68.1741 | 71.0712 | 76.5079 | 81.6759 | 85.6874 | 88.754 | 90.9328 | 92.1882 | 92.6203 | 92.775 | 91.8967 | 90.232 | 87.6769 | 83.7053 | 80.4359 | 78.3038 | 76.6475 | 0.01296 | 0.012174 | 0.011965 | 0.011433 | 0.011545 | 0.012242 | 0.021257 | 0.02058 | 0.026358 | 0.030289 | 0.032424 | 0.034038 | 0.036061 | 0.039723 | 0.043346 | 0.045708 | 0.047454 | 0.040396 | 0.034581 | 0.023014 | 0.018175 | 0.015271 | 0.012867 | 0.012035
Portfolio Adjusted1-in-2Size: Under 20 kWAll2021September Monthly Peak | Portfolio Adjusted | 1-in-2 | Size: Under 20 kW | All | 2021 | September Monthly Peak | 9 | 1.0074 | 0.97575 | 0.95382 | 0.93989 | 0.93725 | 0.96247 | 0.97779 | 0.98642 | 1.2757 | 1.5979 | 1.8402 | 1.9815 | 2.0532 | 2.1205 | 2.1635 | 2.149 | 2.0475 | 1.7588 | 1.4926 | 1.4963 | 1.3911 | 1.2392 | 1.1274 | 1.0556 | 0 | 0 | 0 | 0 | 0 | 0 | 0 | 0 | 0 | 0 | 0 | 0 | 0 | 0 | 0.043269 | 0.042979 | 0.040949 | 0.035176 | 0 | 0 | 0 | 0 | 0 | 0 | 68.978 | 67.8307 | 66.717 | 65.661 | 64.8966 | 64.0707 | 63.7564 | 63.4908 | 65.4571 | 70.6957 | 76.9112 | 82.425 | 86.3735 | 88.6637 | 89.7689 | 90.3353 | 90.2217 | 89.2985 | 87.2307 | 83.9352 | 80.3113 | 77.7532 | 75.8432 | 74.474 | 0.012857 | 0.012077 | 0.01187 | 0.011341 | 0.011451 | 0.012139 | 0.021084 | 0.02041 | 0.026142 | 0.030042 | 0.032156 | 0.033756 | 0.035765 | 0.0394 | 0.042993 | 0.045334 | 0.047065 | 0.040062 | 0.034301 | 0.02283 | 0.018029 | 0.015152 | 0.012765 | 0.01194
Portfolio Adjusted1-in-2Size: Under 20 kWAll2021October Monthly Peak | Portfolio Adjusted | 1-in-2 | Size: Under 20 kW | All | 2021 | October Monthly Peak | 10 | 0.96128 | 0.93327 | 0.91387 | 0.9041 | 0.90273 | 0.92441 | 0.97129 | 0.9459 | 1.1583 | 1.4255 | 1.6481 | 1.7904 | 1.8738 | 1.9477 | 1.9991 | 1.9927 | 1.8864 | 1.6268 | 1.5071 | 1.4519 | 1.3236 | 1.1863 | 1.085 | 1.0175 | 0 | 0 | 0 | 0 | 0 | 0 | 0 | 0 | 0 | 0 | 0 | 0 | 0 | 0 | 0.039982 | 0.039854 | 0.037729 | 0.032537 | 0 | 0 | 0 | 0 | 0 | 0 | 68.3739 | 67.5466 | 66.4704 | 65.7331 | 64.893 | 64.1546 | 63.7659 | 63.7316 | 64.6303 | 69.117 | 75.1611 | 80.5013 | 84.0469 | 86.2924 | 87.7531 | 88.0168 | 87.4679 | 86.1058 | 83.7906 | 80.2056 | 76.3774 | 73.4569 | 71.2906 | 69.4207 | 0.012893 | 0.01211 | 0.011902 | 0.011373 | 0.011482 | 0.012171 | 0.021141 | 0.020464 | 0.026213 | 0.03012 | 0.032238 | 0.033842 | 0.035858 | 0.039504 | 0.043109 | 0.045458 | 0.047194 | 0.04017 | 0.034391 | 0.022889 | 0.018076 | 0.015193 | 0.0128 | 0.011972
Portfolio Adjusted1-in-2Size: Under 20 kWAll2021November Monthly Peak | Portfolio Adjusted | 1-in-2 | Size: Under 20 kW | All | 2021 | November Monthly Peak | 11 | 0.90296 | 0.88381 | 0.87607 | 0.87108 | 0.87543 | 0.89818 | 0.85748 | 0.86364 | 1.0586 | 1.2442 | 1.3758 | 1.4414 | 1.4659 | 1.4937 | 1.5142 | 1.4976 | 1.4726 | 1.523 | 1.3739 | 1.2659 | 1.172 | 1.0648 | 0.99216 | 0.93944 | 0 | 0 | 0 | 0 | 0 | 0 | 0 | 0 | 0 | 0 | 0 | 0 | 0 | 0 | 0.030285 | 0.029953 | 0.029452 | 0.03046 | 0 | 0 | 0 | 0 | 0 | 0 | 56.9586 | 56.1724 | 55.2374 | 54.4155 | 53.6476 | 53.2639 | 52.6746 | 52.7192 | 56.3092 | 61.6455 | 67.8974 | 72.9159 | 76.3553 | 77.962 | 78.6009 | 78.3211 | 76.4476 | 72.654 | 68.3293 | 65.4489 | 63.2864 | 61.3776 | 60.2759 | 59.1345 | 0.012934 | 0.012149 | 0.01194 | 0.011409 | 0.01152 | 0.012213 | 0.02121 | 0.020533 | 0.026299 | 0.030223 | 0.032351 | 0.03396 | 0.035981 | 0.039636 | 0.043251 | 0.045607 | 0.047348 | 0.040304 | 0.034507 | 0.022966 | 0.018137 | 0.015242 | 0.012841 | 0.012011
Portfolio Adjusted1-in-2Size: Under 20 kWAll2021December Monthly Peak | Portfolio Adjusted | 1-in-2 | Size: Under 20 kW | All | 2021 | December Monthly Peak | 12 | 0.96439 | 0.94507 | 0.93568 | 0.93165 | 0.94326 | 0.97932 | 1.0425 | 1.0195 | 1.2291 | 1.4153 | 1.4881 | 1.4774 | 1.417 | 1.3693 | 1.3273 | 1.299 | 1.3559 | 1.4804 | 1.3519 | 1.2869 | 1.2059 | 1.1246 | 1.0579 | 1.0097 | 0 | 0 | 0 | 0 | 0 | 0 | 0 | 0 | 0 | 0 | 0 | 0 | 0 | 0 | 0.026545 | 0.025981 | 0.027118 | 0.029608 | 0 | 0 | 0 | 0 | 0 | 0 | 44.7492 | 44.1088 | 43.1357 | 42.301 | 41.5635 | 40.9536 | 40.889 | 40.8218 | 41.3185 | 44.0869 | 46.7122 | 48.6694 | 50.0407 | 50.8918 | 51.5588 | 51.6804 | 51.2318 | 49.9454 | 48.3323 | 47.1485 | 46.2506 | 45.3731 | 44.5586 | 43.6618 | 0.013263 | 0.012452 | 0.012238 | 0.011694 | 0.011798 | 0.012486 | 0.021716 | 0.021008 | 0.026927 | 0.030921 | 0.033071 | 0.034716 | 0.036812 | 0.040573 | 0.044286 | 0.046703 | 0.048486 | 0.041245 | 0.035324 | 0.023517 | 0.018567 | 0.01563 | 0.013165 | 0.012317
Portfolio Adjusted1-in-2Size: Under 20 kWAll2021Typical Event Day | Portfolio Adjusted | 1-in-2 | Size: Under 20 kW | All | 2021 | Typical Event Day | 8 | 1.0268 | 0.99182 | 0.97062 | 0.95815 | 0.95315 | 0.97256 | 0.93504 | 1.0042 | 1.31 | 1.6469 | 1.8955 | 2.044 | 2.1145 | 2.1751 | 2.2135 | 2.1935 | 2.088 | 1.802 | 1.5188 | 1.429 | 1.4353 | 1.2753 | 1.1529 | 1.0783 | 0 | 0 | 0 | 0 | 0 | 0 | 0 | 0 | 0 | 0 | 0 | 0 | 0 | 0 | 0.04427 | 0.043869 | 0.041761 | 0.03604 | 0 | 0 | 0 | 0 | 0 | 0 | 70.4127 | 69.2729 | 68.1906 | 67.1918 | 66.3186 | 65.5236 | 65.0085 | 65.2262 | 68.0161 | 72.8644 | 77.901 | 82.0852 | 85.2143 | 87.3856 | 88.7142 | 89.3662 | 89.5665 | 88.8714 | 87.3006 | 84.7856 | 81.2551 | 77.9042 | 75.6092 | 74.018 | 0.012863 | 0.012082 | 0.011875 | 0.011346 | 0.011456 | 0.012146 | 0.021094 | 0.02042 | 0.026154 | 0.030056 | 0.032173 | 0.033773 | 0.035783 | 0.039418 | 0.043013 | 0.045356 | 0.047088 | 0.040082 | 0.034317 | 0.02284 | 0.018037 | 0.015158 | 0.01277 | 0.011945
Portfolio Adjusted1-in-2Size: Under 20 kWAll2022January Monthly Peak | Portfolio Adjusted | 1-in-2 | Size: Under 20 kW | All | 2022 | January Monthly Peak | 1 | 0.94507 | 0.92938 | 0.9148 | 0.91306 | 0.92296 | 0.95916 | 1.0268 | 0.99392 | 1.1949 | 1.3617 | 1.436 | 1.4345 | 1.3907 | 1.3651 | 1.3416 | 1.3174 | 1.3177 | 1.4364 | 1.3472 | 1.2657 | 1.1837 | 1.0937 | 1.0236 | 0.98425 | 0 | 0 | 0 | 0 | 0 | 0 | 0 | 0 | 0 | 0 | 0 | 0 | 0 | 0 | 0.026832 | 0.026347 | 0.026354 | 0.028727 | 0 | 0 | 0 | 0 | 0 | 0 | 48.7545 | 48.2939 | 48.0122 | 47.6044 | 47.2426 | 47.0593 | 47.1263 | 46.9672 | 47.3382 | 48.8922 | 50.9313 | 52.5976 | 53.9137 | 54.8688 | 55.4348 | 55.3254 | 55.1702 | 54.4403 | 52.9279 | 51.6951 | 50.9108 | 50.4987 | 49.8436 | 49.0627 | 0.013058 | 0.012263 | 0.012052 | 0.011517 | 0.011627 | 0.012316 | 0.021402 | 0.020711 | 0.026537 | 0.030476 | 0.032608 | 0.034231 | 0.036285 | 0.039982 | 0.043641 | 0.046025 | 0.047782 | 0.04066 | 0.034806 | 0.023167 | 0.018294 | 0.015385 | 0.012961 | 0.012125
Portfolio Adjusted1-in-2Size: Under 20 kWAll2022February Monthly Peak | Portfolio Adjusted | 1-in-2 | Size: Under 20 kW | All | 2022 | February Monthly Peak | 2 | 0.91549 | 0.89852 | 0.88979 | 0.88957 | 0.89565 | 0.92181 | 0.95251 | 0.92771 | 1.1276 | 1.2957 | 1.3859 | 1.4045 | 1.3946 | 1.3863 | 1.387 | 1.3707 | 1.3415 | 1.3625 | 1.3681 | 1.2716 | 1.1786 | 1.0773 | 1.0004 | 0.95427 | 0 | 0 | 0 | 0 | 0 | 0 | 0 | 0 | 0 | 0 | 0 | 0 | 0 | 0 | 0.027739 | 0.027415 | 0.02683 | 0.027249 | 0 | 0 | 0 | 0 | 0 | 0 | 49.5975 | 49.0901 | 48.727 | 48.3697 | 48.2597 | 47.9603 | 47.5354 | 47.9162 | 49.1545 | 52.5299 | 56.2982 | 59.254 | 60.9272 | 61.7134 | 62.2053 | 62.3041 | 62.0833 | 61.2014 | 59.0788 | 56.8647 | 55.5201 | 54.3078 | 53.2336 | 51.9002 | 0.012899 | 0.012116 | 0.011907 | 0.011378 | 0.011487 | 0.012177 | 0.02115 | 0.020473 | 0.026224 | 0.030136 | 0.032255 | 0.03386 | 0.035877 | 0.039523 | 0.043129 | 0.045478 | 0.047214 | 0.040188 | 0.034409 | 0.022902 | 0.018085 | 0.0152 | 0.012806 | 0.011978
Portfolio Adjusted1-in-2Size: Under 20 kWAll2022March Monthly Peak | Portfolio Adjusted | 1-in-2 | Size: Under 20 kW | All | 2022 | March Monthly Peak | 3 | 0.92099 | 0.89634 | 0.88376 | 0.87884 | 0.88523 | 0.91013 | 0.95911 | 0.9243 | 1.0914 | 1.2606 | 1.3639 | 1.3853 | 1.3767 | 1.3803 | 1.3851 | 1.3793 | 1.3386 | 1.2476 | 1.1867 | 1.2552 | 1.1843 | 1.0841 | 1.0065 | 0.95746 | 0 | 0 | 0 | 0 | 0 | 0 | 0 | 0 | 0 | 0 | 0 | 0 | 0 | 0 | 0.027702 | 0.027586 | 0.026772 | 0.024951 | 0 | 0 | 0 | 0 | 0 | 0 | 51.285 | 50.4467 | 49.7468 | 49.3283 | 48.8091 | 48.4209 | 48.0405 | 48.1486 | 50.1914 | 52.8195 | 55.6423 | 58.2868 | 60.5841 | 62.2042 | 63.2166 | 63.8485 | 63.5909 | 62.744 | 60.415 | 57.4368 | 55.5443 | 54.0634 | 52.768 | 51.5183 | 0.012921 | 0.012135 | 0.011927 | 0.011396 | 0.011505 | 0.012194 | 0.021182 | 0.020503 | 0.026264 | 0.03018 | 0.0323 | 0.033907 | 0.035929 | 0.039583 | 0.043195 | 0.045548 | 0.047287 | 0.040247 | 0.034461 | 0.022937 | 0.018113 | 0.015226 | 0.012828 | 0.011999
Portfolio Adjusted1-in-2Size: Under 20 kWAll2022April Monthly Peak | Portfolio Adjusted | 1-in-2 | Size: Under 20 kW | All | 2022 | April Monthly Peak | 4 | 0.92121 | 0.89551 | 0.87942 | 0.87238 | 0.87329 | 0.89198 | 0.85643 | 0.85032 | 1.0583 | 1.2748 | 1.4339 | 1.5234 | 1.5734 | 1.6307 | 1.6791 | 1.6829 | 1.616 | 1.4251 | 1.2414 | 1.2674 | 1.2513 | 1.1239 | 1.0299 | 0.96605 | 0 | 0 | 0 | 0 | 0 | 0 | 0 | 0 | 0 | 0 | 0 | 0 | 0 | 0 | 0.033581 | 0.033659 | 0.032321 | 0.028502 | 0 | 0 | 0 | 0 | 0 | 0 | 62.8221 | 61.7197 | 60.7192 | 59.8289 | 58.8847 | 58.1276 | 57.4983 | 57.441 | 59.6913 | 63.8507 | 68.9762 | 73.6248 | 77.1924 | 79.2056 | 80.3599 | 80.903 | 80.6623 | 79.9083 | 78.5748 | 76.3805 | 72.624 | 70.0175 | 67.8492 | 65.8058 | 0.012877 | 0.012095 | 0.011887 | 0.011359 | 0.011468 | 0.012156 | 0.021115 | 0.020439 | 0.02618 | 0.030084 | 0.032199 | 0.033801 | 0.035815 | 0.039456 | 0.043056 | 0.045402 | 0.047135 | 0.04012 | 0.03435 | 0.022862 | 0.018054 | 0.015174 | 0.012784 | 0.011958
Portfolio Adjusted1-in-2Size: Under 20 kWAll2022May Monthly Peak | Portfolio Adjusted | 1-in-2 | Size: Under 20 kW | All | 2022 | May Monthly Peak | 5 | 0.94618 | 0.9198 | 0.9008 | 0.89199 | 0.8895 | 0.8882 | 0.79609 | 0.87049 | 1.1076 | 1.3572 | 1.5399 | 1.6475 | 1.7018 | 1.7596 | 1.801 | 1.8043 | 1.7354 | 1.5254 | 1.3098 | 1.2477 | 1.2917 | 1.1575 | 1.0556 | 0.99107 | 0 | 0 | 0 | 0 | 0 | 0 | 0 | 0 | 0 | 0 | 0 | 0 | 0 | 0 | 0.03602 | 0.036086 | 0.034709 | 0.030509 | 0 | 0 | 0 | 0 | 0 | 0 | 65.2302 | 64.0279 | 62.9063 | 61.8653 | 61.0252 | 60.0676 | 59.2976 | 60.1418 | 63.6097 | 67.7361 | 71.8659 | 75.7866 | 79.0882 | 81.3251 | 82.7537 | 83.569 | 83.7534 | 83.1408 | 81.5898 | 79.2781 | 75.3771 | 72.0039 | 69.9679 | 68.2058 | 0.012867 | 0.012086 | 0.011879 | 0.01135 | 0.011459 | 0.012148 | 0.021099 | 0.020425 | 0.026161 | 0.030066 | 0.032182 | 0.033783 | 0.035793 | 0.03943 | 0.043026 | 0.045368 | 0.0471 | 0.040092 | 0.034328 | 0.022848 | 0.018043 | 0.015164 | 0.012776 | 0.011949
Portfolio Adjusted1-in-2Size: Under 20 kWAll2022June Monthly Peak | Portfolio Adjusted | 1-in-2 | Size: Under 20 kW | All | 2022 | June Monthly Peak | 6 | 0.99217 | 0.96 | 0.93894 | 0.9279 | 0.92169 | 0.90684 | 0.83405 | 0.94129 | 1.2145 | 1.4929 | 1.7096 | 1.8419 | 1.9141 | 1.9835 | 2.0313 | 2.0229 | 1.9351 | 1.6901 | 1.4317 | 1.3142 | 1.3478 | 1.2297 | 1.1155 | 1.0443 | 0 | 0 | 0 | 0 | 0 | 0 | 0 | 0 | 0 | 0 | 0 | 0 | 0 | 0 | 0.040627 | 0.040457 | 0.038703 | 0.033803 | 0 | 0 | 0 | 0 | 0 | 0 | 67.829 | 66.4241 | 65.215 | 64.3162 | 63.3013 | 62.4694 | 61.828 | 62.6639 | 66.2036 | 70.6316 | 74.7659 | 78.4099 | 81.116 | 83.0884 | 84.329 | 85.1322 | 85.6109 | 85.3077 | 84.1547 | 81.8917 | 78.766 | 74.9976 | 72.3337 | 70.5539 | 0.012866 | 0.012085 | 0.011877 | 0.011349 | 0.011459 | 0.012148 | 0.021098 | 0.020424 | 0.02616 | 0.030062 | 0.032178 | 0.033779 | 0.035789 | 0.039426 | 0.043022 | 0.045366 | 0.047098 | 0.04009 | 0.034324 | 0.022845 | 0.01804 | 0.015161 | 0.012774 | 0.011948
Portfolio Adjusted1-in-2Size: Under 20 kWAll2022July Monthly Peak | Portfolio Adjusted | 1-in-2 | Size: Under 20 kW | All | 2022 | July Monthly Peak | 7 | 1.0375 | 0.99997 | 0.97588 | 0.96281 | 0.95581 | 0.96511 | 0.90603 | 1.0223 | 1.3439 | 1.6749 | 1.9184 | 2.0542 | 2.1168 | 2.1752 | 2.2113 | 2.1952 | 2.0981 | 1.8224 | 1.5416 | 1.4005 | 1.4264 | 1.2935 | 1.1703 | 1.0913 | 0 | 0 | 0 | 0 | 0 | 0 | 0 | 0 | 0 | 0 | 0 | 0 | 0 | 0 | 0.044225 | 0.043904 | 0.041962 | 0.036448 | 0 | 0 | 0 | 0 | 0 | 0 | 70.7297 | 69.9112 | 69.0818 | 68.214 | 67.3134 | 66.6835 | 66.1991 | 66.5762 | 69.3322 | 73.6225 | 78.2507 | 81.8183 | 84.6137 | 86.8573 | 88.5707 | 89.377 | 89.6586 | 88.9826 | 87.5851 | 85.6386 | 82.2377 | 78.4301 | 75.9561 | 74.3964 | 0.012842 | 0.012063 | 0.011855 | 0.011328 | 0.011437 | 0.012125 | 0.021059 | 0.020386 | 0.026111 | 0.030007 | 0.032119 | 0.033717 | 0.035723 | 0.039353 | 0.042943 | 0.045281 | 0.04701 | 0.040016 | 0.034261 | 0.022803 | 0.018007 | 0.015133 | 0.01275 | 0.011926
Portfolio Adjusted1-in-2Size: Under 20 kWAll2022August Monthly Peak | Portfolio Adjusted | 1-in-2 | Size: Under 20 kW | All | 2022 | August Monthly Peak | 8 | 1.0511 | 1.0141 | 0.99131 | 0.97784 | 0.9722 | 0.9926 | 0.95513 | 1.0414 | 1.3799 | 1.7532 | 2.0309 | 2.1967 | 2.2722 | 2.3361 | 2.3739 | 2.3485 | 2.2328 | 1.9264 | 1.6086 | 1.5039 | 1.4953 | 1.3208 | 1.1896 | 1.1106 | 0 | 0 | 0 | 0 | 0 | 0 | 0 | 0 | 0 | 0 | 0 | 0 | 0 | 0 | 0.047478 | 0.04697 | 0.044657 | 0.038528 | 0 | 0 | 0 | 0 | 0 | 0 | 74.1142 | 72.9253 | 71.7485 | 70.576 | 69.7632 | 68.8708 | 68.2504 | 68.1741 | 71.0712 | 76.5079 | 81.6759 | 85.6874 | 88.754 | 90.9328 | 92.1882 | 92.6203 | 92.775 | 91.8967 | 90.232 | 87.677 | 83.7053 | 80.4359 | 78.3037 | 76.6475 | 0.01296 | 0.012174 | 0.011965 | 0.011433 | 0.011545 | 0.012242 | 0.021257 | 0.02058 | 0.026358 | 0.030289 | 0.032424 | 0.034038 | 0.036061 | 0.039723 | 0.043346 | 0.045708 | 0.047454 | 0.040396 | 0.034581 | 0.023014 | 0.018175 | 0.015271 | 0.012867 | 0.012035
Portfolio Adjusted1-in-2Size: Under 20 kWAll2022September Monthly Peak | Portfolio Adjusted | 1-in-2 | Size: Under 20 kW | All | 2022 | September Monthly Peak | 9 | 1.0074 | 0.97575 | 0.95382 | 0.93989 | 0.93725 | 0.96247 | 0.97779 | 0.98642 | 1.2757 | 1.5979 | 1.8402 | 1.9815 | 2.0532 | 2.1205 | 2.1635 | 2.149 | 2.0475 | 1.7588 | 1.4926 | 1.4963 | 1.3911 | 1.2392 | 1.1274 | 1.0556 | 0 | 0 | 0 | 0 | 0 | 0 | 0 | 0 | 0 | 0 | 0 | 0 | 0 | 0 | 0.043269 | 0.042979 | 0.040949 | 0.035176 | 0 | 0 | 0 | 0 | 0 | 0 | 68.978 | 67.8307 | 66.717 | 65.661 | 64.8966 | 64.0707 | 63.7564 | 63.4908 | 65.4571 | 70.6957 | 76.9112 | 82.425 | 86.3735 | 88.6637 | 89.7689 | 90.3353 | 90.2217 | 89.2985 | 87.2307 | 83.9352 | 80.3113 | 77.7532 | 75.8432 | 74.474 | 0.012857 | 0.012077 | 0.01187 | 0.011341 | 0.011451 | 0.012139 | 0.021084 | 0.02041 | 0.026142 | 0.030042 | 0.032156 | 0.033756 | 0.035765 | 0.0394 | 0.042993 | 0.045334 | 0.047065 | 0.040062 | 0.034301 | 0.02283 | 0.018029 | 0.015152 | 0.012765 | 0.01194
Portfolio Adjusted1-in-2Size: Under 20 kWAll2022October Monthly Peak | Portfolio Adjusted | 1-in-2 | Size: Under 20 kW | All | 2022 | October Monthly Peak | 10 | 0.96128 | 0.93327 | 0.91387 | 0.9041 | 0.90273 | 0.92441 | 0.97129 | 0.9459 | 1.1583 | 1.4255 | 1.6481 | 1.7904 | 1.8738 | 1.9477 | 1.9991 | 1.9927 | 1.8864 | 1.6268 | 1.5071 | 1.4519 | 1.3236 | 1.1863 | 1.085 | 1.0175 | 0 | 0 | 0 | 0 | 0 | 0 | 0 | 0 | 0 | 0 | 0 | 0 | 0 | 0 | 0.039982 | 0.039854 | 0.037729 | 0.032537 | 0 | 0 | 0 | 0 | 0 | 0 | 68.3739 | 67.5466 | 66.4704 | 65.7331 | 64.893 | 64.1546 | 63.7659 | 63.7316 | 64.6303 | 69.117 | 75.1611 | 80.5013 | 84.0469 | 86.2924 | 87.7531 | 88.0168 | 87.4679 | 86.1058 | 83.7906 | 80.2057 | 76.3774 | 73.4569 | 71.2906 | 69.4207 | 0.012893 | 0.01211 | 0.011902 | 0.011373 | 0.011482 | 0.012171 | 0.021141 | 0.020464 | 0.026213 | 0.03012 | 0.032238 | 0.033842 | 0.035858 | 0.039504 | 0.043109 | 0.045458 | 0.047194 | 0.04017 | 0.034391 | 0.022889 | 0.018076 | 0.015193 | 0.0128 | 0.011972
Portfolio Adjusted1-in-2Size: Under 20 kWAll2022November Monthly Peak | Portfolio Adjusted | 1-in-2 | Size: Under 20 kW | All | 2022 | November Monthly Peak | 11 | 0.90296 | 0.88381 | 0.87607 | 0.87108 | 0.87543 | 0.89818 | 0.85748 | 0.86364 | 1.0586 | 1.2442 | 1.3758 | 1.4414 | 1.4659 | 1.4937 | 1.5142 | 1.4976 | 1.4726 | 1.523 | 1.3739 | 1.2659 | 1.172 | 1.0648 | 0.99216 | 0.93944 | 0 | 0 | 0 | 0 | 0 | 0 | 0 | 0 | 0 | 0 | 0 | 0 | 0 | 0 | 0.030285 | 0.029953 | 0.029452 | 0.03046 | 0 | 0 | 0 | 0 | 0 | 0 | 56.9586 | 56.1724 | 55.2374 | 54.4155 | 53.6476 | 53.2639 | 52.6746 | 52.7192 | 56.3092 | 61.6455 | 67.8974 | 72.9159 | 76.3553 | 77.962 | 78.6009 | 78.3211 | 76.4476 | 72.654 | 68.3293 | 65.4489 | 63.2864 | 61.3776 | 60.2759 | 59.1345 | 0.012934 | 0.012149 | 0.01194 | 0.011409 | 0.01152 | 0.012213 | 0.02121 | 0.020533 | 0.026299 | 0.030223 | 0.032351 | 0.03396 | 0.035981 | 0.039636 | 0.043251 | 0.045607 | 0.047348 | 0.040304 | 0.034507 | 0.022966 | 0.018137 | 0.015242 | 0.012841 | 0.012011
Portfolio Adjusted1-in-2Size: Under 20 kWAll2022December Monthly Peak | Portfolio Adjusted | 1-in-2 | Size: Under 20 kW | All | 2022 | December Monthly Peak | 12 | 0.96439 | 0.94507 | 0.93568 | 0.93165 | 0.94326 | 0.97932 | 1.0425 | 1.0195 | 1.2291 | 1.4153 | 1.4881 | 1.4774 | 1.417 | 1.3693 | 1.3273 | 1.299 | 1.3559 | 1.4804 | 1.3519 | 1.2869 | 1.2059 | 1.1246 | 1.0579 | 1.0097 | 0 | 0 | 0 | 0 | 0 | 0 | 0 | 0 | 0 | 0 | 0 | 0 | 0 | 0 | 0.026545 | 0.025981 | 0.027118 | 0.029608 | 0 | 0 | 0 | 0 | 0 | 0 | 44.7492 | 44.1088 | 43.1357 | 42.301 | 41.5635 | 40.9536 | 40.889 | 40.8218 | 41.3185 | 44.0869 | 46.7122 | 48.6694 | 50.0407 | 50.8918 | 51.5588 | 51.6804 | 51.2318 | 49.9454 | 48.3323 | 47.1485 | 46.2506 | 45.3731 | 44.5586 | 43.6618 | 0.013263 | 0.012452 | 0.012238 | 0.011694 | 0.011798 | 0.012486 | 0.021716 | 0.021008 | 0.026927 | 0.030921 | 0.033071 | 0.034716 | 0.036812 | 0.040573 | 0.044286 | 0.046703 | 0.048486 | 0.041245 | 0.035324 | 0.023517 | 0.018567 | 0.01563 | 0.013165 | 0.012317
Portfolio Adjusted1-in-2Size: Under 20 kWAll2022Typical Event Day | Portfolio Adjusted | 1-in-2 | Size: Under 20 kW | All | 2022 | Typical Event Day | 8 | 1.0268 | 0.99182 | 0.97062 | 0.95815 | 0.95315 | 0.97256 | 0.93504 | 1.0042 | 1.31 | 1.6469 | 1.8955 | 2.044 | 2.1145 | 2.1751 | 2.2135 | 2.1935 | 2.088 | 1.802 | 1.5188 | 1.429 | 1.4353 | 1.2753 | 1.1529 | 1.0783 | 0 | 0 | 0 | 0 | 0 | 0 | 0 | 0 | 0 | 0 | 0 | 0 | 0 | 0 | 0.04427 | 0.043869 | 0.041761 | 0.03604 | 0 | 0 | 0 | 0 | 0 | 0 | 70.4127 | 69.2728 | 68.1906 | 67.1918 | 66.3186 | 65.5236 | 65.0085 | 65.2262 | 68.0161 | 72.8644 | 77.901 | 82.0852 | 85.2143 | 87.3856 | 88.7142 | 89.3662 | 89.5665 | 88.8714 | 87.3006 | 84.7856 | 81.2551 | 77.9042 | 75.6092 | 74.018 | 0.012863 | 0.012082 | 0.011875 | 0.011346 | 0.011456 | 0.012146 | 0.021094 | 0.02042 | 0.026154 | 0.030056 | 0.032173 | 0.033773 | 0.035783 | 0.039418 | 0.043013 | 0.045356 | 0.047088 | 0.040082 | 0.034317 | 0.02284 | 0.018037 | 0.015158 | 0.01277 | 0.011945
Portfolio Adjusted1-in-2Size: Under 20 kWAll2023January Monthly Peak | Portfolio Adjusted | 1-in-2 | Size: Under 20 kW | All | 2023 | January Monthly Peak | 1 | 0.94507 | 0.92938 | 0.9148 | 0.91306 | 0.92296 | 0.95916 | 1.0268 | 0.99392 | 1.1949 | 1.3617 | 1.436 | 1.4345 | 1.3907 | 1.3651 | 1.3416 | 1.3174 | 1.3177 | 1.4364 | 1.3472 | 1.2657 | 1.1837 | 1.0937 | 1.0236 | 0.98425 | 0 | 0 | 0 | 0 | 0 | 0 | 0 | 0 | 0 | 0 | 0 | 0 | 0 | 0 | 0.026832 | 0.026347 | 0.026354 | 0.028727 | 0 | 0 | 0 | 0 | 0 | 0 | 48.7545 | 48.2939 | 48.0122 | 47.6044 | 47.2426 | 47.0593 | 47.1263 | 46.9672 | 47.3382 | 48.8922 | 50.9313 | 52.5976 | 53.9137 | 54.8688 | 55.4348 | 55.3254 | 55.1702 | 54.4403 | 52.9279 | 51.6951 | 50.9108 | 50.4987 | 49.8436 | 49.0627 | 0.013058 | 0.012263 | 0.012052 | 0.011517 | 0.011627 | 0.012316 | 0.021402 | 0.020711 | 0.026537 | 0.030476 | 0.032608 | 0.034231 | 0.036285 | 0.039982 | 0.043641 | 0.046025 | 0.047782 | 0.04066 | 0.034806 | 0.023167 | 0.018294 | 0.015385 | 0.012961 | 0.012125
Portfolio Adjusted1-in-2Size: Under 20 kWAll2023February Monthly Peak | Portfolio Adjusted | 1-in-2 | Size: Under 20 kW | All | 2023 | February Monthly Peak | 2 | 0.91549 | 0.89852 | 0.88979 | 0.88957 | 0.89565 | 0.92181 | 0.95251 | 0.92771 | 1.1276 | 1.2957 | 1.3859 | 1.4045 | 1.3946 | 1.3863 | 1.387 | 1.3707 | 1.3415 | 1.3625 | 1.3681 | 1.2716 | 1.1786 | 1.0773 | 1.0004 | 0.95427 | 0 | 0 | 0 | 0 | 0 | 0 | 0 | 0 | 0 | 0 | 0 | 0 | 0 | 0 | 0.027739 | 0.027415 | 0.02683 | 0.027249 | 0 | 0 | 0 | 0 | 0 | 0 | 49.5975 | 49.0901 | 48.727 | 48.3697 | 48.2597 | 47.9603 | 47.5354 | 47.9162 | 49.1545 | 52.5299 | 56.2982 | 59.254 | 60.9272 | 61.7134 | 62.2053 | 62.3041 | 62.0833 | 61.2014 | 59.0788 | 56.8647 | 55.5201 | 54.3078 | 53.2336 | 51.9002 | 0.012899 | 0.012116 | 0.011907 | 0.011378 | 0.011487 | 0.012177 | 0.02115 | 0.020473 | 0.026224 | 0.030136 | 0.032255 | 0.03386 | 0.035877 | 0.039523 | 0.043129 | 0.045478 | 0.047214 | 0.040188 | 0.034409 | 0.022902 | 0.018085 | 0.0152 | 0.012806 | 0.011978
Portfolio Adjusted1-in-2Size: Under 20 kWAll2023March Monthly Peak | Portfolio Adjusted | 1-in-2 | Size: Under 20 kW | All | 2023 | March Monthly Peak | 3 | 0.92099 | 0.89634 | 0.88376 | 0.87884 | 0.88523 | 0.91013 | 0.95911 | 0.9243 | 1.0914 | 1.2606 | 1.3639 | 1.3853 | 1.3767 | 1.3803 | 1.3851 | 1.3793 | 1.3386 | 1.2476 | 1.1867 | 1.2552 | 1.1843 | 1.0841 | 1.0065 | 0.95746 | 0 | 0 | 0 | 0 | 0 | 0 | 0 | 0 | 0 | 0 | 0 | 0 | 0 | 0 | 0.027702 | 0.027586 | 0.026772 | 0.024951 | 0 | 0 | 0 | 0 | 0 | 0 | 51.285 | 50.4467 | 49.7468 | 49.3283 | 48.8091 | 48.4209 | 48.0405 | 48.1486 | 50.1914 | 52.8195 | 55.6423 | 58.2868 | 60.5841 | 62.2042 | 63.2166 | 63.8485 | 63.5909 | 62.744 | 60.415 | 57.4368 | 55.5443 | 54.0634 | 52.768 | 51.5183 | 0.012921 | 0.012135 | 0.011927 | 0.011396 | 0.011505 | 0.012194 | 0.021182 | 0.020503 | 0.026264 | 0.03018 | 0.0323 | 0.033907 | 0.035929 | 0.039583 | 0.043195 | 0.045548 | 0.047287 | 0.040247 | 0.034461 | 0.022937 | 0.018113 | 0.015226 | 0.012828 | 0.011999
Portfolio Adjusted1-in-2Size: Under 20 kWAll2023April Monthly Peak | Portfolio Adjusted | 1-in-2 | Size: Under 20 kW | All | 2023 | April Monthly Peak | 4 | 0.92121 | 0.89551 | 0.87942 | 0.87238 | 0.87329 | 0.89198 | 0.85643 | 0.85032 | 1.0583 | 1.2748 | 1.4339 | 1.5234 | 1.5734 | 1.6307 | 1.6791 | 1.6829 | 1.616 | 1.4251 | 1.2414 | 1.2674 | 1.2513 | 1.1239 | 1.0299 | 0.96605 | 0 | 0 | 0 | 0 | 0 | 0 | 0 | 0 | 0 | 0 | 0 | 0 | 0 | 0 | 0.033581 | 0.033659 | 0.032321 | 0.028502 | 0 | 0 | 0 | 0 | 0 | 0 | 62.8221 | 61.7197 | 60.7192 | 59.8289 | 58.8847 | 58.1276 | 57.4983 | 57.441 | 59.6913 | 63.8507 | 68.9762 | 73.6248 | 77.1924 | 79.2056 | 80.3599 | 80.903 | 80.6623 | 79.9083 | 78.5748 | 76.3805 | 72.624 | 70.0175 | 67.8493 | 65.8058 | 0.012877 | 0.012095 | 0.011887 | 0.011359 | 0.011468 | 0.012156 | 0.021115 | 0.020439 | 0.02618 | 0.030084 | 0.032199 | 0.033801 | 0.035815 | 0.039456 | 0.043056 | 0.045402 | 0.047135 | 0.04012 | 0.03435 | 0.022862 | 0.018054 | 0.015174 | 0.012784 | 0.011958
Portfolio Adjusted1-in-2Size: Under 20 kWAll2023May Monthly Peak | Portfolio Adjusted | 1-in-2 | Size: Under 20 kW | All | 2023 | May Monthly Peak | 5 | 0.94618 | 0.9198 | 0.9008 | 0.89199 | 0.8895 | 0.8882 | 0.79609 | 0.87049 | 1.1076 | 1.3572 | 1.5399 | 1.6475 | 1.7018 | 1.7596 | 1.801 | 1.8043 | 1.7354 | 1.5254 | 1.3098 | 1.2477 | 1.2917 | 1.1575 | 1.0556 | 0.99107 | 0 | 0 | 0 | 0 | 0 | 0 | 0 | 0 | 0 | 0 | 0 | 0 | 0 | 0 | 0.03602 | 0.036086 | 0.034709 | 0.030509 | 0 | 0 | 0 | 0 | 0 | 0 | 65.2302 | 64.0279 | 62.9063 | 61.8653 | 61.0252 | 60.0676 | 59.2976 | 60.1418 | 63.6097 | 67.7361 | 71.8659 | 75.7866 | 79.0882 | 81.3251 | 82.7537 | 83.569 | 83.7534 | 83.1408 | 81.5898 | 79.2781 | 75.3771 | 72.004 | 69.9679 | 68.2058 | 0.012867 | 0.012086 | 0.011879 | 0.01135 | 0.011459 | 0.012148 | 0.021099 | 0.020425 | 0.026161 | 0.030066 | 0.032182 | 0.033783 | 0.035793 | 0.03943 | 0.043026 | 0.045368 | 0.0471 | 0.040092 | 0.034328 | 0.022848 | 0.018043 | 0.015164 | 0.012776 | 0.011949
Portfolio Adjusted1-in-2Size: Under 20 kWAll2023June Monthly Peak | Portfolio Adjusted | 1-in-2 | Size: Under 20 kW | All | 2023 | June Monthly Peak | 6 | 0.99217 | 0.96 | 0.93894 | 0.9279 | 0.92169 | 0.90684 | 0.83405 | 0.94129 | 1.2145 | 1.4929 | 1.7096 | 1.8419 | 1.9141 | 1.9835 | 2.0313 | 2.0229 | 1.9351 | 1.6901 | 1.4317 | 1.3142 | 1.3478 | 1.2297 | 1.1155 | 1.0443 | 0 | 0 | 0 | 0 | 0 | 0 | 0 | 0 | 0 | 0 | 0 | 0 | 0 | 0 | 0.040627 | 0.040457 | 0.038703 | 0.033803 | 0 | 0 | 0 | 0 | 0 | 0 | 67.829 | 66.4241 | 65.215 | 64.3162 | 63.3013 | 62.4694 | 61.828 | 62.6639 | 66.2036 | 70.6316 | 74.7659 | 78.4099 | 81.1161 | 83.0884 | 84.329 | 85.1322 | 85.6109 | 85.3077 | 84.1547 | 81.8917 | 78.766 | 74.9976 | 72.3337 | 70.5539 | 0.012866 | 0.012085 | 0.011877 | 0.011349 | 0.011459 | 0.012148 | 0.021098 | 0.020424 | 0.02616 | 0.030062 | 0.032178 | 0.033779 | 0.035789 | 0.039426 | 0.043022 | 0.045366 | 0.047098 | 0.04009 | 0.034324 | 0.022845 | 0.01804 | 0.015161 | 0.012774 | 0.011948
Portfolio Adjusted1-in-2Size: Under 20 kWAll2023July Monthly Peak | Portfolio Adjusted | 1-in-2 | Size: Under 20 kW | All | 2023 | July Monthly Peak | 7 | 1.0375 | 0.99997 | 0.97588 | 0.96281 | 0.95581 | 0.96511 | 0.90603 | 1.0223 | 1.3439 | 1.6749 | 1.9184 | 2.0542 | 2.1168 | 2.1752 | 2.2113 | 2.1952 | 2.0981 | 1.8224 | 1.5416 | 1.4005 | 1.4264 | 1.2935 | 1.1703 | 1.0913 | 0 | 0 | 0 | 0 | 0 | 0 | 0 | 0 | 0 | 0 | 0 | 0 | 0 | 0 | 0.044225 | 0.043904 | 0.041962 | 0.036448 | 0 | 0 | 0 | 0 | 0 | 0 | 70.7297 | 69.9112 | 69.0818 | 68.214 | 67.3134 | 66.6835 | 66.1991 | 66.5762 | 69.3322 | 73.6225 | 78.2507 | 81.8183 | 84.6137 | 86.8573 | 88.5707 | 89.377 | 89.6586 | 88.9826 | 87.5851 | 85.6386 | 82.2377 | 78.4301 | 75.9561 | 74.3964 | 0.012842 | 0.012063 | 0.011855 | 0.011328 | 0.011437 | 0.012125 | 0.021059 | 0.020386 | 0.026111 | 0.030007 | 0.032119 | 0.033717 | 0.035723 | 0.039353 | 0.042943 | 0.045281 | 0.04701 | 0.040016 | 0.034261 | 0.022803 | 0.018007 | 0.015133 | 0.01275 | 0.011926
Portfolio Adjusted1-in-2Size: Under 20 kWAll2023August Monthly Peak | Portfolio Adjusted | 1-in-2 | Size: Under 20 kW | All | 2023 | August Monthly Peak | 8 | 1.0511 | 1.0141 | 0.99131 | 0.97784 | 0.9722 | 0.9926 | 0.95513 | 1.0414 | 1.3799 | 1.7532 | 2.0309 | 2.1967 | 2.2722 | 2.3361 | 2.3739 | 2.3485 | 2.2328 | 1.9264 | 1.6086 | 1.5039 | 1.4953 | 1.3208 | 1.1896 | 1.1106 | 0 | 0 | 0 | 0 | 0 | 0 | 0 | 0 | 0 | 0 | 0 | 0 | 0 | 0 | 0.047478 | 0.04697 | 0.044657 | 0.038528 | 0 | 0 | 0 | 0 | 0 | 0 | 74.1142 | 72.9253 | 71.7485 | 70.576 | 69.7632 | 68.8708 | 68.2504 | 68.1741 | 71.0712 | 76.5079 | 81.6759 | 85.6874 | 88.754 | 90.9328 | 92.1882 | 92.6203 | 92.775 | 91.8967 | 90.232 | 87.677 | 83.7053 | 80.4359 | 78.3038 | 76.6475 | 0.01296 | 0.012174 | 0.011965 | 0.011433 | 0.011545 | 0.012242 | 0.021257 | 0.02058 | 0.026358 | 0.030289 | 0.032424 | 0.034038 | 0.036061 | 0.039723 | 0.043346 | 0.045708 | 0.047454 | 0.040396 | 0.034581 | 0.023014 | 0.018175 | 0.015271 | 0.012867 | 0.012035
Portfolio Adjusted1-in-2Size: Under 20 kWAll2023September Monthly Peak | Portfolio Adjusted | 1-in-2 | Size: Under 20 kW | All | 2023 | September Monthly Peak | 9 | 1.0074 | 0.97575 | 0.95382 | 0.93989 | 0.93725 | 0.96247 | 0.97779 | 0.98642 | 1.2757 | 1.5979 | 1.8402 | 1.9815 | 2.0532 | 2.1205 | 2.1635 | 2.149 | 2.0475 | 1.7588 | 1.4926 | 1.4963 | 1.3911 | 1.2392 | 1.1274 | 1.0556 | 0 | 0 | 0 | 0 | 0 | 0 | 0 | 0 | 0 | 0 | 0 | 0 | 0 | 0 | 0.043269 | 0.042979 | 0.040949 | 0.035176 | 0 | 0 | 0 | 0 | 0 | 0 | 68.978 | 67.8307 | 66.717 | 65.661 | 64.8966 | 64.0707 | 63.7564 | 63.4908 | 65.4571 | 70.6957 | 76.9112 | 82.425 | 86.3735 | 88.6637 | 89.7689 | 90.3353 | 90.2217 | 89.2985 | 87.2307 | 83.9352 | 80.3113 | 77.7532 | 75.8432 | 74.474 | 0.012857 | 0.012077 | 0.01187 | 0.011341 | 0.011451 | 0.012139 | 0.021084 | 0.02041 | 0.026142 | 0.030042 | 0.032156 | 0.033756 | 0.035765 | 0.0394 | 0.042993 | 0.045334 | 0.047065 | 0.040062 | 0.034301 | 0.02283 | 0.018029 | 0.015152 | 0.012765 | 0.01194
Portfolio Adjusted1-in-2Size: Under 20 kWAll2023October Monthly Peak | Portfolio Adjusted | 1-in-2 | Size: Under 20 kW | All | 2023 | October Monthly Peak | 10 | 0.96128 | 0.93327 | 0.91387 | 0.9041 | 0.90273 | 0.92441 | 0.97129 | 0.9459 | 1.1583 | 1.4255 | 1.6481 | 1.7904 | 1.8738 | 1.9477 | 1.9991 | 1.9927 | 1.8864 | 1.6268 | 1.5071 | 1.4519 | 1.3236 | 1.1863 | 1.085 | 1.0175 | 0 | 0 | 0 | 0 | 0 | 0 | 0 | 0 | 0 | 0 | 0 | 0 | 0 | 0 | 0.039982 | 0.039854 | 0.037729 | 0.032537 | 0 | 0 | 0 | 0 | 0 | 0 | 68.3739 | 67.5466 | 66.4704 | 65.7331 | 64.893 | 64.1546 | 63.7659 | 63.7316 | 64.6303 | 69.117 | 75.1611 | 80.5013 | 84.0469 | 86.2924 | 87.7531 | 88.0168 | 87.4679 | 86.1058 | 83.7906 | 80.2056 | 76.3773 | 73.4569 | 71.2906 | 69.4207 | 0.012893 | 0.01211 | 0.011902 | 0.011373 | 0.011482 | 0.012171 | 0.021141 | 0.020464 | 0.026213 | 0.03012 | 0.032238 | 0.033842 | 0.035858 | 0.039504 | 0.043109 | 0.045458 | 0.047194 | 0.04017 | 0.034391 | 0.022889 | 0.018076 | 0.015193 | 0.0128 | 0.011972
Portfolio Adjusted1-in-2Size: Under 20 kWAll2023November Monthly Peak | Portfolio Adjusted | 1-in-2 | Size: Under 20 kW | All | 2023 | November Monthly Peak | 11 | 0.90296 | 0.88381 | 0.87607 | 0.87108 | 0.87543 | 0.89818 | 0.85748 | 0.86364 | 1.0586 | 1.2442 | 1.3758 | 1.4414 | 1.4659 | 1.4937 | 1.5142 | 1.4976 | 1.4726 | 1.523 | 1.3739 | 1.2659 | 1.172 | 1.0648 | 0.99216 | 0.93944 | 0 | 0 | 0 | 0 | 0 | 0 | 0 | 0 | 0 | 0 | 0 | 0 | 0 | 0 | 0.030285 | 0.029953 | 0.029452 | 0.03046 | 0 | 0 | 0 | 0 | 0 | 0 | 56.9586 | 56.1724 | 55.2374 | 54.4155 | 53.6476 | 53.2639 | 52.6746 | 52.7192 | 56.3092 | 61.6455 | 67.8974 | 72.9159 | 76.3553 | 77.962 | 78.6009 | 78.3211 | 76.4476 | 72.654 | 68.3293 | 65.4489 | 63.2864 | 61.3776 | 60.2759 | 59.1345 | 0.012934 | 0.012149 | 0.01194 | 0.011409 | 0.01152 | 0.012213 | 0.02121 | 0.020533 | 0.026299 | 0.030223 | 0.032351 | 0.03396 | 0.035981 | 0.039636 | 0.043251 | 0.045607 | 0.047348 | 0.040304 | 0.034507 | 0.022966 | 0.018137 | 0.015242 | 0.012841 | 0.012011
Portfolio Adjusted1-in-2Size: Under 20 kWAll2023December Monthly Peak | Portfolio Adjusted | 1-in-2 | Size: Under 20 kW | All | 2023 | December Monthly Peak | 12 | 0.96439 | 0.94507 | 0.93568 | 0.93165 | 0.94326 | 0.97932 | 1.0425 | 1.0195 | 1.2291 | 1.4153 | 1.4881 | 1.4774 | 1.417 | 1.3693 | 1.3273 | 1.299 | 1.3559 | 1.4804 | 1.3519 | 1.2869 | 1.2059 | 1.1246 | 1.0579 | 1.0097 | 0 | 0 | 0 | 0 | 0 | 0 | 0 | 0 | 0 | 0 | 0 | 0 | 0 | 0 | 0.026545 | 0.025981 | 0.027118 | 0.029608 | 0 | 0 | 0 | 0 | 0 | 0 | 44.7492 | 44.1088 | 43.1357 | 42.301 | 41.5635 | 40.9536 | 40.889 | 40.8218 | 41.3185 | 44.0869 | 46.7122 | 48.6694 | 50.0407 | 50.8918 | 51.5588 | 51.6804 | 51.2318 | 49.9454 | 48.3323 | 47.1485 | 46.2506 | 45.3731 | 44.5586 | 43.6618 | 0.013263 | 0.012452 | 0.012238 | 0.011694 | 0.011798 | 0.012486 | 0.021716 | 0.021008 | 0.026927 | 0.030921 | 0.033071 | 0.034716 | 0.036812 | 0.040573 | 0.044286 | 0.046703 | 0.048486 | 0.041245 | 0.035324 | 0.023517 | 0.018567 | 0.01563 | 0.013165 | 0.012317
Portfolio Adjusted1-in-2Size: Under 20 kWAll2023Typical Event Day | Portfolio Adjusted | 1-in-2 | Size: Under 20 kW | All | 2023 | Typical Event Day | 8 | 1.0268 | 0.99182 | 0.97062 | 0.95815 | 0.95315 | 0.97256 | 0.93504 | 1.0042 | 1.31 | 1.6469 | 1.8955 | 2.044 | 2.1145 | 2.1751 | 2.2135 | 2.1935 | 2.088 | 1.802 | 1.5188 | 1.429 | 1.4353 | 1.2753 | 1.1529 | 1.0783 | 0 | 0 | 0 | 0 | 0 | 0 | 0 | 0 | 0 | 0 | 0 | 0 | 0 | 0 | 0.04427 | 0.043869 | 0.041761 | 0.03604 | 0 | 0 | 0 | 0 | 0 | 0 | 70.4127 | 69.2729 | 68.1906 | 67.1918 | 66.3186 | 65.5236 | 65.0085 | 65.2262 | 68.0161 | 72.8644 | 77.901 | 82.0852 | 85.2143 | 87.3856 | 88.7142 | 89.3662 | 89.5665 | 88.8714 | 87.3006 | 84.7856 | 81.2551 | 77.9042 | 75.6092 | 74.018 | 0.012863 | 0.012082 | 0.011875 | 0.011346 | 0.011456 | 0.012146 | 0.021094 | 0.02042 | 0.026154 | 0.030056 | 0.032173 | 0.033773 | 0.035783 | 0.039418 | 0.043013 | 0.045356 | 0.047088 | 0.040082 | 0.034317 | 0.02284 | 0.018037 | 0.015158 | 0.01277 | 0.011945
Portfolio Adjusted1-in-2Size: Under 20 kWAll2024January Monthly Peak | Portfolio Adjusted | 1-in-2 | Size: Under 20 kW | All | 2024 | January Monthly Peak | 1 | 0.94507 | 0.92938 | 0.9148 | 0.91306 | 0.92296 | 0.95916 | 1.0268 | 0.99392 | 1.1949 | 1.3617 | 1.436 | 1.4345 | 1.3907 | 1.3651 | 1.3416 | 1.3174 | 1.3177 | 1.4364 | 1.3472 | 1.2657 | 1.1837 | 1.0937 | 1.0236 | 0.98425 | 0 | 0 | 0 | 0 | 0 | 0 | 0 | 0 | 0 | 0 | 0 | 0 | 0 | 0 | 0.026832 | 0.026347 | 0.026354 | 0.028727 | 0 | 0 | 0 | 0 | 0 | 0 | 48.7545 | 48.2939 | 48.0122 | 47.6044 | 47.2426 | 47.0593 | 47.1263 | 46.9672 | 47.3382 | 48.8922 | 50.9313 | 52.5976 | 53.9137 | 54.8688 | 55.4348 | 55.3254 | 55.1702 | 54.4403 | 52.9279 | 51.6951 | 50.9108 | 50.4987 | 49.8436 | 49.0627 | 0.013058 | 0.012263 | 0.012052 | 0.011517 | 0.011627 | 0.012316 | 0.021402 | 0.020711 | 0.026537 | 0.030476 | 0.032608 | 0.034231 | 0.036285 | 0.039982 | 0.043641 | 0.046025 | 0.047782 | 0.04066 | 0.034806 | 0.023167 | 0.018294 | 0.015385 | 0.012961 | 0.012125
Portfolio Adjusted1-in-2Size: Under 20 kWAll2024February Monthly Peak | Portfolio Adjusted | 1-in-2 | Size: Under 20 kW | All | 2024 | February Monthly Peak | 2 | 0.91549 | 0.89852 | 0.88979 | 0.88957 | 0.89565 | 0.92181 | 0.95251 | 0.92771 | 1.1276 | 1.2957 | 1.3859 | 1.4045 | 1.3946 | 1.3863 | 1.387 | 1.3707 | 1.3415 | 1.3625 | 1.3681 | 1.2716 | 1.1786 | 1.0773 | 1.0004 | 0.95427 | 0 | 0 | 0 | 0 | 0 | 0 | 0 | 0 | 0 | 0 | 0 | 0 | 0 | 0 | 0.027739 | 0.027415 | 0.02683 | 0.027249 | 0 | 0 | 0 | 0 | 0 | 0 | 49.5975 | 49.0901 | 48.727 | 48.3697 | 48.2597 | 47.9603 | 47.5354 | 47.9162 | 49.1545 | 52.5299 | 56.2982 | 59.254 | 60.9272 | 61.7134 | 62.2053 | 62.3041 | 62.0833 | 61.2014 | 59.0788 | 56.8647 | 55.5201 | 54.3078 | 53.2336 | 51.9002 | 0.012899 | 0.012116 | 0.011907 | 0.011378 | 0.011487 | 0.012177 | 0.02115 | 0.020473 | 0.026224 | 0.030136 | 0.032255 | 0.03386 | 0.035877 | 0.039523 | 0.043129 | 0.045478 | 0.047214 | 0.040188 | 0.034409 | 0.022902 | 0.018085 | 0.0152 | 0.012806 | 0.011978
Portfolio Adjusted1-in-2Size: Under 20 kWAll2024March Monthly Peak | Portfolio Adjusted | 1-in-2 | Size: Under 20 kW | All | 2024 | March Monthly Peak | 3 | 0.92099 | 0.89634 | 0.88376 | 0.87884 | 0.88523 | 0.91013 | 0.95911 | 0.9243 | 1.0914 | 1.2606 | 1.3639 | 1.3853 | 1.3767 | 1.3803 | 1.3851 | 1.3793 | 1.3386 | 1.2476 | 1.1867 | 1.2552 | 1.1843 | 1.0841 | 1.0065 | 0.95746 | 0 | 0 | 0 | 0 | 0 | 0 | 0 | 0 | 0 | 0 | 0 | 0 | 0 | 0 | 0.027702 | 0.027586 | 0.026772 | 0.024951 | 0 | 0 | 0 | 0 | 0 | 0 | 51.285 | 50.4467 | 49.7468 | 49.3283 | 48.8091 | 48.4209 | 48.0405 | 48.1486 | 50.1914 | 52.8195 | 55.6423 | 58.2868 | 60.5841 | 62.2042 | 63.2166 | 63.8485 | 63.5909 | 62.744 | 60.415 | 57.4368 | 55.5443 | 54.0634 | 52.768 | 51.5183 | 0.012921 | 0.012135 | 0.011927 | 0.011396 | 0.011505 | 0.012194 | 0.021182 | 0.020503 | 0.026264 | 0.03018 | 0.0323 | 0.033907 | 0.035929 | 0.039583 | 0.043195 | 0.045548 | 0.047287 | 0.040247 | 0.034461 | 0.022937 | 0.018113 | 0.015226 | 0.012828 | 0.011999
Portfolio Adjusted1-in-2Size: Under 20 kWAll2024April Monthly Peak | Portfolio Adjusted | 1-in-2 | Size: Under 20 kW | All | 2024 | April Monthly Peak | 4 | 0.92121 | 0.89551 | 0.87942 | 0.87238 | 0.87329 | 0.89198 | 0.85643 | 0.85032 | 1.0583 | 1.2748 | 1.4339 | 1.5234 | 1.5734 | 1.6307 | 1.6791 | 1.6829 | 1.616 | 1.4251 | 1.2414 | 1.2674 | 1.2513 | 1.1239 | 1.0299 | 0.96605 | 0 | 0 | 0 | 0 | 0 | 0 | 0 | 0 | 0 | 0 | 0 | 0 | 0 | 0 | 0.033581 | 0.033659 | 0.032321 | 0.028502 | 0 | 0 | 0 | 0 | 0 | 0 | 62.8221 | 61.7197 | 60.7192 | 59.8289 | 58.8847 | 58.1276 | 57.4983 | 57.441 | 59.6913 | 63.8507 | 68.9762 | 73.6248 | 77.1924 | 79.2056 | 80.3599 | 80.903 | 80.6623 | 79.9083 | 78.5748 | 76.3805 | 72.6239 | 70.0175 | 67.8493 | 65.8058 | 0.012877 | 0.012095 | 0.011887 | 0.011359 | 0.011468 | 0.012156 | 0.021115 | 0.020439 | 0.02618 | 0.030084 | 0.032199 | 0.033801 | 0.035815 | 0.039456 | 0.043056 | 0.045402 | 0.047135 | 0.04012 | 0.03435 | 0.022862 | 0.018054 | 0.015174 | 0.012784 | 0.011958
Portfolio Adjusted1-in-2Size: Under 20 kWAll2024May Monthly Peak | Portfolio Adjusted | 1-in-2 | Size: Under 20 kW | All | 2024 | May Monthly Peak | 5 | 0.94618 | 0.9198 | 0.9008 | 0.89199 | 0.8895 | 0.8882 | 0.79609 | 0.87049 | 1.1076 | 1.3572 | 1.5399 | 1.6475 | 1.7018 | 1.7596 | 1.801 | 1.8043 | 1.7354 | 1.5254 | 1.3098 | 1.2477 | 1.2917 | 1.1575 | 1.0556 | 0.99107 | 0 | 0 | 0 | 0 | 0 | 0 | 0 | 0 | 0 | 0 | 0 | 0 | 0 | 0 | 0.03602 | 0.036086 | 0.034709 | 0.030509 | 0 | 0 | 0 | 0 | 0 | 0 | 65.2302 | 64.0279 | 62.9063 | 61.8653 | 61.0252 | 60.0676 | 59.2976 | 60.1418 | 63.6097 | 67.7361 | 71.8659 | 75.7866 | 79.0882 | 81.3251 | 82.7537 | 83.569 | 83.7534 | 83.1408 | 81.5898 | 79.2781 | 75.3771 | 72.0039 | 69.9679 | 68.2058 | 0.012867 | 0.012086 | 0.011879 | 0.01135 | 0.011459 | 0.012148 | 0.021099 | 0.020425 | 0.026161 | 0.030066 | 0.032182 | 0.033783 | 0.035793 | 0.03943 | 0.043026 | 0.045368 | 0.0471 | 0.040092 | 0.034328 | 0.022848 | 0.018043 | 0.015164 | 0.012776 | 0.011949
Portfolio Adjusted1-in-2Size: Under 20 kWAll2024June Monthly Peak | Portfolio Adjusted | 1-in-2 | Size: Under 20 kW | All | 2024 | June Monthly Peak | 6 | 0.99217 | 0.96 | 0.93894 | 0.9279 | 0.92169 | 0.90684 | 0.83405 | 0.94129 | 1.2145 | 1.4929 | 1.7096 | 1.8419 | 1.9141 | 1.9835 | 2.0313 | 2.0229 | 1.9351 | 1.6901 | 1.4317 | 1.3142 | 1.3478 | 1.2297 | 1.1155 | 1.0443 | 0 | 0 | 0 | 0 | 0 | 0 | 0 | 0 | 0 | 0 | 0 | 0 | 0 | 0 | 0.040627 | 0.040457 | 0.038703 | 0.033803 | 0 | 0 | 0 | 0 | 0 | 0 | 67.829 | 66.4241 | 65.215 | 64.3162 | 63.3013 | 62.4694 | 61.828 | 62.6639 | 66.2036 | 70.6316 | 74.7659 | 78.41 | 81.1161 | 83.0884 | 84.329 | 85.1322 | 85.6109 | 85.3077 | 84.1547 | 81.8917 | 78.766 | 74.9976 | 72.3337 | 70.5539 | 0.012866 | 0.012085 | 0.011877 | 0.011349 | 0.011459 | 0.012148 | 0.021098 | 0.020424 | 0.02616 | 0.030062 | 0.032178 | 0.033779 | 0.035789 | 0.039426 | 0.043022 | 0.045366 | 0.047098 | 0.04009 | 0.034324 | 0.022845 | 0.01804 | 0.015161 | 0.012774 | 0.011948
Portfolio Adjusted1-in-2Size: Under 20 kWAll2024July Monthly Peak | Portfolio Adjusted | 1-in-2 | Size: Under 20 kW | All | 2024 | July Monthly Peak | 7 | 1.0375 | 0.99997 | 0.97588 | 0.96281 | 0.95581 | 0.96511 | 0.90603 | 1.0223 | 1.3439 | 1.6749 | 1.9184 | 2.0542 | 2.1168 | 2.1752 | 2.2113 | 2.1952 | 2.0981 | 1.8224 | 1.5416 | 1.4005 | 1.4264 | 1.2935 | 1.1703 | 1.0913 | 0 | 0 | 0 | 0 | 0 | 0 | 0 | 0 | 0 | 0 | 0 | 0 | 0 | 0 | 0.044225 | 0.043904 | 0.041962 | 0.036448 | 0 | 0 | 0 | 0 | 0 | 0 | 70.7297 | 69.9112 | 69.0818 | 68.214 | 67.3134 | 66.6835 | 66.1991 | 66.5762 | 69.3322 | 73.6225 | 78.2507 | 81.8183 | 84.6137 | 86.8573 | 88.5707 | 89.3771 | 89.6586 | 88.9826 | 87.5851 | 85.6386 | 82.2377 | 78.4301 | 75.9561 | 74.3964 | 0.012842 | 0.012063 | 0.011855 | 0.011328 | 0.011437 | 0.012125 | 0.021059 | 0.020386 | 0.026111 | 0.030007 | 0.032119 | 0.033717 | 0.035723 | 0.039353 | 0.042943 | 0.045281 | 0.04701 | 0.040016 | 0.034261 | 0.022803 | 0.018007 | 0.015133 | 0.01275 | 0.011926
Portfolio Adjusted1-in-2Size: Under 20 kWAll2024August Monthly Peak | Portfolio Adjusted | 1-in-2 | Size: Under 20 kW | All | 2024 | August Monthly Peak | 8 | 1.0511 | 1.0141 | 0.99131 | 0.97784 | 0.9722 | 0.9926 | 0.95513 | 1.0414 | 1.3799 | 1.7532 | 2.0309 | 2.1967 | 2.2722 | 2.3361 | 2.3739 | 2.3485 | 2.2328 | 1.9264 | 1.6086 | 1.5039 | 1.4953 | 1.3208 | 1.1896 | 1.1106 | 0 | 0 | 0 | 0 | 0 | 0 | 0 | 0 | 0 | 0 | 0 | 0 | 0 | 0 | 0.047478 | 0.04697 | 0.044657 | 0.038528 | 0 | 0 | 0 | 0 | 0 | 0 | 74.1142 | 72.9253 | 71.7485 | 70.576 | 69.7632 | 68.8708 | 68.2504 | 68.1741 | 71.0712 | 76.5079 | 81.6759 | 85.6874 | 88.754 | 90.9328 | 92.1882 | 92.6203 | 92.775 | 91.8967 | 90.232 | 87.6769 | 83.7053 | 80.4359 | 78.3038 | 76.6475 | 0.01296 | 0.012174 | 0.011965 | 0.011433 | 0.011545 | 0.012242 | 0.021257 | 0.02058 | 0.026358 | 0.030289 | 0.032424 | 0.034038 | 0.036061 | 0.039723 | 0.043346 | 0.045708 | 0.047454 | 0.040396 | 0.034581 | 0.023014 | 0.018175 | 0.015271 | 0.012867 | 0.012035
Portfolio Adjusted1-in-2Size: Under 20 kWAll2024September Monthly Peak | Portfolio Adjusted | 1-in-2 | Size: Under 20 kW | All | 2024 | September Monthly Peak | 9 | 1.0074 | 0.97575 | 0.95382 | 0.93989 | 0.93725 | 0.96247 | 0.97779 | 0.98642 | 1.2757 | 1.5979 | 1.8402 | 1.9815 | 2.0532 | 2.1205 | 2.1635 | 2.149 | 2.0475 | 1.7588 | 1.4926 | 1.4963 | 1.3911 | 1.2392 | 1.1274 | 1.0556 | 0 | 0 | 0 | 0 | 0 | 0 | 0 | 0 | 0 | 0 | 0 | 0 | 0 | 0 | 0.043269 | 0.042979 | 0.040949 | 0.035176 | 0 | 0 | 0 | 0 | 0 | 0 | 68.978 | 67.8307 | 66.717 | 65.661 | 64.8966 | 64.0707 | 63.7564 | 63.4908 | 65.4571 | 70.6957 | 76.9112 | 82.425 | 86.3735 | 88.6637 | 89.7689 | 90.3353 | 90.2217 | 89.2985 | 87.2307 | 83.9352 | 80.3114 | 77.7532 | 75.8432 | 74.474 | 0.012857 | 0.012077 | 0.01187 | 0.011341 | 0.011451 | 0.012139 | 0.021084 | 0.02041 | 0.026142 | 0.030042 | 0.032156 | 0.033756 | 0.035765 | 0.0394 | 0.042993 | 0.045334 | 0.047065 | 0.040062 | 0.034301 | 0.02283 | 0.018029 | 0.015152 | 0.012765 | 0.01194
Portfolio Adjusted1-in-2Size: Under 20 kWAll2024October Monthly Peak | Portfolio Adjusted | 1-in-2 | Size: Under 20 kW | All | 2024 | October Monthly Peak | 10 | 0.96128 | 0.93327 | 0.91387 | 0.9041 | 0.90273 | 0.92441 | 0.97129 | 0.9459 | 1.1583 | 1.4255 | 1.6481 | 1.7904 | 1.8738 | 1.9477 | 1.9991 | 1.9927 | 1.8864 | 1.6268 | 1.5071 | 1.4519 | 1.3236 | 1.1863 | 1.085 | 1.0175 | 0 | 0 | 0 | 0 | 0 | 0 | 0 | 0 | 0 | 0 | 0 | 0 | 0 | 0 | 0.039982 | 0.039854 | 0.037729 | 0.032537 | 0 | 0 | 0 | 0 | 0 | 0 | 68.3739 | 67.5466 | 66.4704 | 65.7331 | 64.893 | 64.1547 | 63.7659 | 63.7316 | 64.6303 | 69.117 | 75.1611 | 80.5013 | 84.0469 | 86.2924 | 87.7531 | 88.0168 | 87.4679 | 86.1058 | 83.7906 | 80.2056 | 76.3773 | 73.4569 | 71.2906 | 69.4207 | 0.012893 | 0.01211 | 0.011902 | 0.011373 | 0.011482 | 0.012171 | 0.021141 | 0.020464 | 0.026213 | 0.03012 | 0.032238 | 0.033842 | 0.035858 | 0.039504 | 0.043109 | 0.045458 | 0.047194 | 0.04017 | 0.034391 | 0.022889 | 0.018076 | 0.015193 | 0.0128 | 0.011972
Portfolio Adjusted1-in-2Size: Under 20 kWAll2024November Monthly Peak | Portfolio Adjusted | 1-in-2 | Size: Under 20 kW | All | 2024 | November Monthly Peak | 11 | 0.90296 | 0.88381 | 0.87607 | 0.87108 | 0.87543 | 0.89818 | 0.85748 | 0.86364 | 1.0586 | 1.2442 | 1.3758 | 1.4414 | 1.4659 | 1.4937 | 1.5142 | 1.4976 | 1.4726 | 1.523 | 1.3739 | 1.2659 | 1.172 | 1.0648 | 0.99216 | 0.93944 | 0 | 0 | 0 | 0 | 0 | 0 | 0 | 0 | 0 | 0 | 0 | 0 | 0 | 0 | 0.030285 | 0.029953 | 0.029452 | 0.03046 | 0 | 0 | 0 | 0 | 0 | 0 | 56.9586 | 56.1724 | 55.2374 | 54.4155 | 53.6476 | 53.2639 | 52.6746 | 52.7192 | 56.3092 | 61.6455 | 67.8974 | 72.9159 | 76.3553 | 77.962 | 78.6009 | 78.3211 | 76.4476 | 72.654 | 68.3293 | 65.4489 | 63.2864 | 61.3776 | 60.2759 | 59.1345 | 0.012934 | 0.012149 | 0.01194 | 0.011409 | 0.01152 | 0.012213 | 0.02121 | 0.020533 | 0.026299 | 0.030223 | 0.032351 | 0.03396 | 0.035981 | 0.039636 | 0.043251 | 0.045607 | 0.047348 | 0.040304 | 0.034507 | 0.022966 | 0.018137 | 0.015242 | 0.012841 | 0.012011
Portfolio Adjusted1-in-2Size: Under 20 kWAll2024December Monthly Peak | Portfolio Adjusted | 1-in-2 | Size: Under 20 kW | All | 2024 | December Monthly Peak | 12 | 0.96439 | 0.94507 | 0.93568 | 0.93165 | 0.94326 | 0.97932 | 1.0425 | 1.0195 | 1.2291 | 1.4153 | 1.4881 | 1.4774 | 1.417 | 1.3693 | 1.3273 | 1.299 | 1.3559 | 1.4804 | 1.3519 | 1.2869 | 1.2059 | 1.1246 | 1.0579 | 1.0097 | 0 | 0 | 0 | 0 | 0 | 0 | 0 | 0 | 0 | 0 | 0 | 0 | 0 | 0 | 0.026545 | 0.025981 | 0.027118 | 0.029608 | 0 | 0 | 0 | 0 | 0 | 0 | 44.7492 | 44.1088 | 43.1357 | 42.301 | 41.5635 | 40.9536 | 40.889 | 40.8218 | 41.3185 | 44.0869 | 46.7122 | 48.6694 | 50.0407 | 50.8918 | 51.5588 | 51.6804 | 51.2318 | 49.9454 | 48.3323 | 47.1485 | 46.2506 | 45.3731 | 44.5586 | 43.6618 | 0.013263 | 0.012452 | 0.012238 | 0.011694 | 0.011798 | 0.012486 | 0.021716 | 0.021008 | 0.026927 | 0.030921 | 0.033071 | 0.034716 | 0.036812 | 0.040573 | 0.044286 | 0.046703 | 0.048486 | 0.041245 | 0.035324 | 0.023517 | 0.018567 | 0.01563 | 0.013165 | 0.012317
Portfolio Adjusted1-in-2Size: Under 20 kWAll2024Typical Event Day | Portfolio Adjusted | 1-in-2 | Size: Under 20 kW | All | 2024 | Typical Event Day | 8 | 1.0268 | 0.99182 | 0.97062 | 0.95815 | 0.95315 | 0.97256 | 0.93504 | 1.0042 | 1.31 | 1.6469 | 1.8955 | 2.044 | 2.1145 | 2.1751 | 2.2135 | 2.1935 | 2.088 | 1.802 | 1.5188 | 1.429 | 1.4353 | 1.2753 | 1.1529 | 1.0783 | 0 | 0 | 0 | 0 | 0 | 0 | 0 | 0 | 0 | 0 | 0 | 0 | 0 | 0 | 0.04427 | 0.043869 | 0.041761 | 0.03604 | 0 | 0 | 0 | 0 | 0 | 0 | 70.4127 | 69.2728 | 68.1906 | 67.1918 | 66.3186 | 65.5236 | 65.0085 | 65.2262 | 68.0161 | 72.8644 | 77.901 | 82.0852 | 85.2143 | 87.3856 | 88.7142 | 89.3662 | 89.5665 | 88.8714 | 87.3006 | 84.7856 | 81.2551 | 77.9042 | 75.6092 | 74.018 | 0.012863 | 0.012082 | 0.011875 | 0.011346 | 0.011456 | 0.012146 | 0.021094 | 0.02042 | 0.026154 | 0.030056 | 0.032173 | 0.033773 | 0.035783 | 0.039418 | 0.043013 | 0.045356 | 0.047088 | 0.040082 | 0.034317 | 0.02284 | 0.018037 | 0.015158 | 0.01277 | 0.011945
Portfolio Adjusted1-in-2Size: Under 20 kWAll2025January Monthly Peak | Portfolio Adjusted | 1-in-2 | Size: Under 20 kW | All | 2025 | January Monthly Peak | 1 | 0.94507 | 0.92938 | 0.9148 | 0.91306 | 0.92296 | 0.95916 | 1.0268 | 0.99392 | 1.1949 | 1.3617 | 1.436 | 1.4345 | 1.3907 | 1.3651 | 1.3416 | 1.3174 | 1.3177 | 1.4364 | 1.3472 | 1.2657 | 1.1837 | 1.0937 | 1.0236 | 0.98425 | 0 | 0 | 0 | 0 | 0 | 0 | 0 | 0 | 0 | 0 | 0 | 0 | 0 | 0 | 0.026832 | 0.026347 | 0.026354 | 0.028727 | 0 | 0 | 0 | 0 | 0 | 0 | 48.7545 | 48.2939 | 48.0122 | 47.6044 | 47.2426 | 47.0593 | 47.1263 | 46.9672 | 47.3382 | 48.8922 | 50.9313 | 52.5976 | 53.9137 | 54.8688 | 55.4348 | 55.3254 | 55.1702 | 54.4403 | 52.9279 | 51.6951 | 50.9108 | 50.4987 | 49.8436 | 49.0627 | 0.013058 | 0.012263 | 0.012052 | 0.011517 | 0.011627 | 0.012316 | 0.021402 | 0.020711 | 0.026537 | 0.030476 | 0.032608 | 0.034231 | 0.036285 | 0.039982 | 0.043641 | 0.046025 | 0.047782 | 0.04066 | 0.034806 | 0.023167 | 0.018294 | 0.015385 | 0.012961 | 0.012125
Portfolio Adjusted1-in-2Size: Under 20 kWAll2025February Monthly Peak | Portfolio Adjusted | 1-in-2 | Size: Under 20 kW | All | 2025 | February Monthly Peak | 2 | 0.91549 | 0.89852 | 0.88979 | 0.88957 | 0.89565 | 0.92181 | 0.95251 | 0.92771 | 1.1276 | 1.2957 | 1.3859 | 1.4045 | 1.3946 | 1.3863 | 1.387 | 1.3707 | 1.3415 | 1.3625 | 1.3681 | 1.2716 | 1.1786 | 1.0773 | 1.0004 | 0.95427 | 0 | 0 | 0 | 0 | 0 | 0 | 0 | 0 | 0 | 0 | 0 | 0 | 0 | 0 | 0.027739 | 0.027415 | 0.02683 | 0.027249 | 0 | 0 | 0 | 0 | 0 | 0 | 49.5975 | 49.0901 | 48.727 | 48.3697 | 48.2597 | 47.9603 | 47.5354 | 47.9162 | 49.1545 | 52.5299 | 56.2982 | 59.254 | 60.9272 | 61.7134 | 62.2053 | 62.3041 | 62.0833 | 61.2014 | 59.0788 | 56.8647 | 55.5201 | 54.3078 | 53.2336 | 51.9002 | 0.012899 | 0.012116 | 0.011907 | 0.011378 | 0.011487 | 0.012177 | 0.02115 | 0.020473 | 0.026224 | 0.030136 | 0.032255 | 0.03386 | 0.035877 | 0.039523 | 0.043129 | 0.045478 | 0.047214 | 0.040188 | 0.034409 | 0.022902 | 0.018085 | 0.0152 | 0.012806 | 0.011978
Portfolio Adjusted1-in-2Size: Under 20 kWAll2025March Monthly Peak | Portfolio Adjusted | 1-in-2 | Size: Under 20 kW | All | 2025 | March Monthly Peak | 3 | 0.92099 | 0.89634 | 0.88376 | 0.87884 | 0.88523 | 0.91013 | 0.95911 | 0.9243 | 1.0914 | 1.2606 | 1.3639 | 1.3853 | 1.3767 | 1.3803 | 1.3851 | 1.3793 | 1.3386 | 1.2476 | 1.1867 | 1.2552 | 1.1843 | 1.0841 | 1.0065 | 0.95746 | 0 | 0 | 0 | 0 | 0 | 0 | 0 | 0 | 0 | 0 | 0 | 0 | 0 | 0 | 0.027702 | 0.027586 | 0.026772 | 0.024951 | 0 | 0 | 0 | 0 | 0 | 0 | 51.285 | 50.4467 | 49.7468 | 49.3283 | 48.8091 | 48.4209 | 48.0405 | 48.1486 | 50.1914 | 52.8195 | 55.6423 | 58.2868 | 60.5841 | 62.2042 | 63.2166 | 63.8485 | 63.5909 | 62.744 | 60.415 | 57.4368 | 55.5443 | 54.0634 | 52.768 | 51.5183 | 0.012921 | 0.012135 | 0.011927 | 0.011396 | 0.011505 | 0.012194 | 0.021182 | 0.020503 | 0.026264 | 0.03018 | 0.0323 | 0.033907 | 0.035929 | 0.039583 | 0.043195 | 0.045548 | 0.047287 | 0.040247 | 0.034461 | 0.022937 | 0.018113 | 0.015226 | 0.012828 | 0.011999
Portfolio Adjusted1-in-2Size: Under 20 kWAll2025April Monthly Peak | Portfolio Adjusted | 1-in-2 | Size: Under 20 kW | All | 2025 | April Monthly Peak | 4 | 0.92121 | 0.89551 | 0.87942 | 0.87238 | 0.87329 | 0.89198 | 0.85643 | 0.85032 | 1.0583 | 1.2748 | 1.4339 | 1.5234 | 1.5734 | 1.6307 | 1.6791 | 1.6829 | 1.616 | 1.4251 | 1.2414 | 1.2674 | 1.2513 | 1.1239 | 1.0299 | 0.96605 | 0 | 0 | 0 | 0 | 0 | 0 | 0 | 0 | 0 | 0 | 0 | 0 | 0 | 0 | 0.033581 | 0.033659 | 0.032321 | 0.028502 | 0 | 0 | 0 | 0 | 0 | 0 | 62.8221 | 61.7197 | 60.7192 | 59.8289 | 58.8847 | 58.1276 | 57.4983 | 57.441 | 59.6913 | 63.8507 | 68.9762 | 73.6248 | 77.1924 | 79.2056 | 80.3599 | 80.903 | 80.6623 | 79.9083 | 78.5748 | 76.3805 | 72.624 | 70.0175 | 67.8493 | 65.8058 | 0.012877 | 0.012095 | 0.011887 | 0.011359 | 0.011468 | 0.012156 | 0.021115 | 0.020439 | 0.02618 | 0.030084 | 0.032199 | 0.033801 | 0.035815 | 0.039456 | 0.043056 | 0.045402 | 0.047135 | 0.04012 | 0.03435 | 0.022862 | 0.018054 | 0.015174 | 0.012784 | 0.011958
Portfolio Adjusted1-in-2Size: Under 20 kWAll2025May Monthly Peak | Portfolio Adjusted | 1-in-2 | Size: Under 20 kW | All | 2025 | May Monthly Peak | 5 | 0.94618 | 0.9198 | 0.9008 | 0.89199 | 0.8895 | 0.8882 | 0.79609 | 0.87049 | 1.1076 | 1.3572 | 1.5399 | 1.6475 | 1.7018 | 1.7596 | 1.801 | 1.8043 | 1.7354 | 1.5254 | 1.3098 | 1.2477 | 1.2917 | 1.1575 | 1.0556 | 0.99107 | 0 | 0 | 0 | 0 | 0 | 0 | 0 | 0 | 0 | 0 | 0 | 0 | 0 | 0 | 0.03602 | 0.036086 | 0.034709 | 0.030509 | 0 | 0 | 0 | 0 | 0 | 0 | 65.2302 | 64.0279 | 62.9063 | 61.8653 | 61.0252 | 60.0676 | 59.2976 | 60.1418 | 63.6097 | 67.7361 | 71.8659 | 75.7866 | 79.0882 | 81.3251 | 82.7537 | 83.569 | 83.7534 | 83.1408 | 81.5898 | 79.2781 | 75.3771 | 72.0039 | 69.9679 | 68.2058 | 0.012867 | 0.012086 | 0.011879 | 0.01135 | 0.011459 | 0.012148 | 0.021099 | 0.020425 | 0.026161 | 0.030066 | 0.032182 | 0.033783 | 0.035793 | 0.03943 | 0.043026 | 0.045368 | 0.0471 | 0.040092 | 0.034328 | 0.022848 | 0.018043 | 0.015164 | 0.012776 | 0.011949
Portfolio Adjusted1-in-2Size: Under 20 kWAll2025June Monthly Peak | Portfolio Adjusted | 1-in-2 | Size: Under 20 kW | All | 2025 | June Monthly Peak | 6 | 0.99217 | 0.96 | 0.93894 | 0.9279 | 0.92169 | 0.90684 | 0.83405 | 0.94129 | 1.2145 | 1.4929 | 1.7096 | 1.8419 | 1.9141 | 1.9835 | 2.0313 | 2.0229 | 1.9351 | 1.6901 | 1.4317 | 1.3142 | 1.3478 | 1.2297 | 1.1155 | 1.0443 | 0 | 0 | 0 | 0 | 0 | 0 | 0 | 0 | 0 | 0 | 0 | 0 | 0 | 0 | 0.040627 | 0.040457 | 0.038703 | 0.033803 | 0 | 0 | 0 | 0 | 0 | 0 | 67.829 | 66.4241 | 65.215 | 64.3162 | 63.3013 | 62.4694 | 61.828 | 62.6639 | 66.2036 | 70.6316 | 74.7659 | 78.4099 | 81.116 | 83.0884 | 84.329 | 85.1322 | 85.6109 | 85.3077 | 84.1547 | 81.8917 | 78.766 | 74.9976 | 72.3337 | 70.5539 | 0.012866 | 0.012085 | 0.011877 | 0.011349 | 0.011459 | 0.012148 | 0.021098 | 0.020424 | 0.02616 | 0.030062 | 0.032178 | 0.033779 | 0.035789 | 0.039426 | 0.043022 | 0.045366 | 0.047098 | 0.04009 | 0.034324 | 0.022845 | 0.01804 | 0.015161 | 0.012774 | 0.011948
Portfolio Adjusted1-in-2Size: Under 20 kWAll2025July Monthly Peak | Portfolio Adjusted | 1-in-2 | Size: Under 20 kW | All | 2025 | July Monthly Peak | 7 | 1.0375 | 0.99997 | 0.97588 | 0.96281 | 0.95581 | 0.96511 | 0.90603 | 1.0223 | 1.3439 | 1.6749 | 1.9184 | 2.0542 | 2.1168 | 2.1752 | 2.2113 | 2.1952 | 2.0981 | 1.8224 | 1.5416 | 1.4005 | 1.4264 | 1.2935 | 1.1703 | 1.0913 | 0 | 0 | 0 | 0 | 0 | 0 | 0 | 0 | 0 | 0 | 0 | 0 | 0 | 0 | 0.044225 | 0.043904 | 0.041962 | 0.036448 | 0 | 0 | 0 | 0 | 0 | 0 | 70.7297 | 69.9112 | 69.0818 | 68.214 | 67.3134 | 66.6835 | 66.1991 | 66.5762 | 69.3322 | 73.6225 | 78.2507 | 81.8183 | 84.6137 | 86.8573 | 88.5707 | 89.3771 | 89.6586 | 88.9826 | 87.5851 | 85.6386 | 82.2377 | 78.4301 | 75.9561 | 74.3964 | 0.012842 | 0.012063 | 0.011855 | 0.011328 | 0.011437 | 0.012125 | 0.021059 | 0.020386 | 0.026111 | 0.030007 | 0.032119 | 0.033717 | 0.035723 | 0.039353 | 0.042943 | 0.045281 | 0.04701 | 0.040016 | 0.034261 | 0.022803 | 0.018007 | 0.015133 | 0.01275 | 0.011926
Portfolio Adjusted1-in-2Size: Under 20 kWAll2025August Monthly Peak | Portfolio Adjusted | 1-in-2 | Size: Under 20 kW | All | 2025 | August Monthly Peak | 8 | 1.0511 | 1.0141 | 0.99131 | 0.97784 | 0.9722 | 0.9926 | 0.95513 | 1.0414 | 1.3799 | 1.7532 | 2.0309 | 2.1967 | 2.2722 | 2.3361 | 2.3739 | 2.3485 | 2.2328 | 1.9264 | 1.6086 | 1.5039 | 1.4953 | 1.3208 | 1.1896 | 1.1106 | 0 | 0 | 0 | 0 | 0 | 0 | 0 | 0 | 0 | 0 | 0 | 0 | 0 | 0 | 0.047478 | 0.04697 | 0.044657 | 0.038528 | 0 | 0 | 0 | 0 | 0 | 0 | 74.1142 | 72.9253 | 71.7485 | 70.576 | 69.7632 | 68.8708 | 68.2504 | 68.1741 | 71.0712 | 76.5079 | 81.6759 | 85.6874 | 88.754 | 90.9328 | 92.1882 | 92.6203 | 92.775 | 91.8967 | 90.232 | 87.6769 | 83.7053 | 80.4359 | 78.3038 | 76.6475 | 0.01296 | 0.012174 | 0.011965 | 0.011433 | 0.011545 | 0.012242 | 0.021257 | 0.02058 | 0.026358 | 0.030289 | 0.032424 | 0.034038 | 0.036061 | 0.039723 | 0.043346 | 0.045708 | 0.047454 | 0.040396 | 0.034581 | 0.023014 | 0.018175 | 0.015271 | 0.012867 | 0.012035
Portfolio Adjusted1-in-2Size: Under 20 kWAll2025September Monthly Peak | Portfolio Adjusted | 1-in-2 | Size: Under 20 kW | All | 2025 | September Monthly Peak | 9 | 1.0074 | 0.97575 | 0.95382 | 0.93989 | 0.93725 | 0.96247 | 0.97779 | 0.98642 | 1.2757 | 1.5979 | 1.8402 | 1.9815 | 2.0532 | 2.1205 | 2.1635 | 2.149 | 2.0475 | 1.7588 | 1.4926 | 1.4963 | 1.3911 | 1.2392 | 1.1274 | 1.0556 | 0 | 0 | 0 | 0 | 0 | 0 | 0 | 0 | 0 | 0 | 0 | 0 | 0 | 0 | 0.043269 | 0.042979 | 0.040949 | 0.035176 | 0 | 0 | 0 | 0 | 0 | 0 | 68.978 | 67.8307 | 66.717 | 65.661 | 64.8966 | 64.0707 | 63.7564 | 63.4908 | 65.4571 | 70.6957 | 76.9112 | 82.425 | 86.3735 | 88.6637 | 89.7689 | 90.3353 | 90.2217 | 89.2985 | 87.2307 | 83.9352 | 80.3113 | 77.7532 | 75.8432 | 74.474 | 0.012857 | 0.012077 | 0.01187 | 0.011341 | 0.011451 | 0.012139 | 0.021084 | 0.02041 | 0.026142 | 0.030042 | 0.032156 | 0.033756 | 0.035765 | 0.0394 | 0.042993 | 0.045334 | 0.047065 | 0.040062 | 0.034301 | 0.02283 | 0.018029 | 0.015152 | 0.012765 | 0.01194
Portfolio Adjusted1-in-2Size: Under 20 kWAll2025October Monthly Peak | Portfolio Adjusted | 1-in-2 | Size: Under 20 kW | All | 2025 | October Monthly Peak | 10 | 0.96128 | 0.93327 | 0.91387 | 0.9041 | 0.90273 | 0.92441 | 0.97129 | 0.9459 | 1.1583 | 1.4255 | 1.6481 | 1.7904 | 1.8738 | 1.9477 | 1.9991 | 1.9927 | 1.8864 | 1.6268 | 1.5071 | 1.4519 | 1.3236 | 1.1863 | 1.085 | 1.0175 | 0 | 0 | 0 | 0 | 0 | 0 | 0 | 0 | 0 | 0 | 0 | 0 | 0 | 0 | 0.039982 | 0.039854 | 0.037729 | 0.032537 | 0 | 0 | 0 | 0 | 0 | 0 | 68.3739 | 67.5466 | 66.4704 | 65.7331 | 64.893 | 64.1546 | 63.7659 | 63.7316 | 64.6302 | 69.117 | 75.1611 | 80.5013 | 84.0469 | 86.2924 | 87.7531 | 88.0168 | 87.4679 | 86.1058 | 83.7906 | 80.2056 | 76.3774 | 73.4569 | 71.2906 | 69.4207 | 0.012893 | 0.01211 | 0.011902 | 0.011373 | 0.011482 | 0.012171 | 0.021141 | 0.020464 | 0.026213 | 0.03012 | 0.032238 | 0.033842 | 0.035858 | 0.039504 | 0.043109 | 0.045458 | 0.047194 | 0.04017 | 0.034391 | 0.022889 | 0.018076 | 0.015193 | 0.0128 | 0.011972
Portfolio Adjusted1-in-2Size: Under 20 kWAll2025November Monthly Peak | Portfolio Adjusted | 1-in-2 | Size: Under 20 kW | All | 2025 | November Monthly Peak | 11 | 0.90296 | 0.88381 | 0.87607 | 0.87108 | 0.87543 | 0.89818 | 0.85748 | 0.86364 | 1.0586 | 1.2442 | 1.3758 | 1.4414 | 1.4659 | 1.4937 | 1.5142 | 1.4976 | 1.4726 | 1.523 | 1.3739 | 1.2659 | 1.172 | 1.0648 | 0.99216 | 0.93944 | 0 | 0 | 0 | 0 | 0 | 0 | 0 | 0 | 0 | 0 | 0 | 0 | 0 | 0 | 0.030285 | 0.029953 | 0.029452 | 0.03046 | 0 | 0 | 0 | 0 | 0 | 0 | 56.9586 | 56.1724 | 55.2374 | 54.4155 | 53.6476 | 53.2639 | 52.6746 | 52.7192 | 56.3092 | 61.6455 | 67.8974 | 72.9159 | 76.3553 | 77.962 | 78.6009 | 78.3211 | 76.4476 | 72.654 | 68.3293 | 65.4489 | 63.2864 | 61.3776 | 60.2759 | 59.1345 | 0.012934 | 0.012149 | 0.01194 | 0.011409 | 0.01152 | 0.012213 | 0.02121 | 0.020533 | 0.026299 | 0.030223 | 0.032351 | 0.03396 | 0.035981 | 0.039636 | 0.043251 | 0.045607 | 0.047348 | 0.040304 | 0.034507 | 0.022966 | 0.018137 | 0.015242 | 0.012841 | 0.012011
Portfolio Adjusted1-in-2Size: Under 20 kWAll2025December Monthly Peak | Portfolio Adjusted | 1-in-2 | Size: Under 20 kW | All | 2025 | December Monthly Peak | 12 | 0.96439 | 0.94507 | 0.93568 | 0.93165 | 0.94326 | 0.97932 | 1.0425 | 1.0195 | 1.2291 | 1.4153 | 1.4881 | 1.4774 | 1.417 | 1.3693 | 1.3273 | 1.299 | 1.3559 | 1.4804 | 1.3519 | 1.2869 | 1.2059 | 1.1246 | 1.0579 | 1.0097 | 0 | 0 | 0 | 0 | 0 | 0 | 0 | 0 | 0 | 0 | 0 | 0 | 0 | 0 | 0.026545 | 0.025981 | 0.027118 | 0.029608 | 0 | 0 | 0 | 0 | 0 | 0 | 44.7492 | 44.1088 | 43.1357 | 42.301 | 41.5635 | 40.9536 | 40.889 | 40.8218 | 41.3185 | 44.0869 | 46.7122 | 48.6694 | 50.0407 | 50.8918 | 51.5588 | 51.6804 | 51.2318 | 49.9454 | 48.3323 | 47.1485 | 46.2506 | 45.3731 | 44.5586 | 43.6618 | 0.013263 | 0.012452 | 0.012238 | 0.011694 | 0.011798 | 0.012486 | 0.021716 | 0.021008 | 0.026927 | 0.030921 | 0.033071 | 0.034716 | 0.036812 | 0.040573 | 0.044286 | 0.046703 | 0.048486 | 0.041245 | 0.035324 | 0.023517 | 0.018567 | 0.01563 | 0.013165 | 0.012317
Portfolio Adjusted1-in-2Size: Under 20 kWAll2025Typical Event Day | Portfolio Adjusted | 1-in-2 | Size: Under 20 kW | All | 2025 | Typical Event Day | 8 | 1.0268 | 0.99182 | 0.97062 | 0.95815 | 0.95315 | 0.97256 | 0.93504 | 1.0042 | 1.31 | 1.6469 | 1.8955 | 2.044 | 2.1145 | 2.1751 | 2.2135 | 2.1935 | 2.088 | 1.802 | 1.5188 | 1.429 | 1.4353 | 1.2753 | 1.1529 | 1.0783 | 0 | 0 | 0 | 0 | 0 | 0 | 0 | 0 | 0 | 0 | 0 | 0 | 0 | 0 | 0.04427 | 0.043869 | 0.041761 | 0.03604 | 0 | 0 | 0 | 0 | 0 | 0 | 70.4127 | 69.2728 | 68.1906 | 67.1918 | 66.3186 | 65.5236 | 65.0085 | 65.2262 | 68.0161 | 72.8644 | 77.901 | 82.0852 | 85.2143 | 87.3856 | 88.7142 | 89.3662 | 89.5665 | 88.8714 | 87.3006 | 84.7856 | 81.2551 | 77.9042 | 75.6092 | 74.018 | 0.012863 | 0.012082 | 0.011875 | 0.011346 | 0.011456 | 0.012146 | 0.021094 | 0.02042 | 0.026154 | 0.030056 | 0.032173 | 0.033773 | 0.035783 | 0.039418 | 0.043013 | 0.045356 | 0.047088 | 0.040082 | 0.034317 | 0.02284 | 0.018037 | 0.015158 | 0.01277 | 0.011945
Portfolio Adjusted1-in-10Size: Under 20 kWOrange County2015January Monthly Peak | Portfolio Adjusted | 1-in-10 | Size: Under 20 kW | Orange County | 2015 | January Monthly Peak | 1
Portfolio Adjusted1-in-10Size: Under 20 kWOrange County2015February Monthly Peak | Portfolio Adjusted | 1-in-10 | Size: Under 20 kW | Orange County | 2015 | February Monthly Peak | 2
Portfolio Adjusted1-in-10Size: Under 20 kWOrange County2015March Monthly Peak | Portfolio Adjusted | 1-in-10 | Size: Under 20 kW | Orange County | 2015 | March Monthly Peak | 3
Portfolio Adjusted1-in-10Size: Under 20 kWOrange County2015April Monthly Peak | Portfolio Adjusted | 1-in-10 | Size: Under 20 kW | Orange County | 2015 | April Monthly Peak | 4
Portfolio Adjusted1-in-10Size: Under 20 kWOrange County2015May Monthly Peak | Portfolio Adjusted | 1-in-10 | Size: Under 20 kW | Orange County | 2015 | May Monthly Peak | 5
Portfolio Adjusted1-in-10Size: Under 20 kWOrange County2015June Monthly Peak | Portfolio Adjusted | 1-in-10 | Size: Under 20 kW | Orange County | 2015 | June Monthly Peak | 6
Portfolio Adjusted1-in-10Size: Under 20 kWOrange County2015July Monthly Peak | Portfolio Adjusted | 1-in-10 | Size: Under 20 kW | Orange County | 2015 | July Monthly Peak | 7
Portfolio Adjusted1-in-10Size: Under 20 kWOrange County2015August Monthly Peak | Portfolio Adjusted | 1-in-10 | Size: Under 20 kW | Orange County | 2015 | August Monthly Peak | 8
Portfolio Adjusted1-in-10Size: Under 20 kWOrange County2015September Monthly Peak | Portfolio Adjusted | 1-in-10 | Size: Under 20 kW | Orange County | 2015 | September Monthly Peak | 9
Portfolio Adjusted1-in-10Size: Under 20 kWOrange County2015October Monthly Peak | Portfolio Adjusted | 1-in-10 | Size: Under 20 kW | Orange County | 2015 | October Monthly Peak | 10
Portfolio Adjusted1-in-10Size: Under 20 kWOrange County2015November Monthly Peak | Portfolio Adjusted | 1-in-10 | Size: Under 20 kW | Orange County | 2015 | November Monthly Peak | 11
Portfolio Adjusted1-in-10Size: Under 20 kWOrange County2015December Monthly Peak | Portfolio Adjusted | 1-in-10 | Size: Under 20 kW | Orange County | 2015 | December Monthly Peak | 12
Portfolio Adjusted1-in-10Size: Under 20 kWOrange County2015Typical Event Day | Portfolio Adjusted | 1-in-10 | Size: Under 20 kW | Orange County | 2015 | Typical Event Day | 8
Portfolio Adjusted1-in-10Size: Under 20 kWOrange County2016January Monthly Peak | Portfolio Adjusted | 1-in-10 | Size: Under 20 kW | Orange County | 2016 | January Monthly Peak | 1
Portfolio Adjusted1-in-10Size: Under 20 kWOrange County2016February Monthly Peak | Portfolio Adjusted | 1-in-10 | Size: Under 20 kW | Orange County | 2016 | February Monthly Peak | 2
Portfolio Adjusted1-in-10Size: Under 20 kWOrange County2016March Monthly Peak | Portfolio Adjusted | 1-in-10 | Size: Under 20 kW | Orange County | 2016 | March Monthly Peak | 3
Portfolio Adjusted1-in-10Size: Under 20 kWOrange County2016April Monthly Peak | Portfolio Adjusted | 1-in-10 | Size: Under 20 kW | Orange County | 2016 | April Monthly Peak | 4
Portfolio Adjusted1-in-10Size: Under 20 kWOrange County2016May Monthly Peak | Portfolio Adjusted | 1-in-10 | Size: Under 20 kW | Orange County | 2016 | May Monthly Peak | 5
Portfolio Adjusted1-in-10Size: Under 20 kWOrange County2016June Monthly Peak | Portfolio Adjusted | 1-in-10 | Size: Under 20 kW | Orange County | 2016 | June Monthly Peak | 6
Portfolio Adjusted1-in-10Size: Under 20 kWOrange County2016July Monthly Peak | Portfolio Adjusted | 1-in-10 | Size: Under 20 kW | Orange County | 2016 | July Monthly Peak | 7
Portfolio Adjusted1-in-10Size: Under 20 kWOrange County2016August Monthly Peak | Portfolio Adjusted | 1-in-10 | Size: Under 20 kW | Orange County | 2016 | August Monthly Peak | 8
Portfolio Adjusted1-in-10Size: Under 20 kWOrange County2016September Monthly Peak | Portfolio Adjusted | 1-in-10 | Size: Under 20 kW | Orange County | 2016 | September Monthly Peak | 9
Portfolio Adjusted1-in-10Size: Under 20 kWOrange County2016October Monthly Peak | Portfolio Adjusted | 1-in-10 | Size: Under 20 kW | Orange County | 2016 | October Monthly Peak | 10
Portfolio Adjusted1-in-10Size: Under 20 kWOrange County2016November Monthly Peak | Portfolio Adjusted | 1-in-10 | Size: Under 20 kW | Orange County | 2016 | November Monthly Peak | 11
Portfolio Adjusted1-in-10Size: Under 20 kWOrange County2016December Monthly Peak | Portfolio Adjusted | 1-in-10 | Size: Under 20 kW | Orange County | 2016 | December Monthly Peak | 12
Portfolio Adjusted1-in-10Size: Under 20 kWOrange County2016Typical Event Day | Portfolio Adjusted | 1-in-10 | Size: Under 20 kW | Orange County | 2016 | Typical Event Day | 8
Portfolio Adjusted1-in-10Size: Under 20 kWOrange County2017January Monthly Peak | Portfolio Adjusted | 1-in-10 | Size: Under 20 kW | Orange County | 2017 | January Monthly Peak | 1
Portfolio Adjusted1-in-10Size: Under 20 kWOrange County2017February Monthly Peak | Portfolio Adjusted | 1-in-10 | Size: Under 20 kW | Orange County | 2017 | February Monthly Peak | 2
Portfolio Adjusted1-in-10Size: Under 20 kWOrange County2017March Monthly Peak | Portfolio Adjusted | 1-in-10 | Size: Under 20 kW | Orange County | 2017 | March Monthly Peak | 3
Portfolio Adjusted1-in-10Size: Under 20 kWOrange County2017April Monthly Peak | Portfolio Adjusted | 1-in-10 | Size: Under 20 kW | Orange County | 2017 | April Monthly Peak | 4 | 1.0785 | 1.048 | 1.028 | 1.0158 | 1.0081 | 1.0232 | 0.98308 | 1.0159 | 1.2908 | 1.6264 | 1.8739 | 2.0326 | 2.1101 | 2.1927 | 2.2601 | 2.266 | 2.1414 | 1.8772 | 1.5638 | 1.5678 | 1.5096 | 1.3134 | 1.2246 | 1.1329 | 0 | 0 | 0 | 0 | 0 | 0 | 0 | 0 | 0 | 0 | 0 | 0 | 0 | 0 | 0.045202 | 0.045321 | 0.042828 | 0.037544 | 0 | 0 | 0 | 0 | 0 | 0 | 71.3249 | 69.5594 | 67.986 | 66.3746 | 65.3919 | 64.7372 | 64.1928 | 64.2748 | 67.3097 | 72.8277 | 78.6969 | 84.0812 | 87.711 | 89.7025 | 90.3149 | 90.7569 | 90.7246 | 89.8758 | 88.2179 | 84.549 | 79.6124 | 75.707 | 73.1207 | 71.129 | 0.023001 | 0.022683 | 0.022399 | 0.021266 | 0.023236 | 0.027991 | 0.043622 | 0.044481 | 0.054061 | 0.065107 | 0.073672 | 0.077563 | 0.077819 | 0.082483 | 0.088372 | 0.092671 | 0.096299 | 0.086253 | 0.071327 | 0.04621 | 0.03727 | 0.026687 | 0.023075 | 0.021166
Portfolio Adjusted1-in-10Size: Under 20 kWOrange County2017May Monthly Peak | Portfolio Adjusted | 1-in-10 | Size: Under 20 kW | Orange County | 2017 | May Monthly Peak | 5 | 1.106 | 1.0747 | 1.0504 | 1.036 | 1.0352 | 1.0392 | 0.92399 | 1.0747 | 1.3899 | 1.786 | 2.0866 | 2.2676 | 2.3502 | 2.433 | 2.4725 | 2.4663 | 2.3322 | 2.0428 | 1.667 | 1.5792 | 1.5741 | 1.3479 | 1.2494 | 1.1608 | 0 | 0 | 0 | 0 | 0 | 0 | 0 | 0 | 0 | 0 | 0 | 0 | 0 | 0 | 0.04945 | 0.049326 | 0.046644 | 0.040856 | 0 | 0 | 0 | 0 | 0 | 0 | 74.3618 | 72.6619 | 71.1839 | 70.5853 | 69.9415 | 69.1497 | 68.7397 | 69.0573 | 72.6574 | 78.3605 | 83.1889 | 86.7158 | 89.1735 | 91.1032 | 92.3779 | 92.7379 | 92.5304 | 91.4213 | 89.9221 | 87.2186 | 83.163 | 78.8868 | 76.3817 | 74.2503 | 0.023031 | 0.022712 | 0.022428 | 0.021294 | 0.023266 | 0.028028 | 0.043679 | 0.044539 | 0.054131 | 0.065191 | 0.073767 | 0.077663 | 0.07792 | 0.08259 | 0.088487 | 0.092791 | 0.096424 | 0.086365 | 0.071419 | 0.04627 | 0.037319 | 0.026722 | 0.023105 | 0.021194
Portfolio Adjusted1-in-10Size: Under 20 kWOrange County2017June Monthly Peak | Portfolio Adjusted | 1-in-10 | Size: Under 20 kW | Orange County | 2017 | June Monthly Peak | 6 | 1.1251 | 1.0896 | 1.0601 | 1.0471 | 1.0456 | 1.041 | 0.94531 | 1.1061 | 1.422 | 1.8135 | 2.127 | 2.3333 | 2.4322 | 2.528 | 2.5798 | 2.5655 | 2.404 | 2.1019 | 1.7098 | 1.5771 | 1.5856 | 1.3912 | 1.2744 | 1.1813 | 0 | 0 | 0 | 0 | 0 | 0 | 0 | 0 | 0 | 0 | 0 | 0 | 0 | 0 | 0.051596 | 0.05131 | 0.04808 | 0.042038 | 0 | 0 | 0 | 0 | 0 | 0 | 71.9335 | 70.7382 | 69.5838 | 68.6803 | 67.5125 | 66.6924 | 66.3506 | 67.4724 | 70.878 | 75.7659 | 80.7897 | 85.3215 | 88.6777 | 90.8991 | 92.4601 | 93.144 | 93.4722 | 92.2901 | 90.8187 | 87.6888 | 83.5129 | 79.8217 | 77.3017 | 75.4529 | 0.023002 | 0.022683 | 0.0224 | 0.021267 | 0.023237 | 0.027992 | 0.043624 | 0.044483 | 0.054062 | 0.065109 | 0.073674 | 0.077565 | 0.077821 | 0.082486 | 0.088375 | 0.092674 | 0.096302 | 0.086256 | 0.071329 | 0.046211 | 0.037272 | 0.026688 | 0.023076 | 0.021167
Portfolio Adjusted1-in-10Size: Under 20 kWOrange County2017July Monthly Peak | Portfolio Adjusted | 1-in-10 | Size: Under 20 kW | Orange County | 2017 | July Monthly Peak | 7 | 1.1762 | 1.1328 | 1.1031 | 1.0842 | 1.084 | 1.0993 | 1.0305 | 1.2193 | 1.5923 | 2.0753 | 2.4329 | 2.6459 | 2.7251 | 2.7952 | 2.8355 | 2.8139 | 2.6444 | 2.3127 | 1.8776 | 1.6916 | 1.6951 | 1.4703 | 1.3478 | 1.241 | 0 | 0 | 0 | 0 | 0 | 0 | 0 | 0 | 0 | 0 | 0 | 0 | 0 | 0 | 0.05671 | 0.056277 | 0.052887 | 0.046253 | 0 | 0 | 0 | 0 | 0 | 0 | 77.5241 | 76.2351 | 75.0078 | 73.8412 | 73.09 | 72.4007 | 71.7827 | 72.2379 | 75.118 | 79.7968 | 84.8602 | 89.0514 | 91.2603 | 92.4054 | 93.3701 | 93.3678 | 93.1205 | 92.6246 | 91.132 | 88.6313 | 84.8581 | 81.3 | 79.0486 | 77.5554 | 0.022969 | 0.022651 | 0.022367 | 0.021236 | 0.023203 | 0.027952 | 0.043561 | 0.044419 | 0.053984 | 0.065015 | 0.073568 | 0.077453 | 0.077709 | 0.082367 | 0.088247 | 0.09254 | 0.096163 | 0.086132 | 0.071226 | 0.046145 | 0.037218 | 0.026649 | 0.023042 | 0.021136
Portfolio Adjusted1-in-10Size: Under 20 kWOrange County2017August Monthly Peak | Portfolio Adjusted | 1-in-10 | Size: Under 20 kW | Orange County | 2017 | August Monthly Peak | 8 | 1.1999 | 1.1554 | 1.1282 | 1.11 | 1.1103 | 1.1394 | 1.1032 | 1.2654 | 1.649 | 2.1812 | 2.5901 | 2.8235 | 2.9143 | 2.9777 | 3.0262 | 2.98 | 2.784 | 2.4177 | 1.9507 | 1.8037 | 1.7595 | 1.5025 | 1.3754 | 1.2611 | 0 | 0 | 0 | 0 | 0 | 0 | 0 | 0 | 0 | 0 | 0 | 0 | 0 | 0 | 0.060524 | 0.0596 | 0.05568 | 0.048353 | 0 | 0 | 0 | 0 | 0 | 0 | 77.7387 | 76.9803 | 76.2122 | 75.4093 | 74.7907 | 74.2886 | 74.3209 | 74.8947 | 77.4679 | 82.1719 | 86.7261 | 90.9885 | 94.4619 | 96.5824 | 97.4096 | 98.2354 | 98.4847 | 97.8672 | 97.0472 | 94.2099 | 89.8161 | 86.3507 | 84.0062 | 81.9215 | 0.023366 | 0.023042 | 0.022754 | 0.021603 | 0.023604 | 0.028435 | 0.044314 | 0.045187 | 0.054918 | 0.066139 | 0.07484 | 0.078792 | 0.079052 | 0.083791 | 0.089773 | 0.09414 | 0.097826 | 0.087621 | 0.072458 | 0.046943 | 0.037861 | 0.02711 | 0.023441 | 0.021502
Portfolio Adjusted1-in-10Size: Under 20 kWOrange County2017September Monthly Peak | Portfolio Adjusted | 1-in-10 | Size: Under 20 kW | Orange County | 2017 | September Monthly Peak | 9 | 1.1936 | 1.1529 | 1.1233 | 1.1045 | 1.1048 | 1.1534 | 1.1879 | 1.2694 | 1.6454 | 2.1666 | 2.5685 | 2.7842 | 2.87 | 2.9546 | 3.0146 | 2.9915 | 2.7867 | 2.3989 | 1.9344 | 1.9076 | 1.7345 | 1.4994 | 1.3768 | 1.2594 | 0 | 0 | 0 | 0 | 0 | 0 | 0 | 0 | 0 | 0 | 0 | 0 | 0 | 0 | 0.060292 | 0.059831 | 0.055735 | 0.047978 | 0 | 0 | 0 | 0 | 0 | 0 | 79.774 | 78.9179 | 77.9594 | 77.4139 | 76.7225 | 76.4124 | 75.862 | 75.5125 | 77.5475 | 81.4482 | 85.7225 | 90.1473 | 93.3625 | 95.2659 | 96.0934 | 96.6486 | 96.6978 | 95.4175 | 93.5817 | 90.1493 | 86.1596 | 82.9843 | 80.6203 | 78.6908 | 0.023159 | 0.022838 | 0.022552 | 0.021411 | 0.023395 | 0.028183 | 0.04392 | 0.044785 | 0.05443 | 0.065552 | 0.074175 | 0.078092 | 0.07835 | 0.083047 | 0.088975 | 0.093304 | 0.096957 | 0.086843 | 0.071814 | 0.046525 | 0.037525 | 0.026869 | 0.023233 | 0.021311
Portfolio Adjusted1-in-10Size: Under 20 kWOrange County2017October Monthly Peak | Portfolio Adjusted | 1-in-10 | Size: Under 20 kW | Orange County | 2017 | October Monthly Peak | 10 | 1.1414 | 1.1112 | 1.0879 | 1.0733 | 1.0672 | 1.0981 | 1.167 | 1.1551 | 1.406 | 1.789 | 2.1049 | 2.2985 | 2.4075 | 2.4956 | 2.548 | 2.5597 | 2.3733 | 2.0449 | 1.826 | 1.759 | 1.5908 | 1.4126 | 1.3099 | 1.2084 | 0 | 0 | 0 | 0 | 0 | 0 | 0 | 0 | 0 | 0 | 0 | 0 | 0 | 0 | 0.050959 | 0.051193 | 0.047465 | 0.040899 | 0 | 0 | 0 | 0 | 0 | 0 | 74.6332 | 73.1695 | 72.0018 | 70.864 | 69.89 | 69.3968 | 69.0187 | 68.9123 | 70.2722 | 74.422 | 79.8601 | 85.1133 | 89.5618 | 92.527 | 93.6229 | 94.1889 | 94.0131 | 92.5015 | 89.4636 | 84.8275 | 80.5669 | 77.8626 | 75.9562 | 74.3018 | 0.02301 | 0.022691 | 0.022407 | 0.021274 | 0.023244 | 0.028001 | 0.043638 | 0.044498 | 0.05408 | 0.06513 | 0.073698 | 0.077591 | 0.077847 | 0.082513 | 0.088404 | 0.092704 | 0.096334 | 0.086285 | 0.071353 | 0.046227 | 0.037284 | 0.026697 | 0.023083 | 0.021174
Portfolio Adjusted1-in-10Size: Under 20 kWOrange County2017November Monthly Peak | Portfolio Adjusted | 1-in-10 | Size: Under 20 kW | Orange County | 2017 | November Monthly Peak | 11 | 1.1083 | 1.0911 | 1.0813 | 1.0645 | 1.0562 | 1.0921 | 1.0161 | 1.0426 | 1.3003 | 1.5963 | 1.8087 | 1.9269 | 1.9824 | 2.0322 | 2.0556 | 2.0299 | 1.9528 | 2.0012 | 1.7461 | 1.5686 | 1.4574 | 1.2989 | 1.2192 | 1.1438 | 0 | 0 | 0 | 0 | 0 | 0 | 0 | 0 | 0 | 0 | 0 | 0 | 0 | 0 | 0.041111 | 0.040598 | 0.039055 | 0.040024 | 0 | 0 | 0 | 0 | 0 | 0 | 69.3501 | 67.6054 | 66.9704 | 65.6343 | 64.6465 | 63.7 | 63.7865 | 64.1376 | 66.6017 | 71.246 | 77.0622 | 82.0419 | 85.0644 | 86.7507 | 87.6476 | 87.378 | 85.9845 | 83.3326 | 80.1139 | 77.2654 | 74.8367 | 72.7781 | 70.9339 | 69.893 | 0.023085 | 0.022765 | 0.02248 | 0.021343 | 0.02332 | 0.028093 | 0.043781 | 0.044643 | 0.054257 | 0.065343 | 0.073939 | 0.077844 | 0.078101 | 0.082783 | 0.088692 | 0.093007 | 0.096649 | 0.086566 | 0.071586 | 0.046378 | 0.037406 | 0.026784 | 0.023159 | 0.021243
Portfolio Adjusted1-in-10Size: Under 20 kWOrange County2017December Monthly Peak | Portfolio Adjusted | 1-in-10 | Size: Under 20 kW | Orange County | 2017 | December Monthly Peak | 12 | 1.1356 | 1.1231 | 1.1171 | 1.1088 | 1.1095 | 1.1628 | 1.2152 | 1.1587 | 1.3525 | 1.5941 | 1.6895 | 1.6766 | 1.5931 | 1.5347 | 1.4884 | 1.4386 | 1.48 | 1.6599 | 1.5261 | 1.455 | 1.3743 | 1.2869 | 1.228 | 1.173 | 0 | 0 | 0 | 0 | 0 | 0 | 0 | 0 | 0 | 0 | 0 | 0 | 0 | 0 | 0.029767 | 0.028773 | 0.0296 | 0.033198 | 0 | 0 | 0 | 0 | 0 | 0 | 44.0659 | 43.4572 | 43.2542 | 43.4708 | 43.689 | 43.5315 | 43.856 | 43.8573 | 44.4634 | 45.6312 | 46.7944 | 48.2864 | 49.4487 | 49.8552 | 50.0718 | 50.0015 | 49.5146 | 48.5616 | 47.3305 | 46.0941 | 44.89 | 44.4743 | 44.1149 | 43.3147 | 0.023126 | 0.022805 | 0.02252 | 0.021381 | 0.023362 | 0.028143 | 0.043858 | 0.044722 | 0.054353 | 0.065459 | 0.07407 | 0.077982 | 0.078239 | 0.082929 | 0.08885 | 0.093172 | 0.09682 | 0.08672 | 0.071713 | 0.04646 | 0.037472 | 0.026831 | 0.0232 | 0.021281
Portfolio Adjusted1-in-10Size: Under 20 kWOrange County2017Typical Event Day | Portfolio Adjusted | 1-in-10 | Size: Under 20 kW | Orange County | 2017 | Typical Event Day | 8 | 1.1841 | 1.1411 | 1.1147 | 1.0972 | 1.097 | 1.1253 | 1.0886 | 1.2336 | 1.5927 | 2.0928 | 2.4747 | 2.6941 | 2.7852 | 2.8472 | 2.8957 | 2.8542 | 2.6719 | 2.3189 | 1.8812 | 1.748 | 1.7159 | 1.4718 | 1.3511 | 1.2415 | 0 | 0 | 0 | 0 | 0 | 0 | 0 | 0 | 0 | 0 | 0 | 0 | 0 | 0 | 0.057913 | 0.057084 | 0.053439 | 0.046377 | 0 | 0 | 0 | 0 | 0 | 0 | 76.7426 | 75.7179 | 74.6908 | 73.8362 | 73.0289 | 72.4485 | 72.0791 | 72.5294 | 75.2529 | 79.7957 | 84.5246 | 88.8772 | 91.9406 | 93.7882 | 94.8333 | 95.3489 | 95.4438 | 94.5498 | 93.1449 | 90.1698 | 86.0867 | 82.6142 | 80.2442 | 78.4052 | 0.023091 | 0.022771 | 0.022486 | 0.021349 | 0.023327 | 0.028101 | 0.043792 | 0.044655 | 0.054272 | 0.065361 | 0.073959 | 0.077865 | 0.078122 | 0.082805 | 0.088716 | 0.093032 | 0.096675 | 0.08659 | 0.071605 | 0.04639 | 0.037416 | 0.026791 | 0.023165 | 0.021249
Portfolio Adjusted1-in-10Size: Under 20 kWOrange County2018January Monthly Peak | Portfolio Adjusted | 1-in-10 | Size: Under 20 kW | Orange County | 2018 | January Monthly Peak | 1 | 1.0857 | 1.072 | 1.0491 | 1.041 | 1.036 | 1.0758 | 1.182 | 1.1576 | 1.3791 | 1.6141 | 1.7196 | 1.6964 | 1.6041 | 1.5565 | 1.5024 | 1.4598 | 1.4613 | 1.6414 | 1.5038 | 1.4193 | 1.3199 | 1.2292 | 1.1689 | 1.132 | 0 | 0 | 0 | 0 | 0 | 0 | 0 | 0 | 0 | 0 | 0 | 0 | 0 | 0 | 0.030048 | 0.029197 | 0.029225 | 0.032829 | 0 | 0 | 0 | 0 | 0 | 0 | 44.9845 | 44.2541 | 43.4119 | 42.7603 | 42.3325 | 41.8171 | 41.394 | 41.2746 | 41.8478 | 44.2784 | 46.7861 | 48.3766 | 50.0043 | 50.8854 | 51.4866 | 51.4958 | 50.2963 | 48.6513 | 46.5181 | 45.0578 | 44.1602 | 43.7278 | 43.266 | 42.6392 | 0.023632 | 0.023305 | 0.023013 | 0.02185 | 0.023873 | 0.028759 | 0.044819 | 0.045702 | 0.055544 | 0.066893 | 0.075693 | 0.07969 | 0.079953 | 0.084746 | 0.090796 | 0.095213 | 0.098941 | 0.08862 | 0.073284 | 0.047478 | 0.038293 | 0.027419 | 0.023708 | 0.021747
Portfolio Adjusted1-in-10Size: Under 20 kWOrange County2018February Monthly Peak | Portfolio Adjusted | 1-in-10 | Size: Under 20 kW | Orange County | 2018 | February Monthly Peak | 2 | 1.0509 | 1.0348 | 1.0242 | 1.0219 | 1.0031 | 1.0233 | 1.1013 | 1.0704 | 1.2801 | 1.5062 | 1.6226 | 1.6344 | 1.6119 | 1.5894 | 1.5762 | 1.5446 | 1.4913 | 1.5666 | 1.5504 | 1.4453 | 1.3395 | 1.2158 | 1.1419 | 1.0937 | 0 | 0 | 0 | 0 | 0 | 0 | 0 | 0 | 0 | 0 | 0 | 0 | 0 | 0 | 0.031524 | 0.030893 | 0.029826 | 0.031332 | 0 | 0 | 0 | 0 | 0 | 0 | 50.8502 | 50.6621 | 50.0982 | 49.5409 | 49.5385 | 48.843 | 47.4853 | 48.2501 | 49.4375 | 51.6675 | 53.8075 | 54.6397 | 55.5752 | 56.9079 | 57.9759 | 58.2356 | 57.4779 | 56.9735 | 55.4461 | 53.9397 | 52.6283 | 51.1765 | 50.5824 | 49.8069 | 0.02288 | 0.022563 | 0.02228 | 0.021154 | 0.023113 | 0.027843 | 0.043391 | 0.044246 | 0.053774 | 0.064762 | 0.073281 | 0.077152 | 0.077406 | 0.082046 | 0.087904 | 0.09218 | 0.095789 | 0.085797 | 0.070949 | 0.045965 | 0.037073 | 0.026546 | 0.022953 | 0.021054
Portfolio Adjusted1-in-10Size: Under 20 kWOrange County2018March Monthly Peak | Portfolio Adjusted | 1-in-10 | Size: Under 20 kW | Orange County | 2018 | March Monthly Peak | 3 | 1.037 | 1.0109 | 0.99243 | 0.98628 | 0.97833 | 0.99857 | 1.0503 | 1.0144 | 1.187 | 1.437 | 1.6033 | 1.6707 | 1.7017 | 1.7342 | 1.7606 | 1.7623 | 1.682 | 1.534 | 1.4155 | 1.4759 | 1.3727 | 1.2251 | 1.1416 | 1.0795 | 0 | 0 | 0 | 0 | 0 | 0 | 0 | 0 | 0 | 0 | 0 | 0 | 0 | 0 | 0.035213 | 0.035247 | 0.03364 | 0.030681 | 0 | 0 | 0 | 0 | 0 | 0 | 60.9447 | 59.4187 | 58.0458 | 57.2632 | 56.67 | 56.2068 | 55.9438 | 56.0163 | 57.2235 | 60.8418 | 64.9517 | 69.292 | 72.8811 | 74.8067 | 75.8137 | 76.4117 | 76.3432 | 75.5199 | 73.9701 | 71.3439 | 67.9241 | 65.1653 | 62.9824 | 60.6701 | 0.022824 | 0.022508 | 0.022227 | 0.021103 | 0.023057 | 0.027776 | 0.043287 | 0.044139 | 0.053645 | 0.064606 | 0.073105 | 0.076966 | 0.07722 | 0.081849 | 0.087692 | 0.091958 | 0.095558 | 0.08559 | 0.070778 | 0.045854 | 0.036984 | 0.026482 | 0.022897 | 0.021003
Portfolio Adjusted1-in-10Size: Under 20 kWOrange County2018April Monthly Peak | Portfolio Adjusted | 1-in-10 | Size: Under 20 kW | Orange County | 2018 | April Monthly Peak | 4 | 1.0785 | 1.048 | 1.028 | 1.0158 | 1.0081 | 1.0232 | 0.98308 | 1.0159 | 1.2908 | 1.6264 | 1.8739 | 2.0326 | 2.1101 | 2.1927 | 2.2601 | 2.266 | 2.1414 | 1.8772 | 1.5638 | 1.5678 | 1.5096 | 1.3134 | 1.2246 | 1.1329 | 0 | 0 | 0 | 0 | 0 | 0 | 0 | 0 | 0 | 0 | 0 | 0 | 0 | 0 | 0.045202 | 0.045321 | 0.042828 | 0.037544 | 0 | 0 | 0 | 0 | 0 | 0 | 71.3249 | 69.5594 | 67.986 | 66.3746 | 65.3919 | 64.7372 | 64.1928 | 64.2748 | 67.3097 | 72.8277 | 78.6969 | 84.0812 | 87.711 | 89.7025 | 90.3149 | 90.7569 | 90.7246 | 89.8758 | 88.218 | 84.549 | 79.6124 | 75.707 | 73.1207 | 71.129 | 0.023001 | 0.022683 | 0.022399 | 0.021266 | 0.023236 | 0.027991 | 0.043622 | 0.044481 | 0.054061 | 0.065107 | 0.073672 | 0.077563 | 0.077819 | 0.082483 | 0.088372 | 0.092671 | 0.096299 | 0.086253 | 0.071327 | 0.04621 | 0.03727 | 0.026687 | 0.023075 | 0.021166
Portfolio Adjusted1-in-10Size: Under 20 kWOrange County2018May Monthly Peak | Portfolio Adjusted | 1-in-10 | Size: Under 20 kW | Orange County | 2018 | May Monthly Peak | 5 | 1.106 | 1.0747 | 1.0504 | 1.036 | 1.0352 | 1.0392 | 0.92399 | 1.0747 | 1.3899 | 1.786 | 2.0866 | 2.2676 | 2.3502 | 2.433 | 2.4725 | 2.4663 | 2.3322 | 2.0428 | 1.667 | 1.5792 | 1.5741 | 1.3479 | 1.2494 | 1.1608 | 0 | 0 | 0 | 0 | 0 | 0 | 0 | 0 | 0 | 0 | 0 | 0 | 0 | 0 | 0.04945 | 0.049326 | 0.046644 | 0.040856 | 0 | 0 | 0 | 0 | 0 | 0 | 74.3618 | 72.6619 | 71.1839 | 70.5853 | 69.9415 | 69.1497 | 68.7397 | 69.0573 | 72.6574 | 78.3605 | 83.1889 | 86.7158 | 89.1735 | 91.1032 | 92.3779 | 92.7379 | 92.5304 | 91.4213 | 89.9221 | 87.2186 | 83.163 | 78.8868 | 76.3817 | 74.2503 | 0.023031 | 0.022712 | 0.022428 | 0.021294 | 0.023266 | 0.028028 | 0.043679 | 0.044539 | 0.054131 | 0.065191 | 0.073767 | 0.077663 | 0.07792 | 0.08259 | 0.088487 | 0.092791 | 0.096424 | 0.086365 | 0.071419 | 0.04627 | 0.037319 | 0.026722 | 0.023105 | 0.021194
Portfolio Adjusted1-in-10Size: Under 20 kWOrange County2018June Monthly Peak | Portfolio Adjusted | 1-in-10 | Size: Under 20 kW | Orange County | 2018 | June Monthly Peak | 6 | 1.1251 | 1.0896 | 1.0601 | 1.0471 | 1.0456 | 1.041 | 0.94531 | 1.1061 | 1.422 | 1.8135 | 2.127 | 2.3333 | 2.4322 | 2.528 | 2.5798 | 2.5655 | 2.404 | 2.1019 | 1.7098 | 1.5771 | 1.5856 | 1.3912 | 1.2744 | 1.1813 | 0 | 0 | 0 | 0 | 0 | 0 | 0 | 0 | 0 | 0 | 0 | 0 | 0 | 0 | 0.051596 | 0.05131 | 0.04808 | 0.042038 | 0 | 0 | 0 | 0 | 0 | 0 | 71.9335 | 70.7382 | 69.5838 | 68.6803 | 67.5125 | 66.6924 | 66.3506 | 67.4724 | 70.878 | 75.7659 | 80.7897 | 85.3215 | 88.6777 | 90.8991 | 92.4601 | 93.144 | 93.4722 | 92.2901 | 90.8187 | 87.6888 | 83.5129 | 79.8217 | 77.3017 | 75.4529 | 0.023002 | 0.022683 | 0.0224 | 0.021267 | 0.023237 | 0.027992 | 0.043624 | 0.044483 | 0.054062 | 0.065109 | 0.073674 | 0.077565 | 0.077821 | 0.082486 | 0.088375 | 0.092674 | 0.096302 | 0.086256 | 0.071329 | 0.046211 | 0.037272 | 0.026688 | 0.023076 | 0.021167
Portfolio Adjusted1-in-10Size: Under 20 kWOrange County2018July Monthly Peak | Portfolio Adjusted | 1-in-10 | Size: Under 20 kW | Orange County | 2018 | July Monthly Peak | 7 | 1.1762 | 1.1328 | 1.1031 | 1.0842 | 1.084 | 1.0993 | 1.0305 | 1.2193 | 1.5923 | 2.0753 | 2.4329 | 2.6459 | 2.7251 | 2.7952 | 2.8355 | 2.8139 | 2.6444 | 2.3127 | 1.8776 | 1.6916 | 1.6951 | 1.4703 | 1.3478 | 1.241 | 0 | 0 | 0 | 0 | 0 | 0 | 0 | 0 | 0 | 0 | 0 | 0 | 0 | 0 | 0.05671 | 0.056277 | 0.052887 | 0.046253 | 0 | 0 | 0 | 0 | 0 | 0 | 77.5241 | 76.2351 | 75.0078 | 73.8412 | 73.09 | 72.4007 | 71.7827 | 72.2379 | 75.1181 | 79.7968 | 84.8602 | 89.0514 | 91.2603 | 92.4054 | 93.3701 | 93.3678 | 93.1205 | 92.6246 | 91.132 | 88.6313 | 84.858 | 81.3 | 79.0486 | 77.5554 | 0.022969 | 0.022651 | 0.022367 | 0.021236 | 0.023203 | 0.027952 | 0.043561 | 0.044419 | 0.053984 | 0.065015 | 0.073568 | 0.077453 | 0.077709 | 0.082367 | 0.088247 | 0.09254 | 0.096163 | 0.086132 | 0.071226 | 0.046145 | 0.037218 | 0.026649 | 0.023042 | 0.021136
Portfolio Adjusted1-in-10Size: Under 20 kWOrange County2018August Monthly Peak | Portfolio Adjusted | 1-in-10 | Size: Under 20 kW | Orange County | 2018 | August Monthly Peak | 8 | 1.1999 | 1.1554 | 1.1282 | 1.11 | 1.1103 | 1.1394 | 1.1032 | 1.2654 | 1.649 | 2.1812 | 2.5901 | 2.8235 | 2.9143 | 2.9777 | 3.0262 | 2.98 | 2.784 | 2.4177 | 1.9507 | 1.8037 | 1.7595 | 1.5025 | 1.3754 | 1.2611 | 0 | 0 | 0 | 0 | 0 | 0 | 0 | 0 | 0 | 0 | 0 | 0 | 0 | 0 | 0.060524 | 0.0596 | 0.05568 | 0.048353 | 0 | 0 | 0 | 0 | 0 | 0 | 77.7387 | 76.9803 | 76.2123 | 75.4093 | 74.7907 | 74.2886 | 74.3209 | 74.8947 | 77.4679 | 82.1719 | 86.7262 | 90.9885 | 94.4619 | 96.5824 | 97.4096 | 98.2354 | 98.4847 | 97.8672 | 97.0472 | 94.2099 | 89.8161 | 86.3507 | 84.0062 | 81.9215 | 0.023366 | 0.023042 | 0.022754 | 0.021603 | 0.023604 | 0.028435 | 0.044314 | 0.045187 | 0.054918 | 0.066139 | 0.07484 | 0.078792 | 0.079052 | 0.083791 | 0.089773 | 0.09414 | 0.097826 | 0.087621 | 0.072458 | 0.046943 | 0.037861 | 0.02711 | 0.023441 | 0.021502
Portfolio Adjusted1-in-10Size: Under 20 kWOrange County2018September Monthly Peak | Portfolio Adjusted | 1-in-10 | Size: Under 20 kW | Orange County | 2018 | September Monthly Peak | 9 | 1.1936 | 1.1529 | 1.1233 | 1.1045 | 1.1048 | 1.1534 | 1.1879 | 1.2694 | 1.6454 | 2.1666 | 2.5685 | 2.7842 | 2.87 | 2.9546 | 3.0146 | 2.9915 | 2.7867 | 2.3989 | 1.9344 | 1.9076 | 1.7345 | 1.4994 | 1.3768 | 1.2594 | 0 | 0 | 0 | 0 | 0 | 0 | 0 | 0 | 0 | 0 | 0 | 0 | 0 | 0 | 0.060292 | 0.059831 | 0.055735 | 0.047978 | 0 | 0 | 0 | 0 | 0 | 0 | 79.774 | 78.9179 | 77.9594 | 77.4139 | 76.7225 | 76.4124 | 75.862 | 75.5125 | 77.5475 | 81.4482 | 85.7224 | 90.1473 | 93.3625 | 95.2659 | 96.0934 | 96.6486 | 96.6978 | 95.4175 | 93.5817 | 90.1493 | 86.1596 | 82.9843 | 80.6203 | 78.6908 | 0.023159 | 0.022838 | 0.022552 | 0.021411 | 0.023395 | 0.028183 | 0.04392 | 0.044785 | 0.05443 | 0.065552 | 0.074175 | 0.078092 | 0.07835 | 0.083047 | 0.088975 | 0.093304 | 0.096957 | 0.086843 | 0.071814 | 0.046525 | 0.037525 | 0.026869 | 0.023233 | 0.021311
Portfolio Adjusted1-in-10Size: Under 20 kWOrange County2018October Monthly Peak | Portfolio Adjusted | 1-in-10 | Size: Under 20 kW | Orange County | 2018 | October Monthly Peak | 10 | 1.1414 | 1.1112 | 1.0879 | 1.0733 | 1.0672 | 1.0981 | 1.167 | 1.1551 | 1.406 | 1.789 | 2.1049 | 2.2985 | 2.4075 | 2.4956 | 2.548 | 2.5597 | 2.3733 | 2.0449 | 1.826 | 1.759 | 1.5908 | 1.4126 | 1.3099 | 1.2084 | 0 | 0 | 0 | 0 | 0 | 0 | 0 | 0 | 0 | 0 | 0 | 0 | 0 | 0 | 0.050959 | 0.051193 | 0.047465 | 0.040899 | 0 | 0 | 0 | 0 | 0 | 0 | 74.6332 | 73.1695 | 72.0018 | 70.864 | 69.89 | 69.3968 | 69.0187 | 68.9123 | 70.2722 | 74.422 | 79.8601 | 85.1133 | 89.5618 | 92.527 | 93.6229 | 94.1889 | 94.0131 | 92.5015 | 89.4636 | 84.8275 | 80.5669 | 77.8626 | 75.9562 | 74.3018 | 0.02301 | 0.022691 | 0.022407 | 0.021274 | 0.023244 | 0.028001 | 0.043638 | 0.044498 | 0.05408 | 0.06513 | 0.073698 | 0.077591 | 0.077847 | 0.082513 | 0.088404 | 0.092704 | 0.096334 | 0.086285 | 0.071353 | 0.046227 | 0.037284 | 0.026697 | 0.023083 | 0.021174
Portfolio Adjusted1-in-10Size: Under 20 kWOrange County2018November Monthly Peak | Portfolio Adjusted | 1-in-10 | Size: Under 20 kW | Orange County | 2018 | November Monthly Peak | 11 | 1.1083 | 1.0911 | 1.0813 | 1.0645 | 1.0562 | 1.0921 | 1.0161 | 1.0426 | 1.3003 | 1.5963 | 1.8087 | 1.9269 | 1.9824 | 2.0322 | 2.0556 | 2.0299 | 1.9528 | 2.0012 | 1.7461 | 1.5686 | 1.4574 | 1.2989 | 1.2192 | 1.1438 | 0 | 0 | 0 | 0 | 0 | 0 | 0 | 0 | 0 | 0 | 0 | 0 | 0 | 0 | 0.041111 | 0.040598 | 0.039055 | 0.040024 | 0 | 0 | 0 | 0 | 0 | 0 | 69.3501 | 67.6054 | 66.9704 | 65.6343 | 64.6465 | 63.7 | 63.7865 | 64.1376 | 66.6017 | 71.246 | 77.0622 | 82.0419 | 85.0644 | 86.7507 | 87.6476 | 87.378 | 85.9845 | 83.3326 | 80.1139 | 77.2654 | 74.8367 | 72.7781 | 70.9339 | 69.893 | 0.023085 | 0.022765 | 0.02248 | 0.021343 | 0.02332 | 0.028093 | 0.043781 | 0.044643 | 0.054257 | 0.065343 | 0.073939 | 0.077844 | 0.078101 | 0.082783 | 0.088692 | 0.093007 | 0.096649 | 0.086567 | 0.071586 | 0.046378 | 0.037406 | 0.026784 | 0.023159 | 0.021243
Portfolio Adjusted1-in-10Size: Under 20 kWOrange County2018December Monthly Peak | Portfolio Adjusted | 1-in-10 | Size: Under 20 kW | Orange County | 2018 | December Monthly Peak | 12 | 1.1356 | 1.1231 | 1.1171 | 1.1088 | 1.1095 | 1.1628 | 1.2152 | 1.1587 | 1.3525 | 1.5941 | 1.6895 | 1.6766 | 1.5931 | 1.5347 | 1.4884 | 1.4386 | 1.48 | 1.6599 | 1.5261 | 1.455 | 1.3743 | 1.2869 | 1.228 | 1.173 | 0 | 0 | 0 | 0 | 0 | 0 | 0 | 0 | 0 | 0 | 0 | 0 | 0 | 0 | 0.029767 | 0.028773 | 0.0296 | 0.033198 | 0 | 0 | 0 | 0 | 0 | 0 | 44.0659 | 43.4572 | 43.2542 | 43.4708 | 43.689 | 43.5315 | 43.856 | 43.8573 | 44.4634 | 45.6312 | 46.7944 | 48.2864 | 49.4487 | 49.8552 | 50.0718 | 50.0015 | 49.5146 | 48.5616 | 47.3305 | 46.0941 | 44.89 | 44.4743 | 44.1149 | 43.3147 | 0.023126 | 0.022805 | 0.02252 | 0.021381 | 0.023362 | 0.028143 | 0.043858 | 0.044722 | 0.054353 | 0.065459 | 0.07407 | 0.077982 | 0.078239 | 0.082929 | 0.08885 | 0.093172 | 0.09682 | 0.08672 | 0.071713 | 0.04646 | 0.037472 | 0.026831 | 0.0232 | 0.021281
Portfolio Adjusted1-in-10Size: Under 20 kWOrange County2018Typical Event Day | Portfolio Adjusted | 1-in-10 | Size: Under 20 kW | Orange County | 2018 | Typical Event Day | 8 | 1.1841 | 1.1411 | 1.1147 | 1.0972 | 1.097 | 1.1253 | 1.0886 | 1.2336 | 1.5927 | 2.0928 | 2.4747 | 2.6941 | 2.7852 | 2.8472 | 2.8957 | 2.8542 | 2.6719 | 2.3189 | 1.8812 | 1.748 | 1.7159 | 1.4718 | 1.3511 | 1.2415 | 0 | 0 | 0 | 0 | 0 | 0 | 0 | 0 | 0 | 0 | 0 | 0 | 0 | 0 | 0.057913 | 0.057084 | 0.053439 | 0.046377 | 0 | 0 | 0 | 0 | 0 | 0 | 76.7426 | 75.7179 | 74.6908 | 73.8362 | 73.0289 | 72.4485 | 72.0791 | 72.5294 | 75.2529 | 79.7957 | 84.5246 | 88.8772 | 91.9406 | 93.7882 | 94.8333 | 95.3489 | 95.4438 | 94.5498 | 93.1449 | 90.1698 | 86.0867 | 82.6142 | 80.2442 | 78.4052 | 0.023091 | 0.022771 | 0.022486 | 0.021349 | 0.023327 | 0.028101 | 0.043792 | 0.044655 | 0.054272 | 0.065361 | 0.073959 | 0.077865 | 0.078122 | 0.082805 | 0.088716 | 0.093032 | 0.096675 | 0.08659 | 0.071605 | 0.04639 | 0.037416 | 0.026791 | 0.023165 | 0.021249
Portfolio Adjusted1-in-10Size: Under 20 kWOrange County2019January Monthly Peak | Portfolio Adjusted | 1-in-10 | Size: Under 20 kW | Orange County | 2019 | January Monthly Peak | 1 | 1.0857 | 1.072 | 1.0491 | 1.041 | 1.036 | 1.0758 | 1.182 | 1.1576 | 1.3791 | 1.6141 | 1.7196 | 1.6964 | 1.6041 | 1.5565 | 1.5024 | 1.4598 | 1.4613 | 1.6414 | 1.5038 | 1.4193 | 1.3199 | 1.2292 | 1.1689 | 1.132 | 0 | 0 | 0 | 0 | 0 | 0 | 0 | 0 | 0 | 0 | 0 | 0 | 0 | 0 | 0.030048 | 0.029197 | 0.029225 | 0.032829 | 0 | 0 | 0 | 0 | 0 | 0 | 44.9845 | 44.2541 | 43.4119 | 42.7603 | 42.3325 | 41.8171 | 41.394 | 41.2746 | 41.8478 | 44.2784 | 46.7861 | 48.3766 | 50.0043 | 50.8854 | 51.4866 | 51.4958 | 50.2963 | 48.6513 | 46.5181 | 45.0578 | 44.1602 | 43.7278 | 43.266 | 42.6392 | 0.023632 | 0.023305 | 0.023013 | 0.02185 | 0.023873 | 0.028759 | 0.044819 | 0.045702 | 0.055544 | 0.066893 | 0.075693 | 0.07969 | 0.079953 | 0.084746 | 0.090796 | 0.095213 | 0.098941 | 0.08862 | 0.073284 | 0.047478 | 0.038293 | 0.027419 | 0.023708 | 0.021747
Portfolio Adjusted1-in-10Size: Under 20 kWOrange County2019February Monthly Peak | Portfolio Adjusted | 1-in-10 | Size: Under 20 kW | Orange County | 2019 | February Monthly Peak | 2 | 1.0509 | 1.0348 | 1.0242 | 1.0219 | 1.0031 | 1.0233 | 1.1013 | 1.0704 | 1.2801 | 1.5062 | 1.6226 | 1.6344 | 1.6119 | 1.5894 | 1.5762 | 1.5446 | 1.4913 | 1.5666 | 1.5504 | 1.4453 | 1.3395 | 1.2158 | 1.1419 | 1.0937 | 0 | 0 | 0 | 0 | 0 | 0 | 0 | 0 | 0 | 0 | 0 | 0 | 0 | 0 | 0.031524 | 0.030893 | 0.029826 | 0.031332 | 0 | 0 | 0 | 0 | 0 | 0 | 50.8502 | 50.6621 | 50.0982 | 49.5409 | 49.5385 | 48.843 | 47.4853 | 48.2501 | 49.4375 | 51.6675 | 53.8075 | 54.6397 | 55.5752 | 56.9079 | 57.9759 | 58.2356 | 57.4779 | 56.9735 | 55.4461 | 53.9397 | 52.6283 | 51.1764 | 50.5824 | 49.8069 | 0.02288 | 0.022563 | 0.02228 | 0.021154 | 0.023113 | 0.027843 | 0.043391 | 0.044246 | 0.053774 | 0.064762 | 0.073281 | 0.077152 | 0.077406 | 0.082046 | 0.087904 | 0.09218 | 0.095789 | 0.085797 | 0.070949 | 0.045965 | 0.037073 | 0.026546 | 0.022953 | 0.021054
Portfolio Adjusted1-in-10Size: Under 20 kWOrange County2019March Monthly Peak | Portfolio Adjusted | 1-in-10 | Size: Under 20 kW | Orange County | 2019 | March Monthly Peak | 3 | 1.037 | 1.0109 | 0.99243 | 0.98628 | 0.97833 | 0.99857 | 1.0503 | 1.0144 | 1.187 | 1.437 | 1.6033 | 1.6707 | 1.7017 | 1.7342 | 1.7606 | 1.7623 | 1.682 | 1.534 | 1.4155 | 1.4759 | 1.3727 | 1.2251 | 1.1416 | 1.0795 | 0 | 0 | 0 | 0 | 0 | 0 | 0 | 0 | 0 | 0 | 0 | 0 | 0 | 0 | 0.035213 | 0.035247 | 0.03364 | 0.030681 | 0 | 0 | 0 | 0 | 0 | 0 | 60.9447 | 59.4187 | 58.0458 | 57.2632 | 56.67 | 56.2068 | 55.9438 | 56.0163 | 57.2235 | 60.8418 | 64.9517 | 69.292 | 72.8811 | 74.8067 | 75.8137 | 76.4117 | 76.3432 | 75.5199 | 73.9701 | 71.3439 | 67.9241 | 65.1653 | 62.9824 | 60.6701 | 0.022824 | 0.022508 | 0.022227 | 0.021103 | 0.023057 | 0.027776 | 0.043287 | 0.044139 | 0.053645 | 0.064606 | 0.073105 | 0.076966 | 0.07722 | 0.081849 | 0.087692 | 0.091958 | 0.095558 | 0.08559 | 0.070778 | 0.045854 | 0.036984 | 0.026482 | 0.022897 | 0.021003
Portfolio Adjusted1-in-10Size: Under 20 kWOrange County2019April Monthly Peak | Portfolio Adjusted | 1-in-10 | Size: Under 20 kW | Orange County | 2019 | April Monthly Peak | 4 | 1.0785 | 1.048 | 1.028 | 1.0158 | 1.0081 | 1.0232 | 0.98308 | 1.0159 | 1.2908 | 1.6264 | 1.8739 | 2.0326 | 2.1101 | 2.1927 | 2.2601 | 2.266 | 2.1414 | 1.8772 | 1.5638 | 1.5678 | 1.5096 | 1.3134 | 1.2246 | 1.1329 | 0 | 0 | 0 | 0 | 0 | 0 | 0 | 0 | 0 | 0 | 0 | 0 | 0 | 0 | 0.045202 | 0.045321 | 0.042828 | 0.037544 | 0 | 0 | 0 | 0 | 0 | 0 | 71.3249 | 69.5594 | 67.986 | 66.3746 | 65.3919 | 64.7372 | 64.1928 | 64.2748 | 67.3096 | 72.8277 | 78.6969 | 84.0812 | 87.711 | 89.7025 | 90.3149 | 90.7569 | 90.7246 | 89.8758 | 88.218 | 84.549 | 79.6124 | 75.707 | 73.1207 | 71.129 | 0.023001 | 0.022683 | 0.022399 | 0.021266 | 0.023236 | 0.027991 | 0.043622 | 0.044481 | 0.054061 | 0.065107 | 0.073672 | 0.077563 | 0.077819 | 0.082483 | 0.088372 | 0.092671 | 0.096299 | 0.086253 | 0.071327 | 0.04621 | 0.03727 | 0.026687 | 0.023075 | 0.021166
Portfolio Adjusted1-in-10Size: Under 20 kWOrange County2019May Monthly Peak | Portfolio Adjusted | 1-in-10 | Size: Under 20 kW | Orange County | 2019 | May Monthly Peak | 5 | 1.106 | 1.0747 | 1.0504 | 1.036 | 1.0352 | 1.0392 | 0.92399 | 1.0747 | 1.3899 | 1.786 | 2.0866 | 2.2676 | 2.3502 | 2.433 | 2.4725 | 2.4663 | 2.3322 | 2.0428 | 1.667 | 1.5792 | 1.5741 | 1.3479 | 1.2494 | 1.1608 | 0 | 0 | 0 | 0 | 0 | 0 | 0 | 0 | 0 | 0 | 0 | 0 | 0 | 0 | 0.04945 | 0.049326 | 0.046644 | 0.040856 | 0 | 0 | 0 | 0 | 0 | 0 | 74.3618 | 72.6619 | 71.1839 | 70.5853 | 69.9415 | 69.1497 | 68.7397 | 69.0573 | 72.6574 | 78.3605 | 83.1889 | 86.7158 | 89.1735 | 91.1032 | 92.3779 | 92.7379 | 92.5304 | 91.4213 | 89.9221 | 87.2186 | 83.163 | 78.8868 | 76.3817 | 74.2503 | 0.023031 | 0.022712 | 0.022428 | 0.021294 | 0.023266 | 0.028028 | 0.043679 | 0.044539 | 0.054131 | 0.065191 | 0.073767 | 0.077663 | 0.07792 | 0.08259 | 0.088487 | 0.092791 | 0.096424 | 0.086365 | 0.071419 | 0.04627 | 0.037319 | 0.026722 | 0.023105 | 0.021194
Portfolio Adjusted1-in-10Size: Under 20 kWOrange County2019June Monthly Peak | Portfolio Adjusted | 1-in-10 | Size: Under 20 kW | Orange County | 2019 | June Monthly Peak | 6 | 1.1251 | 1.0896 | 1.0601 | 1.0471 | 1.0456 | 1.041 | 0.94531 | 1.1061 | 1.422 | 1.8135 | 2.127 | 2.3333 | 2.4322 | 2.528 | 2.5798 | 2.5655 | 2.404 | 2.1019 | 1.7098 | 1.5771 | 1.5856 | 1.3912 | 1.2744 | 1.1813 | 0 | 0 | 0 | 0 | 0 | 0 | 0 | 0 | 0 | 0 | 0 | 0 | 0 | 0 | 0.051596 | 0.05131 | 0.04808 | 0.042038 | 0 | 0 | 0 | 0 | 0 | 0 | 71.9335 | 70.7382 | 69.5838 | 68.6803 | 67.5125 | 66.6924 | 66.3506 | 67.4724 | 70.878 | 75.7659 | 80.7897 | 85.3215 | 88.6777 | 90.8991 | 92.4601 | 93.144 | 93.4722 | 92.2901 | 90.8187 | 87.6888 | 83.5129 | 79.8217 | 77.3017 | 75.4529 | 0.023002 | 0.022683 | 0.0224 | 0.021267 | 0.023237 | 0.027992 | 0.043624 | 0.044483 | 0.054062 | 0.065109 | 0.073674 | 0.077565 | 0.077821 | 0.082486 | 0.088375 | 0.092674 | 0.096302 | 0.086256 | 0.071329 | 0.046211 | 0.037272 | 0.026688 | 0.023076 | 0.021167
Portfolio Adjusted1-in-10Size: Under 20 kWOrange County2019July Monthly Peak | Portfolio Adjusted | 1-in-10 | Size: Under 20 kW | Orange County | 2019 | July Monthly Peak | 7 | 1.1762 | 1.1328 | 1.1031 | 1.0842 | 1.084 | 1.0993 | 1.0305 | 1.2193 | 1.5923 | 2.0753 | 2.4329 | 2.6459 | 2.7251 | 2.7952 | 2.8355 | 2.8139 | 2.6444 | 2.3127 | 1.8776 | 1.6916 | 1.6951 | 1.4703 | 1.3478 | 1.241 | 0 | 0 | 0 | 0 | 0 | 0 | 0 | 0 | 0 | 0 | 0 | 0 | 0 | 0 | 0.05671 | 0.056277 | 0.052887 | 0.046253 | 0 | 0 | 0 | 0 | 0 | 0 | 77.5241 | 76.2351 | 75.0078 | 73.8412 | 73.09 | 72.4007 | 71.7827 | 72.2379 | 75.118 | 79.7968 | 84.8602 | 89.0514 | 91.2603 | 92.4054 | 93.3701 | 93.3678 | 93.1205 | 92.6246 | 91.132 | 88.6313 | 84.858 | 81.3 | 79.0486 | 77.5554 | 0.022969 | 0.022651 | 0.022367 | 0.021236 | 0.023203 | 0.027952 | 0.043561 | 0.044419 | 0.053984 | 0.065015 | 0.073568 | 0.077453 | 0.077709 | 0.082367 | 0.088247 | 0.09254 | 0.096163 | 0.086132 | 0.071226 | 0.046145 | 0.037218 | 0.026649 | 0.023042 | 0.021136
Portfolio Adjusted1-in-10Size: Under 20 kWOrange County2019August Monthly Peak | Portfolio Adjusted | 1-in-10 | Size: Under 20 kW | Orange County | 2019 | August Monthly Peak | 8 | 1.1999 | 1.1554 | 1.1282 | 1.11 | 1.1103 | 1.1394 | 1.1032 | 1.2654 | 1.649 | 2.1812 | 2.5901 | 2.8235 | 2.9143 | 2.9777 | 3.0262 | 2.98 | 2.784 | 2.4177 | 1.9507 | 1.8037 | 1.7595 | 1.5025 | 1.3754 | 1.2611 | 0 | 0 | 0 | 0 | 0 | 0 | 0 | 0 | 0 | 0 | 0 | 0 | 0 | 0 | 0.060524 | 0.0596 | 0.05568 | 0.048353 | 0 | 0 | 0 | 0 | 0 | 0 | 77.7387 | 76.9803 | 76.2122 | 75.4093 | 74.7907 | 74.2886 | 74.3209 | 74.8947 | 77.4679 | 82.1719 | 86.7262 | 90.9885 | 94.4619 | 96.5824 | 97.4096 | 98.2354 | 98.4847 | 97.8672 | 97.0472 | 94.2099 | 89.8161 | 86.3507 | 84.0062 | 81.9215 | 0.023366 | 0.023042 | 0.022754 | 0.021603 | 0.023604 | 0.028435 | 0.044314 | 0.045187 | 0.054918 | 0.066139 | 0.07484 | 0.078792 | 0.079052 | 0.083791 | 0.089773 | 0.09414 | 0.097826 | 0.087621 | 0.072458 | 0.046943 | 0.037861 | 0.02711 | 0.023441 | 0.021502
Portfolio Adjusted1-in-10Size: Under 20 kWOrange County2019September Monthly Peak | Portfolio Adjusted | 1-in-10 | Size: Under 20 kW | Orange County | 2019 | September Monthly Peak | 9 | 1.1936 | 1.1529 | 1.1233 | 1.1045 | 1.1048 | 1.1534 | 1.1879 | 1.2694 | 1.6454 | 2.1666 | 2.5685 | 2.7842 | 2.87 | 2.9546 | 3.0146 | 2.9915 | 2.7867 | 2.3989 | 1.9344 | 1.9076 | 1.7345 | 1.4994 | 1.3768 | 1.2594 | 0 | 0 | 0 | 0 | 0 | 0 | 0 | 0 | 0 | 0 | 0 | 0 | 0 | 0 | 0.060292 | 0.059831 | 0.055735 | 0.047978 | 0 | 0 | 0 | 0 | 0 | 0 | 79.774 | 78.9179 | 77.9594 | 77.4139 | 76.7225 | 76.4124 | 75.862 | 75.5125 | 77.5475 | 81.4482 | 85.7224 | 90.1473 | 93.3625 | 95.2659 | 96.0934 | 96.6486 | 96.6978 | 95.4175 | 93.5818 | 90.1493 | 86.1596 | 82.9843 | 80.6203 | 78.6908 | 0.023159 | 0.022838 | 0.022552 | 0.021411 | 0.023395 | 0.028183 | 0.04392 | 0.044785 | 0.05443 | 0.065552 | 0.074175 | 0.078092 | 0.07835 | 0.083047 | 0.088975 | 0.093304 | 0.096957 | 0.086843 | 0.071814 | 0.046525 | 0.037525 | 0.026869 | 0.023233 | 0.021311
Portfolio Adjusted1-in-10Size: Under 20 kWOrange County2019October Monthly Peak | Portfolio Adjusted | 1-in-10 | Size: Under 20 kW | Orange County | 2019 | October Monthly Peak | 10 | 1.1414 | 1.1112 | 1.0879 | 1.0733 | 1.0672 | 1.0981 | 1.167 | 1.1551 | 1.406 | 1.789 | 2.1049 | 2.2985 | 2.4075 | 2.4956 | 2.548 | 2.5597 | 2.3733 | 2.0449 | 1.826 | 1.759 | 1.5908 | 1.4126 | 1.3099 | 1.2084 | 0 | 0 | 0 | 0 | 0 | 0 | 0 | 0 | 0 | 0 | 0 | 0 | 0 | 0 | 0.050959 | 0.051193 | 0.047465 | 0.040899 | 0 | 0 | 0 | 0 | 0 | 0 | 74.6332 | 73.1695 | 72.0018 | 70.864 | 69.89 | 69.3968 | 69.0187 | 68.9123 | 70.2722 | 74.422 | 79.8601 | 85.1133 | 89.5618 | 92.527 | 93.6229 | 94.1889 | 94.0131 | 92.5015 | 89.4636 | 84.8275 | 80.5669 | 77.8626 | 75.9562 | 74.3018 | 0.02301 | 0.022691 | 0.022407 | 0.021274 | 0.023244 | 0.028001 | 0.043638 | 0.044498 | 0.05408 | 0.06513 | 0.073698 | 0.077591 | 0.077847 | 0.082513 | 0.088404 | 0.092704 | 0.096334 | 0.086285 | 0.071353 | 0.046227 | 0.037284 | 0.026697 | 0.023083 | 0.021174
Portfolio Adjusted1-in-10Size: Under 20 kWOrange County2019November Monthly Peak | Portfolio Adjusted | 1-in-10 | Size: Under 20 kW | Orange County | 2019 | November Monthly Peak | 11 | 1.1083 | 1.0911 | 1.0813 | 1.0645 | 1.0562 | 1.0921 | 1.0161 | 1.0426 | 1.3003 | 1.5963 | 1.8087 | 1.9269 | 1.9824 | 2.0322 | 2.0556 | 2.0299 | 1.9528 | 2.0012 | 1.7461 | 1.5686 | 1.4574 | 1.2989 | 1.2192 | 1.1438 | 0 | 0 | 0 | 0 | 0 | 0 | 0 | 0 | 0 | 0 | 0 | 0 | 0 | 0 | 0.041111 | 0.040598 | 0.039055 | 0.040024 | 0 | 0 | 0 | 0 | 0 | 0 | 69.3501 | 67.6054 | 66.9704 | 65.6343 | 64.6465 | 63.7 | 63.7865 | 64.1376 | 66.6017 | 71.246 | 77.0622 | 82.0419 | 85.0644 | 86.7507 | 87.6476 | 87.378 | 85.9845 | 83.3326 | 80.1139 | 77.2654 | 74.8367 | 72.7781 | 70.9339 | 69.893 | 0.023085 | 0.022765 | 0.02248 | 0.021343 | 0.02332 | 0.028093 | 0.043781 | 0.044643 | 0.054257 | 0.065343 | 0.073939 | 0.077844 | 0.078101 | 0.082783 | 0.088692 | 0.093007 | 0.096649 | 0.086567 | 0.071586 | 0.046378 | 0.037406 | 0.026784 | 0.023159 | 0.021243
Portfolio Adjusted1-in-10Size: Under 20 kWOrange County2019December Monthly Peak | Portfolio Adjusted | 1-in-10 | Size: Under 20 kW | Orange County | 2019 | December Monthly Peak | 12 | 1.1356 | 1.1231 | 1.1171 | 1.1088 | 1.1095 | 1.1628 | 1.2152 | 1.1587 | 1.3525 | 1.5941 | 1.6895 | 1.6766 | 1.5931 | 1.5347 | 1.4884 | 1.4386 | 1.48 | 1.6599 | 1.5261 | 1.455 | 1.3743 | 1.2869 | 1.228 | 1.173 | 0 | 0 | 0 | 0 | 0 | 0 | 0 | 0 | 0 | 0 | 0 | 0 | 0 | 0 | 0.029767 | 0.028773 | 0.0296 | 0.033198 | 0 | 0 | 0 | 0 | 0 | 0 | 44.0659 | 43.4572 | 43.2542 | 43.4708 | 43.689 | 43.5315 | 43.856 | 43.8573 | 44.4634 | 45.6312 | 46.7944 | 48.2864 | 49.4487 | 49.8552 | 50.0718 | 50.0015 | 49.5146 | 48.5616 | 47.3305 | 46.0941 | 44.89 | 44.4743 | 44.1149 | 43.3147 | 0.023126 | 0.022805 | 0.02252 | 0.021381 | 0.023362 | 0.028143 | 0.043858 | 0.044722 | 0.054353 | 0.065459 | 0.07407 | 0.077982 | 0.078239 | 0.082929 | 0.08885 | 0.093172 | 0.09682 | 0.08672 | 0.071713 | 0.04646 | 0.037472 | 0.026831 | 0.0232 | 0.021281
Portfolio Adjusted1-in-10Size: Under 20 kWOrange County2019Typical Event Day | Portfolio Adjusted | 1-in-10 | Size: Under 20 kW | Orange County | 2019 | Typical Event Day | 8 | 1.1841 | 1.1411 | 1.1147 | 1.0972 | 1.097 | 1.1253 | 1.0886 | 1.2336 | 1.5927 | 2.0928 | 2.4747 | 2.6941 | 2.7852 | 2.8472 | 2.8957 | 2.8542 | 2.6719 | 2.3189 | 1.8812 | 1.748 | 1.7159 | 1.4718 | 1.3511 | 1.2415 | 0 | 0 | 0 | 0 | 0 | 0 | 0 | 0 | 0 | 0 | 0 | 0 | 0 | 0 | 0.057913 | 0.057084 | 0.053439 | 0.046377 | 0 | 0 | 0 | 0 | 0 | 0 | 76.7426 | 75.7179 | 74.6908 | 73.8362 | 73.0289 | 72.4485 | 72.0791 | 72.5294 | 75.2529 | 79.7957 | 84.5246 | 88.8772 | 91.9406 | 93.7882 | 94.8333 | 95.3489 | 95.4438 | 94.5498 | 93.1449 | 90.1698 | 86.0867 | 82.6142 | 80.2442 | 78.4052 | 0.023091 | 0.022771 | 0.022486 | 0.021349 | 0.023327 | 0.028101 | 0.043792 | 0.044655 | 0.054272 | 0.065361 | 0.073959 | 0.077865 | 0.078122 | 0.082805 | 0.088716 | 0.093032 | 0.096675 | 0.08659 | 0.071605 | 0.04639 | 0.037416 | 0.026791 | 0.023165 | 0.021249
Portfolio Adjusted1-in-10Size: Under 20 kWOrange County2020January Monthly Peak | Portfolio Adjusted | 1-in-10 | Size: Under 20 kW | Orange County | 2020 | January Monthly Peak | 1 | 1.0857 | 1.072 | 1.0491 | 1.041 | 1.036 | 1.0758 | 1.182 | 1.1576 | 1.3791 | 1.6141 | 1.7196 | 1.6964 | 1.6041 | 1.5565 | 1.5024 | 1.4598 | 1.4613 | 1.6414 | 1.5038 | 1.4193 | 1.3199 | 1.2292 | 1.1689 | 1.132 | 0 | 0 | 0 | 0 | 0 | 0 | 0 | 0 | 0 | 0 | 0 | 0 | 0 | 0 | 0.030048 | 0.029197 | 0.029225 | 0.032829 | 0 | 0 | 0 | 0 | 0 | 0 | 44.9845 | 44.2541 | 43.4119 | 42.7603 | 42.3325 | 41.8171 | 41.394 | 41.2746 | 41.8478 | 44.2784 | 46.7861 | 48.3766 | 50.0043 | 50.8854 | 51.4866 | 51.4958 | 50.2963 | 48.6513 | 46.5181 | 45.0578 | 44.1602 | 43.7278 | 43.266 | 42.6392 | 0.023632 | 0.023305 | 0.023013 | 0.02185 | 0.023873 | 0.028759 | 0.044819 | 0.045702 | 0.055544 | 0.066893 | 0.075693 | 0.07969 | 0.079953 | 0.084746 | 0.090796 | 0.095213 | 0.098941 | 0.08862 | 0.073284 | 0.047478 | 0.038293 | 0.027419 | 0.023708 | 0.021747
Portfolio Adjusted1-in-10Size: Under 20 kWOrange County2020February Monthly Peak | Portfolio Adjusted | 1-in-10 | Size: Under 20 kW | Orange County | 2020 | February Monthly Peak | 2 | 1.0509 | 1.0348 | 1.0242 | 1.0219 | 1.0031 | 1.0233 | 1.1013 | 1.0704 | 1.2801 | 1.5062 | 1.6226 | 1.6344 | 1.6119 | 1.5894 | 1.5762 | 1.5446 | 1.4913 | 1.5666 | 1.5504 | 1.4453 | 1.3395 | 1.2158 | 1.1419 | 1.0937 | 0 | 0 | 0 | 0 | 0 | 0 | 0 | 0 | 0 | 0 | 0 | 0 | 0 | 0 | 0.031524 | 0.030893 | 0.029826 | 0.031332 | 0 | 0 | 0 | 0 | 0 | 0 | 50.8502 | 50.6621 | 50.0982 | 49.5409 | 49.5385 | 48.843 | 47.4853 | 48.2501 | 49.4375 | 51.6675 | 53.8075 | 54.6397 | 55.5752 | 56.9079 | 57.9759 | 58.2356 | 57.4779 | 56.9735 | 55.4461 | 53.9397 | 52.6283 | 51.1765 | 50.5824 | 49.8069 | 0.02288 | 0.022563 | 0.02228 | 0.021154 | 0.023113 | 0.027843 | 0.043391 | 0.044246 | 0.053774 | 0.064762 | 0.073281 | 0.077152 | 0.077406 | 0.082046 | 0.087904 | 0.09218 | 0.095789 | 0.085797 | 0.070949 | 0.045965 | 0.037073 | 0.026546 | 0.022953 | 0.021054
Portfolio Adjusted1-in-10Size: Under 20 kWOrange County2020March Monthly Peak | Portfolio Adjusted | 1-in-10 | Size: Under 20 kW | Orange County | 2020 | March Monthly Peak | 3 | 1.037 | 1.0109 | 0.99243 | 0.98628 | 0.97833 | 0.99857 | 1.0503 | 1.0144 | 1.187 | 1.437 | 1.6033 | 1.6707 | 1.7017 | 1.7342 | 1.7606 | 1.7623 | 1.682 | 1.534 | 1.4155 | 1.4759 | 1.3727 | 1.2251 | 1.1416 | 1.0795 | 0 | 0 | 0 | 0 | 0 | 0 | 0 | 0 | 0 | 0 | 0 | 0 | 0 | 0 | 0.035213 | 0.035247 | 0.03364 | 0.030681 | 0 | 0 | 0 | 0 | 0 | 0 | 60.9447 | 59.4187 | 58.0458 | 57.2632 | 56.67 | 56.2068 | 55.9438 | 56.0163 | 57.2235 | 60.8418 | 64.9517 | 69.292 | 72.8811 | 74.8067 | 75.8137 | 76.4117 | 76.3432 | 75.5199 | 73.9701 | 71.3439 | 67.9241 | 65.1653 | 62.9824 | 60.6701 | 0.022824 | 0.022508 | 0.022227 | 0.021103 | 0.023057 | 0.027776 | 0.043287 | 0.044139 | 0.053645 | 0.064606 | 0.073105 | 0.076966 | 0.07722 | 0.081849 | 0.087692 | 0.091958 | 0.095558 | 0.08559 | 0.070778 | 0.045854 | 0.036984 | 0.026482 | 0.022897 | 0.021003
Portfolio Adjusted1-in-10Size: Under 20 kWOrange County2020April Monthly Peak | Portfolio Adjusted | 1-in-10 | Size: Under 20 kW | Orange County | 2020 | April Monthly Peak | 4 | 1.0785 | 1.048 | 1.028 | 1.0158 | 1.0081 | 1.0232 | 0.98308 | 1.0159 | 1.2908 | 1.6264 | 1.8739 | 2.0326 | 2.1101 | 2.1927 | 2.2601 | 2.266 | 2.1414 | 1.8772 | 1.5638 | 1.5678 | 1.5096 | 1.3134 | 1.2246 | 1.1329 | 0 | 0 | 0 | 0 | 0 | 0 | 0 | 0 | 0 | 0 | 0 | 0 | 0 | 0 | 0.045202 | 0.045321 | 0.042828 | 0.037544 | 0 | 0 | 0 | 0 | 0 | 0 | 71.3249 | 69.5594 | 67.986 | 66.3746 | 65.3919 | 64.7372 | 64.1928 | 64.2748 | 67.3097 | 72.8277 | 78.6969 | 84.0812 | 87.711 | 89.7025 | 90.3149 | 90.7569 | 90.7246 | 89.8758 | 88.218 | 84.549 | 79.6124 | 75.707 | 73.1207 | 71.129 | 0.023001 | 0.022683 | 0.022399 | 0.021266 | 0.023236 | 0.027991 | 0.043622 | 0.044481 | 0.054061 | 0.065107 | 0.073672 | 0.077563 | 0.077819 | 0.082483 | 0.088372 | 0.092671 | 0.096299 | 0.086253 | 0.071327 | 0.04621 | 0.03727 | 0.026687 | 0.023075 | 0.021166
Portfolio Adjusted1-in-10Size: Under 20 kWOrange County2020May Monthly Peak | Portfolio Adjusted | 1-in-10 | Size: Under 20 kW | Orange County | 2020 | May Monthly Peak | 5 | 1.106 | 1.0747 | 1.0504 | 1.036 | 1.0352 | 1.0392 | 0.92399 | 1.0747 | 1.3899 | 1.786 | 2.0866 | 2.2676 | 2.3502 | 2.433 | 2.4725 | 2.4663 | 2.3322 | 2.0428 | 1.667 | 1.5792 | 1.5741 | 1.3479 | 1.2494 | 1.1608 | 0 | 0 | 0 | 0 | 0 | 0 | 0 | 0 | 0 | 0 | 0 | 0 | 0 | 0 | 0.04945 | 0.049326 | 0.046644 | 0.040856 | 0 | 0 | 0 | 0 | 0 | 0 | 74.3618 | 72.6619 | 71.1839 | 70.5853 | 69.9415 | 69.1497 | 68.7397 | 69.0573 | 72.6574 | 78.3605 | 83.1889 | 86.7158 | 89.1735 | 91.1032 | 92.3779 | 92.7379 | 92.5304 | 91.4213 | 89.9221 | 87.2186 | 83.163 | 78.8868 | 76.3817 | 74.2503 | 0.023031 | 0.022712 | 0.022428 | 0.021294 | 0.023266 | 0.028028 | 0.043679 | 0.044539 | 0.054131 | 0.065191 | 0.073767 | 0.077663 | 0.07792 | 0.08259 | 0.088487 | 0.092791 | 0.096424 | 0.086365 | 0.071419 | 0.04627 | 0.037319 | 0.026722 | 0.023105 | 0.021194
Portfolio Adjusted1-in-10Size: Under 20 kWOrange County2020June Monthly Peak | Portfolio Adjusted | 1-in-10 | Size: Under 20 kW | Orange County | 2020 | June Monthly Peak | 6 | 1.1251 | 1.0896 | 1.0601 | 1.0471 | 1.0456 | 1.041 | 0.94531 | 1.1061 | 1.422 | 1.8135 | 2.127 | 2.3333 | 2.4322 | 2.528 | 2.5798 | 2.5655 | 2.404 | 2.1019 | 1.7098 | 1.5771 | 1.5856 | 1.3912 | 1.2744 | 1.1813 | 0 | 0 | 0 | 0 | 0 | 0 | 0 | 0 | 0 | 0 | 0 | 0 | 0 | 0 | 0.051596 | 0.05131 | 0.04808 | 0.042038 | 0 | 0 | 0 | 0 | 0 | 0 | 71.9335 | 70.7382 | 69.5838 | 68.6803 | 67.5125 | 66.6924 | 66.3506 | 67.4724 | 70.878 | 75.7659 | 80.7897 | 85.3215 | 88.6777 | 90.8991 | 92.4601 | 93.144 | 93.4722 | 92.2901 | 90.8187 | 87.6888 | 83.5129 | 79.8217 | 77.3017 | 75.4529 | 0.023002 | 0.022683 | 0.0224 | 0.021267 | 0.023237 | 0.027992 | 0.043624 | 0.044483 | 0.054062 | 0.065109 | 0.073674 | 0.077565 | 0.077821 | 0.082486 | 0.088375 | 0.092674 | 0.096302 | 0.086256 | 0.071329 | 0.046211 | 0.037272 | 0.026688 | 0.023076 | 0.021167
Portfolio Adjusted1-in-10Size: Under 20 kWOrange County2020July Monthly Peak | Portfolio Adjusted | 1-in-10 | Size: Under 20 kW | Orange County | 2020 | July Monthly Peak | 7 | 1.1762 | 1.1328 | 1.1031 | 1.0842 | 1.084 | 1.0993 | 1.0305 | 1.2193 | 1.5923 | 2.0753 | 2.4329 | 2.6459 | 2.7251 | 2.7952 | 2.8355 | 2.8139 | 2.6444 | 2.3127 | 1.8776 | 1.6916 | 1.6951 | 1.4703 | 1.3478 | 1.241 | 0 | 0 | 0 | 0 | 0 | 0 | 0 | 0 | 0 | 0 | 0 | 0 | 0 | 0 | 0.05671 | 0.056277 | 0.052887 | 0.046253 | 0 | 0 | 0 | 0 | 0 | 0 | 77.5241 | 76.2351 | 75.0078 | 73.8412 | 73.09 | 72.4007 | 71.7827 | 72.2379 | 75.1181 | 79.7968 | 84.8602 | 89.0514 | 91.2603 | 92.4054 | 93.3701 | 93.3678 | 93.1205 | 92.6246 | 91.132 | 88.6313 | 84.858 | 81.3 | 79.0486 | 77.5554 | 0.022969 | 0.022651 | 0.022367 | 0.021236 | 0.023203 | 0.027952 | 0.043561 | 0.044419 | 0.053984 | 0.065015 | 0.073568 | 0.077453 | 0.077709 | 0.082367 | 0.088247 | 0.09254 | 0.096163 | 0.086132 | 0.071226 | 0.046145 | 0.037218 | 0.026649 | 0.023042 | 0.021136
Portfolio Adjusted1-in-10Size: Under 20 kWOrange County2020August Monthly Peak | Portfolio Adjusted | 1-in-10 | Size: Under 20 kW | Orange County | 2020 | August Monthly Peak | 8 | 1.1999 | 1.1554 | 1.1282 | 1.11 | 1.1103 | 1.1394 | 1.1032 | 1.2654 | 1.649 | 2.1812 | 2.5901 | 2.8235 | 2.9143 | 2.9777 | 3.0262 | 2.98 | 2.784 | 2.4177 | 1.9507 | 1.8037 | 1.7595 | 1.5025 | 1.3754 | 1.2611 | 0 | 0 | 0 | 0 | 0 | 0 | 0 | 0 | 0 | 0 | 0 | 0 | 0 | 0 | 0.060524 | 0.0596 | 0.05568 | 0.048353 | 0 | 0 | 0 | 0 | 0 | 0 | 77.7387 | 76.9803 | 76.2123 | 75.4093 | 74.7907 | 74.2886 | 74.3209 | 74.8947 | 77.4679 | 82.1719 | 86.7262 | 90.9885 | 94.4619 | 96.5824 | 97.4096 | 98.2354 | 98.4847 | 97.8672 | 97.0472 | 94.2099 | 89.8161 | 86.3507 | 84.0062 | 81.9215 | 0.023366 | 0.023042 | 0.022754 | 0.021603 | 0.023604 | 0.028435 | 0.044314 | 0.045187 | 0.054918 | 0.066139 | 0.07484 | 0.078792 | 0.079052 | 0.083791 | 0.089773 | 0.09414 | 0.097826 | 0.087621 | 0.072458 | 0.046943 | 0.037861 | 0.02711 | 0.023441 | 0.021502
Portfolio Adjusted1-in-10Size: Under 20 kWOrange County2020September Monthly Peak | Portfolio Adjusted | 1-in-10 | Size: Under 20 kW | Orange County | 2020 | September Monthly Peak | 9 | 1.1936 | 1.1529 | 1.1233 | 1.1045 | 1.1048 | 1.1534 | 1.1879 | 1.2694 | 1.6454 | 2.1666 | 2.5685 | 2.7842 | 2.87 | 2.9546 | 3.0146 | 2.9915 | 2.7867 | 2.3989 | 1.9344 | 1.9076 | 1.7345 | 1.4994 | 1.3768 | 1.2594 | 0 | 0 | 0 | 0 | 0 | 0 | 0 | 0 | 0 | 0 | 0 | 0 | 0 | 0 | 0.060292 | 0.059831 | 0.055735 | 0.047978 | 0 | 0 | 0 | 0 | 0 | 0 | 79.774 | 78.9179 | 77.9594 | 77.4139 | 76.7225 | 76.4124 | 75.862 | 75.5125 | 77.5475 | 81.4482 | 85.7224 | 90.1473 | 93.3625 | 95.2659 | 96.0934 | 96.6486 | 96.6978 | 95.4175 | 93.5817 | 90.1493 | 86.1596 | 82.9843 | 80.6203 | 78.6908 | 0.023159 | 0.022838 | 0.022552 | 0.021411 | 0.023395 | 0.028183 | 0.04392 | 0.044785 | 0.05443 | 0.065552 | 0.074175 | 0.078092 | 0.07835 | 0.083047 | 0.088975 | 0.093304 | 0.096957 | 0.086843 | 0.071814 | 0.046525 | 0.037525 | 0.026869 | 0.023233 | 0.021311
Portfolio Adjusted1-in-10Size: Under 20 kWOrange County2020October Monthly Peak | Portfolio Adjusted | 1-in-10 | Size: Under 20 kW | Orange County | 2020 | October Monthly Peak | 10 | 1.1414 | 1.1112 | 1.0879 | 1.0733 | 1.0672 | 1.0981 | 1.167 | 1.1551 | 1.406 | 1.789 | 2.1049 | 2.2985 | 2.4075 | 2.4956 | 2.548 | 2.5597 | 2.3733 | 2.0449 | 1.826 | 1.759 | 1.5908 | 1.4126 | 1.3099 | 1.2084 | 0 | 0 | 0 | 0 | 0 | 0 | 0 | 0 | 0 | 0 | 0 | 0 | 0 | 0 | 0.050959 | 0.051193 | 0.047465 | 0.040899 | 0 | 0 | 0 | 0 | 0 | 0 | 74.6332 | 73.1695 | 72.0018 | 70.864 | 69.89 | 69.3968 | 69.0187 | 68.9123 | 70.2722 | 74.422 | 79.8601 | 85.1133 | 89.5618 | 92.527 | 93.6229 | 94.1889 | 94.0131 | 92.5015 | 89.4636 | 84.8275 | 80.5669 | 77.8626 | 75.9562 | 74.3018 | 0.02301 | 0.022691 | 0.022407 | 0.021274 | 0.023244 | 0.028001 | 0.043638 | 0.044498 | 0.05408 | 0.06513 | 0.073698 | 0.077591 | 0.077847 | 0.082513 | 0.088404 | 0.092704 | 0.096334 | 0.086285 | 0.071353 | 0.046227 | 0.037284 | 0.026697 | 0.023083 | 0.021174
Portfolio Adjusted1-in-10Size: Under 20 kWOrange County2020November Monthly Peak | Portfolio Adjusted | 1-in-10 | Size: Under 20 kW | Orange County | 2020 | November Monthly Peak | 11 | 1.1083 | 1.0911 | 1.0813 | 1.0645 | 1.0562 | 1.0921 | 1.0161 | 1.0426 | 1.3003 | 1.5963 | 1.8087 | 1.9269 | 1.9824 | 2.0322 | 2.0556 | 2.0299 | 1.9528 | 2.0012 | 1.7461 | 1.5686 | 1.4574 | 1.2989 | 1.2192 | 1.1438 | 0 | 0 | 0 | 0 | 0 | 0 | 0 | 0 | 0 | 0 | 0 | 0 | 0 | 0 | 0.041111 | 0.040598 | 0.039055 | 0.040024 | 0 | 0 | 0 | 0 | 0 | 0 | 69.3501 | 67.6054 | 66.9704 | 65.6343 | 64.6465 | 63.7 | 63.7865 | 64.1376 | 66.6017 | 71.246 | 77.0622 | 82.0419 | 85.0644 | 86.7507 | 87.6476 | 87.378 | 85.9845 | 83.3326 | 80.1139 | 77.2654 | 74.8367 | 72.7781 | 70.9339 | 69.893 | 0.023085 | 0.022765 | 0.02248 | 0.021343 | 0.02332 | 0.028093 | 0.043781 | 0.044643 | 0.054257 | 0.065343 | 0.073939 | 0.077844 | 0.078101 | 0.082783 | 0.088692 | 0.093007 | 0.096649 | 0.086567 | 0.071586 | 0.046378 | 0.037406 | 0.026784 | 0.023159 | 0.021243
Portfolio Adjusted1-in-10Size: Under 20 kWOrange County2020December Monthly Peak | Portfolio Adjusted | 1-in-10 | Size: Under 20 kW | Orange County | 2020 | December Monthly Peak | 12 | 1.1356 | 1.1231 | 1.1171 | 1.1088 | 1.1095 | 1.1628 | 1.2152 | 1.1587 | 1.3525 | 1.5941 | 1.6895 | 1.6766 | 1.5931 | 1.5347 | 1.4884 | 1.4386 | 1.48 | 1.6599 | 1.5261 | 1.455 | 1.3743 | 1.2869 | 1.228 | 1.173 | 0 | 0 | 0 | 0 | 0 | 0 | 0 | 0 | 0 | 0 | 0 | 0 | 0 | 0 | 0.029767 | 0.028773 | 0.0296 | 0.033198 | 0 | 0 | 0 | 0 | 0 | 0 | 44.0659 | 43.4572 | 43.2542 | 43.4708 | 43.689 | 43.5315 | 43.856 | 43.8573 | 44.4634 | 45.6312 | 46.7944 | 48.2864 | 49.4487 | 49.8552 | 50.0718 | 50.0015 | 49.5146 | 48.5616 | 47.3305 | 46.0941 | 44.89 | 44.4743 | 44.1149 | 43.3147 | 0.023126 | 0.022805 | 0.02252 | 0.021381 | 0.023362 | 0.028143 | 0.043858 | 0.044722 | 0.054353 | 0.065459 | 0.07407 | 0.077982 | 0.078239 | 0.082929 | 0.08885 | 0.093172 | 0.09682 | 0.08672 | 0.071713 | 0.04646 | 0.037472 | 0.026831 | 0.0232 | 0.021281
Portfolio Adjusted1-in-10Size: Under 20 kWOrange County2020Typical Event Day | Portfolio Adjusted | 1-in-10 | Size: Under 20 kW | Orange County | 2020 | Typical Event Day | 8 | 1.1841 | 1.1411 | 1.1147 | 1.0972 | 1.097 | 1.1253 | 1.0886 | 1.2336 | 1.5927 | 2.0928 | 2.4747 | 2.6941 | 2.7852 | 2.8472 | 2.8957 | 2.8542 | 2.6719 | 2.3189 | 1.8812 | 1.748 | 1.7159 | 1.4718 | 1.3511 | 1.2415 | 0 | 0 | 0 | 0 | 0 | 0 | 0 | 0 | 0 | 0 | 0 | 0 | 0 | 0 | 0.057913 | 0.057084 | 0.053439 | 0.046377 | 0 | 0 | 0 | 0 | 0 | 0 | 76.7426 | 75.7179 | 74.6908 | 73.8362 | 73.0289 | 72.4485 | 72.0791 | 72.5294 | 75.2529 | 79.7957 | 84.5246 | 88.8772 | 91.9406 | 93.7882 | 94.8333 | 95.3489 | 95.4438 | 94.5498 | 93.1449 | 90.1698 | 86.0867 | 82.6142 | 80.2442 | 78.4052 | 0.023091 | 0.022771 | 0.022486 | 0.021349 | 0.023327 | 0.028101 | 0.043792 | 0.044655 | 0.054272 | 0.065361 | 0.073959 | 0.077865 | 0.078122 | 0.082805 | 0.088716 | 0.093032 | 0.096675 | 0.08659 | 0.071605 | 0.04639 | 0.037416 | 0.026791 | 0.023165 | 0.021249
Portfolio Adjusted1-in-10Size: Under 20 kWOrange County2021January Monthly Peak | Portfolio Adjusted | 1-in-10 | Size: Under 20 kW | Orange County | 2021 | January Monthly Peak | 1 | 1.0857 | 1.072 | 1.0491 | 1.041 | 1.036 | 1.0758 | 1.182 | 1.1576 | 1.3791 | 1.6141 | 1.7196 | 1.6964 | 1.6041 | 1.5565 | 1.5024 | 1.4598 | 1.4613 | 1.6414 | 1.5038 | 1.4193 | 1.3199 | 1.2292 | 1.1689 | 1.132 | 0 | 0 | 0 | 0 | 0 | 0 | 0 | 0 | 0 | 0 | 0 | 0 | 0 | 0 | 0.030048 | 0.029197 | 0.029225 | 0.032829 | 0 | 0 | 0 | 0 | 0 | 0 | 44.9845 | 44.2541 | 43.4119 | 42.7603 | 42.3325 | 41.8171 | 41.394 | 41.2746 | 41.8478 | 44.2784 | 46.7861 | 48.3766 | 50.0043 | 50.8854 | 51.4866 | 51.4958 | 50.2963 | 48.6513 | 46.5181 | 45.0578 | 44.1602 | 43.7278 | 43.266 | 42.6392 | 0.023632 | 0.023305 | 0.023013 | 0.02185 | 0.023873 | 0.028759 | 0.044819 | 0.045702 | 0.055544 | 0.066893 | 0.075693 | 0.07969 | 0.079953 | 0.084746 | 0.090796 | 0.095213 | 0.098941 | 0.08862 | 0.073284 | 0.047478 | 0.038293 | 0.027419 | 0.023708 | 0.021747
Portfolio Adjusted1-in-10Size: Under 20 kWOrange County2021February Monthly Peak | Portfolio Adjusted | 1-in-10 | Size: Under 20 kW | Orange County | 2021 | February Monthly Peak | 2 | 1.0509 | 1.0348 | 1.0242 | 1.0219 | 1.0031 | 1.0233 | 1.1013 | 1.0704 | 1.2801 | 1.5062 | 1.6226 | 1.6344 | 1.6119 | 1.5894 | 1.5762 | 1.5446 | 1.4913 | 1.5666 | 1.5504 | 1.4453 | 1.3395 | 1.2158 | 1.1419 | 1.0937 | 0 | 0 | 0 | 0 | 0 | 0 | 0 | 0 | 0 | 0 | 0 | 0 | 0 | 0 | 0.031524 | 0.030893 | 0.029826 | 0.031332 | 0 | 0 | 0 | 0 | 0 | 0 | 50.8502 | 50.6621 | 50.0982 | 49.5409 | 49.5385 | 48.843 | 47.4853 | 48.2501 | 49.4375 | 51.6675 | 53.8075 | 54.6397 | 55.5752 | 56.9079 | 57.9759 | 58.2356 | 57.4779 | 56.9735 | 55.4461 | 53.9397 | 52.6283 | 51.1764 | 50.5824 | 49.8069 | 0.02288 | 0.022563 | 0.02228 | 0.021154 | 0.023113 | 0.027843 | 0.043391 | 0.044246 | 0.053774 | 0.064762 | 0.073281 | 0.077152 | 0.077406 | 0.082046 | 0.087904 | 0.09218 | 0.095789 | 0.085797 | 0.070949 | 0.045965 | 0.037073 | 0.026546 | 0.022953 | 0.021054
Portfolio Adjusted1-in-10Size: Under 20 kWOrange County2021March Monthly Peak | Portfolio Adjusted | 1-in-10 | Size: Under 20 kW | Orange County | 2021 | March Monthly Peak | 3 | 1.037 | 1.0109 | 0.99243 | 0.98628 | 0.97833 | 0.99857 | 1.0503 | 1.0144 | 1.187 | 1.437 | 1.6033 | 1.6707 | 1.7017 | 1.7342 | 1.7606 | 1.7623 | 1.682 | 1.534 | 1.4155 | 1.4759 | 1.3727 | 1.2251 | 1.1416 | 1.0795 | 0 | 0 | 0 | 0 | 0 | 0 | 0 | 0 | 0 | 0 | 0 | 0 | 0 | 0 | 0.035213 | 0.035247 | 0.03364 | 0.030681 | 0 | 0 | 0 | 0 | 0 | 0 | 60.9447 | 59.4187 | 58.0458 | 57.2632 | 56.67 | 56.2068 | 55.9438 | 56.0163 | 57.2235 | 60.8418 | 64.9517 | 69.292 | 72.8811 | 74.8067 | 75.8137 | 76.4117 | 76.3432 | 75.5199 | 73.9701 | 71.3439 | 67.9241 | 65.1653 | 62.9824 | 60.6701 | 0.022824 | 0.022508 | 0.022227 | 0.021103 | 0.023057 | 0.027776 | 0.043287 | 0.044139 | 0.053645 | 0.064606 | 0.073105 | 0.076966 | 0.07722 | 0.081849 | 0.087692 | 0.091958 | 0.095558 | 0.08559 | 0.070778 | 0.045854 | 0.036984 | 0.026482 | 0.022897 | 0.021003
Portfolio Adjusted1-in-10Size: Under 20 kWOrange County2021April Monthly Peak | Portfolio Adjusted | 1-in-10 | Size: Under 20 kW | Orange County | 2021 | April Monthly Peak | 4 | 1.0785 | 1.048 | 1.028 | 1.0158 | 1.0081 | 1.0232 | 0.98308 | 1.0159 | 1.2908 | 1.6264 | 1.8739 | 2.0326 | 2.1101 | 2.1927 | 2.2601 | 2.266 | 2.1414 | 1.8772 | 1.5638 | 1.5678 | 1.5096 | 1.3134 | 1.2246 | 1.1329 | 0 | 0 | 0 | 0 | 0 | 0 | 0 | 0 | 0 | 0 | 0 | 0 | 0 | 0 | 0.045202 | 0.045321 | 0.042828 | 0.037544 | 0 | 0 | 0 | 0 | 0 | 0 | 71.3249 | 69.5594 | 67.986 | 66.3746 | 65.3919 | 64.7372 | 64.1928 | 64.2748 | 67.3097 | 72.8277 | 78.6969 | 84.0812 | 87.711 | 89.7025 | 90.3149 | 90.7569 | 90.7246 | 89.8758 | 88.218 | 84.549 | 79.6124 | 75.707 | 73.1207 | 71.129 | 0.023001 | 0.022683 | 0.022399 | 0.021266 | 0.023236 | 0.027991 | 0.043622 | 0.044481 | 0.054061 | 0.065107 | 0.073672 | 0.077563 | 0.077819 | 0.082483 | 0.088372 | 0.092671 | 0.096299 | 0.086253 | 0.071327 | 0.04621 | 0.03727 | 0.026687 | 0.023075 | 0.021166
Portfolio Adjusted1-in-10Size: Under 20 kWOrange County2021May Monthly Peak | Portfolio Adjusted | 1-in-10 | Size: Under 20 kW | Orange County | 2021 | May Monthly Peak | 5 | 1.106 | 1.0747 | 1.0504 | 1.036 | 1.0352 | 1.0392 | 0.92399 | 1.0747 | 1.3899 | 1.786 | 2.0866 | 2.2676 | 2.3502 | 2.433 | 2.4725 | 2.4663 | 2.3322 | 2.0428 | 1.667 | 1.5792 | 1.5741 | 1.3479 | 1.2494 | 1.1608 | 0 | 0 | 0 | 0 | 0 | 0 | 0 | 0 | 0 | 0 | 0 | 0 | 0 | 0 | 0.04945 | 0.049326 | 0.046644 | 0.040856 | 0 | 0 | 0 | 0 | 0 | 0 | 74.3618 | 72.6619 | 71.1839 | 70.5853 | 69.9415 | 69.1497 | 68.7397 | 69.0573 | 72.6574 | 78.3605 | 83.1889 | 86.7158 | 89.1735 | 91.1032 | 92.3779 | 92.7379 | 92.5304 | 91.4213 | 89.9221 | 87.2186 | 83.163 | 78.8868 | 76.3817 | 74.2503 | 0.023031 | 0.022712 | 0.022428 | 0.021294 | 0.023266 | 0.028028 | 0.043679 | 0.044539 | 0.054131 | 0.065191 | 0.073767 | 0.077663 | 0.07792 | 0.08259 | 0.088487 | 0.092791 | 0.096424 | 0.086365 | 0.071419 | 0.04627 | 0.037319 | 0.026722 | 0.023105 | 0.021194
Portfolio Adjusted1-in-10Size: Under 20 kWOrange County2021June Monthly Peak | Portfolio Adjusted | 1-in-10 | Size: Under 20 kW | Orange County | 2021 | June Monthly Peak | 6 | 1.1251 | 1.0896 | 1.0601 | 1.0471 | 1.0456 | 1.041 | 0.94531 | 1.1061 | 1.422 | 1.8135 | 2.127 | 2.3333 | 2.4322 | 2.528 | 2.5798 | 2.5655 | 2.404 | 2.1019 | 1.7098 | 1.5771 | 1.5856 | 1.3912 | 1.2744 | 1.1813 | 0 | 0 | 0 | 0 | 0 | 0 | 0 | 0 | 0 | 0 | 0 | 0 | 0 | 0 | 0.051596 | 0.05131 | 0.04808 | 0.042038 | 0 | 0 | 0 | 0 | 0 | 0 | 71.9335 | 70.7382 | 69.5838 | 68.6803 | 67.5125 | 66.6924 | 66.3506 | 67.4724 | 70.878 | 75.7659 | 80.7897 | 85.3215 | 88.6777 | 90.8991 | 92.4601 | 93.144 | 93.4722 | 92.2901 | 90.8187 | 87.6888 | 83.5129 | 79.8217 | 77.3017 | 75.4529 | 0.023002 | 0.022683 | 0.0224 | 0.021267 | 0.023237 | 0.027992 | 0.043624 | 0.044483 | 0.054062 | 0.065109 | 0.073674 | 0.077565 | 0.077821 | 0.082486 | 0.088375 | 0.092674 | 0.096302 | 0.086256 | 0.071329 | 0.046211 | 0.037272 | 0.026688 | 0.023076 | 0.021167
Portfolio Adjusted1-in-10Size: Under 20 kWOrange County2021July Monthly Peak | Portfolio Adjusted | 1-in-10 | Size: Under 20 kW | Orange County | 2021 | July Monthly Peak | 7 | 1.1762 | 1.1328 | 1.1031 | 1.0842 | 1.084 | 1.0993 | 1.0305 | 1.2193 | 1.5923 | 2.0753 | 2.4329 | 2.6459 | 2.7251 | 2.7952 | 2.8355 | 2.8139 | 2.6444 | 2.3127 | 1.8776 | 1.6916 | 1.6951 | 1.4703 | 1.3478 | 1.241 | 0 | 0 | 0 | 0 | 0 | 0 | 0 | 0 | 0 | 0 | 0 | 0 | 0 | 0 | 0.05671 | 0.056277 | 0.052887 | 0.046253 | 0 | 0 | 0 | 0 | 0 | 0 | 77.5241 | 76.2351 | 75.0078 | 73.8412 | 73.09 | 72.4007 | 71.7827 | 72.2379 | 75.118 | 79.7968 | 84.8602 | 89.0514 | 91.2603 | 92.4054 | 93.3701 | 93.3678 | 93.1205 | 92.6246 | 91.132 | 88.6313 | 84.858 | 81.3 | 79.0486 | 77.5554 | 0.022969 | 0.022651 | 0.022367 | 0.021236 | 0.023203 | 0.027952 | 0.043561 | 0.044419 | 0.053984 | 0.065015 | 0.073568 | 0.077453 | 0.077709 | 0.082367 | 0.088247 | 0.09254 | 0.096163 | 0.086132 | 0.071226 | 0.046145 | 0.037218 | 0.026649 | 0.023042 | 0.021136
Portfolio Adjusted1-in-10Size: Under 20 kWOrange County2021August Monthly Peak | Portfolio Adjusted | 1-in-10 | Size: Under 20 kW | Orange County | 2021 | August Monthly Peak | 8 | 1.1999 | 1.1554 | 1.1282 | 1.11 | 1.1103 | 1.1394 | 1.1032 | 1.2654 | 1.649 | 2.1812 | 2.5901 | 2.8235 | 2.9143 | 2.9777 | 3.0262 | 2.98 | 2.784 | 2.4177 | 1.9507 | 1.8037 | 1.7595 | 1.5025 | 1.3754 | 1.2611 | 0 | 0 | 0 | 0 | 0 | 0 | 0 | 0 | 0 | 0 | 0 | 0 | 0 | 0 | 0.060524 | 0.0596 | 0.05568 | 0.048353 | 0 | 0 | 0 | 0 | 0 | 0 | 77.7387 | 76.9803 | 76.2123 | 75.4093 | 74.7907 | 74.2886 | 74.3209 | 74.8947 | 77.4679 | 82.1719 | 86.7262 | 90.9885 | 94.4619 | 96.5824 | 97.4096 | 98.2354 | 98.4847 | 97.8672 | 97.0472 | 94.2099 | 89.8161 | 86.3507 | 84.0062 | 81.9215 | 0.023366 | 0.023042 | 0.022754 | 0.021603 | 0.023604 | 0.028435 | 0.044314 | 0.045187 | 0.054918 | 0.066139 | 0.07484 | 0.078792 | 0.079052 | 0.083791 | 0.089773 | 0.09414 | 0.097826 | 0.087621 | 0.072458 | 0.046943 | 0.037861 | 0.02711 | 0.023441 | 0.021502
Portfolio Adjusted1-in-10Size: Under 20 kWOrange County2021September Monthly Peak | Portfolio Adjusted | 1-in-10 | Size: Under 20 kW | Orange County | 2021 | September Monthly Peak | 9 | 1.1936 | 1.1529 | 1.1233 | 1.1045 | 1.1048 | 1.1534 | 1.1879 | 1.2694 | 1.6454 | 2.1666 | 2.5685 | 2.7842 | 2.87 | 2.9546 | 3.0146 | 2.9915 | 2.7867 | 2.3989 | 1.9344 | 1.9076 | 1.7345 | 1.4994 | 1.3768 | 1.2594 | 0 | 0 | 0 | 0 | 0 | 0 | 0 | 0 | 0 | 0 | 0 | 0 | 0 | 0 | 0.060292 | 0.059831 | 0.055735 | 0.047978 | 0 | 0 | 0 | 0 | 0 | 0 | 79.774 | 78.9179 | 77.9594 | 77.4139 | 76.7225 | 76.4124 | 75.862 | 75.5125 | 77.5475 | 81.4482 | 85.7224 | 90.1473 | 93.3625 | 95.2659 | 96.0934 | 96.6486 | 96.6978 | 95.4175 | 93.5817 | 90.1493 | 86.1596 | 82.9843 | 80.6203 | 78.6908 | 0.023159 | 0.022838 | 0.022552 | 0.021411 | 0.023395 | 0.028183 | 0.04392 | 0.044785 | 0.05443 | 0.065552 | 0.074175 | 0.078092 | 0.07835 | 0.083047 | 0.088975 | 0.093304 | 0.096957 | 0.086843 | 0.071814 | 0.046525 | 0.037525 | 0.026869 | 0.023233 | 0.021311
Portfolio Adjusted1-in-10Size: Under 20 kWOrange County2021October Monthly Peak | Portfolio Adjusted | 1-in-10 | Size: Under 20 kW | Orange County | 2021 | October Monthly Peak | 10 | 1.1414 | 1.1112 | 1.0879 | 1.0733 | 1.0672 | 1.0981 | 1.167 | 1.1551 | 1.406 | 1.789 | 2.1049 | 2.2985 | 2.4075 | 2.4956 | 2.548 | 2.5597 | 2.3733 | 2.0449 | 1.826 | 1.759 | 1.5908 | 1.4126 | 1.3099 | 1.2084 | 0 | 0 | 0 | 0 | 0 | 0 | 0 | 0 | 0 | 0 | 0 | 0 | 0 | 0 | 0.050959 | 0.051193 | 0.047465 | 0.040899 | 0 | 0 | 0 | 0 | 0 | 0 | 74.6332 | 73.1695 | 72.0018 | 70.864 | 69.89 | 69.3968 | 69.0187 | 68.9123 | 70.2722 | 74.422 | 79.8601 | 85.1133 | 89.5618 | 92.527 | 93.6229 | 94.1889 | 94.0131 | 92.5015 | 89.4636 | 84.8275 | 80.5669 | 77.8626 | 75.9562 | 74.3018 | 0.02301 | 0.022691 | 0.022407 | 0.021274 | 0.023244 | 0.028001 | 0.043638 | 0.044498 | 0.05408 | 0.06513 | 0.073698 | 0.077591 | 0.077847 | 0.082513 | 0.088404 | 0.092704 | 0.096334 | 0.086285 | 0.071353 | 0.046227 | 0.037284 | 0.026697 | 0.023083 | 0.021174
Portfolio Adjusted1-in-10Size: Under 20 kWOrange County2021November Monthly Peak | Portfolio Adjusted | 1-in-10 | Size: Under 20 kW | Orange County | 2021 | November Monthly Peak | 11 | 1.1083 | 1.0911 | 1.0813 | 1.0645 | 1.0562 | 1.0921 | 1.0161 | 1.0426 | 1.3003 | 1.5963 | 1.8087 | 1.9269 | 1.9824 | 2.0322 | 2.0556 | 2.0299 | 1.9528 | 2.0012 | 1.7461 | 1.5686 | 1.4574 | 1.2989 | 1.2192 | 1.1438 | 0 | 0 | 0 | 0 | 0 | 0 | 0 | 0 | 0 | 0 | 0 | 0 | 0 | 0 | 0.041111 | 0.040598 | 0.039055 | 0.040024 | 0 | 0 | 0 | 0 | 0 | 0 | 69.3501 | 67.6054 | 66.9704 | 65.6343 | 64.6465 | 63.7 | 63.7865 | 64.1376 | 66.6017 | 71.246 | 77.0622 | 82.0419 | 85.0644 | 86.7507 | 87.6476 | 87.378 | 85.9845 | 83.3326 | 80.1139 | 77.2654 | 74.8367 | 72.7781 | 70.9339 | 69.893 | 0.023085 | 0.022765 | 0.02248 | 0.021343 | 0.02332 | 0.028093 | 0.043781 | 0.044643 | 0.054257 | 0.065343 | 0.073939 | 0.077844 | 0.078101 | 0.082783 | 0.088692 | 0.093007 | 0.096649 | 0.086567 | 0.071586 | 0.046378 | 0.037406 | 0.026784 | 0.023159 | 0.021243
Portfolio Adjusted1-in-10Size: Under 20 kWOrange County2021December Monthly Peak | Portfolio Adjusted | 1-in-10 | Size: Under 20 kW | Orange County | 2021 | December Monthly Peak | 12 | 1.1356 | 1.1231 | 1.1171 | 1.1088 | 1.1095 | 1.1628 | 1.2152 | 1.1587 | 1.3525 | 1.5941 | 1.6895 | 1.6766 | 1.5931 | 1.5347 | 1.4884 | 1.4386 | 1.48 | 1.6599 | 1.5261 | 1.455 | 1.3743 | 1.2869 | 1.228 | 1.173 | 0 | 0 | 0 | 0 | 0 | 0 | 0 | 0 | 0 | 0 | 0 | 0 | 0 | 0 | 0.029767 | 0.028773 | 0.0296 | 0.033198 | 0 | 0 | 0 | 0 | 0 | 0 | 44.0659 | 43.4572 | 43.2542 | 43.4708 | 43.689 | 43.5315 | 43.856 | 43.8573 | 44.4634 | 45.6312 | 46.7944 | 48.2864 | 49.4487 | 49.8552 | 50.0718 | 50.0015 | 49.5146 | 48.5616 | 47.3305 | 46.0941 | 44.89 | 44.4743 | 44.1149 | 43.3147 | 0.023126 | 0.022805 | 0.02252 | 0.021381 | 0.023362 | 0.028143 | 0.043858 | 0.044722 | 0.054353 | 0.065459 | 0.07407 | 0.077982 | 0.078239 | 0.082929 | 0.08885 | 0.093172 | 0.09682 | 0.08672 | 0.071713 | 0.04646 | 0.037472 | 0.026831 | 0.0232 | 0.021281
Portfolio Adjusted1-in-10Size: Under 20 kWOrange County2021Typical Event Day | Portfolio Adjusted | 1-in-10 | Size: Under 20 kW | Orange County | 2021 | Typical Event Day | 8 | 1.1841 | 1.1411 | 1.1147 | 1.0972 | 1.097 | 1.1253 | 1.0886 | 1.2336 | 1.5927 | 2.0928 | 2.4747 | 2.6941 | 2.7852 | 2.8472 | 2.8957 | 2.8542 | 2.6719 | 2.3189 | 1.8812 | 1.748 | 1.7159 | 1.4718 | 1.3511 | 1.2415 | 0 | 0 | 0 | 0 | 0 | 0 | 0 | 0 | 0 | 0 | 0 | 0 | 0 | 0 | 0.057913 | 0.057084 | 0.053439 | 0.046377 | 0 | 0 | 0 | 0 | 0 | 0 | 76.7426 | 75.7179 | 74.6908 | 73.8362 | 73.0289 | 72.4485 | 72.0791 | 72.5294 | 75.2529 | 79.7957 | 84.5246 | 88.8772 | 91.9406 | 93.7882 | 94.8333 | 95.349 | 95.4438 | 94.5498 | 93.1449 | 90.1698 | 86.0867 | 82.6142 | 80.2442 | 78.4052 | 0.023091 | 0.022771 | 0.022486 | 0.021349 | 0.023327 | 0.028101 | 0.043792 | 0.044655 | 0.054272 | 0.065361 | 0.073959 | 0.077865 | 0.078122 | 0.082805 | 0.088716 | 0.093032 | 0.096675 | 0.08659 | 0.071605 | 0.04639 | 0.037416 | 0.026791 | 0.023165 | 0.021249
Portfolio Adjusted1-in-10Size: Under 20 kWOrange County2022January Monthly Peak | Portfolio Adjusted | 1-in-10 | Size: Under 20 kW | Orange County | 2022 | January Monthly Peak | 1 | 1.0857 | 1.072 | 1.0491 | 1.041 | 1.036 | 1.0758 | 1.182 | 1.1576 | 1.3791 | 1.6141 | 1.7196 | 1.6964 | 1.6041 | 1.5565 | 1.5024 | 1.4598 | 1.4613 | 1.6414 | 1.5038 | 1.4193 | 1.3199 | 1.2292 | 1.1689 | 1.132 | 0 | 0 | 0 | 0 | 0 | 0 | 0 | 0 | 0 | 0 | 0 | 0 | 0 | 0 | 0.030048 | 0.029197 | 0.029225 | 0.032829 | 0 | 0 | 0 | 0 | 0 | 0 | 44.9845 | 44.2541 | 43.4119 | 42.7603 | 42.3325 | 41.8171 | 41.394 | 41.2746 | 41.8478 | 44.2784 | 46.7861 | 48.3766 | 50.0043 | 50.8854 | 51.4866 | 51.4958 | 50.2963 | 48.6513 | 46.5181 | 45.0578 | 44.1602 | 43.7278 | 43.266 | 42.6392 | 0.023632 | 0.023305 | 0.023013 | 0.02185 | 0.023873 | 0.028759 | 0.044819 | 0.045702 | 0.055544 | 0.066893 | 0.075693 | 0.07969 | 0.079953 | 0.084746 | 0.090796 | 0.095213 | 0.098941 | 0.08862 | 0.073284 | 0.047478 | 0.038293 | 0.027419 | 0.023708 | 0.021747
Portfolio Adjusted1-in-10Size: Under 20 kWOrange County2022February Monthly Peak | Portfolio Adjusted | 1-in-10 | Size: Under 20 kW | Orange County | 2022 | February Monthly Peak | 2 | 1.0509 | 1.0348 | 1.0242 | 1.0219 | 1.0031 | 1.0233 | 1.1013 | 1.0704 | 1.2801 | 1.5062 | 1.6226 | 1.6344 | 1.6119 | 1.5894 | 1.5762 | 1.5446 | 1.4913 | 1.5666 | 1.5504 | 1.4453 | 1.3395 | 1.2158 | 1.1419 | 1.0937 | 0 | 0 | 0 | 0 | 0 | 0 | 0 | 0 | 0 | 0 | 0 | 0 | 0 | 0 | 0.031524 | 0.030893 | 0.029826 | 0.031332 | 0 | 0 | 0 | 0 | 0 | 0 | 50.8502 | 50.6621 | 50.0982 | 49.5409 | 49.5385 | 48.843 | 47.4853 | 48.2501 | 49.4375 | 51.6675 | 53.8075 | 54.6397 | 55.5752 | 56.9079 | 57.9759 | 58.2356 | 57.4779 | 56.9735 | 55.4461 | 53.9397 | 52.6283 | 51.1764 | 50.5824 | 49.8069 | 0.02288 | 0.022563 | 0.02228 | 0.021154 | 0.023113 | 0.027843 | 0.043391 | 0.044246 | 0.053774 | 0.064762 | 0.073281 | 0.077152 | 0.077406 | 0.082046 | 0.087904 | 0.09218 | 0.095789 | 0.085797 | 0.070949 | 0.045965 | 0.037073 | 0.026546 | 0.022953 | 0.021054
Portfolio Adjusted1-in-10Size: Under 20 kWOrange County2022March Monthly Peak | Portfolio Adjusted | 1-in-10 | Size: Under 20 kW | Orange County | 2022 | March Monthly Peak | 3 | 1.037 | 1.0109 | 0.99243 | 0.98628 | 0.97833 | 0.99857 | 1.0503 | 1.0144 | 1.187 | 1.437 | 1.6033 | 1.6707 | 1.7017 | 1.7342 | 1.7606 | 1.7623 | 1.682 | 1.534 | 1.4155 | 1.4759 | 1.3727 | 1.2251 | 1.1416 | 1.0795 | 0 | 0 | 0 | 0 | 0 | 0 | 0 | 0 | 0 | 0 | 0 | 0 | 0 | 0 | 0.035213 | 0.035247 | 0.03364 | 0.030681 | 0 | 0 | 0 | 0 | 0 | 0 | 60.9447 | 59.4187 | 58.0458 | 57.2632 | 56.67 | 56.2068 | 55.9438 | 56.0163 | 57.2235 | 60.8418 | 64.9517 | 69.292 | 72.8811 | 74.8067 | 75.8137 | 76.4117 | 76.3432 | 75.5199 | 73.9701 | 71.3439 | 67.9241 | 65.1653 | 62.9824 | 60.6701 | 0.022824 | 0.022508 | 0.022227 | 0.021103 | 0.023057 | 0.027776 | 0.043287 | 0.044139 | 0.053645 | 0.064606 | 0.073105 | 0.076966 | 0.07722 | 0.081849 | 0.087692 | 0.091958 | 0.095558 | 0.08559 | 0.070778 | 0.045854 | 0.036984 | 0.026482 | 0.022897 | 0.021003
Portfolio Adjusted1-in-10Size: Under 20 kWOrange County2022April Monthly Peak | Portfolio Adjusted | 1-in-10 | Size: Under 20 kW | Orange County | 2022 | April Monthly Peak | 4 | 1.0785 | 1.048 | 1.028 | 1.0158 | 1.0081 | 1.0232 | 0.98308 | 1.0159 | 1.2908 | 1.6264 | 1.8739 | 2.0326 | 2.1101 | 2.1927 | 2.2601 | 2.266 | 2.1414 | 1.8772 | 1.5638 | 1.5678 | 1.5096 | 1.3134 | 1.2246 | 1.1329 | 0 | 0 | 0 | 0 | 0 | 0 | 0 | 0 | 0 | 0 | 0 | 0 | 0 | 0 | 0.045202 | 0.045321 | 0.042828 | 0.037544 | 0 | 0 | 0 | 0 | 0 | 0 | 71.3249 | 69.5594 | 67.986 | 66.3746 | 65.3919 | 64.7372 | 64.1928 | 64.2748 | 67.3097 | 72.8277 | 78.6969 | 84.0812 | 87.711 | 89.7025 | 90.3149 | 90.7569 | 90.7246 | 89.8758 | 88.218 | 84.549 | 79.6124 | 75.707 | 73.1207 | 71.129 | 0.023001 | 0.022683 | 0.022399 | 0.021266 | 0.023236 | 0.027991 | 0.043622 | 0.044481 | 0.054061 | 0.065107 | 0.073672 | 0.077563 | 0.077819 | 0.082483 | 0.088372 | 0.092671 | 0.096299 | 0.086253 | 0.071327 | 0.04621 | 0.03727 | 0.026687 | 0.023075 | 0.021166
Portfolio Adjusted1-in-10Size: Under 20 kWOrange County2022May Monthly Peak | Portfolio Adjusted | 1-in-10 | Size: Under 20 kW | Orange County | 2022 | May Monthly Peak | 5 | 1.106 | 1.0747 | 1.0504 | 1.036 | 1.0352 | 1.0392 | 0.92399 | 1.0747 | 1.3899 | 1.786 | 2.0866 | 2.2676 | 2.3502 | 2.433 | 2.4725 | 2.4663 | 2.3322 | 2.0428 | 1.667 | 1.5792 | 1.5741 | 1.3479 | 1.2494 | 1.1608 | 0 | 0 | 0 | 0 | 0 | 0 | 0 | 0 | 0 | 0 | 0 | 0 | 0 | 0 | 0.04945 | 0.049326 | 0.046644 | 0.040856 | 0 | 0 | 0 | 0 | 0 | 0 | 74.3618 | 72.6619 | 71.1839 | 70.5853 | 69.9415 | 69.1497 | 68.7397 | 69.0573 | 72.6574 | 78.3605 | 83.1889 | 86.7158 | 89.1735 | 91.1032 | 92.3779 | 92.7379 | 92.5304 | 91.4212 | 89.9221 | 87.2186 | 83.163 | 78.8868 | 76.3817 | 74.2503 | 0.023031 | 0.022712 | 0.022428 | 0.021294 | 0.023266 | 0.028028 | 0.043679 | 0.044539 | 0.054131 | 0.065191 | 0.073767 | 0.077663 | 0.07792 | 0.08259 | 0.088487 | 0.092791 | 0.096424 | 0.086365 | 0.071419 | 0.04627 | 0.037319 | 0.026722 | 0.023105 | 0.021194
Portfolio Adjusted1-in-10Size: Under 20 kWOrange County2022June Monthly Peak | Portfolio Adjusted | 1-in-10 | Size: Under 20 kW | Orange County | 2022 | June Monthly Peak | 6 | 1.1251 | 1.0896 | 1.0601 | 1.0471 | 1.0456 | 1.041 | 0.94531 | 1.1061 | 1.422 | 1.8135 | 2.127 | 2.3333 | 2.4322 | 2.528 | 2.5798 | 2.5655 | 2.404 | 2.1019 | 1.7098 | 1.5771 | 1.5856 | 1.3912 | 1.2744 | 1.1813 | 0 | 0 | 0 | 0 | 0 | 0 | 0 | 0 | 0 | 0 | 0 | 0 | 0 | 0 | 0.051596 | 0.05131 | 0.04808 | 0.042038 | 0 | 0 | 0 | 0 | 0 | 0 | 71.9335 | 70.7382 | 69.5838 | 68.6803 | 67.5125 | 66.6924 | 66.3506 | 67.4724 | 70.878 | 75.7659 | 80.7897 | 85.3215 | 88.6777 | 90.8991 | 92.4601 | 93.144 | 93.4722 | 92.2901 | 90.8187 | 87.6888 | 83.5129 | 79.8217 | 77.3017 | 75.4529 | 0.023002 | 0.022683 | 0.0224 | 0.021267 | 0.023237 | 0.027992 | 0.043624 | 0.044483 | 0.054062 | 0.065109 | 0.073674 | 0.077565 | 0.077821 | 0.082486 | 0.088375 | 0.092674 | 0.096302 | 0.086256 | 0.071329 | 0.046211 | 0.037272 | 0.026688 | 0.023076 | 0.021167
Portfolio Adjusted1-in-10Size: Under 20 kWOrange County2022July Monthly Peak | Portfolio Adjusted | 1-in-10 | Size: Under 20 kW | Orange County | 2022 | July Monthly Peak | 7 | 1.1762 | 1.1328 | 1.1031 | 1.0842 | 1.084 | 1.0993 | 1.0305 | 1.2193 | 1.5923 | 2.0753 | 2.4329 | 2.6459 | 2.7251 | 2.7952 | 2.8355 | 2.8139 | 2.6444 | 2.3127 | 1.8776 | 1.6916 | 1.6951 | 1.4703 | 1.3478 | 1.241 | 0 | 0 | 0 | 0 | 0 | 0 | 0 | 0 | 0 | 0 | 0 | 0 | 0 | 0 | 0.05671 | 0.056277 | 0.052887 | 0.046253 | 0 | 0 | 0 | 0 | 0 | 0 | 77.5241 | 76.2351 | 75.0078 | 73.8412 | 73.09 | 72.4007 | 71.7827 | 72.2379 | 75.1181 | 79.7968 | 84.8602 | 89.0514 | 91.2603 | 92.4054 | 93.3701 | 93.3678 | 93.1205 | 92.6246 | 91.132 | 88.6313 | 84.8581 | 81.3 | 79.0486 | 77.5554 | 0.022969 | 0.022651 | 0.022367 | 0.021236 | 0.023203 | 0.027952 | 0.043561 | 0.044419 | 0.053984 | 0.065015 | 0.073568 | 0.077453 | 0.077709 | 0.082367 | 0.088247 | 0.09254 | 0.096163 | 0.086132 | 0.071226 | 0.046145 | 0.037218 | 0.026649 | 0.023042 | 0.021136
Portfolio Adjusted1-in-10Size: Under 20 kWOrange County2022August Monthly Peak | Portfolio Adjusted | 1-in-10 | Size: Under 20 kW | Orange County | 2022 | August Monthly Peak | 8 | 1.1999 | 1.1554 | 1.1282 | 1.11 | 1.1103 | 1.1394 | 1.1032 | 1.2654 | 1.649 | 2.1812 | 2.5901 | 2.8235 | 2.9143 | 2.9777 | 3.0262 | 2.98 | 2.784 | 2.4177 | 1.9507 | 1.8037 | 1.7595 | 1.5025 | 1.3754 | 1.2611 | 0 | 0 | 0 | 0 | 0 | 0 | 0 | 0 | 0 | 0 | 0 | 0 | 0 | 0 | 0.060524 | 0.0596 | 0.05568 | 0.048353 | 0 | 0 | 0 | 0 | 0 | 0 | 77.7387 | 76.9803 | 76.2123 | 75.4093 | 74.7907 | 74.2886 | 74.3209 | 74.8947 | 77.4679 | 82.1719 | 86.7261 | 90.9885 | 94.4619 | 96.5824 | 97.4096 | 98.2354 | 98.4847 | 97.8672 | 97.0472 | 94.2099 | 89.8161 | 86.3507 | 84.0062 | 81.9215 | 0.023366 | 0.023042 | 0.022754 | 0.021603 | 0.023604 | 0.028435 | 0.044314 | 0.045187 | 0.054918 | 0.066139 | 0.07484 | 0.078792 | 0.079052 | 0.083791 | 0.089773 | 0.09414 | 0.097826 | 0.087621 | 0.072458 | 0.046943 | 0.037861 | 0.02711 | 0.023441 | 0.021502
Portfolio Adjusted1-in-10Size: Under 20 kWOrange County2022September Monthly Peak | Portfolio Adjusted | 1-in-10 | Size: Under 20 kW | Orange County | 2022 | September Monthly Peak | 9 | 1.1936 | 1.1529 | 1.1233 | 1.1045 | 1.1048 | 1.1534 | 1.1879 | 1.2694 | 1.6454 | 2.1666 | 2.5685 | 2.7842 | 2.87 | 2.9546 | 3.0146 | 2.9915 | 2.7867 | 2.3989 | 1.9344 | 1.9076 | 1.7345 | 1.4994 | 1.3768 | 1.2594 | 0 | 0 | 0 | 0 | 0 | 0 | 0 | 0 | 0 | 0 | 0 | 0 | 0 | 0 | 0.060292 | 0.059831 | 0.055735 | 0.047978 | 0 | 0 | 0 | 0 | 0 | 0 | 79.774 | 78.9179 | 77.9594 | 77.4139 | 76.7225 | 76.4124 | 75.862 | 75.5125 | 77.5475 | 81.4482 | 85.7224 | 90.1473 | 93.3625 | 95.2659 | 96.0934 | 96.6486 | 96.6978 | 95.4175 | 93.5817 | 90.1493 | 86.1596 | 82.9843 | 80.6203 | 78.6908 | 0.023159 | 0.022838 | 0.022552 | 0.021411 | 0.023395 | 0.028183 | 0.04392 | 0.044785 | 0.05443 | 0.065552 | 0.074175 | 0.078092 | 0.07835 | 0.083047 | 0.088975 | 0.093304 | 0.096957 | 0.086843 | 0.071814 | 0.046525 | 0.037525 | 0.026869 | 0.023233 | 0.021311
Portfolio Adjusted1-in-10Size: Under 20 kWOrange County2022October Monthly Peak | Portfolio Adjusted | 1-in-10 | Size: Under 20 kW | Orange County | 2022 | October Monthly Peak | 10 | 1.1414 | 1.1112 | 1.0879 | 1.0733 | 1.0672 | 1.0981 | 1.167 | 1.1551 | 1.406 | 1.789 | 2.1049 | 2.2985 | 2.4075 | 2.4956 | 2.548 | 2.5597 | 2.3733 | 2.0449 | 1.826 | 1.759 | 1.5908 | 1.4126 | 1.3099 | 1.2084 | 0 | 0 | 0 | 0 | 0 | 0 | 0 | 0 | 0 | 0 | 0 | 0 | 0 | 0 | 0.050959 | 0.051193 | 0.047465 | 0.040899 | 0 | 0 | 0 | 0 | 0 | 0 | 74.6332 | 73.1695 | 72.0018 | 70.864 | 69.89 | 69.3968 | 69.0187 | 68.9123 | 70.2722 | 74.422 | 79.8601 | 85.1133 | 89.5618 | 92.527 | 93.6229 | 94.1889 | 94.0131 | 92.5015 | 89.4636 | 84.8275 | 80.5669 | 77.8626 | 75.9562 | 74.3018 | 0.02301 | 0.022691 | 0.022407 | 0.021274 | 0.023244 | 0.028001 | 0.043638 | 0.044498 | 0.05408 | 0.06513 | 0.073698 | 0.077591 | 0.077847 | 0.082513 | 0.088404 | 0.092704 | 0.096334 | 0.086285 | 0.071353 | 0.046227 | 0.037284 | 0.026697 | 0.023083 | 0.021174
Portfolio Adjusted1-in-10Size: Under 20 kWOrange County2022November Monthly Peak | Portfolio Adjusted | 1-in-10 | Size: Under 20 kW | Orange County | 2022 | November Monthly Peak | 11 | 1.1083 | 1.0911 | 1.0813 | 1.0645 | 1.0562 | 1.0921 | 1.0161 | 1.0426 | 1.3003 | 1.5963 | 1.8087 | 1.9269 | 1.9824 | 2.0322 | 2.0556 | 2.0299 | 1.9528 | 2.0012 | 1.7461 | 1.5686 | 1.4574 | 1.2989 | 1.2192 | 1.1438 | 0 | 0 | 0 | 0 | 0 | 0 | 0 | 0 | 0 | 0 | 0 | 0 | 0 | 0 | 0.041111 | 0.040598 | 0.039055 | 0.040024 | 0 | 0 | 0 | 0 | 0 | 0 | 69.3501 | 67.6054 | 66.9704 | 65.6343 | 64.6465 | 63.7 | 63.7865 | 64.1376 | 66.6017 | 71.246 | 77.0622 | 82.0419 | 85.0644 | 86.7507 | 87.6476 | 87.3779 | 85.9845 | 83.3326 | 80.1139 | 77.2654 | 74.8367 | 72.7781 | 70.9339 | 69.893 | 0.023085 | 0.022765 | 0.02248 | 0.021343 | 0.02332 | 0.028093 | 0.043781 | 0.044643 | 0.054257 | 0.065343 | 0.073939 | 0.077844 | 0.078101 | 0.082783 | 0.088692 | 0.093007 | 0.096649 | 0.086566 | 0.071586 | 0.046378 | 0.037406 | 0.026784 | 0.023159 | 0.021243
Portfolio Adjusted1-in-10Size: Under 20 kWOrange County2022December Monthly Peak | Portfolio Adjusted | 1-in-10 | Size: Under 20 kW | Orange County | 2022 | December Monthly Peak | 12 | 1.1356 | 1.1231 | 1.1171 | 1.1088 | 1.1095 | 1.1628 | 1.2152 | 1.1587 | 1.3525 | 1.5941 | 1.6895 | 1.6766 | 1.5931 | 1.5347 | 1.4884 | 1.4386 | 1.48 | 1.6599 | 1.5261 | 1.455 | 1.3743 | 1.2869 | 1.228 | 1.173 | 0 | 0 | 0 | 0 | 0 | 0 | 0 | 0 | 0 | 0 | 0 | 0 | 0 | 0 | 0.029767 | 0.028773 | 0.0296 | 0.033198 | 0 | 0 | 0 | 0 | 0 | 0 | 44.0659 | 43.4572 | 43.2542 | 43.4708 | 43.689 | 43.5315 | 43.856 | 43.8573 | 44.4634 | 45.6312 | 46.7944 | 48.2864 | 49.4487 | 49.8552 | 50.0718 | 50.0015 | 49.5146 | 48.5616 | 47.3305 | 46.0941 | 44.89 | 44.4743 | 44.1149 | 43.3147 | 0.023126 | 0.022805 | 0.02252 | 0.021381 | 0.023362 | 0.028143 | 0.043858 | 0.044722 | 0.054353 | 0.065459 | 0.07407 | 0.077982 | 0.078239 | 0.082929 | 0.08885 | 0.093172 | 0.09682 | 0.08672 | 0.071713 | 0.04646 | 0.037472 | 0.026831 | 0.0232 | 0.021281
Portfolio Adjusted1-in-10Size: Under 20 kWOrange County2022Typical Event Day | Portfolio Adjusted | 1-in-10 | Size: Under 20 kW | Orange County | 2022 | Typical Event Day | 8 | 1.1841 | 1.1411 | 1.1147 | 1.0972 | 1.097 | 1.1253 | 1.0886 | 1.2336 | 1.5927 | 2.0928 | 2.4747 | 2.6941 | 2.7852 | 2.8472 | 2.8957 | 2.8542 | 2.6719 | 2.3189 | 1.8812 | 1.748 | 1.7159 | 1.4718 | 1.3511 | 1.2415 | 0 | 0 | 0 | 0 | 0 | 0 | 0 | 0 | 0 | 0 | 0 | 0 | 0 | 0 | 0.057913 | 0.057084 | 0.053439 | 0.046377 | 0 | 0 | 0 | 0 | 0 | 0 | 76.7426 | 75.7179 | 74.6908 | 73.8362 | 73.0289 | 72.4485 | 72.0791 | 72.5294 | 75.2529 | 79.7957 | 84.5246 | 88.8772 | 91.9406 | 93.7882 | 94.8333 | 95.3489 | 95.4438 | 94.5498 | 93.1449 | 90.1698 | 86.0867 | 82.6142 | 80.2442 | 78.4052 | 0.023091 | 0.022771 | 0.022486 | 0.021349 | 0.023327 | 0.028101 | 0.043792 | 0.044655 | 0.054272 | 0.065361 | 0.073959 | 0.077865 | 0.078122 | 0.082805 | 0.088716 | 0.093032 | 0.096675 | 0.08659 | 0.071605 | 0.04639 | 0.037416 | 0.026791 | 0.023165 | 0.021249
Portfolio Adjusted1-in-10Size: Under 20 kWOrange County2023January Monthly Peak | Portfolio Adjusted | 1-in-10 | Size: Under 20 kW | Orange County | 2023 | January Monthly Peak | 1 | 1.0857 | 1.072 | 1.0491 | 1.041 | 1.036 | 1.0758 | 1.182 | 1.1576 | 1.3791 | 1.6141 | 1.7196 | 1.6964 | 1.6041 | 1.5565 | 1.5024 | 1.4598 | 1.4613 | 1.6414 | 1.5038 | 1.4193 | 1.3199 | 1.2292 | 1.1689 | 1.132 | 0 | 0 | 0 | 0 | 0 | 0 | 0 | 0 | 0 | 0 | 0 | 0 | 0 | 0 | 0.030048 | 0.029197 | 0.029225 | 0.032829 | 0 | 0 | 0 | 0 | 0 | 0 | 44.9845 | 44.2541 | 43.4119 | 42.7603 | 42.3325 | 41.8171 | 41.394 | 41.2746 | 41.8478 | 44.2784 | 46.7861 | 48.3766 | 50.0043 | 50.8854 | 51.4866 | 51.4958 | 50.2963 | 48.6513 | 46.5181 | 45.0578 | 44.1602 | 43.7278 | 43.266 | 42.6392 | 0.023632 | 0.023305 | 0.023013 | 0.02185 | 0.023873 | 0.028759 | 0.044819 | 0.045702 | 0.055544 | 0.066893 | 0.075693 | 0.07969 | 0.079953 | 0.084746 | 0.090796 | 0.095213 | 0.098941 | 0.08862 | 0.073284 | 0.047478 | 0.038293 | 0.027419 | 0.023708 | 0.021747
Portfolio Adjusted1-in-10Size: Under 20 kWOrange County2023February Monthly Peak | Portfolio Adjusted | 1-in-10 | Size: Under 20 kW | Orange County | 2023 | February Monthly Peak | 2 | 1.0509 | 1.0348 | 1.0242 | 1.0219 | 1.0031 | 1.0233 | 1.1013 | 1.0704 | 1.2801 | 1.5062 | 1.6226 | 1.6344 | 1.6119 | 1.5894 | 1.5762 | 1.5446 | 1.4913 | 1.5666 | 1.5504 | 1.4453 | 1.3395 | 1.2158 | 1.1419 | 1.0937 | 0 | 0 | 0 | 0 | 0 | 0 | 0 | 0 | 0 | 0 | 0 | 0 | 0 | 0 | 0.031524 | 0.030893 | 0.029826 | 0.031332 | 0 | 0 | 0 | 0 | 0 | 0 | 50.8502 | 50.6621 | 50.0982 | 49.5409 | 49.5385 | 48.843 | 47.4853 | 48.2501 | 49.4375 | 51.6675 | 53.8075 | 54.6397 | 55.5752 | 56.9079 | 57.9759 | 58.2356 | 57.4779 | 56.9735 | 55.4461 | 53.9397 | 52.6283 | 51.1765 | 50.5824 | 49.8069 | 0.02288 | 0.022563 | 0.02228 | 0.021154 | 0.023113 | 0.027843 | 0.043391 | 0.044246 | 0.053774 | 0.064762 | 0.073281 | 0.077152 | 0.077406 | 0.082046 | 0.087904 | 0.09218 | 0.095789 | 0.085797 | 0.070949 | 0.045965 | 0.037073 | 0.026546 | 0.022953 | 0.021054
Portfolio Adjusted1-in-10Size: Under 20 kWOrange County2023March Monthly Peak | Portfolio Adjusted | 1-in-10 | Size: Under 20 kW | Orange County | 2023 | March Monthly Peak | 3 | 1.037 | 1.0109 | 0.99243 | 0.98628 | 0.97833 | 0.99857 | 1.0503 | 1.0144 | 1.187 | 1.437 | 1.6033 | 1.6707 | 1.7017 | 1.7342 | 1.7606 | 1.7623 | 1.682 | 1.534 | 1.4155 | 1.4759 | 1.3727 | 1.2251 | 1.1416 | 1.0795 | 0 | 0 | 0 | 0 | 0 | 0 | 0 | 0 | 0 | 0 | 0 | 0 | 0 | 0 | 0.035213 | 0.035247 | 0.03364 | 0.030681 | 0 | 0 | 0 | 0 | 0 | 0 | 60.9447 | 59.4187 | 58.0458 | 57.2632 | 56.67 | 56.2068 | 55.9438 | 56.0163 | 57.2235 | 60.8418 | 64.9517 | 69.292 | 72.8811 | 74.8067 | 75.8137 | 76.4117 | 76.3432 | 75.5199 | 73.9701 | 71.3439 | 67.9241 | 65.1653 | 62.9824 | 60.6701 | 0.022824 | 0.022508 | 0.022227 | 0.021103 | 0.023057 | 0.027776 | 0.043287 | 0.044139 | 0.053645 | 0.064606 | 0.073105 | 0.076966 | 0.07722 | 0.081849 | 0.087692 | 0.091958 | 0.095558 | 0.08559 | 0.070778 | 0.045854 | 0.036984 | 0.026482 | 0.022897 | 0.021003
Portfolio Adjusted1-in-10Size: Under 20 kWOrange County2023April Monthly Peak | Portfolio Adjusted | 1-in-10 | Size: Under 20 kW | Orange County | 2023 | April Monthly Peak | 4 | 1.0785 | 1.048 | 1.028 | 1.0158 | 1.0081 | 1.0232 | 0.98308 | 1.0159 | 1.2908 | 1.6264 | 1.8739 | 2.0326 | 2.1101 | 2.1927 | 2.2601 | 2.266 | 2.1414 | 1.8772 | 1.5638 | 1.5678 | 1.5096 | 1.3134 | 1.2246 | 1.1329 | 0 | 0 | 0 | 0 | 0 | 0 | 0 | 0 | 0 | 0 | 0 | 0 | 0 | 0 | 0.045202 | 0.045321 | 0.042828 | 0.037544 | 0 | 0 | 0 | 0 | 0 | 0 | 71.3249 | 69.5594 | 67.986 | 66.3746 | 65.3919 | 64.7372 | 64.1928 | 64.2748 | 67.3096 | 72.8277 | 78.6969 | 84.0812 | 87.711 | 89.7025 | 90.3149 | 90.7569 | 90.7246 | 89.8758 | 88.218 | 84.549 | 79.6124 | 75.707 | 73.1207 | 71.129 | 0.023001 | 0.022683 | 0.022399 | 0.021266 | 0.023236 | 0.027991 | 0.043622 | 0.044481 | 0.054061 | 0.065107 | 0.073672 | 0.077563 | 0.077819 | 0.082483 | 0.088372 | 0.092671 | 0.096299 | 0.086253 | 0.071327 | 0.04621 | 0.03727 | 0.026687 | 0.023075 | 0.021166
Portfolio Adjusted1-in-10Size: Under 20 kWOrange County2023May Monthly Peak | Portfolio Adjusted | 1-in-10 | Size: Under 20 kW | Orange County | 2023 | May Monthly Peak | 5 | 1.106 | 1.0747 | 1.0504 | 1.036 | 1.0352 | 1.0392 | 0.92399 | 1.0747 | 1.3899 | 1.786 | 2.0866 | 2.2676 | 2.3502 | 2.433 | 2.4725 | 2.4663 | 2.3322 | 2.0428 | 1.667 | 1.5792 | 1.5741 | 1.3479 | 1.2494 | 1.1608 | 0 | 0 | 0 | 0 | 0 | 0 | 0 | 0 | 0 | 0 | 0 | 0 | 0 | 0 | 0.04945 | 0.049326 | 0.046644 | 0.040856 | 0 | 0 | 0 | 0 | 0 | 0 | 74.3618 | 72.6619 | 71.1839 | 70.5853 | 69.9415 | 69.1497 | 68.7397 | 69.0573 | 72.6574 | 78.3605 | 83.1889 | 86.7158 | 89.1735 | 91.1032 | 92.3779 | 92.7379 | 92.5304 | 91.4213 | 89.9221 | 87.2186 | 83.163 | 78.8868 | 76.3817 | 74.2503 | 0.023031 | 0.022712 | 0.022428 | 0.021294 | 0.023266 | 0.028028 | 0.043679 | 0.044539 | 0.054131 | 0.065191 | 0.073767 | 0.077663 | 0.07792 | 0.08259 | 0.088487 | 0.092791 | 0.096424 | 0.086365 | 0.071419 | 0.04627 | 0.037319 | 0.026722 | 0.023105 | 0.021194
Portfolio Adjusted1-in-10Size: Under 20 kWOrange County2023June Monthly Peak | Portfolio Adjusted | 1-in-10 | Size: Under 20 kW | Orange County | 2023 | June Monthly Peak | 6 | 1.1251 | 1.0896 | 1.0601 | 1.0471 | 1.0456 | 1.041 | 0.94531 | 1.1061 | 1.422 | 1.8135 | 2.127 | 2.3333 | 2.4322 | 2.528 | 2.5798 | 2.5655 | 2.404 | 2.1019 | 1.7098 | 1.5771 | 1.5856 | 1.3912 | 1.2744 | 1.1813 | 0 | 0 | 0 | 0 | 0 | 0 | 0 | 0 | 0 | 0 | 0 | 0 | 0 | 0 | 0.051596 | 0.05131 | 0.04808 | 0.042038 | 0 | 0 | 0 | 0 | 0 | 0 | 71.9335 | 70.7382 | 69.5838 | 68.6803 | 67.5125 | 66.6924 | 66.3506 | 67.4724 | 70.878 | 75.7659 | 80.7897 | 85.3215 | 88.6777 | 90.8991 | 92.4601 | 93.144 | 93.4722 | 92.2901 | 90.8187 | 87.6888 | 83.5129 | 79.8217 | 77.3017 | 75.4529 | 0.023002 | 0.022683 | 0.0224 | 0.021267 | 0.023237 | 0.027992 | 0.043624 | 0.044483 | 0.054062 | 0.065109 | 0.073674 | 0.077565 | 0.077821 | 0.082486 | 0.088375 | 0.092674 | 0.096302 | 0.086256 | 0.071329 | 0.046211 | 0.037272 | 0.026688 | 0.023076 | 0.021167
Portfolio Adjusted1-in-10Size: Under 20 kWOrange County2023July Monthly Peak | Portfolio Adjusted | 1-in-10 | Size: Under 20 kW | Orange County | 2023 | July Monthly Peak | 7 | 1.1762 | 1.1328 | 1.1031 | 1.0842 | 1.084 | 1.0993 | 1.0305 | 1.2193 | 1.5923 | 2.0753 | 2.4329 | 2.6459 | 2.7251 | 2.7952 | 2.8355 | 2.8139 | 2.6444 | 2.3127 | 1.8776 | 1.6916 | 1.6951 | 1.4703 | 1.3478 | 1.241 | 0 | 0 | 0 | 0 | 0 | 0 | 0 | 0 | 0 | 0 | 0 | 0 | 0 | 0 | 0.05671 | 0.056277 | 0.052887 | 0.046253 | 0 | 0 | 0 | 0 | 0 | 0 | 77.5241 | 76.2351 | 75.0078 | 73.8412 | 73.09 | 72.4007 | 71.7827 | 72.2379 | 75.118 | 79.7968 | 84.8602 | 89.0514 | 91.2603 | 92.4054 | 93.3701 | 93.3678 | 93.1205 | 92.6246 | 91.132 | 88.6313 | 84.8581 | 81.3 | 79.0486 | 77.5554 | 0.022969 | 0.022651 | 0.022367 | 0.021236 | 0.023203 | 0.027952 | 0.043561 | 0.044419 | 0.053984 | 0.065015 | 0.073568 | 0.077453 | 0.077709 | 0.082367 | 0.088247 | 0.09254 | 0.096163 | 0.086132 | 0.071226 | 0.046145 | 0.037218 | 0.026649 | 0.023042 | 0.021136
Portfolio Adjusted1-in-10Size: Under 20 kWOrange County2023August Monthly Peak | Portfolio Adjusted | 1-in-10 | Size: Under 20 kW | Orange County | 2023 | August Monthly Peak | 8 | 1.1999 | 1.1554 | 1.1282 | 1.11 | 1.1103 | 1.1394 | 1.1032 | 1.2654 | 1.649 | 2.1812 | 2.5901 | 2.8235 | 2.9143 | 2.9777 | 3.0262 | 2.98 | 2.784 | 2.4177 | 1.9507 | 1.8037 | 1.7595 | 1.5025 | 1.3754 | 1.2611 | 0 | 0 | 0 | 0 | 0 | 0 | 0 | 0 | 0 | 0 | 0 | 0 | 0 | 0 | 0.060524 | 0.0596 | 0.05568 | 0.048353 | 0 | 0 | 0 | 0 | 0 | 0 | 77.7387 | 76.9803 | 76.2123 | 75.4093 | 74.7907 | 74.2886 | 74.3209 | 74.8947 | 77.4679 | 82.1719 | 86.7261 | 90.9885 | 94.4619 | 96.5824 | 97.4096 | 98.2354 | 98.4847 | 97.8672 | 97.0472 | 94.2099 | 89.8161 | 86.3507 | 84.0062 | 81.9215 | 0.023366 | 0.023042 | 0.022754 | 0.021603 | 0.023604 | 0.028435 | 0.044314 | 0.045187 | 0.054918 | 0.066139 | 0.07484 | 0.078792 | 0.079052 | 0.083791 | 0.089773 | 0.09414 | 0.097826 | 0.087621 | 0.072458 | 0.046943 | 0.037861 | 0.02711 | 0.023441 | 0.021502
Portfolio Adjusted1-in-10Size: Under 20 kWOrange County2023September Monthly Peak | Portfolio Adjusted | 1-in-10 | Size: Under 20 kW | Orange County | 2023 | September Monthly Peak | 9 | 1.1936 | 1.1529 | 1.1233 | 1.1045 | 1.1048 | 1.1534 | 1.1879 | 1.2694 | 1.6454 | 2.1666 | 2.5685 | 2.7842 | 2.87 | 2.9546 | 3.0146 | 2.9915 | 2.7867 | 2.3989 | 1.9344 | 1.9076 | 1.7345 | 1.4994 | 1.3768 | 1.2594 | 0 | 0 | 0 | 0 | 0 | 0 | 0 | 0 | 0 | 0 | 0 | 0 | 0 | 0 | 0.060292 | 0.059831 | 0.055735 | 0.047978 | 0 | 0 | 0 | 0 | 0 | 0 | 79.774 | 78.9179 | 77.9594 | 77.4139 | 76.7225 | 76.4124 | 75.862 | 75.5125 | 77.5475 | 81.4482 | 85.7224 | 90.1473 | 93.3625 | 95.2659 | 96.0934 | 96.6486 | 96.6978 | 95.4175 | 93.5818 | 90.1493 | 86.1596 | 82.9843 | 80.6203 | 78.6908 | 0.023159 | 0.022838 | 0.022552 | 0.021411 | 0.023395 | 0.028183 | 0.04392 | 0.044785 | 0.05443 | 0.065552 | 0.074175 | 0.078092 | 0.07835 | 0.083047 | 0.088975 | 0.093304 | 0.096957 | 0.086843 | 0.071814 | 0.046525 | 0.037525 | 0.026869 | 0.023233 | 0.021311
Portfolio Adjusted1-in-10Size: Under 20 kWOrange County2023October Monthly Peak | Portfolio Adjusted | 1-in-10 | Size: Under 20 kW | Orange County | 2023 | October Monthly Peak | 10 | 1.1414 | 1.1112 | 1.0879 | 1.0733 | 1.0672 | 1.0981 | 1.167 | 1.1551 | 1.406 | 1.789 | 2.1049 | 2.2985 | 2.4075 | 2.4956 | 2.548 | 2.5597 | 2.3733 | 2.0449 | 1.826 | 1.759 | 1.5908 | 1.4126 | 1.3099 | 1.2084 | 0 | 0 | 0 | 0 | 0 | 0 | 0 | 0 | 0 | 0 | 0 | 0 | 0 | 0 | 0.050959 | 0.051193 | 0.047465 | 0.040899 | 0 | 0 | 0 | 0 | 0 | 0 | 74.6332 | 73.1695 | 72.0018 | 70.864 | 69.89 | 69.3968 | 69.0187 | 68.9123 | 70.2722 | 74.422 | 79.8601 | 85.1133 | 89.5618 | 92.527 | 93.6229 | 94.1889 | 94.0131 | 92.5015 | 89.4636 | 84.8275 | 80.5669 | 77.8626 | 75.9562 | 74.3018 | 0.02301 | 0.022691 | 0.022407 | 0.021274 | 0.023244 | 0.028001 | 0.043638 | 0.044498 | 0.05408 | 0.06513 | 0.073698 | 0.077591 | 0.077847 | 0.082513 | 0.088404 | 0.092704 | 0.096334 | 0.086285 | 0.071353 | 0.046227 | 0.037284 | 0.026697 | 0.023083 | 0.021174
Portfolio Adjusted1-in-10Size: Under 20 kWOrange County2023November Monthly Peak | Portfolio Adjusted | 1-in-10 | Size: Under 20 kW | Orange County | 2023 | November Monthly Peak | 11 | 1.1083 | 1.0911 | 1.0813 | 1.0645 | 1.0562 | 1.0921 | 1.0161 | 1.0426 | 1.3003 | 1.5963 | 1.8087 | 1.9269 | 1.9824 | 2.0322 | 2.0556 | 2.0299 | 1.9528 | 2.0012 | 1.7461 | 1.5686 | 1.4574 | 1.2989 | 1.2192 | 1.1438 | 0 | 0 | 0 | 0 | 0 | 0 | 0 | 0 | 0 | 0 | 0 | 0 | 0 | 0 | 0.041111 | 0.040598 | 0.039055 | 0.040024 | 0 | 0 | 0 | 0 | 0 | 0 | 69.3501 | 67.6054 | 66.9704 | 65.6343 | 64.6465 | 63.7 | 63.7865 | 64.1376 | 66.6017 | 71.246 | 77.0622 | 82.0419 | 85.0644 | 86.7507 | 87.6476 | 87.378 | 85.9845 | 83.3326 | 80.1139 | 77.2654 | 74.8367 | 72.7781 | 70.9339 | 69.893 | 0.023085 | 0.022765 | 0.02248 | 0.021343 | 0.02332 | 0.028093 | 0.043781 | 0.044643 | 0.054257 | 0.065343 | 0.073939 | 0.077844 | 0.078101 | 0.082783 | 0.088692 | 0.093007 | 0.096649 | 0.086567 | 0.071586 | 0.046378 | 0.037406 | 0.026784 | 0.023159 | 0.021243
Portfolio Adjusted1-in-10Size: Under 20 kWOrange County2023December Monthly Peak | Portfolio Adjusted | 1-in-10 | Size: Under 20 kW | Orange County | 2023 | December Monthly Peak | 12 | 1.1356 | 1.1231 | 1.1171 | 1.1088 | 1.1095 | 1.1628 | 1.2152 | 1.1587 | 1.3525 | 1.5941 | 1.6895 | 1.6766 | 1.5931 | 1.5347 | 1.4884 | 1.4386 | 1.48 | 1.6599 | 1.5261 | 1.455 | 1.3743 | 1.2869 | 1.228 | 1.173 | 0 | 0 | 0 | 0 | 0 | 0 | 0 | 0 | 0 | 0 | 0 | 0 | 0 | 0 | 0.029767 | 0.028773 | 0.0296 | 0.033198 | 0 | 0 | 0 | 0 | 0 | 0 | 44.0659 | 43.4572 | 43.2542 | 43.4708 | 43.689 | 43.5315 | 43.856 | 43.8573 | 44.4634 | 45.6312 | 46.7944 | 48.2864 | 49.4487 | 49.8552 | 50.0718 | 50.0015 | 49.5146 | 48.5616 | 47.3305 | 46.0941 | 44.89 | 44.4743 | 44.1149 | 43.3147 | 0.023126 | 0.022805 | 0.02252 | 0.021381 | 0.023362 | 0.028143 | 0.043858 | 0.044722 | 0.054353 | 0.065459 | 0.07407 | 0.077982 | 0.078239 | 0.082929 | 0.08885 | 0.093172 | 0.09682 | 0.08672 | 0.071713 | 0.04646 | 0.037472 | 0.026831 | 0.0232 | 0.021281
Portfolio Adjusted1-in-10Size: Under 20 kWOrange County2023Typical Event Day | Portfolio Adjusted | 1-in-10 | Size: Under 20 kW | Orange County | 2023 | Typical Event Day | 8 | 1.1841 | 1.1411 | 1.1147 | 1.0972 | 1.097 | 1.1253 | 1.0886 | 1.2336 | 1.5927 | 2.0928 | 2.4747 | 2.6941 | 2.7852 | 2.8472 | 2.8957 | 2.8542 | 2.6719 | 2.3189 | 1.8812 | 1.748 | 1.7159 | 1.4718 | 1.3511 | 1.2415 | 0 | 0 | 0 | 0 | 0 | 0 | 0 | 0 | 0 | 0 | 0 | 0 | 0 | 0 | 0.057913 | 0.057084 | 0.053439 | 0.046377 | 0 | 0 | 0 | 0 | 0 | 0 | 76.7426 | 75.7179 | 74.6908 | 73.8362 | 73.0289 | 72.4485 | 72.0791 | 72.5294 | 75.2529 | 79.7957 | 84.5246 | 88.8772 | 91.9406 | 93.7882 | 94.8333 | 95.3489 | 95.4438 | 94.5498 | 93.1449 | 90.1698 | 86.0867 | 82.6142 | 80.2442 | 78.4052 | 0.023091 | 0.022771 | 0.022486 | 0.021349 | 0.023327 | 0.028101 | 0.043792 | 0.044655 | 0.054272 | 0.065361 | 0.073959 | 0.077865 | 0.078122 | 0.082805 | 0.088716 | 0.093032 | 0.096675 | 0.08659 | 0.071605 | 0.04639 | 0.037416 | 0.026791 | 0.023165 | 0.021249
Portfolio Adjusted1-in-10Size: Under 20 kWOrange County2024January Monthly Peak | Portfolio Adjusted | 1-in-10 | Size: Under 20 kW | Orange County | 2024 | January Monthly Peak | 1 | 1.0857 | 1.072 | 1.0491 | 1.041 | 1.036 | 1.0758 | 1.182 | 1.1576 | 1.3791 | 1.6141 | 1.7196 | 1.6964 | 1.6041 | 1.5565 | 1.5024 | 1.4598 | 1.4613 | 1.6414 | 1.5038 | 1.4193 | 1.3199 | 1.2292 | 1.1689 | 1.132 | 0 | 0 | 0 | 0 | 0 | 0 | 0 | 0 | 0 | 0 | 0 | 0 | 0 | 0 | 0.030048 | 0.029197 | 0.029225 | 0.032829 | 0 | 0 | 0 | 0 | 0 | 0 | 44.9845 | 44.2541 | 43.4119 | 42.7603 | 42.3325 | 41.8171 | 41.394 | 41.2746 | 41.8478 | 44.2784 | 46.7861 | 48.3766 | 50.0043 | 50.8854 | 51.4866 | 51.4958 | 50.2963 | 48.6513 | 46.5181 | 45.0578 | 44.1602 | 43.7278 | 43.266 | 42.6392 | 0.023632 | 0.023305 | 0.023013 | 0.02185 | 0.023873 | 0.028759 | 0.044819 | 0.045702 | 0.055544 | 0.066893 | 0.075693 | 0.07969 | 0.079953 | 0.084746 | 0.090796 | 0.095213 | 0.098941 | 0.08862 | 0.073284 | 0.047478 | 0.038293 | 0.027419 | 0.023708 | 0.021747
Portfolio Adjusted1-in-10Size: Under 20 kWOrange County2024February Monthly Peak | Portfolio Adjusted | 1-in-10 | Size: Under 20 kW | Orange County | 2024 | February Monthly Peak | 2 | 1.0509 | 1.0348 | 1.0242 | 1.0219 | 1.0031 | 1.0233 | 1.1013 | 1.0704 | 1.2801 | 1.5062 | 1.6226 | 1.6344 | 1.6119 | 1.5894 | 1.5762 | 1.5446 | 1.4913 | 1.5666 | 1.5504 | 1.4453 | 1.3395 | 1.2158 | 1.1419 | 1.0937 | 0 | 0 | 0 | 0 | 0 | 0 | 0 | 0 | 0 | 0 | 0 | 0 | 0 | 0 | 0.031524 | 0.030893 | 0.029826 | 0.031332 | 0 | 0 | 0 | 0 | 0 | 0 | 50.8502 | 50.6621 | 50.0982 | 49.5409 | 49.5385 | 48.843 | 47.4853 | 48.2501 | 49.4375 | 51.6675 | 53.8075 | 54.6397 | 55.5752 | 56.9079 | 57.9759 | 58.2356 | 57.4779 | 56.9735 | 55.4461 | 53.9397 | 52.6283 | 51.1765 | 50.5824 | 49.8069 | 0.02288 | 0.022563 | 0.02228 | 0.021154 | 0.023113 | 0.027843 | 0.043391 | 0.044246 | 0.053774 | 0.064762 | 0.073281 | 0.077152 | 0.077406 | 0.082046 | 0.087904 | 0.09218 | 0.095789 | 0.085797 | 0.070949 | 0.045965 | 0.037073 | 0.026546 | 0.022953 | 0.021054
Portfolio Adjusted1-in-10Size: Under 20 kWOrange County2024March Monthly Peak | Portfolio Adjusted | 1-in-10 | Size: Under 20 kW | Orange County | 2024 | March Monthly Peak | 3 | 1.037 | 1.0109 | 0.99243 | 0.98628 | 0.97833 | 0.99857 | 1.0503 | 1.0144 | 1.187 | 1.437 | 1.6033 | 1.6707 | 1.7017 | 1.7342 | 1.7606 | 1.7623 | 1.682 | 1.534 | 1.4155 | 1.4759 | 1.3727 | 1.2251 | 1.1416 | 1.0795 | 0 | 0 | 0 | 0 | 0 | 0 | 0 | 0 | 0 | 0 | 0 | 0 | 0 | 0 | 0.035213 | 0.035247 | 0.03364 | 0.030681 | 0 | 0 | 0 | 0 | 0 | 0 | 60.9447 | 59.4187 | 58.0458 | 57.2632 | 56.67 | 56.2068 | 55.9438 | 56.0163 | 57.2235 | 60.8418 | 64.9517 | 69.292 | 72.8811 | 74.8067 | 75.8137 | 76.4117 | 76.3432 | 75.5199 | 73.9701 | 71.3439 | 67.9241 | 65.1653 | 62.9824 | 60.6701 | 0.022824 | 0.022508 | 0.022227 | 0.021103 | 0.023057 | 0.027776 | 0.043287 | 0.044139 | 0.053645 | 0.064606 | 0.073105 | 0.076966 | 0.07722 | 0.081849 | 0.087692 | 0.091958 | 0.095558 | 0.08559 | 0.070778 | 0.045854 | 0.036984 | 0.026482 | 0.022897 | 0.021003
Portfolio Adjusted1-in-10Size: Under 20 kWOrange County2024April Monthly Peak | Portfolio Adjusted | 1-in-10 | Size: Under 20 kW | Orange County | 2024 | April Monthly Peak | 4 | 1.0785 | 1.048 | 1.028 | 1.0158 | 1.0081 | 1.0232 | 0.98308 | 1.0159 | 1.2908 | 1.6264 | 1.8739 | 2.0326 | 2.1101 | 2.1927 | 2.2601 | 2.266 | 2.1414 | 1.8772 | 1.5638 | 1.5678 | 1.5096 | 1.3134 | 1.2246 | 1.1329 | 0 | 0 | 0 | 0 | 0 | 0 | 0 | 0 | 0 | 0 | 0 | 0 | 0 | 0 | 0.045202 | 0.045321 | 0.042828 | 0.037544 | 0 | 0 | 0 | 0 | 0 | 0 | 71.3249 | 69.5594 | 67.986 | 66.3746 | 65.3919 | 64.7372 | 64.1928 | 64.2748 | 67.3097 | 72.8277 | 78.6969 | 84.0812 | 87.711 | 89.7025 | 90.3149 | 90.7569 | 90.7246 | 89.8758 | 88.218 | 84.549 | 79.6124 | 75.707 | 73.1207 | 71.129 | 0.023001 | 0.022683 | 0.022399 | 0.021266 | 0.023236 | 0.027991 | 0.043622 | 0.044481 | 0.054061 | 0.065107 | 0.073672 | 0.077563 | 0.077819 | 0.082483 | 0.088372 | 0.092671 | 0.096299 | 0.086253 | 0.071327 | 0.04621 | 0.03727 | 0.026687 | 0.023075 | 0.021166
Portfolio Adjusted1-in-10Size: Under 20 kWOrange County2024May Monthly Peak | Portfolio Adjusted | 1-in-10 | Size: Under 20 kW | Orange County | 2024 | May Monthly Peak | 5 | 1.106 | 1.0747 | 1.0504 | 1.036 | 1.0352 | 1.0392 | 0.92399 | 1.0747 | 1.3899 | 1.786 | 2.0866 | 2.2676 | 2.3502 | 2.433 | 2.4725 | 2.4663 | 2.3322 | 2.0428 | 1.667 | 1.5792 | 1.5741 | 1.3479 | 1.2494 | 1.1608 | 0 | 0 | 0 | 0 | 0 | 0 | 0 | 0 | 0 | 0 | 0 | 0 | 0 | 0 | 0.04945 | 0.049326 | 0.046644 | 0.040856 | 0 | 0 | 0 | 0 | 0 | 0 | 74.3618 | 72.6619 | 71.1839 | 70.5853 | 69.9415 | 69.1497 | 68.7397 | 69.0573 | 72.6574 | 78.3605 | 83.1889 | 86.7158 | 89.1735 | 91.1032 | 92.3779 | 92.7379 | 92.5304 | 91.4213 | 89.9221 | 87.2186 | 83.163 | 78.8868 | 76.3817 | 74.2503 | 0.023031 | 0.022712 | 0.022428 | 0.021294 | 0.023266 | 0.028028 | 0.043679 | 0.044539 | 0.054131 | 0.065191 | 0.073767 | 0.077663 | 0.07792 | 0.08259 | 0.088487 | 0.092791 | 0.096424 | 0.086365 | 0.071419 | 0.04627 | 0.037319 | 0.026722 | 0.023105 | 0.021194
Portfolio Adjusted1-in-10Size: Under 20 kWOrange County2024June Monthly Peak | Portfolio Adjusted | 1-in-10 | Size: Under 20 kW | Orange County | 2024 | June Monthly Peak | 6 | 1.1251 | 1.0896 | 1.0601 | 1.0471 | 1.0456 | 1.041 | 0.94531 | 1.1061 | 1.422 | 1.8135 | 2.127 | 2.3333 | 2.4322 | 2.528 | 2.5798 | 2.5655 | 2.404 | 2.1019 | 1.7098 | 1.5771 | 1.5856 | 1.3912 | 1.2744 | 1.1813 | 0 | 0 | 0 | 0 | 0 | 0 | 0 | 0 | 0 | 0 | 0 | 0 | 0 | 0 | 0.051596 | 0.05131 | 0.04808 | 0.042038 | 0 | 0 | 0 | 0 | 0 | 0 | 71.9335 | 70.7382 | 69.5838 | 68.6803 | 67.5125 | 66.6924 | 66.3506 | 67.4724 | 70.878 | 75.7659 | 80.7897 | 85.3215 | 88.6777 | 90.8991 | 92.4601 | 93.144 | 93.4722 | 92.2901 | 90.8187 | 87.6888 | 83.5129 | 79.8217 | 77.3017 | 75.4529 | 0.023002 | 0.022683 | 0.0224 | 0.021267 | 0.023237 | 0.027992 | 0.043624 | 0.044483 | 0.054062 | 0.065109 | 0.073674 | 0.077565 | 0.077821 | 0.082486 | 0.088375 | 0.092674 | 0.096302 | 0.086256 | 0.071329 | 0.046211 | 0.037272 | 0.026688 | 0.023076 | 0.021167
Portfolio Adjusted1-in-10Size: Under 20 kWOrange County2024July Monthly Peak | Portfolio Adjusted | 1-in-10 | Size: Under 20 kW | Orange County | 2024 | July Monthly Peak | 7 | 1.1762 | 1.1328 | 1.1031 | 1.0842 | 1.084 | 1.0993 | 1.0305 | 1.2193 | 1.5923 | 2.0753 | 2.4329 | 2.6459 | 2.7251 | 2.7952 | 2.8355 | 2.8139 | 2.6444 | 2.3127 | 1.8776 | 1.6916 | 1.6951 | 1.4703 | 1.3478 | 1.241 | 0 | 0 | 0 | 0 | 0 | 0 | 0 | 0 | 0 | 0 | 0 | 0 | 0 | 0 | 0.05671 | 0.056277 | 0.052887 | 0.046253 | 0 | 0 | 0 | 0 | 0 | 0 | 77.5241 | 76.2351 | 75.0078 | 73.8412 | 73.09 | 72.4007 | 71.7827 | 72.2379 | 75.1181 | 79.7968 | 84.8602 | 89.0514 | 91.2603 | 92.4054 | 93.3701 | 93.3678 | 93.1205 | 92.6246 | 91.132 | 88.6313 | 84.8581 | 81.3 | 79.0486 | 77.5554 | 0.022969 | 0.022651 | 0.022367 | 0.021236 | 0.023203 | 0.027952 | 0.043561 | 0.044419 | 0.053984 | 0.065015 | 0.073568 | 0.077453 | 0.077709 | 0.082367 | 0.088247 | 0.09254 | 0.096163 | 0.086132 | 0.071226 | 0.046145 | 0.037218 | 0.026649 | 0.023042 | 0.021136
Portfolio Adjusted1-in-10Size: Under 20 kWOrange County2024August Monthly Peak | Portfolio Adjusted | 1-in-10 | Size: Under 20 kW | Orange County | 2024 | August Monthly Peak | 8 | 1.1999 | 1.1554 | 1.1282 | 1.11 | 1.1103 | 1.1394 | 1.1032 | 1.2654 | 1.649 | 2.1812 | 2.5901 | 2.8235 | 2.9143 | 2.9777 | 3.0262 | 2.98 | 2.784 | 2.4177 | 1.9507 | 1.8037 | 1.7595 | 1.5025 | 1.3754 | 1.2611 | 0 | 0 | 0 | 0 | 0 | 0 | 0 | 0 | 0 | 0 | 0 | 0 | 0 | 0 | 0.060524 | 0.0596 | 0.05568 | 0.048353 | 0 | 0 | 0 | 0 | 0 | 0 | 77.7387 | 76.9803 | 76.2123 | 75.4093 | 74.7907 | 74.2886 | 74.3209 | 74.8947 | 77.4679 | 82.1719 | 86.7262 | 90.9885 | 94.4619 | 96.5824 | 97.4096 | 98.2354 | 98.4847 | 97.8672 | 97.0472 | 94.2099 | 89.8161 | 86.3507 | 84.0062 | 81.9215 | 0.023366 | 0.023042 | 0.022754 | 0.021603 | 0.023604 | 0.028435 | 0.044314 | 0.045187 | 0.054918 | 0.066139 | 0.07484 | 0.078792 | 0.079052 | 0.083791 | 0.089773 | 0.09414 | 0.097826 | 0.087621 | 0.072458 | 0.046943 | 0.037861 | 0.02711 | 0.023441 | 0.021502
Portfolio Adjusted1-in-10Size: Under 20 kWOrange County2024September Monthly Peak | Portfolio Adjusted | 1-in-10 | Size: Under 20 kW | Orange County | 2024 | September Monthly Peak | 9 | 1.1936 | 1.1529 | 1.1233 | 1.1045 | 1.1048 | 1.1534 | 1.1879 | 1.2694 | 1.6454 | 2.1666 | 2.5685 | 2.7842 | 2.87 | 2.9546 | 3.0146 | 2.9915 | 2.7867 | 2.3989 | 1.9344 | 1.9076 | 1.7345 | 1.4994 | 1.3768 | 1.2594 | 0 | 0 | 0 | 0 | 0 | 0 | 0 | 0 | 0 | 0 | 0 | 0 | 0 | 0 | 0.060292 | 0.059831 | 0.055735 | 0.047978 | 0 | 0 | 0 | 0 | 0 | 0 | 79.774 | 78.9179 | 77.9594 | 77.4139 | 76.7225 | 76.4124 | 75.862 | 75.5125 | 77.5475 | 81.4482 | 85.7225 | 90.1473 | 93.3625 | 95.2659 | 96.0934 | 96.6486 | 96.6978 | 95.4175 | 93.5818 | 90.1493 | 86.1596 | 82.9843 | 80.6203 | 78.6908 | 0.023159 | 0.022838 | 0.022552 | 0.021411 | 0.023395 | 0.028183 | 0.04392 | 0.044785 | 0.05443 | 0.065552 | 0.074175 | 0.078092 | 0.07835 | 0.083047 | 0.088975 | 0.093304 | 0.096957 | 0.086843 | 0.071814 | 0.046525 | 0.037525 | 0.026869 | 0.023233 | 0.021311
Portfolio Adjusted1-in-10Size: Under 20 kWOrange County2024October Monthly Peak | Portfolio Adjusted | 1-in-10 | Size: Under 20 kW | Orange County | 2024 | October Monthly Peak | 10 | 1.1414 | 1.1112 | 1.0879 | 1.0733 | 1.0672 | 1.0981 | 1.167 | 1.1551 | 1.406 | 1.789 | 2.1049 | 2.2985 | 2.4075 | 2.4956 | 2.548 | 2.5597 | 2.3733 | 2.0449 | 1.826 | 1.759 | 1.5908 | 1.4126 | 1.3099 | 1.2084 | 0 | 0 | 0 | 0 | 0 | 0 | 0 | 0 | 0 | 0 | 0 | 0 | 0 | 0 | 0.050959 | 0.051193 | 0.047465 | 0.040899 | 0 | 0 | 0 | 0 | 0 | 0 | 74.6332 | 73.1695 | 72.0018 | 70.864 | 69.89 | 69.3968 | 69.0187 | 68.9123 | 70.2722 | 74.422 | 79.8601 | 85.1133 | 89.5618 | 92.527 | 93.6229 | 94.1889 | 94.0131 | 92.5015 | 89.4636 | 84.8275 | 80.5669 | 77.8626 | 75.9562 | 74.3018 | 0.02301 | 0.022691 | 0.022407 | 0.021274 | 0.023244 | 0.028001 | 0.043638 | 0.044498 | 0.05408 | 0.06513 | 0.073698 | 0.077591 | 0.077847 | 0.082513 | 0.088404 | 0.092704 | 0.096334 | 0.086285 | 0.071353 | 0.046227 | 0.037284 | 0.026697 | 0.023083 | 0.021174
Portfolio Adjusted1-in-10Size: Under 20 kWOrange County2024November Monthly Peak | Portfolio Adjusted | 1-in-10 | Size: Under 20 kW | Orange County | 2024 | November Monthly Peak | 11 | 1.1083 | 1.0911 | 1.0813 | 1.0645 | 1.0562 | 1.0921 | 1.0161 | 1.0426 | 1.3003 | 1.5963 | 1.8087 | 1.9269 | 1.9824 | 2.0322 | 2.0556 | 2.0299 | 1.9528 | 2.0012 | 1.7461 | 1.5686 | 1.4574 | 1.2989 | 1.2192 | 1.1438 | 0 | 0 | 0 | 0 | 0 | 0 | 0 | 0 | 0 | 0 | 0 | 0 | 0 | 0 | 0.041111 | 0.040598 | 0.039055 | 0.040024 | 0 | 0 | 0 | 0 | 0 | 0 | 69.3501 | 67.6054 | 66.9704 | 65.6343 | 64.6465 | 63.7 | 63.7865 | 64.1376 | 66.6017 | 71.246 | 77.0622 | 82.0419 | 85.0644 | 86.7507 | 87.6476 | 87.378 | 85.9845 | 83.3326 | 80.1139 | 77.2654 | 74.8367 | 72.7781 | 70.9339 | 69.893 | 0.023085 | 0.022765 | 0.02248 | 0.021343 | 0.02332 | 0.028093 | 0.043781 | 0.044643 | 0.054257 | 0.065343 | 0.073939 | 0.077844 | 0.078101 | 0.082783 | 0.088692 | 0.093007 | 0.096649 | 0.086566 | 0.071586 | 0.046378 | 0.037406 | 0.026784 | 0.023159 | 0.021243
Portfolio Adjusted1-in-10Size: Under 20 kWOrange County2024December Monthly Peak | Portfolio Adjusted | 1-in-10 | Size: Under 20 kW | Orange County | 2024 | December Monthly Peak | 12 | 1.1356 | 1.1231 | 1.1171 | 1.1088 | 1.1095 | 1.1628 | 1.2152 | 1.1587 | 1.3525 | 1.5941 | 1.6895 | 1.6766 | 1.5931 | 1.5347 | 1.4884 | 1.4386 | 1.48 | 1.6599 | 1.5261 | 1.455 | 1.3743 | 1.2869 | 1.228 | 1.173 | 0 | 0 | 0 | 0 | 0 | 0 | 0 | 0 | 0 | 0 | 0 | 0 | 0 | 0 | 0.029767 | 0.028773 | 0.0296 | 0.033198 | 0 | 0 | 0 | 0 | 0 | 0 | 44.0659 | 43.4572 | 43.2542 | 43.4708 | 43.689 | 43.5315 | 43.856 | 43.8573 | 44.4634 | 45.6312 | 46.7944 | 48.2864 | 49.4487 | 49.8552 | 50.0718 | 50.0015 | 49.5146 | 48.5616 | 47.3305 | 46.0941 | 44.89 | 44.4743 | 44.1149 | 43.3147 | 0.023126 | 0.022805 | 0.02252 | 0.021381 | 0.023362 | 0.028143 | 0.043858 | 0.044722 | 0.054353 | 0.065459 | 0.07407 | 0.077982 | 0.078239 | 0.082929 | 0.08885 | 0.093172 | 0.09682 | 0.08672 | 0.071713 | 0.04646 | 0.037472 | 0.026831 | 0.0232 | 0.021281
Portfolio Adjusted1-in-10Size: Under 20 kWOrange County2024Typical Event Day | Portfolio Adjusted | 1-in-10 | Size: Under 20 kW | Orange County | 2024 | Typical Event Day | 8 | 1.1841 | 1.1411 | 1.1147 | 1.0972 | 1.097 | 1.1253 | 1.0886 | 1.2336 | 1.5927 | 2.0928 | 2.4747 | 2.6941 | 2.7852 | 2.8472 | 2.8957 | 2.8542 | 2.6719 | 2.3189 | 1.8812 | 1.748 | 1.7159 | 1.4718 | 1.3511 | 1.2415 | 0 | 0 | 0 | 0 | 0 | 0 | 0 | 0 | 0 | 0 | 0 | 0 | 0 | 0 | 0.057913 | 0.057084 | 0.053439 | 0.046377 | 0 | 0 | 0 | 0 | 0 | 0 | 76.7426 | 75.7179 | 74.6908 | 73.8362 | 73.0289 | 72.4485 | 72.0791 | 72.5294 | 75.2529 | 79.7957 | 84.5246 | 88.8772 | 91.9406 | 93.7882 | 94.8333 | 95.3489 | 95.4438 | 94.5498 | 93.1449 | 90.1698 | 86.0867 | 82.6142 | 80.2442 | 78.4052 | 0.023091 | 0.022771 | 0.022486 | 0.021349 | 0.023327 | 0.028101 | 0.043792 | 0.044655 | 0.054271 | 0.065361 | 0.073959 | 0.077865 | 0.078122 | 0.082805 | 0.088716 | 0.093032 | 0.096675 | 0.08659 | 0.071605 | 0.04639 | 0.037416 | 0.026791 | 0.023165 | 0.021249
Portfolio Adjusted1-in-10Size: Under 20 kWOrange County2025January Monthly Peak | Portfolio Adjusted | 1-in-10 | Size: Under 20 kW | Orange County | 2025 | January Monthly Peak | 1 | 1.0857 | 1.072 | 1.0491 | 1.041 | 1.036 | 1.0758 | 1.182 | 1.1576 | 1.3791 | 1.6141 | 1.7196 | 1.6964 | 1.6041 | 1.5565 | 1.5024 | 1.4598 | 1.4613 | 1.6414 | 1.5038 | 1.4193 | 1.3199 | 1.2292 | 1.1689 | 1.132 | 0 | 0 | 0 | 0 | 0 | 0 | 0 | 0 | 0 | 0 | 0 | 0 | 0 | 0 | 0.030048 | 0.029197 | 0.029225 | 0.032829 | 0 | 0 | 0 | 0 | 0 | 0 | 44.9845 | 44.2541 | 43.4119 | 42.7603 | 42.3325 | 41.8171 | 41.394 | 41.2746 | 41.8478 | 44.2784 | 46.7861 | 48.3766 | 50.0043 | 50.8854 | 51.4866 | 51.4958 | 50.2963 | 48.6513 | 46.5181 | 45.0578 | 44.1602 | 43.7278 | 43.266 | 42.6392 | 0.023632 | 0.023305 | 0.023013 | 0.02185 | 0.023873 | 0.028759 | 0.044819 | 0.045702 | 0.055544 | 0.066893 | 0.075693 | 0.07969 | 0.079953 | 0.084746 | 0.090796 | 0.095213 | 0.098941 | 0.08862 | 0.073284 | 0.047478 | 0.038293 | 0.027419 | 0.023708 | 0.021747
Portfolio Adjusted1-in-10Size: Under 20 kWOrange County2025February Monthly Peak | Portfolio Adjusted | 1-in-10 | Size: Under 20 kW | Orange County | 2025 | February Monthly Peak | 2 | 1.0509 | 1.0348 | 1.0242 | 1.0219 | 1.0031 | 1.0233 | 1.1013 | 1.0704 | 1.2801 | 1.5062 | 1.6226 | 1.6344 | 1.6119 | 1.5894 | 1.5762 | 1.5446 | 1.4913 | 1.5666 | 1.5504 | 1.4453 | 1.3395 | 1.2158 | 1.1419 | 1.0937 | 0 | 0 | 0 | 0 | 0 | 0 | 0 | 0 | 0 | 0 | 0 | 0 | 0 | 0 | 0.031524 | 0.030893 | 0.029826 | 0.031332 | 0 | 0 | 0 | 0 | 0 | 0 | 50.8502 | 50.6621 | 50.0982 | 49.5409 | 49.5385 | 48.843 | 47.4853 | 48.2501 | 49.4375 | 51.6675 | 53.8075 | 54.6397 | 55.5752 | 56.9079 | 57.9759 | 58.2356 | 57.4779 | 56.9735 | 55.4461 | 53.9397 | 52.6283 | 51.1764 | 50.5824 | 49.8069 | 0.02288 | 0.022563 | 0.02228 | 0.021154 | 0.023113 | 0.027843 | 0.043391 | 0.044246 | 0.053774 | 0.064762 | 0.073281 | 0.077152 | 0.077406 | 0.082046 | 0.087904 | 0.09218 | 0.095789 | 0.085797 | 0.070949 | 0.045965 | 0.037073 | 0.026546 | 0.022953 | 0.021054
Portfolio Adjusted1-in-10Size: Under 20 kWOrange County2025March Monthly Peak | Portfolio Adjusted | 1-in-10 | Size: Under 20 kW | Orange County | 2025 | March Monthly Peak | 3 | 1.037 | 1.0109 | 0.99243 | 0.98628 | 0.97833 | 0.99857 | 1.0503 | 1.0144 | 1.187 | 1.437 | 1.6033 | 1.6707 | 1.7017 | 1.7342 | 1.7606 | 1.7623 | 1.682 | 1.534 | 1.4155 | 1.4759 | 1.3727 | 1.2251 | 1.1416 | 1.0795 | 0 | 0 | 0 | 0 | 0 | 0 | 0 | 0 | 0 | 0 | 0 | 0 | 0 | 0 | 0.035213 | 0.035247 | 0.03364 | 0.030681 | 0 | 0 | 0 | 0 | 0 | 0 | 60.9447 | 59.4187 | 58.0458 | 57.2632 | 56.67 | 56.2068 | 55.9438 | 56.0163 | 57.2235 | 60.8418 | 64.9517 | 69.292 | 72.8811 | 74.8067 | 75.8137 | 76.4117 | 76.3432 | 75.5199 | 73.9701 | 71.3439 | 67.9241 | 65.1653 | 62.9824 | 60.6701 | 0.022824 | 0.022508 | 0.022227 | 0.021103 | 0.023057 | 0.027776 | 0.043287 | 0.044139 | 0.053645 | 0.064606 | 0.073105 | 0.076966 | 0.07722 | 0.081849 | 0.087692 | 0.091958 | 0.095558 | 0.08559 | 0.070778 | 0.045854 | 0.036984 | 0.026482 | 0.022897 | 0.021003
Portfolio Adjusted1-in-10Size: Under 20 kWOrange County2025April Monthly Peak | Portfolio Adjusted | 1-in-10 | Size: Under 20 kW | Orange County | 2025 | April Monthly Peak | 4 | 1.0785 | 1.048 | 1.028 | 1.0158 | 1.0081 | 1.0232 | 0.98308 | 1.0159 | 1.2908 | 1.6264 | 1.8739 | 2.0326 | 2.1101 | 2.1927 | 2.2601 | 2.266 | 2.1414 | 1.8772 | 1.5638 | 1.5678 | 1.5096 | 1.3134 | 1.2246 | 1.1329 | 0 | 0 | 0 | 0 | 0 | 0 | 0 | 0 | 0 | 0 | 0 | 0 | 0 | 0 | 0.045202 | 0.045321 | 0.042828 | 0.037544 | 0 | 0 | 0 | 0 | 0 | 0 | 71.3249 | 69.5594 | 67.986 | 66.3746 | 65.3919 | 64.7372 | 64.1928 | 64.2748 | 67.3097 | 72.8277 | 78.6969 | 84.0812 | 87.711 | 89.7025 | 90.3149 | 90.7569 | 90.7246 | 89.8758 | 88.218 | 84.549 | 79.6124 | 75.707 | 73.1207 | 71.129 | 0.023001 | 0.022683 | 0.022399 | 0.021266 | 0.023236 | 0.027991 | 0.043622 | 0.044481 | 0.054061 | 0.065107 | 0.073672 | 0.077563 | 0.077819 | 0.082483 | 0.088372 | 0.092671 | 0.096299 | 0.086253 | 0.071327 | 0.04621 | 0.03727 | 0.026687 | 0.023075 | 0.021166
Portfolio Adjusted1-in-10Size: Under 20 kWOrange County2025May Monthly Peak | Portfolio Adjusted | 1-in-10 | Size: Under 20 kW | Orange County | 2025 | May Monthly Peak | 5 | 1.106 | 1.0747 | 1.0504 | 1.036 | 1.0352 | 1.0392 | 0.92399 | 1.0747 | 1.3899 | 1.786 | 2.0866 | 2.2676 | 2.3502 | 2.433 | 2.4725 | 2.4663 | 2.3322 | 2.0428 | 1.667 | 1.5792 | 1.5741 | 1.3479 | 1.2494 | 1.1608 | 0 | 0 | 0 | 0 | 0 | 0 | 0 | 0 | 0 | 0 | 0 | 0 | 0 | 0 | 0.04945 | 0.049326 | 0.046644 | 0.040856 | 0 | 0 | 0 | 0 | 0 | 0 | 74.3618 | 72.6619 | 71.1839 | 70.5853 | 69.9415 | 69.1497 | 68.7397 | 69.0573 | 72.6574 | 78.3605 | 83.1889 | 86.7158 | 89.1735 | 91.1032 | 92.3779 | 92.7379 | 92.5304 | 91.4213 | 89.9221 | 87.2186 | 83.163 | 78.8868 | 76.3817 | 74.2503 | 0.023031 | 0.022712 | 0.022428 | 0.021294 | 0.023266 | 0.028028 | 0.043679 | 0.044539 | 0.054131 | 0.065191 | 0.073767 | 0.077663 | 0.07792 | 0.08259 | 0.088487 | 0.092791 | 0.096424 | 0.086365 | 0.071419 | 0.04627 | 0.037319 | 0.026722 | 0.023105 | 0.021194
Portfolio Adjusted1-in-10Size: Under 20 kWOrange County2025June Monthly Peak | Portfolio Adjusted | 1-in-10 | Size: Under 20 kW | Orange County | 2025 | June Monthly Peak | 6 | 1.1251 | 1.0896 | 1.0601 | 1.0471 | 1.0456 | 1.041 | 0.94531 | 1.1061 | 1.422 | 1.8135 | 2.127 | 2.3333 | 2.4322 | 2.528 | 2.5798 | 2.5655 | 2.404 | 2.1019 | 1.7098 | 1.5771 | 1.5856 | 1.3912 | 1.2744 | 1.1813 | 0 | 0 | 0 | 0 | 0 | 0 | 0 | 0 | 0 | 0 | 0 | 0 | 0 | 0 | 0.051596 | 0.05131 | 0.04808 | 0.042038 | 0 | 0 | 0 | 0 | 0 | 0 | 71.9335 | 70.7382 | 69.5838 | 68.6803 | 67.5125 | 66.6924 | 66.3506 | 67.4724 | 70.878 | 75.7659 | 80.7897 | 85.3215 | 88.6777 | 90.8991 | 92.4601 | 93.144 | 93.4722 | 92.2901 | 90.8187 | 87.6888 | 83.5129 | 79.8217 | 77.3017 | 75.4529 | 0.023002 | 0.022683 | 0.0224 | 0.021267 | 0.023237 | 0.027992 | 0.043624 | 0.044483 | 0.054062 | 0.065109 | 0.073674 | 0.077565 | 0.077821 | 0.082486 | 0.088375 | 0.092674 | 0.096302 | 0.086256 | 0.071329 | 0.046211 | 0.037272 | 0.026688 | 0.023076 | 0.021167
Portfolio Adjusted1-in-10Size: Under 20 kWOrange County2025July Monthly Peak | Portfolio Adjusted | 1-in-10 | Size: Under 20 kW | Orange County | 2025 | July Monthly Peak | 7 | 1.1762 | 1.1328 | 1.1031 | 1.0842 | 1.084 | 1.0993 | 1.0305 | 1.2193 | 1.5923 | 2.0753 | 2.4329 | 2.6459 | 2.7251 | 2.7952 | 2.8355 | 2.8139 | 2.6444 | 2.3127 | 1.8776 | 1.6916 | 1.6951 | 1.4703 | 1.3478 | 1.241 | 0 | 0 | 0 | 0 | 0 | 0 | 0 | 0 | 0 | 0 | 0 | 0 | 0 | 0 | 0.05671 | 0.056277 | 0.052887 | 0.046253 | 0 | 0 | 0 | 0 | 0 | 0 | 77.5241 | 76.2351 | 75.0078 | 73.8412 | 73.09 | 72.4007 | 71.7827 | 72.2379 | 75.118 | 79.7968 | 84.8602 | 89.0514 | 91.2603 | 92.4054 | 93.3701 | 93.3678 | 93.1205 | 92.6246 | 91.132 | 88.6313 | 84.858 | 81.3 | 79.0486 | 77.5554 | 0.022969 | 0.022651 | 0.022367 | 0.021236 | 0.023203 | 0.027952 | 0.043561 | 0.044419 | 0.053984 | 0.065015 | 0.073568 | 0.077453 | 0.077709 | 0.082367 | 0.088247 | 0.09254 | 0.096163 | 0.086132 | 0.071226 | 0.046145 | 0.037218 | 0.026649 | 0.023042 | 0.021136
Portfolio Adjusted1-in-10Size: Under 20 kWOrange County2025August Monthly Peak | Portfolio Adjusted | 1-in-10 | Size: Under 20 kW | Orange County | 2025 | August Monthly Peak | 8 | 1.1999 | 1.1554 | 1.1282 | 1.11 | 1.1103 | 1.1394 | 1.1032 | 1.2654 | 1.649 | 2.1812 | 2.5901 | 2.8235 | 2.9143 | 2.9777 | 3.0262 | 2.98 | 2.784 | 2.4177 | 1.9507 | 1.8037 | 1.7595 | 1.5025 | 1.3754 | 1.2611 | 0 | 0 | 0 | 0 | 0 | 0 | 0 | 0 | 0 | 0 | 0 | 0 | 0 | 0 | 0.060524 | 0.0596 | 0.05568 | 0.048353 | 0 | 0 | 0 | 0 | 0 | 0 | 77.7387 | 76.9803 | 76.2123 | 75.4093 | 74.7907 | 74.2886 | 74.3209 | 74.8947 | 77.4679 | 82.1719 | 86.7262 | 90.9885 | 94.4619 | 96.5824 | 97.4096 | 98.2354 | 98.4847 | 97.8672 | 97.0472 | 94.2099 | 89.8161 | 86.3507 | 84.0062 | 81.9215 | 0.023366 | 0.023042 | 0.022754 | 0.021603 | 0.023604 | 0.028435 | 0.044314 | 0.045187 | 0.054918 | 0.066139 | 0.07484 | 0.078792 | 0.079052 | 0.083791 | 0.089773 | 0.09414 | 0.097826 | 0.087621 | 0.072458 | 0.046943 | 0.037861 | 0.02711 | 0.023441 | 0.021502
Portfolio Adjusted1-in-10Size: Under 20 kWOrange County2025September Monthly Peak | Portfolio Adjusted | 1-in-10 | Size: Under 20 kW | Orange County | 2025 | September Monthly Peak | 9 | 1.1936 | 1.1529 | 1.1233 | 1.1045 | 1.1048 | 1.1534 | 1.1879 | 1.2694 | 1.6454 | 2.1666 | 2.5685 | 2.7842 | 2.87 | 2.9546 | 3.0146 | 2.9915 | 2.7867 | 2.3989 | 1.9344 | 1.9076 | 1.7345 | 1.4994 | 1.3768 | 1.2594 | 0 | 0 | 0 | 0 | 0 | 0 | 0 | 0 | 0 | 0 | 0 | 0 | 0 | 0 | 0.060292 | 0.059831 | 0.055735 | 0.047978 | 0 | 0 | 0 | 0 | 0 | 0 | 79.774 | 78.9179 | 77.9594 | 77.4139 | 76.7225 | 76.4124 | 75.862 | 75.5125 | 77.5475 | 81.4482 | 85.7225 | 90.1473 | 93.3625 | 95.2659 | 96.0934 | 96.6486 | 96.6978 | 95.4175 | 93.5817 | 90.1493 | 86.1596 | 82.9843 | 80.6203 | 78.6908 | 0.023159 | 0.022838 | 0.022552 | 0.021411 | 0.023395 | 0.028183 | 0.04392 | 0.044785 | 0.05443 | 0.065552 | 0.074175 | 0.078092 | 0.07835 | 0.083047 | 0.088975 | 0.093304 | 0.096957 | 0.086843 | 0.071814 | 0.046525 | 0.037525 | 0.026869 | 0.023233 | 0.021311
Portfolio Adjusted1-in-10Size: Under 20 kWOrange County2025October Monthly Peak | Portfolio Adjusted | 1-in-10 | Size: Under 20 kW | Orange County | 2025 | October Monthly Peak | 10 | 1.1414 | 1.1112 | 1.0879 | 1.0733 | 1.0672 | 1.0981 | 1.167 | 1.1551 | 1.406 | 1.789 | 2.1049 | 2.2985 | 2.4075 | 2.4956 | 2.548 | 2.5597 | 2.3733 | 2.0449 | 1.826 | 1.759 | 1.5908 | 1.4126 | 1.3099 | 1.2084 | 0 | 0 | 0 | 0 | 0 | 0 | 0 | 0 | 0 | 0 | 0 | 0 | 0 | 0 | 0.050959 | 0.051193 | 0.047465 | 0.040899 | 0 | 0 | 0 | 0 | 0 | 0 | 74.6332 | 73.1695 | 72.0018 | 70.864 | 69.89 | 69.3968 | 69.0187 | 68.9123 | 70.2722 | 74.422 | 79.8601 | 85.1133 | 89.5618 | 92.527 | 93.6229 | 94.1889 | 94.0131 | 92.5015 | 89.4636 | 84.8275 | 80.5669 | 77.8626 | 75.9562 | 74.3018 | 0.02301 | 0.022691 | 0.022407 | 0.021274 | 0.023244 | 0.028001 | 0.043638 | 0.044498 | 0.05408 | 0.06513 | 0.073698 | 0.077591 | 0.077847 | 0.082513 | 0.088404 | 0.092704 | 0.096334 | 0.086285 | 0.071353 | 0.046227 | 0.037284 | 0.026697 | 0.023083 | 0.021174
Portfolio Adjusted1-in-10Size: Under 20 kWOrange County2025November Monthly Peak | Portfolio Adjusted | 1-in-10 | Size: Under 20 kW | Orange County | 2025 | November Monthly Peak | 11 | 1.1083 | 1.0911 | 1.0813 | 1.0645 | 1.0562 | 1.0921 | 1.0161 | 1.0426 | 1.3003 | 1.5963 | 1.8087 | 1.9269 | 1.9824 | 2.0322 | 2.0556 | 2.0299 | 1.9528 | 2.0012 | 1.7461 | 1.5686 | 1.4574 | 1.2989 | 1.2192 | 1.1438 | 0 | 0 | 0 | 0 | 0 | 0 | 0 | 0 | 0 | 0 | 0 | 0 | 0 | 0 | 0.041111 | 0.040598 | 0.039055 | 0.040024 | 0 | 0 | 0 | 0 | 0 | 0 | 69.3501 | 67.6054 | 66.9704 | 65.6343 | 64.6465 | 63.7 | 63.7865 | 64.1376 | 66.6017 | 71.246 | 77.0622 | 82.0419 | 85.0644 | 86.7507 | 87.6476 | 87.3779 | 85.9845 | 83.3326 | 80.1139 | 77.2654 | 74.8367 | 72.7781 | 70.9339 | 69.893 | 0.023085 | 0.022765 | 0.02248 | 0.021343 | 0.02332 | 0.028093 | 0.043781 | 0.044643 | 0.054257 | 0.065343 | 0.073939 | 0.077844 | 0.078101 | 0.082783 | 0.088692 | 0.093007 | 0.096649 | 0.086567 | 0.071586 | 0.046378 | 0.037406 | 0.026784 | 0.023159 | 0.021243
Portfolio Adjusted1-in-10Size: Under 20 kWOrange County2025December Monthly Peak | Portfolio Adjusted | 1-in-10 | Size: Under 20 kW | Orange County | 2025 | December Monthly Peak | 12 | 1.1356 | 1.1231 | 1.1171 | 1.1088 | 1.1095 | 1.1628 | 1.2152 | 1.1587 | 1.3525 | 1.5941 | 1.6895 | 1.6766 | 1.5931 | 1.5347 | 1.4884 | 1.4386 | 1.48 | 1.6599 | 1.5261 | 1.455 | 1.3743 | 1.2869 | 1.228 | 1.173 | 0 | 0 | 0 | 0 | 0 | 0 | 0 | 0 | 0 | 0 | 0 | 0 | 0 | 0 | 0.029767 | 0.028773 | 0.0296 | 0.033198 | 0 | 0 | 0 | 0 | 0 | 0 | 44.0659 | 43.4572 | 43.2542 | 43.4708 | 43.689 | 43.5315 | 43.856 | 43.8573 | 44.4634 | 45.6312 | 46.7944 | 48.2864 | 49.4487 | 49.8552 | 50.0718 | 50.0015 | 49.5146 | 48.5616 | 47.3305 | 46.0941 | 44.89 | 44.4743 | 44.1149 | 43.3147 | 0.023126 | 0.022805 | 0.02252 | 0.021381 | 0.023362 | 0.028143 | 0.043858 | 0.044722 | 0.054353 | 0.065459 | 0.07407 | 0.077982 | 0.078239 | 0.082929 | 0.08885 | 0.093172 | 0.09682 | 0.08672 | 0.071713 | 0.04646 | 0.037472 | 0.026831 | 0.0232 | 0.021281
Portfolio Adjusted1-in-10Size: Under 20 kWOrange County2025Typical Event Day | Portfolio Adjusted | 1-in-10 | Size: Under 20 kW | Orange County | 2025 | Typical Event Day | 8 | 1.1841 | 1.1411 | 1.1147 | 1.0972 | 1.097 | 1.1253 | 1.0886 | 1.2336 | 1.5927 | 2.0928 | 2.4747 | 2.6941 | 2.7852 | 2.8472 | 2.8957 | 2.8542 | 2.6719 | 2.3189 | 1.8812 | 1.748 | 1.7159 | 1.4718 | 1.3511 | 1.2415 | 0 | 0 | 0 | 0 | 0 | 0 | 0 | 0 | 0 | 0 | 0 | 0 | 0 | 0 | 0.057913 | 0.057084 | 0.053439 | 0.046377 | 0 | 0 | 0 | 0 | 0 | 0 | 76.7426 | 75.7179 | 74.6908 | 73.8362 | 73.0289 | 72.4485 | 72.0791 | 72.5294 | 75.2529 | 79.7957 | 84.5246 | 88.8772 | 91.9406 | 93.7882 | 94.8333 | 95.3489 | 95.4438 | 94.5498 | 93.1449 | 90.1698 | 86.0867 | 82.6142 | 80.2442 | 78.4052 | 0.023091 | 0.022771 | 0.022486 | 0.021349 | 0.023327 | 0.028101 | 0.043792 | 0.044655 | 0.054272 | 0.065361 | 0.073959 | 0.077865 | 0.078122 | 0.082805 | 0.088716 | 0.093032 | 0.096675 | 0.08659 | 0.071605 | 0.04639 | 0.037416 | 0.026791 | 0.023165 | 0.021249
Portfolio Adjusted1-in-2Size: Under 20 kWOrange County2015January Monthly Peak | Portfolio Adjusted | 1-in-2 | Size: Under 20 kW | Orange County | 2015 | January Monthly Peak | 1
Portfolio Adjusted1-in-2Size: Under 20 kWOrange County2015February Monthly Peak | Portfolio Adjusted | 1-in-2 | Size: Under 20 kW | Orange County | 2015 | February Monthly Peak | 2
Portfolio Adjusted1-in-2Size: Under 20 kWOrange County2015March Monthly Peak | Portfolio Adjusted | 1-in-2 | Size: Under 20 kW | Orange County | 2015 | March Monthly Peak | 3
Portfolio Adjusted1-in-2Size: Under 20 kWOrange County2015April Monthly Peak | Portfolio Adjusted | 1-in-2 | Size: Under 20 kW | Orange County | 2015 | April Monthly Peak | 4
Portfolio Adjusted1-in-2Size: Under 20 kWOrange County2015May Monthly Peak | Portfolio Adjusted | 1-in-2 | Size: Under 20 kW | Orange County | 2015 | May Monthly Peak | 5
Portfolio Adjusted1-in-2Size: Under 20 kWOrange County2015June Monthly Peak | Portfolio Adjusted | 1-in-2 | Size: Under 20 kW | Orange County | 2015 | June Monthly Peak | 6
Portfolio Adjusted1-in-2Size: Under 20 kWOrange County2015July Monthly Peak | Portfolio Adjusted | 1-in-2 | Size: Under 20 kW | Orange County | 2015 | July Monthly Peak | 7
Portfolio Adjusted1-in-2Size: Under 20 kWOrange County2015August Monthly Peak | Portfolio Adjusted | 1-in-2 | Size: Under 20 kW | Orange County | 2015 | August Monthly Peak | 8
Portfolio Adjusted1-in-2Size: Under 20 kWOrange County2015September Monthly Peak | Portfolio Adjusted | 1-in-2 | Size: Under 20 kW | Orange County | 2015 | September Monthly Peak | 9
Portfolio Adjusted1-in-2Size: Under 20 kWOrange County2015October Monthly Peak | Portfolio Adjusted | 1-in-2 | Size: Under 20 kW | Orange County | 2015 | October Monthly Peak | 10
Portfolio Adjusted1-in-2Size: Under 20 kWOrange County2015November Monthly Peak | Portfolio Adjusted | 1-in-2 | Size: Under 20 kW | Orange County | 2015 | November Monthly Peak | 11
Portfolio Adjusted1-in-2Size: Under 20 kWOrange County2015December Monthly Peak | Portfolio Adjusted | 1-in-2 | Size: Under 20 kW | Orange County | 2015 | December Monthly Peak | 12
Portfolio Adjusted1-in-2Size: Under 20 kWOrange County2015Typical Event Day | Portfolio Adjusted | 1-in-2 | Size: Under 20 kW | Orange County | 2015 | Typical Event Day | 8
Portfolio Adjusted1-in-2Size: Under 20 kWOrange County2016January Monthly Peak | Portfolio Adjusted | 1-in-2 | Size: Under 20 kW | Orange County | 2016 | January Monthly Peak | 1
Portfolio Adjusted1-in-2Size: Under 20 kWOrange County2016February Monthly Peak | Portfolio Adjusted | 1-in-2 | Size: Under 20 kW | Orange County | 2016 | February Monthly Peak | 2
Portfolio Adjusted1-in-2Size: Under 20 kWOrange County2016March Monthly Peak | Portfolio Adjusted | 1-in-2 | Size: Under 20 kW | Orange County | 2016 | March Monthly Peak | 3
Portfolio Adjusted1-in-2Size: Under 20 kWOrange County2016April Monthly Peak | Portfolio Adjusted | 1-in-2 | Size: Under 20 kW | Orange County | 2016 | April Monthly Peak | 4
Portfolio Adjusted1-in-2Size: Under 20 kWOrange County2016May Monthly Peak | Portfolio Adjusted | 1-in-2 | Size: Under 20 kW | Orange County | 2016 | May Monthly Peak | 5
Portfolio Adjusted1-in-2Size: Under 20 kWOrange County2016June Monthly Peak | Portfolio Adjusted | 1-in-2 | Size: Under 20 kW | Orange County | 2016 | June Monthly Peak | 6
Portfolio Adjusted1-in-2Size: Under 20 kWOrange County2016July Monthly Peak | Portfolio Adjusted | 1-in-2 | Size: Under 20 kW | Orange County | 2016 | July Monthly Peak | 7
Portfolio Adjusted1-in-2Size: Under 20 kWOrange County2016August Monthly Peak | Portfolio Adjusted | 1-in-2 | Size: Under 20 kW | Orange County | 2016 | August Monthly Peak | 8
Portfolio Adjusted1-in-2Size: Under 20 kWOrange County2016September Monthly Peak | Portfolio Adjusted | 1-in-2 | Size: Under 20 kW | Orange County | 2016 | September Monthly Peak | 9
Portfolio Adjusted1-in-2Size: Under 20 kWOrange County2016October Monthly Peak | Portfolio Adjusted | 1-in-2 | Size: Under 20 kW | Orange County | 2016 | October Monthly Peak | 10
Portfolio Adjusted1-in-2Size: Under 20 kWOrange County2016November Monthly Peak | Portfolio Adjusted | 1-in-2 | Size: Under 20 kW | Orange County | 2016 | November Monthly Peak | 11
Portfolio Adjusted1-in-2Size: Under 20 kWOrange County2016December Monthly Peak | Portfolio Adjusted | 1-in-2 | Size: Under 20 kW | Orange County | 2016 | December Monthly Peak | 12
Portfolio Adjusted1-in-2Size: Under 20 kWOrange County2016Typical Event Day | Portfolio Adjusted | 1-in-2 | Size: Under 20 kW | Orange County | 2016 | Typical Event Day | 8
Portfolio Adjusted1-in-2Size: Under 20 kWOrange County2017January Monthly Peak | Portfolio Adjusted | 1-in-2 | Size: Under 20 kW | Orange County | 2017 | January Monthly Peak | 1
Portfolio Adjusted1-in-2Size: Under 20 kWOrange County2017February Monthly Peak | Portfolio Adjusted | 1-in-2 | Size: Under 20 kW | Orange County | 2017 | February Monthly Peak | 2
Portfolio Adjusted1-in-2Size: Under 20 kWOrange County2017March Monthly Peak | Portfolio Adjusted | 1-in-2 | Size: Under 20 kW | Orange County | 2017 | March Monthly Peak | 3
Portfolio Adjusted1-in-2Size: Under 20 kWOrange County2017April Monthly Peak | Portfolio Adjusted | 1-in-2 | Size: Under 20 kW | Orange County | 2017 | April Monthly Peak | 4 | 1.0511 | 1.0235 | 1.0061 | 0.99507 | 0.98707 | 1.0014 | 0.96856 | 0.9688 | 1.1945 | 1.4625 | 1.6482 | 1.7648 | 1.828 | 1.8954 | 1.9533 | 1.9645 | 1.873 | 1.6499 | 1.4049 | 1.4469 | 1.4154 | 1.2518 | 1.1777 | 1.0976 | 0 | 0 | 0 | 0 | 0 | 0 | 0 | 0 | 0 | 0 | 0 | 0 | 0 | 0 | 0.039067 | 0.03929 | 0.037461 | 0.032997 | 0 | 0 | 0 | 0 | 0 | 0 | 62.7819 | 61.8038 | 60.9906 | 60.3832 | 59.3977 | 58.6937 | 58.0403 | 58.1181 | 60.542 | 64.7208 | 69.4723 | 74.2991 | 78.7219 | 81.4922 | 82.9435 | 83.6145 | 83.1591 | 81.92 | 79.6801 | 76.7482 | 72.0946 | 69.3503 | 67.4295 | 65.5589 | 0.022776 | 0.022461 | 0.022179 | 0.021058 | 0.023008 | 0.027717 | 0.043195 | 0.044046 | 0.053531 | 0.064469 | 0.07295 | 0.076803 | 0.077056 | 0.081675 | 0.087506 | 0.091763 | 0.095356 | 0.085409 | 0.070628 | 0.045757 | 0.036905 | 0.026426 | 0.022849 | 0.020959
Portfolio Adjusted1-in-2Size: Under 20 kWOrange County2017May Monthly Peak | Portfolio Adjusted | 1-in-2 | Size: Under 20 kW | Orange County | 2017 | May Monthly Peak | 5 | 1.0652 | 1.0381 | 1.0171 | 1.0043 | 1.0028 | 1.0052 | 0.89592 | 0.99991 | 1.2461 | 1.5489 | 1.7667 | 1.8958 | 1.9662 | 2.034 | 2.0651 | 2.0685 | 1.978 | 1.7387 | 1.454 | 1.4142 | 1.4453 | 1.2613 | 1.1826 | 1.109 | 0 | 0 | 0 | 0 | 0 | 0 | 0 | 0 | 0 | 0 | 0 | 0 | 0 | 0 | 0.041301 | 0.041369 | 0.039561 | 0.034774 | 0 | 0 | 0 | 0 | 0 | 0 | 65.3247 | 64.3126 | 63.2085 | 62.2568 | 61.5944 | 60.7379 | 60.3771 | 60.7605 | 63.4666 | 67.2396 | 71.4823 | 75.8155 | 79.8833 | 82.6501 | 84.4142 | 85.3816 | 85.6154 | 84.6972 | 82.4897 | 79.565 | 75.2665 | 72.0552 | 70.3524 | 68.8964 | 0.022776 | 0.022461 | 0.02218 | 0.021058 | 0.023009 | 0.027717 | 0.043195 | 0.044046 | 0.053532 | 0.06447 | 0.072951 | 0.076803 | 0.077057 | 0.081676 | 0.087507 | 0.091764 | 0.095357 | 0.085409 | 0.070629 | 0.045758 | 0.036906 | 0.026426 | 0.022849 | 0.020959
Portfolio Adjusted1-in-2Size: Under 20 kWOrange County2017June Monthly Peak | Portfolio Adjusted | 1-in-2 | Size: Under 20 kW | Orange County | 2017 | June Monthly Peak | 6 | 1.1007 | 1.0677 | 1.04 | 1.0281 | 1.0262 | 1.0206 | 0.92804 | 1.0611 | 1.3359 | 1.6721 | 1.9367 | 2.1128 | 2.2051 | 2.2924 | 2.3396 | 2.3311 | 2.1954 | 1.9224 | 1.5841 | 1.4794 | 1.5094 | 1.3398 | 1.2346 | 1.1504 | 0 | 0 | 0 | 0 | 0 | 0 | 0 | 0 | 0 | 0 | 0 | 0 | 0 | 0 | 0.046791 | 0.046623 | 0.043907 | 0.038448 | 0 | 0 | 0 | 0 | 0 | 0 | 67.994 | 66.9647 | 65.8428 | 65.0397 | 64.3716 | 63.7149 | 63.1038 | 63.6876 | 66.6544 | 71.0051 | 74.7969 | 78.411 | 81.0102 | 83.2699 | 84.9075 | 85.9886 | 86.6556 | 86.1719 | 84.7795 | 81.9415 | 78.2363 | 74.3935 | 71.9955 | 70.447 | 0.022785 | 0.022469 | 0.022188 | 0.021066 | 0.023017 | 0.027728 | 0.043212 | 0.044063 | 0.053552 | 0.064494 | 0.072978 | 0.076833 | 0.077086 | 0.081707 | 0.08754 | 0.091799 | 0.095393 | 0.085442 | 0.070656 | 0.045775 | 0.03692 | 0.026436 | 0.022858 | 0.020967
Portfolio Adjusted1-in-2Size: Under 20 kWOrange County2017July Monthly Peak | Portfolio Adjusted | 1-in-2 | Size: Under 20 kW | Orange County | 2017 | July Monthly Peak | 7 | 1.1474 | 1.1066 | 1.0788 | 1.0611 | 1.0603 | 1.0741 | 1.0061 | 1.163 | 1.4898 | 1.9115 | 2.2164 | 2.3998 | 2.4764 | 2.5411 | 2.5792 | 2.5656 | 2.4232 | 2.1197 | 1.7422 | 1.5845 | 1.6113 | 1.4122 | 1.3023 | 1.2048 | 0 | 0 | 0 | 0 | 0 | 0 | 0 | 0 | 0 | 0 | 0 | 0 | 0 | 0 | 0.051584 | 0.051312 | 0.048465 | 0.042394 | 0 | 0 | 0 | 0 | 0 | 0 | 70.495 | 69.7964 | 69.0787 | 68.366 | 67.7644 | 67.3409 | 67.2592 | 67.6797 | 70.0085 | 74.1708 | 79.6519 | 83.2948 | 86.3902 | 88.8366 | 90.6811 | 91.414 | 91.853 | 91.0425 | 89.3535 | 86.6816 | 82.7808 | 78.895 | 76.4026 | 74.9892 | 0.022744 | 0.022429 | 0.022148 | 0.021028 | 0.022976 | 0.027678 | 0.043134 | 0.043984 | 0.053456 | 0.064379 | 0.072847 | 0.076695 | 0.076948 | 0.08156 | 0.087383 | 0.091634 | 0.095222 | 0.085289 | 0.070529 | 0.045693 | 0.036853 | 0.026388 | 0.022817 | 0.020929
Portfolio Adjusted1-in-2Size: Under 20 kWOrange County2017August Monthly Peak | Portfolio Adjusted | 1-in-2 | Size: Under 20 kW | Orange County | 2017 | August Monthly Peak | 8 | 1.1786 | 1.1361 | 1.1101 | 1.0928 | 1.0925 | 1.1205 | 1.0837 | 1.2227 | 1.5732 | 2.062 | 2.4343 | 2.6485 | 2.7396 | 2.8009 | 2.8492 | 2.8094 | 2.632 | 2.2837 | 1.8566 | 1.7284 | 1.7005 | 1.461 | 1.3426 | 1.2346 | 0 | 0 | 0 | 0 | 0 | 0 | 0 | 0 | 0 | 0 | 0 | 0 | 0 | 0 | 0.056984 | 0.056187 | 0.052639 | 0.045675 | 0 | 0 | 0 | 0 | 0 | 0 | 75.7573 | 74.7211 | 73.8935 | 72.8067 | 72.4121 | 71.6396 | 71.3257 | 71.6452 | 74.0307 | 78.9274 | 83.8128 | 88.0693 | 91.1382 | 93.1494 | 94.5063 | 94.6317 | 94.9033 | 93.8612 | 91.7714 | 88.8341 | 84.4248 | 81.0182 | 79.1164 | 77.5262 | 0.023014 | 0.022695 | 0.022411 | 0.021278 | 0.023249 | 0.028007 | 0.043647 | 0.044506 | 0.054091 | 0.065143 | 0.073713 | 0.077606 | 0.077862 | 0.082529 | 0.088421 | 0.092722 | 0.096353 | 0.086301 | 0.071367 | 0.046236 | 0.037291 | 0.026702 | 0.023088 | 0.021178
Portfolio Adjusted1-in-2Size: Under 20 kWOrange County2017September Monthly Peak | Portfolio Adjusted | 1-in-2 | Size: Under 20 kW | Orange County | 2017 | September Monthly Peak | 9 | 1.1513 | 1.1146 | 1.0874 | 1.0705 | 1.0696 | 1.1159 | 1.1502 | 1.1852 | 1.4949 | 1.9284 | 2.2559 | 2.4315 | 2.5163 | 2.5952 | 2.6538 | 2.6431 | 2.4764 | 2.1265 | 1.743 | 1.755 | 1.6151 | 1.4158 | 1.311 | 1.2065 | 0 | 0 | 0 | 0 | 0 | 0 | 0 | 0 | 0 | 0 | 0 | 0 | 0 | 0 | 0.053077 | 0.052862 | 0.049527 | 0.042529 | 0 | 0 | 0 | 0 | 0 | 0 | 70.7242 | 69.6406 | 68.948 | 68.4966 | 68.136 | 67.5831 | 67.6954 | 67.714 | 69.3386 | 74.3499 | 80.9653 | 86.0053 | 90.4335 | 92.9636 | 94.1021 | 94.3662 | 94.0865 | 92.7518 | 90.1208 | 86.2799 | 82.8616 | 80.4364 | 78.7428 | 77.2823 | 0.022763 | 0.022448 | 0.022167 | 0.021046 | 0.022995 | 0.027701 | 0.04317 | 0.04402 | 0.0535 | 0.064432 | 0.072908 | 0.076759 | 0.077012 | 0.081628 | 0.087456 | 0.09171 | 0.095301 | 0.08536 | 0.070588 | 0.045731 | 0.036884 | 0.02641 | 0.022836 | 0.020947
Portfolio Adjusted1-in-2Size: Under 20 kWOrange County2017October Monthly Peak | Portfolio Adjusted | 1-in-2 | Size: Under 20 kW | Orange County | 2017 | October Monthly Peak | 10 | 1.1227 | 1.0943 | 1.0723 | 1.0585 | 1.052 | 1.082 | 1.1522 | 1.1193 | 1.3395 | 1.6816 | 1.9619 | 2.1347 | 2.2405 | 2.3238 | 2.3739 | 2.3905 | 2.2227 | 1.9143 | 1.7344 | 1.6871 | 1.5347 | 1.3741 | 1.2799 | 1.1847 | 0 | 0 | 0 | 0 | 0 | 0 | 0 | 0 | 0 | 0 | 0 | 0 | 0 | 0 | 0.047478 | 0.047811 | 0.044453 | 0.038287 | 0 | 0 | 0 | 0 | 0 | 0 | 69.8544 | 68.7388 | 68.0235 | 67.5146 | 66.8141 | 66.0216 | 66.4556 | 67.5027 | 68.1668 | 72.1162 | 77.208 | 82.1061 | 85.5975 | 87.8541 | 89.5007 | 90.0462 | 89.671 | 88.1553 | 85.3867 | 81.5539 | 78.2349 | 75.4898 | 73.5705 | 71.9944 | 0.022804 | 0.022488 | 0.022207 | 0.021084 | 0.023037 | 0.027752 | 0.043249 | 0.0441 | 0.053598 | 0.064549 | 0.073041 | 0.076898 | 0.077152 | 0.081777 | 0.087615 | 0.091877 | 0.095474 | 0.085515 | 0.070716 | 0.045814 | 0.036951 | 0.026458 | 0.022877 | 0.020985
Portfolio Adjusted1-in-2Size: Under 20 kWOrange County2017November Monthly Peak | Portfolio Adjusted | 1-in-2 | Size: Under 20 kW | Orange County | 2017 | November Monthly Peak | 11 | 1.0882 | 1.0733 | 1.0656 | 1.0496 | 1.0411 | 1.0766 | 1.0073 | 1.0095 | 1.2302 | 1.4749 | 1.6397 | 1.7243 | 1.767 | 1.8036 | 1.8185 | 1.7962 | 1.7448 | 1.8261 | 1.6239 | 1.4764 | 1.3857 | 1.2526 | 1.1842 | 1.1177 | 0 | 0 | 0 | 0 | 0 | 0 | 0 | 0 | 0 | 0 | 0 | 0 | 0 | 0 | 0.03637 | 0.035925 | 0.034896 | 0.036522 | 0 | 0 | 0 | 0 | 0 | 0 | 60.0449 | 59.4391 | 58.9606 | 58.5206 | 58.0335 | 58.0035 | 57.6284 | 57.6775 | 61.7326 | 66.398 | 72.1864 | 76.9977 | 80.5525 | 82.0612 | 82.5767 | 81.9614 | 79.9128 | 75.612 | 71.1053 | 68.5112 | 66.5257 | 64.8383 | 63.4688 | 62.3004 | 0.022915 | 0.022597 | 0.022314 | 0.021186 | 0.023148 | 0.027886 | 0.043458 | 0.044314 | 0.053857 | 0.064862 | 0.073394 | 0.07727 | 0.077525 | 0.082172 | 0.088039 | 0.092322 | 0.095936 | 0.085928 | 0.071058 | 0.046036 | 0.03713 | 0.026586 | 0.022988 | 0.021086
Portfolio Adjusted1-in-2Size: Under 20 kWOrange County2017December Monthly Peak | Portfolio Adjusted | 1-in-2 | Size: Under 20 kW | Orange County | 2017 | December Monthly Peak | 12 | 1.1302 | 1.1179 | 1.1116 | 1.1036 | 1.1039 | 1.1565 | 1.2046 | 1.1434 | 1.3321 | 1.5683 | 1.6617 | 1.6527 | 1.5768 | 1.5243 | 1.4827 | 1.4361 | 1.4776 | 1.6531 | 1.5208 | 1.4476 | 1.3682 | 1.2802 | 1.2217 | 1.1667 | 0 | 0 | 0 | 0 | 0 | 0 | 0 | 0 | 0 | 0 | 0 | 0 | 0 | 0 | 0.029653 | 0.028723 | 0.029553 | 0.033063 | 0 | 0 | 0 | 0 | 0 | 0 | 46.8835 | 46.1535 | 45.3016 | 44.3286 | 43.6779 | 42.896 | 42.6597 | 42.4987 | 43.1104 | 45.8279 | 48.0119 | 49.8073 | 51.2978 | 52.4021 | 52.8157 | 52.6922 | 52.1575 | 51.2694 | 49.9912 | 48.8555 | 48.0532 | 47.3256 | 46.7772 | 46.0653 | 0.023011 | 0.022692 | 0.022408 | 0.021275 | 0.023245 | 0.028002 | 0.04364 | 0.044499 | 0.054082 | 0.065133 | 0.073701 | 0.077593 | 0.07785 | 0.082516 | 0.088407 | 0.092708 | 0.096337 | 0.086288 | 0.071355 | 0.046228 | 0.037285 | 0.026698 | 0.023084 | 0.021174
Portfolio Adjusted1-in-2Size: Under 20 kWOrange County2017Typical Event Day | Portfolio Adjusted | 1-in-2 | Size: Under 20 kW | Orange County | 2017 | Typical Event Day | 8 | 1.1545 | 1.1143 | 1.0898 | 1.0735 | 1.0726 | 1.0994 | 1.0634 | 1.1756 | 1.4876 | 1.9251 | 2.2534 | 2.4429 | 2.5318 | 2.5884 | 2.6349 | 2.6018 | 2.4471 | 2.1225 | 1.7434 | 1.6388 | 1.6304 | 1.4124 | 1.3046 | 1.2044 | 0 | 0 | 0 | 0 | 0 | 0 | 0 | 0 | 0 | 0 | 0 | 0 | 0 | 0 | 0.052699 | 0.052037 | 0.048943 | 0.042449 | 0 | 0 | 0 | 0 | 0 | 0 | 71.2426 | 70.2807 | 69.4407 | 68.6772 | 68.171 | 67.5697 | 67.346 | 67.6816 | 70.0081 | 74.6133 | 79.8067 | 83.9451 | 87.243 | 89.5549 | 91.0492 | 91.6001 | 91.8746 | 90.9568 | 89.0063 | 85.9343 | 82.0759 | 78.6858 | 76.5643 | 75.0612 | 0.022793 | 0.022477 | 0.022196 | 0.021073 | 0.023025 | 0.027737 | 0.043227 | 0.044078 | 0.05357 | 0.064516 | 0.073003 | 0.076859 | 0.077113 | 0.081735 | 0.08757 | 0.09183 | 0.095426 | 0.085471 | 0.07068 | 0.045791 | 0.036932 | 0.026445 | 0.022866 | 0.020974
Portfolio Adjusted1-in-2Size: Under 20 kWOrange County2018January Monthly Peak | Portfolio Adjusted | 1-in-2 | Size: Under 20 kW | Orange County | 2018 | January Monthly Peak | 1 | 1.0599 | 1.0472 | 1.0228 | 1.0159 | 1.0089 | 1.0453 | 1.1289 | 1.0832 | 1.2821 | 1.4951 | 1.5949 | 1.5952 | 1.5429 | 1.5262 | 1.497 | 1.4703 | 1.4699 | 1.6245 | 1.4894 | 1.3908 | 1.2961 | 1.1998 | 1.1406 | 1.1025 | 0 | 0 | 0 | 0 | 0 | 0 | 0 | 0 | 0 | 0 | 0 | 0 | 0 | 0 | 0.029941 | 0.029406 | 0.029398 | 0.032489 | 0 | 0 | 0 | 0 | 0 | 0 | 51.3598 | 50.9142 | 50.4842 | 49.9591 | 49.7643 | 49.4243 | 49.3828 | 49.3491 | 49.8932 | 51.1633 | 52.8535 | 53.9432 | 54.4994 | 55.3922 | 55.9386 | 55.8663 | 55.6555 | 55.1653 | 54.0833 | 52.942 | 52.1449 | 51.8854 | 51.7671 | 51.0477 | 0.022932 | 0.022614 | 0.022331 | 0.021202 | 0.023166 | 0.027907 | 0.04349 | 0.044347 | 0.053897 | 0.06491 | 0.073449 | 0.077328 | 0.077583 | 0.082233 | 0.088104 | 0.09239 | 0.096008 | 0.085992 | 0.071111 | 0.04607 | 0.037158 | 0.026606 | 0.023005 | 0.021102
Portfolio Adjusted1-in-2Size: Under 20 kWOrange County2018February Monthly Peak | Portfolio Adjusted | 1-in-2 | Size: Under 20 kW | Orange County | 2018 | February Monthly Peak | 2 | 1.0438 | 1.0278 | 1.0165 | 1.0145 | 0.99496 | 1.014 | 1.0831 | 1.0473 | 1.2529 | 1.4768 | 1.5964 | 1.6204 | 1.6137 | 1.6038 | 1.6006 | 1.5743 | 1.5175 | 1.5799 | 1.5587 | 1.4452 | 1.3389 | 1.2103 | 1.1356 | 1.086 | 0 | 0 | 0 | 0 | 0 | 0 | 0 | 0 | 0 | 0 | 0 | 0 | 0 | 0 | 0.032011 | 0.031487 | 0.03035 | 0.031598 | 0 | 0 | 0 | 0 | 0 | 0 | 51.289 | 51.073 | 51.0315 | 50.7758 | 50.1982 | 50.2011 | 49.8965 | 50.1953 | 51.4263 | 54.448 | 57.6727 | 60.4973 | 61.9446 | 62.5836 | 63.1413 | 62.8255 | 62.1717 | 61.1103 | 59.272 | 57.6667 | 56.6072 | 55.5335 | 54.4327 | 53.1017 | 0.022816 | 0.0225 | 0.022218 | 0.021095 | 0.023049 | 0.027765 | 0.04327 | 0.044123 | 0.053624 | 0.064582 | 0.073077 | 0.076937 | 0.077191 | 0.081818 | 0.087659 | 0.091923 | 0.095522 | 0.085558 | 0.070751 | 0.045837 | 0.03697 | 0.026472 | 0.022889 | 0.020995
Portfolio Adjusted1-in-2Size: Under 20 kWOrange County2018March Monthly Peak | Portfolio Adjusted | 1-in-2 | Size: Under 20 kW | Orange County | 2018 | March Monthly Peak | 3 | 1.04 | 1.0147 | 0.99863 | 0.99228 | 0.98552 | 1.0076 | 1.0785 | 1.0398 | 1.2016 | 1.4306 | 1.568 | 1.5973 | 1.5936 | 1.597 | 1.6016 | 1.5954 | 1.5339 | 1.425 | 1.341 | 1.4311 | 1.3389 | 1.2124 | 1.1358 | 1.0806 | 0 | 0 | 0 | 0 | 0 | 0 | 0 | 0 | 0 | 0 | 0 | 0 | 0 | 0 | 0.032032 | 0.031907 | 0.030678 | 0.0285 | 0 | 0 | 0 | 0 | 0 | 0 | 52.3639 | 51.4169 | 50.8857 | 50.6909 | 50.243 | 49.8462 | 49.5616 | 49.8631 | 51.8097 | 53.9269 | 56.8118 | 59.7144 | 61.7932 | 63.6561 | 64.9334 | 65.6002 | 65.5139 | 64.6644 | 62.0464 | 58.6972 | 56.9159 | 55.4698 | 54.4457 | 52.956 | 0.022807 | 0.022491 | 0.022209 | 0.021086 | 0.023039 | 0.027755 | 0.043253 | 0.044105 | 0.053603 | 0.064556 | 0.073048 | 0.076906 | 0.07716 | 0.081785 | 0.087624 | 0.091887 | 0.095485 | 0.085524 | 0.070723 | 0.045819 | 0.036955 | 0.026461 | 0.02288 | 0.020987
Portfolio Adjusted1-in-2Size: Under 20 kWOrange County2018April Monthly Peak | Portfolio Adjusted | 1-in-2 | Size: Under 20 kW | Orange County | 2018 | April Monthly Peak | 4 | 1.0511 | 1.0235 | 1.0061 | 0.99507 | 0.98707 | 1.0014 | 0.96856 | 0.9688 | 1.1945 | 1.4625 | 1.6482 | 1.7648 | 1.828 | 1.8954 | 1.9533 | 1.9645 | 1.873 | 1.6499 | 1.4049 | 1.4469 | 1.4154 | 1.2518 | 1.1777 | 1.0976 | 0 | 0 | 0 | 0 | 0 | 0 | 0 | 0 | 0 | 0 | 0 | 0 | 0 | 0 | 0.039067 | 0.03929 | 0.037461 | 0.032997 | 0 | 0 | 0 | 0 | 0 | 0 | 62.7819 | 61.8038 | 60.9906 | 60.3832 | 59.3977 | 58.6937 | 58.0403 | 58.1181 | 60.542 | 64.7208 | 69.4723 | 74.2991 | 78.7219 | 81.4922 | 82.9435 | 83.6145 | 83.1591 | 81.92 | 79.6801 | 76.7482 | 72.0946 | 69.3503 | 67.4295 | 65.5589 | 0.022776 | 0.022461 | 0.022179 | 0.021058 | 0.023008 | 0.027717 | 0.043195 | 0.044046 | 0.053531 | 0.064469 | 0.07295 | 0.076803 | 0.077056 | 0.081675 | 0.087506 | 0.091763 | 0.095356 | 0.085409 | 0.070628 | 0.045757 | 0.036905 | 0.026426 | 0.022849 | 0.020959
Portfolio Adjusted1-in-2Size: Under 20 kWOrange County2018May Monthly Peak | Portfolio Adjusted | 1-in-2 | Size: Under 20 kW | Orange County | 2018 | May Monthly Peak | 5 | 1.0652 | 1.0381 | 1.0171 | 1.0043 | 1.0028 | 1.0052 | 0.89592 | 0.99991 | 1.2461 | 1.5489 | 1.7667 | 1.8958 | 1.9662 | 2.034 | 2.0651 | 2.0685 | 1.978 | 1.7387 | 1.454 | 1.4142 | 1.4453 | 1.2613 | 1.1826 | 1.109 | 0 | 0 | 0 | 0 | 0 | 0 | 0 | 0 | 0 | 0 | 0 | 0 | 0 | 0 | 0.041301 | 0.04137 | 0.039561 | 0.034774 | 0 | 0 | 0 | 0 | 0 | 0 | 65.3247 | 64.3126 | 63.2084 | 62.2568 | 61.5944 | 60.7379 | 60.3771 | 60.7605 | 63.4666 | 67.2396 | 71.4823 | 75.8155 | 79.8833 | 82.6501 | 84.4142 | 85.3816 | 85.6154 | 84.6972 | 82.4897 | 79.565 | 75.2665 | 72.0552 | 70.3524 | 68.8964 | 0.022776 | 0.022461 | 0.02218 | 0.021058 | 0.023009 | 0.027717 | 0.043195 | 0.044046 | 0.053532 | 0.06447 | 0.072951 | 0.076803 | 0.077057 | 0.081676 | 0.087507 | 0.091764 | 0.095357 | 0.085409 | 0.070629 | 0.045758 | 0.036906 | 0.026426 | 0.022849 | 0.020959
Portfolio Adjusted1-in-2Size: Under 20 kWOrange County2018June Monthly Peak | Portfolio Adjusted | 1-in-2 | Size: Under 20 kW | Orange County | 2018 | June Monthly Peak | 6 | 1.1007 | 1.0677 | 1.04 | 1.0281 | 1.0262 | 1.0206 | 0.92804 | 1.0611 | 1.3359 | 1.6721 | 1.9367 | 2.1128 | 2.2051 | 2.2924 | 2.3396 | 2.3311 | 2.1954 | 1.9224 | 1.5841 | 1.4794 | 1.5094 | 1.3398 | 1.2346 | 1.1504 | 0 | 0 | 0 | 0 | 0 | 0 | 0 | 0 | 0 | 0 | 0 | 0 | 0 | 0 | 0.046791 | 0.046623 | 0.043907 | 0.038448 | 0 | 0 | 0 | 0 | 0 | 0 | 67.994 | 66.9647 | 65.8428 | 65.0397 | 64.3716 | 63.7149 | 63.1038 | 63.6876 | 66.6544 | 71.0051 | 74.7969 | 78.411 | 81.0102 | 83.2699 | 84.9075 | 85.9886 | 86.6556 | 86.1719 | 84.7795 | 81.9415 | 78.2363 | 74.3935 | 71.9955 | 70.4469 | 0.022785 | 0.022469 | 0.022188 | 0.021066 | 0.023017 | 0.027728 | 0.043212 | 0.044063 | 0.053552 | 0.064494 | 0.072978 | 0.076833 | 0.077086 | 0.081707 | 0.08754 | 0.091799 | 0.095393 | 0.085442 | 0.070656 | 0.045775 | 0.03692 | 0.026436 | 0.022858 | 0.020967
Portfolio Adjusted1-in-2Size: Under 20 kWOrange County2018July Monthly Peak | Portfolio Adjusted | 1-in-2 | Size: Under 20 kW | Orange County | 2018 | July Monthly Peak | 7 | 1.1474 | 1.1066 | 1.0788 | 1.0611 | 1.0603 | 1.0741 | 1.0061 | 1.163 | 1.4898 | 1.9115 | 2.2164 | 2.3998 | 2.4764 | 2.5411 | 2.5792 | 2.5656 | 2.4232 | 2.1197 | 1.7422 | 1.5845 | 1.6113 | 1.4122 | 1.3023 | 1.2048 | 0 | 0 | 0 | 0 | 0 | 0 | 0 | 0 | 0 | 0 | 0 | 0 | 0 | 0 | 0.051584 | 0.051312 | 0.048465 | 0.042394 | 0 | 0 | 0 | 0 | 0 | 0 | 70.495 | 69.7964 | 69.0787 | 68.366 | 67.7644 | 67.3409 | 67.2592 | 67.6797 | 70.0085 | 74.1708 | 79.6519 | 83.2948 | 86.3902 | 88.8366 | 90.6811 | 91.414 | 91.853 | 91.0425 | 89.3535 | 86.6816 | 82.7808 | 78.895 | 76.4026 | 74.9892 | 0.022744 | 0.022429 | 0.022148 | 0.021028 | 0.022976 | 0.027678 | 0.043134 | 0.043984 | 0.053456 | 0.064379 | 0.072847 | 0.076695 | 0.076948 | 0.08156 | 0.087383 | 0.091634 | 0.095222 | 0.085289 | 0.070529 | 0.045693 | 0.036853 | 0.026388 | 0.022817 | 0.020929
Portfolio Adjusted1-in-2Size: Under 20 kWOrange County2018August Monthly Peak | Portfolio Adjusted | 1-in-2 | Size: Under 20 kW | Orange County | 2018 | August Monthly Peak | 8 | 1.1786 | 1.1361 | 1.1101 | 1.0928 | 1.0925 | 1.1205 | 1.0837 | 1.2227 | 1.5732 | 2.062 | 2.4343 | 2.6485 | 2.7396 | 2.8009 | 2.8492 | 2.8094 | 2.632 | 2.2837 | 1.8566 | 1.7284 | 1.7005 | 1.461 | 1.3426 | 1.2346 | 0 | 0 | 0 | 0 | 0 | 0 | 0 | 0 | 0 | 0 | 0 | 0 | 0 | 0 | 0.056984 | 0.056187 | 0.052639 | 0.045675 | 0 | 0 | 0 | 0 | 0 | 0 | 75.7573 | 74.721 | 73.8935 | 72.8067 | 72.4121 | 71.6396 | 71.3257 | 71.6452 | 74.0307 | 78.9274 | 83.8128 | 88.0693 | 91.1382 | 93.1494 | 94.5063 | 94.6317 | 94.9033 | 93.8612 | 91.7714 | 88.8341 | 84.4248 | 81.0182 | 79.1164 | 77.5262 | 0.023014 | 0.022695 | 0.022411 | 0.021278 | 0.023249 | 0.028007 | 0.043647 | 0.044506 | 0.054091 | 0.065143 | 0.073713 | 0.077606 | 0.077862 | 0.082529 | 0.088421 | 0.092722 | 0.096353 | 0.086301 | 0.071367 | 0.046236 | 0.037291 | 0.026702 | 0.023088 | 0.021178
Portfolio Adjusted1-in-2Size: Under 20 kWOrange County2018September Monthly Peak | Portfolio Adjusted | 1-in-2 | Size: Under 20 kW | Orange County | 2018 | September Monthly Peak | 9 | 1.1513 | 1.1146 | 1.0874 | 1.0705 | 1.0696 | 1.1159 | 1.1502 | 1.1852 | 1.4949 | 1.9284 | 2.2559 | 2.4315 | 2.5163 | 2.5952 | 2.6538 | 2.6431 | 2.4764 | 2.1265 | 1.743 | 1.755 | 1.6151 | 1.4158 | 1.311 | 1.2065 | 0 | 0 | 0 | 0 | 0 | 0 | 0 | 0 | 0 | 0 | 0 | 0 | 0 | 0 | 0.053077 | 0.052862 | 0.049527 | 0.042529 | 0 | 0 | 0 | 0 | 0 | 0 | 70.7242 | 69.6406 | 68.948 | 68.4966 | 68.136 | 67.5831 | 67.6954 | 67.714 | 69.3386 | 74.3499 | 80.9653 | 86.0053 | 90.4335 | 92.9636 | 94.1021 | 94.3662 | 94.0865 | 92.7518 | 90.1208 | 86.2799 | 82.8616 | 80.4364 | 78.7428 | 77.2823 | 0.022763 | 0.022448 | 0.022167 | 0.021046 | 0.022995 | 0.027701 | 0.04317 | 0.04402 | 0.0535 | 0.064432 | 0.072908 | 0.076759 | 0.077012 | 0.081628 | 0.087456 | 0.09171 | 0.095301 | 0.08536 | 0.070588 | 0.045731 | 0.036884 | 0.02641 | 0.022836 | 0.020947
Portfolio Adjusted1-in-2Size: Under 20 kWOrange County2018October Monthly Peak | Portfolio Adjusted | 1-in-2 | Size: Under 20 kW | Orange County | 2018 | October Monthly Peak | 10 | 1.1227 | 1.0943 | 1.0723 | 1.0585 | 1.052 | 1.082 | 1.1522 | 1.1193 | 1.3395 | 1.6816 | 1.9619 | 2.1347 | 2.2405 | 2.3238 | 2.3739 | 2.3905 | 2.2227 | 1.9143 | 1.7344 | 1.6871 | 1.5347 | 1.3741 | 1.2799 | 1.1847 | 0 | 0 | 0 | 0 | 0 | 0 | 0 | 0 | 0 | 0 | 0 | 0 | 0 | 0 | 0.047478 | 0.047811 | 0.044453 | 0.038287 | 0 | 0 | 0 | 0 | 0 | 0 | 69.8544 | 68.7388 | 68.0235 | 67.5146 | 66.8141 | 66.0216 | 66.4556 | 67.5027 | 68.1668 | 72.1162 | 77.208 | 82.1061 | 85.5975 | 87.8541 | 89.5007 | 90.0462 | 89.671 | 88.1553 | 85.3867 | 81.5539 | 78.2349 | 75.4898 | 73.5705 | 71.9944 | 0.022804 | 0.022488 | 0.022207 | 0.021084 | 0.023037 | 0.027752 | 0.043249 | 0.0441 | 0.053598 | 0.064549 | 0.073041 | 0.076898 | 0.077152 | 0.081777 | 0.087615 | 0.091877 | 0.095474 | 0.085515 | 0.070716 | 0.045814 | 0.036951 | 0.026458 | 0.022877 | 0.020985
Portfolio Adjusted1-in-2Size: Under 20 kWOrange County2018November Monthly Peak | Portfolio Adjusted | 1-in-2 | Size: Under 20 kW | Orange County | 2018 | November Monthly Peak | 11 | 1.0882 | 1.0733 | 1.0656 | 1.0496 | 1.0411 | 1.0766 | 1.0073 | 1.0095 | 1.2302 | 1.4749 | 1.6397 | 1.7243 | 1.767 | 1.8036 | 1.8185 | 1.7962 | 1.7448 | 1.8261 | 1.6239 | 1.4764 | 1.3857 | 1.2526 | 1.1842 | 1.1177 | 0 | 0 | 0 | 0 | 0 | 0 | 0 | 0 | 0 | 0 | 0 | 0 | 0 | 0 | 0.03637 | 0.035925 | 0.034896 | 0.036522 | 0 | 0 | 0 | 0 | 0 | 0 | 60.0449 | 59.4391 | 58.9606 | 58.5206 | 58.0335 | 58.0035 | 57.6284 | 57.6775 | 61.7326 | 66.398 | 72.1864 | 76.9977 | 80.5525 | 82.0612 | 82.5767 | 81.9614 | 79.9127 | 75.612 | 71.1053 | 68.5112 | 66.5257 | 64.8383 | 63.4688 | 62.3004 | 0.022915 | 0.022597 | 0.022314 | 0.021186 | 0.023148 | 0.027886 | 0.043458 | 0.044314 | 0.053857 | 0.064862 | 0.073394 | 0.07727 | 0.077525 | 0.082172 | 0.088039 | 0.092322 | 0.095936 | 0.085928 | 0.071058 | 0.046036 | 0.03713 | 0.026586 | 0.022988 | 0.021086
Portfolio Adjusted1-in-2Size: Under 20 kWOrange County2018December Monthly Peak | Portfolio Adjusted | 1-in-2 | Size: Under 20 kW | Orange County | 2018 | December Monthly Peak | 12 | 1.1302 | 1.1179 | 1.1116 | 1.1036 | 1.1039 | 1.1565 | 1.2046 | 1.1434 | 1.3321 | 1.5683 | 1.6617 | 1.6527 | 1.5768 | 1.5243 | 1.4827 | 1.4361 | 1.4776 | 1.6531 | 1.5208 | 1.4476 | 1.3682 | 1.2802 | 1.2217 | 1.1667 | 0 | 0 | 0 | 0 | 0 | 0 | 0 | 0 | 0 | 0 | 0 | 0 | 0 | 0 | 0.029653 | 0.028723 | 0.029553 | 0.033063 | 0 | 0 | 0 | 0 | 0 | 0 | 46.8835 | 46.1535 | 45.3016 | 44.3286 | 43.6779 | 42.896 | 42.6597 | 42.4987 | 43.1104 | 45.8279 | 48.0119 | 49.8073 | 51.2978 | 52.4022 | 52.8157 | 52.6922 | 52.1575 | 51.2694 | 49.9912 | 48.8555 | 48.0532 | 47.3256 | 46.7772 | 46.0653 | 0.023011 | 0.022692 | 0.022408 | 0.021275 | 0.023245 | 0.028002 | 0.04364 | 0.044499 | 0.054082 | 0.065133 | 0.073701 | 0.077593 | 0.07785 | 0.082516 | 0.088407 | 0.092708 | 0.096337 | 0.086288 | 0.071355 | 0.046228 | 0.037285 | 0.026698 | 0.023084 | 0.021174
Portfolio Adjusted1-in-2Size: Under 20 kWOrange County2018Typical Event Day | Portfolio Adjusted | 1-in-2 | Size: Under 20 kW | Orange County | 2018 | Typical Event Day | 8 | 1.1545 | 1.1143 | 1.0898 | 1.0735 | 1.0726 | 1.0994 | 1.0634 | 1.1756 | 1.4876 | 1.9251 | 2.2534 | 2.4429 | 2.5318 | 2.5884 | 2.6349 | 2.6018 | 2.4471 | 2.1225 | 1.7434 | 1.6388 | 1.6304 | 1.4124 | 1.3046 | 1.2044 | 0 | 0 | 0 | 0 | 0 | 0 | 0 | 0 | 0 | 0 | 0 | 0 | 0 | 0 | 0.052699 | 0.052037 | 0.048943 | 0.042449 | 0 | 0 | 0 | 0 | 0 | 0 | 71.2426 | 70.2807 | 69.4407 | 68.6772 | 68.171 | 67.5697 | 67.346 | 67.6816 | 70.0081 | 74.6133 | 79.8067 | 83.9451 | 87.243 | 89.5549 | 91.0492 | 91.6001 | 91.8746 | 90.9568 | 89.0063 | 85.9343 | 82.0759 | 78.6858 | 76.5643 | 75.0612 | 0.022793 | 0.022477 | 0.022196 | 0.021073 | 0.023025 | 0.027737 | 0.043227 | 0.044078 | 0.05357 | 0.064516 | 0.073003 | 0.076859 | 0.077113 | 0.081735 | 0.08757 | 0.09183 | 0.095426 | 0.085471 | 0.07068 | 0.045791 | 0.036932 | 0.026445 | 0.022866 | 0.020974
Portfolio Adjusted1-in-2Size: Under 20 kWOrange County2019January Monthly Peak | Portfolio Adjusted | 1-in-2 | Size: Under 20 kW | Orange County | 2019 | January Monthly Peak | 1 | 1.0599 | 1.0472 | 1.0228 | 1.0159 | 1.0089 | 1.0453 | 1.1289 | 1.0832 | 1.2821 | 1.4951 | 1.5949 | 1.5952 | 1.5429 | 1.5262 | 1.497 | 1.4703 | 1.4699 | 1.6245 | 1.4894 | 1.3908 | 1.2961 | 1.1998 | 1.1406 | 1.1025 | 0 | 0 | 0 | 0 | 0 | 0 | 0 | 0 | 0 | 0 | 0 | 0 | 0 | 0 | 0.029941 | 0.029406 | 0.029398 | 0.032489 | 0 | 0 | 0 | 0 | 0 | 0 | 51.3598 | 50.9143 | 50.4842 | 49.9591 | 49.7643 | 49.4243 | 49.3828 | 49.3491 | 49.8932 | 51.1632 | 52.8535 | 53.9432 | 54.4994 | 55.3922 | 55.9386 | 55.8663 | 55.6555 | 55.1653 | 54.0833 | 52.942 | 52.1449 | 51.8854 | 51.7671 | 51.0477 | 0.022932 | 0.022614 | 0.022331 | 0.021202 | 0.023166 | 0.027907 | 0.04349 | 0.044347 | 0.053897 | 0.06491 | 0.073449 | 0.077328 | 0.077583 | 0.082233 | 0.088104 | 0.09239 | 0.096008 | 0.085992 | 0.071111 | 0.04607 | 0.037158 | 0.026606 | 0.023005 | 0.021102
Portfolio Adjusted1-in-2Size: Under 20 kWOrange County2019February Monthly Peak | Portfolio Adjusted | 1-in-2 | Size: Under 20 kW | Orange County | 2019 | February Monthly Peak | 2 | 1.0438 | 1.0278 | 1.0165 | 1.0145 | 0.99496 | 1.014 | 1.0831 | 1.0473 | 1.2529 | 1.4768 | 1.5964 | 1.6204 | 1.6137 | 1.6038 | 1.6006 | 1.5743 | 1.5175 | 1.5799 | 1.5587 | 1.4452 | 1.3389 | 1.2103 | 1.1356 | 1.086 | 0 | 0 | 0 | 0 | 0 | 0 | 0 | 0 | 0 | 0 | 0 | 0 | 0 | 0 | 0.032011 | 0.031487 | 0.03035 | 0.031598 | 0 | 0 | 0 | 0 | 0 | 0 | 51.289 | 51.073 | 51.0315 | 50.7758 | 50.1982 | 50.2011 | 49.8965 | 50.1953 | 51.4263 | 54.448 | 57.6727 | 60.4973 | 61.9446 | 62.5836 | 63.1413 | 62.8255 | 62.1717 | 61.1103 | 59.272 | 57.6667 | 56.6072 | 55.5335 | 54.4327 | 53.1017 | 0.022816 | 0.0225 | 0.022218 | 0.021095 | 0.023049 | 0.027765 | 0.04327 | 0.044123 | 0.053624 | 0.064582 | 0.073077 | 0.076937 | 0.077191 | 0.081818 | 0.087659 | 0.091923 | 0.095522 | 0.085558 | 0.070751 | 0.045837 | 0.03697 | 0.026472 | 0.022889 | 0.020995
Portfolio Adjusted1-in-2Size: Under 20 kWOrange County2019March Monthly Peak | Portfolio Adjusted | 1-in-2 | Size: Under 20 kW | Orange County | 2019 | March Monthly Peak | 3 | 1.04 | 1.0147 | 0.99863 | 0.99228 | 0.98552 | 1.0076 | 1.0785 | 1.0398 | 1.2016 | 1.4306 | 1.568 | 1.5973 | 1.5936 | 1.597 | 1.6016 | 1.5954 | 1.5339 | 1.425 | 1.341 | 1.4311 | 1.3389 | 1.2124 | 1.1358 | 1.0806 | 0 | 0 | 0 | 0 | 0 | 0 | 0 | 0 | 0 | 0 | 0 | 0 | 0 | 0 | 0.032032 | 0.031907 | 0.030678 | 0.0285 | 0 | 0 | 0 | 0 | 0 | 0 | 52.3639 | 51.4169 | 50.8857 | 50.6908 | 50.243 | 49.8462 | 49.5616 | 49.8631 | 51.8097 | 53.9269 | 56.8118 | 59.7144 | 61.7932 | 63.6561 | 64.9334 | 65.6002 | 65.5139 | 64.6644 | 62.0464 | 58.6972 | 56.9159 | 55.4698 | 54.4457 | 52.956 | 0.022807 | 0.022491 | 0.022209 | 0.021086 | 0.023039 | 0.027755 | 0.043253 | 0.044105 | 0.053603 | 0.064556 | 0.073048 | 0.076906 | 0.07716 | 0.081785 | 0.087624 | 0.091887 | 0.095485 | 0.085524 | 0.070723 | 0.045819 | 0.036955 | 0.026461 | 0.02288 | 0.020987
Portfolio Adjusted1-in-2Size: Under 20 kWOrange County2019April Monthly Peak | Portfolio Adjusted | 1-in-2 | Size: Under 20 kW | Orange County | 2019 | April Monthly Peak | 4 | 1.0511 | 1.0235 | 1.0061 | 0.99507 | 0.98707 | 1.0014 | 0.96856 | 0.9688 | 1.1945 | 1.4625 | 1.6482 | 1.7648 | 1.828 | 1.8954 | 1.9533 | 1.9645 | 1.873 | 1.6499 | 1.4049 | 1.4469 | 1.4154 | 1.2518 | 1.1777 | 1.0976 | 0 | 0 | 0 | 0 | 0 | 0 | 0 | 0 | 0 | 0 | 0 | 0 | 0 | 0 | 0.039067 | 0.03929 | 0.037461 | 0.032997 | 0 | 0 | 0 | 0 | 0 | 0 | 62.7819 | 61.8038 | 60.9906 | 60.3832 | 59.3977 | 58.6937 | 58.0403 | 58.1181 | 60.542 | 64.7208 | 69.4723 | 74.2991 | 78.7219 | 81.4922 | 82.9435 | 83.6145 | 83.1591 | 81.92 | 79.6801 | 76.7482 | 72.0946 | 69.3503 | 67.4295 | 65.5589 | 0.022776 | 0.022461 | 0.022179 | 0.021058 | 0.023008 | 0.027717 | 0.043195 | 0.044046 | 0.053531 | 0.064469 | 0.07295 | 0.076803 | 0.077056 | 0.081675 | 0.087506 | 0.091763 | 0.095356 | 0.085409 | 0.070628 | 0.045757 | 0.036905 | 0.026426 | 0.022849 | 0.020959
Portfolio Adjusted1-in-2Size: Under 20 kWOrange County2019May Monthly Peak | Portfolio Adjusted | 1-in-2 | Size: Under 20 kW | Orange County | 2019 | May Monthly Peak | 5 | 1.0652 | 1.0381 | 1.0171 | 1.0043 | 1.0028 | 1.0052 | 0.89592 | 0.99991 | 1.2461 | 1.5489 | 1.7667 | 1.8958 | 1.9662 | 2.034 | 2.0651 | 2.0685 | 1.978 | 1.7387 | 1.454 | 1.4142 | 1.4453 | 1.2613 | 1.1826 | 1.109 | 0 | 0 | 0 | 0 | 0 | 0 | 0 | 0 | 0 | 0 | 0 | 0 | 0 | 0 | 0.041301 | 0.041369 | 0.039561 | 0.034774 | 0 | 0 | 0 | 0 | 0 | 0 | 65.3247 | 64.3126 | 63.2085 | 62.2568 | 61.5944 | 60.7379 | 60.3771 | 60.7605 | 63.4666 | 67.2396 | 71.4823 | 75.8155 | 79.8833 | 82.6501 | 84.4142 | 85.3816 | 85.6154 | 84.6972 | 82.4897 | 79.565 | 75.2665 | 72.0552 | 70.3524 | 68.8964 | 0.022776 | 0.022461 | 0.02218 | 0.021058 | 0.023009 | 0.027717 | 0.043195 | 0.044046 | 0.053532 | 0.06447 | 0.072951 | 0.076803 | 0.077057 | 0.081676 | 0.087507 | 0.091764 | 0.095357 | 0.085409 | 0.070629 | 0.045758 | 0.036906 | 0.026426 | 0.022849 | 0.020959
Portfolio Adjusted1-in-2Size: Under 20 kWOrange County2019June Monthly Peak | Portfolio Adjusted | 1-in-2 | Size: Under 20 kW | Orange County | 2019 | June Monthly Peak | 6 | 1.1007 | 1.0677 | 1.04 | 1.0281 | 1.0262 | 1.0206 | 0.92804 | 1.0611 | 1.3359 | 1.6721 | 1.9367 | 2.1128 | 2.2051 | 2.2924 | 2.3396 | 2.3311 | 2.1954 | 1.9224 | 1.5841 | 1.4794 | 1.5094 | 1.3398 | 1.2346 | 1.1504 | 0 | 0 | 0 | 0 | 0 | 0 | 0 | 0 | 0 | 0 | 0 | 0 | 0 | 0 | 0.046791 | 0.046623 | 0.043907 | 0.038448 | 0 | 0 | 0 | 0 | 0 | 0 | 67.994 | 66.9647 | 65.8428 | 65.0397 | 64.3716 | 63.7149 | 63.1038 | 63.6876 | 66.6544 | 71.0051 | 74.7969 | 78.411 | 81.0102 | 83.2699 | 84.9075 | 85.9886 | 86.6556 | 86.1719 | 84.7795 | 81.9415 | 78.2363 | 74.3935 | 71.9955 | 70.447 | 0.022785 | 0.022469 | 0.022188 | 0.021066 | 0.023017 | 0.027728 | 0.043212 | 0.044063 | 0.053552 | 0.064494 | 0.072978 | 0.076833 | 0.077086 | 0.081707 | 0.08754 | 0.091799 | 0.095393 | 0.085442 | 0.070656 | 0.045775 | 0.03692 | 0.026436 | 0.022858 | 0.020967
Portfolio Adjusted1-in-2Size: Under 20 kWOrange County2019July Monthly Peak | Portfolio Adjusted | 1-in-2 | Size: Under 20 kW | Orange County | 2019 | July Monthly Peak | 7 | 1.1474 | 1.1066 | 1.0788 | 1.0611 | 1.0603 | 1.0741 | 1.0061 | 1.163 | 1.4898 | 1.9115 | 2.2164 | 2.3998 | 2.4764 | 2.5411 | 2.5792 | 2.5656 | 2.4232 | 2.1197 | 1.7422 | 1.5845 | 1.6113 | 1.4122 | 1.3023 | 1.2048 | 0 | 0 | 0 | 0 | 0 | 0 | 0 | 0 | 0 | 0 | 0 | 0 | 0 | 0 | 0.051584 | 0.051312 | 0.048465 | 0.042394 | 0 | 0 | 0 | 0 | 0 | 0 | 70.495 | 69.7964 | 69.0787 | 68.366 | 67.7644 | 67.3409 | 67.2592 | 67.6797 | 70.0085 | 74.1708 | 79.6519 | 83.2948 | 86.3902 | 88.8366 | 90.6811 | 91.414 | 91.853 | 91.0425 | 89.3535 | 86.6816 | 82.7808 | 78.895 | 76.4026 | 74.9892 | 0.022744 | 0.022429 | 0.022148 | 0.021028 | 0.022976 | 0.027678 | 0.043134 | 0.043984 | 0.053456 | 0.064379 | 0.072847 | 0.076695 | 0.076948 | 0.08156 | 0.087383 | 0.091634 | 0.095222 | 0.085289 | 0.070529 | 0.045693 | 0.036853 | 0.026388 | 0.022817 | 0.020929
Portfolio Adjusted1-in-2Size: Under 20 kWOrange County2019August Monthly Peak | Portfolio Adjusted | 1-in-2 | Size: Under 20 kW | Orange County | 2019 | August Monthly Peak | 8 | 1.1786 | 1.1361 | 1.1101 | 1.0928 | 1.0925 | 1.1205 | 1.0837 | 1.2227 | 1.5732 | 2.062 | 2.4343 | 2.6485 | 2.7396 | 2.8009 | 2.8492 | 2.8094 | 2.632 | 2.2837 | 1.8566 | 1.7284 | 1.7005 | 1.461 | 1.3426 | 1.2346 | 0 | 0 | 0 | 0 | 0 | 0 | 0 | 0 | 0 | 0 | 0 | 0 | 0 | 0 | 0.056984 | 0.056187 | 0.052639 | 0.045675 | 0 | 0 | 0 | 0 | 0 | 0 | 75.7573 | 74.7211 | 73.8935 | 72.8067 | 72.4121 | 71.6396 | 71.3257 | 71.6452 | 74.0307 | 78.9274 | 83.8128 | 88.0693 | 91.1382 | 93.1494 | 94.5063 | 94.6317 | 94.9033 | 93.8612 | 91.7714 | 88.8341 | 84.4248 | 81.0182 | 79.1164 | 77.5262 | 0.023014 | 0.022695 | 0.022411 | 0.021278 | 0.023249 | 0.028007 | 0.043647 | 0.044506 | 0.054091 | 0.065143 | 0.073713 | 0.077606 | 0.077862 | 0.082529 | 0.088421 | 0.092722 | 0.096353 | 0.086301 | 0.071367 | 0.046236 | 0.037291 | 0.026702 | 0.023088 | 0.021178
Portfolio Adjusted1-in-2Size: Under 20 kWOrange County2019September Monthly Peak | Portfolio Adjusted | 1-in-2 | Size: Under 20 kW | Orange County | 2019 | September Monthly Peak | 9 | 1.1513 | 1.1146 | 1.0874 | 1.0705 | 1.0696 | 1.1159 | 1.1502 | 1.1852 | 1.4949 | 1.9284 | 2.2559 | 2.4315 | 2.5163 | 2.5952 | 2.6538 | 2.6431 | 2.4764 | 2.1265 | 1.743 | 1.755 | 1.6151 | 1.4158 | 1.311 | 1.2065 | 0 | 0 | 0 | 0 | 0 | 0 | 0 | 0 | 0 | 0 | 0 | 0 | 0 | 0 | 0.053077 | 0.052862 | 0.049527 | 0.042529 | 0 | 0 | 0 | 0 | 0 | 0 | 70.7242 | 69.6406 | 68.948 | 68.4966 | 68.136 | 67.5831 | 67.6954 | 67.714 | 69.3386 | 74.3499 | 80.9653 | 86.0053 | 90.4335 | 92.9636 | 94.1021 | 94.3662 | 94.0865 | 92.7518 | 90.1208 | 86.2799 | 82.8616 | 80.4364 | 78.7428 | 77.2823 | 0.022763 | 0.022448 | 0.022167 | 0.021046 | 0.022995 | 0.027701 | 0.04317 | 0.04402 | 0.0535 | 0.064432 | 0.072908 | 0.076759 | 0.077012 | 0.081628 | 0.087456 | 0.09171 | 0.095301 | 0.08536 | 0.070588 | 0.045731 | 0.036884 | 0.02641 | 0.022836 | 0.020947
Portfolio Adjusted1-in-2Size: Under 20 kWOrange County2019October Monthly Peak | Portfolio Adjusted | 1-in-2 | Size: Under 20 kW | Orange County | 2019 | October Monthly Peak | 10 | 1.1227 | 1.0943 | 1.0723 | 1.0585 | 1.052 | 1.082 | 1.1522 | 1.1193 | 1.3395 | 1.6816 | 1.9619 | 2.1347 | 2.2405 | 2.3238 | 2.3739 | 2.3905 | 2.2227 | 1.9143 | 1.7344 | 1.6871 | 1.5347 | 1.3741 | 1.2799 | 1.1847 | 0 | 0 | 0 | 0 | 0 | 0 | 0 | 0 | 0 | 0 | 0 | 0 | 0 | 0 | 0.047478 | 0.047811 | 0.044453 | 0.038287 | 0 | 0 | 0 | 0 | 0 | 0 | 69.8544 | 68.7388 | 68.0235 | 67.5146 | 66.8141 | 66.0216 | 66.4556 | 67.5027 | 68.1668 | 72.1162 | 77.208 | 82.1061 | 85.5975 | 87.8541 | 89.5007 | 90.0462 | 89.671 | 88.1553 | 85.3867 | 81.5539 | 78.2349 | 75.4898 | 73.5705 | 71.9944 | 0.022804 | 0.022488 | 0.022207 | 0.021084 | 0.023037 | 0.027752 | 0.043249 | 0.0441 | 0.053598 | 0.064549 | 0.073041 | 0.076898 | 0.077152 | 0.081777 | 0.087615 | 0.091877 | 0.095474 | 0.085515 | 0.070716 | 0.045814 | 0.036951 | 0.026458 | 0.022877 | 0.020985
Portfolio Adjusted1-in-2Size: Under 20 kWOrange County2019November Monthly Peak | Portfolio Adjusted | 1-in-2 | Size: Under 20 kW | Orange County | 2019 | November Monthly Peak | 11 | 1.0882 | 1.0733 | 1.0656 | 1.0496 | 1.0411 | 1.0766 | 1.0073 | 1.0095 | 1.2302 | 1.4749 | 1.6397 | 1.7243 | 1.767 | 1.8036 | 1.8185 | 1.7962 | 1.7448 | 1.8261 | 1.6239 | 1.4764 | 1.3857 | 1.2526 | 1.1842 | 1.1177 | 0 | 0 | 0 | 0 | 0 | 0 | 0 | 0 | 0 | 0 | 0 | 0 | 0 | 0 | 0.03637 | 0.035925 | 0.034896 | 0.036522 | 0 | 0 | 0 | 0 | 0 | 0 | 60.0449 | 59.4391 | 58.9606 | 58.5206 | 58.0335 | 58.0035 | 57.6284 | 57.6775 | 61.7326 | 66.398 | 72.1864 | 76.9977 | 80.5525 | 82.0612 | 82.5767 | 81.9614 | 79.9128 | 75.612 | 71.1053 | 68.5112 | 66.5257 | 64.8383 | 63.4688 | 62.3004 | 0.022915 | 0.022597 | 0.022314 | 0.021186 | 0.023148 | 0.027886 | 0.043458 | 0.044314 | 0.053857 | 0.064862 | 0.073394 | 0.07727 | 0.077525 | 0.082172 | 0.088039 | 0.092322 | 0.095936 | 0.085928 | 0.071058 | 0.046036 | 0.03713 | 0.026586 | 0.022988 | 0.021086
Portfolio Adjusted1-in-2Size: Under 20 kWOrange County2019December Monthly Peak | Portfolio Adjusted | 1-in-2 | Size: Under 20 kW | Orange County | 2019 | December Monthly Peak | 12 | 1.1302 | 1.1179 | 1.1116 | 1.1036 | 1.1039 | 1.1565 | 1.2046 | 1.1434 | 1.3321 | 1.5683 | 1.6617 | 1.6527 | 1.5768 | 1.5243 | 1.4827 | 1.4361 | 1.4776 | 1.6531 | 1.5208 | 1.4476 | 1.3682 | 1.2802 | 1.2217 | 1.1667 | 0 | 0 | 0 | 0 | 0 | 0 | 0 | 0 | 0 | 0 | 0 | 0 | 0 | 0 | 0.029653 | 0.028723 | 0.029553 | 0.033063 | 0 | 0 | 0 | 0 | 0 | 0 | 46.8835 | 46.1535 | 45.3016 | 44.3286 | 43.6779 | 42.896 | 42.6597 | 42.4987 | 43.1104 | 45.8279 | 48.0119 | 49.8073 | 51.2978 | 52.4021 | 52.8157 | 52.6922 | 52.1575 | 51.2694 | 49.9912 | 48.8555 | 48.0532 | 47.3256 | 46.7772 | 46.0653 | 0.023011 | 0.022692 | 0.022408 | 0.021275 | 0.023245 | 0.028002 | 0.04364 | 0.044499 | 0.054082 | 0.065133 | 0.073701 | 0.077593 | 0.07785 | 0.082516 | 0.088407 | 0.092708 | 0.096337 | 0.086288 | 0.071355 | 0.046228 | 0.037285 | 0.026698 | 0.023084 | 0.021174
Portfolio Adjusted1-in-2Size: Under 20 kWOrange County2019Typical Event Day | Portfolio Adjusted | 1-in-2 | Size: Under 20 kW | Orange County | 2019 | Typical Event Day | 8 | 1.1545 | 1.1143 | 1.0898 | 1.0735 | 1.0726 | 1.0994 | 1.0634 | 1.1756 | 1.4876 | 1.9251 | 2.2534 | 2.4429 | 2.5318 | 2.5884 | 2.6349 | 2.6018 | 2.4471 | 2.1225 | 1.7434 | 1.6388 | 1.6304 | 1.4124 | 1.3046 | 1.2044 | 0 | 0 | 0 | 0 | 0 | 0 | 0 | 0 | 0 | 0 | 0 | 0 | 0 | 0 | 0.052699 | 0.052037 | 0.048943 | 0.042449 | 0 | 0 | 0 | 0 | 0 | 0 | 71.2426 | 70.2807 | 69.4407 | 68.6772 | 68.171 | 67.5697 | 67.346 | 67.6816 | 70.0081 | 74.6133 | 79.8067 | 83.9451 | 87.243 | 89.5549 | 91.0492 | 91.6001 | 91.8746 | 90.9568 | 89.0063 | 85.9343 | 82.0759 | 78.6858 | 76.5643 | 75.0612 | 0.022793 | 0.022477 | 0.022196 | 0.021073 | 0.023025 | 0.027737 | 0.043227 | 0.044078 | 0.05357 | 0.064516 | 0.073003 | 0.076859 | 0.077113 | 0.081735 | 0.08757 | 0.09183 | 0.095426 | 0.085471 | 0.07068 | 0.045791 | 0.036932 | 0.026445 | 0.022866 | 0.020974
Portfolio Adjusted1-in-2Size: Under 20 kWOrange County2020January Monthly Peak | Portfolio Adjusted | 1-in-2 | Size: Under 20 kW | Orange County | 2020 | January Monthly Peak | 1 | 1.0599 | 1.0472 | 1.0228 | 1.0159 | 1.0089 | 1.0453 | 1.1289 | 1.0832 | 1.2821 | 1.4951 | 1.5949 | 1.5952 | 1.5429 | 1.5262 | 1.497 | 1.4703 | 1.4699 | 1.6245 | 1.4894 | 1.3908 | 1.2961 | 1.1998 | 1.1406 | 1.1025 | 0 | 0 | 0 | 0 | 0 | 0 | 0 | 0 | 0 | 0 | 0 | 0 | 0 | 0 | 0.029941 | 0.029406 | 0.029398 | 0.032489 | 0 | 0 | 0 | 0 | 0 | 0 | 51.3598 | 50.9143 | 50.4842 | 49.9591 | 49.7643 | 49.4243 | 49.3828 | 49.3491 | 49.8932 | 51.1633 | 52.8535 | 53.9432 | 54.4994 | 55.3922 | 55.9386 | 55.8663 | 55.6555 | 55.1653 | 54.0833 | 52.942 | 52.1449 | 51.8854 | 51.7671 | 51.0477 | 0.022932 | 0.022614 | 0.022331 | 0.021202 | 0.023166 | 0.027907 | 0.04349 | 0.044347 | 0.053897 | 0.06491 | 0.073449 | 0.077328 | 0.077583 | 0.082233 | 0.088104 | 0.09239 | 0.096008 | 0.085992 | 0.071111 | 0.04607 | 0.037158 | 0.026606 | 0.023005 | 0.021102
Portfolio Adjusted1-in-2Size: Under 20 kWOrange County2020February Monthly Peak | Portfolio Adjusted | 1-in-2 | Size: Under 20 kW | Orange County | 2020 | February Monthly Peak | 2 | 1.0438 | 1.0278 | 1.0165 | 1.0145 | 0.99496 | 1.014 | 1.0831 | 1.0473 | 1.2529 | 1.4768 | 1.5964 | 1.6204 | 1.6137 | 1.6038 | 1.6006 | 1.5743 | 1.5175 | 1.5799 | 1.5587 | 1.4452 | 1.3389 | 1.2103 | 1.1356 | 1.086 | 0 | 0 | 0 | 0 | 0 | 0 | 0 | 0 | 0 | 0 | 0 | 0 | 0 | 0 | 0.032011 | 0.031487 | 0.03035 | 0.031598 | 0 | 0 | 0 | 0 | 0 | 0 | 51.289 | 51.073 | 51.0315 | 50.7758 | 50.1982 | 50.2011 | 49.8965 | 50.1953 | 51.4263 | 54.448 | 57.6727 | 60.4973 | 61.9446 | 62.5836 | 63.1413 | 62.8255 | 62.1717 | 61.1103 | 59.272 | 57.6667 | 56.6072 | 55.5335 | 54.4327 | 53.1017 | 0.022816 | 0.0225 | 0.022218 | 0.021095 | 0.023049 | 0.027765 | 0.04327 | 0.044123 | 0.053624 | 0.064582 | 0.073077 | 0.076937 | 0.077191 | 0.081818 | 0.087659 | 0.091923 | 0.095522 | 0.085558 | 0.070751 | 0.045837 | 0.03697 | 0.026472 | 0.022889 | 0.020995
Portfolio Adjusted1-in-2Size: Under 20 kWOrange County2020March Monthly Peak | Portfolio Adjusted | 1-in-2 | Size: Under 20 kW | Orange County | 2020 | March Monthly Peak | 3 | 1.04 | 1.0147 | 0.99863 | 0.99228 | 0.98552 | 1.0076 | 1.0785 | 1.0398 | 1.2016 | 1.4306 | 1.568 | 1.5973 | 1.5936 | 1.597 | 1.6016 | 1.5954 | 1.5339 | 1.425 | 1.341 | 1.4311 | 1.3389 | 1.2124 | 1.1358 | 1.0806 | 0 | 0 | 0 | 0 | 0 | 0 | 0 | 0 | 0 | 0 | 0 | 0 | 0 | 0 | 0.032032 | 0.031907 | 0.030678 | 0.0285 | 0 | 0 | 0 | 0 | 0 | 0 | 52.3639 | 51.4169 | 50.8857 | 50.6909 | 50.243 | 49.8462 | 49.5616 | 49.8631 | 51.8097 | 53.9269 | 56.8118 | 59.7144 | 61.7932 | 63.6561 | 64.9334 | 65.6002 | 65.5139 | 64.6644 | 62.0464 | 58.6972 | 56.9159 | 55.4698 | 54.4457 | 52.956 | 0.022807 | 0.022491 | 0.022209 | 0.021086 | 0.023039 | 0.027755 | 0.043253 | 0.044105 | 0.053603 | 0.064556 | 0.073048 | 0.076906 | 0.07716 | 0.081785 | 0.087624 | 0.091887 | 0.095485 | 0.085524 | 0.070723 | 0.045819 | 0.036955 | 0.026461 | 0.02288 | 0.020987
Portfolio Adjusted1-in-2Size: Under 20 kWOrange County2020April Monthly Peak | Portfolio Adjusted | 1-in-2 | Size: Under 20 kW | Orange County | 2020 | April Monthly Peak | 4 | 1.0511 | 1.0235 | 1.0061 | 0.99507 | 0.98707 | 1.0014 | 0.96856 | 0.9688 | 1.1945 | 1.4625 | 1.6482 | 1.7648 | 1.828 | 1.8954 | 1.9533 | 1.9645 | 1.873 | 1.6499 | 1.4049 | 1.4469 | 1.4154 | 1.2518 | 1.1777 | 1.0976 | 0 | 0 | 0 | 0 | 0 | 0 | 0 | 0 | 0 | 0 | 0 | 0 | 0 | 0 | 0.039067 | 0.03929 | 0.037461 | 0.032997 | 0 | 0 | 0 | 0 | 0 | 0 | 62.7819 | 61.8038 | 60.9906 | 60.3832 | 59.3977 | 58.6937 | 58.0403 | 58.1181 | 60.542 | 64.7208 | 69.4723 | 74.2991 | 78.7219 | 81.4922 | 82.9435 | 83.6145 | 83.1591 | 81.92 | 79.6801 | 76.7482 | 72.0946 | 69.3503 | 67.4295 | 65.5589 | 0.022776 | 0.022461 | 0.022179 | 0.021058 | 0.023008 | 0.027717 | 0.043195 | 0.044046 | 0.053531 | 0.064469 | 0.07295 | 0.076803 | 0.077056 | 0.081675 | 0.087506 | 0.091763 | 0.095356 | 0.085409 | 0.070628 | 0.045757 | 0.036905 | 0.026426 | 0.022849 | 0.020959
Portfolio Adjusted1-in-2Size: Under 20 kWOrange County2020May Monthly Peak | Portfolio Adjusted | 1-in-2 | Size: Under 20 kW | Orange County | 2020 | May Monthly Peak | 5 | 1.0652 | 1.0381 | 1.0171 | 1.0043 | 1.0028 | 1.0052 | 0.89592 | 0.99991 | 1.2461 | 1.5489 | 1.7667 | 1.8958 | 1.9662 | 2.034 | 2.0651 | 2.0685 | 1.978 | 1.7387 | 1.454 | 1.4142 | 1.4453 | 1.2613 | 1.1826 | 1.109 | 0 | 0 | 0 | 0 | 0 | 0 | 0 | 0 | 0 | 0 | 0 | 0 | 0 | 0 | 0.041301 | 0.041369 | 0.039561 | 0.034774 | 0 | 0 | 0 | 0 | 0 | 0 | 65.3247 | 64.3126 | 63.2085 | 62.2568 | 61.5944 | 60.7379 | 60.3771 | 60.7605 | 63.4666 | 67.2396 | 71.4823 | 75.8155 | 79.8833 | 82.6501 | 84.4142 | 85.3816 | 85.6154 | 84.6972 | 82.4897 | 79.565 | 75.2665 | 72.0552 | 70.3524 | 68.8964 | 0.022776 | 0.022461 | 0.02218 | 0.021058 | 0.023009 | 0.027717 | 0.043195 | 0.044046 | 0.053532 | 0.06447 | 0.072951 | 0.076803 | 0.077057 | 0.081676 | 0.087507 | 0.091764 | 0.095357 | 0.085409 | 0.070629 | 0.045758 | 0.036906 | 0.026426 | 0.022849 | 0.020959
Portfolio Adjusted1-in-2Size: Under 20 kWOrange County2020June Monthly Peak | Portfolio Adjusted | 1-in-2 | Size: Under 20 kW | Orange County | 2020 | June Monthly Peak | 6 | 1.1007 | 1.0677 | 1.04 | 1.0281 | 1.0262 | 1.0206 | 0.92804 | 1.0611 | 1.3359 | 1.6721 | 1.9367 | 2.1128 | 2.2051 | 2.2924 | 2.3396 | 2.3311 | 2.1954 | 1.9224 | 1.5841 | 1.4794 | 1.5094 | 1.3398 | 1.2346 | 1.1504 | 0 | 0 | 0 | 0 | 0 | 0 | 0 | 0 | 0 | 0 | 0 | 0 | 0 | 0 | 0.046791 | 0.046623 | 0.043907 | 0.038448 | 0 | 0 | 0 | 0 | 0 | 0 | 67.994 | 66.9647 | 65.8428 | 65.0397 | 64.3716 | 63.7149 | 63.1038 | 63.6876 | 66.6544 | 71.0051 | 74.7969 | 78.411 | 81.0102 | 83.2699 | 84.9075 | 85.9886 | 86.6556 | 86.1719 | 84.7795 | 81.9415 | 78.2363 | 74.3935 | 71.9955 | 70.4469 | 0.022785 | 0.022469 | 0.022188 | 0.021066 | 0.023017 | 0.027728 | 0.043212 | 0.044063 | 0.053552 | 0.064494 | 0.072978 | 0.076833 | 0.077086 | 0.081707 | 0.08754 | 0.091799 | 0.095393 | 0.085442 | 0.070656 | 0.045775 | 0.03692 | 0.026436 | 0.022858 | 0.020967
Portfolio Adjusted1-in-2Size: Under 20 kWOrange County2020July Monthly Peak | Portfolio Adjusted | 1-in-2 | Size: Under 20 kW | Orange County | 2020 | July Monthly Peak | 7 | 1.1474 | 1.1066 | 1.0788 | 1.0611 | 1.0603 | 1.0741 | 1.0061 | 1.163 | 1.4898 | 1.9115 | 2.2164 | 2.3998 | 2.4764 | 2.5411 | 2.5792 | 2.5656 | 2.4232 | 2.1197 | 1.7422 | 1.5845 | 1.6113 | 1.4122 | 1.3023 | 1.2048 | 0 | 0 | 0 | 0 | 0 | 0 | 0 | 0 | 0 | 0 | 0 | 0 | 0 | 0 | 0.051584 | 0.051312 | 0.048465 | 0.042394 | 0 | 0 | 0 | 0 | 0 | 0 | 70.495 | 69.7964 | 69.0787 | 68.366 | 67.7645 | 67.3409 | 67.2592 | 67.6797 | 70.0085 | 74.1708 | 79.6519 | 83.2948 | 86.3902 | 88.8366 | 90.6811 | 91.414 | 91.853 | 91.0425 | 89.3535 | 86.6816 | 82.7808 | 78.895 | 76.4026 | 74.9892 | 0.022744 | 0.022429 | 0.022148 | 0.021028 | 0.022976 | 0.027678 | 0.043134 | 0.043984 | 0.053456 | 0.064379 | 0.072847 | 0.076695 | 0.076948 | 0.08156 | 0.087383 | 0.091634 | 0.095222 | 0.085289 | 0.070529 | 0.045693 | 0.036853 | 0.026388 | 0.022817 | 0.020929
Portfolio Adjusted1-in-2Size: Under 20 kWOrange County2020August Monthly Peak | Portfolio Adjusted | 1-in-2 | Size: Under 20 kW | Orange County | 2020 | August Monthly Peak | 8 | 1.1786 | 1.1361 | 1.1101 | 1.0928 | 1.0925 | 1.1205 | 1.0837 | 1.2227 | 1.5732 | 2.062 | 2.4343 | 2.6485 | 2.7396 | 2.8009 | 2.8492 | 2.8094 | 2.632 | 2.2837 | 1.8566 | 1.7284 | 1.7005 | 1.461 | 1.3426 | 1.2346 | 0 | 0 | 0 | 0 | 0 | 0 | 0 | 0 | 0 | 0 | 0 | 0 | 0 | 0 | 0.056984 | 0.056187 | 0.052639 | 0.045675 | 0 | 0 | 0 | 0 | 0 | 0 | 75.7573 | 74.7211 | 73.8935 | 72.8067 | 72.4121 | 71.6396 | 71.3257 | 71.6452 | 74.0307 | 78.9274 | 83.8128 | 88.0693 | 91.1382 | 93.1494 | 94.5063 | 94.6317 | 94.9033 | 93.8612 | 91.7714 | 88.8341 | 84.4248 | 81.0182 | 79.1164 | 77.5262 | 0.023014 | 0.022695 | 0.022411 | 0.021278 | 0.023249 | 0.028007 | 0.043647 | 0.044506 | 0.054091 | 0.065143 | 0.073713 | 0.077606 | 0.077862 | 0.082529 | 0.088421 | 0.092722 | 0.096353 | 0.086301 | 0.071367 | 0.046236 | 0.037291 | 0.026702 | 0.023088 | 0.021178
Portfolio Adjusted1-in-2Size: Under 20 kWOrange County2020September Monthly Peak | Portfolio Adjusted | 1-in-2 | Size: Under 20 kW | Orange County | 2020 | September Monthly Peak | 9 | 1.1513 | 1.1146 | 1.0874 | 1.0705 | 1.0696 | 1.1159 | 1.1502 | 1.1852 | 1.4949 | 1.9284 | 2.2559 | 2.4315 | 2.5163 | 2.5952 | 2.6538 | 2.6431 | 2.4764 | 2.1265 | 1.743 | 1.755 | 1.6151 | 1.4158 | 1.311 | 1.2065 | 0 | 0 | 0 | 0 | 0 | 0 | 0 | 0 | 0 | 0 | 0 | 0 | 0 | 0 | 0.053077 | 0.052862 | 0.049527 | 0.042529 | 0 | 0 | 0 | 0 | 0 | 0 | 70.7242 | 69.6406 | 68.948 | 68.4966 | 68.136 | 67.5832 | 67.6954 | 67.714 | 69.3386 | 74.3499 | 80.9653 | 86.0053 | 90.4335 | 92.9636 | 94.1021 | 94.3662 | 94.0865 | 92.7518 | 90.1208 | 86.2799 | 82.8616 | 80.4364 | 78.7428 | 77.2823 | 0.022763 | 0.022448 | 0.022167 | 0.021046 | 0.022995 | 0.027701 | 0.04317 | 0.04402 | 0.0535 | 0.064432 | 0.072908 | 0.076759 | 0.077012 | 0.081628 | 0.087456 | 0.09171 | 0.095301 | 0.08536 | 0.070588 | 0.045731 | 0.036884 | 0.02641 | 0.022836 | 0.020947
Portfolio Adjusted1-in-2Size: Under 20 kWOrange County2020October Monthly Peak | Portfolio Adjusted | 1-in-2 | Size: Under 20 kW | Orange County | 2020 | October Monthly Peak | 10 | 1.1227 | 1.0943 | 1.0723 | 1.0585 | 1.052 | 1.082 | 1.1522 | 1.1193 | 1.3395 | 1.6816 | 1.9619 | 2.1347 | 2.2405 | 2.3238 | 2.3739 | 2.3905 | 2.2227 | 1.9143 | 1.7344 | 1.6871 | 1.5347 | 1.3741 | 1.2799 | 1.1847 | 0 | 0 | 0 | 0 | 0 | 0 | 0 | 0 | 0 | 0 | 0 | 0 | 0 | 0 | 0.047478 | 0.047811 | 0.044453 | 0.038287 | 0 | 0 | 0 | 0 | 0 | 0 | 69.8544 | 68.7388 | 68.0235 | 67.5146 | 66.8141 | 66.0216 | 66.4556 | 67.5027 | 68.1668 | 72.1162 | 77.208 | 82.1061 | 85.5975 | 87.8541 | 89.5007 | 90.0462 | 89.671 | 88.1553 | 85.3867 | 81.5539 | 78.2349 | 75.4898 | 73.5705 | 71.9944 | 0.022804 | 0.022488 | 0.022207 | 0.021084 | 0.023037 | 0.027752 | 0.043249 | 0.0441 | 0.053598 | 0.064549 | 0.073041 | 0.076898 | 0.077152 | 0.081777 | 0.087615 | 0.091877 | 0.095474 | 0.085515 | 0.070716 | 0.045814 | 0.036951 | 0.026458 | 0.022877 | 0.020985
Portfolio Adjusted1-in-2Size: Under 20 kWOrange County2020November Monthly Peak | Portfolio Adjusted | 1-in-2 | Size: Under 20 kW | Orange County | 2020 | November Monthly Peak | 11 | 1.0882 | 1.0733 | 1.0656 | 1.0496 | 1.0411 | 1.0766 | 1.0073 | 1.0095 | 1.2302 | 1.4749 | 1.6397 | 1.7243 | 1.767 | 1.8036 | 1.8185 | 1.7962 | 1.7448 | 1.8261 | 1.6239 | 1.4764 | 1.3857 | 1.2526 | 1.1842 | 1.1177 | 0 | 0 | 0 | 0 | 0 | 0 | 0 | 0 | 0 | 0 | 0 | 0 | 0 | 0 | 0.03637 | 0.035925 | 0.034896 | 0.036522 | 0 | 0 | 0 | 0 | 0 | 0 | 60.0449 | 59.4391 | 58.9606 | 58.5206 | 58.0335 | 58.0035 | 57.6284 | 57.6775 | 61.7326 | 66.398 | 72.1864 | 76.9977 | 80.5525 | 82.0612 | 82.5767 | 81.9614 | 79.9128 | 75.612 | 71.1053 | 68.5112 | 66.5257 | 64.8383 | 63.4688 | 62.3004 | 0.022915 | 0.022597 | 0.022314 | 0.021186 | 0.023148 | 0.027886 | 0.043458 | 0.044314 | 0.053857 | 0.064862 | 0.073394 | 0.07727 | 0.077525 | 0.082172 | 0.088039 | 0.092322 | 0.095936 | 0.085928 | 0.071058 | 0.046036 | 0.03713 | 0.026586 | 0.022988 | 0.021086
Portfolio Adjusted1-in-2Size: Under 20 kWOrange County2020December Monthly Peak | Portfolio Adjusted | 1-in-2 | Size: Under 20 kW | Orange County | 2020 | December Monthly Peak | 12 | 1.1302 | 1.1179 | 1.1116 | 1.1036 | 1.1039 | 1.1565 | 1.2046 | 1.1434 | 1.3321 | 1.5683 | 1.6617 | 1.6527 | 1.5768 | 1.5243 | 1.4827 | 1.4361 | 1.4776 | 1.6531 | 1.5208 | 1.4476 | 1.3682 | 1.2802 | 1.2217 | 1.1667 | 0 | 0 | 0 | 0 | 0 | 0 | 0 | 0 | 0 | 0 | 0 | 0 | 0 | 0 | 0.029653 | 0.028723 | 0.029553 | 0.033063 | 0 | 0 | 0 | 0 | 0 | 0 | 46.8835 | 46.1535 | 45.3016 | 44.3286 | 43.6779 | 42.896 | 42.6597 | 42.4987 | 43.1104 | 45.8279 | 48.0119 | 49.8073 | 51.2978 | 52.4021 | 52.8157 | 52.6922 | 52.1575 | 51.2694 | 49.9912 | 48.8554 | 48.0532 | 47.3256 | 46.7772 | 46.0653 | 0.023011 | 0.022692 | 0.022408 | 0.021275 | 0.023245 | 0.028002 | 0.04364 | 0.044499 | 0.054082 | 0.065133 | 0.073701 | 0.077593 | 0.07785 | 0.082516 | 0.088407 | 0.092708 | 0.096337 | 0.086288 | 0.071355 | 0.046228 | 0.037285 | 0.026698 | 0.023084 | 0.021174
Portfolio Adjusted1-in-2Size: Under 20 kWOrange County2020Typical Event Day | Portfolio Adjusted | 1-in-2 | Size: Under 20 kW | Orange County | 2020 | Typical Event Day | 8 | 1.1545 | 1.1143 | 1.0898 | 1.0735 | 1.0726 | 1.0994 | 1.0634 | 1.1756 | 1.4876 | 1.9251 | 2.2534 | 2.4429 | 2.5318 | 2.5884 | 2.6349 | 2.6018 | 2.4471 | 2.1225 | 1.7434 | 1.6388 | 1.6304 | 1.4124 | 1.3046 | 1.2044 | 0 | 0 | 0 | 0 | 0 | 0 | 0 | 0 | 0 | 0 | 0 | 0 | 0 | 0 | 0.052699 | 0.052037 | 0.048943 | 0.042449 | 0 | 0 | 0 | 0 | 0 | 0 | 71.2426 | 70.2807 | 69.4407 | 68.6772 | 68.171 | 67.5697 | 67.346 | 67.6816 | 70.0081 | 74.6133 | 79.8067 | 83.9451 | 87.243 | 89.5549 | 91.0492 | 91.6001 | 91.8746 | 90.9568 | 89.0063 | 85.9343 | 82.0759 | 78.6858 | 76.5643 | 75.0612 | 0.022793 | 0.022477 | 0.022196 | 0.021073 | 0.023025 | 0.027737 | 0.043227 | 0.044078 | 0.05357 | 0.064516 | 0.073003 | 0.076859 | 0.077113 | 0.081735 | 0.08757 | 0.09183 | 0.095426 | 0.085471 | 0.07068 | 0.045791 | 0.036932 | 0.026445 | 0.022866 | 0.020974
Portfolio Adjusted1-in-2Size: Under 20 kWOrange County2021January Monthly Peak | Portfolio Adjusted | 1-in-2 | Size: Under 20 kW | Orange County | 2021 | January Monthly Peak | 1 | 1.0599 | 1.0472 | 1.0228 | 1.0159 | 1.0089 | 1.0453 | 1.1289 | 1.0832 | 1.2821 | 1.4951 | 1.5949 | 1.5952 | 1.5429 | 1.5262 | 1.497 | 1.4703 | 1.4699 | 1.6245 | 1.4894 | 1.3908 | 1.2961 | 1.1998 | 1.1406 | 1.1025 | 0 | 0 | 0 | 0 | 0 | 0 | 0 | 0 | 0 | 0 | 0 | 0 | 0 | 0 | 0.029941 | 0.029406 | 0.029398 | 0.032489 | 0 | 0 | 0 | 0 | 0 | 0 | 51.3598 | 50.9142 | 50.4842 | 49.9591 | 49.7643 | 49.4243 | 49.3828 | 49.3491 | 49.8932 | 51.1632 | 52.8535 | 53.9432 | 54.4994 | 55.3922 | 55.9386 | 55.8663 | 55.6555 | 55.1653 | 54.0833 | 52.942 | 52.1449 | 51.8854 | 51.7671 | 51.0477 | 0.022932 | 0.022614 | 0.022331 | 0.021202 | 0.023166 | 0.027907 | 0.04349 | 0.044347 | 0.053897 | 0.06491 | 0.073449 | 0.077328 | 0.077583 | 0.082233 | 0.088104 | 0.09239 | 0.096008 | 0.085992 | 0.071111 | 0.04607 | 0.037158 | 0.026606 | 0.023005 | 0.021102
Portfolio Adjusted1-in-2Size: Under 20 kWOrange County2021February Monthly Peak | Portfolio Adjusted | 1-in-2 | Size: Under 20 kW | Orange County | 2021 | February Monthly Peak | 2 | 1.0438 | 1.0278 | 1.0165 | 1.0145 | 0.99496 | 1.014 | 1.0831 | 1.0473 | 1.2529 | 1.4768 | 1.5964 | 1.6204 | 1.6137 | 1.6038 | 1.6006 | 1.5743 | 1.5175 | 1.5799 | 1.5587 | 1.4452 | 1.3389 | 1.2103 | 1.1356 | 1.086 | 0 | 0 | 0 | 0 | 0 | 0 | 0 | 0 | 0 | 0 | 0 | 0 | 0 | 0 | 0.032011 | 0.031487 | 0.03035 | 0.031598 | 0 | 0 | 0 | 0 | 0 | 0 | 51.289 | 51.073 | 51.0315 | 50.7758 | 50.1982 | 50.2011 | 49.8965 | 50.1953 | 51.4263 | 54.448 | 57.6727 | 60.4973 | 61.9446 | 62.5836 | 63.1413 | 62.8255 | 62.1717 | 61.1103 | 59.272 | 57.6667 | 56.6072 | 55.5335 | 54.4327 | 53.1017 | 0.022816 | 0.0225 | 0.022218 | 0.021095 | 0.023049 | 0.027765 | 0.04327 | 0.044123 | 0.053624 | 0.064582 | 0.073077 | 0.076937 | 0.077191 | 0.081818 | 0.087659 | 0.091923 | 0.095522 | 0.085558 | 0.070751 | 0.045837 | 0.03697 | 0.026472 | 0.022889 | 0.020995
Portfolio Adjusted1-in-2Size: Under 20 kWOrange County2021March Monthly Peak | Portfolio Adjusted | 1-in-2 | Size: Under 20 kW | Orange County | 2021 | March Monthly Peak | 3 | 1.04 | 1.0147 | 0.99863 | 0.99228 | 0.98552 | 1.0076 | 1.0785 | 1.0398 | 1.2016 | 1.4306 | 1.568 | 1.5973 | 1.5936 | 1.597 | 1.6016 | 1.5954 | 1.5339 | 1.425 | 1.341 | 1.4311 | 1.3389 | 1.2124 | 1.1358 | 1.0806 | 0 | 0 | 0 | 0 | 0 | 0 | 0 | 0 | 0 | 0 | 0 | 0 | 0 | 0 | 0.032032 | 0.031907 | 0.030678 | 0.0285 | 0 | 0 | 0 | 0 | 0 | 0 | 52.3639 | 51.4169 | 50.8857 | 50.6908 | 50.243 | 49.8462 | 49.5616 | 49.8631 | 51.8097 | 53.9269 | 56.8118 | 59.7144 | 61.7932 | 63.6561 | 64.9334 | 65.6002 | 65.5139 | 64.6644 | 62.0464 | 58.6972 | 56.9159 | 55.4698 | 54.4457 | 52.956 | 0.022807 | 0.022491 | 0.022209 | 0.021086 | 0.023039 | 0.027755 | 0.043253 | 0.044105 | 0.053603 | 0.064556 | 0.073048 | 0.076906 | 0.07716 | 0.081785 | 0.087624 | 0.091887 | 0.095485 | 0.085524 | 0.070723 | 0.045819 | 0.036955 | 0.026461 | 0.02288 | 0.020987
Portfolio Adjusted1-in-2Size: Under 20 kWOrange County2021April Monthly Peak | Portfolio Adjusted | 1-in-2 | Size: Under 20 kW | Orange County | 2021 | April Monthly Peak | 4 | 1.0511 | 1.0235 | 1.0061 | 0.99507 | 0.98707 | 1.0014 | 0.96856 | 0.9688 | 1.1945 | 1.4625 | 1.6482 | 1.7648 | 1.828 | 1.8954 | 1.9533 | 1.9645 | 1.873 | 1.6499 | 1.4049 | 1.4469 | 1.4154 | 1.2518 | 1.1777 | 1.0976 | 0 | 0 | 0 | 0 | 0 | 0 | 0 | 0 | 0 | 0 | 0 | 0 | 0 | 0 | 0.039067 | 0.03929 | 0.037461 | 0.032997 | 0 | 0 | 0 | 0 | 0 | 0 | 62.7819 | 61.8038 | 60.9906 | 60.3832 | 59.3977 | 58.6937 | 58.0403 | 58.1181 | 60.5421 | 64.7208 | 69.4723 | 74.2991 | 78.7219 | 81.4922 | 82.9435 | 83.6145 | 83.1591 | 81.92 | 79.6801 | 76.7482 | 72.0946 | 69.3503 | 67.4295 | 65.5589 | 0.022776 | 0.022461 | 0.022179 | 0.021058 | 0.023008 | 0.027717 | 0.043195 | 0.044046 | 0.053531 | 0.064469 | 0.07295 | 0.076803 | 0.077056 | 0.081675 | 0.087506 | 0.091763 | 0.095356 | 0.085409 | 0.070628 | 0.045757 | 0.036905 | 0.026426 | 0.022849 | 0.020959
Portfolio Adjusted1-in-2Size: Under 20 kWOrange County2021May Monthly Peak | Portfolio Adjusted | 1-in-2 | Size: Under 20 kW | Orange County | 2021 | May Monthly Peak | 5 | 1.0652 | 1.0381 | 1.0171 | 1.0043 | 1.0028 | 1.0052 | 0.89592 | 0.99991 | 1.2461 | 1.5489 | 1.7667 | 1.8958 | 1.9662 | 2.034 | 2.0651 | 2.0685 | 1.978 | 1.7387 | 1.454 | 1.4142 | 1.4453 | 1.2613 | 1.1826 | 1.109 | 0 | 0 | 0 | 0 | 0 | 0 | 0 | 0 | 0 | 0 | 0 | 0 | 0 | 0 | 0.041301 | 0.041369 | 0.039561 | 0.034774 | 0 | 0 | 0 | 0 | 0 | 0 | 65.3247 | 64.3126 | 63.2085 | 62.2568 | 61.5944 | 60.7379 | 60.3771 | 60.7605 | 63.4666 | 67.2396 | 71.4823 | 75.8155 | 79.8833 | 82.6501 | 84.4142 | 85.3816 | 85.6154 | 84.6972 | 82.4897 | 79.565 | 75.2665 | 72.0552 | 70.3524 | 68.8964 | 0.022776 | 0.022461 | 0.02218 | 0.021058 | 0.023009 | 0.027717 | 0.043195 | 0.044046 | 0.053532 | 0.06447 | 0.072951 | 0.076803 | 0.077057 | 0.081676 | 0.087507 | 0.091764 | 0.095357 | 0.085409 | 0.070629 | 0.045758 | 0.036906 | 0.026426 | 0.022849 | 0.020959
Portfolio Adjusted1-in-2Size: Under 20 kWOrange County2021June Monthly Peak | Portfolio Adjusted | 1-in-2 | Size: Under 20 kW | Orange County | 2021 | June Monthly Peak | 6 | 1.1007 | 1.0677 | 1.04 | 1.0281 | 1.0262 | 1.0206 | 0.92804 | 1.0611 | 1.3359 | 1.6721 | 1.9367 | 2.1128 | 2.2051 | 2.2924 | 2.3396 | 2.3311 | 2.1954 | 1.9224 | 1.5841 | 1.4794 | 1.5094 | 1.3398 | 1.2346 | 1.1504 | 0 | 0 | 0 | 0 | 0 | 0 | 0 | 0 | 0 | 0 | 0 | 0 | 0 | 0 | 0.046791 | 0.046623 | 0.043907 | 0.038448 | 0 | 0 | 0 | 0 | 0 | 0 | 67.994 | 66.9647 | 65.8428 | 65.0397 | 64.3716 | 63.7149 | 63.1038 | 63.6876 | 66.6544 | 71.0051 | 74.7969 | 78.411 | 81.0102 | 83.2699 | 84.9075 | 85.9886 | 86.6556 | 86.1719 | 84.7795 | 81.9415 | 78.2363 | 74.3935 | 71.9955 | 70.447 | 0.022785 | 0.022469 | 0.022188 | 0.021066 | 0.023017 | 0.027728 | 0.043212 | 0.044063 | 0.053552 | 0.064494 | 0.072978 | 0.076833 | 0.077086 | 0.081707 | 0.08754 | 0.091799 | 0.095393 | 0.085442 | 0.070656 | 0.045775 | 0.03692 | 0.026436 | 0.022858 | 0.020967
Portfolio Adjusted1-in-2Size: Under 20 kWOrange County2021July Monthly Peak | Portfolio Adjusted | 1-in-2 | Size: Under 20 kW | Orange County | 2021 | July Monthly Peak | 7 | 1.1474 | 1.1066 | 1.0788 | 1.0611 | 1.0603 | 1.0741 | 1.0061 | 1.163 | 1.4898 | 1.9115 | 2.2164 | 2.3998 | 2.4764 | 2.5411 | 2.5792 | 2.5656 | 2.4232 | 2.1197 | 1.7422 | 1.5845 | 1.6113 | 1.4122 | 1.3023 | 1.2048 | 0 | 0 | 0 | 0 | 0 | 0 | 0 | 0 | 0 | 0 | 0 | 0 | 0 | 0 | 0.051584 | 0.051312 | 0.048465 | 0.042394 | 0 | 0 | 0 | 0 | 0 | 0 | 70.495 | 69.7964 | 69.0787 | 68.366 | 67.7644 | 67.3409 | 67.2592 | 67.6797 | 70.0085 | 74.1708 | 79.6519 | 83.2948 | 86.3902 | 88.8366 | 90.6811 | 91.414 | 91.853 | 91.0425 | 89.3535 | 86.6816 | 82.7808 | 78.895 | 76.4026 | 74.9892 | 0.022744 | 0.022429 | 0.022148 | 0.021028 | 0.022976 | 0.027678 | 0.043134 | 0.043984 | 0.053456 | 0.064379 | 0.072847 | 0.076695 | 0.076948 | 0.08156 | 0.087383 | 0.091634 | 0.095222 | 0.085289 | 0.070529 | 0.045693 | 0.036853 | 0.026388 | 0.022817 | 0.020929
Portfolio Adjusted1-in-2Size: Under 20 kWOrange County2021August Monthly Peak | Portfolio Adjusted | 1-in-2 | Size: Under 20 kW | Orange County | 2021 | August Monthly Peak | 8 | 1.1786 | 1.1361 | 1.1101 | 1.0928 | 1.0925 | 1.1205 | 1.0837 | 1.2227 | 1.5732 | 2.062 | 2.4343 | 2.6485 | 2.7396 | 2.8009 | 2.8492 | 2.8094 | 2.632 | 2.2837 | 1.8566 | 1.7284 | 1.7005 | 1.461 | 1.3426 | 1.2346 | 0 | 0 | 0 | 0 | 0 | 0 | 0 | 0 | 0 | 0 | 0 | 0 | 0 | 0 | 0.056984 | 0.056187 | 0.052639 | 0.045675 | 0 | 0 | 0 | 0 | 0 | 0 | 75.7573 | 74.7211 | 73.8935 | 72.8067 | 72.4121 | 71.6396 | 71.3257 | 71.6452 | 74.0307 | 78.9273 | 83.8128 | 88.0693 | 91.1382 | 93.1494 | 94.5063 | 94.6317 | 94.9033 | 93.8612 | 91.7714 | 88.8341 | 84.4248 | 81.0182 | 79.1164 | 77.5263 | 0.023014 | 0.022695 | 0.022411 | 0.021278 | 0.023249 | 0.028007 | 0.043647 | 0.044506 | 0.054091 | 0.065143 | 0.073713 | 0.077606 | 0.077862 | 0.082529 | 0.088421 | 0.092722 | 0.096353 | 0.086301 | 0.071367 | 0.046236 | 0.037291 | 0.026702 | 0.023088 | 0.021178
Portfolio Adjusted1-in-2Size: Under 20 kWOrange County2021September Monthly Peak | Portfolio Adjusted | 1-in-2 | Size: Under 20 kW | Orange County | 2021 | September Monthly Peak | 9 | 1.1513 | 1.1146 | 1.0874 | 1.0705 | 1.0696 | 1.1159 | 1.1502 | 1.1852 | 1.4949 | 1.9284 | 2.2559 | 2.4315 | 2.5163 | 2.5952 | 2.6538 | 2.6431 | 2.4764 | 2.1265 | 1.743 | 1.755 | 1.6151 | 1.4158 | 1.311 | 1.2065 | 0 | 0 | 0 | 0 | 0 | 0 | 0 | 0 | 0 | 0 | 0 | 0 | 0 | 0 | 0.053077 | 0.052862 | 0.049527 | 0.042529 | 0 | 0 | 0 | 0 | 0 | 0 | 70.7242 | 69.6406 | 68.948 | 68.4966 | 68.136 | 67.5831 | 67.6954 | 67.714 | 69.3386 | 74.3499 | 80.9653 | 86.0053 | 90.4335 | 92.9636 | 94.1021 | 94.3662 | 94.0865 | 92.7518 | 90.1208 | 86.2799 | 82.8616 | 80.4364 | 78.7428 | 77.2823 | 0.022763 | 0.022448 | 0.022167 | 0.021046 | 0.022995 | 0.027701 | 0.04317 | 0.04402 | 0.0535 | 0.064432 | 0.072908 | 0.076759 | 0.077012 | 0.081628 | 0.087456 | 0.09171 | 0.095301 | 0.08536 | 0.070588 | 0.045731 | 0.036884 | 0.02641 | 0.022836 | 0.020947
Portfolio Adjusted1-in-2Size: Under 20 kWOrange County2021October Monthly Peak | Portfolio Adjusted | 1-in-2 | Size: Under 20 kW | Orange County | 2021 | October Monthly Peak | 10 | 1.1227 | 1.0943 | 1.0723 | 1.0585 | 1.052 | 1.082 | 1.1522 | 1.1193 | 1.3395 | 1.6816 | 1.9619 | 2.1347 | 2.2405 | 2.3238 | 2.3739 | 2.3905 | 2.2227 | 1.9143 | 1.7344 | 1.6871 | 1.5347 | 1.3741 | 1.2799 | 1.1847 | 0 | 0 | 0 | 0 | 0 | 0 | 0 | 0 | 0 | 0 | 0 | 0 | 0 | 0 | 0.047478 | 0.047811 | 0.044453 | 0.038287 | 0 | 0 | 0 | 0 | 0 | 0 | 69.8544 | 68.7388 | 68.0235 | 67.5146 | 66.8141 | 66.0216 | 66.4556 | 67.5027 | 68.1668 | 72.1162 | 77.208 | 82.1061 | 85.5975 | 87.8541 | 89.5007 | 90.0462 | 89.671 | 88.1553 | 85.3867 | 81.5539 | 78.2349 | 75.4898 | 73.5705 | 71.9944 | 0.022804 | 0.022488 | 0.022207 | 0.021084 | 0.023037 | 0.027752 | 0.043249 | 0.0441 | 0.053598 | 0.064549 | 0.073041 | 0.076898 | 0.077152 | 0.081777 | 0.087615 | 0.091877 | 0.095474 | 0.085515 | 0.070716 | 0.045814 | 0.036951 | 0.026458 | 0.022877 | 0.020985
Portfolio Adjusted1-in-2Size: Under 20 kWOrange County2021November Monthly Peak | Portfolio Adjusted | 1-in-2 | Size: Under 20 kW | Orange County | 2021 | November Monthly Peak | 11 | 1.0882 | 1.0733 | 1.0656 | 1.0496 | 1.0411 | 1.0766 | 1.0073 | 1.0095 | 1.2302 | 1.4749 | 1.6397 | 1.7243 | 1.767 | 1.8036 | 1.8185 | 1.7962 | 1.7448 | 1.8261 | 1.6239 | 1.4764 | 1.3857 | 1.2526 | 1.1842 | 1.1177 | 0 | 0 | 0 | 0 | 0 | 0 | 0 | 0 | 0 | 0 | 0 | 0 | 0 | 0 | 0.03637 | 0.035925 | 0.034896 | 0.036522 | 0 | 0 | 0 | 0 | 0 | 0 | 60.0449 | 59.4391 | 58.9606 | 58.5206 | 58.0335 | 58.0035 | 57.6284 | 57.6775 | 61.7326 | 66.398 | 72.1864 | 76.9977 | 80.5525 | 82.0612 | 82.5767 | 81.9614 | 79.9128 | 75.612 | 71.1053 | 68.5112 | 66.5257 | 64.8383 | 63.4688 | 62.3004 | 0.022915 | 0.022597 | 0.022314 | 0.021186 | 0.023148 | 0.027886 | 0.043458 | 0.044314 | 0.053857 | 0.064862 | 0.073394 | 0.07727 | 0.077525 | 0.082172 | 0.088039 | 0.092322 | 0.095936 | 0.085928 | 0.071058 | 0.046036 | 0.03713 | 0.026586 | 0.022988 | 0.021086
Portfolio Adjusted1-in-2Size: Under 20 kWOrange County2021December Monthly Peak | Portfolio Adjusted | 1-in-2 | Size: Under 20 kW | Orange County | 2021 | December Monthly Peak | 12 | 1.1302 | 1.1179 | 1.1116 | 1.1036 | 1.1039 | 1.1565 | 1.2046 | 1.1434 | 1.3321 | 1.5683 | 1.6617 | 1.6527 | 1.5768 | 1.5243 | 1.4827 | 1.4361 | 1.4776 | 1.6531 | 1.5208 | 1.4476 | 1.3682 | 1.2802 | 1.2217 | 1.1667 | 0 | 0 | 0 | 0 | 0 | 0 | 0 | 0 | 0 | 0 | 0 | 0 | 0 | 0 | 0.029653 | 0.028723 | 0.029553 | 0.033063 | 0 | 0 | 0 | 0 | 0 | 0 | 46.8835 | 46.1535 | 45.3016 | 44.3286 | 43.6779 | 42.896 | 42.6597 | 42.4987 | 43.1104 | 45.8279 | 48.0119 | 49.8073 | 51.2978 | 52.4022 | 52.8157 | 52.6922 | 52.1575 | 51.2694 | 49.9912 | 48.8554 | 48.0532 | 47.3256 | 46.7772 | 46.0653 | 0.023011 | 0.022692 | 0.022408 | 0.021275 | 0.023245 | 0.028002 | 0.04364 | 0.044499 | 0.054082 | 0.065133 | 0.073701 | 0.077593 | 0.07785 | 0.082516 | 0.088407 | 0.092708 | 0.096337 | 0.086288 | 0.071355 | 0.046228 | 0.037285 | 0.026698 | 0.023084 | 0.021174
Portfolio Adjusted1-in-2Size: Under 20 kWOrange County2021Typical Event Day | Portfolio Adjusted | 1-in-2 | Size: Under 20 kW | Orange County | 2021 | Typical Event Day | 8 | 1.1545 | 1.1143 | 1.0898 | 1.0735 | 1.0726 | 1.0994 | 1.0634 | 1.1756 | 1.4876 | 1.9251 | 2.2534 | 2.4429 | 2.5318 | 2.5884 | 2.6349 | 2.6018 | 2.4471 | 2.1225 | 1.7434 | 1.6388 | 1.6304 | 1.4124 | 1.3046 | 1.2044 | 0 | 0 | 0 | 0 | 0 | 0 | 0 | 0 | 0 | 0 | 0 | 0 | 0 | 0 | 0.052699 | 0.052037 | 0.048943 | 0.042449 | 0 | 0 | 0 | 0 | 0 | 0 | 71.2426 | 70.2807 | 69.4407 | 68.6772 | 68.171 | 67.5697 | 67.346 | 67.6816 | 70.0081 | 74.6133 | 79.8067 | 83.9451 | 87.243 | 89.5549 | 91.0492 | 91.6001 | 91.8746 | 90.9568 | 89.0063 | 85.9343 | 82.0759 | 78.6858 | 76.5643 | 75.0612 | 0.022793 | 0.022477 | 0.022196 | 0.021073 | 0.023025 | 0.027737 | 0.043227 | 0.044078 | 0.05357 | 0.064516 | 0.073003 | 0.076859 | 0.077113 | 0.081735 | 0.08757 | 0.09183 | 0.095426 | 0.085471 | 0.07068 | 0.045791 | 0.036932 | 0.026445 | 0.022866 | 0.020974
Portfolio Adjusted1-in-2Size: Under 20 kWOrange County2022January Monthly Peak | Portfolio Adjusted | 1-in-2 | Size: Under 20 kW | Orange County | 2022 | January Monthly Peak | 1 | 1.0599 | 1.0472 | 1.0228 | 1.0159 | 1.0089 | 1.0453 | 1.1289 | 1.0832 | 1.2821 | 1.4951 | 1.5949 | 1.5952 | 1.5429 | 1.5262 | 1.497 | 1.4703 | 1.4699 | 1.6245 | 1.4894 | 1.3908 | 1.2961 | 1.1998 | 1.1406 | 1.1025 | 0 | 0 | 0 | 0 | 0 | 0 | 0 | 0 | 0 | 0 | 0 | 0 | 0 | 0 | 0.029941 | 0.029406 | 0.029398 | 0.032489 | 0 | 0 | 0 | 0 | 0 | 0 | 51.3598 | 50.9143 | 50.4842 | 49.9591 | 49.7643 | 49.4243 | 49.3828 | 49.3491 | 49.8932 | 51.1632 | 52.8535 | 53.9432 | 54.4994 | 55.3922 | 55.9386 | 55.8663 | 55.6555 | 55.1653 | 54.0833 | 52.942 | 52.1449 | 51.8854 | 51.7671 | 51.0477 | 0.022932 | 0.022614 | 0.022331 | 0.021202 | 0.023166 | 0.027907 | 0.04349 | 0.044347 | 0.053897 | 0.06491 | 0.073449 | 0.077328 | 0.077583 | 0.082233 | 0.088104 | 0.09239 | 0.096008 | 0.085992 | 0.071111 | 0.04607 | 0.037158 | 0.026606 | 0.023005 | 0.021102
Portfolio Adjusted1-in-2Size: Under 20 kWOrange County2022February Monthly Peak | Portfolio Adjusted | 1-in-2 | Size: Under 20 kW | Orange County | 2022 | February Monthly Peak | 2 | 1.0438 | 1.0278 | 1.0165 | 1.0145 | 0.99496 | 1.014 | 1.0831 | 1.0473 | 1.2529 | 1.4768 | 1.5964 | 1.6204 | 1.6137 | 1.6038 | 1.6006 | 1.5743 | 1.5175 | 1.5799 | 1.5587 | 1.4452 | 1.3389 | 1.2103 | 1.1356 | 1.086 | 0 | 0 | 0 | 0 | 0 | 0 | 0 | 0 | 0 | 0 | 0 | 0 | 0 | 0 | 0.032011 | 0.031487 | 0.03035 | 0.031598 | 0 | 0 | 0 | 0 | 0 | 0 | 51.289 | 51.073 | 51.0315 | 50.7758 | 50.1982 | 50.2011 | 49.8965 | 50.1953 | 51.4263 | 54.448 | 57.6727 | 60.4973 | 61.9446 | 62.5836 | 63.1413 | 62.8255 | 62.1717 | 61.1103 | 59.272 | 57.6667 | 56.6072 | 55.5335 | 54.4327 | 53.1017 | 0.022816 | 0.0225 | 0.022218 | 0.021095 | 0.023049 | 0.027765 | 0.04327 | 0.044123 | 0.053624 | 0.064582 | 0.073077 | 0.076937 | 0.077191 | 0.081818 | 0.087659 | 0.091923 | 0.095522 | 0.085558 | 0.070751 | 0.045837 | 0.03697 | 0.026472 | 0.022889 | 0.020995
Portfolio Adjusted1-in-2Size: Under 20 kWOrange County2022March Monthly Peak | Portfolio Adjusted | 1-in-2 | Size: Under 20 kW | Orange County | 2022 | March Monthly Peak | 3 | 1.04 | 1.0147 | 0.99863 | 0.99228 | 0.98552 | 1.0076 | 1.0785 | 1.0398 | 1.2016 | 1.4306 | 1.568 | 1.5973 | 1.5936 | 1.597 | 1.6016 | 1.5954 | 1.5339 | 1.425 | 1.341 | 1.4311 | 1.3389 | 1.2124 | 1.1358 | 1.0806 | 0 | 0 | 0 | 0 | 0 | 0 | 0 | 0 | 0 | 0 | 0 | 0 | 0 | 0 | 0.032032 | 0.031907 | 0.030678 | 0.0285 | 0 | 0 | 0 | 0 | 0 | 0 | 52.3639 | 51.4169 | 50.8857 | 50.6908 | 50.243 | 49.8462 | 49.5616 | 49.8631 | 51.8097 | 53.9269 | 56.8118 | 59.7144 | 61.7932 | 63.6561 | 64.9334 | 65.6002 | 65.5139 | 64.6644 | 62.0464 | 58.6972 | 56.9159 | 55.4698 | 54.4457 | 52.956 | 0.022807 | 0.022491 | 0.022209 | 0.021086 | 0.023039 | 0.027755 | 0.043253 | 0.044105 | 0.053603 | 0.064556 | 0.073048 | 0.076906 | 0.07716 | 0.081785 | 0.087624 | 0.091887 | 0.095485 | 0.085524 | 0.070723 | 0.045819 | 0.036955 | 0.026461 | 0.02288 | 0.020987
Portfolio Adjusted1-in-2Size: Under 20 kWOrange County2022April Monthly Peak | Portfolio Adjusted | 1-in-2 | Size: Under 20 kW | Orange County | 2022 | April Monthly Peak | 4 | 1.0511 | 1.0235 | 1.0061 | 0.99507 | 0.98707 | 1.0014 | 0.96856 | 0.9688 | 1.1945 | 1.4625 | 1.6482 | 1.7648 | 1.828 | 1.8954 | 1.9533 | 1.9645 | 1.873 | 1.6499 | 1.4049 | 1.4469 | 1.4154 | 1.2518 | 1.1777 | 1.0976 | 0 | 0 | 0 | 0 | 0 | 0 | 0 | 0 | 0 | 0 | 0 | 0 | 0 | 0 | 0.039067 | 0.03929 | 0.037461 | 0.032997 | 0 | 0 | 0 | 0 | 0 | 0 | 62.7819 | 61.8038 | 60.9906 | 60.3832 | 59.3977 | 58.6937 | 58.0403 | 58.1181 | 60.542 | 64.7208 | 69.4723 | 74.2991 | 78.7219 | 81.4922 | 82.9435 | 83.6145 | 83.1591 | 81.92 | 79.6801 | 76.7482 | 72.0946 | 69.3503 | 67.4295 | 65.5589 | 0.022776 | 0.022461 | 0.022179 | 0.021058 | 0.023008 | 0.027717 | 0.043195 | 0.044046 | 0.053531 | 0.064469 | 0.07295 | 0.076803 | 0.077056 | 0.081675 | 0.087506 | 0.091763 | 0.095356 | 0.085409 | 0.070628 | 0.045757 | 0.036905 | 0.026426 | 0.022849 | 0.020959
Portfolio Adjusted1-in-2Size: Under 20 kWOrange County2022May Monthly Peak | Portfolio Adjusted | 1-in-2 | Size: Under 20 kW | Orange County | 2022 | May Monthly Peak | 5 | 1.0652 | 1.0381 | 1.0171 | 1.0043 | 1.0028 | 1.0052 | 0.89592 | 0.99991 | 1.2461 | 1.5489 | 1.7667 | 1.8958 | 1.9662 | 2.034 | 2.0651 | 2.0685 | 1.978 | 1.7387 | 1.454 | 1.4142 | 1.4453 | 1.2613 | 1.1826 | 1.109 | 0 | 0 | 0 | 0 | 0 | 0 | 0 | 0 | 0 | 0 | 0 | 0 | 0 | 0 | 0.041301 | 0.041369 | 0.039561 | 0.034774 | 0 | 0 | 0 | 0 | 0 | 0 | 65.3247 | 64.3126 | 63.2084 | 62.2568 | 61.5944 | 60.7379 | 60.3771 | 60.7605 | 63.4666 | 67.2396 | 71.4823 | 75.8155 | 79.8833 | 82.6501 | 84.4142 | 85.3816 | 85.6154 | 84.6972 | 82.4897 | 79.565 | 75.2665 | 72.0552 | 70.3524 | 68.8964 | 0.022776 | 0.022461 | 0.02218 | 0.021058 | 0.023009 | 0.027717 | 0.043195 | 0.044046 | 0.053532 | 0.06447 | 0.072951 | 0.076803 | 0.077057 | 0.081676 | 0.087507 | 0.091764 | 0.095357 | 0.085409 | 0.070629 | 0.045758 | 0.036906 | 0.026426 | 0.022849 | 0.020959
Portfolio Adjusted1-in-2Size: Under 20 kWOrange County2022June Monthly Peak | Portfolio Adjusted | 1-in-2 | Size: Under 20 kW | Orange County | 2022 | June Monthly Peak | 6 | 1.1007 | 1.0677 | 1.04 | 1.0281 | 1.0262 | 1.0206 | 0.92804 | 1.0611 | 1.3359 | 1.6721 | 1.9367 | 2.1128 | 2.2051 | 2.2924 | 2.3396 | 2.3311 | 2.1954 | 1.9224 | 1.5841 | 1.4794 | 1.5094 | 1.3398 | 1.2346 | 1.1504 | 0 | 0 | 0 | 0 | 0 | 0 | 0 | 0 | 0 | 0 | 0 | 0 | 0 | 0 | 0.046791 | 0.046623 | 0.043907 | 0.038448 | 0 | 0 | 0 | 0 | 0 | 0 | 67.994 | 66.9647 | 65.8428 | 65.0397 | 64.3716 | 63.7149 | 63.1038 | 63.6876 | 66.6544 | 71.0051 | 74.7969 | 78.411 | 81.0102 | 83.2699 | 84.9075 | 85.9886 | 86.6556 | 86.1719 | 84.7795 | 81.9415 | 78.2363 | 74.3935 | 71.9955 | 70.4469 | 0.022785 | 0.022469 | 0.022188 | 0.021066 | 0.023017 | 0.027728 | 0.043212 | 0.044063 | 0.053552 | 0.064494 | 0.072978 | 0.076833 | 0.077086 | 0.081707 | 0.08754 | 0.091799 | 0.095393 | 0.085442 | 0.070656 | 0.045775 | 0.03692 | 0.026436 | 0.022858 | 0.020967
Portfolio Adjusted1-in-2Size: Under 20 kWOrange County2022July Monthly Peak | Portfolio Adjusted | 1-in-2 | Size: Under 20 kW | Orange County | 2022 | July Monthly Peak | 7 | 1.1474 | 1.1066 | 1.0788 | 1.0611 | 1.0603 | 1.0741 | 1.0061 | 1.163 | 1.4898 | 1.9115 | 2.2164 | 2.3998 | 2.4764 | 2.5411 | 2.5792 | 2.5656 | 2.4232 | 2.1197 | 1.7422 | 1.5845 | 1.6113 | 1.4122 | 1.3023 | 1.2048 | 0 | 0 | 0 | 0 | 0 | 0 | 0 | 0 | 0 | 0 | 0 | 0 | 0 | 0 | 0.051584 | 0.051312 | 0.048465 | 0.042394 | 0 | 0 | 0 | 0 | 0 | 0 | 70.495 | 69.7964 | 69.0787 | 68.366 | 67.7644 | 67.3409 | 67.2592 | 67.6797 | 70.0085 | 74.1708 | 79.6519 | 83.2948 | 86.3902 | 88.8366 | 90.6811 | 91.414 | 91.853 | 91.0425 | 89.3535 | 86.6816 | 82.7808 | 78.895 | 76.4026 | 74.9892 | 0.022744 | 0.022429 | 0.022148 | 0.021028 | 0.022976 | 0.027678 | 0.043134 | 0.043984 | 0.053456 | 0.064379 | 0.072847 | 0.076695 | 0.076948 | 0.08156 | 0.087383 | 0.091634 | 0.095222 | 0.085289 | 0.070529 | 0.045693 | 0.036853 | 0.026388 | 0.022817 | 0.020929
Portfolio Adjusted1-in-2Size: Under 20 kWOrange County2022August Monthly Peak | Portfolio Adjusted | 1-in-2 | Size: Under 20 kW | Orange County | 2022 | August Monthly Peak | 8 | 1.1786 | 1.1361 | 1.1101 | 1.0928 | 1.0925 | 1.1205 | 1.0837 | 1.2227 | 1.5732 | 2.062 | 2.4343 | 2.6485 | 2.7396 | 2.8009 | 2.8492 | 2.8094 | 2.632 | 2.2837 | 1.8566 | 1.7284 | 1.7005 | 1.461 | 1.3426 | 1.2346 | 0 | 0 | 0 | 0 | 0 | 0 | 0 | 0 | 0 | 0 | 0 | 0 | 0 | 0 | 0.056984 | 0.056187 | 0.052639 | 0.045675 | 0 | 0 | 0 | 0 | 0 | 0 | 75.7573 | 74.721 | 73.8935 | 72.8067 | 72.4121 | 71.6396 | 71.3257 | 71.6452 | 74.0307 | 78.9273 | 83.8128 | 88.0693 | 91.1382 | 93.1494 | 94.5063 | 94.6317 | 94.9033 | 93.8612 | 91.7714 | 88.8341 | 84.4248 | 81.0182 | 79.1164 | 77.5263 | 0.023014 | 0.022695 | 0.022411 | 0.021278 | 0.023249 | 0.028007 | 0.043647 | 0.044506 | 0.054091 | 0.065143 | 0.073713 | 0.077606 | 0.077862 | 0.082529 | 0.088421 | 0.092722 | 0.096353 | 0.086301 | 0.071367 | 0.046236 | 0.037291 | 0.026702 | 0.023088 | 0.021178
Portfolio Adjusted1-in-2Size: Under 20 kWOrange County2022September Monthly Peak | Portfolio Adjusted | 1-in-2 | Size: Under 20 kW | Orange County | 2022 | September Monthly Peak | 9 | 1.1513 | 1.1146 | 1.0874 | 1.0705 | 1.0696 | 1.1159 | 1.1502 | 1.1852 | 1.4949 | 1.9284 | 2.2559 | 2.4315 | 2.5163 | 2.5952 | 2.6538 | 2.6431 | 2.4764 | 2.1265 | 1.743 | 1.755 | 1.6151 | 1.4158 | 1.311 | 1.2065 | 0 | 0 | 0 | 0 | 0 | 0 | 0 | 0 | 0 | 0 | 0 | 0 | 0 | 0 | 0.053077 | 0.052862 | 0.049527 | 0.042529 | 0 | 0 | 0 | 0 | 0 | 0 | 70.7242 | 69.6406 | 68.948 | 68.4966 | 68.136 | 67.5831 | 67.6954 | 67.714 | 69.3386 | 74.3499 | 80.9653 | 86.0053 | 90.4335 | 92.9636 | 94.1021 | 94.3662 | 94.0865 | 92.7518 | 90.1208 | 86.2799 | 82.8616 | 80.4364 | 78.7428 | 77.2823 | 0.022763 | 0.022448 | 0.022167 | 0.021046 | 0.022995 | 0.027701 | 0.04317 | 0.04402 | 0.0535 | 0.064432 | 0.072908 | 0.076759 | 0.077012 | 0.081628 | 0.087456 | 0.09171 | 0.095301 | 0.08536 | 0.070588 | 0.045731 | 0.036884 | 0.02641 | 0.022836 | 0.020947
Portfolio Adjusted1-in-2Size: Under 20 kWOrange County2022October Monthly Peak | Portfolio Adjusted | 1-in-2 | Size: Under 20 kW | Orange County | 2022 | October Monthly Peak | 10 | 1.1227 | 1.0943 | 1.0723 | 1.0585 | 1.052 | 1.082 | 1.1522 | 1.1193 | 1.3395 | 1.6816 | 1.9619 | 2.1347 | 2.2405 | 2.3238 | 2.3739 | 2.3905 | 2.2227 | 1.9143 | 1.7344 | 1.6871 | 1.5347 | 1.3741 | 1.2799 | 1.1847 | 0 | 0 | 0 | 0 | 0 | 0 | 0 | 0 | 0 | 0 | 0 | 0 | 0 | 0 | 0.047478 | 0.047811 | 0.044453 | 0.038287 | 0 | 0 | 0 | 0 | 0 | 0 | 69.8544 | 68.7388 | 68.0235 | 67.5146 | 66.8141 | 66.0216 | 66.4556 | 67.5027 | 68.1668 | 72.1162 | 77.208 | 82.1061 | 85.5975 | 87.8541 | 89.5007 | 90.0462 | 89.671 | 88.1553 | 85.3867 | 81.5539 | 78.2349 | 75.4898 | 73.5705 | 71.9944 | 0.022804 | 0.022488 | 0.022207 | 0.021084 | 0.023037 | 0.027752 | 0.043249 | 0.0441 | 0.053598 | 0.064549 | 0.073041 | 0.076898 | 0.077152 | 0.081777 | 0.087615 | 0.091877 | 0.095474 | 0.085515 | 0.070716 | 0.045814 | 0.036951 | 0.026458 | 0.022877 | 0.020985
Portfolio Adjusted1-in-2Size: Under 20 kWOrange County2022November Monthly Peak | Portfolio Adjusted | 1-in-2 | Size: Under 20 kW | Orange County | 2022 | November Monthly Peak | 11 | 1.0882 | 1.0733 | 1.0656 | 1.0496 | 1.0411 | 1.0766 | 1.0073 | 1.0095 | 1.2302 | 1.4749 | 1.6397 | 1.7243 | 1.767 | 1.8036 | 1.8185 | 1.7962 | 1.7448 | 1.8261 | 1.6239 | 1.4764 | 1.3857 | 1.2526 | 1.1842 | 1.1177 | 0 | 0 | 0 | 0 | 0 | 0 | 0 | 0 | 0 | 0 | 0 | 0 | 0 | 0 | 0.03637 | 0.035925 | 0.034896 | 0.036522 | 0 | 0 | 0 | 0 | 0 | 0 | 60.0449 | 59.4391 | 58.9606 | 58.5206 | 58.0335 | 58.0035 | 57.6284 | 57.6775 | 61.7326 | 66.398 | 72.1864 | 76.9977 | 80.5525 | 82.0612 | 82.5767 | 81.9614 | 79.9128 | 75.612 | 71.1053 | 68.5112 | 66.5257 | 64.8383 | 63.4688 | 62.3004 | 0.022915 | 0.022597 | 0.022314 | 0.021186 | 0.023148 | 0.027886 | 0.043458 | 0.044314 | 0.053857 | 0.064862 | 0.073394 | 0.07727 | 0.077525 | 0.082172 | 0.088039 | 0.092322 | 0.095936 | 0.085928 | 0.071058 | 0.046036 | 0.03713 | 0.026586 | 0.022988 | 0.021086
Portfolio Adjusted1-in-2Size: Under 20 kWOrange County2022December Monthly Peak | Portfolio Adjusted | 1-in-2 | Size: Under 20 kW | Orange County | 2022 | December Monthly Peak | 12 | 1.1302 | 1.1179 | 1.1116 | 1.1036 | 1.1039 | 1.1565 | 1.2046 | 1.1434 | 1.3321 | 1.5683 | 1.6617 | 1.6527 | 1.5768 | 1.5243 | 1.4827 | 1.4361 | 1.4776 | 1.6531 | 1.5208 | 1.4476 | 1.3682 | 1.2802 | 1.2217 | 1.1667 | 0 | 0 | 0 | 0 | 0 | 0 | 0 | 0 | 0 | 0 | 0 | 0 | 0 | 0 | 0.029653 | 0.028723 | 0.029553 | 0.033063 | 0 | 0 | 0 | 0 | 0 | 0 | 46.8835 | 46.1535 | 45.3016 | 44.3286 | 43.6779 | 42.896 | 42.6597 | 42.4987 | 43.1104 | 45.8279 | 48.0119 | 49.8073 | 51.2978 | 52.4021 | 52.8157 | 52.6922 | 52.1575 | 51.2694 | 49.9912 | 48.8555 | 48.0532 | 47.3256 | 46.7772 | 46.0653 | 0.023011 | 0.022692 | 0.022408 | 0.021275 | 0.023245 | 0.028002 | 0.04364 | 0.044499 | 0.054082 | 0.065133 | 0.073701 | 0.077593 | 0.07785 | 0.082516 | 0.088407 | 0.092708 | 0.096337 | 0.086288 | 0.071355 | 0.046228 | 0.037285 | 0.026698 | 0.023084 | 0.021174
Portfolio Adjusted1-in-2Size: Under 20 kWOrange County2022Typical Event Day | Portfolio Adjusted | 1-in-2 | Size: Under 20 kW | Orange County | 2022 | Typical Event Day | 8 | 1.1545 | 1.1143 | 1.0898 | 1.0735 | 1.0726 | 1.0994 | 1.0634 | 1.1756 | 1.4876 | 1.9251 | 2.2534 | 2.4429 | 2.5318 | 2.5884 | 2.6349 | 2.6018 | 2.4471 | 2.1225 | 1.7434 | 1.6388 | 1.6304 | 1.4124 | 1.3046 | 1.2044 | 0 | 0 | 0 | 0 | 0 | 0 | 0 | 0 | 0 | 0 | 0 | 0 | 0 | 0 | 0.052699 | 0.052037 | 0.048943 | 0.042449 | 0 | 0 | 0 | 0 | 0 | 0 | 71.2426 | 70.2807 | 69.4407 | 68.6772 | 68.171 | 67.5697 | 67.346 | 67.6816 | 70.0081 | 74.6133 | 79.8067 | 83.9451 | 87.243 | 89.5549 | 91.0492 | 91.6001 | 91.8746 | 90.9568 | 89.0063 | 85.9343 | 82.0759 | 78.6858 | 76.5643 | 75.0612 | 0.022793 | 0.022477 | 0.022196 | 0.021073 | 0.023025 | 0.027737 | 0.043227 | 0.044078 | 0.05357 | 0.064516 | 0.073003 | 0.076859 | 0.077113 | 0.081735 | 0.08757 | 0.09183 | 0.095426 | 0.085471 | 0.07068 | 0.045791 | 0.036932 | 0.026445 | 0.022866 | 0.020974
Portfolio Adjusted1-in-2Size: Under 20 kWOrange County2023January Monthly Peak | Portfolio Adjusted | 1-in-2 | Size: Under 20 kW | Orange County | 2023 | January Monthly Peak | 1 | 1.0599 | 1.0472 | 1.0228 | 1.0159 | 1.0089 | 1.0453 | 1.1289 | 1.0832 | 1.2821 | 1.4951 | 1.5949 | 1.5952 | 1.5429 | 1.5262 | 1.497 | 1.4703 | 1.4699 | 1.6245 | 1.4894 | 1.3908 | 1.2961 | 1.1998 | 1.1406 | 1.1025 | 0 | 0 | 0 | 0 | 0 | 0 | 0 | 0 | 0 | 0 | 0 | 0 | 0 | 0 | 0.029941 | 0.029406 | 0.029398 | 0.032489 | 0 | 0 | 0 | 0 | 0 | 0 | 51.3598 | 50.9142 | 50.4842 | 49.9591 | 49.7643 | 49.4243 | 49.3828 | 49.3491 | 49.8932 | 51.1632 | 52.8535 | 53.9432 | 54.4994 | 55.3922 | 55.9386 | 55.8663 | 55.6555 | 55.1653 | 54.0833 | 52.942 | 52.1449 | 51.8854 | 51.7671 | 51.0477 | 0.022932 | 0.022614 | 0.022331 | 0.021202 | 0.023166 | 0.027907 | 0.04349 | 0.044347 | 0.053897 | 0.06491 | 0.073449 | 0.077328 | 0.077583 | 0.082233 | 0.088104 | 0.09239 | 0.096008 | 0.085992 | 0.071111 | 0.04607 | 0.037158 | 0.026606 | 0.023005 | 0.021102
Portfolio Adjusted1-in-2Size: Under 20 kWOrange County2023February Monthly Peak | Portfolio Adjusted | 1-in-2 | Size: Under 20 kW | Orange County | 2023 | February Monthly Peak | 2 | 1.0438 | 1.0278 | 1.0165 | 1.0145 | 0.99496 | 1.014 | 1.0831 | 1.0473 | 1.2529 | 1.4768 | 1.5964 | 1.6204 | 1.6137 | 1.6038 | 1.6006 | 1.5743 | 1.5175 | 1.5799 | 1.5587 | 1.4452 | 1.3389 | 1.2103 | 1.1356 | 1.086 | 0 | 0 | 0 | 0 | 0 | 0 | 0 | 0 | 0 | 0 | 0 | 0 | 0 | 0 | 0.032011 | 0.031487 | 0.03035 | 0.031598 | 0 | 0 | 0 | 0 | 0 | 0 | 51.289 | 51.073 | 51.0315 | 50.7758 | 50.1982 | 50.2011 | 49.8965 | 50.1953 | 51.4263 | 54.448 | 57.6727 | 60.4973 | 61.9446 | 62.5836 | 63.1413 | 62.8255 | 62.1717 | 61.1103 | 59.272 | 57.6667 | 56.6072 | 55.5335 | 54.4327 | 53.1017 | 0.022816 | 0.0225 | 0.022218 | 0.021095 | 0.023049 | 0.027765 | 0.04327 | 0.044123 | 0.053624 | 0.064582 | 0.073077 | 0.076937 | 0.077191 | 0.081818 | 0.087659 | 0.091923 | 0.095522 | 0.085558 | 0.070751 | 0.045837 | 0.03697 | 0.026472 | 0.022889 | 0.020995
Portfolio Adjusted1-in-2Size: Under 20 kWOrange County2023March Monthly Peak | Portfolio Adjusted | 1-in-2 | Size: Under 20 kW | Orange County | 2023 | March Monthly Peak | 3 | 1.04 | 1.0147 | 0.99863 | 0.99228 | 0.98552 | 1.0076 | 1.0785 | 1.0398 | 1.2016 | 1.4306 | 1.568 | 1.5973 | 1.5936 | 1.597 | 1.6016 | 1.5954 | 1.5339 | 1.425 | 1.341 | 1.4311 | 1.3389 | 1.2124 | 1.1358 | 1.0806 | 0 | 0 | 0 | 0 | 0 | 0 | 0 | 0 | 0 | 0 | 0 | 0 | 0 | 0 | 0.032032 | 0.031907 | 0.030678 | 0.0285 | 0 | 0 | 0 | 0 | 0 | 0 | 52.3639 | 51.4169 | 50.8857 | 50.6909 | 50.243 | 49.8462 | 49.5616 | 49.8631 | 51.8097 | 53.9269 | 56.8118 | 59.7144 | 61.7932 | 63.6561 | 64.9334 | 65.6002 | 65.5139 | 64.6644 | 62.0464 | 58.6972 | 56.9159 | 55.4698 | 54.4457 | 52.956 | 0.022807 | 0.022491 | 0.022209 | 0.021086 | 0.023039 | 0.027755 | 0.043253 | 0.044105 | 0.053603 | 0.064556 | 0.073048 | 0.076906 | 0.07716 | 0.081785 | 0.087624 | 0.091887 | 0.095485 | 0.085524 | 0.070723 | 0.045819 | 0.036955 | 0.026461 | 0.02288 | 0.020987
Portfolio Adjusted1-in-2Size: Under 20 kWOrange County2023April Monthly Peak | Portfolio Adjusted | 1-in-2 | Size: Under 20 kW | Orange County | 2023 | April Monthly Peak | 4 | 1.0511 | 1.0235 | 1.0061 | 0.99507 | 0.98707 | 1.0014 | 0.96856 | 0.9688 | 1.1945 | 1.4625 | 1.6482 | 1.7648 | 1.828 | 1.8954 | 1.9533 | 1.9645 | 1.873 | 1.6499 | 1.4049 | 1.4469 | 1.4154 | 1.2518 | 1.1777 | 1.0976 | 0 | 0 | 0 | 0 | 0 | 0 | 0 | 0 | 0 | 0 | 0 | 0 | 0 | 0 | 0.039067 | 0.03929 | 0.037461 | 0.032997 | 0 | 0 | 0 | 0 | 0 | 0 | 62.7819 | 61.8038 | 60.9906 | 60.3832 | 59.3977 | 58.6937 | 58.0403 | 58.1181 | 60.542 | 64.7208 | 69.4723 | 74.2991 | 78.7219 | 81.4922 | 82.9435 | 83.6145 | 83.1591 | 81.92 | 79.6801 | 76.7482 | 72.0946 | 69.3503 | 67.4295 | 65.5589 | 0.022776 | 0.022461 | 0.022179 | 0.021058 | 0.023008 | 0.027717 | 0.043195 | 0.044046 | 0.053531 | 0.064469 | 0.07295 | 0.076803 | 0.077056 | 0.081675 | 0.087506 | 0.091763 | 0.095356 | 0.085409 | 0.070628 | 0.045757 | 0.036905 | 0.026426 | 0.022849 | 0.020959
Portfolio Adjusted1-in-2Size: Under 20 kWOrange County2023May Monthly Peak | Portfolio Adjusted | 1-in-2 | Size: Under 20 kW | Orange County | 2023 | May Monthly Peak | 5 | 1.0652 | 1.0381 | 1.0171 | 1.0043 | 1.0028 | 1.0052 | 0.89592 | 0.99991 | 1.2461 | 1.5489 | 1.7667 | 1.8958 | 1.9662 | 2.034 | 2.0651 | 2.0685 | 1.978 | 1.7387 | 1.454 | 1.4142 | 1.4453 | 1.2613 | 1.1826 | 1.109 | 0 | 0 | 0 | 0 | 0 | 0 | 0 | 0 | 0 | 0 | 0 | 0 | 0 | 0 | 0.041301 | 0.04137 | 0.039561 | 0.034774 | 0 | 0 | 0 | 0 | 0 | 0 | 65.3247 | 64.3126 | 63.2085 | 62.2568 | 61.5944 | 60.7379 | 60.3771 | 60.7605 | 63.4666 | 67.2396 | 71.4823 | 75.8155 | 79.8833 | 82.6501 | 84.4142 | 85.3816 | 85.6154 | 84.6972 | 82.4897 | 79.565 | 75.2665 | 72.0552 | 70.3524 | 68.8964 | 0.022776 | 0.022461 | 0.02218 | 0.021058 | 0.023009 | 0.027717 | 0.043195 | 0.044046 | 0.053532 | 0.06447 | 0.072951 | 0.076803 | 0.077057 | 0.081676 | 0.087507 | 0.091764 | 0.095357 | 0.085409 | 0.070629 | 0.045758 | 0.036906 | 0.026426 | 0.022849 | 0.020959
Portfolio Adjusted1-in-2Size: Under 20 kWOrange County2023June Monthly Peak | Portfolio Adjusted | 1-in-2 | Size: Under 20 kW | Orange County | 2023 | June Monthly Peak | 6 | 1.1007 | 1.0677 | 1.04 | 1.0281 | 1.0262 | 1.0206 | 0.92804 | 1.0611 | 1.3359 | 1.6721 | 1.9367 | 2.1128 | 2.2051 | 2.2924 | 2.3396 | 2.3311 | 2.1954 | 1.9224 | 1.5841 | 1.4794 | 1.5094 | 1.3398 | 1.2346 | 1.1504 | 0 | 0 | 0 | 0 | 0 | 0 | 0 | 0 | 0 | 0 | 0 | 0 | 0 | 0 | 0.046791 | 0.046623 | 0.043907 | 0.038448 | 0 | 0 | 0 | 0 | 0 | 0 | 67.994 | 66.9647 | 65.8428 | 65.0397 | 64.3716 | 63.7149 | 63.1038 | 63.6876 | 66.6544 | 71.0051 | 74.7969 | 78.411 | 81.0102 | 83.2699 | 84.9075 | 85.9886 | 86.6556 | 86.1719 | 84.7795 | 81.9415 | 78.2363 | 74.3935 | 71.9955 | 70.4469 | 0.022785 | 0.022469 | 0.022188 | 0.021066 | 0.023017 | 0.027728 | 0.043212 | 0.044063 | 0.053552 | 0.064494 | 0.072978 | 0.076833 | 0.077086 | 0.081707 | 0.08754 | 0.091799 | 0.095393 | 0.085442 | 0.070656 | 0.045775 | 0.03692 | 0.026436 | 0.022858 | 0.020967
Portfolio Adjusted1-in-2Size: Under 20 kWOrange County2023July Monthly Peak | Portfolio Adjusted | 1-in-2 | Size: Under 20 kW | Orange County | 2023 | July Monthly Peak | 7 | 1.1474 | 1.1066 | 1.0788 | 1.0611 | 1.0603 | 1.0741 | 1.0061 | 1.163 | 1.4898 | 1.9115 | 2.2164 | 2.3998 | 2.4764 | 2.5411 | 2.5792 | 2.5656 | 2.4232 | 2.1197 | 1.7422 | 1.5845 | 1.6113 | 1.4122 | 1.3023 | 1.2048 | 0 | 0 | 0 | 0 | 0 | 0 | 0 | 0 | 0 | 0 | 0 | 0 | 0 | 0 | 0.051584 | 0.051312 | 0.048465 | 0.042394 | 0 | 0 | 0 | 0 | 0 | 0 | 70.495 | 69.7964 | 69.0787 | 68.366 | 67.7644 | 67.3409 | 67.2592 | 67.6797 | 70.0085 | 74.1708 | 79.6519 | 83.2948 | 86.3902 | 88.8366 | 90.6811 | 91.414 | 91.853 | 91.0425 | 89.3535 | 86.6816 | 82.7808 | 78.895 | 76.4026 | 74.9892 | 0.022744 | 0.022429 | 0.022148 | 0.021028 | 0.022976 | 0.027678 | 0.043134 | 0.043984 | 0.053456 | 0.064379 | 0.072847 | 0.076695 | 0.076948 | 0.08156 | 0.087383 | 0.091634 | 0.095222 | 0.085289 | 0.070529 | 0.045693 | 0.036853 | 0.026388 | 0.022817 | 0.020929
Portfolio Adjusted1-in-2Size: Under 20 kWOrange County2023August Monthly Peak | Portfolio Adjusted | 1-in-2 | Size: Under 20 kW | Orange County | 2023 | August Monthly Peak | 8 | 1.1786 | 1.1361 | 1.1101 | 1.0928 | 1.0925 | 1.1205 | 1.0837 | 1.2227 | 1.5732 | 2.062 | 2.4343 | 2.6485 | 2.7396 | 2.8009 | 2.8492 | 2.8094 | 2.632 | 2.2837 | 1.8566 | 1.7284 | 1.7005 | 1.461 | 1.3426 | 1.2346 | 0 | 0 | 0 | 0 | 0 | 0 | 0 | 0 | 0 | 0 | 0 | 0 | 0 | 0 | 0.056984 | 0.056187 | 0.052639 | 0.045675 | 0 | 0 | 0 | 0 | 0 | 0 | 75.7573 | 74.721 | 73.8935 | 72.8067 | 72.4121 | 71.6396 | 71.3257 | 71.6452 | 74.0307 | 78.9274 | 83.8128 | 88.0693 | 91.1382 | 93.1494 | 94.5063 | 94.6317 | 94.9033 | 93.8612 | 91.7714 | 88.8341 | 84.4248 | 81.0182 | 79.1164 | 77.5262 | 0.023014 | 0.022695 | 0.022411 | 0.021278 | 0.023249 | 0.028007 | 0.043647 | 0.044506 | 0.054091 | 0.065143 | 0.073713 | 0.077606 | 0.077862 | 0.082529 | 0.088421 | 0.092722 | 0.096353 | 0.086301 | 0.071367 | 0.046236 | 0.037291 | 0.026702 | 0.023088 | 0.021178
Portfolio Adjusted1-in-2Size: Under 20 kWOrange County2023September Monthly Peak | Portfolio Adjusted | 1-in-2 | Size: Under 20 kW | Orange County | 2023 | September Monthly Peak | 9 | 1.1513 | 1.1146 | 1.0874 | 1.0705 | 1.0696 | 1.1159 | 1.1502 | 1.1852 | 1.4949 | 1.9284 | 2.2559 | 2.4315 | 2.5163 | 2.5952 | 2.6538 | 2.6431 | 2.4764 | 2.1265 | 1.743 | 1.755 | 1.6151 | 1.4158 | 1.311 | 1.2065 | 0 | 0 | 0 | 0 | 0 | 0 | 0 | 0 | 0 | 0 | 0 | 0 | 0 | 0 | 0.053077 | 0.052862 | 0.049527 | 0.042529 | 0 | 0 | 0 | 0 | 0 | 0 | 70.7242 | 69.6406 | 68.948 | 68.4966 | 68.136 | 67.5832 | 67.6954 | 67.714 | 69.3386 | 74.3499 | 80.9653 | 86.0052 | 90.4335 | 92.9636 | 94.1021 | 94.3662 | 94.0865 | 92.7518 | 90.1208 | 86.2799 | 82.8616 | 80.4364 | 78.7428 | 77.2823 | 0.022763 | 0.022448 | 0.022167 | 0.021046 | 0.022995 | 0.027701 | 0.04317 | 0.04402 | 0.0535 | 0.064432 | 0.072908 | 0.076759 | 0.077012 | 0.081628 | 0.087456 | 0.09171 | 0.095301 | 0.08536 | 0.070588 | 0.045731 | 0.036884 | 0.02641 | 0.022836 | 0.020947
Portfolio Adjusted1-in-2Size: Under 20 kWOrange County2023October Monthly Peak | Portfolio Adjusted | 1-in-2 | Size: Under 20 kW | Orange County | 2023 | October Monthly Peak | 10 | 1.1227 | 1.0943 | 1.0723 | 1.0585 | 1.052 | 1.082 | 1.1522 | 1.1193 | 1.3395 | 1.6816 | 1.9619 | 2.1347 | 2.2405 | 2.3238 | 2.3739 | 2.3905 | 2.2227 | 1.9143 | 1.7344 | 1.6871 | 1.5347 | 1.3741 | 1.2799 | 1.1847 | 0 | 0 | 0 | 0 | 0 | 0 | 0 | 0 | 0 | 0 | 0 | 0 | 0 | 0 | 0.047478 | 0.047811 | 0.044453 | 0.038287 | 0 | 0 | 0 | 0 | 0 | 0 | 69.8544 | 68.7388 | 68.0235 | 67.5146 | 66.8141 | 66.0216 | 66.4556 | 67.5027 | 68.1668 | 72.1162 | 77.208 | 82.1061 | 85.5975 | 87.8541 | 89.5007 | 90.0462 | 89.671 | 88.1553 | 85.3867 | 81.5539 | 78.2349 | 75.4898 | 73.5705 | 71.9944 | 0.022804 | 0.022488 | 0.022207 | 0.021084 | 0.023037 | 0.027752 | 0.043249 | 0.0441 | 0.053598 | 0.064549 | 0.073041 | 0.076898 | 0.077152 | 0.081777 | 0.087615 | 0.091877 | 0.095474 | 0.085515 | 0.070716 | 0.045814 | 0.036951 | 0.026458 | 0.022877 | 0.020985
Portfolio Adjusted1-in-2Size: Under 20 kWOrange County2023November Monthly Peak | Portfolio Adjusted | 1-in-2 | Size: Under 20 kW | Orange County | 2023 | November Monthly Peak | 11 | 1.0882 | 1.0733 | 1.0656 | 1.0496 | 1.0411 | 1.0766 | 1.0073 | 1.0095 | 1.2302 | 1.4749 | 1.6397 | 1.7243 | 1.767 | 1.8036 | 1.8185 | 1.7962 | 1.7448 | 1.8261 | 1.6239 | 1.4764 | 1.3857 | 1.2526 | 1.1842 | 1.1177 | 0 | 0 | 0 | 0 | 0 | 0 | 0 | 0 | 0 | 0 | 0 | 0 | 0 | 0 | 0.03637 | 0.035925 | 0.034896 | 0.036522 | 0 | 0 | 0 | 0 | 0 | 0 | 60.0449 | 59.4391 | 58.9606 | 58.5206 | 58.0335 | 58.0035 | 57.6284 | 57.6775 | 61.7326 | 66.398 | 72.1864 | 76.9977 | 80.5525 | 82.0612 | 82.5767 | 81.9614 | 79.9128 | 75.612 | 71.1053 | 68.5112 | 66.5257 | 64.8383 | 63.4688 | 62.3004 | 0.022915 | 0.022597 | 0.022314 | 0.021186 | 0.023148 | 0.027886 | 0.043458 | 0.044314 | 0.053857 | 0.064862 | 0.073394 | 0.07727 | 0.077525 | 0.082172 | 0.088039 | 0.092322 | 0.095936 | 0.085928 | 0.071058 | 0.046036 | 0.03713 | 0.026586 | 0.022988 | 0.021086
Portfolio Adjusted1-in-2Size: Under 20 kWOrange County2023December Monthly Peak | Portfolio Adjusted | 1-in-2 | Size: Under 20 kW | Orange County | 2023 | December Monthly Peak | 12 | 1.1302 | 1.1179 | 1.1116 | 1.1036 | 1.1039 | 1.1565 | 1.2046 | 1.1434 | 1.3321 | 1.5683 | 1.6617 | 1.6527 | 1.5768 | 1.5243 | 1.4827 | 1.4361 | 1.4776 | 1.6531 | 1.5208 | 1.4476 | 1.3682 | 1.2802 | 1.2217 | 1.1667 | 0 | 0 | 0 | 0 | 0 | 0 | 0 | 0 | 0 | 0 | 0 | 0 | 0 | 0 | 0.029653 | 0.028723 | 0.029553 | 0.033063 | 0 | 0 | 0 | 0 | 0 | 0 | 46.8835 | 46.1535 | 45.3016 | 44.3286 | 43.6779 | 42.896 | 42.6597 | 42.4987 | 43.1104 | 45.8279 | 48.0119 | 49.8073 | 51.2978 | 52.4021 | 52.8157 | 52.6922 | 52.1575 | 51.2694 | 49.9912 | 48.8555 | 48.0532 | 47.3256 | 46.7772 | 46.0653 | 0.023011 | 0.022692 | 0.022408 | 0.021275 | 0.023245 | 0.028002 | 0.04364 | 0.044499 | 0.054082 | 0.065133 | 0.073701 | 0.077593 | 0.07785 | 0.082516 | 0.088407 | 0.092708 | 0.096337 | 0.086288 | 0.071355 | 0.046228 | 0.037285 | 0.026698 | 0.023084 | 0.021174
Portfolio Adjusted1-in-2Size: Under 20 kWOrange County2023Typical Event Day | Portfolio Adjusted | 1-in-2 | Size: Under 20 kW | Orange County | 2023 | Typical Event Day | 8 | 1.1545 | 1.1143 | 1.0898 | 1.0735 | 1.0726 | 1.0994 | 1.0634 | 1.1756 | 1.4876 | 1.9251 | 2.2534 | 2.4429 | 2.5318 | 2.5884 | 2.6349 | 2.6018 | 2.4471 | 2.1225 | 1.7434 | 1.6388 | 1.6304 | 1.4124 | 1.3046 | 1.2044 | 0 | 0 | 0 | 0 | 0 | 0 | 0 | 0 | 0 | 0 | 0 | 0 | 0 | 0 | 0.052699 | 0.052037 | 0.048943 | 0.042449 | 0 | 0 | 0 | 0 | 0 | 0 | 71.2426 | 70.2807 | 69.4407 | 68.6772 | 68.171 | 67.5697 | 67.346 | 67.6816 | 70.0081 | 74.6133 | 79.8067 | 83.9451 | 87.243 | 89.5549 | 91.0492 | 91.6001 | 91.8746 | 90.9568 | 89.0063 | 85.9343 | 82.0759 | 78.6858 | 76.5643 | 75.0612 | 0.022793 | 0.022477 | 0.022196 | 0.021073 | 0.023025 | 0.027737 | 0.043227 | 0.044078 | 0.05357 | 0.064516 | 0.073003 | 0.076859 | 0.077113 | 0.081735 | 0.08757 | 0.09183 | 0.095426 | 0.085471 | 0.07068 | 0.045791 | 0.036932 | 0.026445 | 0.022866 | 0.020974
Portfolio Adjusted1-in-2Size: Under 20 kWOrange County2024January Monthly Peak | Portfolio Adjusted | 1-in-2 | Size: Under 20 kW | Orange County | 2024 | January Monthly Peak | 1 | 1.0599 | 1.0472 | 1.0228 | 1.0159 | 1.0089 | 1.0453 | 1.1289 | 1.0832 | 1.2821 | 1.4951 | 1.5949 | 1.5952 | 1.5429 | 1.5262 | 1.497 | 1.4703 | 1.4699 | 1.6245 | 1.4894 | 1.3908 | 1.2961 | 1.1998 | 1.1406 | 1.1025 | 0 | 0 | 0 | 0 | 0 | 0 | 0 | 0 | 0 | 0 | 0 | 0 | 0 | 0 | 0.029941 | 0.029406 | 0.029398 | 0.032489 | 0 | 0 | 0 | 0 | 0 | 0 | 51.3598 | 50.9143 | 50.4842 | 49.9591 | 49.7643 | 49.4243 | 49.3828 | 49.3491 | 49.8932 | 51.1633 | 52.8535 | 53.9432 | 54.4994 | 55.3922 | 55.9386 | 55.8663 | 55.6555 | 55.1653 | 54.0833 | 52.942 | 52.1449 | 51.8854 | 51.7671 | 51.0477 | 0.022932 | 0.022614 | 0.022331 | 0.021202 | 0.023166 | 0.027907 | 0.04349 | 0.044347 | 0.053897 | 0.06491 | 0.073449 | 0.077328 | 0.077583 | 0.082233 | 0.088104 | 0.09239 | 0.096008 | 0.085992 | 0.071111 | 0.04607 | 0.037158 | 0.026606 | 0.023005 | 0.021102
Portfolio Adjusted1-in-2Size: Under 20 kWOrange County2024February Monthly Peak | Portfolio Adjusted | 1-in-2 | Size: Under 20 kW | Orange County | 2024 | February Monthly Peak | 2 | 1.0438 | 1.0278 | 1.0165 | 1.0145 | 0.99496 | 1.014 | 1.0831 | 1.0473 | 1.2529 | 1.4768 | 1.5964 | 1.6204 | 1.6137 | 1.6038 | 1.6006 | 1.5743 | 1.5175 | 1.5799 | 1.5587 | 1.4452 | 1.3389 | 1.2103 | 1.1356 | 1.086 | 0 | 0 | 0 | 0 | 0 | 0 | 0 | 0 | 0 | 0 | 0 | 0 | 0 | 0 | 0.032011 | 0.031487 | 0.03035 | 0.031598 | 0 | 0 | 0 | 0 | 0 | 0 | 51.289 | 51.073 | 51.0315 | 50.7758 | 50.1982 | 50.2011 | 49.8965 | 50.1953 | 51.4263 | 54.448 | 57.6727 | 60.4973 | 61.9446 | 62.5836 | 63.1413 | 62.8255 | 62.1717 | 61.1103 | 59.272 | 57.6667 | 56.6072 | 55.5335 | 54.4327 | 53.1017 | 0.022816 | 0.0225 | 0.022218 | 0.021095 | 0.023049 | 0.027765 | 0.04327 | 0.044123 | 0.053624 | 0.064582 | 0.073077 | 0.076937 | 0.077191 | 0.081818 | 0.087659 | 0.091923 | 0.095522 | 0.085558 | 0.070751 | 0.045837 | 0.03697 | 0.026472 | 0.022889 | 0.020995
Portfolio Adjusted1-in-2Size: Under 20 kWOrange County2024March Monthly Peak | Portfolio Adjusted | 1-in-2 | Size: Under 20 kW | Orange County | 2024 | March Monthly Peak | 3 | 1.04 | 1.0147 | 0.99863 | 0.99228 | 0.98552 | 1.0076 | 1.0785 | 1.0398 | 1.2016 | 1.4306 | 1.568 | 1.5973 | 1.5936 | 1.597 | 1.6016 | 1.5954 | 1.5339 | 1.425 | 1.341 | 1.4311 | 1.3389 | 1.2124 | 1.1358 | 1.0806 | 0 | 0 | 0 | 0 | 0 | 0 | 0 | 0 | 0 | 0 | 0 | 0 | 0 | 0 | 0.032032 | 0.031907 | 0.030678 | 0.0285 | 0 | 0 | 0 | 0 | 0 | 0 | 52.3639 | 51.4169 | 50.8857 | 50.6909 | 50.243 | 49.8462 | 49.5616 | 49.8631 | 51.8097 | 53.9269 | 56.8118 | 59.7144 | 61.7932 | 63.6561 | 64.9334 | 65.6002 | 65.5139 | 64.6644 | 62.0464 | 58.6972 | 56.9159 | 55.4698 | 54.4457 | 52.956 | 0.022807 | 0.022491 | 0.022209 | 0.021086 | 0.023039 | 0.027755 | 0.043253 | 0.044105 | 0.053603 | 0.064556 | 0.073048 | 0.076906 | 0.07716 | 0.081785 | 0.087624 | 0.091887 | 0.095485 | 0.085524 | 0.070723 | 0.045819 | 0.036955 | 0.026461 | 0.02288 | 0.020987
Portfolio Adjusted1-in-2Size: Under 20 kWOrange County2024April Monthly Peak | Portfolio Adjusted | 1-in-2 | Size: Under 20 kW | Orange County | 2024 | April Monthly Peak | 4 | 1.0511 | 1.0235 | 1.0061 | 0.99507 | 0.98707 | 1.0014 | 0.96856 | 0.9688 | 1.1945 | 1.4625 | 1.6482 | 1.7648 | 1.828 | 1.8954 | 1.9533 | 1.9645 | 1.873 | 1.6499 | 1.4049 | 1.4469 | 1.4154 | 1.2518 | 1.1777 | 1.0976 | 0 | 0 | 0 | 0 | 0 | 0 | 0 | 0 | 0 | 0 | 0 | 0 | 0 | 0 | 0.039067 | 0.03929 | 0.037461 | 0.032997 | 0 | 0 | 0 | 0 | 0 | 0 | 62.7819 | 61.8038 | 60.9906 | 60.3832 | 59.3977 | 58.6937 | 58.0403 | 58.1181 | 60.542 | 64.7208 | 69.4723 | 74.2991 | 78.7219 | 81.4922 | 82.9435 | 83.6145 | 83.1591 | 81.92 | 79.6801 | 76.7482 | 72.0946 | 69.3503 | 67.4295 | 65.5589 | 0.022776 | 0.022461 | 0.022179 | 0.021058 | 0.023008 | 0.027717 | 0.043195 | 0.044046 | 0.053531 | 0.064469 | 0.07295 | 0.076803 | 0.077056 | 0.081675 | 0.087506 | 0.091763 | 0.095356 | 0.085409 | 0.070628 | 0.045757 | 0.036905 | 0.026426 | 0.022849 | 0.020959
Portfolio Adjusted1-in-2Size: Under 20 kWOrange County2024May Monthly Peak | Portfolio Adjusted | 1-in-2 | Size: Under 20 kW | Orange County | 2024 | May Monthly Peak | 5 | 1.0652 | 1.0381 | 1.0171 | 1.0043 | 1.0028 | 1.0052 | 0.89592 | 0.99991 | 1.2461 | 1.5489 | 1.7667 | 1.8958 | 1.9662 | 2.034 | 2.0651 | 2.0685 | 1.978 | 1.7387 | 1.454 | 1.4142 | 1.4453 | 1.2613 | 1.1826 | 1.109 | 0 | 0 | 0 | 0 | 0 | 0 | 0 | 0 | 0 | 0 | 0 | 0 | 0 | 0 | 0.041301 | 0.041369 | 0.039561 | 0.034774 | 0 | 0 | 0 | 0 | 0 | 0 | 65.3247 | 64.3126 | 63.2084 | 62.2568 | 61.5944 | 60.7379 | 60.3771 | 60.7605 | 63.4666 | 67.2396 | 71.4823 | 75.8155 | 79.8833 | 82.6501 | 84.4142 | 85.3816 | 85.6154 | 84.6972 | 82.4897 | 79.565 | 75.2665 | 72.0552 | 70.3524 | 68.8964 | 0.022776 | 0.022461 | 0.02218 | 0.021058 | 0.023009 | 0.027717 | 0.043195 | 0.044046 | 0.053532 | 0.06447 | 0.072951 | 0.076803 | 0.077057 | 0.081676 | 0.087507 | 0.091764 | 0.095357 | 0.085409 | 0.070629 | 0.045758 | 0.036906 | 0.026426 | 0.022849 | 0.020959
Portfolio Adjusted1-in-2Size: Under 20 kWOrange County2024June Monthly Peak | Portfolio Adjusted | 1-in-2 | Size: Under 20 kW | Orange County | 2024 | June Monthly Peak | 6 | 1.1007 | 1.0677 | 1.04 | 1.0281 | 1.0262 | 1.0206 | 0.92804 | 1.0611 | 1.3359 | 1.6721 | 1.9367 | 2.1128 | 2.2051 | 2.2924 | 2.3396 | 2.3311 | 2.1954 | 1.9224 | 1.5841 | 1.4794 | 1.5094 | 1.3398 | 1.2346 | 1.1504 | 0 | 0 | 0 | 0 | 0 | 0 | 0 | 0 | 0 | 0 | 0 | 0 | 0 | 0 | 0.046791 | 0.046623 | 0.043907 | 0.038448 | 0 | 0 | 0 | 0 | 0 | 0 | 67.994 | 66.9647 | 65.8428 | 65.0397 | 64.3716 | 63.7149 | 63.1038 | 63.6876 | 66.6544 | 71.0051 | 74.7969 | 78.411 | 81.0102 | 83.2699 | 84.9075 | 85.9886 | 86.6556 | 86.1719 | 84.7795 | 81.9415 | 78.2363 | 74.3935 | 71.9955 | 70.447 | 0.022785 | 0.022469 | 0.022188 | 0.021066 | 0.023017 | 0.027728 | 0.043212 | 0.044063 | 0.053552 | 0.064494 | 0.072978 | 0.076833 | 0.077086 | 0.081707 | 0.08754 | 0.091799 | 0.095393 | 0.085442 | 0.070656 | 0.045775 | 0.03692 | 0.026436 | 0.022858 | 0.020967
Portfolio Adjusted1-in-2Size: Under 20 kWOrange County2024July Monthly Peak | Portfolio Adjusted | 1-in-2 | Size: Under 20 kW | Orange County | 2024 | July Monthly Peak | 7 | 1.1474 | 1.1066 | 1.0788 | 1.0611 | 1.0603 | 1.0741 | 1.0061 | 1.163 | 1.4898 | 1.9115 | 2.2164 | 2.3998 | 2.4764 | 2.5411 | 2.5792 | 2.5656 | 2.4232 | 2.1197 | 1.7422 | 1.5845 | 1.6113 | 1.4122 | 1.3023 | 1.2048 | 0 | 0 | 0 | 0 | 0 | 0 | 0 | 0 | 0 | 0 | 0 | 0 | 0 | 0 | 0.051584 | 0.051312 | 0.048465 | 0.042394 | 0 | 0 | 0 | 0 | 0 | 0 | 70.495 | 69.7964 | 69.0787 | 68.366 | 67.7644 | 67.3409 | 67.2592 | 67.6797 | 70.0085 | 74.1708 | 79.6519 | 83.2948 | 86.3902 | 88.8366 | 90.6811 | 91.414 | 91.853 | 91.0425 | 89.3535 | 86.6816 | 82.7808 | 78.895 | 76.4026 | 74.9892 | 0.022744 | 0.022429 | 0.022148 | 0.021028 | 0.022976 | 0.027678 | 0.043134 | 0.043984 | 0.053456 | 0.064379 | 0.072847 | 0.076695 | 0.076948 | 0.08156 | 0.087383 | 0.091634 | 0.095222 | 0.085289 | 0.070529 | 0.045693 | 0.036853 | 0.026388 | 0.022817 | 0.020929
Portfolio Adjusted1-in-2Size: Under 20 kWOrange County2024August Monthly Peak | Portfolio Adjusted | 1-in-2 | Size: Under 20 kW | Orange County | 2024 | August Monthly Peak | 8 | 1.1786 | 1.1361 | 1.1101 | 1.0928 | 1.0925 | 1.1205 | 1.0837 | 1.2227 | 1.5732 | 2.062 | 2.4343 | 2.6485 | 2.7396 | 2.8009 | 2.8492 | 2.8094 | 2.632 | 2.2837 | 1.8566 | 1.7284 | 1.7005 | 1.461 | 1.3426 | 1.2346 | 0 | 0 | 0 | 0 | 0 | 0 | 0 | 0 | 0 | 0 | 0 | 0 | 0 | 0 | 0.056984 | 0.056187 | 0.052639 | 0.045675 | 0 | 0 | 0 | 0 | 0 | 0 | 75.7573 | 74.721 | 73.8935 | 72.8067 | 72.4121 | 71.6396 | 71.3257 | 71.6452 | 74.0307 | 78.9274 | 83.8128 | 88.0693 | 91.1382 | 93.1494 | 94.5063 | 94.6317 | 94.9033 | 93.8612 | 91.7714 | 88.8341 | 84.4248 | 81.0182 | 79.1164 | 77.5263 | 0.023014 | 0.022695 | 0.022411 | 0.021278 | 0.023249 | 0.028007 | 0.043647 | 0.044506 | 0.054091 | 0.065143 | 0.073713 | 0.077606 | 0.077862 | 0.082529 | 0.088421 | 0.092722 | 0.096353 | 0.086301 | 0.071367 | 0.046236 | 0.037291 | 0.026702 | 0.023088 | 0.021178
Portfolio Adjusted1-in-2Size: Under 20 kWOrange County2024September Monthly Peak | Portfolio Adjusted | 1-in-2 | Size: Under 20 kW | Orange County | 2024 | September Monthly Peak | 9 | 1.1513 | 1.1146 | 1.0874 | 1.0705 | 1.0696 | 1.1159 | 1.1502 | 1.1852 | 1.4949 | 1.9284 | 2.2559 | 2.4315 | 2.5163 | 2.5952 | 2.6538 | 2.6431 | 2.4764 | 2.1265 | 1.743 | 1.755 | 1.6151 | 1.4158 | 1.311 | 1.2065 | 0 | 0 | 0 | 0 | 0 | 0 | 0 | 0 | 0 | 0 | 0 | 0 | 0 | 0 | 0.053077 | 0.052862 | 0.049527 | 0.042529 | 0 | 0 | 0 | 0 | 0 | 0 | 70.7242 | 69.6406 | 68.948 | 68.4966 | 68.136 | 67.5831 | 67.6954 | 67.714 | 69.3386 | 74.3499 | 80.9653 | 86.0053 | 90.4335 | 92.9636 | 94.1021 | 94.3662 | 94.0865 | 92.7518 | 90.1208 | 86.2799 | 82.8616 | 80.4364 | 78.7428 | 77.2823 | 0.022763 | 0.022448 | 0.022167 | 0.021046 | 0.022995 | 0.027701 | 0.04317 | 0.04402 | 0.0535 | 0.064432 | 0.072908 | 0.076759 | 0.077012 | 0.081628 | 0.087456 | 0.09171 | 0.095301 | 0.08536 | 0.070588 | 0.045731 | 0.036884 | 0.02641 | 0.022836 | 0.020947
Portfolio Adjusted1-in-2Size: Under 20 kWOrange County2024October Monthly Peak | Portfolio Adjusted | 1-in-2 | Size: Under 20 kW | Orange County | 2024 | October Monthly Peak | 10 | 1.1227 | 1.0943 | 1.0723 | 1.0585 | 1.052 | 1.082 | 1.1522 | 1.1193 | 1.3395 | 1.6816 | 1.9619 | 2.1347 | 2.2405 | 2.3238 | 2.3739 | 2.3905 | 2.2227 | 1.9143 | 1.7344 | 1.6871 | 1.5347 | 1.3741 | 1.2799 | 1.1847 | 0 | 0 | 0 | 0 | 0 | 0 | 0 | 0 | 0 | 0 | 0 | 0 | 0 | 0 | 0.047478 | 0.047811 | 0.044453 | 0.038287 | 0 | 0 | 0 | 0 | 0 | 0 | 69.8544 | 68.7388 | 68.0235 | 67.5146 | 66.8141 | 66.0216 | 66.4556 | 67.5027 | 68.1668 | 72.1162 | 77.208 | 82.1061 | 85.5975 | 87.8541 | 89.5007 | 90.0462 | 89.671 | 88.1553 | 85.3867 | 81.5539 | 78.2349 | 75.4898 | 73.5705 | 71.9944 | 0.022804 | 0.022488 | 0.022207 | 0.021084 | 0.023037 | 0.027752 | 0.043249 | 0.0441 | 0.053598 | 0.064549 | 0.073041 | 0.076898 | 0.077152 | 0.081777 | 0.087615 | 0.091877 | 0.095474 | 0.085515 | 0.070716 | 0.045814 | 0.036951 | 0.026458 | 0.022877 | 0.020985
Portfolio Adjusted1-in-2Size: Under 20 kWOrange County2024November Monthly Peak | Portfolio Adjusted | 1-in-2 | Size: Under 20 kW | Orange County | 2024 | November Monthly Peak | 11 | 1.0882 | 1.0733 | 1.0656 | 1.0496 | 1.0411 | 1.0766 | 1.0073 | 1.0095 | 1.2302 | 1.4749 | 1.6397 | 1.7243 | 1.767 | 1.8036 | 1.8185 | 1.7962 | 1.7448 | 1.8261 | 1.6239 | 1.4764 | 1.3857 | 1.2526 | 1.1842 | 1.1177 | 0 | 0 | 0 | 0 | 0 | 0 | 0 | 0 | 0 | 0 | 0 | 0 | 0 | 0 | 0.03637 | 0.035925 | 0.034896 | 0.036522 | 0 | 0 | 0 | 0 | 0 | 0 | 60.0449 | 59.4391 | 58.9606 | 58.5206 | 58.0335 | 58.0035 | 57.6284 | 57.6775 | 61.7326 | 66.398 | 72.1864 | 76.9977 | 80.5525 | 82.0612 | 82.5767 | 81.9614 | 79.9128 | 75.612 | 71.1053 | 68.5112 | 66.5257 | 64.8383 | 63.4688 | 62.3004 | 0.022915 | 0.022597 | 0.022314 | 0.021186 | 0.023148 | 0.027886 | 0.043458 | 0.044314 | 0.053857 | 0.064862 | 0.073394 | 0.07727 | 0.077525 | 0.082172 | 0.088039 | 0.092322 | 0.095936 | 0.085928 | 0.071058 | 0.046036 | 0.03713 | 0.026586 | 0.022988 | 0.021086
Portfolio Adjusted1-in-2Size: Under 20 kWOrange County2024December Monthly Peak | Portfolio Adjusted | 1-in-2 | Size: Under 20 kW | Orange County | 2024 | December Monthly Peak | 12 | 1.1302 | 1.1179 | 1.1116 | 1.1036 | 1.1039 | 1.1565 | 1.2046 | 1.1434 | 1.3321 | 1.5683 | 1.6617 | 1.6527 | 1.5768 | 1.5243 | 1.4827 | 1.4361 | 1.4776 | 1.6531 | 1.5208 | 1.4476 | 1.3682 | 1.2802 | 1.2217 | 1.1667 | 0 | 0 | 0 | 0 | 0 | 0 | 0 | 0 | 0 | 0 | 0 | 0 | 0 | 0 | 0.029653 | 0.028723 | 0.029553 | 0.033063 | 0 | 0 | 0 | 0 | 0 | 0 | 46.8835 | 46.1535 | 45.3016 | 44.3286 | 43.6779 | 42.896 | 42.6597 | 42.4987 | 43.1104 | 45.8279 | 48.0119 | 49.8073 | 51.2978 | 52.4021 | 52.8157 | 52.6922 | 52.1575 | 51.2694 | 49.9912 | 48.8555 | 48.0532 | 47.3256 | 46.7772 | 46.0653 | 0.023011 | 0.022692 | 0.022408 | 0.021275 | 0.023245 | 0.028002 | 0.04364 | 0.044499 | 0.054082 | 0.065133 | 0.073701 | 0.077593 | 0.07785 | 0.082516 | 0.088407 | 0.092708 | 0.096337 | 0.086288 | 0.071355 | 0.046228 | 0.037285 | 0.026698 | 0.023084 | 0.021174
Portfolio Adjusted1-in-2Size: Under 20 kWOrange County2024Typical Event Day | Portfolio Adjusted | 1-in-2 | Size: Under 20 kW | Orange County | 2024 | Typical Event Day | 8 | 1.1545 | 1.1143 | 1.0898 | 1.0735 | 1.0726 | 1.0994 | 1.0634 | 1.1756 | 1.4876 | 1.9251 | 2.2534 | 2.4429 | 2.5318 | 2.5884 | 2.6349 | 2.6018 | 2.4471 | 2.1225 | 1.7434 | 1.6388 | 1.6304 | 1.4124 | 1.3046 | 1.2044 | 0 | 0 | 0 | 0 | 0 | 0 | 0 | 0 | 0 | 0 | 0 | 0 | 0 | 0 | 0.052699 | 0.052037 | 0.048943 | 0.042449 | 0 | 0 | 0 | 0 | 0 | 0 | 71.2426 | 70.2807 | 69.4407 | 68.6772 | 68.171 | 67.5697 | 67.346 | 67.6816 | 70.0081 | 74.6133 | 79.8067 | 83.9451 | 87.243 | 89.5549 | 91.0492 | 91.6001 | 91.8746 | 90.9568 | 89.0063 | 85.9343 | 82.0759 | 78.6858 | 76.5643 | 75.0612 | 0.022793 | 0.022477 | 0.022196 | 0.021073 | 0.023025 | 0.027737 | 0.043227 | 0.044078 | 0.05357 | 0.064516 | 0.073003 | 0.076859 | 0.077113 | 0.081735 | 0.08757 | 0.09183 | 0.095426 | 0.085471 | 0.07068 | 0.045791 | 0.036932 | 0.026445 | 0.022866 | 0.020974
Portfolio Adjusted1-in-2Size: Under 20 kWOrange County2025January Monthly Peak | Portfolio Adjusted | 1-in-2 | Size: Under 20 kW | Orange County | 2025 | January Monthly Peak | 1 | 1.0599 | 1.0472 | 1.0228 | 1.0159 | 1.0089 | 1.0453 | 1.1289 | 1.0832 | 1.2821 | 1.4951 | 1.5949 | 1.5952 | 1.5429 | 1.5262 | 1.497 | 1.4703 | 1.4699 | 1.6245 | 1.4894 | 1.3908 | 1.2961 | 1.1998 | 1.1406 | 1.1025 | 0 | 0 | 0 | 0 | 0 | 0 | 0 | 0 | 0 | 0 | 0 | 0 | 0 | 0 | 0.029941 | 0.029406 | 0.029398 | 0.032489 | 0 | 0 | 0 | 0 | 0 | 0 | 51.3598 | 50.9142 | 50.4842 | 49.9591 | 49.7643 | 49.4243 | 49.3828 | 49.3491 | 49.8932 | 51.1632 | 52.8535 | 53.9432 | 54.4994 | 55.3922 | 55.9386 | 55.8663 | 55.6556 | 55.1653 | 54.0833 | 52.942 | 52.1449 | 51.8854 | 51.7671 | 51.0477 | 0.022932 | 0.022614 | 0.022331 | 0.021202 | 0.023166 | 0.027907 | 0.04349 | 0.044347 | 0.053897 | 0.06491 | 0.073449 | 0.077328 | 0.077583 | 0.082233 | 0.088104 | 0.09239 | 0.096008 | 0.085992 | 0.071111 | 0.04607 | 0.037158 | 0.026606 | 0.023005 | 0.021102
Portfolio Adjusted1-in-2Size: Under 20 kWOrange County2025February Monthly Peak | Portfolio Adjusted | 1-in-2 | Size: Under 20 kW | Orange County | 2025 | February Monthly Peak | 2 | 1.0438 | 1.0278 | 1.0165 | 1.0145 | 0.99496 | 1.014 | 1.0831 | 1.0473 | 1.2529 | 1.4768 | 1.5964 | 1.6204 | 1.6137 | 1.6038 | 1.6006 | 1.5743 | 1.5175 | 1.5799 | 1.5587 | 1.4452 | 1.3389 | 1.2103 | 1.1356 | 1.086 | 0 | 0 | 0 | 0 | 0 | 0 | 0 | 0 | 0 | 0 | 0 | 0 | 0 | 0 | 0.032011 | 0.031487 | 0.03035 | 0.031598 | 0 | 0 | 0 | 0 | 0 | 0 | 51.289 | 51.073 | 51.0315 | 50.7758 | 50.1982 | 50.2011 | 49.8965 | 50.1953 | 51.4263 | 54.448 | 57.6727 | 60.4973 | 61.9446 | 62.5836 | 63.1413 | 62.8255 | 62.1717 | 61.1103 | 59.272 | 57.6667 | 56.6072 | 55.5335 | 54.4327 | 53.1017 | 0.022816 | 0.0225 | 0.022218 | 0.021095 | 0.023049 | 0.027765 | 0.04327 | 0.044123 | 0.053624 | 0.064582 | 0.073077 | 0.076937 | 0.077191 | 0.081818 | 0.087659 | 0.091923 | 0.095522 | 0.085558 | 0.070751 | 0.045837 | 0.03697 | 0.026472 | 0.022889 | 0.020995
Portfolio Adjusted1-in-2Size: Under 20 kWOrange County2025March Monthly Peak | Portfolio Adjusted | 1-in-2 | Size: Under 20 kW | Orange County | 2025 | March Monthly Peak | 3 | 1.04 | 1.0147 | 0.99863 | 0.99228 | 0.98552 | 1.0076 | 1.0785 | 1.0398 | 1.2016 | 1.4306 | 1.568 | 1.5973 | 1.5936 | 1.597 | 1.6016 | 1.5954 | 1.5339 | 1.425 | 1.341 | 1.4311 | 1.3389 | 1.2124 | 1.1358 | 1.0806 | 0 | 0 | 0 | 0 | 0 | 0 | 0 | 0 | 0 | 0 | 0 | 0 | 0 | 0 | 0.032032 | 0.031907 | 0.030678 | 0.0285 | 0 | 0 | 0 | 0 | 0 | 0 | 52.3639 | 51.4169 | 50.8857 | 50.6908 | 50.243 | 49.8462 | 49.5616 | 49.8631 | 51.8097 | 53.9269 | 56.8118 | 59.7144 | 61.7932 | 63.6561 | 64.9334 | 65.6002 | 65.5139 | 64.6644 | 62.0464 | 58.6972 | 56.9159 | 55.4698 | 54.4457 | 52.956 | 0.022807 | 0.022491 | 0.022209 | 0.021086 | 0.023039 | 0.027755 | 0.043253 | 0.044105 | 0.053603 | 0.064556 | 0.073048 | 0.076906 | 0.07716 | 0.081785 | 0.087624 | 0.091887 | 0.095485 | 0.085524 | 0.070723 | 0.045819 | 0.036955 | 0.026461 | 0.02288 | 0.020987
Portfolio Adjusted1-in-2Size: Under 20 kWOrange County2025April Monthly Peak | Portfolio Adjusted | 1-in-2 | Size: Under 20 kW | Orange County | 2025 | April Monthly Peak | 4 | 1.0511 | 1.0235 | 1.0061 | 0.99507 | 0.98707 | 1.0014 | 0.96856 | 0.9688 | 1.1945 | 1.4625 | 1.6482 | 1.7648 | 1.828 | 1.8954 | 1.9533 | 1.9645 | 1.873 | 1.6499 | 1.4049 | 1.4469 | 1.4154 | 1.2518 | 1.1777 | 1.0976 | 0 | 0 | 0 | 0 | 0 | 0 | 0 | 0 | 0 | 0 | 0 | 0 | 0 | 0 | 0.039067 | 0.03929 | 0.037461 | 0.032997 | 0 | 0 | 0 | 0 | 0 | 0 | 62.7819 | 61.8038 | 60.9906 | 60.3832 | 59.3977 | 58.6937 | 58.0403 | 58.1181 | 60.542 | 64.7208 | 69.4723 | 74.2991 | 78.7219 | 81.4922 | 82.9435 | 83.6145 | 83.1591 | 81.92 | 79.6801 | 76.7482 | 72.0946 | 69.3503 | 67.4295 | 65.5589 | 0.022776 | 0.022461 | 0.022179 | 0.021058 | 0.023008 | 0.027717 | 0.043195 | 0.044046 | 0.053531 | 0.064469 | 0.07295 | 0.076803 | 0.077056 | 0.081675 | 0.087506 | 0.091763 | 0.095356 | 0.085409 | 0.070628 | 0.045757 | 0.036905 | 0.026426 | 0.022849 | 0.020959
Portfolio Adjusted1-in-2Size: Under 20 kWOrange County2025May Monthly Peak | Portfolio Adjusted | 1-in-2 | Size: Under 20 kW | Orange County | 2025 | May Monthly Peak | 5 | 1.0652 | 1.0381 | 1.0171 | 1.0043 | 1.0028 | 1.0052 | 0.89592 | 0.99991 | 1.2461 | 1.5489 | 1.7667 | 1.8958 | 1.9662 | 2.034 | 2.0651 | 2.0685 | 1.978 | 1.7387 | 1.454 | 1.4142 | 1.4453 | 1.2613 | 1.1826 | 1.109 | 0 | 0 | 0 | 0 | 0 | 0 | 0 | 0 | 0 | 0 | 0 | 0 | 0 | 0 | 0.041301 | 0.04137 | 0.039561 | 0.034774 | 0 | 0 | 0 | 0 | 0 | 0 | 65.3247 | 64.3126 | 63.2084 | 62.2568 | 61.5944 | 60.7379 | 60.3771 | 60.7605 | 63.4666 | 67.2396 | 71.4823 | 75.8155 | 79.8833 | 82.6501 | 84.4141 | 85.3816 | 85.6154 | 84.6972 | 82.4897 | 79.565 | 75.2665 | 72.0552 | 70.3524 | 68.8964 | 0.022776 | 0.022461 | 0.02218 | 0.021058 | 0.023009 | 0.027717 | 0.043195 | 0.044046 | 0.053532 | 0.06447 | 0.072951 | 0.076803 | 0.077057 | 0.081676 | 0.087507 | 0.091764 | 0.095357 | 0.085409 | 0.070629 | 0.045758 | 0.036906 | 0.026426 | 0.022849 | 0.020959
Portfolio Adjusted1-in-2Size: Under 20 kWOrange County2025June Monthly Peak | Portfolio Adjusted | 1-in-2 | Size: Under 20 kW | Orange County | 2025 | June Monthly Peak | 6 | 1.1007 | 1.0677 | 1.04 | 1.0281 | 1.0262 | 1.0206 | 0.92804 | 1.0611 | 1.3359 | 1.6721 | 1.9367 | 2.1128 | 2.2051 | 2.2924 | 2.3396 | 2.3311 | 2.1954 | 1.9224 | 1.5841 | 1.4794 | 1.5094 | 1.3398 | 1.2346 | 1.1504 | 0 | 0 | 0 | 0 | 0 | 0 | 0 | 0 | 0 | 0 | 0 | 0 | 0 | 0 | 0.046791 | 0.046623 | 0.043907 | 0.038448 | 0 | 0 | 0 | 0 | 0 | 0 | 67.994 | 66.9647 | 65.8428 | 65.0397 | 64.3716 | 63.7149 | 63.1038 | 63.6876 | 66.6544 | 71.0051 | 74.7969 | 78.411 | 81.0102 | 83.2699 | 84.9075 | 85.9886 | 86.6556 | 86.1719 | 84.7795 | 81.9415 | 78.2363 | 74.3935 | 71.9955 | 70.447 | 0.022785 | 0.022469 | 0.022188 | 0.021066 | 0.023017 | 0.027728 | 0.043212 | 0.044063 | 0.053552 | 0.064494 | 0.072978 | 0.076833 | 0.077086 | 0.081707 | 0.08754 | 0.091799 | 0.095393 | 0.085442 | 0.070656 | 0.045775 | 0.03692 | 0.026436 | 0.022858 | 0.020967
Portfolio Adjusted1-in-2Size: Under 20 kWOrange County2025July Monthly Peak | Portfolio Adjusted | 1-in-2 | Size: Under 20 kW | Orange County | 2025 | July Monthly Peak | 7 | 1.1474 | 1.1066 | 1.0788 | 1.0611 | 1.0603 | 1.0741 | 1.0061 | 1.163 | 1.4898 | 1.9115 | 2.2164 | 2.3998 | 2.4764 | 2.5411 | 2.5792 | 2.5656 | 2.4232 | 2.1197 | 1.7422 | 1.5845 | 1.6113 | 1.4122 | 1.3023 | 1.2048 | 0 | 0 | 0 | 0 | 0 | 0 | 0 | 0 | 0 | 0 | 0 | 0 | 0 | 0 | 0.051584 | 0.051312 | 0.048465 | 0.042394 | 0 | 0 | 0 | 0 | 0 | 0 | 70.495 | 69.7964 | 69.0787 | 68.366 | 67.7644 | 67.3409 | 67.2592 | 67.6797 | 70.0085 | 74.1708 | 79.6519 | 83.2948 | 86.3902 | 88.8366 | 90.6811 | 91.414 | 91.853 | 91.0425 | 89.3535 | 86.6816 | 82.7808 | 78.895 | 76.4026 | 74.9892 | 0.022744 | 0.022429 | 0.022148 | 0.021028 | 0.022976 | 0.027678 | 0.043134 | 0.043984 | 0.053456 | 0.064379 | 0.072847 | 0.076695 | 0.076948 | 0.08156 | 0.087383 | 0.091634 | 0.095222 | 0.085289 | 0.070529 | 0.045693 | 0.036853 | 0.026388 | 0.022817 | 0.020929
Portfolio Adjusted1-in-2Size: Under 20 kWOrange County2025August Monthly Peak | Portfolio Adjusted | 1-in-2 | Size: Under 20 kW | Orange County | 2025 | August Monthly Peak | 8 | 1.1786 | 1.1361 | 1.1101 | 1.0928 | 1.0925 | 1.1205 | 1.0837 | 1.2227 | 1.5732 | 2.062 | 2.4343 | 2.6485 | 2.7396 | 2.8009 | 2.8492 | 2.8094 | 2.632 | 2.2837 | 1.8566 | 1.7284 | 1.7005 | 1.461 | 1.3426 | 1.2346 | 0 | 0 | 0 | 0 | 0 | 0 | 0 | 0 | 0 | 0 | 0 | 0 | 0 | 0 | 0.056984 | 0.056187 | 0.052639 | 0.045675 | 0 | 0 | 0 | 0 | 0 | 0 | 75.7573 | 74.721 | 73.8935 | 72.8067 | 72.4121 | 71.6396 | 71.3257 | 71.6452 | 74.0307 | 78.9274 | 83.8128 | 88.0693 | 91.1382 | 93.1494 | 94.5063 | 94.6317 | 94.9033 | 93.8612 | 91.7714 | 88.8341 | 84.4248 | 81.0182 | 79.1164 | 77.5262 | 0.023014 | 0.022695 | 0.022411 | 0.021278 | 0.023249 | 0.028007 | 0.043647 | 0.044506 | 0.054091 | 0.065143 | 0.073713 | 0.077606 | 0.077862 | 0.082529 | 0.088421 | 0.092722 | 0.096353 | 0.086301 | 0.071367 | 0.046236 | 0.037291 | 0.026702 | 0.023088 | 0.021178
Portfolio Adjusted1-in-2Size: Under 20 kWOrange County2025September Monthly Peak | Portfolio Adjusted | 1-in-2 | Size: Under 20 kW | Orange County | 2025 | September Monthly Peak | 9 | 1.1513 | 1.1146 | 1.0874 | 1.0705 | 1.0696 | 1.1159 | 1.1502 | 1.1852 | 1.4949 | 1.9284 | 2.2559 | 2.4315 | 2.5163 | 2.5952 | 2.6538 | 2.6431 | 2.4764 | 2.1265 | 1.743 | 1.755 | 1.6151 | 1.4158 | 1.311 | 1.2065 | 0 | 0 | 0 | 0 | 0 | 0 | 0 | 0 | 0 | 0 | 0 | 0 | 0 | 0 | 0.053077 | 0.052862 | 0.049527 | 0.042529 | 0 | 0 | 0 | 0 | 0 | 0 | 70.7242 | 69.6406 | 68.948 | 68.4966 | 68.136 | 67.5832 | 67.6954 | 67.714 | 69.3386 | 74.3499 | 80.9653 | 86.0052 | 90.4335 | 92.9636 | 94.1021 | 94.3662 | 94.0865 | 92.7518 | 90.1208 | 86.2799 | 82.8616 | 80.4364 | 78.7428 | 77.2823 | 0.022763 | 0.022448 | 0.022167 | 0.021046 | 0.022995 | 0.027701 | 0.04317 | 0.04402 | 0.0535 | 0.064432 | 0.072908 | 0.076759 | 0.077012 | 0.081628 | 0.087456 | 0.09171 | 0.095301 | 0.08536 | 0.070588 | 0.045731 | 0.036884 | 0.02641 | 0.022836 | 0.020947
Portfolio Adjusted1-in-2Size: Under 20 kWOrange County2025October Monthly Peak | Portfolio Adjusted | 1-in-2 | Size: Under 20 kW | Orange County | 2025 | October Monthly Peak | 10 | 1.1227 | 1.0943 | 1.0723 | 1.0585 | 1.052 | 1.082 | 1.1522 | 1.1193 | 1.3395 | 1.6816 | 1.9619 | 2.1347 | 2.2405 | 2.3238 | 2.3739 | 2.3905 | 2.2227 | 1.9143 | 1.7344 | 1.6871 | 1.5347 | 1.3741 | 1.2799 | 1.1847 | 0 | 0 | 0 | 0 | 0 | 0 | 0 | 0 | 0 | 0 | 0 | 0 | 0 | 0 | 0.047478 | 0.047811 | 0.044453 | 0.038287 | 0 | 0 | 0 | 0 | 0 | 0 | 69.8544 | 68.7388 | 68.0235 | 67.5146 | 66.8141 | 66.0216 | 66.4556 | 67.5027 | 68.1668 | 72.1162 | 77.208 | 82.1061 | 85.5975 | 87.8541 | 89.5007 | 90.0462 | 89.671 | 88.1553 | 85.3867 | 81.5539 | 78.2349 | 75.4898 | 73.5705 | 71.9944 | 0.022804 | 0.022488 | 0.022207 | 0.021084 | 0.023037 | 0.027752 | 0.043249 | 0.0441 | 0.053598 | 0.064549 | 0.073041 | 0.076898 | 0.077152 | 0.081777 | 0.087615 | 0.091877 | 0.095474 | 0.085515 | 0.070716 | 0.045814 | 0.036951 | 0.026458 | 0.022877 | 0.020985
Portfolio Adjusted1-in-2Size: Under 20 kWOrange County2025November Monthly Peak | Portfolio Adjusted | 1-in-2 | Size: Under 20 kW | Orange County | 2025 | November Monthly Peak | 11 | 1.0882 | 1.0733 | 1.0656 | 1.0496 | 1.0411 | 1.0766 | 1.0073 | 1.0095 | 1.2302 | 1.4749 | 1.6397 | 1.7243 | 1.767 | 1.8036 | 1.8185 | 1.7962 | 1.7448 | 1.8261 | 1.6239 | 1.4764 | 1.3857 | 1.2526 | 1.1842 | 1.1177 | 0 | 0 | 0 | 0 | 0 | 0 | 0 | 0 | 0 | 0 | 0 | 0 | 0 | 0 | 0.03637 | 0.035925 | 0.034896 | 0.036522 | 0 | 0 | 0 | 0 | 0 | 0 | 60.0449 | 59.4391 | 58.9606 | 58.5206 | 58.0335 | 58.0035 | 57.6284 | 57.6775 | 61.7326 | 66.398 | 72.1864 | 76.9977 | 80.5525 | 82.0612 | 82.5767 | 81.9614 | 79.9127 | 75.612 | 71.1053 | 68.5112 | 66.5257 | 64.8383 | 63.4688 | 62.3004 | 0.022915 | 0.022597 | 0.022314 | 0.021186 | 0.023148 | 0.027886 | 0.043458 | 0.044314 | 0.053857 | 0.064862 | 0.073394 | 0.07727 | 0.077525 | 0.082172 | 0.088039 | 0.092322 | 0.095936 | 0.085928 | 0.071058 | 0.046036 | 0.03713 | 0.026586 | 0.022988 | 0.021086
Portfolio Adjusted1-in-2Size: Under 20 kWOrange County2025December Monthly Peak | Portfolio Adjusted | 1-in-2 | Size: Under 20 kW | Orange County | 2025 | December Monthly Peak | 12 | 1.1302 | 1.1179 | 1.1116 | 1.1036 | 1.1039 | 1.1565 | 1.2046 | 1.1434 | 1.3321 | 1.5683 | 1.6617 | 1.6527 | 1.5768 | 1.5243 | 1.4827 | 1.4361 | 1.4776 | 1.6531 | 1.5208 | 1.4476 | 1.3682 | 1.2802 | 1.2217 | 1.1667 | 0 | 0 | 0 | 0 | 0 | 0 | 0 | 0 | 0 | 0 | 0 | 0 | 0 | 0 | 0.029653 | 0.028723 | 0.029553 | 0.033063 | 0 | 0 | 0 | 0 | 0 | 0 | 46.8835 | 46.1535 | 45.3016 | 44.3286 | 43.6779 | 42.896 | 42.6597 | 42.4987 | 43.1104 | 45.8279 | 48.0119 | 49.8073 | 51.2978 | 52.4021 | 52.8157 | 52.6922 | 52.1575 | 51.2694 | 49.9912 | 48.8555 | 48.0532 | 47.3256 | 46.7772 | 46.0653 | 0.023011 | 0.022692 | 0.022408 | 0.021275 | 0.023245 | 0.028002 | 0.04364 | 0.044499 | 0.054082 | 0.065133 | 0.073701 | 0.077593 | 0.07785 | 0.082516 | 0.088407 | 0.092708 | 0.096337 | 0.086288 | 0.071355 | 0.046228 | 0.037285 | 0.026698 | 0.023084 | 0.021174
Portfolio Adjusted1-in-2Size: Under 20 kWOrange County2025Typical Event Day | Portfolio Adjusted | 1-in-2 | Size: Under 20 kW | Orange County | 2025 | Typical Event Day | 8 | 1.1545 | 1.1143 | 1.0898 | 1.0735 | 1.0726 | 1.0994 | 1.0634 | 1.1756 | 1.4876 | 1.9251 | 2.2534 | 2.4429 | 2.5318 | 2.5884 | 2.6349 | 2.6018 | 2.4471 | 2.1225 | 1.7434 | 1.6388 | 1.6304 | 1.4124 | 1.3046 | 1.2044 | 0 | 0 | 0 | 0 | 0 | 0 | 0 | 0 | 0 | 0 | 0 | 0 | 0 | 0 | 0.052699 | 0.052037 | 0.048943 | 0.042449 | 0 | 0 | 0 | 0 | 0 | 0 | 71.2426 | 70.2807 | 69.4407 | 68.6772 | 68.171 | 67.5697 | 67.346 | 67.6816 | 70.0081 | 74.6133 | 79.8067 | 83.9451 | 87.243 | 89.5549 | 91.0492 | 91.6001 | 91.8746 | 90.9568 | 89.0063 | 85.9343 | 82.0759 | 78.6858 | 76.5643 | 75.0612 | 0.022793 | 0.022477 | 0.022196 | 0.021073 | 0.023025 | 0.027737 | 0.043227 | 0.044078 | 0.05357 | 0.064516 | 0.073003 | 0.076859 | 0.077113 | 0.081735 | 0.08757 | 0.09183 | 0.095426 | 0.085471 | 0.07068 | 0.045791 | 0.036932 | 0.026445 | 0.022866 | 0.020974
Portfolio Adjusted1-in-10Size: Under 20 kWSouth of Lugo2015January Monthly Peak | Portfolio Adjusted | 1-in-10 | Size: Under 20 kW | South of Lugo | 2015 | January Monthly Peak | 1
Portfolio Adjusted1-in-10Size: Under 20 kWSouth of Lugo2015February Monthly Peak | Portfolio Adjusted | 1-in-10 | Size: Under 20 kW | South of Lugo | 2015 | February Monthly Peak | 2
Portfolio Adjusted1-in-10Size: Under 20 kWSouth of Lugo2015March Monthly Peak | Portfolio Adjusted | 1-in-10 | Size: Under 20 kW | South of Lugo | 2015 | March Monthly Peak | 3
Portfolio Adjusted1-in-10Size: Under 20 kWSouth of Lugo2015April Monthly Peak | Portfolio Adjusted | 1-in-10 | Size: Under 20 kW | South of Lugo | 2015 | April Monthly Peak | 4
Portfolio Adjusted1-in-10Size: Under 20 kWSouth of Lugo2015May Monthly Peak | Portfolio Adjusted | 1-in-10 | Size: Under 20 kW | South of Lugo | 2015 | May Monthly Peak | 5
Portfolio Adjusted1-in-10Size: Under 20 kWSouth of Lugo2015June Monthly Peak | Portfolio Adjusted | 1-in-10 | Size: Under 20 kW | South of Lugo | 2015 | June Monthly Peak | 6
Portfolio Adjusted1-in-10Size: Under 20 kWSouth of Lugo2015July Monthly Peak | Portfolio Adjusted | 1-in-10 | Size: Under 20 kW | South of Lugo | 2015 | July Monthly Peak | 7
Portfolio Adjusted1-in-10Size: Under 20 kWSouth of Lugo2015August Monthly Peak | Portfolio Adjusted | 1-in-10 | Size: Under 20 kW | South of Lugo | 2015 | August Monthly Peak | 8
Portfolio Adjusted1-in-10Size: Under 20 kWSouth of Lugo2015September Monthly Peak | Portfolio Adjusted | 1-in-10 | Size: Under 20 kW | South of Lugo | 2015 | September Monthly Peak | 9
Portfolio Adjusted1-in-10Size: Under 20 kWSouth of Lugo2015October Monthly Peak | Portfolio Adjusted | 1-in-10 | Size: Under 20 kW | South of Lugo | 2015 | October Monthly Peak | 10
Portfolio Adjusted1-in-10Size: Under 20 kWSouth of Lugo2015November Monthly Peak | Portfolio Adjusted | 1-in-10 | Size: Under 20 kW | South of Lugo | 2015 | November Monthly Peak | 11
Portfolio Adjusted1-in-10Size: Under 20 kWSouth of Lugo2015December Monthly Peak | Portfolio Adjusted | 1-in-10 | Size: Under 20 kW | South of Lugo | 2015 | December Monthly Peak | 12
Portfolio Adjusted1-in-10Size: Under 20 kWSouth of Lugo2015Typical Event Day | Portfolio Adjusted | 1-in-10 | Size: Under 20 kW | South of Lugo | 2015 | Typical Event Day | 8
Portfolio Adjusted1-in-10Size: Under 20 kWSouth of Lugo2016January Monthly Peak | Portfolio Adjusted | 1-in-10 | Size: Under 20 kW | South of Lugo | 2016 | January Monthly Peak | 1
Portfolio Adjusted1-in-10Size: Under 20 kWSouth of Lugo2016February Monthly Peak | Portfolio Adjusted | 1-in-10 | Size: Under 20 kW | South of Lugo | 2016 | February Monthly Peak | 2
Portfolio Adjusted1-in-10Size: Under 20 kWSouth of Lugo2016March Monthly Peak | Portfolio Adjusted | 1-in-10 | Size: Under 20 kW | South of Lugo | 2016 | March Monthly Peak | 3
Portfolio Adjusted1-in-10Size: Under 20 kWSouth of Lugo2016April Monthly Peak | Portfolio Adjusted | 1-in-10 | Size: Under 20 kW | South of Lugo | 2016 | April Monthly Peak | 4
Portfolio Adjusted1-in-10Size: Under 20 kWSouth of Lugo2016May Monthly Peak | Portfolio Adjusted | 1-in-10 | Size: Under 20 kW | South of Lugo | 2016 | May Monthly Peak | 5
Portfolio Adjusted1-in-10Size: Under 20 kWSouth of Lugo2016June Monthly Peak | Portfolio Adjusted | 1-in-10 | Size: Under 20 kW | South of Lugo | 2016 | June Monthly Peak | 6
Portfolio Adjusted1-in-10Size: Under 20 kWSouth of Lugo2016July Monthly Peak | Portfolio Adjusted | 1-in-10 | Size: Under 20 kW | South of Lugo | 2016 | July Monthly Peak | 7
Portfolio Adjusted1-in-10Size: Under 20 kWSouth of Lugo2016August Monthly Peak | Portfolio Adjusted | 1-in-10 | Size: Under 20 kW | South of Lugo | 2016 | August Monthly Peak | 8
Portfolio Adjusted1-in-10Size: Under 20 kWSouth of Lugo2016September Monthly Peak | Portfolio Adjusted | 1-in-10 | Size: Under 20 kW | South of Lugo | 2016 | September Monthly Peak | 9
Portfolio Adjusted1-in-10Size: Under 20 kWSouth of Lugo2016October Monthly Peak | Portfolio Adjusted | 1-in-10 | Size: Under 20 kW | South of Lugo | 2016 | October Monthly Peak | 10
Portfolio Adjusted1-in-10Size: Under 20 kWSouth of Lugo2016November Monthly Peak | Portfolio Adjusted | 1-in-10 | Size: Under 20 kW | South of Lugo | 2016 | November Monthly Peak | 11
Portfolio Adjusted1-in-10Size: Under 20 kWSouth of Lugo2016December Monthly Peak | Portfolio Adjusted | 1-in-10 | Size: Under 20 kW | South of Lugo | 2016 | December Monthly Peak | 12
Portfolio Adjusted1-in-10Size: Under 20 kWSouth of Lugo2016Typical Event Day | Portfolio Adjusted | 1-in-10 | Size: Under 20 kW | South of Lugo | 2016 | Typical Event Day | 8
Portfolio Adjusted1-in-10Size: Under 20 kWSouth of Lugo2017January Monthly Peak | Portfolio Adjusted | 1-in-10 | Size: Under 20 kW | South of Lugo | 2017 | January Monthly Peak | 1
Portfolio Adjusted1-in-10Size: Under 20 kWSouth of Lugo2017February Monthly Peak | Portfolio Adjusted | 1-in-10 | Size: Under 20 kW | South of Lugo | 2017 | February Monthly Peak | 2
Portfolio Adjusted1-in-10Size: Under 20 kWSouth of Lugo2017March Monthly Peak | Portfolio Adjusted | 1-in-10 | Size: Under 20 kW | South of Lugo | 2017 | March Monthly Peak | 3
Portfolio Adjusted1-in-10Size: Under 20 kWSouth of Lugo2017April Monthly Peak | Portfolio Adjusted | 1-in-10 | Size: Under 20 kW | South of Lugo | 2017 | April Monthly Peak | 4 | 1.0187 | 0.98372 | 0.97267 | 0.95753 | 0.95612 | 0.97557 | 0.90769 | 0.80684 | 1.0175 | 1.2586 | 1.5191 | 1.6668 | 1.7871 | 1.8371 | 1.8661 | 1.8356 | 1.7866 | 1.6106 | 1.3926 | 1.4678 | 1.4239 | 1.2947 | 1.1504 | 1.0719 | 0 | 0 | 0 | 0 | 0 | 0 | 0 | 0 | 0 | 0 | 0 | 0 | 0 | 0 | 0.037322 | 0.036713 | 0.035733 | 0.032212 | 0 | 0 | 0 | 0 | 0 | 0 | 70.1919 | 69.2226 | 67.6477 | 66.0733 | 64.72 | 63.8646 | 63.4846 | 63.5643 | 66.279 | 71.8958 | 77.2437 | 82.3375 | 85.2937 | 86.0531 | 85.1521 | 85.1146 | 85.0531 | 85.151 | 83.7958 | 79.7781 | 75.039 | 70.3737 | 68.0669 | 67.0962 | 0.026684 | 0.024345 | 0.023982 | 0.02221 | 0.018991 | 0.021106 | 0.039755 | 0.038781 | 0.048011 | 0.068585 | 0.074327 | 0.07644 | 0.076609 | 0.084286 | 0.083681 | 0.081144 | 0.08385 | 0.073075 | 0.076777 | 0.053267 | 0.040738 | 0.035049 | 0.029485 | 0.026583
Portfolio Adjusted1-in-10Size: Under 20 kWSouth of Lugo2017May Monthly Peak | Portfolio Adjusted | 1-in-10 | Size: Under 20 kW | South of Lugo | 2017 | May Monthly Peak | 5 | 1.0628 | 1.0325 | 1.0181 | 1.0063 | 0.98087 | 0.98677 | 0.86241 | 0.83639 | 1.0934 | 1.3832 | 1.6487 | 1.8195 | 1.9136 | 1.9727 | 1.9764 | 1.9496 | 1.902 | 1.6867 | 1.438 | 1.3975 | 1.4298 | 1.3085 | 1.1757 | 1.1105 | 0 | 0 | 0 | 0 | 0 | 0 | 0 | 0 | 0 | 0 | 0 | 0 | 0 | 0 | 0.039529 | 0.038992 | 0.038041 | 0.033735 | 0 | 0 | 0 | 0 | 0 | 0 | 70.7512 | 69.6305 | 68.4846 | 68.1813 | 67.8197 | 67.4557 | 67.6 | 67.6337 | 70.906 | 76.1646 | 80.7563 | 84.1427 | 85.4688 | 85.6375 | 86.4406 | 86.6125 | 86.6531 | 85.7354 | 85.1958 | 82.7802 | 78.5354 | 73.9526 | 71.4154 | 69.0414 | 0.026542 | 0.024216 | 0.023854 | 0.022092 | 0.01889 | 0.020994 | 0.039543 | 0.038575 | 0.047756 | 0.06822 | 0.073932 | 0.076033 | 0.076201 | 0.083837 | 0.083236 | 0.080713 | 0.083403 | 0.072686 | 0.076369 | 0.052984 | 0.040522 | 0.034862 | 0.029328 | 0.026442
Portfolio Adjusted1-in-10Size: Under 20 kWSouth of Lugo2017June Monthly Peak | Portfolio Adjusted | 1-in-10 | Size: Under 20 kW | South of Lugo | 2017 | June Monthly Peak | 6 | 1.0627 | 1.0314 | 1.0254 | 1.0089 | 0.97913 | 0.97736 | 0.86747 | 0.84207 | 1.0867 | 1.3448 | 1.5782 | 1.7096 | 1.8101 | 1.8655 | 1.8876 | 1.8497 | 1.8081 | 1.626 | 1.3894 | 1.3165 | 1.3941 | 1.2886 | 1.1769 | 1.1103 | 0 | 0 | 0 | 0 | 0 | 0 | 0 | 0 | 0 | 0 | 0 | 0 | 0 | 0 | 0.037753 | 0.036994 | 0.036162 | 0.03252 | 0 | 0 | 0 | 0 | 0 | 0 | 65.7042 | 65.3474 | 65.5472 | 65.6108 | 64.598 | 63.6388 | 63.0923 | 64.038 | 66.5719 | 70.1675 | 74.9139 | 79.1625 | 80.8809 | 80.8061 | 81.4948 | 82.0063 | 83.2875 | 82.6083 | 82.5281 | 78.3927 | 73.9175 | 70.91 | 69.1022 | 68.3751 | 0.026482 | 0.02416 | 0.0238 | 0.022042 | 0.018847 | 0.020946 | 0.039453 | 0.038487 | 0.047647 | 0.068065 | 0.073764 | 0.07586 | 0.076028 | 0.083647 | 0.083047 | 0.080529 | 0.083214 | 0.072521 | 0.076195 | 0.052863 | 0.040429 | 0.034783 | 0.029261 | 0.026381
Portfolio Adjusted1-in-10Size: Under 20 kWSouth of Lugo2017July Monthly Peak | Portfolio Adjusted | 1-in-10 | Size: Under 20 kW | South of Lugo | 2017 | July Monthly Peak | 7 | 1.0988 | 1.0673 | 1.0588 | 1.0405 | 1.0069 | 1.0274 | 0.92217 | 0.89903 | 1.2197 | 1.5464 | 1.8153 | 1.9578 | 2.048 | 2.1112 | 2.0989 | 2.0434 | 1.9962 | 1.7758 | 1.5113 | 1.409 | 1.4692 | 1.363 | 1.2251 | 1.1477 | 0 | 0 | 0 | 0 | 0 | 0 | 0 | 0 | 0 | 0 | 0 | 0 | 0 | 0 | 0.041977 | 0.040868 | 0.039924 | 0.035516 | 0 | 0 | 0 | 0 | 0 | 0 | 69.9762 | 68.7577 | 68.2248 | 67.8496 | 67.522 | 67.2362 | 67.5884 | 68.5104 | 70.8702 | 74.9502 | 79.4406 | 81.9906 | 80.7094 | 80.1312 | 82.5583 | 82.9875 | 82.3687 | 81.8 | 80.6052 | 78.7167 | 75.5167 | 72.9094 | 71.6656 | 70.9606 | 0.026425 | 0.024109 | 0.023749 | 0.021995 | 0.018806 | 0.020901 | 0.039369 | 0.038405 | 0.047545 | 0.067919 | 0.073605 | 0.075697 | 0.075864 | 0.083467 | 0.082868 | 0.080356 | 0.083035 | 0.072365 | 0.076031 | 0.052749 | 0.040342 | 0.034708 | 0.029199 | 0.026325
Portfolio Adjusted1-in-10Size: Under 20 kWSouth of Lugo2017August Monthly Peak | Portfolio Adjusted | 1-in-10 | Size: Under 20 kW | South of Lugo | 2017 | August Monthly Peak | 8 | 1.0892 | 1.0592 | 1.0538 | 1.0412 | 1.0179 | 1.0469 | 0.98052 | 0.90905 | 1.2465 | 1.5878 | 1.8887 | 2.0489 | 2.1539 | 2.2102 | 2.2076 | 2.1507 | 2.0775 | 1.8118 | 1.5354 | 1.4981 | 1.4997 | 1.3421 | 1.2091 | 1.1321 | 0 | 0 | 0 | 0 | 0 | 0 | 0 | 0 | 0 | 0 | 0 | 0 | 0 | 0 | 0.044151 | 0.043013 | 0.04155 | 0.036236 | 0 | 0 | 0 | 0 | 0 | 0 | 70.9923 | 70.38 | 69.8921 | 69.4348 | 69.2328 | 69.4894 | 69.6169 | 69.8282 | 72.15 | 76.199 | 79.5354 | 83.3052 | 85.024 | 85.9531 | 86.5323 | 88.3531 | 90.3115 | 92.0906 | 91.9448 | 87.8958 | 81.751 | 77.9615 | 75.9469 | 73.7229 | 0.026545 | 0.024219 | 0.023857 | 0.022095 | 0.018892 | 0.020996 | 0.039548 | 0.03858 | 0.047762 | 0.068229 | 0.073941 | 0.076043 | 0.07621 | 0.083848 | 0.083246 | 0.080723 | 0.083414 | 0.072695 | 0.076378 | 0.05299 | 0.040527 | 0.034867 | 0.029332 | 0.026445
Portfolio Adjusted1-in-10Size: Under 20 kWSouth of Lugo2017September Monthly Peak | Portfolio Adjusted | 1-in-10 | Size: Under 20 kW | South of Lugo | 2017 | September Monthly Peak | 9 | 1.1197 | 1.0865 | 1.0762 | 1.0584 | 1.0345 | 1.0535 | 1.0446 | 0.96192 | 1.2996 | 1.6807 | 1.9897 | 2.1692 | 2.2867 | 2.3553 | 2.3407 | 2.2637 | 2.2062 | 1.9314 | 1.6379 | 1.6508 | 1.5177 | 1.3761 | 1.2454 | 1.1699 | 0 | 0 | 0 | 0 | 0 | 0 | 0 | 0 | 0 | 0 | 0 | 0 | 0 | 0 | 0.046814 | 0.045273 | 0.044124 | 0.038628 | 0 | 0 | 0 | 0 | 0 | 0 | 75.7387 | 75.1061 | 74.3788 | 73.4958 | 72.6748 | 72.3328 | 72.2854 | 72.5536 | 74.6677 | 78.7844 | 82.5938 | 86.5927 | 89.15 | 90.3 | 89.9914 | 90.4495 | 90.3548 | 89.7885 | 88.3302 | 84.3656 | 79.9844 | 76.8417 | 74.6344 | 73.2865 | 0.026632 | 0.024298 | 0.023936 | 0.022168 | 0.018954 | 0.021065 | 0.039678 | 0.038706 | 0.047919 | 0.068453 | 0.074184 | 0.076292 | 0.076461 | 0.084123 | 0.08352 | 0.080988 | 0.083687 | 0.072934 | 0.076629 | 0.053164 | 0.04066 | 0.034981 | 0.029428 | 0.026532
Portfolio Adjusted1-in-10Size: Under 20 kWSouth of Lugo2017October Monthly Peak | Portfolio Adjusted | 1-in-10 | Size: Under 20 kW | South of Lugo | 2017 | October Monthly Peak | 10 | 1.039 | 1.0144 | 1.0051 | 0.99065 | 0.98098 | 0.99797 | 1.0399 | 0.92248 | 1.0775 | 1.3441 | 1.6054 | 1.7813 | 1.9006 | 1.9642 | 1.986 | 1.9186 | 1.8329 | 1.6387 | 1.584 | 1.5193 | 1.3994 | 1.2678 | 1.1582 | 1.0907 | 0 | 0 | 0 | 0 | 0 | 0 | 0 | 0 | 0 | 0 | 0 | 0 | 0 | 0 | 0.03972 | 0.038371 | 0.036659 | 0.032774 | 0 | 0 | 0 | 0 | 0 | 0 | 70.797 | 69.8596 | 68.7874 | 67.7411 | 66.7028 | 66.4336 | 66.4736 | 66.4469 | 67.6708 | 70.6955 | 75.0187 | 79.8889 | 83.9698 | 85.7177 | 85.9146 | 85.9573 | 85.3969 | 84.5365 | 81.7894 | 77.9219 | 74.3744 | 72.2303 | 70.6615 | 69.5626 | 0.026446 | 0.024128 | 0.023768 | 0.022012 | 0.018821 | 0.020918 | 0.0394 | 0.038436 | 0.047583 | 0.067973 | 0.073664 | 0.075758 | 0.075925 | 0.083534 | 0.082935 | 0.080421 | 0.083102 | 0.072423 | 0.076093 | 0.052792 | 0.040375 | 0.034736 | 0.029222 | 0.026346
Portfolio Adjusted1-in-10Size: Under 20 kWSouth of Lugo2017November Monthly Peak | Portfolio Adjusted | 1-in-10 | Size: Under 20 kW | South of Lugo | 2017 | November Monthly Peak | 11 | 1.0323 | 1.0098 | 0.99463 | 0.97183 | 0.9734 | 0.97117 | 0.90636 | 0.84183 | 1.0218 | 1.2618 | 1.4922 | 1.632 | 1.7159 | 1.7598 | 1.7778 | 1.7408 | 1.7848 | 1.8687 | 1.6648 | 1.5131 | 1.3755 | 1.2469 | 1.1503 | 1.0818 | 0 | 0 | 0 | 0 | 0 | 0 | 0 | 0 | 0 | 0 | 0 | 0 | 0 | 0 | 0.035556 | 0.034815 | 0.035695 | 0.037374 | 0 | 0 | 0 | 0 | 0 | 0 | 68.6434 | 66.8461 | 66.1109 | 64.5575 | 63.8006 | 62.7468 | 62.1453 | 62.6549 | 65.6398 | 71.4732 | 78.2385 | 83.6646 | 85.699 | 87.1323 | 87.5427 | 86.1563 | 84.0313 | 81.6896 | 79.3094 | 76.3982 | 74.5235 | 72.7879 | 70.675 | 69.0948 | 0.026749 | 0.024405 | 0.02404 | 0.022265 | 0.019037 | 0.021158 | 0.039852 | 0.038876 | 0.048129 | 0.068753 | 0.074509 | 0.076627 | 0.076796 | 0.084492 | 0.083886 | 0.081343 | 0.084054 | 0.073254 | 0.076965 | 0.053397 | 0.040838 | 0.035134 | 0.029557 | 0.026648
Portfolio Adjusted1-in-10Size: Under 20 kWSouth of Lugo2017December Monthly Peak | Portfolio Adjusted | 1-in-10 | Size: Under 20 kW | South of Lugo | 2017 | December Monthly Peak | 12 | 1.0424 | 1.0142 | 1.0012 | 0.9758 | 0.98428 | 0.99612 | 1.0662 | 0.9826 | 1.1369 | 1.3303 | 1.3934 | 1.3984 | 1.3798 | 1.3435 | 1.2942 | 1.3234 | 1.4636 | 1.661 | 1.4802 | 1.3955 | 1.2907 | 1.192 | 1.1201 | 1.0767 | 0 | 0 | 0 | 0 | 0 | 0 | 0 | 0 | 0 | 0 | 0 | 0 | 0 | 0 | 0.025885 | 0.026467 | 0.029271 | 0.033221 | 0 | 0 | 0 | 0 | 0 | 0 | 48.1753 | 47.2615 | 46.8692 | 47.1285 | 47.6557 | 47.3354 | 48.2665 | 48.3719 | 49.3182 | 50.8852 | 52.1077 | 53.5055 | 55.0131 | 54.7112 | 54.6311 | 54.44 | 53.8766 | 52.5155 | 51.4211 | 49.554 | 47.6871 | 47.938 | 47.8529 | 47.1165 | 0.027341 | 0.024945 | 0.024573 | 0.022758 | 0.019458 | 0.021626 | 0.040734 | 0.039737 | 0.049194 | 0.070275 | 0.076158 | 0.078323 | 0.078496 | 0.086362 | 0.085742 | 0.083143 | 0.085915 | 0.074875 | 0.078668 | 0.054579 | 0.041742 | 0.035912 | 0.030211 | 0.027238
Portfolio Adjusted1-in-10Size: Under 20 kWSouth of Lugo2017Typical Event Day | Portfolio Adjusted | 1-in-10 | Size: Under 20 kW | South of Lugo | 2017 | Typical Event Day | 8 | 1.0855 | 1.0559 | 1.0508 | 1.0386 | 1.0151 | 1.0442 | 0.9794 | 0.90311 | 1.2271 | 1.5562 | 1.847 | 2.0012 | 2.1025 | 2.158 | 2.157 | 2.1021 | 2.0302 | 1.7718 | 1.5075 | 1.4756 | 1.4859 | 1.333 | 1.2027 | 1.1262 | 0 | 0 | 0 | 0 | 0 | 0 | 0 | 0 | 0 | 0 | 0 | 0 | 0 | 0 | 0.04314 | 0.042043 | 0.040605 | 0.035435 | 0 | 0 | 0 | 0 | 0 | 0 | 70.6029 | 69.8978 | 69.5107 | 69.0978 | 68.5069 | 68.1743 | 68.1458 | 68.7326 | 71.0649 | 75.0253 | 79.1209 | 82.7628 | 83.9411 | 84.2976 | 85.1442 | 85.9491 | 86.5806 | 86.5719 | 85.8521 | 82.3427 | 77.7924 | 74.6556 | 72.8373 | 71.5863 | 0.02649 | 0.024168 | 0.023807 | 0.022049 | 0.018852 | 0.020952 | 0.039465 | 0.038499 | 0.047661 | 0.068085 | 0.073786 | 0.075883 | 0.07605 | 0.083672 | 0.083071 | 0.080553 | 0.083238 | 0.072542 | 0.076218 | 0.052879 | 0.040441 | 0.034793 | 0.02927 | 0.026389
Portfolio Adjusted1-in-10Size: Under 20 kWSouth of Lugo2018January Monthly Peak | Portfolio Adjusted | 1-in-10 | Size: Under 20 kW | South of Lugo | 2018 | January Monthly Peak | 1 | 1.0753 | 1.0435 | 1.0105 | 1.0035 | 1.0111 | 1.0589 | 1.1097 | 1.0086 | 1.2255 | 1.4009 | 1.4684 | 1.4657 | 1.4438 | 1.4052 | 1.371 | 1.3666 | 1.3815 | 1.6255 | 1.5548 | 1.4667 | 1.3562 | 1.268 | 1.1701 | 1.1312 | 0 | 0 | 0 | 0 | 0 | 0 | 0 | 0 | 0 | 0 | 0 | 0 | 0 | 0 | 0.027421 | 0.027332 | 0.02763 | 0.03251 | 0 | 0 | 0 | 0 | 0 | 0 | 48.626 | 47.7032 | 46.6828 | 46.3576 | 45.7501 | 45.9483 | 45.7135 | 45.4447 | 45.2323 | 48.26 | 51.6131 | 53.0616 | 54.762 | 55.8115 | 55.6385 | 54.5031 | 52.9915 | 51.8475 | 50.3768 | 48.565 | 47.3759 | 46.369 | 46.175 | 45.699 | 0.027597 | 0.025178 | 0.024803 | 0.022971 | 0.019641 | 0.021828 | 0.041116 | 0.040109 | 0.049655 | 0.070933 | 0.076872 | 0.079056 | 0.079231 | 0.087171 | 0.086546 | 0.083922 | 0.08672 | 0.075576 | 0.079405 | 0.05509 | 0.042133 | 0.036249 | 0.030494 | 0.027493
Portfolio Adjusted1-in-10Size: Under 20 kWSouth of Lugo2018February Monthly Peak | Portfolio Adjusted | 1-in-10 | Size: Under 20 kW | South of Lugo | 2018 | February Monthly Peak | 2 | 1.0381 | 1.0103 | 1.0009 | 0.99863 | 1.0029 | 1.0285 | 1.0153 | 0.9317 | 1.0858 | 1.2431 | 1.3523 | 1.3993 | 1.4584 | 1.4456 | 1.4443 | 1.4192 | 1.4079 | 1.5052 | 1.5786 | 1.4562 | 1.3417 | 1.2577 | 1.1694 | 1.1141 | 0 | 0 | 0 | 0 | 0 | 0 | 0 | 0 | 0 | 0 | 0 | 0 | 0 | 0 | 0.028886 | 0.028384 | 0.028158 | 0.030103 | 0 | 0 | 0 | 0 | 0 | 0 | 54.5003 | 53.5096 | 52.3198 | 51.6458 | 51.8725 | 51.1948 | 48.7471 | 51.3289 | 53.2658 | 55.71 | 58.6274 | 59.4634 | 60.7108 | 62.2434 | 63.1309 | 63.4493 | 62.6536 | 62.0044 | 60.6947 | 59.0359 | 57.4843 | 56.1149 | 55.4258 | 53.8965 | 0.026544 | 0.024218 | 0.023856 | 0.022094 | 0.018891 | 0.020995 | 0.039547 | 0.038578 | 0.04776 | 0.068226 | 0.073938 | 0.076039 | 0.076207 | 0.083844 | 0.083243 | 0.080719 | 0.08341 | 0.072692 | 0.076375 | 0.052988 | 0.040525 | 0.034865 | 0.029331 | 0.026444
Portfolio Adjusted1-in-10Size: Under 20 kWSouth of Lugo2018March Monthly Peak | Portfolio Adjusted | 1-in-10 | Size: Under 20 kW | South of Lugo | 2018 | March Monthly Peak | 3 | 1.0241 | 0.99349 | 0.98107 | 0.96701 | 0.97089 | 0.9926 | 0.99388 | 0.87257 | 1.0099 | 1.1709 | 1.3286 | 1.3906 | 1.4579 | 1.4938 | 1.5034 | 1.5019 | 1.4634 | 1.3726 | 1.3205 | 1.422 | 1.3342 | 1.2344 | 1.1269 | 1.0631 | 0 | 0 | 0 | 0 | 0 | 0 | 0 | 0 | 0 | 0 | 0 | 0 | 0 | 0 | 0.030068 | 0.030039 | 0.029269 | 0.027452 | 0 | 0 | 0 | 0 | 0 | 0 | 61.4618 | 59.896 | 58.8646 | 57.5803 | 56.5914 | 55.6277 | 54.872 | 54.6129 | 56.1509 | 59.935 | 64.2247 | 68.4573 | 72.4733 | 73.8126 | 74.5405 | 74.0485 | 72.9759 | 71.3982 | 70.648 | 69.124 | 66.822 | 64.2594 | 61.9132 | 60.1811 | 0.026496 | 0.024174 | 0.023813 | 0.022054 | 0.018857 | 0.020958 | 0.039475 | 0.038509 | 0.047674 | 0.068103 | 0.073805 | 0.075902 | 0.07607 | 0.083693 | 0.083093 | 0.080574 | 0.08326 | 0.072561 | 0.076238 | 0.052893 | 0.040452 | 0.034802 | 0.029278 | 0.026396
Portfolio Adjusted1-in-10Size: Under 20 kWSouth of Lugo2018April Monthly Peak | Portfolio Adjusted | 1-in-10 | Size: Under 20 kW | South of Lugo | 2018 | April Monthly Peak | 4 | 1.0187 | 0.98372 | 0.97267 | 0.95753 | 0.95612 | 0.97557 | 0.90769 | 0.80684 | 1.0175 | 1.2586 | 1.5191 | 1.6668 | 1.7871 | 1.8371 | 1.8661 | 1.8356 | 1.7866 | 1.6106 | 1.3926 | 1.4678 | 1.4239 | 1.2947 | 1.1504 | 1.0719 | 0 | 0 | 0 | 0 | 0 | 0 | 0 | 0 | 0 | 0 | 0 | 0 | 0 | 0 | 0.037322 | 0.036713 | 0.035733 | 0.032212 | 0 | 0 | 0 | 0 | 0 | 0 | 70.1919 | 69.2226 | 67.6477 | 66.0733 | 64.72 | 63.8646 | 63.4846 | 63.5643 | 66.279 | 71.8958 | 77.2437 | 82.3375 | 85.2938 | 86.0531 | 85.1521 | 85.1146 | 85.0531 | 85.151 | 83.7958 | 79.7781 | 75.039 | 70.3738 | 68.0669 | 67.0962 | 0.026684 | 0.024345 | 0.023982 | 0.02221 | 0.018991 | 0.021106 | 0.039755 | 0.038781 | 0.048011 | 0.068585 | 0.074327 | 0.07644 | 0.076609 | 0.084286 | 0.083681 | 0.081144 | 0.08385 | 0.073075 | 0.076777 | 0.053267 | 0.040738 | 0.035049 | 0.029485 | 0.026583
Portfolio Adjusted1-in-10Size: Under 20 kWSouth of Lugo2018May Monthly Peak | Portfolio Adjusted | 1-in-10 | Size: Under 20 kW | South of Lugo | 2018 | May Monthly Peak | 5 | 1.0628 | 1.0325 | 1.0181 | 1.0063 | 0.98087 | 0.98677 | 0.86241 | 0.83639 | 1.0934 | 1.3832 | 1.6487 | 1.8195 | 1.9136 | 1.9727 | 1.9764 | 1.9496 | 1.902 | 1.6867 | 1.438 | 1.3975 | 1.4298 | 1.3085 | 1.1757 | 1.1105 | 0 | 0 | 0 | 0 | 0 | 0 | 0 | 0 | 0 | 0 | 0 | 0 | 0 | 0 | 0.039529 | 0.038992 | 0.038041 | 0.033735 | 0 | 0 | 0 | 0 | 0 | 0 | 70.7513 | 69.6305 | 68.4846 | 68.1812 | 67.8197 | 67.4557 | 67.6 | 67.6337 | 70.906 | 76.1646 | 80.7563 | 84.1427 | 85.4688 | 85.6375 | 86.4406 | 86.6125 | 86.6531 | 85.7354 | 85.1958 | 82.7802 | 78.5354 | 73.9526 | 71.4154 | 69.0414 | 0.026542 | 0.024216 | 0.023854 | 0.022092 | 0.01889 | 0.020994 | 0.039543 | 0.038575 | 0.047756 | 0.06822 | 0.073932 | 0.076033 | 0.076201 | 0.083837 | 0.083236 | 0.080713 | 0.083403 | 0.072686 | 0.076369 | 0.052984 | 0.040522 | 0.034862 | 0.029328 | 0.026442
Portfolio Adjusted1-in-10Size: Under 20 kWSouth of Lugo2018June Monthly Peak | Portfolio Adjusted | 1-in-10 | Size: Under 20 kW | South of Lugo | 2018 | June Monthly Peak | 6 | 1.0627 | 1.0314 | 1.0254 | 1.0089 | 0.97913 | 0.97736 | 0.86747 | 0.84207 | 1.0867 | 1.3448 | 1.5782 | 1.7096 | 1.8101 | 1.8655 | 1.8876 | 1.8497 | 1.8081 | 1.626 | 1.3894 | 1.3165 | 1.3941 | 1.2886 | 1.1769 | 1.1103 | 0 | 0 | 0 | 0 | 0 | 0 | 0 | 0 | 0 | 0 | 0 | 0 | 0 | 0 | 0.037753 | 0.036994 | 0.036162 | 0.03252 | 0 | 0 | 0 | 0 | 0 | 0 | 65.7042 | 65.3474 | 65.5472 | 65.6108 | 64.598 | 63.6387 | 63.0923 | 64.038 | 66.5719 | 70.1675 | 74.9139 | 79.1625 | 80.8809 | 80.8061 | 81.4948 | 82.0063 | 83.2875 | 82.6083 | 82.5281 | 78.3927 | 73.9175 | 70.91 | 69.1022 | 68.3751 | 0.026482 | 0.02416 | 0.0238 | 0.022042 | 0.018847 | 0.020946 | 0.039453 | 0.038487 | 0.047647 | 0.068065 | 0.073764 | 0.07586 | 0.076028 | 0.083647 | 0.083047 | 0.080529 | 0.083214 | 0.072521 | 0.076195 | 0.052863 | 0.040429 | 0.034783 | 0.029261 | 0.026381
Portfolio Adjusted1-in-10Size: Under 20 kWSouth of Lugo2018July Monthly Peak | Portfolio Adjusted | 1-in-10 | Size: Under 20 kW | South of Lugo | 2018 | July Monthly Peak | 7 | 1.0988 | 1.0673 | 1.0588 | 1.0405 | 1.0069 | 1.0274 | 0.92217 | 0.89903 | 1.2197 | 1.5464 | 1.8153 | 1.9578 | 2.048 | 2.1112 | 2.0989 | 2.0434 | 1.9962 | 1.7758 | 1.5113 | 1.409 | 1.4692 | 1.363 | 1.2251 | 1.1477 | 0 | 0 | 0 | 0 | 0 | 0 | 0 | 0 | 0 | 0 | 0 | 0 | 0 | 0 | 0.041977 | 0.040868 | 0.039924 | 0.035516 | 0 | 0 | 0 | 0 | 0 | 0 | 69.9762 | 68.7577 | 68.2248 | 67.8496 | 67.522 | 67.2363 | 67.5884 | 68.5104 | 70.8702 | 74.9502 | 79.4406 | 81.9906 | 80.7094 | 80.1313 | 82.5583 | 82.9875 | 82.3687 | 81.8 | 80.6052 | 78.7167 | 75.5167 | 72.9094 | 71.6656 | 70.9606 | 0.026425 | 0.024109 | 0.023749 | 0.021995 | 0.018806 | 0.020901 | 0.039369 | 0.038405 | 0.047545 | 0.067919 | 0.073605 | 0.075697 | 0.075864 | 0.083467 | 0.082868 | 0.080356 | 0.083035 | 0.072365 | 0.076031 | 0.052749 | 0.040342 | 0.034708 | 0.029199 | 0.026325
Portfolio Adjusted1-in-10Size: Under 20 kWSouth of Lugo2018August Monthly Peak | Portfolio Adjusted | 1-in-10 | Size: Under 20 kW | South of Lugo | 2018 | August Monthly Peak | 8 | 1.0892 | 1.0592 | 1.0538 | 1.0412 | 1.0179 | 1.0469 | 0.98052 | 0.90905 | 1.2465 | 1.5878 | 1.8887 | 2.0489 | 2.1539 | 2.2102 | 2.2076 | 2.1507 | 2.0775 | 1.8118 | 1.5354 | 1.4981 | 1.4997 | 1.3421 | 1.2091 | 1.1321 | 0 | 0 | 0 | 0 | 0 | 0 | 0 | 0 | 0 | 0 | 0 | 0 | 0 | 0 | 0.044151 | 0.043013 | 0.04155 | 0.036236 | 0 | 0 | 0 | 0 | 0 | 0 | 70.9923 | 70.38 | 69.8921 | 69.4348 | 69.2328 | 69.4894 | 69.6169 | 69.8282 | 72.15 | 76.199 | 79.5354 | 83.3052 | 85.024 | 85.9531 | 86.5323 | 88.3531 | 90.3115 | 92.0906 | 91.9448 | 87.8958 | 81.751 | 77.9615 | 75.9469 | 73.7229 | 0.026545 | 0.024219 | 0.023857 | 0.022095 | 0.018892 | 0.020996 | 0.039548 | 0.03858 | 0.047762 | 0.068229 | 0.073941 | 0.076043 | 0.07621 | 0.083848 | 0.083246 | 0.080723 | 0.083414 | 0.072695 | 0.076378 | 0.05299 | 0.040527 | 0.034867 | 0.029332 | 0.026445
Portfolio Adjusted1-in-10Size: Under 20 kWSouth of Lugo2018September Monthly Peak | Portfolio Adjusted | 1-in-10 | Size: Under 20 kW | South of Lugo | 2018 | September Monthly Peak | 9 | 1.1197 | 1.0865 | 1.0762 | 1.0584 | 1.0345 | 1.0535 | 1.0446 | 0.96192 | 1.2996 | 1.6807 | 1.9897 | 2.1692 | 2.2867 | 2.3553 | 2.3407 | 2.2637 | 2.2062 | 1.9314 | 1.6379 | 1.6508 | 1.5177 | 1.3761 | 1.2454 | 1.1699 | 0 | 0 | 0 | 0 | 0 | 0 | 0 | 0 | 0 | 0 | 0 | 0 | 0 | 0 | 0.046814 | 0.045273 | 0.044124 | 0.038628 | 0 | 0 | 0 | 0 | 0 | 0 | 75.7388 | 75.1061 | 74.3787 | 73.4958 | 72.6748 | 72.3328 | 72.2854 | 72.5536 | 74.6677 | 78.7844 | 82.5938 | 86.5927 | 89.15 | 90.3 | 89.9914 | 90.4495 | 90.3548 | 89.7885 | 88.3302 | 84.3656 | 79.9844 | 76.8417 | 74.6344 | 73.2865 | 0.026632 | 0.024298 | 0.023936 | 0.022168 | 0.018954 | 0.021065 | 0.039678 | 0.038706 | 0.047919 | 0.068453 | 0.074184 | 0.076292 | 0.076461 | 0.084123 | 0.08352 | 0.080988 | 0.083687 | 0.072934 | 0.076629 | 0.053164 | 0.04066 | 0.034981 | 0.029428 | 0.026532
Portfolio Adjusted1-in-10Size: Under 20 kWSouth of Lugo2018October Monthly Peak | Portfolio Adjusted | 1-in-10 | Size: Under 20 kW | South of Lugo | 2018 | October Monthly Peak | 10 | 1.039 | 1.0144 | 1.0051 | 0.99065 | 0.98098 | 0.99797 | 1.0399 | 0.92248 | 1.0775 | 1.3441 | 1.6054 | 1.7813 | 1.9006 | 1.9642 | 1.986 | 1.9186 | 1.8329 | 1.6387 | 1.584 | 1.5193 | 1.3994 | 1.2678 | 1.1582 | 1.0907 | 0 | 0 | 0 | 0 | 0 | 0 | 0 | 0 | 0 | 0 | 0 | 0 | 0 | 0 | 0.03972 | 0.038371 | 0.036659 | 0.032774 | 0 | 0 | 0 | 0 | 0 | 0 | 70.797 | 69.8596 | 68.7874 | 67.7411 | 66.7028 | 66.4336 | 66.4736 | 66.4469 | 67.6708 | 70.6955 | 75.0188 | 79.8889 | 83.9698 | 85.7177 | 85.9146 | 85.9573 | 85.3969 | 84.5365 | 81.7894 | 77.9219 | 74.3744 | 72.2303 | 70.6615 | 69.5626 | 0.026446 | 0.024128 | 0.023768 | 0.022012 | 0.018821 | 0.020918 | 0.0394 | 0.038436 | 0.047583 | 0.067973 | 0.073664 | 0.075758 | 0.075925 | 0.083534 | 0.082935 | 0.080421 | 0.083102 | 0.072423 | 0.076093 | 0.052792 | 0.040375 | 0.034736 | 0.029222 | 0.026346
Portfolio Adjusted1-in-10Size: Under 20 kWSouth of Lugo2018November Monthly Peak | Portfolio Adjusted | 1-in-10 | Size: Under 20 kW | South of Lugo | 2018 | November Monthly Peak | 11 | 1.0323 | 1.0098 | 0.99463 | 0.97183 | 0.9734 | 0.97117 | 0.90636 | 0.84183 | 1.0218 | 1.2618 | 1.4922 | 1.632 | 1.7159 | 1.7598 | 1.7778 | 1.7408 | 1.7848 | 1.8687 | 1.6648 | 1.5131 | 1.3755 | 1.2469 | 1.1503 | 1.0818 | 0 | 0 | 0 | 0 | 0 | 0 | 0 | 0 | 0 | 0 | 0 | 0 | 0 | 0 | 0.035556 | 0.034815 | 0.035695 | 0.037374 | 0 | 0 | 0 | 0 | 0 | 0 | 68.6434 | 66.8461 | 66.1109 | 64.5575 | 63.8006 | 62.7468 | 62.1453 | 62.6549 | 65.6398 | 71.4732 | 78.2385 | 83.6646 | 85.699 | 87.1323 | 87.5427 | 86.1563 | 84.0312 | 81.6896 | 79.3094 | 76.3982 | 74.5235 | 72.7879 | 70.675 | 69.0948 | 0.026749 | 0.024405 | 0.02404 | 0.022265 | 0.019037 | 0.021158 | 0.039852 | 0.038876 | 0.048129 | 0.068753 | 0.074509 | 0.076627 | 0.076796 | 0.084492 | 0.083886 | 0.081343 | 0.084054 | 0.073254 | 0.076965 | 0.053397 | 0.040838 | 0.035134 | 0.029557 | 0.026648
Portfolio Adjusted1-in-10Size: Under 20 kWSouth of Lugo2018December Monthly Peak | Portfolio Adjusted | 1-in-10 | Size: Under 20 kW | South of Lugo | 2018 | December Monthly Peak | 12 | 1.0424 | 1.0142 | 1.0012 | 0.9758 | 0.98428 | 0.99612 | 1.0662 | 0.9826 | 1.1369 | 1.3303 | 1.3934 | 1.3984 | 1.3798 | 1.3435 | 1.2942 | 1.3234 | 1.4636 | 1.661 | 1.4802 | 1.3955 | 1.2907 | 1.192 | 1.1201 | 1.0767 | 0 | 0 | 0 | 0 | 0 | 0 | 0 | 0 | 0 | 0 | 0 | 0 | 0 | 0 | 0.025885 | 0.026467 | 0.029271 | 0.033221 | 0 | 0 | 0 | 0 | 0 | 0 | 48.1753 | 47.2615 | 46.8692 | 47.1285 | 47.6557 | 47.3354 | 48.2665 | 48.3719 | 49.3182 | 50.8852 | 52.1077 | 53.5055 | 55.0131 | 54.7113 | 54.6311 | 54.44 | 53.8766 | 52.5155 | 51.4211 | 49.554 | 47.6871 | 47.938 | 47.8529 | 47.1165 | 0.027341 | 0.024945 | 0.024573 | 0.022758 | 0.019458 | 0.021626 | 0.040734 | 0.039737 | 0.049194 | 0.070275 | 0.076158 | 0.078323 | 0.078496 | 0.086362 | 0.085742 | 0.083143 | 0.085915 | 0.074875 | 0.078668 | 0.054579 | 0.041742 | 0.035912 | 0.030211 | 0.027238
Portfolio Adjusted1-in-10Size: Under 20 kWSouth of Lugo2018Typical Event Day | Portfolio Adjusted | 1-in-10 | Size: Under 20 kW | South of Lugo | 2018 | Typical Event Day | 8 | 1.0855 | 1.0559 | 1.0508 | 1.0386 | 1.0151 | 1.0442 | 0.9794 | 0.90311 | 1.2271 | 1.5562 | 1.847 | 2.0012 | 2.1025 | 2.158 | 2.157 | 2.1021 | 2.0302 | 1.7718 | 1.5075 | 1.4756 | 1.4859 | 1.333 | 1.2027 | 1.1262 | 0 | 0 | 0 | 0 | 0 | 0 | 0 | 0 | 0 | 0 | 0 | 0 | 0 | 0 | 0.04314 | 0.042043 | 0.040605 | 0.035435 | 0 | 0 | 0 | 0 | 0 | 0 | 70.6029 | 69.8978 | 69.5107 | 69.0978 | 68.5069 | 68.1743 | 68.1458 | 68.7326 | 71.0649 | 75.0253 | 79.1209 | 82.7628 | 83.9411 | 84.2976 | 85.1442 | 85.9491 | 86.5806 | 86.5719 | 85.8521 | 82.3427 | 77.7924 | 74.6556 | 72.8373 | 71.5863 | 0.02649 | 0.024168 | 0.023807 | 0.022049 | 0.018852 | 0.020952 | 0.039465 | 0.038499 | 0.047661 | 0.068085 | 0.073786 | 0.075883 | 0.07605 | 0.083672 | 0.083071 | 0.080553 | 0.083238 | 0.072542 | 0.076218 | 0.052879 | 0.040441 | 0.034793 | 0.02927 | 0.026389
Portfolio Adjusted1-in-10Size: Under 20 kWSouth of Lugo2019January Monthly Peak | Portfolio Adjusted | 1-in-10 | Size: Under 20 kW | South of Lugo | 2019 | January Monthly Peak | 1 | 1.0753 | 1.0435 | 1.0105 | 1.0035 | 1.0111 | 1.0589 | 1.1097 | 1.0086 | 1.2255 | 1.4009 | 1.4684 | 1.4657 | 1.4438 | 1.4052 | 1.371 | 1.3666 | 1.3815 | 1.6255 | 1.5548 | 1.4667 | 1.3562 | 1.268 | 1.1701 | 1.1312 | 0 | 0 | 0 | 0 | 0 | 0 | 0 | 0 | 0 | 0 | 0 | 0 | 0 | 0 | 0.027421 | 0.027332 | 0.02763 | 0.03251 | 0 | 0 | 0 | 0 | 0 | 0 | 48.626 | 47.7032 | 46.6828 | 46.3576 | 45.7501 | 45.9483 | 45.7135 | 45.4447 | 45.2323 | 48.26 | 51.6131 | 53.0616 | 54.762 | 55.8115 | 55.6385 | 54.5031 | 52.9915 | 51.8475 | 50.3768 | 48.565 | 47.3759 | 46.369 | 46.175 | 45.699 | 0.027597 | 0.025178 | 0.024803 | 0.022971 | 0.019641 | 0.021828 | 0.041116 | 0.040109 | 0.049655 | 0.070933 | 0.076872 | 0.079056 | 0.079231 | 0.087171 | 0.086546 | 0.083922 | 0.08672 | 0.075576 | 0.079405 | 0.05509 | 0.042133 | 0.036249 | 0.030494 | 0.027493
Portfolio Adjusted1-in-10Size: Under 20 kWSouth of Lugo2019February Monthly Peak | Portfolio Adjusted | 1-in-10 | Size: Under 20 kW | South of Lugo | 2019 | February Monthly Peak | 2 | 1.0381 | 1.0103 | 1.0009 | 0.99863 | 1.0029 | 1.0285 | 1.0153 | 0.9317 | 1.0858 | 1.2431 | 1.3523 | 1.3993 | 1.4584 | 1.4456 | 1.4443 | 1.4192 | 1.4079 | 1.5052 | 1.5786 | 1.4562 | 1.3417 | 1.2577 | 1.1694 | 1.1141 | 0 | 0 | 0 | 0 | 0 | 0 | 0 | 0 | 0 | 0 | 0 | 0 | 0 | 0 | 0.028886 | 0.028384 | 0.028158 | 0.030103 | 0 | 0 | 0 | 0 | 0 | 0 | 54.5003 | 53.5096 | 52.3198 | 51.6458 | 51.8725 | 51.1948 | 48.7471 | 51.3289 | 53.2658 | 55.71 | 58.6274 | 59.4634 | 60.7108 | 62.2434 | 63.1309 | 63.4493 | 62.6536 | 62.0044 | 60.6947 | 59.0359 | 57.4843 | 56.1149 | 55.4258 | 53.8965 | 0.026544 | 0.024218 | 0.023856 | 0.022094 | 0.018891 | 0.020995 | 0.039547 | 0.038578 | 0.04776 | 0.068226 | 0.073938 | 0.076039 | 0.076207 | 0.083844 | 0.083243 | 0.080719 | 0.08341 | 0.072692 | 0.076375 | 0.052988 | 0.040525 | 0.034865 | 0.029331 | 0.026444
Portfolio Adjusted1-in-10Size: Under 20 kWSouth of Lugo2019March Monthly Peak | Portfolio Adjusted | 1-in-10 | Size: Under 20 kW | South of Lugo | 2019 | March Monthly Peak | 3 | 1.0241 | 0.99349 | 0.98107 | 0.96701 | 0.97089 | 0.9926 | 0.99388 | 0.87257 | 1.0099 | 1.1709 | 1.3286 | 1.3906 | 1.4579 | 1.4938 | 1.5034 | 1.5019 | 1.4634 | 1.3726 | 1.3205 | 1.422 | 1.3342 | 1.2344 | 1.1269 | 1.0631 | 0 | 0 | 0 | 0 | 0 | 0 | 0 | 0 | 0 | 0 | 0 | 0 | 0 | 0 | 0.030068 | 0.030039 | 0.029269 | 0.027452 | 0 | 0 | 0 | 0 | 0 | 0 | 61.4618 | 59.896 | 58.8646 | 57.5803 | 56.5914 | 55.6277 | 54.872 | 54.6129 | 56.1509 | 59.935 | 64.2247 | 68.4573 | 72.4733 | 73.8126 | 74.5405 | 74.0485 | 72.9759 | 71.3982 | 70.648 | 69.124 | 66.822 | 64.2594 | 61.9132 | 60.1811 | 0.026496 | 0.024174 | 0.023813 | 0.022054 | 0.018857 | 0.020958 | 0.039475 | 0.038509 | 0.047674 | 0.068103 | 0.073805 | 0.075902 | 0.07607 | 0.083693 | 0.083093 | 0.080574 | 0.08326 | 0.072561 | 0.076237 | 0.052893 | 0.040452 | 0.034802 | 0.029278 | 0.026396
Portfolio Adjusted1-in-10Size: Under 20 kWSouth of Lugo2019April Monthly Peak | Portfolio Adjusted | 1-in-10 | Size: Under 20 kW | South of Lugo | 2019 | April Monthly Peak | 4 | 1.0187 | 0.98372 | 0.97267 | 0.95753 | 0.95612 | 0.97557 | 0.90769 | 0.80684 | 1.0175 | 1.2586 | 1.5191 | 1.6668 | 1.7871 | 1.8371 | 1.8661 | 1.8356 | 1.7866 | 1.6106 | 1.3926 | 1.4678 | 1.4239 | 1.2947 | 1.1504 | 1.0719 | 0 | 0 | 0 | 0 | 0 | 0 | 0 | 0 | 0 | 0 | 0 | 0 | 0 | 0 | 0.037322 | 0.036713 | 0.035733 | 0.032212 | 0 | 0 | 0 | 0 | 0 | 0 | 70.1919 | 69.2226 | 67.6477 | 66.0733 | 64.72 | 63.8646 | 63.4846 | 63.5643 | 66.279 | 71.8958 | 77.2437 | 82.3375 | 85.2938 | 86.0531 | 85.1521 | 85.1146 | 85.0531 | 85.151 | 83.7958 | 79.7781 | 75.039 | 70.3738 | 68.0669 | 67.0962 | 0.026684 | 0.024345 | 0.023982 | 0.02221 | 0.018991 | 0.021106 | 0.039755 | 0.038781 | 0.048011 | 0.068585 | 0.074327 | 0.07644 | 0.076609 | 0.084286 | 0.083681 | 0.081144 | 0.08385 | 0.073075 | 0.076777 | 0.053267 | 0.040738 | 0.035049 | 0.029485 | 0.026583
Portfolio Adjusted1-in-10Size: Under 20 kWSouth of Lugo2019May Monthly Peak | Portfolio Adjusted | 1-in-10 | Size: Under 20 kW | South of Lugo | 2019 | May Monthly Peak | 5 | 1.0628 | 1.0325 | 1.0181 | 1.0063 | 0.98087 | 0.98677 | 0.86241 | 0.83639 | 1.0934 | 1.3832 | 1.6487 | 1.8195 | 1.9136 | 1.9727 | 1.9764 | 1.9496 | 1.902 | 1.6867 | 1.438 | 1.3975 | 1.4298 | 1.3085 | 1.1757 | 1.1105 | 0 | 0 | 0 | 0 | 0 | 0 | 0 | 0 | 0 | 0 | 0 | 0 | 0 | 0 | 0.039529 | 0.038992 | 0.038041 | 0.033735 | 0 | 0 | 0 | 0 | 0 | 0 | 70.7513 | 69.6305 | 68.4846 | 68.1813 | 67.8197 | 67.4557 | 67.6 | 67.6337 | 70.906 | 76.1646 | 80.7563 | 84.1427 | 85.4687 | 85.6375 | 86.4406 | 86.6125 | 86.6531 | 85.7354 | 85.1958 | 82.7802 | 78.5354 | 73.9526 | 71.4154 | 69.0414 | 0.026542 | 0.024216 | 0.023854 | 0.022092 | 0.01889 | 0.020994 | 0.039543 | 0.038575 | 0.047756 | 0.06822 | 0.073932 | 0.076033 | 0.076201 | 0.083837 | 0.083236 | 0.080713 | 0.083403 | 0.072686 | 0.076369 | 0.052984 | 0.040522 | 0.034862 | 0.029328 | 0.026442
Portfolio Adjusted1-in-10Size: Under 20 kWSouth of Lugo2019June Monthly Peak | Portfolio Adjusted | 1-in-10 | Size: Under 20 kW | South of Lugo | 2019 | June Monthly Peak | 6 | 1.0627 | 1.0314 | 1.0254 | 1.0089 | 0.97913 | 0.97736 | 0.86747 | 0.84207 | 1.0867 | 1.3448 | 1.5782 | 1.7096 | 1.8101 | 1.8655 | 1.8876 | 1.8497 | 1.8081 | 1.626 | 1.3894 | 1.3165 | 1.3941 | 1.2886 | 1.1769 | 1.1103 | 0 | 0 | 0 | 0 | 0 | 0 | 0 | 0 | 0 | 0 | 0 | 0 | 0 | 0 | 0.037753 | 0.036994 | 0.036162 | 0.03252 | 0 | 0 | 0 | 0 | 0 | 0 | 65.7042 | 65.3474 | 65.5472 | 65.6108 | 64.598 | 63.6387 | 63.0923 | 64.038 | 66.5719 | 70.1675 | 74.9139 | 79.1625 | 80.8809 | 80.8061 | 81.4948 | 82.0063 | 83.2875 | 82.6083 | 82.5281 | 78.3927 | 73.9175 | 70.91 | 69.1022 | 68.3751 | 0.026482 | 0.02416 | 0.0238 | 0.022042 | 0.018847 | 0.020946 | 0.039453 | 0.038487 | 0.047647 | 0.068065 | 0.073764 | 0.07586 | 0.076028 | 0.083647 | 0.083047 | 0.080529 | 0.083214 | 0.072521 | 0.076195 | 0.052863 | 0.040429 | 0.034783 | 0.029261 | 0.026381
Portfolio Adjusted1-in-10Size: Under 20 kWSouth of Lugo2019July Monthly Peak | Portfolio Adjusted | 1-in-10 | Size: Under 20 kW | South of Lugo | 2019 | July Monthly Peak | 7 | 1.0988 | 1.0673 | 1.0588 | 1.0405 | 1.0069 | 1.0274 | 0.92217 | 0.89903 | 1.2197 | 1.5464 | 1.8153 | 1.9578 | 2.048 | 2.1112 | 2.0989 | 2.0434 | 1.9962 | 1.7758 | 1.5113 | 1.409 | 1.4692 | 1.363 | 1.2251 | 1.1477 | 0 | 0 | 0 | 0 | 0 | 0 | 0 | 0 | 0 | 0 | 0 | 0 | 0 | 0 | 0.041977 | 0.040868 | 0.039924 | 0.035516 | 0 | 0 | 0 | 0 | 0 | 0 | 69.9763 | 68.7577 | 68.2248 | 67.8496 | 67.522 | 67.2363 | 67.5884 | 68.5104 | 70.8702 | 74.9502 | 79.4406 | 81.9906 | 80.7094 | 80.1312 | 82.5583 | 82.9875 | 82.3687 | 81.8 | 80.6052 | 78.7167 | 75.5167 | 72.9094 | 71.6656 | 70.9606 | 0.026425 | 0.024109 | 0.023749 | 0.021995 | 0.018806 | 0.020901 | 0.039369 | 0.038405 | 0.047545 | 0.067919 | 0.073605 | 0.075697 | 0.075864 | 0.083467 | 0.082868 | 0.080356 | 0.083035 | 0.072365 | 0.076031 | 0.052749 | 0.040342 | 0.034708 | 0.029199 | 0.026325
Portfolio Adjusted1-in-10Size: Under 20 kWSouth of Lugo2019August Monthly Peak | Portfolio Adjusted | 1-in-10 | Size: Under 20 kW | South of Lugo | 2019 | August Monthly Peak | 8 | 1.0892 | 1.0592 | 1.0538 | 1.0412 | 1.0179 | 1.0469 | 0.98052 | 0.90905 | 1.2465 | 1.5878 | 1.8887 | 2.0489 | 2.1539 | 2.2102 | 2.2076 | 2.1507 | 2.0775 | 1.8118 | 1.5354 | 1.4981 | 1.4997 | 1.3421 | 1.2091 | 1.1321 | 0 | 0 | 0 | 0 | 0 | 0 | 0 | 0 | 0 | 0 | 0 | 0 | 0 | 0 | 0.044151 | 0.043013 | 0.04155 | 0.036236 | 0 | 0 | 0 | 0 | 0 | 0 | 70.9923 | 70.38 | 69.8921 | 69.4348 | 69.2328 | 69.4894 | 69.6169 | 69.8282 | 72.15 | 76.199 | 79.5354 | 83.3052 | 85.024 | 85.9531 | 86.5323 | 88.3531 | 90.3115 | 92.0906 | 91.9448 | 87.8958 | 81.751 | 77.9615 | 75.9469 | 73.7229 | 0.026545 | 0.024219 | 0.023857 | 0.022095 | 0.018892 | 0.020996 | 0.039548 | 0.03858 | 0.047762 | 0.068229 | 0.073941 | 0.076043 | 0.07621 | 0.083848 | 0.083246 | 0.080723 | 0.083414 | 0.072695 | 0.076378 | 0.05299 | 0.040527 | 0.034867 | 0.029332 | 0.026445
Portfolio Adjusted1-in-10Size: Under 20 kWSouth of Lugo2019September Monthly Peak | Portfolio Adjusted | 1-in-10 | Size: Under 20 kW | South of Lugo | 2019 | September Monthly Peak | 9 | 1.1197 | 1.0865 | 1.0762 | 1.0584 | 1.0345 | 1.0535 | 1.0446 | 0.96192 | 1.2996 | 1.6807 | 1.9897 | 2.1692 | 2.2867 | 2.3553 | 2.3407 | 2.2637 | 2.2062 | 1.9314 | 1.6379 | 1.6508 | 1.5177 | 1.3761 | 1.2454 | 1.1699 | 0 | 0 | 0 | 0 | 0 | 0 | 0 | 0 | 0 | 0 | 0 | 0 | 0 | 0 | 0.046814 | 0.045273 | 0.044124 | 0.038628 | 0 | 0 | 0 | 0 | 0 | 0 | 75.7388 | 75.1061 | 74.3788 | 73.4958 | 72.6748 | 72.3328 | 72.2854 | 72.5536 | 74.6677 | 78.7844 | 82.5938 | 86.5927 | 89.15 | 90.3 | 89.9914 | 90.4495 | 90.3548 | 89.7885 | 88.3302 | 84.3656 | 79.9844 | 76.8417 | 74.6344 | 73.2865 | 0.026632 | 0.024298 | 0.023936 | 0.022168 | 0.018954 | 0.021065 | 0.039678 | 0.038706 | 0.047919 | 0.068453 | 0.074184 | 0.076292 | 0.076461 | 0.084123 | 0.08352 | 0.080988 | 0.083687 | 0.072934 | 0.076629 | 0.053164 | 0.04066 | 0.034981 | 0.029428 | 0.026532
Portfolio Adjusted1-in-10Size: Under 20 kWSouth of Lugo2019October Monthly Peak | Portfolio Adjusted | 1-in-10 | Size: Under 20 kW | South of Lugo | 2019 | October Monthly Peak | 10 | 1.039 | 1.0144 | 1.0051 | 0.99065 | 0.98098 | 0.99797 | 1.0399 | 0.92248 | 1.0775 | 1.3441 | 1.6054 | 1.7813 | 1.9006 | 1.9642 | 1.986 | 1.9186 | 1.8329 | 1.6387 | 1.584 | 1.5193 | 1.3994 | 1.2678 | 1.1582 | 1.0907 | 0 | 0 | 0 | 0 | 0 | 0 | 0 | 0 | 0 | 0 | 0 | 0 | 0 | 0 | 0.03972 | 0.038371 | 0.036659 | 0.032774 | 0 | 0 | 0 | 0 | 0 | 0 | 70.797 | 69.8596 | 68.7874 | 67.7411 | 66.7028 | 66.4336 | 66.4736 | 66.4469 | 67.6708 | 70.6955 | 75.0187 | 79.8889 | 83.9698 | 85.7177 | 85.9146 | 85.9573 | 85.3969 | 84.5365 | 81.7894 | 77.9219 | 74.3744 | 72.2303 | 70.6615 | 69.5626 | 0.026446 | 0.024128 | 0.023768 | 0.022012 | 0.018821 | 0.020918 | 0.0394 | 0.038436 | 0.047583 | 0.067973 | 0.073664 | 0.075758 | 0.075925 | 0.083534 | 0.082935 | 0.080421 | 0.083102 | 0.072423 | 0.076093 | 0.052792 | 0.040375 | 0.034736 | 0.029222 | 0.026346
Portfolio Adjusted1-in-10Size: Under 20 kWSouth of Lugo2019November Monthly Peak | Portfolio Adjusted | 1-in-10 | Size: Under 20 kW | South of Lugo | 2019 | November Monthly Peak | 11 | 1.0323 | 1.0098 | 0.99463 | 0.97183 | 0.9734 | 0.97117 | 0.90636 | 0.84183 | 1.0218 | 1.2618 | 1.4922 | 1.632 | 1.7159 | 1.7598 | 1.7778 | 1.7408 | 1.7848 | 1.8687 | 1.6648 | 1.5131 | 1.3755 | 1.2469 | 1.1503 | 1.0818 | 0 | 0 | 0 | 0 | 0 | 0 | 0 | 0 | 0 | 0 | 0 | 0 | 0 | 0 | 0.035556 | 0.034815 | 0.035695 | 0.037374 | 0 | 0 | 0 | 0 | 0 | 0 | 68.6434 | 66.8461 | 66.1109 | 64.5575 | 63.8006 | 62.7468 | 62.1453 | 62.6549 | 65.6398 | 71.4732 | 78.2385 | 83.6646 | 85.699 | 87.1323 | 87.5427 | 86.1563 | 84.0313 | 81.6896 | 79.3094 | 76.3982 | 74.5235 | 72.7879 | 70.675 | 69.0948 | 0.026749 | 0.024405 | 0.02404 | 0.022265 | 0.019037 | 0.021158 | 0.039852 | 0.038876 | 0.048129 | 0.068753 | 0.074509 | 0.076627 | 0.076796 | 0.084492 | 0.083886 | 0.081343 | 0.084054 | 0.073254 | 0.076965 | 0.053397 | 0.040838 | 0.035134 | 0.029557 | 0.026648
Portfolio Adjusted1-in-10Size: Under 20 kWSouth of Lugo2019December Monthly Peak | Portfolio Adjusted | 1-in-10 | Size: Under 20 kW | South of Lugo | 2019 | December Monthly Peak | 12 | 1.0424 | 1.0142 | 1.0012 | 0.9758 | 0.98428 | 0.99612 | 1.0662 | 0.9826 | 1.1369 | 1.3303 | 1.3934 | 1.3984 | 1.3798 | 1.3435 | 1.2942 | 1.3234 | 1.4636 | 1.661 | 1.4802 | 1.3955 | 1.2907 | 1.192 | 1.1201 | 1.0767 | 0 | 0 | 0 | 0 | 0 | 0 | 0 | 0 | 0 | 0 | 0 | 0 | 0 | 0 | 0.025885 | 0.026467 | 0.029271 | 0.033221 | 0 | 0 | 0 | 0 | 0 | 0 | 48.1753 | 47.2615 | 46.8692 | 47.1285 | 47.6557 | 47.3354 | 48.2665 | 48.3719 | 49.3182 | 50.8852 | 52.1077 | 53.5055 | 55.0131 | 54.7112 | 54.6311 | 54.44 | 53.8766 | 52.5155 | 51.4211 | 49.554 | 47.6871 | 47.938 | 47.8529 | 47.1165 | 0.027341 | 0.024945 | 0.024573 | 0.022758 | 0.019458 | 0.021626 | 0.040734 | 0.039737 | 0.049194 | 0.070275 | 0.076158 | 0.078323 | 0.078496 | 0.086362 | 0.085742 | 0.083143 | 0.085915 | 0.074875 | 0.078668 | 0.054579 | 0.041742 | 0.035912 | 0.030211 | 0.027238
Portfolio Adjusted1-in-10Size: Under 20 kWSouth of Lugo2019Typical Event Day | Portfolio Adjusted | 1-in-10 | Size: Under 20 kW | South of Lugo | 2019 | Typical Event Day | 8 | 1.0855 | 1.0559 | 1.0508 | 1.0386 | 1.0151 | 1.0442 | 0.9794 | 0.90311 | 1.2271 | 1.5562 | 1.847 | 2.0012 | 2.1025 | 2.158 | 2.157 | 2.1021 | 2.0302 | 1.7718 | 1.5075 | 1.4756 | 1.4859 | 1.333 | 1.2027 | 1.1262 | 0 | 0 | 0 | 0 | 0 | 0 | 0 | 0 | 0 | 0 | 0 | 0 | 0 | 0 | 0.04314 | 0.042043 | 0.040605 | 0.035435 | 0 | 0 | 0 | 0 | 0 | 0 | 70.6029 | 69.8978 | 69.5107 | 69.0978 | 68.5069 | 68.1743 | 68.1458 | 68.7326 | 71.0649 | 75.0253 | 79.1209 | 82.7628 | 83.9411 | 84.2976 | 85.1442 | 85.9491 | 86.5806 | 86.5719 | 85.8521 | 82.3427 | 77.7924 | 74.6556 | 72.8373 | 71.5863 | 0.026489 | 0.024168 | 0.023807 | 0.022049 | 0.018852 | 0.020952 | 0.039465 | 0.038499 | 0.047661 | 0.068085 | 0.073786 | 0.075883 | 0.07605 | 0.083672 | 0.083071 | 0.080553 | 0.083238 | 0.072542 | 0.076218 | 0.052879 | 0.040441 | 0.034793 | 0.02927 | 0.026389
Portfolio Adjusted1-in-10Size: Under 20 kWSouth of Lugo2020January Monthly Peak | Portfolio Adjusted | 1-in-10 | Size: Under 20 kW | South of Lugo | 2020 | January Monthly Peak | 1 | 1.0753 | 1.0435 | 1.0105 | 1.0035 | 1.0111 | 1.0589 | 1.1097 | 1.0086 | 1.2255 | 1.4009 | 1.4684 | 1.4657 | 1.4438 | 1.4052 | 1.371 | 1.3666 | 1.3815 | 1.6255 | 1.5548 | 1.4667 | 1.3562 | 1.268 | 1.1701 | 1.1312 | 0 | 0 | 0 | 0 | 0 | 0 | 0 | 0 | 0 | 0 | 0 | 0 | 0 | 0 | 0.027421 | 0.027332 | 0.02763 | 0.03251 | 0 | 0 | 0 | 0 | 0 | 0 | 48.626 | 47.7032 | 46.6828 | 46.3576 | 45.7501 | 45.9483 | 45.7135 | 45.4447 | 45.2323 | 48.26 | 51.6131 | 53.0616 | 54.762 | 55.8115 | 55.6385 | 54.5031 | 52.9915 | 51.8475 | 50.3768 | 48.565 | 47.3759 | 46.369 | 46.175 | 45.699 | 0.027597 | 0.025178 | 0.024803 | 0.022971 | 0.019641 | 0.021828 | 0.041116 | 0.040109 | 0.049655 | 0.070933 | 0.076872 | 0.079056 | 0.079231 | 0.087171 | 0.086546 | 0.083922 | 0.08672 | 0.075576 | 0.079405 | 0.05509 | 0.042133 | 0.036249 | 0.030494 | 0.027493
Portfolio Adjusted1-in-10Size: Under 20 kWSouth of Lugo2020February Monthly Peak | Portfolio Adjusted | 1-in-10 | Size: Under 20 kW | South of Lugo | 2020 | February Monthly Peak | 2 | 1.0381 | 1.0103 | 1.0009 | 0.99863 | 1.0029 | 1.0285 | 1.0153 | 0.9317 | 1.0858 | 1.2431 | 1.3523 | 1.3993 | 1.4584 | 1.4456 | 1.4443 | 1.4192 | 1.4079 | 1.5052 | 1.5786 | 1.4562 | 1.3417 | 1.2577 | 1.1694 | 1.1141 | 0 | 0 | 0 | 0 | 0 | 0 | 0 | 0 | 0 | 0 | 0 | 0 | 0 | 0 | 0.028886 | 0.028384 | 0.028158 | 0.030103 | 0 | 0 | 0 | 0 | 0 | 0 | 54.5003 | 53.5096 | 52.3198 | 51.6458 | 51.8725 | 51.1948 | 48.7471 | 51.3289 | 53.2658 | 55.71 | 58.6274 | 59.4634 | 60.7108 | 62.2434 | 63.1309 | 63.4493 | 62.6536 | 62.0044 | 60.6947 | 59.0359 | 57.4843 | 56.1149 | 55.4258 | 53.8965 | 0.026544 | 0.024218 | 0.023856 | 0.022094 | 0.018891 | 0.020995 | 0.039547 | 0.038578 | 0.04776 | 0.068226 | 0.073938 | 0.076039 | 0.076207 | 0.083844 | 0.083243 | 0.080719 | 0.08341 | 0.072692 | 0.076375 | 0.052988 | 0.040525 | 0.034865 | 0.029331 | 0.026444
Portfolio Adjusted1-in-10Size: Under 20 kWSouth of Lugo2020March Monthly Peak | Portfolio Adjusted | 1-in-10 | Size: Under 20 kW | South of Lugo | 2020 | March Monthly Peak | 3 | 1.0241 | 0.99349 | 0.98107 | 0.96701 | 0.97089 | 0.9926 | 0.99388 | 0.87257 | 1.0099 | 1.1709 | 1.3286 | 1.3906 | 1.4579 | 1.4938 | 1.5034 | 1.5019 | 1.4634 | 1.3726 | 1.3205 | 1.422 | 1.3342 | 1.2344 | 1.1269 | 1.0631 | 0 | 0 | 0 | 0 | 0 | 0 | 0 | 0 | 0 | 0 | 0 | 0 | 0 | 0 | 0.030068 | 0.030039 | 0.029269 | 0.027452 | 0 | 0 | 0 | 0 | 0 | 0 | 61.4618 | 59.896 | 58.8646 | 57.5803 | 56.5914 | 55.6277 | 54.872 | 54.6129 | 56.1509 | 59.935 | 64.2247 | 68.4573 | 72.4733 | 73.8126 | 74.5405 | 74.0485 | 72.9759 | 71.3982 | 70.648 | 69.124 | 66.822 | 64.2594 | 61.9132 | 60.1811 | 0.026496 | 0.024174 | 0.023813 | 0.022054 | 0.018857 | 0.020958 | 0.039475 | 0.038509 | 0.047674 | 0.068103 | 0.073805 | 0.075902 | 0.07607 | 0.083693 | 0.083093 | 0.080574 | 0.08326 | 0.072561 | 0.076237 | 0.052893 | 0.040452 | 0.034802 | 0.029278 | 0.026396
Portfolio Adjusted1-in-10Size: Under 20 kWSouth of Lugo2020April Monthly Peak | Portfolio Adjusted | 1-in-10 | Size: Under 20 kW | South of Lugo | 2020 | April Monthly Peak | 4 | 1.0187 | 0.98372 | 0.97267 | 0.95753 | 0.95612 | 0.97557 | 0.90769 | 0.80684 | 1.0175 | 1.2586 | 1.5191 | 1.6668 | 1.7871 | 1.8371 | 1.8661 | 1.8356 | 1.7866 | 1.6106 | 1.3926 | 1.4678 | 1.4239 | 1.2947 | 1.1504 | 1.0719 | 0 | 0 | 0 | 0 | 0 | 0 | 0 | 0 | 0 | 0 | 0 | 0 | 0 | 0 | 0.037322 | 0.036713 | 0.035733 | 0.032212 | 0 | 0 | 0 | 0 | 0 | 0 | 70.1919 | 69.2226 | 67.6477 | 66.0733 | 64.72 | 63.8646 | 63.4846 | 63.5643 | 66.279 | 71.8958 | 77.2438 | 82.3375 | 85.2937 | 86.0531 | 85.1521 | 85.1146 | 85.0531 | 85.151 | 83.7958 | 79.7781 | 75.039 | 70.3737 | 68.0669 | 67.0962 | 0.026684 | 0.024345 | 0.023982 | 0.02221 | 0.018991 | 0.021106 | 0.039755 | 0.038781 | 0.048011 | 0.068585 | 0.074327 | 0.07644 | 0.076609 | 0.084286 | 0.083681 | 0.081144 | 0.08385 | 0.073075 | 0.076777 | 0.053267 | 0.040738 | 0.035049 | 0.029485 | 0.026583
Portfolio Adjusted1-in-10Size: Under 20 kWSouth of Lugo2020May Monthly Peak | Portfolio Adjusted | 1-in-10 | Size: Under 20 kW | South of Lugo | 2020 | May Monthly Peak | 5 | 1.0628 | 1.0325 | 1.0181 | 1.0063 | 0.98087 | 0.98677 | 0.86241 | 0.83639 | 1.0934 | 1.3832 | 1.6487 | 1.8195 | 1.9136 | 1.9727 | 1.9764 | 1.9496 | 1.902 | 1.6867 | 1.438 | 1.3975 | 1.4298 | 1.3085 | 1.1757 | 1.1105 | 0 | 0 | 0 | 0 | 0 | 0 | 0 | 0 | 0 | 0 | 0 | 0 | 0 | 0 | 0.039529 | 0.038992 | 0.038041 | 0.033735 | 0 | 0 | 0 | 0 | 0 | 0 | 70.7512 | 69.6305 | 68.4846 | 68.1813 | 67.8197 | 67.4557 | 67.6 | 67.6337 | 70.906 | 76.1646 | 80.7563 | 84.1427 | 85.4688 | 85.6375 | 86.4406 | 86.6125 | 86.6531 | 85.7354 | 85.1958 | 82.7802 | 78.5354 | 73.9526 | 71.4154 | 69.0414 | 0.026542 | 0.024216 | 0.023854 | 0.022092 | 0.01889 | 0.020994 | 0.039543 | 0.038575 | 0.047756 | 0.06822 | 0.073932 | 0.076033 | 0.076201 | 0.083837 | 0.083236 | 0.080713 | 0.083403 | 0.072686 | 0.076369 | 0.052984 | 0.040522 | 0.034862 | 0.029328 | 0.026442
Portfolio Adjusted1-in-10Size: Under 20 kWSouth of Lugo2020June Monthly Peak | Portfolio Adjusted | 1-in-10 | Size: Under 20 kW | South of Lugo | 2020 | June Monthly Peak | 6 | 1.0627 | 1.0314 | 1.0254 | 1.0089 | 0.97913 | 0.97736 | 0.86747 | 0.84207 | 1.0867 | 1.3448 | 1.5782 | 1.7096 | 1.8101 | 1.8655 | 1.8876 | 1.8497 | 1.8081 | 1.626 | 1.3894 | 1.3165 | 1.3941 | 1.2886 | 1.1769 | 1.1103 | 0 | 0 | 0 | 0 | 0 | 0 | 0 | 0 | 0 | 0 | 0 | 0 | 0 | 0 | 0.037753 | 0.036994 | 0.036162 | 0.03252 | 0 | 0 | 0 | 0 | 0 | 0 | 65.7042 | 65.3474 | 65.5472 | 65.6108 | 64.598 | 63.6388 | 63.0923 | 64.038 | 66.5719 | 70.1675 | 74.9139 | 79.1625 | 80.8809 | 80.8061 | 81.4948 | 82.0063 | 83.2875 | 82.6083 | 82.5281 | 78.3927 | 73.9175 | 70.91 | 69.1022 | 68.3751 | 0.026482 | 0.02416 | 0.0238 | 0.022042 | 0.018847 | 0.020946 | 0.039453 | 0.038487 | 0.047647 | 0.068065 | 0.073764 | 0.07586 | 0.076028 | 0.083647 | 0.083047 | 0.080529 | 0.083214 | 0.072521 | 0.076195 | 0.052863 | 0.040429 | 0.034783 | 0.029261 | 0.026381
Portfolio Adjusted1-in-10Size: Under 20 kWSouth of Lugo2020July Monthly Peak | Portfolio Adjusted | 1-in-10 | Size: Under 20 kW | South of Lugo | 2020 | July Monthly Peak | 7 | 1.0988 | 1.0673 | 1.0588 | 1.0405 | 1.0069 | 1.0274 | 0.92217 | 0.89903 | 1.2197 | 1.5464 | 1.8153 | 1.9578 | 2.048 | 2.1112 | 2.0989 | 2.0434 | 1.9962 | 1.7758 | 1.5113 | 1.409 | 1.4692 | 1.363 | 1.2251 | 1.1477 | 0 | 0 | 0 | 0 | 0 | 0 | 0 | 0 | 0 | 0 | 0 | 0 | 0 | 0 | 0.041977 | 0.040868 | 0.039924 | 0.035516 | 0 | 0 | 0 | 0 | 0 | 0 | 69.9762 | 68.7577 | 68.2248 | 67.8496 | 67.522 | 67.2362 | 67.5884 | 68.5104 | 70.8702 | 74.9502 | 79.4406 | 81.9906 | 80.7094 | 80.1312 | 82.5583 | 82.9875 | 82.3687 | 81.8 | 80.6052 | 78.7167 | 75.5167 | 72.9094 | 71.6656 | 70.9606 | 0.026425 | 0.024109 | 0.023749 | 0.021995 | 0.018806 | 0.020901 | 0.039369 | 0.038405 | 0.047545 | 0.067919 | 0.073605 | 0.075697 | 0.075864 | 0.083467 | 0.082868 | 0.080356 | 0.083035 | 0.072365 | 0.076031 | 0.052749 | 0.040342 | 0.034708 | 0.029199 | 0.026325
Portfolio Adjusted1-in-10Size: Under 20 kWSouth of Lugo2020August Monthly Peak | Portfolio Adjusted | 1-in-10 | Size: Under 20 kW | South of Lugo | 2020 | August Monthly Peak | 8 | 1.0892 | 1.0592 | 1.0538 | 1.0412 | 1.0179 | 1.0469 | 0.98052 | 0.90905 | 1.2465 | 1.5878 | 1.8887 | 2.0489 | 2.1539 | 2.2102 | 2.2076 | 2.1507 | 2.0775 | 1.8118 | 1.5354 | 1.4981 | 1.4997 | 1.3421 | 1.2091 | 1.1321 | 0 | 0 | 0 | 0 | 0 | 0 | 0 | 0 | 0 | 0 | 0 | 0 | 0 | 0 | 0.044151 | 0.043013 | 0.04155 | 0.036236 | 0 | 0 | 0 | 0 | 0 | 0 | 70.9923 | 70.38 | 69.8921 | 69.4348 | 69.2328 | 69.4894 | 69.6169 | 69.8282 | 72.15 | 76.199 | 79.5354 | 83.3052 | 85.024 | 85.9531 | 86.5323 | 88.3531 | 90.3115 | 92.0906 | 91.9448 | 87.8958 | 81.751 | 77.9615 | 75.9469 | 73.7229 | 0.026545 | 0.024219 | 0.023857 | 0.022095 | 0.018892 | 0.020996 | 0.039548 | 0.03858 | 0.047762 | 0.068229 | 0.073941 | 0.076043 | 0.07621 | 0.083848 | 0.083246 | 0.080723 | 0.083414 | 0.072695 | 0.076378 | 0.05299 | 0.040527 | 0.034867 | 0.029332 | 0.026445
Portfolio Adjusted1-in-10Size: Under 20 kWSouth of Lugo2020September Monthly Peak | Portfolio Adjusted | 1-in-10 | Size: Under 20 kW | South of Lugo | 2020 | September Monthly Peak | 9 | 1.1197 | 1.0865 | 1.0762 | 1.0584 | 1.0345 | 1.0535 | 1.0446 | 0.96192 | 1.2996 | 1.6807 | 1.9897 | 2.1692 | 2.2867 | 2.3553 | 2.3407 | 2.2637 | 2.2062 | 1.9314 | 1.6379 | 1.6508 | 1.5177 | 1.3761 | 1.2454 | 1.1699 | 0 | 0 | 0 | 0 | 0 | 0 | 0 | 0 | 0 | 0 | 0 | 0 | 0 | 0 | 0.046814 | 0.045273 | 0.044124 | 0.038628 | 0 | 0 | 0 | 0 | 0 | 0 | 75.7388 | 75.1061 | 74.3787 | 73.4958 | 72.6748 | 72.3328 | 72.2854 | 72.5536 | 74.6677 | 78.7844 | 82.5937 | 86.5927 | 89.15 | 90.3 | 89.9914 | 90.4495 | 90.3548 | 89.7885 | 88.3302 | 84.3656 | 79.9844 | 76.8417 | 74.6344 | 73.2865 | 0.026632 | 0.024298 | 0.023936 | 0.022168 | 0.018954 | 0.021065 | 0.039678 | 0.038706 | 0.047919 | 0.068453 | 0.074184 | 0.076292 | 0.076461 | 0.084123 | 0.08352 | 0.080988 | 0.083687 | 0.072934 | 0.076629 | 0.053164 | 0.04066 | 0.034981 | 0.029428 | 0.026532
Portfolio Adjusted1-in-10Size: Under 20 kWSouth of Lugo2020October Monthly Peak | Portfolio Adjusted | 1-in-10 | Size: Under 20 kW | South of Lugo | 2020 | October Monthly Peak | 10 | 1.039 | 1.0144 | 1.0051 | 0.99065 | 0.98098 | 0.99797 | 1.0399 | 0.92248 | 1.0775 | 1.3441 | 1.6054 | 1.7813 | 1.9006 | 1.9642 | 1.986 | 1.9186 | 1.8329 | 1.6387 | 1.584 | 1.5193 | 1.3994 | 1.2678 | 1.1582 | 1.0907 | 0 | 0 | 0 | 0 | 0 | 0 | 0 | 0 | 0 | 0 | 0 | 0 | 0 | 0 | 0.03972 | 0.038371 | 0.036659 | 0.032774 | 0 | 0 | 0 | 0 | 0 | 0 | 70.797 | 69.8596 | 68.7874 | 67.7411 | 66.7028 | 66.4336 | 66.4736 | 66.4469 | 67.6708 | 70.6955 | 75.0188 | 79.8889 | 83.9698 | 85.7177 | 85.9146 | 85.9573 | 85.3969 | 84.5365 | 81.7894 | 77.9219 | 74.3744 | 72.2303 | 70.6615 | 69.5626 | 0.026446 | 0.024128 | 0.023768 | 0.022012 | 0.018821 | 0.020918 | 0.0394 | 0.038436 | 0.047583 | 0.067973 | 0.073664 | 0.075758 | 0.075925 | 0.083534 | 0.082935 | 0.080421 | 0.083102 | 0.072423 | 0.076093 | 0.052792 | 0.040375 | 0.034736 | 0.029222 | 0.026346
Portfolio Adjusted1-in-10Size: Under 20 kWSouth of Lugo2020November Monthly Peak | Portfolio Adjusted | 1-in-10 | Size: Under 20 kW | South of Lugo | 2020 | November Monthly Peak | 11 | 1.0323 | 1.0098 | 0.99463 | 0.97183 | 0.9734 | 0.97117 | 0.90636 | 0.84183 | 1.0218 | 1.2618 | 1.4922 | 1.632 | 1.7159 | 1.7598 | 1.7778 | 1.7408 | 1.7848 | 1.8687 | 1.6648 | 1.5131 | 1.3755 | 1.2469 | 1.1503 | 1.0818 | 0 | 0 | 0 | 0 | 0 | 0 | 0 | 0 | 0 | 0 | 0 | 0 | 0 | 0 | 0.035556 | 0.034815 | 0.035695 | 0.037374 | 0 | 0 | 0 | 0 | 0 | 0 | 68.6434 | 66.8461 | 66.1109 | 64.5575 | 63.8006 | 62.7468 | 62.1453 | 62.6549 | 65.6398 | 71.4732 | 78.2385 | 83.6646 | 85.699 | 87.1323 | 87.5427 | 86.1563 | 84.0313 | 81.6896 | 79.3094 | 76.3982 | 74.5235 | 72.7879 | 70.675 | 69.0948 | 0.026749 | 0.024405 | 0.02404 | 0.022265 | 0.019037 | 0.021158 | 0.039852 | 0.038876 | 0.048129 | 0.068753 | 0.074509 | 0.076627 | 0.076796 | 0.084492 | 0.083886 | 0.081343 | 0.084054 | 0.073254 | 0.076965 | 0.053397 | 0.040838 | 0.035134 | 0.029557 | 0.026648
Portfolio Adjusted1-in-10Size: Under 20 kWSouth of Lugo2020December Monthly Peak | Portfolio Adjusted | 1-in-10 | Size: Under 20 kW | South of Lugo | 2020 | December Monthly Peak | 12 | 1.0424 | 1.0142 | 1.0012 | 0.9758 | 0.98428 | 0.99612 | 1.0662 | 0.9826 | 1.1369 | 1.3303 | 1.3934 | 1.3984 | 1.3798 | 1.3435 | 1.2942 | 1.3234 | 1.4636 | 1.661 | 1.4802 | 1.3955 | 1.2907 | 1.192 | 1.1201 | 1.0767 | 0 | 0 | 0 | 0 | 0 | 0 | 0 | 0 | 0 | 0 | 0 | 0 | 0 | 0 | 0.025885 | 0.026467 | 0.029271 | 0.033221 | 0 | 0 | 0 | 0 | 0 | 0 | 48.1753 | 47.2615 | 46.8692 | 47.1285 | 47.6557 | 47.3354 | 48.2665 | 48.3719 | 49.3182 | 50.8852 | 52.1077 | 53.5055 | 55.0131 | 54.7112 | 54.6311 | 54.44 | 53.8766 | 52.5155 | 51.4211 | 49.554 | 47.6871 | 47.938 | 47.8529 | 47.1165 | 0.027341 | 0.024945 | 0.024573 | 0.022758 | 0.019458 | 0.021626 | 0.040734 | 0.039737 | 0.049194 | 0.070275 | 0.076158 | 0.078323 | 0.078496 | 0.086362 | 0.085742 | 0.083143 | 0.085915 | 0.074875 | 0.078668 | 0.054579 | 0.041742 | 0.035912 | 0.030211 | 0.027238
Portfolio Adjusted1-in-10Size: Under 20 kWSouth of Lugo2020Typical Event Day | Portfolio Adjusted | 1-in-10 | Size: Under 20 kW | South of Lugo | 2020 | Typical Event Day | 8 | 1.0855 | 1.0559 | 1.0508 | 1.0386 | 1.0151 | 1.0442 | 0.9794 | 0.90311 | 1.2271 | 1.5562 | 1.847 | 2.0012 | 2.1025 | 2.158 | 2.157 | 2.1021 | 2.0302 | 1.7718 | 1.5075 | 1.4756 | 1.4859 | 1.333 | 1.2027 | 1.1262 | 0 | 0 | 0 | 0 | 0 | 0 | 0 | 0 | 0 | 0 | 0 | 0 | 0 | 0 | 0.04314 | 0.042043 | 0.040605 | 0.035435 | 0 | 0 | 0 | 0 | 0 | 0 | 70.6029 | 69.8978 | 69.5107 | 69.0978 | 68.5069 | 68.1743 | 68.1458 | 68.7326 | 71.0649 | 75.0253 | 79.1209 | 82.7628 | 83.9411 | 84.2976 | 85.1442 | 85.9491 | 86.5806 | 86.5719 | 85.8521 | 82.3427 | 77.7924 | 74.6556 | 72.8373 | 71.5863 | 0.026489 | 0.024168 | 0.023807 | 0.022049 | 0.018852 | 0.020952 | 0.039465 | 0.038499 | 0.047661 | 0.068085 | 0.073786 | 0.075883 | 0.07605 | 0.083672 | 0.083071 | 0.080553 | 0.083238 | 0.072542 | 0.076218 | 0.052879 | 0.040441 | 0.034793 | 0.02927 | 0.026389
Portfolio Adjusted1-in-10Size: Under 20 kWSouth of Lugo2021January Monthly Peak | Portfolio Adjusted | 1-in-10 | Size: Under 20 kW | South of Lugo | 2021 | January Monthly Peak | 1 | 1.0753 | 1.0435 | 1.0105 | 1.0035 | 1.0111 | 1.0589 | 1.1097 | 1.0086 | 1.2255 | 1.4009 | 1.4684 | 1.4657 | 1.4438 | 1.4052 | 1.371 | 1.3666 | 1.3815 | 1.6255 | 1.5548 | 1.4667 | 1.3562 | 1.268 | 1.1701 | 1.1312 | 0 | 0 | 0 | 0 | 0 | 0 | 0 | 0 | 0 | 0 | 0 | 0 | 0 | 0 | 0.027421 | 0.027332 | 0.02763 | 0.03251 | 0 | 0 | 0 | 0 | 0 | 0 | 48.626 | 47.7032 | 46.6828 | 46.3576 | 45.7501 | 45.9483 | 45.7135 | 45.4447 | 45.2323 | 48.26 | 51.6131 | 53.0616 | 54.762 | 55.8115 | 55.6385 | 54.5031 | 52.9915 | 51.8475 | 50.3768 | 48.565 | 47.3759 | 46.369 | 46.175 | 45.699 | 0.027597 | 0.025178 | 0.024803 | 0.022971 | 0.019641 | 0.021828 | 0.041116 | 0.040109 | 0.049655 | 0.070933 | 0.076872 | 0.079056 | 0.079231 | 0.087171 | 0.086546 | 0.083922 | 0.08672 | 0.075576 | 0.079405 | 0.05509 | 0.042133 | 0.036249 | 0.030494 | 0.027493
Portfolio Adjusted1-in-10Size: Under 20 kWSouth of Lugo2021February Monthly Peak | Portfolio Adjusted | 1-in-10 | Size: Under 20 kW | South of Lugo | 2021 | February Monthly Peak | 2 | 1.0381 | 1.0103 | 1.0009 | 0.99863 | 1.0029 | 1.0285 | 1.0153 | 0.9317 | 1.0858 | 1.2431 | 1.3523 | 1.3993 | 1.4584 | 1.4456 | 1.4443 | 1.4192 | 1.4079 | 1.5052 | 1.5786 | 1.4562 | 1.3417 | 1.2577 | 1.1694 | 1.1141 | 0 | 0 | 0 | 0 | 0 | 0 | 0 | 0 | 0 | 0 | 0 | 0 | 0 | 0 | 0.028886 | 0.028384 | 0.028158 | 0.030103 | 0 | 0 | 0 | 0 | 0 | 0 | 54.5003 | 53.5096 | 52.3198 | 51.6458 | 51.8725 | 51.1948 | 48.7471 | 51.3289 | 53.2658 | 55.71 | 58.6274 | 59.4634 | 60.7108 | 62.2434 | 63.1309 | 63.4493 | 62.6536 | 62.0044 | 60.6947 | 59.0359 | 57.4843 | 56.1149 | 55.4258 | 53.8965 | 0.026544 | 0.024218 | 0.023856 | 0.022094 | 0.018891 | 0.020995 | 0.039547 | 0.038578 | 0.04776 | 0.068226 | 0.073938 | 0.076039 | 0.076207 | 0.083844 | 0.083243 | 0.080719 | 0.08341 | 0.072692 | 0.076375 | 0.052988 | 0.040525 | 0.034865 | 0.029331 | 0.026444
Portfolio Adjusted1-in-10Size: Under 20 kWSouth of Lugo2021March Monthly Peak | Portfolio Adjusted | 1-in-10 | Size: Under 20 kW | South of Lugo | 2021 | March Monthly Peak | 3 | 1.0241 | 0.99349 | 0.98107 | 0.96701 | 0.97089 | 0.9926 | 0.99388 | 0.87257 | 1.0099 | 1.1709 | 1.3286 | 1.3906 | 1.4579 | 1.4938 | 1.5034 | 1.5019 | 1.4634 | 1.3726 | 1.3205 | 1.422 | 1.3342 | 1.2344 | 1.1269 | 1.0631 | 0 | 0 | 0 | 0 | 0 | 0 | 0 | 0 | 0 | 0 | 0 | 0 | 0 | 0 | 0.030068 | 0.030039 | 0.029269 | 0.027452 | 0 | 0 | 0 | 0 | 0 | 0 | 61.4618 | 59.896 | 58.8646 | 57.5803 | 56.5914 | 55.6277 | 54.872 | 54.6129 | 56.1509 | 59.935 | 64.2247 | 68.4573 | 72.4733 | 73.8126 | 74.5405 | 74.0485 | 72.9759 | 71.3982 | 70.648 | 69.124 | 66.822 | 64.2594 | 61.9132 | 60.1811 | 0.026496 | 0.024174 | 0.023813 | 0.022054 | 0.018857 | 0.020958 | 0.039475 | 0.038509 | 0.047674 | 0.068103 | 0.073805 | 0.075902 | 0.07607 | 0.083693 | 0.083093 | 0.080574 | 0.08326 | 0.072561 | 0.076238 | 0.052893 | 0.040452 | 0.034802 | 0.029278 | 0.026396
Portfolio Adjusted1-in-10Size: Under 20 kWSouth of Lugo2021April Monthly Peak | Portfolio Adjusted | 1-in-10 | Size: Under 20 kW | South of Lugo | 2021 | April Monthly Peak | 4 | 1.0187 | 0.98372 | 0.97267 | 0.95753 | 0.95612 | 0.97557 | 0.90769 | 0.80684 | 1.0175 | 1.2586 | 1.5191 | 1.6668 | 1.7871 | 1.8371 | 1.8661 | 1.8356 | 1.7866 | 1.6106 | 1.3926 | 1.4678 | 1.4239 | 1.2947 | 1.1504 | 1.0719 | 0 | 0 | 0 | 0 | 0 | 0 | 0 | 0 | 0 | 0 | 0 | 0 | 0 | 0 | 0.037322 | 0.036713 | 0.035733 | 0.032212 | 0 | 0 | 0 | 0 | 0 | 0 | 70.1919 | 69.2226 | 67.6477 | 66.0733 | 64.72 | 63.8646 | 63.4846 | 63.5643 | 66.279 | 71.8958 | 77.2437 | 82.3375 | 85.2938 | 86.0531 | 85.1521 | 85.1146 | 85.0531 | 85.151 | 83.7958 | 79.7781 | 75.039 | 70.3738 | 68.0669 | 67.0962 | 0.026684 | 0.024345 | 0.023982 | 0.02221 | 0.018991 | 0.021106 | 0.039755 | 0.038781 | 0.048011 | 0.068585 | 0.074327 | 0.07644 | 0.076609 | 0.084286 | 0.083681 | 0.081144 | 0.08385 | 0.073075 | 0.076777 | 0.053267 | 0.040738 | 0.035049 | 0.029485 | 0.026583
Portfolio Adjusted1-in-10Size: Under 20 kWSouth of Lugo2021May Monthly Peak | Portfolio Adjusted | 1-in-10 | Size: Under 20 kW | South of Lugo | 2021 | May Monthly Peak | 5 | 1.0628 | 1.0325 | 1.0181 | 1.0063 | 0.98087 | 0.98677 | 0.86241 | 0.83639 | 1.0934 | 1.3832 | 1.6487 | 1.8195 | 1.9136 | 1.9727 | 1.9764 | 1.9496 | 1.902 | 1.6867 | 1.438 | 1.3975 | 1.4298 | 1.3085 | 1.1757 | 1.1105 | 0 | 0 | 0 | 0 | 0 | 0 | 0 | 0 | 0 | 0 | 0 | 0 | 0 | 0 | 0.039529 | 0.038992 | 0.038041 | 0.033735 | 0 | 0 | 0 | 0 | 0 | 0 | 70.7513 | 69.6305 | 68.4846 | 68.1813 | 67.8197 | 67.4557 | 67.6 | 67.6338 | 70.906 | 76.1646 | 80.7562 | 84.1427 | 85.4687 | 85.6375 | 86.4406 | 86.6125 | 86.6531 | 85.7354 | 85.1958 | 82.7802 | 78.5354 | 73.9526 | 71.4154 | 69.0414 | 0.026542 | 0.024216 | 0.023854 | 0.022092 | 0.01889 | 0.020994 | 0.039543 | 0.038575 | 0.047756 | 0.06822 | 0.073932 | 0.076033 | 0.076201 | 0.083837 | 0.083236 | 0.080713 | 0.083403 | 0.072686 | 0.076369 | 0.052984 | 0.040522 | 0.034862 | 0.029328 | 0.026442
Portfolio Adjusted1-in-10Size: Under 20 kWSouth of Lugo2021June Monthly Peak | Portfolio Adjusted | 1-in-10 | Size: Under 20 kW | South of Lugo | 2021 | June Monthly Peak | 6 | 1.0627 | 1.0314 | 1.0254 | 1.0089 | 0.97913 | 0.97736 | 0.86747 | 0.84207 | 1.0867 | 1.3448 | 1.5782 | 1.7096 | 1.8101 | 1.8655 | 1.8876 | 1.8497 | 1.8081 | 1.626 | 1.3894 | 1.3165 | 1.3941 | 1.2886 | 1.1769 | 1.1103 | 0 | 0 | 0 | 0 | 0 | 0 | 0 | 0 | 0 | 0 | 0 | 0 | 0 | 0 | 0.037753 | 0.036994 | 0.036162 | 0.03252 | 0 | 0 | 0 | 0 | 0 | 0 | 65.7042 | 65.3474 | 65.5472 | 65.6108 | 64.598 | 63.6387 | 63.0923 | 64.038 | 66.5719 | 70.1675 | 74.9139 | 79.1625 | 80.8809 | 80.8061 | 81.4948 | 82.0062 | 83.2875 | 82.6083 | 82.5281 | 78.3927 | 73.9175 | 70.91 | 69.1022 | 68.3751 | 0.026482 | 0.02416 | 0.0238 | 0.022042 | 0.018847 | 0.020946 | 0.039453 | 0.038487 | 0.047647 | 0.068065 | 0.073764 | 0.07586 | 0.076028 | 0.083647 | 0.083047 | 0.080529 | 0.083214 | 0.072521 | 0.076195 | 0.052863 | 0.040429 | 0.034783 | 0.029261 | 0.026381
Portfolio Adjusted1-in-10Size: Under 20 kWSouth of Lugo2021July Monthly Peak | Portfolio Adjusted | 1-in-10 | Size: Under 20 kW | South of Lugo | 2021 | July Monthly Peak | 7 | 1.0988 | 1.0673 | 1.0588 | 1.0405 | 1.0069 | 1.0274 | 0.92217 | 0.89903 | 1.2197 | 1.5464 | 1.8153 | 1.9578 | 2.048 | 2.1112 | 2.0989 | 2.0434 | 1.9962 | 1.7758 | 1.5113 | 1.409 | 1.4692 | 1.363 | 1.2251 | 1.1477 | 0 | 0 | 0 | 0 | 0 | 0 | 0 | 0 | 0 | 0 | 0 | 0 | 0 | 0 | 0.041977 | 0.040868 | 0.039924 | 0.035516 | 0 | 0 | 0 | 0 | 0 | 0 | 69.9763 | 68.7577 | 68.2248 | 67.8496 | 67.522 | 67.2363 | 67.5884 | 68.5104 | 70.8702 | 74.9502 | 79.4406 | 81.9906 | 80.7094 | 80.1312 | 82.5583 | 82.9875 | 82.3687 | 81.8 | 80.6052 | 78.7167 | 75.5167 | 72.9094 | 71.6656 | 70.9606 | 0.026425 | 0.024109 | 0.023749 | 0.021995 | 0.018806 | 0.020901 | 0.039369 | 0.038405 | 0.047545 | 0.067919 | 0.073605 | 0.075697 | 0.075864 | 0.083467 | 0.082868 | 0.080356 | 0.083035 | 0.072365 | 0.076031 | 0.052749 | 0.040342 | 0.034708 | 0.029199 | 0.026325
Portfolio Adjusted1-in-10Size: Under 20 kWSouth of Lugo2021August Monthly Peak | Portfolio Adjusted | 1-in-10 | Size: Under 20 kW | South of Lugo | 2021 | August Monthly Peak | 8 | 1.0892 | 1.0592 | 1.0538 | 1.0412 | 1.0179 | 1.0469 | 0.98052 | 0.90905 | 1.2465 | 1.5878 | 1.8887 | 2.0489 | 2.1539 | 2.2102 | 2.2076 | 2.1507 | 2.0775 | 1.8118 | 1.5354 | 1.4981 | 1.4997 | 1.3421 | 1.2091 | 1.1321 | 0 | 0 | 0 | 0 | 0 | 0 | 0 | 0 | 0 | 0 | 0 | 0 | 0 | 0 | 0.044151 | 0.043013 | 0.04155 | 0.036236 | 0 | 0 | 0 | 0 | 0 | 0 | 70.9923 | 70.38 | 69.8921 | 69.4348 | 69.2328 | 69.4894 | 69.6169 | 69.8282 | 72.15 | 76.199 | 79.5354 | 83.3052 | 85.024 | 85.9531 | 86.5323 | 88.3531 | 90.3115 | 92.0906 | 91.9448 | 87.8958 | 81.751 | 77.9615 | 75.9469 | 73.7229 | 0.026545 | 0.024219 | 0.023857 | 0.022095 | 0.018892 | 0.020996 | 0.039548 | 0.03858 | 0.047762 | 0.068229 | 0.073941 | 0.076043 | 0.07621 | 0.083848 | 0.083246 | 0.080723 | 0.083414 | 0.072695 | 0.076378 | 0.05299 | 0.040527 | 0.034867 | 0.029332 | 0.026445
Portfolio Adjusted1-in-10Size: Under 20 kWSouth of Lugo2021September Monthly Peak | Portfolio Adjusted | 1-in-10 | Size: Under 20 kW | South of Lugo | 2021 | September Monthly Peak | 9 | 1.1197 | 1.0865 | 1.0762 | 1.0584 | 1.0345 | 1.0535 | 1.0446 | 0.96192 | 1.2996 | 1.6807 | 1.9897 | 2.1692 | 2.2867 | 2.3553 | 2.3407 | 2.2637 | 2.2062 | 1.9314 | 1.6379 | 1.6508 | 1.5177 | 1.3761 | 1.2454 | 1.1699 | 0 | 0 | 0 | 0 | 0 | 0 | 0 | 0 | 0 | 0 | 0 | 0 | 0 | 0 | 0.046814 | 0.045273 | 0.044124 | 0.038628 | 0 | 0 | 0 | 0 | 0 | 0 | 75.7388 | 75.1061 | 74.3787 | 73.4958 | 72.6748 | 72.3328 | 72.2854 | 72.5536 | 74.6677 | 78.7844 | 82.5938 | 86.5927 | 89.15 | 90.3 | 89.9914 | 90.4495 | 90.3548 | 89.7885 | 88.3302 | 84.3656 | 79.9844 | 76.8417 | 74.6344 | 73.2865 | 0.026632 | 0.024298 | 0.023936 | 0.022168 | 0.018954 | 0.021065 | 0.039678 | 0.038706 | 0.047919 | 0.068453 | 0.074184 | 0.076292 | 0.076461 | 0.084123 | 0.08352 | 0.080988 | 0.083687 | 0.072934 | 0.076629 | 0.053164 | 0.04066 | 0.034981 | 0.029428 | 0.026532
Portfolio Adjusted1-in-10Size: Under 20 kWSouth of Lugo2021October Monthly Peak | Portfolio Adjusted | 1-in-10 | Size: Under 20 kW | South of Lugo | 2021 | October Monthly Peak | 10 | 1.039 | 1.0144 | 1.0051 | 0.99065 | 0.98098 | 0.99797 | 1.0399 | 0.92248 | 1.0775 | 1.3441 | 1.6054 | 1.7813 | 1.9006 | 1.9642 | 1.986 | 1.9186 | 1.8329 | 1.6387 | 1.584 | 1.5193 | 1.3994 | 1.2678 | 1.1582 | 1.0907 | 0 | 0 | 0 | 0 | 0 | 0 | 0 | 0 | 0 | 0 | 0 | 0 | 0 | 0 | 0.03972 | 0.038371 | 0.036659 | 0.032774 | 0 | 0 | 0 | 0 | 0 | 0 | 70.797 | 69.8596 | 68.7874 | 67.7411 | 66.7028 | 66.4336 | 66.4736 | 66.4469 | 67.6708 | 70.6955 | 75.0188 | 79.8889 | 83.9698 | 85.7177 | 85.9146 | 85.9573 | 85.3969 | 84.5365 | 81.7894 | 77.9219 | 74.3744 | 72.2303 | 70.6615 | 69.5626 | 0.026446 | 0.024128 | 0.023768 | 0.022012 | 0.018821 | 0.020918 | 0.0394 | 0.038436 | 0.047583 | 0.067973 | 0.073664 | 0.075758 | 0.075925 | 0.083534 | 0.082935 | 0.080421 | 0.083102 | 0.072423 | 0.076093 | 0.052792 | 0.040375 | 0.034736 | 0.029222 | 0.026346
Portfolio Adjusted1-in-10Size: Under 20 kWSouth of Lugo2021November Monthly Peak | Portfolio Adjusted | 1-in-10 | Size: Under 20 kW | South of Lugo | 2021 | November Monthly Peak | 11 | 1.0323 | 1.0098 | 0.99463 | 0.97183 | 0.9734 | 0.97117 | 0.90636 | 0.84183 | 1.0218 | 1.2618 | 1.4922 | 1.632 | 1.7159 | 1.7598 | 1.7778 | 1.7408 | 1.7848 | 1.8687 | 1.6648 | 1.5131 | 1.3755 | 1.2469 | 1.1503 | 1.0818 | 0 | 0 | 0 | 0 | 0 | 0 | 0 | 0 | 0 | 0 | 0 | 0 | 0 | 0 | 0.035556 | 0.034815 | 0.035695 | 0.037374 | 0 | 0 | 0 | 0 | 0 | 0 | 68.6434 | 66.8461 | 66.1109 | 64.5575 | 63.8006 | 62.7468 | 62.1453 | 62.6549 | 65.6398 | 71.4732 | 78.2385 | 83.6646 | 85.699 | 87.1323 | 87.5427 | 86.1563 | 84.0313 | 81.6896 | 79.3094 | 76.3982 | 74.5235 | 72.7879 | 70.675 | 69.0948 | 0.026749 | 0.024405 | 0.02404 | 0.022265 | 0.019037 | 0.021158 | 0.039852 | 0.038876 | 0.048129 | 0.068753 | 0.074509 | 0.076627 | 0.076796 | 0.084492 | 0.083886 | 0.081343 | 0.084054 | 0.073254 | 0.076965 | 0.053397 | 0.040838 | 0.035134 | 0.029557 | 0.026648
Portfolio Adjusted1-in-10Size: Under 20 kWSouth of Lugo2021December Monthly Peak | Portfolio Adjusted | 1-in-10 | Size: Under 20 kW | South of Lugo | 2021 | December Monthly Peak | 12 | 1.0424 | 1.0142 | 1.0012 | 0.9758 | 0.98428 | 0.99612 | 1.0662 | 0.9826 | 1.1369 | 1.3303 | 1.3934 | 1.3984 | 1.3798 | 1.3435 | 1.2942 | 1.3234 | 1.4636 | 1.661 | 1.4802 | 1.3955 | 1.2907 | 1.192 | 1.1201 | 1.0767 | 0 | 0 | 0 | 0 | 0 | 0 | 0 | 0 | 0 | 0 | 0 | 0 | 0 | 0 | 0.025885 | 0.026467 | 0.029271 | 0.033221 | 0 | 0 | 0 | 0 | 0 | 0 | 48.1753 | 47.2615 | 46.8692 | 47.1285 | 47.6557 | 47.3354 | 48.2665 | 48.3719 | 49.3182 | 50.8852 | 52.1077 | 53.5055 | 55.0131 | 54.7113 | 54.6311 | 54.44 | 53.8766 | 52.5155 | 51.4211 | 49.554 | 47.6871 | 47.938 | 47.8529 | 47.1165 | 0.027341 | 0.024945 | 0.024573 | 0.022758 | 0.019458 | 0.021626 | 0.040734 | 0.039737 | 0.049194 | 0.070275 | 0.076158 | 0.078323 | 0.078496 | 0.086362 | 0.085742 | 0.083143 | 0.085915 | 0.074875 | 0.078668 | 0.054579 | 0.041742 | 0.035912 | 0.030211 | 0.027238
Portfolio Adjusted1-in-10Size: Under 20 kWSouth of Lugo2021Typical Event Day | Portfolio Adjusted | 1-in-10 | Size: Under 20 kW | South of Lugo | 2021 | Typical Event Day | 8 | 1.0855 | 1.0559 | 1.0508 | 1.0386 | 1.0151 | 1.0442 | 0.9794 | 0.90311 | 1.2271 | 1.5562 | 1.847 | 2.0012 | 2.1025 | 2.158 | 2.157 | 2.1021 | 2.0302 | 1.7718 | 1.5075 | 1.4756 | 1.4859 | 1.333 | 1.2027 | 1.1262 | 0 | 0 | 0 | 0 | 0 | 0 | 0 | 0 | 0 | 0 | 0 | 0 | 0 | 0 | 0.04314 | 0.042043 | 0.040605 | 0.035435 | 0 | 0 | 0 | 0 | 0 | 0 | 70.6029 | 69.8978 | 69.5107 | 69.0978 | 68.5069 | 68.1743 | 68.1458 | 68.7326 | 71.065 | 75.0253 | 79.1209 | 82.7628 | 83.9411 | 84.2976 | 85.1442 | 85.9491 | 86.5806 | 86.5719 | 85.8521 | 82.3427 | 77.7924 | 74.6556 | 72.8373 | 71.5863 | 0.026489 | 0.024168 | 0.023807 | 0.022049 | 0.018852 | 0.020952 | 0.039465 | 0.038499 | 0.047661 | 0.068085 | 0.073786 | 0.075883 | 0.07605 | 0.083672 | 0.083071 | 0.080553 | 0.083238 | 0.072542 | 0.076218 | 0.052879 | 0.040441 | 0.034793 | 0.02927 | 0.026389
Portfolio Adjusted1-in-10Size: Under 20 kWSouth of Lugo2022January Monthly Peak | Portfolio Adjusted | 1-in-10 | Size: Under 20 kW | South of Lugo | 2022 | January Monthly Peak | 1 | 1.0753 | 1.0435 | 1.0105 | 1.0035 | 1.0111 | 1.0589 | 1.1097 | 1.0086 | 1.2255 | 1.4009 | 1.4684 | 1.4657 | 1.4438 | 1.4052 | 1.371 | 1.3666 | 1.3815 | 1.6255 | 1.5548 | 1.4667 | 1.3562 | 1.268 | 1.1701 | 1.1312 | 0 | 0 | 0 | 0 | 0 | 0 | 0 | 0 | 0 | 0 | 0 | 0 | 0 | 0 | 0.027421 | 0.027332 | 0.02763 | 0.03251 | 0 | 0 | 0 | 0 | 0 | 0 | 48.626 | 47.7032 | 46.6828 | 46.3576 | 45.7501 | 45.9483 | 45.7135 | 45.4447 | 45.2323 | 48.26 | 51.6131 | 53.0616 | 54.762 | 55.8115 | 55.6385 | 54.5031 | 52.9915 | 51.8475 | 50.3768 | 48.565 | 47.3759 | 46.369 | 46.175 | 45.699 | 0.027597 | 0.025178 | 0.024803 | 0.022971 | 0.019641 | 0.021828 | 0.041116 | 0.040109 | 0.049655 | 0.070933 | 0.076872 | 0.079056 | 0.079231 | 0.087171 | 0.086546 | 0.083922 | 0.08672 | 0.075576 | 0.079405 | 0.05509 | 0.042133 | 0.036249 | 0.030494 | 0.027493
Portfolio Adjusted1-in-10Size: Under 20 kWSouth of Lugo2022February Monthly Peak | Portfolio Adjusted | 1-in-10 | Size: Under 20 kW | South of Lugo | 2022 | February Monthly Peak | 2 | 1.0381 | 1.0103 | 1.0009 | 0.99863 | 1.0029 | 1.0285 | 1.0153 | 0.9317 | 1.0858 | 1.2431 | 1.3523 | 1.3993 | 1.4584 | 1.4456 | 1.4443 | 1.4192 | 1.4079 | 1.5052 | 1.5786 | 1.4562 | 1.3417 | 1.2577 | 1.1694 | 1.1141 | 0 | 0 | 0 | 0 | 0 | 0 | 0 | 0 | 0 | 0 | 0 | 0 | 0 | 0 | 0.028886 | 0.028384 | 0.028158 | 0.030103 | 0 | 0 | 0 | 0 | 0 | 0 | 54.5003 | 53.5096 | 52.3198 | 51.6458 | 51.8725 | 51.1948 | 48.7471 | 51.3289 | 53.2658 | 55.71 | 58.6274 | 59.4634 | 60.7108 | 62.2434 | 63.1309 | 63.4493 | 62.6536 | 62.0044 | 60.6947 | 59.0359 | 57.4843 | 56.1149 | 55.4258 | 53.8965 | 0.026544 | 0.024218 | 0.023856 | 0.022094 | 0.018891 | 0.020995 | 0.039547 | 0.038578 | 0.04776 | 0.068226 | 0.073938 | 0.076039 | 0.076207 | 0.083844 | 0.083243 | 0.080719 | 0.08341 | 0.072692 | 0.076375 | 0.052988 | 0.040525 | 0.034865 | 0.029331 | 0.026444
Portfolio Adjusted1-in-10Size: Under 20 kWSouth of Lugo2022March Monthly Peak | Portfolio Adjusted | 1-in-10 | Size: Under 20 kW | South of Lugo | 2022 | March Monthly Peak | 3 | 1.0241 | 0.99349 | 0.98107 | 0.96701 | 0.97089 | 0.9926 | 0.99388 | 0.87257 | 1.0099 | 1.1709 | 1.3286 | 1.3906 | 1.4579 | 1.4938 | 1.5034 | 1.5019 | 1.4634 | 1.3726 | 1.3205 | 1.422 | 1.3342 | 1.2344 | 1.1269 | 1.0631 | 0 | 0 | 0 | 0 | 0 | 0 | 0 | 0 | 0 | 0 | 0 | 0 | 0 | 0 | 0.030068 | 0.030039 | 0.029269 | 0.027452 | 0 | 0 | 0 | 0 | 0 | 0 | 61.4618 | 59.896 | 58.8646 | 57.5803 | 56.5914 | 55.6277 | 54.872 | 54.6129 | 56.1509 | 59.935 | 64.2247 | 68.4573 | 72.4733 | 73.8126 | 74.5405 | 74.0485 | 72.9759 | 71.3982 | 70.648 | 69.124 | 66.822 | 64.2594 | 61.9132 | 60.1811 | 0.026496 | 0.024174 | 0.023813 | 0.022054 | 0.018857 | 0.020958 | 0.039475 | 0.038509 | 0.047674 | 0.068103 | 0.073805 | 0.075902 | 0.07607 | 0.083693 | 0.083093 | 0.080574 | 0.08326 | 0.072561 | 0.076237 | 0.052893 | 0.040452 | 0.034802 | 0.029278 | 0.026396
Portfolio Adjusted1-in-10Size: Under 20 kWSouth of Lugo2022April Monthly Peak | Portfolio Adjusted | 1-in-10 | Size: Under 20 kW | South of Lugo | 2022 | April Monthly Peak | 4 | 1.0187 | 0.98372 | 0.97267 | 0.95753 | 0.95612 | 0.97557 | 0.90769 | 0.80684 | 1.0175 | 1.2586 | 1.5191 | 1.6668 | 1.7871 | 1.8371 | 1.8661 | 1.8356 | 1.7866 | 1.6106 | 1.3926 | 1.4678 | 1.4239 | 1.2947 | 1.1504 | 1.0719 | 0 | 0 | 0 | 0 | 0 | 0 | 0 | 0 | 0 | 0 | 0 | 0 | 0 | 0 | 0.037322 | 0.036713 | 0.035733 | 0.032212 | 0 | 0 | 0 | 0 | 0 | 0 | 70.1919 | 69.2226 | 67.6477 | 66.0733 | 64.72 | 63.8646 | 63.4846 | 63.5643 | 66.279 | 71.8958 | 77.2438 | 82.3375 | 85.2937 | 86.0531 | 85.1521 | 85.1146 | 85.0531 | 85.151 | 83.7958 | 79.7781 | 75.039 | 70.3737 | 68.0669 | 67.0962 | 0.026684 | 0.024345 | 0.023982 | 0.02221 | 0.018991 | 0.021106 | 0.039755 | 0.038781 | 0.048011 | 0.068585 | 0.074327 | 0.07644 | 0.076609 | 0.084286 | 0.083681 | 0.081144 | 0.08385 | 0.073075 | 0.076777 | 0.053267 | 0.040738 | 0.035049 | 0.029485 | 0.026583
Portfolio Adjusted1-in-10Size: Under 20 kWSouth of Lugo2022May Monthly Peak | Portfolio Adjusted | 1-in-10 | Size: Under 20 kW | South of Lugo | 2022 | May Monthly Peak | 5 | 1.0628 | 1.0325 | 1.0181 | 1.0063 | 0.98087 | 0.98677 | 0.86241 | 0.83639 | 1.0934 | 1.3832 | 1.6487 | 1.8195 | 1.9136 | 1.9727 | 1.9764 | 1.9496 | 1.902 | 1.6867 | 1.438 | 1.3975 | 1.4298 | 1.3085 | 1.1757 | 1.1105 | 0 | 0 | 0 | 0 | 0 | 0 | 0 | 0 | 0 | 0 | 0 | 0 | 0 | 0 | 0.039529 | 0.038992 | 0.038041 | 0.033735 | 0 | 0 | 0 | 0 | 0 | 0 | 70.7513 | 69.6305 | 68.4846 | 68.1812 | 67.8197 | 67.4557 | 67.6 | 67.6338 | 70.906 | 76.1646 | 80.7563 | 84.1427 | 85.4687 | 85.6375 | 86.4406 | 86.6125 | 86.6531 | 85.7354 | 85.1958 | 82.7802 | 78.5354 | 73.9526 | 71.4154 | 69.0414 | 0.026542 | 0.024216 | 0.023854 | 0.022092 | 0.01889 | 0.020994 | 0.039543 | 0.038575 | 0.047756 | 0.06822 | 0.073932 | 0.076033 | 0.076201 | 0.083837 | 0.083236 | 0.080713 | 0.083403 | 0.072686 | 0.076369 | 0.052984 | 0.040522 | 0.034862 | 0.029328 | 0.026442
Portfolio Adjusted1-in-10Size: Under 20 kWSouth of Lugo2022June Monthly Peak | Portfolio Adjusted | 1-in-10 | Size: Under 20 kW | South of Lugo | 2022 | June Monthly Peak | 6 | 1.0627 | 1.0314 | 1.0254 | 1.0089 | 0.97913 | 0.97736 | 0.86747 | 0.84207 | 1.0867 | 1.3448 | 1.5782 | 1.7096 | 1.8101 | 1.8655 | 1.8876 | 1.8497 | 1.8081 | 1.626 | 1.3894 | 1.3165 | 1.3941 | 1.2886 | 1.1769 | 1.1103 | 0 | 0 | 0 | 0 | 0 | 0 | 0 | 0 | 0 | 0 | 0 | 0 | 0 | 0 | 0.037753 | 0.036994 | 0.036162 | 0.03252 | 0 | 0 | 0 | 0 | 0 | 0 | 65.7042 | 65.3474 | 65.5472 | 65.6108 | 64.598 | 63.6388 | 63.0923 | 64.038 | 66.5719 | 70.1675 | 74.9139 | 79.1625 | 80.8809 | 80.8061 | 81.4948 | 82.0062 | 83.2875 | 82.6083 | 82.5281 | 78.3927 | 73.9175 | 70.91 | 69.1022 | 68.3751 | 0.026482 | 0.02416 | 0.0238 | 0.022042 | 0.018847 | 0.020946 | 0.039453 | 0.038487 | 0.047647 | 0.068065 | 0.073764 | 0.07586 | 0.076028 | 0.083647 | 0.083047 | 0.080529 | 0.083214 | 0.072521 | 0.076195 | 0.052863 | 0.040429 | 0.034783 | 0.029261 | 0.026381
Portfolio Adjusted1-in-10Size: Under 20 kWSouth of Lugo2022July Monthly Peak | Portfolio Adjusted | 1-in-10 | Size: Under 20 kW | South of Lugo | 2022 | July Monthly Peak | 7 | 1.0988 | 1.0673 | 1.0588 | 1.0405 | 1.0069 | 1.0274 | 0.92217 | 0.89903 | 1.2197 | 1.5464 | 1.8153 | 1.9578 | 2.048 | 2.1112 | 2.0989 | 2.0434 | 1.9962 | 1.7758 | 1.5113 | 1.409 | 1.4692 | 1.363 | 1.2251 | 1.1477 | 0 | 0 | 0 | 0 | 0 | 0 | 0 | 0 | 0 | 0 | 0 | 0 | 0 | 0 | 0.041977 | 0.040868 | 0.039924 | 0.035516 | 0 | 0 | 0 | 0 | 0 | 0 | 69.9762 | 68.7577 | 68.2248 | 67.8496 | 67.522 | 67.2363 | 67.5884 | 68.5104 | 70.8702 | 74.9502 | 79.4406 | 81.9906 | 80.7094 | 80.1312 | 82.5583 | 82.9875 | 82.3687 | 81.8 | 80.6052 | 78.7167 | 75.5167 | 72.9094 | 71.6656 | 70.9606 | 0.026425 | 0.024109 | 0.023749 | 0.021995 | 0.018806 | 0.020901 | 0.039369 | 0.038405 | 0.047545 | 0.067919 | 0.073605 | 0.075697 | 0.075864 | 0.083467 | 0.082868 | 0.080356 | 0.083035 | 0.072365 | 0.076031 | 0.052749 | 0.040342 | 0.034708 | 0.029199 | 0.026325
Portfolio Adjusted1-in-10Size: Under 20 kWSouth of Lugo2022August Monthly Peak | Portfolio Adjusted | 1-in-10 | Size: Under 20 kW | South of Lugo | 2022 | August Monthly Peak | 8 | 1.0892 | 1.0592 | 1.0538 | 1.0412 | 1.0179 | 1.0469 | 0.98052 | 0.90905 | 1.2465 | 1.5878 | 1.8887 | 2.0489 | 2.1539 | 2.2102 | 2.2076 | 2.1507 | 2.0775 | 1.8118 | 1.5354 | 1.4981 | 1.4997 | 1.3421 | 1.2091 | 1.1321 | 0 | 0 | 0 | 0 | 0 | 0 | 0 | 0 | 0 | 0 | 0 | 0 | 0 | 0 | 0.044151 | 0.043013 | 0.04155 | 0.036236 | 0 | 0 | 0 | 0 | 0 | 0 | 70.9923 | 70.38 | 69.8921 | 69.4348 | 69.2328 | 69.4894 | 69.6169 | 69.8282 | 72.15 | 76.199 | 79.5354 | 83.3052 | 85.024 | 85.9531 | 86.5323 | 88.3531 | 90.3115 | 92.0906 | 91.9448 | 87.8958 | 81.751 | 77.9615 | 75.9469 | 73.7229 | 0.026545 | 0.024219 | 0.023857 | 0.022095 | 0.018892 | 0.020996 | 0.039548 | 0.03858 | 0.047762 | 0.068229 | 0.073941 | 0.076043 | 0.07621 | 0.083848 | 0.083246 | 0.080723 | 0.083414 | 0.072695 | 0.076378 | 0.05299 | 0.040527 | 0.034867 | 0.029332 | 0.026445
Portfolio Adjusted1-in-10Size: Under 20 kWSouth of Lugo2022September Monthly Peak | Portfolio Adjusted | 1-in-10 | Size: Under 20 kW | South of Lugo | 2022 | September Monthly Peak | 9 | 1.1197 | 1.0865 | 1.0762 | 1.0584 | 1.0345 | 1.0535 | 1.0446 | 0.96192 | 1.2996 | 1.6807 | 1.9897 | 2.1692 | 2.2867 | 2.3553 | 2.3407 | 2.2637 | 2.2062 | 1.9314 | 1.6379 | 1.6508 | 1.5177 | 1.3761 | 1.2454 | 1.1699 | 0 | 0 | 0 | 0 | 0 | 0 | 0 | 0 | 0 | 0 | 0 | 0 | 0 | 0 | 0.046814 | 0.045273 | 0.044124 | 0.038628 | 0 | 0 | 0 | 0 | 0 | 0 | 75.7387 | 75.1061 | 74.3788 | 73.4958 | 72.6748 | 72.3328 | 72.2854 | 72.5536 | 74.6677 | 78.7844 | 82.5938 | 86.5927 | 89.15 | 90.3 | 89.9914 | 90.4495 | 90.3548 | 89.7885 | 88.3302 | 84.3656 | 79.9844 | 76.8417 | 74.6344 | 73.2865 | 0.026632 | 0.024298 | 0.023936 | 0.022168 | 0.018954 | 0.021065 | 0.039678 | 0.038706 | 0.047919 | 0.068453 | 0.074184 | 0.076292 | 0.076461 | 0.084123 | 0.08352 | 0.080988 | 0.083687 | 0.072934 | 0.076629 | 0.053164 | 0.04066 | 0.034981 | 0.029428 | 0.026532
Portfolio Adjusted1-in-10Size: Under 20 kWSouth of Lugo2022October Monthly Peak | Portfolio Adjusted | 1-in-10 | Size: Under 20 kW | South of Lugo | 2022 | October Monthly Peak | 10 | 1.039 | 1.0144 | 1.0051 | 0.99065 | 0.98098 | 0.99797 | 1.0399 | 0.92248 | 1.0775 | 1.3441 | 1.6054 | 1.7813 | 1.9006 | 1.9642 | 1.986 | 1.9186 | 1.8329 | 1.6387 | 1.584 | 1.5193 | 1.3994 | 1.2678 | 1.1582 | 1.0907 | 0 | 0 | 0 | 0 | 0 | 0 | 0 | 0 | 0 | 0 | 0 | 0 | 0 | 0 | 0.03972 | 0.038371 | 0.036659 | 0.032774 | 0 | 0 | 0 | 0 | 0 | 0 | 70.797 | 69.8596 | 68.7874 | 67.7411 | 66.7028 | 66.4336 | 66.4736 | 66.4469 | 67.6708 | 70.6955 | 75.0188 | 79.8889 | 83.9698 | 85.7177 | 85.9146 | 85.9573 | 85.3969 | 84.5365 | 81.7894 | 77.9219 | 74.3744 | 72.2303 | 70.6615 | 69.5626 | 0.026446 | 0.024128 | 0.023768 | 0.022012 | 0.018821 | 0.020918 | 0.0394 | 0.038436 | 0.047583 | 0.067973 | 0.073664 | 0.075758 | 0.075925 | 0.083534 | 0.082935 | 0.080421 | 0.083102 | 0.072423 | 0.076093 | 0.052792 | 0.040375 | 0.034736 | 0.029222 | 0.026346
Portfolio Adjusted1-in-10Size: Under 20 kWSouth of Lugo2022November Monthly Peak | Portfolio Adjusted | 1-in-10 | Size: Under 20 kW | South of Lugo | 2022 | November Monthly Peak | 11 | 1.0323 | 1.0098 | 0.99463 | 0.97183 | 0.9734 | 0.97117 | 0.90636 | 0.84183 | 1.0218 | 1.2618 | 1.4922 | 1.632 | 1.7159 | 1.7598 | 1.7778 | 1.7408 | 1.7848 | 1.8687 | 1.6648 | 1.5131 | 1.3755 | 1.2469 | 1.1503 | 1.0818 | 0 | 0 | 0 | 0 | 0 | 0 | 0 | 0 | 0 | 0 | 0 | 0 | 0 | 0 | 0.035556 | 0.034815 | 0.035695 | 0.037374 | 0 | 0 | 0 | 0 | 0 | 0 | 68.6434 | 66.8461 | 66.1109 | 64.5575 | 63.8006 | 62.7468 | 62.1453 | 62.6549 | 65.6398 | 71.4732 | 78.2385 | 83.6646 | 85.699 | 87.1323 | 87.5427 | 86.1563 | 84.0313 | 81.6896 | 79.3094 | 76.3982 | 74.5235 | 72.7879 | 70.675 | 69.0948 | 0.026749 | 0.024405 | 0.02404 | 0.022265 | 0.019037 | 0.021158 | 0.039852 | 0.038876 | 0.048129 | 0.068753 | 0.074509 | 0.076627 | 0.076796 | 0.084492 | 0.083886 | 0.081343 | 0.084054 | 0.073254 | 0.076965 | 0.053397 | 0.040838 | 0.035134 | 0.029557 | 0.026648
Portfolio Adjusted1-in-10Size: Under 20 kWSouth of Lugo2022December Monthly Peak | Portfolio Adjusted | 1-in-10 | Size: Under 20 kW | South of Lugo | 2022 | December Monthly Peak | 12 | 1.0424 | 1.0142 | 1.0012 | 0.9758 | 0.98428 | 0.99612 | 1.0662 | 0.9826 | 1.1369 | 1.3303 | 1.3934 | 1.3984 | 1.3798 | 1.3435 | 1.2942 | 1.3234 | 1.4636 | 1.661 | 1.4802 | 1.3955 | 1.2907 | 1.192 | 1.1201 | 1.0767 | 0 | 0 | 0 | 0 | 0 | 0 | 0 | 0 | 0 | 0 | 0 | 0 | 0 | 0 | 0.025885 | 0.026467 | 0.029271 | 0.033221 | 0 | 0 | 0 | 0 | 0 | 0 | 48.1753 | 47.2615 | 46.8692 | 47.1285 | 47.6557 | 47.3354 | 48.2665 | 48.3719 | 49.3182 | 50.8852 | 52.1077 | 53.5055 | 55.0131 | 54.7112 | 54.6311 | 54.44 | 53.8766 | 52.5155 | 51.4211 | 49.554 | 47.6871 | 47.938 | 47.8529 | 47.1165 | 0.027341 | 0.024945 | 0.024573 | 0.022758 | 0.019458 | 0.021626 | 0.040734 | 0.039737 | 0.049194 | 0.070275 | 0.076158 | 0.078323 | 0.078496 | 0.086362 | 0.085742 | 0.083143 | 0.085915 | 0.074875 | 0.078668 | 0.054579 | 0.041742 | 0.035912 | 0.030211 | 0.027238
Portfolio Adjusted1-in-10Size: Under 20 kWSouth of Lugo2022Typical Event Day | Portfolio Adjusted | 1-in-10 | Size: Under 20 kW | South of Lugo | 2022 | Typical Event Day | 8 | 1.0855 | 1.0559 | 1.0508 | 1.0386 | 1.0151 | 1.0442 | 0.9794 | 0.90311 | 1.2271 | 1.5562 | 1.847 | 2.0012 | 2.1025 | 2.158 | 2.157 | 2.1021 | 2.0302 | 1.7718 | 1.5075 | 1.4756 | 1.4859 | 1.333 | 1.2027 | 1.1262 | 0 | 0 | 0 | 0 | 0 | 0 | 0 | 0 | 0 | 0 | 0 | 0 | 0 | 0 | 0.04314 | 0.042043 | 0.040605 | 0.035435 | 0 | 0 | 0 | 0 | 0 | 0 | 70.6029 | 69.8978 | 69.5107 | 69.0978 | 68.5069 | 68.1743 | 68.1458 | 68.7326 | 71.0649 | 75.0253 | 79.1209 | 82.7628 | 83.9411 | 84.2976 | 85.1442 | 85.9491 | 86.5806 | 86.5719 | 85.8521 | 82.3427 | 77.7924 | 74.6556 | 72.8373 | 71.5863 | 0.026489 | 0.024168 | 0.023807 | 0.022049 | 0.018852 | 0.020952 | 0.039465 | 0.038499 | 0.047661 | 0.068085 | 0.073786 | 0.075883 | 0.07605 | 0.083672 | 0.083071 | 0.080553 | 0.083238 | 0.072542 | 0.076218 | 0.052879 | 0.040441 | 0.034793 | 0.02927 | 0.026389
Portfolio Adjusted1-in-10Size: Under 20 kWSouth of Lugo2023January Monthly Peak | Portfolio Adjusted | 1-in-10 | Size: Under 20 kW | South of Lugo | 2023 | January Monthly Peak | 1 | 1.0753 | 1.0435 | 1.0105 | 1.0035 | 1.0111 | 1.0589 | 1.1097 | 1.0086 | 1.2255 | 1.4009 | 1.4684 | 1.4657 | 1.4438 | 1.4052 | 1.371 | 1.3666 | 1.3815 | 1.6255 | 1.5548 | 1.4667 | 1.3562 | 1.268 | 1.1701 | 1.1312 | 0 | 0 | 0 | 0 | 0 | 0 | 0 | 0 | 0 | 0 | 0 | 0 | 0 | 0 | 0.027421 | 0.027332 | 0.02763 | 0.03251 | 0 | 0 | 0 | 0 | 0 | 0 | 48.626 | 47.7032 | 46.6828 | 46.3576 | 45.7501 | 45.9483 | 45.7135 | 45.4447 | 45.2323 | 48.26 | 51.6131 | 53.0616 | 54.762 | 55.8115 | 55.6385 | 54.5031 | 52.9915 | 51.8475 | 50.3768 | 48.565 | 47.3759 | 46.369 | 46.175 | 45.699 | 0.027597 | 0.025178 | 0.024803 | 0.022971 | 0.019641 | 0.021828 | 0.041116 | 0.040109 | 0.049655 | 0.070933 | 0.076872 | 0.079056 | 0.079231 | 0.087171 | 0.086546 | 0.083922 | 0.08672 | 0.075576 | 0.079405 | 0.05509 | 0.042133 | 0.036249 | 0.030494 | 0.027493
Portfolio Adjusted1-in-10Size: Under 20 kWSouth of Lugo2023February Monthly Peak | Portfolio Adjusted | 1-in-10 | Size: Under 20 kW | South of Lugo | 2023 | February Monthly Peak | 2 | 1.0381 | 1.0103 | 1.0009 | 0.99863 | 1.0029 | 1.0285 | 1.0153 | 0.9317 | 1.0858 | 1.2431 | 1.3523 | 1.3993 | 1.4584 | 1.4456 | 1.4443 | 1.4192 | 1.4079 | 1.5052 | 1.5786 | 1.4562 | 1.3417 | 1.2577 | 1.1694 | 1.1141 | 0 | 0 | 0 | 0 | 0 | 0 | 0 | 0 | 0 | 0 | 0 | 0 | 0 | 0 | 0.028886 | 0.028384 | 0.028158 | 0.030103 | 0 | 0 | 0 | 0 | 0 | 0 | 54.5003 | 53.5096 | 52.3198 | 51.6458 | 51.8725 | 51.1948 | 48.7471 | 51.3289 | 53.2658 | 55.71 | 58.6274 | 59.4634 | 60.7108 | 62.2434 | 63.1309 | 63.4493 | 62.6536 | 62.0044 | 60.6947 | 59.0359 | 57.4843 | 56.1149 | 55.4258 | 53.8965 | 0.026544 | 0.024218 | 0.023856 | 0.022094 | 0.018891 | 0.020995 | 0.039547 | 0.038578 | 0.04776 | 0.068226 | 0.073938 | 0.076039 | 0.076207 | 0.083844 | 0.083243 | 0.080719 | 0.08341 | 0.072692 | 0.076375 | 0.052988 | 0.040525 | 0.034865 | 0.029331 | 0.026444
Portfolio Adjusted1-in-10Size: Under 20 kWSouth of Lugo2023March Monthly Peak | Portfolio Adjusted | 1-in-10 | Size: Under 20 kW | South of Lugo | 2023 | March Monthly Peak | 3 | 1.0241 | 0.99349 | 0.98107 | 0.96701 | 0.97089 | 0.9926 | 0.99388 | 0.87257 | 1.0099 | 1.1709 | 1.3286 | 1.3906 | 1.4579 | 1.4938 | 1.5034 | 1.5019 | 1.4634 | 1.3726 | 1.3205 | 1.422 | 1.3342 | 1.2344 | 1.1269 | 1.0631 | 0 | 0 | 0 | 0 | 0 | 0 | 0 | 0 | 0 | 0 | 0 | 0 | 0 | 0 | 0.030068 | 0.030039 | 0.029269 | 0.027452 | 0 | 0 | 0 | 0 | 0 | 0 | 61.4618 | 59.896 | 58.8646 | 57.5803 | 56.5914 | 55.6277 | 54.872 | 54.6129 | 56.1509 | 59.935 | 64.2247 | 68.4573 | 72.4733 | 73.8126 | 74.5405 | 74.0485 | 72.9759 | 71.3982 | 70.648 | 69.124 | 66.822 | 64.2594 | 61.9132 | 60.1811 | 0.026496 | 0.024174 | 0.023813 | 0.022054 | 0.018857 | 0.020958 | 0.039475 | 0.038509 | 0.047674 | 0.068103 | 0.073805 | 0.075902 | 0.07607 | 0.083693 | 0.083093 | 0.080574 | 0.08326 | 0.072561 | 0.076238 | 0.052893 | 0.040452 | 0.034802 | 0.029278 | 0.026396
Portfolio Adjusted1-in-10Size: Under 20 kWSouth of Lugo2023April Monthly Peak | Portfolio Adjusted | 1-in-10 | Size: Under 20 kW | South of Lugo | 2023 | April Monthly Peak | 4 | 1.0187 | 0.98372 | 0.97267 | 0.95753 | 0.95612 | 0.97557 | 0.90769 | 0.80684 | 1.0175 | 1.2586 | 1.5191 | 1.6668 | 1.7871 | 1.8371 | 1.8661 | 1.8356 | 1.7866 | 1.6106 | 1.3926 | 1.4678 | 1.4239 | 1.2947 | 1.1504 | 1.0719 | 0 | 0 | 0 | 0 | 0 | 0 | 0 | 0 | 0 | 0 | 0 | 0 | 0 | 0 | 0.037322 | 0.036713 | 0.035733 | 0.032212 | 0 | 0 | 0 | 0 | 0 | 0 | 70.1919 | 69.2226 | 67.6477 | 66.0733 | 64.72 | 63.8646 | 63.4846 | 63.5643 | 66.279 | 71.8958 | 77.2438 | 82.3375 | 85.2937 | 86.0531 | 85.1521 | 85.1146 | 85.0531 | 85.151 | 83.7958 | 79.7781 | 75.039 | 70.3737 | 68.0669 | 67.0963 | 0.026684 | 0.024345 | 0.023982 | 0.02221 | 0.018991 | 0.021106 | 0.039755 | 0.038781 | 0.048011 | 0.068585 | 0.074327 | 0.07644 | 0.076609 | 0.084286 | 0.083681 | 0.081144 | 0.08385 | 0.073075 | 0.076777 | 0.053267 | 0.040738 | 0.035049 | 0.029485 | 0.026583
Portfolio Adjusted1-in-10Size: Under 20 kWSouth of Lugo2023May Monthly Peak | Portfolio Adjusted | 1-in-10 | Size: Under 20 kW | South of Lugo | 2023 | May Monthly Peak | 5 | 1.0628 | 1.0325 | 1.0181 | 1.0063 | 0.98087 | 0.98677 | 0.86241 | 0.83639 | 1.0934 | 1.3832 | 1.6487 | 1.8195 | 1.9136 | 1.9727 | 1.9764 | 1.9496 | 1.902 | 1.6867 | 1.438 | 1.3975 | 1.4298 | 1.3085 | 1.1757 | 1.1105 | 0 | 0 | 0 | 0 | 0 | 0 | 0 | 0 | 0 | 0 | 0 | 0 | 0 | 0 | 0.039529 | 0.038992 | 0.038041 | 0.033735 | 0 | 0 | 0 | 0 | 0 | 0 | 70.7512 | 69.6305 | 68.4846 | 68.1813 | 67.8197 | 67.4557 | 67.6 | 67.6338 | 70.906 | 76.1646 | 80.7562 | 84.1427 | 85.4688 | 85.6375 | 86.4406 | 86.6125 | 86.6531 | 85.7354 | 85.1958 | 82.7802 | 78.5354 | 73.9526 | 71.4154 | 69.0414 | 0.026542 | 0.024216 | 0.023854 | 0.022092 | 0.01889 | 0.020994 | 0.039543 | 0.038575 | 0.047756 | 0.06822 | 0.073932 | 0.076033 | 0.076201 | 0.083837 | 0.083236 | 0.080713 | 0.083403 | 0.072686 | 0.076369 | 0.052984 | 0.040522 | 0.034862 | 0.029328 | 0.026442
Portfolio Adjusted1-in-10Size: Under 20 kWSouth of Lugo2023June Monthly Peak | Portfolio Adjusted | 1-in-10 | Size: Under 20 kW | South of Lugo | 2023 | June Monthly Peak | 6 | 1.0627 | 1.0314 | 1.0254 | 1.0089 | 0.97913 | 0.97736 | 0.86747 | 0.84207 | 1.0867 | 1.3448 | 1.5782 | 1.7096 | 1.8101 | 1.8655 | 1.8876 | 1.8497 | 1.8081 | 1.626 | 1.3894 | 1.3165 | 1.3941 | 1.2886 | 1.1769 | 1.1103 | 0 | 0 | 0 | 0 | 0 | 0 | 0 | 0 | 0 | 0 | 0 | 0 | 0 | 0 | 0.037753 | 0.036994 | 0.036162 | 0.03252 | 0 | 0 | 0 | 0 | 0 | 0 | 65.7042 | 65.3474 | 65.5472 | 65.6108 | 64.598 | 63.6388 | 63.0923 | 64.038 | 66.5719 | 70.1675 | 74.9139 | 79.1625 | 80.8809 | 80.8061 | 81.4948 | 82.0063 | 83.2875 | 82.6083 | 82.5281 | 78.3927 | 73.9175 | 70.91 | 69.1022 | 68.3751 | 0.026482 | 0.02416 | 0.0238 | 0.022042 | 0.018847 | 0.020946 | 0.039453 | 0.038487 | 0.047647 | 0.068065 | 0.073764 | 0.07586 | 0.076028 | 0.083647 | 0.083047 | 0.080529 | 0.083214 | 0.072521 | 0.076195 | 0.052863 | 0.040429 | 0.034783 | 0.029261 | 0.026381
Portfolio Adjusted1-in-10Size: Under 20 kWSouth of Lugo2023July Monthly Peak | Portfolio Adjusted | 1-in-10 | Size: Under 20 kW | South of Lugo | 2023 | July Monthly Peak | 7 | 1.0988 | 1.0673 | 1.0588 | 1.0405 | 1.0069 | 1.0274 | 0.92217 | 0.89903 | 1.2197 | 1.5464 | 1.8153 | 1.9578 | 2.048 | 2.1112 | 2.0989 | 2.0434 | 1.9962 | 1.7758 | 1.5113 | 1.409 | 1.4692 | 1.363 | 1.2251 | 1.1477 | 0 | 0 | 0 | 0 | 0 | 0 | 0 | 0 | 0 | 0 | 0 | 0 | 0 | 0 | 0.041977 | 0.040868 | 0.039924 | 0.035516 | 0 | 0 | 0 | 0 | 0 | 0 | 69.9762 | 68.7577 | 68.2248 | 67.8496 | 67.522 | 67.2363 | 67.5884 | 68.5104 | 70.8702 | 74.9502 | 79.4406 | 81.9906 | 80.7094 | 80.1313 | 82.5583 | 82.9875 | 82.3687 | 81.8 | 80.6052 | 78.7167 | 75.5167 | 72.9094 | 71.6656 | 70.9606 | 0.026425 | 0.024109 | 0.023749 | 0.021995 | 0.018806 | 0.020901 | 0.039369 | 0.038405 | 0.047545 | 0.067919 | 0.073605 | 0.075697 | 0.075864 | 0.083467 | 0.082868 | 0.080356 | 0.083035 | 0.072365 | 0.076031 | 0.052749 | 0.040342 | 0.034708 | 0.029199 | 0.026325
Portfolio Adjusted1-in-10Size: Under 20 kWSouth of Lugo2023August Monthly Peak | Portfolio Adjusted | 1-in-10 | Size: Under 20 kW | South of Lugo | 2023 | August Monthly Peak | 8 | 1.0892 | 1.0592 | 1.0538 | 1.0412 | 1.0179 | 1.0469 | 0.98052 | 0.90905 | 1.2465 | 1.5878 | 1.8887 | 2.0489 | 2.1539 | 2.2102 | 2.2076 | 2.1507 | 2.0775 | 1.8118 | 1.5354 | 1.4981 | 1.4997 | 1.3421 | 1.2091 | 1.1321 | 0 | 0 | 0 | 0 | 0 | 0 | 0 | 0 | 0 | 0 | 0 | 0 | 0 | 0 | 0.044151 | 0.043013 | 0.04155 | 0.036236 | 0 | 0 | 0 | 0 | 0 | 0 | 70.9923 | 70.38 | 69.8921 | 69.4348 | 69.2328 | 69.4894 | 69.6169 | 69.8282 | 72.15 | 76.199 | 79.5354 | 83.3052 | 85.024 | 85.9531 | 86.5323 | 88.3531 | 90.3115 | 92.0906 | 91.9448 | 87.8958 | 81.751 | 77.9615 | 75.9469 | 73.7229 | 0.026545 | 0.024219 | 0.023857 | 0.022095 | 0.018892 | 0.020996 | 0.039548 | 0.03858 | 0.047762 | 0.068229 | 0.073941 | 0.076043 | 0.07621 | 0.083848 | 0.083246 | 0.080723 | 0.083414 | 0.072695 | 0.076378 | 0.05299 | 0.040527 | 0.034867 | 0.029332 | 0.026445
Portfolio Adjusted1-in-10Size: Under 20 kWSouth of Lugo2023September Monthly Peak | Portfolio Adjusted | 1-in-10 | Size: Under 20 kW | South of Lugo | 2023 | September Monthly Peak | 9 | 1.1197 | 1.0865 | 1.0762 | 1.0584 | 1.0345 | 1.0535 | 1.0446 | 0.96192 | 1.2996 | 1.6807 | 1.9897 | 2.1692 | 2.2867 | 2.3553 | 2.3407 | 2.2637 | 2.2062 | 1.9314 | 1.6379 | 1.6508 | 1.5177 | 1.3761 | 1.2454 | 1.1699 | 0 | 0 | 0 | 0 | 0 | 0 | 0 | 0 | 0 | 0 | 0 | 0 | 0 | 0 | 0.046814 | 0.045273 | 0.044124 | 0.038628 | 0 | 0 | 0 | 0 | 0 | 0 | 75.7387 | 75.1061 | 74.3787 | 73.4958 | 72.6748 | 72.3328 | 72.2854 | 72.5536 | 74.6677 | 78.7844 | 82.5938 | 86.5927 | 89.15 | 90.3 | 89.9914 | 90.4495 | 90.3548 | 89.7885 | 88.3302 | 84.3656 | 79.9844 | 76.8417 | 74.6344 | 73.2865 | 0.026632 | 0.024298 | 0.023936 | 0.022168 | 0.018954 | 0.021065 | 0.039678 | 0.038706 | 0.047919 | 0.068453 | 0.074184 | 0.076292 | 0.076461 | 0.084123 | 0.08352 | 0.080988 | 0.083687 | 0.072934 | 0.076629 | 0.053164 | 0.04066 | 0.034981 | 0.029428 | 0.026532
Portfolio Adjusted1-in-10Size: Under 20 kWSouth of Lugo2023October Monthly Peak | Portfolio Adjusted | 1-in-10 | Size: Under 20 kW | South of Lugo | 2023 | October Monthly Peak | 10 | 1.039 | 1.0144 | 1.0051 | 0.99065 | 0.98098 | 0.99797 | 1.0399 | 0.92248 | 1.0775 | 1.3441 | 1.6054 | 1.7813 | 1.9006 | 1.9642 | 1.986 | 1.9186 | 1.8329 | 1.6387 | 1.584 | 1.5193 | 1.3994 | 1.2678 | 1.1582 | 1.0907 | 0 | 0 | 0 | 0 | 0 | 0 | 0 | 0 | 0 | 0 | 0 | 0 | 0 | 0 | 0.03972 | 0.038371 | 0.036659 | 0.032774 | 0 | 0 | 0 | 0 | 0 | 0 | 70.797 | 69.8596 | 68.7874 | 67.7411 | 66.7028 | 66.4336 | 66.4736 | 66.4469 | 67.6708 | 70.6955 | 75.0187 | 79.8889 | 83.9698 | 85.7177 | 85.9146 | 85.9573 | 85.3969 | 84.5365 | 81.7894 | 77.9219 | 74.3744 | 72.2303 | 70.6615 | 69.5626 | 0.026446 | 0.024128 | 0.023768 | 0.022012 | 0.018821 | 0.020918 | 0.0394 | 0.038436 | 0.047583 | 0.067973 | 0.073664 | 0.075758 | 0.075925 | 0.083534 | 0.082935 | 0.080421 | 0.083102 | 0.072423 | 0.076093 | 0.052792 | 0.040375 | 0.034736 | 0.029222 | 0.026346
Portfolio Adjusted1-in-10Size: Under 20 kWSouth of Lugo2023November Monthly Peak | Portfolio Adjusted | 1-in-10 | Size: Under 20 kW | South of Lugo | 2023 | November Monthly Peak | 11 | 1.0323 | 1.0098 | 0.99463 | 0.97183 | 0.9734 | 0.97117 | 0.90636 | 0.84183 | 1.0218 | 1.2618 | 1.4922 | 1.632 | 1.7159 | 1.7598 | 1.7778 | 1.7408 | 1.7848 | 1.8687 | 1.6648 | 1.5131 | 1.3755 | 1.2469 | 1.1503 | 1.0818 | 0 | 0 | 0 | 0 | 0 | 0 | 0 | 0 | 0 | 0 | 0 | 0 | 0 | 0 | 0.035556 | 0.034815 | 0.035695 | 0.037374 | 0 | 0 | 0 | 0 | 0 | 0 | 68.6434 | 66.8461 | 66.1109 | 64.5575 | 63.8006 | 62.7468 | 62.1453 | 62.6549 | 65.6398 | 71.4732 | 78.2385 | 83.6646 | 85.699 | 87.1323 | 87.5427 | 86.1563 | 84.0312 | 81.6896 | 79.3094 | 76.3982 | 74.5235 | 72.7879 | 70.675 | 69.0948 | 0.026749 | 0.024405 | 0.02404 | 0.022265 | 0.019037 | 0.021158 | 0.039852 | 0.038876 | 0.048129 | 0.068753 | 0.074509 | 0.076627 | 0.076796 | 0.084492 | 0.083886 | 0.081343 | 0.084054 | 0.073254 | 0.076965 | 0.053397 | 0.040838 | 0.035134 | 0.029557 | 0.026648
Portfolio Adjusted1-in-10Size: Under 20 kWSouth of Lugo2023December Monthly Peak | Portfolio Adjusted | 1-in-10 | Size: Under 20 kW | South of Lugo | 2023 | December Monthly Peak | 12 | 1.0424 | 1.0142 | 1.0012 | 0.9758 | 0.98428 | 0.99612 | 1.0662 | 0.9826 | 1.1369 | 1.3303 | 1.3934 | 1.3984 | 1.3798 | 1.3435 | 1.2942 | 1.3234 | 1.4636 | 1.661 | 1.4802 | 1.3955 | 1.2907 | 1.192 | 1.1201 | 1.0767 | 0 | 0 | 0 | 0 | 0 | 0 | 0 | 0 | 0 | 0 | 0 | 0 | 0 | 0 | 0.025885 | 0.026467 | 0.029271 | 0.033221 | 0 | 0 | 0 | 0 | 0 | 0 | 48.1753 | 47.2615 | 46.8692 | 47.1285 | 47.6557 | 47.3354 | 48.2665 | 48.3719 | 49.3182 | 50.8852 | 52.1077 | 53.5055 | 55.0131 | 54.7113 | 54.6311 | 54.44 | 53.8766 | 52.5155 | 51.4211 | 49.554 | 47.6871 | 47.938 | 47.8529 | 47.1165 | 0.027341 | 0.024945 | 0.024573 | 0.022758 | 0.019458 | 0.021626 | 0.040734 | 0.039737 | 0.049194 | 0.070275 | 0.076158 | 0.078323 | 0.078496 | 0.086362 | 0.085742 | 0.083143 | 0.085915 | 0.074875 | 0.078668 | 0.054579 | 0.041742 | 0.035912 | 0.030211 | 0.027238
Portfolio Adjusted1-in-10Size: Under 20 kWSouth of Lugo2023Typical Event Day | Portfolio Adjusted | 1-in-10 | Size: Under 20 kW | South of Lugo | 2023 | Typical Event Day | 8 | 1.0855 | 1.0559 | 1.0508 | 1.0386 | 1.0151 | 1.0442 | 0.9794 | 0.90311 | 1.2271 | 1.5562 | 1.847 | 2.0012 | 2.1025 | 2.158 | 2.157 | 2.1021 | 2.0302 | 1.7718 | 1.5075 | 1.4756 | 1.4859 | 1.333 | 1.2027 | 1.1262 | 0 | 0 | 0 | 0 | 0 | 0 | 0 | 0 | 0 | 0 | 0 | 0 | 0 | 0 | 0.04314 | 0.042043 | 0.040605 | 0.035435 | 0 | 0 | 0 | 0 | 0 | 0 | 70.6029 | 69.8978 | 69.5107 | 69.0978 | 68.5069 | 68.1743 | 68.1458 | 68.7326 | 71.0649 | 75.0253 | 79.1209 | 82.7628 | 83.9411 | 84.2976 | 85.1442 | 85.9491 | 86.5806 | 86.5719 | 85.8521 | 82.3427 | 77.7924 | 74.6556 | 72.8373 | 71.5863 | 0.026489 | 0.024168 | 0.023807 | 0.022049 | 0.018852 | 0.020952 | 0.039465 | 0.038499 | 0.047661 | 0.068085 | 0.073786 | 0.075883 | 0.07605 | 0.083672 | 0.083071 | 0.080553 | 0.083238 | 0.072542 | 0.076218 | 0.052879 | 0.040441 | 0.034793 | 0.02927 | 0.026389
Portfolio Adjusted1-in-10Size: Under 20 kWSouth of Lugo2024January Monthly Peak | Portfolio Adjusted | 1-in-10 | Size: Under 20 kW | South of Lugo | 2024 | January Monthly Peak | 1 | 1.0753 | 1.0435 | 1.0105 | 1.0035 | 1.0111 | 1.0589 | 1.1097 | 1.0086 | 1.2255 | 1.4009 | 1.4684 | 1.4657 | 1.4438 | 1.4052 | 1.371 | 1.3666 | 1.3815 | 1.6255 | 1.5548 | 1.4667 | 1.3562 | 1.268 | 1.1701 | 1.1312 | 0 | 0 | 0 | 0 | 0 | 0 | 0 | 0 | 0 | 0 | 0 | 0 | 0 | 0 | 0.027421 | 0.027332 | 0.02763 | 0.03251 | 0 | 0 | 0 | 0 | 0 | 0 | 48.626 | 47.7032 | 46.6828 | 46.3576 | 45.7501 | 45.9483 | 45.7135 | 45.4447 | 45.2323 | 48.26 | 51.6131 | 53.0616 | 54.762 | 55.8115 | 55.6385 | 54.5031 | 52.9915 | 51.8475 | 50.3768 | 48.565 | 47.3759 | 46.369 | 46.175 | 45.699 | 0.027597 | 0.025178 | 0.024803 | 0.022971 | 0.019641 | 0.021828 | 0.041116 | 0.040109 | 0.049655 | 0.070933 | 0.076872 | 0.079056 | 0.079231 | 0.087171 | 0.086546 | 0.083922 | 0.08672 | 0.075576 | 0.079405 | 0.05509 | 0.042133 | 0.036249 | 0.030494 | 0.027493
Portfolio Adjusted1-in-10Size: Under 20 kWSouth of Lugo2024February Monthly Peak | Portfolio Adjusted | 1-in-10 | Size: Under 20 kW | South of Lugo | 2024 | February Monthly Peak | 2 | 1.0381 | 1.0103 | 1.0009 | 0.99863 | 1.0029 | 1.0285 | 1.0153 | 0.9317 | 1.0858 | 1.2431 | 1.3523 | 1.3993 | 1.4584 | 1.4456 | 1.4443 | 1.4192 | 1.4079 | 1.5052 | 1.5786 | 1.4562 | 1.3417 | 1.2577 | 1.1694 | 1.1141 | 0 | 0 | 0 | 0 | 0 | 0 | 0 | 0 | 0 | 0 | 0 | 0 | 0 | 0 | 0.028886 | 0.028384 | 0.028158 | 0.030103 | 0 | 0 | 0 | 0 | 0 | 0 | 54.5003 | 53.5096 | 52.3198 | 51.6458 | 51.8725 | 51.1948 | 48.7471 | 51.3289 | 53.2658 | 55.71 | 58.6274 | 59.4634 | 60.7108 | 62.2434 | 63.1309 | 63.4493 | 62.6536 | 62.0044 | 60.6947 | 59.0359 | 57.4843 | 56.1149 | 55.4258 | 53.8965 | 0.026544 | 0.024218 | 0.023856 | 0.022094 | 0.018891 | 0.020995 | 0.039547 | 0.038578 | 0.04776 | 0.068226 | 0.073938 | 0.076039 | 0.076207 | 0.083844 | 0.083243 | 0.080719 | 0.08341 | 0.072692 | 0.076375 | 0.052988 | 0.040525 | 0.034865 | 0.029331 | 0.026444
Portfolio Adjusted1-in-10Size: Under 20 kWSouth of Lugo2024March Monthly Peak | Portfolio Adjusted | 1-in-10 | Size: Under 20 kW | South of Lugo | 2024 | March Monthly Peak | 3 | 1.0241 | 0.99349 | 0.98107 | 0.96701 | 0.97089 | 0.9926 | 0.99388 | 0.87257 | 1.0099 | 1.1709 | 1.3286 | 1.3906 | 1.4579 | 1.4938 | 1.5034 | 1.5019 | 1.4634 | 1.3726 | 1.3205 | 1.422 | 1.3342 | 1.2344 | 1.1269 | 1.0631 | 0 | 0 | 0 | 0 | 0 | 0 | 0 | 0 | 0 | 0 | 0 | 0 | 0 | 0 | 0.030068 | 0.030039 | 0.029269 | 0.027452 | 0 | 0 | 0 | 0 | 0 | 0 | 61.4618 | 59.896 | 58.8646 | 57.5803 | 56.5914 | 55.6277 | 54.872 | 54.6129 | 56.1509 | 59.935 | 64.2247 | 68.4573 | 72.4733 | 73.8126 | 74.5405 | 74.0485 | 72.9759 | 71.3982 | 70.648 | 69.124 | 66.822 | 64.2594 | 61.9132 | 60.1811 | 0.026496 | 0.024174 | 0.023813 | 0.022054 | 0.018857 | 0.020958 | 0.039475 | 0.038509 | 0.047674 | 0.068103 | 0.073805 | 0.075902 | 0.07607 | 0.083693 | 0.083093 | 0.080574 | 0.08326 | 0.072561 | 0.076238 | 0.052893 | 0.040452 | 0.034802 | 0.029278 | 0.026396
Portfolio Adjusted1-in-10Size: Under 20 kWSouth of Lugo2024April Monthly Peak | Portfolio Adjusted | 1-in-10 | Size: Under 20 kW | South of Lugo | 2024 | April Monthly Peak | 4 | 1.0187 | 0.98372 | 0.97267 | 0.95753 | 0.95612 | 0.97557 | 0.90769 | 0.80684 | 1.0175 | 1.2586 | 1.5191 | 1.6668 | 1.7871 | 1.8371 | 1.8661 | 1.8356 | 1.7866 | 1.6106 | 1.3926 | 1.4678 | 1.4239 | 1.2947 | 1.1504 | 1.0719 | 0 | 0 | 0 | 0 | 0 | 0 | 0 | 0 | 0 | 0 | 0 | 0 | 0 | 0 | 0.037322 | 0.036713 | 0.035733 | 0.032212 | 0 | 0 | 0 | 0 | 0 | 0 | 70.1919 | 69.2226 | 67.6477 | 66.0733 | 64.72 | 63.8646 | 63.4846 | 63.5643 | 66.279 | 71.8958 | 77.2437 | 82.3375 | 85.2937 | 86.0531 | 85.1521 | 85.1146 | 85.0531 | 85.151 | 83.7958 | 79.7781 | 75.039 | 70.3737 | 68.0669 | 67.0963 | 0.026684 | 0.024345 | 0.023982 | 0.02221 | 0.018991 | 0.021106 | 0.039755 | 0.038781 | 0.048011 | 0.068585 | 0.074327 | 0.07644 | 0.076609 | 0.084286 | 0.083681 | 0.081144 | 0.08385 | 0.073075 | 0.076777 | 0.053267 | 0.040738 | 0.035049 | 0.029485 | 0.026583
Portfolio Adjusted1-in-10Size: Under 20 kWSouth of Lugo2024May Monthly Peak | Portfolio Adjusted | 1-in-10 | Size: Under 20 kW | South of Lugo | 2024 | May Monthly Peak | 5 | 1.0628 | 1.0325 | 1.0181 | 1.0063 | 0.98087 | 0.98677 | 0.86241 | 0.83639 | 1.0934 | 1.3832 | 1.6487 | 1.8195 | 1.9136 | 1.9727 | 1.9764 | 1.9496 | 1.902 | 1.6867 | 1.438 | 1.3975 | 1.4298 | 1.3085 | 1.1757 | 1.1105 | 0 | 0 | 0 | 0 | 0 | 0 | 0 | 0 | 0 | 0 | 0 | 0 | 0 | 0 | 0.039529 | 0.038992 | 0.038041 | 0.033735 | 0 | 0 | 0 | 0 | 0 | 0 | 70.7512 | 69.6305 | 68.4846 | 68.1813 | 67.8197 | 67.4557 | 67.6 | 67.6337 | 70.906 | 76.1646 | 80.7562 | 84.1427 | 85.4688 | 85.6375 | 86.4406 | 86.6125 | 86.6531 | 85.7354 | 85.1958 | 82.7802 | 78.5354 | 73.9526 | 71.4154 | 69.0414 | 0.026542 | 0.024216 | 0.023854 | 0.022092 | 0.01889 | 0.020994 | 0.039543 | 0.038575 | 0.047756 | 0.06822 | 0.073932 | 0.076033 | 0.076201 | 0.083837 | 0.083236 | 0.080713 | 0.083403 | 0.072686 | 0.076369 | 0.052984 | 0.040522 | 0.034862 | 0.029328 | 0.026442
Portfolio Adjusted1-in-10Size: Under 20 kWSouth of Lugo2024June Monthly Peak | Portfolio Adjusted | 1-in-10 | Size: Under 20 kW | South of Lugo | 2024 | June Monthly Peak | 6 | 1.0627 | 1.0314 | 1.0254 | 1.0089 | 0.97913 | 0.97736 | 0.86747 | 0.84207 | 1.0867 | 1.3448 | 1.5782 | 1.7096 | 1.8101 | 1.8655 | 1.8876 | 1.8497 | 1.8081 | 1.626 | 1.3894 | 1.3165 | 1.3941 | 1.2886 | 1.1769 | 1.1103 | 0 | 0 | 0 | 0 | 0 | 0 | 0 | 0 | 0 | 0 | 0 | 0 | 0 | 0 | 0.037753 | 0.036994 | 0.036162 | 0.03252 | 0 | 0 | 0 | 0 | 0 | 0 | 65.7042 | 65.3474 | 65.5472 | 65.6108 | 64.598 | 63.6387 | 63.0923 | 64.038 | 66.5719 | 70.1675 | 74.9139 | 79.1625 | 80.8809 | 80.8061 | 81.4948 | 82.0062 | 83.2875 | 82.6083 | 82.5281 | 78.3927 | 73.9175 | 70.91 | 69.1022 | 68.3751 | 0.026482 | 0.02416 | 0.0238 | 0.022042 | 0.018847 | 0.020946 | 0.039453 | 0.038487 | 0.047647 | 0.068065 | 0.073764 | 0.07586 | 0.076028 | 0.083647 | 0.083047 | 0.080529 | 0.083214 | 0.072521 | 0.076195 | 0.052863 | 0.040429 | 0.034783 | 0.029261 | 0.026381
Portfolio Adjusted1-in-10Size: Under 20 kWSouth of Lugo2024July Monthly Peak | Portfolio Adjusted | 1-in-10 | Size: Under 20 kW | South of Lugo | 2024 | July Monthly Peak | 7 | 1.0988 | 1.0673 | 1.0588 | 1.0405 | 1.0069 | 1.0274 | 0.92217 | 0.89903 | 1.2197 | 1.5464 | 1.8153 | 1.9578 | 2.048 | 2.1112 | 2.0989 | 2.0434 | 1.9962 | 1.7758 | 1.5113 | 1.409 | 1.4692 | 1.363 | 1.2251 | 1.1477 | 0 | 0 | 0 | 0 | 0 | 0 | 0 | 0 | 0 | 0 | 0 | 0 | 0 | 0 | 0.041977 | 0.040868 | 0.039924 | 0.035516 | 0 | 0 | 0 | 0 | 0 | 0 | 69.9763 | 68.7577 | 68.2248 | 67.8496 | 67.522 | 67.2363 | 67.5884 | 68.5104 | 70.8702 | 74.9502 | 79.4406 | 81.9906 | 80.7094 | 80.1312 | 82.5583 | 82.9875 | 82.3688 | 81.8 | 80.6052 | 78.7167 | 75.5167 | 72.9094 | 71.6656 | 70.9606 | 0.026425 | 0.024109 | 0.023749 | 0.021995 | 0.018806 | 0.020901 | 0.039369 | 0.038405 | 0.047545 | 0.067919 | 0.073605 | 0.075697 | 0.075864 | 0.083467 | 0.082868 | 0.080356 | 0.083035 | 0.072365 | 0.076031 | 0.052749 | 0.040342 | 0.034708 | 0.029199 | 0.026325
Portfolio Adjusted1-in-10Size: Under 20 kWSouth of Lugo2024August Monthly Peak | Portfolio Adjusted | 1-in-10 | Size: Under 20 kW | South of Lugo | 2024 | August Monthly Peak | 8 | 1.0892 | 1.0592 | 1.0538 | 1.0412 | 1.0179 | 1.0469 | 0.98052 | 0.90905 | 1.2465 | 1.5878 | 1.8887 | 2.0489 | 2.1539 | 2.2102 | 2.2076 | 2.1507 | 2.0775 | 1.8118 | 1.5354 | 1.4981 | 1.4997 | 1.3421 | 1.2091 | 1.1321 | 0 | 0 | 0 | 0 | 0 | 0 | 0 | 0 | 0 | 0 | 0 | 0 | 0 | 0 | 0.044151 | 0.043013 | 0.04155 | 0.036236 | 0 | 0 | 0 | 0 | 0 | 0 | 70.9923 | 70.38 | 69.8921 | 69.4348 | 69.2328 | 69.4894 | 69.6169 | 69.8282 | 72.15 | 76.199 | 79.5354 | 83.3052 | 85.024 | 85.9531 | 86.5323 | 88.3531 | 90.3115 | 92.0906 | 91.9448 | 87.8958 | 81.751 | 77.9615 | 75.9469 | 73.7229 | 0.026545 | 0.024219 | 0.023857 | 0.022095 | 0.018892 | 0.020996 | 0.039548 | 0.03858 | 0.047762 | 0.068229 | 0.073941 | 0.076043 | 0.07621 | 0.083848 | 0.083246 | 0.080723 | 0.083414 | 0.072695 | 0.076378 | 0.05299 | 0.040527 | 0.034867 | 0.029332 | 0.026445
Portfolio Adjusted1-in-10Size: Under 20 kWSouth of Lugo2024September Monthly Peak | Portfolio Adjusted | 1-in-10 | Size: Under 20 kW | South of Lugo | 2024 | September Monthly Peak | 9 | 1.1197 | 1.0865 | 1.0762 | 1.0584 | 1.0345 | 1.0535 | 1.0446 | 0.96192 | 1.2996 | 1.6807 | 1.9897 | 2.1692 | 2.2867 | 2.3553 | 2.3407 | 2.2637 | 2.2062 | 1.9314 | 1.6379 | 1.6508 | 1.5177 | 1.3761 | 1.2454 | 1.1699 | 0 | 0 | 0 | 0 | 0 | 0 | 0 | 0 | 0 | 0 | 0 | 0 | 0 | 0 | 0.046814 | 0.045273 | 0.044124 | 0.038628 | 0 | 0 | 0 | 0 | 0 | 0 | 75.7387 | 75.1061 | 74.3787 | 73.4958 | 72.6748 | 72.3328 | 72.2854 | 72.5536 | 74.6677 | 78.7844 | 82.5937 | 86.5927 | 89.15 | 90.3 | 89.9914 | 90.4495 | 90.3548 | 89.7885 | 88.3302 | 84.3656 | 79.9844 | 76.8417 | 74.6344 | 73.2865 | 0.026632 | 0.024298 | 0.023936 | 0.022168 | 0.018954 | 0.021065 | 0.039678 | 0.038706 | 0.047919 | 0.068453 | 0.074184 | 0.076292 | 0.076461 | 0.084123 | 0.08352 | 0.080988 | 0.083687 | 0.072934 | 0.076629 | 0.053164 | 0.04066 | 0.034981 | 0.029428 | 0.026532
Portfolio Adjusted1-in-10Size: Under 20 kWSouth of Lugo2024October Monthly Peak | Portfolio Adjusted | 1-in-10 | Size: Under 20 kW | South of Lugo | 2024 | October Monthly Peak | 10 | 1.039 | 1.0144 | 1.0051 | 0.99065 | 0.98098 | 0.99797 | 1.0399 | 0.92248 | 1.0775 | 1.3441 | 1.6054 | 1.7813 | 1.9006 | 1.9642 | 1.986 | 1.9186 | 1.8329 | 1.6387 | 1.584 | 1.5193 | 1.3994 | 1.2678 | 1.1582 | 1.0907 | 0 | 0 | 0 | 0 | 0 | 0 | 0 | 0 | 0 | 0 | 0 | 0 | 0 | 0 | 0.03972 | 0.038371 | 0.036659 | 0.032774 | 0 | 0 | 0 | 0 | 0 | 0 | 70.797 | 69.8596 | 68.7874 | 67.7411 | 66.7028 | 66.4336 | 66.4736 | 66.4469 | 67.6708 | 70.6955 | 75.0187 | 79.8889 | 83.9698 | 85.7177 | 85.9146 | 85.9573 | 85.3969 | 84.5365 | 81.7894 | 77.9219 | 74.3744 | 72.2303 | 70.6615 | 69.5626 | 0.026446 | 0.024128 | 0.023768 | 0.022012 | 0.018821 | 0.020918 | 0.0394 | 0.038436 | 0.047583 | 0.067973 | 0.073664 | 0.075758 | 0.075925 | 0.083534 | 0.082935 | 0.080421 | 0.083102 | 0.072423 | 0.076093 | 0.052792 | 0.040375 | 0.034736 | 0.029222 | 0.026346
Portfolio Adjusted1-in-10Size: Under 20 kWSouth of Lugo2024November Monthly Peak | Portfolio Adjusted | 1-in-10 | Size: Under 20 kW | South of Lugo | 2024 | November Monthly Peak | 11 | 1.0323 | 1.0098 | 0.99463 | 0.97183 | 0.9734 | 0.97117 | 0.90636 | 0.84183 | 1.0218 | 1.2618 | 1.4922 | 1.632 | 1.7159 | 1.7598 | 1.7778 | 1.7408 | 1.7848 | 1.8687 | 1.6648 | 1.5131 | 1.3755 | 1.2469 | 1.1503 | 1.0818 | 0 | 0 | 0 | 0 | 0 | 0 | 0 | 0 | 0 | 0 | 0 | 0 | 0 | 0 | 0.035556 | 0.034815 | 0.035695 | 0.037374 | 0 | 0 | 0 | 0 | 0 | 0 | 68.6434 | 66.8461 | 66.1109 | 64.5575 | 63.8006 | 62.7468 | 62.1453 | 62.6549 | 65.6398 | 71.4732 | 78.2385 | 83.6646 | 85.699 | 87.1323 | 87.5427 | 86.1563 | 84.0312 | 81.6896 | 79.3094 | 76.3982 | 74.5235 | 72.7879 | 70.675 | 69.0948 | 0.026749 | 0.024405 | 0.02404 | 0.022265 | 0.019037 | 0.021158 | 0.039852 | 0.038876 | 0.048129 | 0.068753 | 0.074509 | 0.076627 | 0.076796 | 0.084492 | 0.083886 | 0.081343 | 0.084054 | 0.073254 | 0.076965 | 0.053397 | 0.040838 | 0.035134 | 0.029557 | 0.026648
Portfolio Adjusted1-in-10Size: Under 20 kWSouth of Lugo2024December Monthly Peak | Portfolio Adjusted | 1-in-10 | Size: Under 20 kW | South of Lugo | 2024 | December Monthly Peak | 12 | 1.0424 | 1.0142 | 1.0012 | 0.9758 | 0.98428 | 0.99612 | 1.0662 | 0.9826 | 1.1369 | 1.3303 | 1.3934 | 1.3984 | 1.3798 | 1.3435 | 1.2942 | 1.3234 | 1.4636 | 1.661 | 1.4802 | 1.3955 | 1.2907 | 1.192 | 1.1201 | 1.0767 | 0 | 0 | 0 | 0 | 0 | 0 | 0 | 0 | 0 | 0 | 0 | 0 | 0 | 0 | 0.025885 | 0.026467 | 0.029271 | 0.033221 | 0 | 0 | 0 | 0 | 0 | 0 | 48.1753 | 47.2615 | 46.8692 | 47.1285 | 47.6557 | 47.3354 | 48.2665 | 48.3719 | 49.3182 | 50.8852 | 52.1077 | 53.5055 | 55.0131 | 54.7113 | 54.6311 | 54.44 | 53.8766 | 52.5155 | 51.4211 | 49.554 | 47.6871 | 47.938 | 47.8529 | 47.1165 | 0.027341 | 0.024945 | 0.024573 | 0.022758 | 0.019458 | 0.021626 | 0.040734 | 0.039737 | 0.049194 | 0.070275 | 0.076158 | 0.078323 | 0.078496 | 0.086362 | 0.085742 | 0.083143 | 0.085915 | 0.074875 | 0.078668 | 0.054579 | 0.041742 | 0.035912 | 0.030211 | 0.027238
Portfolio Adjusted1-in-10Size: Under 20 kWSouth of Lugo2024Typical Event Day | Portfolio Adjusted | 1-in-10 | Size: Under 20 kW | South of Lugo | 2024 | Typical Event Day | 8 | 1.0855 | 1.0559 | 1.0508 | 1.0386 | 1.0151 | 1.0442 | 0.9794 | 0.90311 | 1.2271 | 1.5562 | 1.847 | 2.0012 | 2.1025 | 2.158 | 2.157 | 2.1021 | 2.0302 | 1.7718 | 1.5075 | 1.4756 | 1.4859 | 1.333 | 1.2027 | 1.1262 | 0 | 0 | 0 | 0 | 0 | 0 | 0 | 0 | 0 | 0 | 0 | 0 | 0 | 0 | 0.04314 | 0.042043 | 0.040605 | 0.035435 | 0 | 0 | 0 | 0 | 0 | 0 | 70.6029 | 69.8978 | 69.5107 | 69.0978 | 68.5069 | 68.1743 | 68.1458 | 68.7326 | 71.0649 | 75.0253 | 79.1209 | 82.7628 | 83.9411 | 84.2976 | 85.1442 | 85.9491 | 86.5806 | 86.5719 | 85.8521 | 82.3427 | 77.7924 | 74.6556 | 72.8373 | 71.5863 | 0.02649 | 0.024168 | 0.023807 | 0.022049 | 0.018852 | 0.020952 | 0.039465 | 0.038499 | 0.047661 | 0.068085 | 0.073786 | 0.075883 | 0.07605 | 0.083672 | 0.083071 | 0.080553 | 0.083238 | 0.072542 | 0.076218 | 0.052879 | 0.040441 | 0.034793 | 0.02927 | 0.026389
Portfolio Adjusted1-in-10Size: Under 20 kWSouth of Lugo2025January Monthly Peak | Portfolio Adjusted | 1-in-10 | Size: Under 20 kW | South of Lugo | 2025 | January Monthly Peak | 1 | 1.0753 | 1.0435 | 1.0105 | 1.0035 | 1.0111 | 1.0589 | 1.1097 | 1.0086 | 1.2255 | 1.4009 | 1.4684 | 1.4657 | 1.4438 | 1.4052 | 1.371 | 1.3666 | 1.3815 | 1.6255 | 1.5548 | 1.4667 | 1.3562 | 1.268 | 1.1701 | 1.1312 | 0 | 0 | 0 | 0 | 0 | 0 | 0 | 0 | 0 | 0 | 0 | 0 | 0 | 0 | 0.027421 | 0.027332 | 0.02763 | 0.03251 | 0 | 0 | 0 | 0 | 0 | 0 | 48.626 | 47.7032 | 46.6828 | 46.3576 | 45.7501 | 45.9483 | 45.7135 | 45.4447 | 45.2323 | 48.26 | 51.6131 | 53.0616 | 54.762 | 55.8115 | 55.6385 | 54.5031 | 52.9915 | 51.8475 | 50.3768 | 48.565 | 47.3759 | 46.369 | 46.175 | 45.699 | 0.027597 | 0.025178 | 0.024803 | 0.022971 | 0.019641 | 0.021828 | 0.041116 | 0.040109 | 0.049655 | 0.070933 | 0.076872 | 0.079056 | 0.079231 | 0.087171 | 0.086546 | 0.083922 | 0.08672 | 0.075576 | 0.079405 | 0.05509 | 0.042133 | 0.036249 | 0.030494 | 0.027493
Portfolio Adjusted1-in-10Size: Under 20 kWSouth of Lugo2025February Monthly Peak | Portfolio Adjusted | 1-in-10 | Size: Under 20 kW | South of Lugo | 2025 | February Monthly Peak | 2 | 1.0381 | 1.0103 | 1.0009 | 0.99863 | 1.0029 | 1.0285 | 1.0153 | 0.9317 | 1.0858 | 1.2431 | 1.3523 | 1.3993 | 1.4584 | 1.4456 | 1.4443 | 1.4192 | 1.4079 | 1.5052 | 1.5786 | 1.4562 | 1.3417 | 1.2577 | 1.1694 | 1.1141 | 0 | 0 | 0 | 0 | 0 | 0 | 0 | 0 | 0 | 0 | 0 | 0 | 0 | 0 | 0.028886 | 0.028384 | 0.028158 | 0.030103 | 0 | 0 | 0 | 0 | 0 | 0 | 54.5003 | 53.5096 | 52.3198 | 51.6458 | 51.8725 | 51.1948 | 48.7471 | 51.3289 | 53.2658 | 55.71 | 58.6274 | 59.4634 | 60.7108 | 62.2434 | 63.1309 | 63.4493 | 62.6536 | 62.0044 | 60.6947 | 59.0359 | 57.4843 | 56.1149 | 55.4258 | 53.8965 | 0.026544 | 0.024218 | 0.023856 | 0.022094 | 0.018891 | 0.020995 | 0.039547 | 0.038578 | 0.04776 | 0.068226 | 0.073938 | 0.076039 | 0.076207 | 0.083844 | 0.083243 | 0.080719 | 0.08341 | 0.072692 | 0.076375 | 0.052988 | 0.040525 | 0.034865 | 0.029331 | 0.026444
Portfolio Adjusted1-in-10Size: Under 20 kWSouth of Lugo2025March Monthly Peak | Portfolio Adjusted | 1-in-10 | Size: Under 20 kW | South of Lugo | 2025 | March Monthly Peak | 3 | 1.0241 | 0.99349 | 0.98107 | 0.96701 | 0.97089 | 0.9926 | 0.99388 | 0.87257 | 1.0099 | 1.1709 | 1.3286 | 1.3906 | 1.4579 | 1.4938 | 1.5034 | 1.5019 | 1.4634 | 1.3726 | 1.3205 | 1.422 | 1.3342 | 1.2344 | 1.1269 | 1.0631 | 0 | 0 | 0 | 0 | 0 | 0 | 0 | 0 | 0 | 0 | 0 | 0 | 0 | 0 | 0.030068 | 0.030039 | 0.029269 | 0.027452 | 0 | 0 | 0 | 0 | 0 | 0 | 61.4618 | 59.896 | 58.8646 | 57.5803 | 56.5914 | 55.6277 | 54.872 | 54.6129 | 56.1509 | 59.935 | 64.2247 | 68.4573 | 72.4733 | 73.8126 | 74.5405 | 74.0485 | 72.9759 | 71.3982 | 70.648 | 69.124 | 66.822 | 64.2594 | 61.9132 | 60.1811 | 0.026496 | 0.024174 | 0.023813 | 0.022054 | 0.018857 | 0.020958 | 0.039475 | 0.038509 | 0.047674 | 0.068103 | 0.073805 | 0.075902 | 0.07607 | 0.083693 | 0.083093 | 0.080574 | 0.08326 | 0.072561 | 0.076238 | 0.052893 | 0.040452 | 0.034802 | 0.029278 | 0.026396
Portfolio Adjusted1-in-10Size: Under 20 kWSouth of Lugo2025April Monthly Peak | Portfolio Adjusted | 1-in-10 | Size: Under 20 kW | South of Lugo | 2025 | April Monthly Peak | 4 | 1.0187 | 0.98372 | 0.97267 | 0.95753 | 0.95612 | 0.97557 | 0.90769 | 0.80684 | 1.0175 | 1.2586 | 1.5191 | 1.6668 | 1.7871 | 1.8371 | 1.8661 | 1.8356 | 1.7866 | 1.6106 | 1.3926 | 1.4678 | 1.4239 | 1.2947 | 1.1504 | 1.0719 | 0 | 0 | 0 | 0 | 0 | 0 | 0 | 0 | 0 | 0 | 0 | 0 | 0 | 0 | 0.037322 | 0.036713 | 0.035733 | 0.032212 | 0 | 0 | 0 | 0 | 0 | 0 | 70.1919 | 69.2226 | 67.6477 | 66.0733 | 64.72 | 63.8646 | 63.4846 | 63.5643 | 66.279 | 71.8958 | 77.2438 | 82.3375 | 85.2937 | 86.0531 | 85.1521 | 85.1146 | 85.0531 | 85.151 | 83.7958 | 79.7781 | 75.039 | 70.3737 | 68.0669 | 67.0963 | 0.026684 | 0.024345 | 0.023982 | 0.02221 | 0.018991 | 0.021106 | 0.039755 | 0.038781 | 0.048011 | 0.068585 | 0.074327 | 0.07644 | 0.076609 | 0.084286 | 0.083681 | 0.081144 | 0.08385 | 0.073075 | 0.076777 | 0.053267 | 0.040738 | 0.035049 | 0.029485 | 0.026583
Portfolio Adjusted1-in-10Size: Under 20 kWSouth of Lugo2025May Monthly Peak | Portfolio Adjusted | 1-in-10 | Size: Under 20 kW | South of Lugo | 2025 | May Monthly Peak | 5 | 1.0628 | 1.0325 | 1.0181 | 1.0063 | 0.98087 | 0.98677 | 0.86241 | 0.83639 | 1.0934 | 1.3832 | 1.6487 | 1.8195 | 1.9136 | 1.9727 | 1.9764 | 1.9496 | 1.902 | 1.6867 | 1.438 | 1.3975 | 1.4298 | 1.3085 | 1.1757 | 1.1105 | 0 | 0 | 0 | 0 | 0 | 0 | 0 | 0 | 0 | 0 | 0 | 0 | 0 | 0 | 0.039529 | 0.038992 | 0.038041 | 0.033735 | 0 | 0 | 0 | 0 | 0 | 0 | 70.7513 | 69.6305 | 68.4846 | 68.1812 | 67.8197 | 67.4557 | 67.6 | 67.6337 | 70.906 | 76.1646 | 80.7563 | 84.1427 | 85.4687 | 85.6375 | 86.4406 | 86.6125 | 86.6531 | 85.7354 | 85.1958 | 82.7802 | 78.5354 | 73.9526 | 71.4154 | 69.0414 | 0.026542 | 0.024216 | 0.023854 | 0.022092 | 0.01889 | 0.020994 | 0.039543 | 0.038575 | 0.047756 | 0.06822 | 0.073932 | 0.076033 | 0.076201 | 0.083837 | 0.083236 | 0.080713 | 0.083403 | 0.072686 | 0.076369 | 0.052984 | 0.040522 | 0.034862 | 0.029328 | 0.026442
Portfolio Adjusted1-in-10Size: Under 20 kWSouth of Lugo2025June Monthly Peak | Portfolio Adjusted | 1-in-10 | Size: Under 20 kW | South of Lugo | 2025 | June Monthly Peak | 6 | 1.0627 | 1.0314 | 1.0254 | 1.0089 | 0.97913 | 0.97736 | 0.86747 | 0.84207 | 1.0867 | 1.3448 | 1.5782 | 1.7096 | 1.8101 | 1.8655 | 1.8876 | 1.8497 | 1.8081 | 1.626 | 1.3894 | 1.3165 | 1.3941 | 1.2886 | 1.1769 | 1.1103 | 0 | 0 | 0 | 0 | 0 | 0 | 0 | 0 | 0 | 0 | 0 | 0 | 0 | 0 | 0.037753 | 0.036994 | 0.036162 | 0.03252 | 0 | 0 | 0 | 0 | 0 | 0 | 65.7042 | 65.3474 | 65.5472 | 65.6108 | 64.598 | 63.6388 | 63.0923 | 64.038 | 66.5719 | 70.1675 | 74.9139 | 79.1625 | 80.8809 | 80.8061 | 81.4948 | 82.0063 | 83.2875 | 82.6083 | 82.5281 | 78.3927 | 73.9175 | 70.91 | 69.1022 | 68.3751 | 0.026482 | 0.02416 | 0.0238 | 0.022042 | 0.018847 | 0.020946 | 0.039453 | 0.038487 | 0.047647 | 0.068065 | 0.073764 | 0.07586 | 0.076028 | 0.083647 | 0.083047 | 0.080529 | 0.083214 | 0.072521 | 0.076195 | 0.052863 | 0.040429 | 0.034783 | 0.029261 | 0.026381
Portfolio Adjusted1-in-10Size: Under 20 kWSouth of Lugo2025July Monthly Peak | Portfolio Adjusted | 1-in-10 | Size: Under 20 kW | South of Lugo | 2025 | July Monthly Peak | 7 | 1.0988 | 1.0673 | 1.0588 | 1.0405 | 1.0069 | 1.0274 | 0.92217 | 0.89903 | 1.2197 | 1.5464 | 1.8153 | 1.9578 | 2.048 | 2.1112 | 2.0989 | 2.0434 | 1.9962 | 1.7758 | 1.5113 | 1.409 | 1.4692 | 1.363 | 1.2251 | 1.1477 | 0 | 0 | 0 | 0 | 0 | 0 | 0 | 0 | 0 | 0 | 0 | 0 | 0 | 0 | 0.041977 | 0.040868 | 0.039924 | 0.035516 | 0 | 0 | 0 | 0 | 0 | 0 | 69.9763 | 68.7577 | 68.2248 | 67.8496 | 67.522 | 67.2363 | 67.5884 | 68.5104 | 70.8702 | 74.9502 | 79.4406 | 81.9906 | 80.7094 | 80.1313 | 82.5583 | 82.9875 | 82.3687 | 81.8 | 80.6052 | 78.7167 | 75.5167 | 72.9094 | 71.6656 | 70.9606 | 0.026425 | 0.024109 | 0.023749 | 0.021995 | 0.018806 | 0.020901 | 0.039369 | 0.038405 | 0.047545 | 0.067919 | 0.073605 | 0.075697 | 0.075864 | 0.083467 | 0.082868 | 0.080356 | 0.083035 | 0.072365 | 0.076031 | 0.052749 | 0.040342 | 0.034708 | 0.029199 | 0.026325
Portfolio Adjusted1-in-10Size: Under 20 kWSouth of Lugo2025August Monthly Peak | Portfolio Adjusted | 1-in-10 | Size: Under 20 kW | South of Lugo | 2025 | August Monthly Peak | 8 | 1.0892 | 1.0592 | 1.0538 | 1.0412 | 1.0179 | 1.0469 | 0.98052 | 0.90905 | 1.2465 | 1.5878 | 1.8887 | 2.0489 | 2.1539 | 2.2102 | 2.2076 | 2.1507 | 2.0775 | 1.8118 | 1.5354 | 1.4981 | 1.4997 | 1.3421 | 1.2091 | 1.1321 | 0 | 0 | 0 | 0 | 0 | 0 | 0 | 0 | 0 | 0 | 0 | 0 | 0 | 0 | 0.044151 | 0.043013 | 0.04155 | 0.036236 | 0 | 0 | 0 | 0 | 0 | 0 | 70.9923 | 70.38 | 69.8921 | 69.4348 | 69.2328 | 69.4894 | 69.6169 | 69.8282 | 72.15 | 76.199 | 79.5354 | 83.3052 | 85.024 | 85.9531 | 86.5323 | 88.3531 | 90.3115 | 92.0906 | 91.9448 | 87.8958 | 81.751 | 77.9615 | 75.9469 | 73.7229 | 0.026545 | 0.024219 | 0.023857 | 0.022095 | 0.018892 | 0.020996 | 0.039548 | 0.03858 | 0.047762 | 0.068229 | 0.073941 | 0.076043 | 0.07621 | 0.083848 | 0.083246 | 0.080723 | 0.083414 | 0.072695 | 0.076378 | 0.05299 | 0.040527 | 0.034867 | 0.029332 | 0.026445
Portfolio Adjusted1-in-10Size: Under 20 kWSouth of Lugo2025September Monthly Peak | Portfolio Adjusted | 1-in-10 | Size: Under 20 kW | South of Lugo | 2025 | September Monthly Peak | 9 | 1.1197 | 1.0865 | 1.0762 | 1.0584 | 1.0345 | 1.0535 | 1.0446 | 0.96192 | 1.2996 | 1.6807 | 1.9897 | 2.1692 | 2.2867 | 2.3553 | 2.3407 | 2.2637 | 2.2062 | 1.9314 | 1.6379 | 1.6508 | 1.5177 | 1.3761 | 1.2454 | 1.1699 | 0 | 0 | 0 | 0 | 0 | 0 | 0 | 0 | 0 | 0 | 0 | 0 | 0 | 0 | 0.046814 | 0.045273 | 0.044124 | 0.038628 | 0 | 0 | 0 | 0 | 0 | 0 | 75.7388 | 75.1061 | 74.3787 | 73.4958 | 72.6748 | 72.3328 | 72.2854 | 72.5536 | 74.6677 | 78.7844 | 82.5938 | 86.5927 | 89.15 | 90.3 | 89.9914 | 90.4495 | 90.3548 | 89.7885 | 88.3302 | 84.3656 | 79.9844 | 76.8417 | 74.6344 | 73.2865 | 0.026632 | 0.024298 | 0.023936 | 0.022168 | 0.018954 | 0.021065 | 0.039678 | 0.038706 | 0.047919 | 0.068453 | 0.074184 | 0.076292 | 0.076461 | 0.084123 | 0.08352 | 0.080988 | 0.083687 | 0.072934 | 0.076629 | 0.053164 | 0.04066 | 0.034981 | 0.029428 | 0.026532
Portfolio Adjusted1-in-10Size: Under 20 kWSouth of Lugo2025October Monthly Peak | Portfolio Adjusted | 1-in-10 | Size: Under 20 kW | South of Lugo | 2025 | October Monthly Peak | 10 | 1.039 | 1.0144 | 1.0051 | 0.99065 | 0.98098 | 0.99797 | 1.0399 | 0.92248 | 1.0775 | 1.3441 | 1.6054 | 1.7813 | 1.9006 | 1.9642 | 1.986 | 1.9186 | 1.8329 | 1.6387 | 1.584 | 1.5193 | 1.3994 | 1.2678 | 1.1582 | 1.0907 | 0 | 0 | 0 | 0 | 0 | 0 | 0 | 0 | 0 | 0 | 0 | 0 | 0 | 0 | 0.03972 | 0.038371 | 0.036659 | 0.032774 | 0 | 0 | 0 | 0 | 0 | 0 | 70.797 | 69.8596 | 68.7874 | 67.7411 | 66.7028 | 66.4336 | 66.4736 | 66.4469 | 67.6708 | 70.6955 | 75.0188 | 79.8889 | 83.9698 | 85.7177 | 85.9146 | 85.9573 | 85.3969 | 84.5365 | 81.7894 | 77.9219 | 74.3744 | 72.2303 | 70.6615 | 69.5626 | 0.026446 | 0.024128 | 0.023768 | 0.022012 | 0.018821 | 0.020918 | 0.0394 | 0.038436 | 0.047583 | 0.067973 | 0.073664 | 0.075758 | 0.075925 | 0.083534 | 0.082935 | 0.080421 | 0.083102 | 0.072423 | 0.076093 | 0.052792 | 0.040375 | 0.034736 | 0.029222 | 0.026346
Portfolio Adjusted1-in-10Size: Under 20 kWSouth of Lugo2025November Monthly Peak | Portfolio Adjusted | 1-in-10 | Size: Under 20 kW | South of Lugo | 2025 | November Monthly Peak | 11 | 1.0323 | 1.0098 | 0.99463 | 0.97183 | 0.9734 | 0.97117 | 0.90636 | 0.84183 | 1.0218 | 1.2618 | 1.4922 | 1.632 | 1.7159 | 1.7598 | 1.7778 | 1.7408 | 1.7848 | 1.8687 | 1.6648 | 1.5131 | 1.3755 | 1.2469 | 1.1503 | 1.0818 | 0 | 0 | 0 | 0 | 0 | 0 | 0 | 0 | 0 | 0 | 0 | 0 | 0 | 0 | 0.035556 | 0.034815 | 0.035695 | 0.037374 | 0 | 0 | 0 | 0 | 0 | 0 | 68.6434 | 66.8461 | 66.1109 | 64.5575 | 63.8006 | 62.7468 | 62.1453 | 62.6549 | 65.6398 | 71.4732 | 78.2385 | 83.6646 | 85.699 | 87.1323 | 87.5427 | 86.1563 | 84.0313 | 81.6896 | 79.3094 | 76.3982 | 74.5235 | 72.7879 | 70.675 | 69.0948 | 0.026749 | 0.024405 | 0.02404 | 0.022265 | 0.019037 | 0.021158 | 0.039852 | 0.038876 | 0.048129 | 0.068753 | 0.074509 | 0.076627 | 0.076796 | 0.084492 | 0.083886 | 0.081343 | 0.084054 | 0.073254 | 0.076965 | 0.053397 | 0.040838 | 0.035134 | 0.029557 | 0.026648
Portfolio Adjusted1-in-10Size: Under 20 kWSouth of Lugo2025December Monthly Peak | Portfolio Adjusted | 1-in-10 | Size: Under 20 kW | South of Lugo | 2025 | December Monthly Peak | 12 | 1.0424 | 1.0142 | 1.0012 | 0.9758 | 0.98428 | 0.99612 | 1.0662 | 0.9826 | 1.1369 | 1.3303 | 1.3934 | 1.3984 | 1.3798 | 1.3435 | 1.2942 | 1.3234 | 1.4636 | 1.661 | 1.4802 | 1.3955 | 1.2907 | 1.192 | 1.1201 | 1.0767 | 0 | 0 | 0 | 0 | 0 | 0 | 0 | 0 | 0 | 0 | 0 | 0 | 0 | 0 | 0.025885 | 0.026467 | 0.029271 | 0.033221 | 0 | 0 | 0 | 0 | 0 | 0 | 48.1753 | 47.2615 | 46.8692 | 47.1285 | 47.6557 | 47.3354 | 48.2665 | 48.3719 | 49.3182 | 50.8852 | 52.1077 | 53.5055 | 55.0131 | 54.7113 | 54.6311 | 54.44 | 53.8766 | 52.5155 | 51.4211 | 49.554 | 47.6871 | 47.938 | 47.8529 | 47.1165 | 0.027341 | 0.024945 | 0.024573 | 0.022758 | 0.019458 | 0.021626 | 0.040734 | 0.039737 | 0.049194 | 0.070275 | 0.076158 | 0.078323 | 0.078496 | 0.086362 | 0.085742 | 0.083143 | 0.085915 | 0.074875 | 0.078668 | 0.054579 | 0.041742 | 0.035912 | 0.030211 | 0.027238
Portfolio Adjusted1-in-10Size: Under 20 kWSouth of Lugo2025Typical Event Day | Portfolio Adjusted | 1-in-10 | Size: Under 20 kW | South of Lugo | 2025 | Typical Event Day | 8 | 1.0855 | 1.0559 | 1.0508 | 1.0386 | 1.0151 | 1.0442 | 0.9794 | 0.90311 | 1.2271 | 1.5562 | 1.847 | 2.0012 | 2.1025 | 2.158 | 2.157 | 2.1021 | 2.0302 | 1.7718 | 1.5075 | 1.4756 | 1.4859 | 1.333 | 1.2027 | 1.1262 | 0 | 0 | 0 | 0 | 0 | 0 | 0 | 0 | 0 | 0 | 0 | 0 | 0 | 0 | 0.04314 | 0.042043 | 0.040605 | 0.035435 | 0 | 0 | 0 | 0 | 0 | 0 | 70.6029 | 69.8978 | 69.5107 | 69.0978 | 68.5069 | 68.1743 | 68.1458 | 68.7326 | 71.0649 | 75.0253 | 79.1209 | 82.7628 | 83.9411 | 84.2976 | 85.1442 | 85.9491 | 86.5806 | 86.5719 | 85.8521 | 82.3427 | 77.7924 | 74.6556 | 72.8373 | 71.5863 | 0.026489 | 0.024168 | 0.023807 | 0.022049 | 0.018852 | 0.020952 | 0.039465 | 0.038499 | 0.047661 | 0.068085 | 0.073786 | 0.075883 | 0.07605 | 0.083672 | 0.083071 | 0.080553 | 0.083238 | 0.072542 | 0.076218 | 0.052879 | 0.040441 | 0.034793 | 0.02927 | 0.026389
Portfolio Adjusted1-in-2Size: Under 20 kWSouth of Lugo2015January Monthly Peak | Portfolio Adjusted | 1-in-2 | Size: Under 20 kW | South of Lugo | 2015 | January Monthly Peak | 1
Portfolio Adjusted1-in-2Size: Under 20 kWSouth of Lugo2015February Monthly Peak | Portfolio Adjusted | 1-in-2 | Size: Under 20 kW | South of Lugo | 2015 | February Monthly Peak | 2
Portfolio Adjusted1-in-2Size: Under 20 kWSouth of Lugo2015March Monthly Peak | Portfolio Adjusted | 1-in-2 | Size: Under 20 kW | South of Lugo | 2015 | March Monthly Peak | 3
Portfolio Adjusted1-in-2Size: Under 20 kWSouth of Lugo2015April Monthly Peak | Portfolio Adjusted | 1-in-2 | Size: Under 20 kW | South of Lugo | 2015 | April Monthly Peak | 4
Portfolio Adjusted1-in-2Size: Under 20 kWSouth of Lugo2015May Monthly Peak | Portfolio Adjusted | 1-in-2 | Size: Under 20 kW | South of Lugo | 2015 | May Monthly Peak | 5
Portfolio Adjusted1-in-2Size: Under 20 kWSouth of Lugo2015June Monthly Peak | Portfolio Adjusted | 1-in-2 | Size: Under 20 kW | South of Lugo | 2015 | June Monthly Peak | 6
Portfolio Adjusted1-in-2Size: Under 20 kWSouth of Lugo2015July Monthly Peak | Portfolio Adjusted | 1-in-2 | Size: Under 20 kW | South of Lugo | 2015 | July Monthly Peak | 7
Portfolio Adjusted1-in-2Size: Under 20 kWSouth of Lugo2015August Monthly Peak | Portfolio Adjusted | 1-in-2 | Size: Under 20 kW | South of Lugo | 2015 | August Monthly Peak | 8
Portfolio Adjusted1-in-2Size: Under 20 kWSouth of Lugo2015September Monthly Peak | Portfolio Adjusted | 1-in-2 | Size: Under 20 kW | South of Lugo | 2015 | September Monthly Peak | 9
Portfolio Adjusted1-in-2Size: Under 20 kWSouth of Lugo2015October Monthly Peak | Portfolio Adjusted | 1-in-2 | Size: Under 20 kW | South of Lugo | 2015 | October Monthly Peak | 10
Portfolio Adjusted1-in-2Size: Under 20 kWSouth of Lugo2015November Monthly Peak | Portfolio Adjusted | 1-in-2 | Size: Under 20 kW | South of Lugo | 2015 | November Monthly Peak | 11
Portfolio Adjusted1-in-2Size: Under 20 kWSouth of Lugo2015December Monthly Peak | Portfolio Adjusted | 1-in-2 | Size: Under 20 kW | South of Lugo | 2015 | December Monthly Peak | 12
Portfolio Adjusted1-in-2Size: Under 20 kWSouth of Lugo2015Typical Event Day | Portfolio Adjusted | 1-in-2 | Size: Under 20 kW | South of Lugo | 2015 | Typical Event Day | 8
Portfolio Adjusted1-in-2Size: Under 20 kWSouth of Lugo2016January Monthly Peak | Portfolio Adjusted | 1-in-2 | Size: Under 20 kW | South of Lugo | 2016 | January Monthly Peak | 1
Portfolio Adjusted1-in-2Size: Under 20 kWSouth of Lugo2016February Monthly Peak | Portfolio Adjusted | 1-in-2 | Size: Under 20 kW | South of Lugo | 2016 | February Monthly Peak | 2
Portfolio Adjusted1-in-2Size: Under 20 kWSouth of Lugo2016March Monthly Peak | Portfolio Adjusted | 1-in-2 | Size: Under 20 kW | South of Lugo | 2016 | March Monthly Peak | 3
Portfolio Adjusted1-in-2Size: Under 20 kWSouth of Lugo2016April Monthly Peak | Portfolio Adjusted | 1-in-2 | Size: Under 20 kW | South of Lugo | 2016 | April Monthly Peak | 4
Portfolio Adjusted1-in-2Size: Under 20 kWSouth of Lugo2016May Monthly Peak | Portfolio Adjusted | 1-in-2 | Size: Under 20 kW | South of Lugo | 2016 | May Monthly Peak | 5
Portfolio Adjusted1-in-2Size: Under 20 kWSouth of Lugo2016June Monthly Peak | Portfolio Adjusted | 1-in-2 | Size: Under 20 kW | South of Lugo | 2016 | June Monthly Peak | 6
Portfolio Adjusted1-in-2Size: Under 20 kWSouth of Lugo2016July Monthly Peak | Portfolio Adjusted | 1-in-2 | Size: Under 20 kW | South of Lugo | 2016 | July Monthly Peak | 7
Portfolio Adjusted1-in-2Size: Under 20 kWSouth of Lugo2016August Monthly Peak | Portfolio Adjusted | 1-in-2 | Size: Under 20 kW | South of Lugo | 2016 | August Monthly Peak | 8
Portfolio Adjusted1-in-2Size: Under 20 kWSouth of Lugo2016September Monthly Peak | Portfolio Adjusted | 1-in-2 | Size: Under 20 kW | South of Lugo | 2016 | September Monthly Peak | 9
Portfolio Adjusted1-in-2Size: Under 20 kWSouth of Lugo2016October Monthly Peak | Portfolio Adjusted | 1-in-2 | Size: Under 20 kW | South of Lugo | 2016 | October Monthly Peak | 10
Portfolio Adjusted1-in-2Size: Under 20 kWSouth of Lugo2016November Monthly Peak | Portfolio Adjusted | 1-in-2 | Size: Under 20 kW | South of Lugo | 2016 | November Monthly Peak | 11
Portfolio Adjusted1-in-2Size: Under 20 kWSouth of Lugo2016December Monthly Peak | Portfolio Adjusted | 1-in-2 | Size: Under 20 kW | South of Lugo | 2016 | December Monthly Peak | 12
Portfolio Adjusted1-in-2Size: Under 20 kWSouth of Lugo2016Typical Event Day | Portfolio Adjusted | 1-in-2 | Size: Under 20 kW | South of Lugo | 2016 | Typical Event Day | 8
Portfolio Adjusted1-in-2Size: Under 20 kWSouth of Lugo2017January Monthly Peak | Portfolio Adjusted | 1-in-2 | Size: Under 20 kW | South of Lugo | 2017 | January Monthly Peak | 1
Portfolio Adjusted1-in-2Size: Under 20 kWSouth of Lugo2017February Monthly Peak | Portfolio Adjusted | 1-in-2 | Size: Under 20 kW | South of Lugo | 2017 | February Monthly Peak | 2
Portfolio Adjusted1-in-2Size: Under 20 kWSouth of Lugo2017March Monthly Peak | Portfolio Adjusted | 1-in-2 | Size: Under 20 kW | South of Lugo | 2017 | March Monthly Peak | 3
Portfolio Adjusted1-in-2Size: Under 20 kWSouth of Lugo2017April Monthly Peak | Portfolio Adjusted | 1-in-2 | Size: Under 20 kW | South of Lugo | 2017 | April Monthly Peak | 4 | 1.0041 | 0.96974 | 0.96199 | 0.9478 | 0.94817 | 0.97206 | 0.92104 | 0.80286 | 0.95894 | 1.1379 | 1.33 | 1.4292 | 1.5169 | 1.5518 | 1.5762 | 1.5627 | 1.5257 | 1.4075 | 1.2479 | 1.3591 | 1.3568 | 1.2524 | 1.1216 | 1.049 | 0 | 0 | 0 | 0 | 0 | 0 | 0 | 0 | 0 | 0 | 0 | 0 | 0 | 0 | 0.031525 | 0.031253 | 0.030515 | 0.028151 | 0 | 0 | 0 | 0 | 0 | 0 | 60.7875 | 60.2892 | 59.7018 | 59.304 | 58.5237 | 57.9945 | 57.6943 | 57.7635 | 59.3533 | 62.5103 | 66.4272 | 70.1919 | 73.0654 | 73.7001 | 73.5185 | 72.8599 | 71.3582 | 70.1553 | 68.9506 | 67.3426 | 64.937 | 64.6692 | 63.5812 | 61.5294 | 0.026438 | 0.024121 | 0.023761 | 0.022006 | 0.018816 | 0.020911 | 0.039388 | 0.038424 | 0.047569 | 0.067953 | 0.073642 | 0.075735 | 0.075902 | 0.083509 | 0.08291 | 0.080396 | 0.083076 | 0.072401 | 0.076069 | 0.052776 | 0.040363 | 0.034726 | 0.029213 | 0.026338
Portfolio Adjusted1-in-2Size: Under 20 kWSouth of Lugo2017May Monthly Peak | Portfolio Adjusted | 1-in-2 | Size: Under 20 kW | South of Lugo | 2017 | May Monthly Peak | 5 | 1.0433 | 1.0144 | 1.0032 | 0.99292 | 0.96842 | 0.97791 | 0.86961 | 0.81947 | 1.0046 | 1.2198 | 1.4112 | 1.5318 | 1.5932 | 1.6393 | 1.6437 | 1.6341 | 1.5984 | 1.4428 | 1.2657 | 1.2643 | 1.348 | 1.2559 | 1.1393 | 1.0798 | 0 | 0 | 0 | 0 | 0 | 0 | 0 | 0 | 0 | 0 | 0 | 0 | 0 | 0 | 0.032874 | 0.032681 | 0.031968 | 0.028856 | 0 | 0 | 0 | 0 | 0 | 0 | 62.7791 | 61.8967 | 61.0529 | 60.6641 | 60.425 | 59.7964 | 59.7582 | 60.365 | 62.4022 | 65.068 | 68.4206 | 71.9281 | 74.2698 | 74.5248 | 74.3203 | 74.4949 | 75.2481 | 75.2318 | 73.9817 | 71.5262 | 68.054 | 65.4673 | 64.68 | 63.9716 | 0.026531 | 0.024206 | 0.023845 | 0.022083 | 0.018882 | 0.020985 | 0.039527 | 0.038559 | 0.047736 | 0.068193 | 0.073902 | 0.076002 | 0.07617 | 0.083803 | 0.083202 | 0.08068 | 0.08337 | 0.072657 | 0.076338 | 0.052962 | 0.040505 | 0.034848 | 0.029316 | 0.026431
Portfolio Adjusted1-in-2Size: Under 20 kWSouth of Lugo2017June Monthly Peak | Portfolio Adjusted | 1-in-2 | Size: Under 20 kW | South of Lugo | 2017 | June Monthly Peak | 6 | 1.0569 | 1.0261 | 1.0211 | 1.0051 | 0.97575 | 0.97537 | 0.8711 | 0.83878 | 1.0623 | 1.2973 | 1.5066 | 1.6212 | 1.7105 | 1.7611 | 1.7825 | 1.7503 | 1.7128 | 1.5507 | 1.336 | 1.2758 | 1.3691 | 1.2726 | 1.1659 | 1.1013 | 0 | 0 | 0 | 0 | 0 | 0 | 0 | 0 | 0 | 0 | 0 | 0 | 0 | 0 | 0.035649 | 0.035006 | 0.034256 | 0.031014 | 0 | 0 | 0 | 0 | 0 | 0 | 64.8902 | 64.3113 | 63.5426 | 63.1436 | 62.9196 | 62.7075 | 62.5199 | 62.9022 | 65.0135 | 68.3102 | 71.2179 | 73.3936 | 74.0609 | 74.6972 | 74.9826 | 76.1865 | 77.4481 | 77.7443 | 77.507 | 74.9583 | 71.9735 | 68.5336 | 66.6899 | 66.1251 | 0.026437 | 0.02412 | 0.02376 | 0.022005 | 0.018815 | 0.020911 | 0.039388 | 0.038423 | 0.047568 | 0.067952 | 0.073641 | 0.075734 | 0.075901 | 0.083507 | 0.082908 | 0.080395 | 0.083075 | 0.0724 | 0.076068 | 0.052775 | 0.040362 | 0.034725 | 0.029213 | 0.026337
Portfolio Adjusted1-in-2Size: Under 20 kWSouth of Lugo2017July Monthly Peak | Portfolio Adjusted | 1-in-2 | Size: Under 20 kW | South of Lugo | 2017 | July Monthly Peak | 7 | 1.092 | 1.061 | 1.0534 | 1.0357 | 1.0021 | 1.0235 | 0.92271 | 0.89085 | 1.1863 | 1.4882 | 1.7342 | 1.8616 | 1.9424 | 2.0023 | 1.9914 | 1.941 | 1.8973 | 1.6947 | 1.4543 | 1.3641 | 1.4417 | 1.3451 | 1.2127 | 1.1368 | 0 | 0 | 0 | 0 | 0 | 0 | 0 | 0 | 0 | 0 | 0 | 0 | 0 | 0 | 0.039829 | 0.038821 | 0.037945 | 0.033893 | 0 | 0 | 0 | 0 | 0 | 0 | 65.3411 | 65.2473 | 65.3779 | 65.6089 | 65.5595 | 65.3115 | 65.138 | 65.4664 | 67.4729 | 70.4545 | 74.2504 | 77.1865 | 78.5115 | 79.2271 | 80.3646 | 80.9229 | 81.7156 | 81.5313 | 80.6375 | 78.0463 | 74.1995 | 71.0089 | 69.611 | 68.7732 | 0.026414 | 0.024098 | 0.023739 | 0.021985 | 0.018798 | 0.020892 | 0.039352 | 0.038388 | 0.047525 | 0.06789 | 0.073574 | 0.075665 | 0.075832 | 0.083432 | 0.082833 | 0.080322 | 0.083 | 0.072334 | 0.075999 | 0.052727 | 0.040325 | 0.034694 | 0.029186 | 0.026314
Portfolio Adjusted1-in-2Size: Under 20 kWSouth of Lugo2017August Monthly Peak | Portfolio Adjusted | 1-in-2 | Size: Under 20 kW | South of Lugo | 2017 | August Monthly Peak | 8 | 1.0883 | 1.0584 | 1.0531 | 1.0406 | 1.0173 | 1.0463 | 0.98023 | 0.90762 | 1.2419 | 1.5804 | 1.879 | 2.0378 | 2.142 | 2.1981 | 2.1959 | 2.1394 | 2.0665 | 1.8025 | 1.529 | 1.4929 | 1.4965 | 1.34 | 1.2076 | 1.1307 | 0 | 0 | 0 | 0 | 0 | 0 | 0 | 0 | 0 | 0 | 0 | 0 | 0 | 0 | 0.043918 | 0.042789 | 0.041331 | 0.03605 | 0 | 0 | 0 | 0 | 0 | 0 | 71.6528 | 70.814 | 70.1206 | 69.033 | 68.6964 | 68.2067 | 67.9605 | 68.3236 | 70.7198 | 75.4469 | 80.7396 | 84.4813 | 85.7937 | 86.3969 | 87.3937 | 87.4 | 88.5833 | 87.5813 | 86.2229 | 83.4708 | 78.1783 | 75.1596 | 73.83 | 72.836 | 0.02653 | 0.024205 | 0.023844 | 0.022083 | 0.018881 | 0.020985 | 0.039526 | 0.038558 | 0.047735 | 0.068191 | 0.0739 | 0.076 | 0.076168 | 0.083801 | 0.0832 | 0.080677 | 0.083367 | 0.072654 | 0.076335 | 0.052961 | 0.040504 | 0.034847 | 0.029315 | 0.02643
Portfolio Adjusted1-in-2Size: Under 20 kWSouth of Lugo2017September Monthly Peak | Portfolio Adjusted | 1-in-2 | Size: Under 20 kW | South of Lugo | 2017 | September Monthly Peak | 9 | 1.0974 | 1.0665 | 1.0582 | 1.0425 | 1.0174 | 1.0371 | 1.037 | 0.92514 | 1.1817 | 1.4895 | 1.7391 | 1.8826 | 1.9788 | 2.0431 | 2.0391 | 1.9739 | 1.9239 | 1.6916 | 1.4708 | 1.5153 | 1.4351 | 1.3216 | 1.2067 | 1.1345 | 0 | 0 | 0 | 0 | 0 | 0 | 0 | 0 | 0 | 0 | 0 | 0 | 0 | 0 | 0.040782 | 0.039478 | 0.038477 | 0.033831 | 0 | 0 | 0 | 0 | 0 | 0 | 68.1131 | 67.3834 | 66.7807 | 65.9131 | 65.444 | 65.2181 | 65.1691 | 64.9662 | 66.7737 | 70.7125 | 75.1721 | 79.6341 | 83.0448 | 84.7594 | 85.7542 | 85.6802 | 85.5557 | 84.4424 | 82.1301 | 79.592 | 77.079 | 75.7453 | 74.7987 | 73.8728 | 0.026464 | 0.024144 | 0.023784 | 0.022027 | 0.018834 | 0.020932 | 0.039427 | 0.038461 | 0.047615 | 0.068019 | 0.073714 | 0.075809 | 0.075976 | 0.08359 | 0.08299 | 0.080475 | 0.083157 | 0.072472 | 0.076144 | 0.052827 | 0.040402 | 0.03476 | 0.029242 | 0.026364
Portfolio Adjusted1-in-2Size: Under 20 kWSouth of Lugo2017October Monthly Peak | Portfolio Adjusted | 1-in-2 | Size: Under 20 kW | South of Lugo | 2017 | October Monthly Peak | 10 | 1.037 | 1.0125 | 1.0035 | 0.98921 | 0.97951 | 0.99669 | 1.0397 | 0.91971 | 1.0673 | 1.3268 | 1.5818 | 1.7536 | 1.8704 | 1.9333 | 1.9557 | 1.8896 | 1.8049 | 1.6154 | 1.5677 | 1.5063 | 1.3914 | 1.2626 | 1.1545 | 1.0875 | 0 | 0 | 0 | 0 | 0 | 0 | 0 | 0 | 0 | 0 | 0 | 0 | 0 | 0 | 0.039114 | 0.037792 | 0.036098 | 0.032309 | 0 | 0 | 0 | 0 | 0 | 0 | 68.1354 | 67.5787 | 66.6063 | 65.6967 | 65.2183 | 63.9634 | 63.4902 | 63.5976 | 65.1157 | 69.699 | 76.0563 | 81.7073 | 85.0833 | 86.699 | 88.4229 | 87.4594 | 85.9521 | 83.1417 | 81.0323 | 78.5406 | 76.1224 | 74.1764 | 72.5686 | 70.7265 | 0.026423 | 0.024107 | 0.023747 | 0.021993 | 0.018805 | 0.020899 | 0.039366 | 0.038402 | 0.047541 | 0.067914 | 0.0736 | 0.075692 | 0.075859 | 0.083461 | 0.082862 | 0.08035 | 0.083029 | 0.07236 | 0.076026 | 0.052746 | 0.04034 | 0.034706 | 0.029197 | 0.026323
Portfolio Adjusted1-in-2Size: Under 20 kWSouth of Lugo2017November Monthly Peak | Portfolio Adjusted | 1-in-2 | Size: Under 20 kW | South of Lugo | 2017 | November Monthly Peak | 11 | 1.0181 | 0.99598 | 0.98456 | 0.96257 | 0.96654 | 0.96968 | 0.92421 | 0.84332 | 0.96996 | 1.1457 | 1.3019 | 1.3879 | 1.4352 | 1.4611 | 1.4717 | 1.4534 | 1.5111 | 1.6592 | 1.5148 | 1.4022 | 1.3069 | 1.2041 | 1.1213 | 1.0596 | 0 | 0 | 0 | 0 | 0 | 0 | 0 | 0 | 0 | 0 | 0 | 0 | 0 | 0 | 0.029434 | 0.029068 | 0.030222 | 0.033184 | 0 | 0 | 0 | 0 | 0 | 0 | 58.1011 | 57.0066 | 56.2632 | 55.5341 | 54.7146 | 54.1315 | 53.5731 | 53.7848 | 57.2395 | 60.4188 | 65.9243 | 71.1103 | 74.9406 | 76.151 | 75.6287 | 74.8226 | 72.1398 | 68.3297 | 64.9557 | 63.588 | 62.5664 | 61.2515 | 60.2019 | 59.5094 | 0.02659 | 0.02426 | 0.023898 | 0.022133 | 0.018924 | 0.021032 | 0.039615 | 0.038645 | 0.047843 | 0.068345 | 0.074067 | 0.076172 | 0.07634 | 0.08399 | 0.083387 | 0.08086 | 0.083555 | 0.072819 | 0.076508 | 0.05308 | 0.040595 | 0.034926 | 0.029382 | 0.02649
Portfolio Adjusted1-in-2Size: Under 20 kWSouth of Lugo2017December Monthly Peak | Portfolio Adjusted | 1-in-2 | Size: Under 20 kW | South of Lugo | 2017 | December Monthly Peak | 12 | 1.0414 | 1.0135 | 1.0003 | 0.97504 | 0.98313 | 0.99447 | 1.0634 | 0.97838 | 1.1294 | 1.3217 | 1.3862 | 1.3931 | 1.3761 | 1.3412 | 1.294 | 1.3224 | 1.4619 | 1.6572 | 1.478 | 1.3925 | 1.289 | 1.1906 | 1.1189 | 1.0752 | 0 | 0 | 0 | 0 | 0 | 0 | 0 | 0 | 0 | 0 | 0 | 0 | 0 | 0 | 0.025879 | 0.026448 | 0.029238 | 0.033143 | 0 | 0 | 0 | 0 | 0 | 0 | 51.3261 | 49.8723 | 47.9317 | 47.0543 | 46.2391 | 45.5745 | 45.6233 | 45.4153 | 46.1827 | 49.3858 | 52.7134 | 54.7856 | 56.1078 | 56.4495 | 57.2793 | 57.3217 | 56.4886 | 55.2742 | 53.9616 | 53.3676 | 52.6502 | 51.4575 | 50.5076 | 49.3834 | 0.027243 | 0.024855 | 0.024484 | 0.022676 | 0.019389 | 0.021548 | 0.040588 | 0.039594 | 0.049017 | 0.070023 | 0.075885 | 0.078042 | 0.078214 | 0.086052 | 0.085435 | 0.082845 | 0.085607 | 0.074606 | 0.078386 | 0.054383 | 0.041592 | 0.035783 | 0.030103 | 0.02714
Portfolio Adjusted1-in-2Size: Under 20 kWSouth of Lugo2017Typical Event Day | Portfolio Adjusted | 1-in-2 | Size: Under 20 kW | South of Lugo | 2017 | Typical Event Day | 8 | 1.0766 | 1.0479 | 1.0438 | 1.0324 | 1.0088 | 1.0386 | 0.97865 | 0.89103 | 1.1828 | 1.4812 | 1.7449 | 1.8817 | 1.9723 | 2.0246 | 2.0264 | 1.9774 | 1.9093 | 1.6713 | 1.4371 | 1.4196 | 1.4517 | 1.3106 | 1.1869 | 1.1123 | 0 | 0 | 0 | 0 | 0 | 0 | 0 | 0 | 0 | 0 | 0 | 0 | 0 | 0 | 0.040529 | 0.039547 | 0.038185 | 0.033426 | 0 | 0 | 0 | 0 | 0 | 0 | 67.4993 | 66.939 | 66.4555 | 65.9247 | 65.6548 | 65.3609 | 65.1969 | 65.4146 | 67.495 | 71.231 | 75.345 | 78.6739 | 80.3527 | 81.2701 | 82.1238 | 82.5474 | 83.3257 | 82.8248 | 81.6244 | 79.0169 | 75.3576 | 72.6119 | 71.2324 | 70.4018 | 0.026436 | 0.024119 | 0.023759 | 0.022004 | 0.018814 | 0.02091 | 0.039385 | 0.038421 | 0.047565 | 0.067947 | 0.073636 | 0.075729 | 0.075896 | 0.083502 | 0.082903 | 0.08039 | 0.08307 | 0.072395 | 0.076063 | 0.052772 | 0.040359 | 0.034723 | 0.029211 | 0.026336
Portfolio Adjusted1-in-2Size: Under 20 kWSouth of Lugo2018January Monthly Peak | Portfolio Adjusted | 1-in-2 | Size: Under 20 kW | South of Lugo | 2018 | January Monthly Peak | 1 | 1.0601 | 1.0322 | 0.99531 | 0.99084 | 0.99119 | 1.0291 | 1.0572 | 0.93161 | 1.0969 | 1.2595 | 1.3629 | 1.4001 | 1.412 | 1.4022 | 1.405 | 1.3851 | 1.3863 | 1.5817 | 1.5326 | 1.4265 | 1.3337 | 1.2479 | 1.1529 | 1.1063 | 0 | 0 | 0 | 0 | 0 | 0 | 0 | 0 | 0 | 0 | 0 | 0 | 0 | 0 | 0.0281 | 0.027702 | 0.027727 | 0.031633 | 0 | 0 | 0 | 0 | 0 | 0 | 56.764 | 55.9943 | 55.5958 | 55.2776 | 54.1711 | 54.0974 | 55.0355 | 55.3385 | 56.007 | 57.177 | 58.6348 | 59.0986 | 60.1697 | 61.1413 | 61.689 | 61.3785 | 61.7851 | 61.5422 | 60.206 | 59.0751 | 58.5547 | 58.1865 | 57.2966 | 56.2074 | 0.026463 | 0.024143 | 0.023783 | 0.022026 | 0.018833 | 0.020931 | 0.039425 | 0.03846 | 0.047613 | 0.068016 | 0.073711 | 0.075806 | 0.075973 | 0.083587 | 0.082987 | 0.080471 | 0.083154 | 0.072469 | 0.076141 | 0.052825 | 0.0404 | 0.034758 | 0.029241 | 0.026362
Portfolio Adjusted1-in-2Size: Under 20 kWSouth of Lugo2018February Monthly Peak | Portfolio Adjusted | 1-in-2 | Size: Under 20 kW | South of Lugo | 2018 | February Monthly Peak | 2 | 1.0378 | 1.0101 | 1.0005 | 0.99834 | 1.0024 | 1.0277 | 1.0138 | 0.92967 | 1.0826 | 1.2399 | 1.3504 | 1.3987 | 1.4589 | 1.4469 | 1.4466 | 1.421 | 1.4092 | 1.5049 | 1.5787 | 1.4557 | 1.3414 | 1.2574 | 1.1691 | 1.1136 | 0 | 0 | 0 | 0 | 0 | 0 | 0 | 0 | 0 | 0 | 0 | 0 | 0 | 0 | 0.028931 | 0.028419 | 0.028185 | 0.030099 | 0 | 0 | 0 | 0 | 0 | 0 | 52.3215 | 51.5812 | 51.1857 | 50.733 | 50.3476 | 49.9234 | 49.5008 | 49.6587 | 51.1264 | 54.8394 | 59.1535 | 63.2708 | 64.93 | 65.8113 | 65.7805 | 64.5801 | 63.9658 | 63.6716 | 61.0573 | 59.0673 | 58.282 | 57.2921 | 56.2559 | 55.0281 | 0.026533 | 0.024208 | 0.023846 | 0.022085 | 0.018883 | 0.020987 | 0.03953 | 0.038562 | 0.04774 | 0.068198 | 0.073908 | 0.076008 | 0.076176 | 0.08381 | 0.083209 | 0.080686 | 0.083376 | 0.072662 | 0.076344 | 0.052966 | 0.040508 | 0.034851 | 0.029319 | 0.026433
Portfolio Adjusted1-in-2Size: Under 20 kWSouth of Lugo2018March Monthly Peak | Portfolio Adjusted | 1-in-2 | Size: Under 20 kW | South of Lugo | 2018 | March Monthly Peak | 3 | 1.027 | 0.99476 | 0.98513 | 0.97015 | 0.97797 | 1.0056 | 1.0224 | 0.90762 | 1.0534 | 1.2025 | 1.3235 | 1.3528 | 1.3948 | 1.4127 | 1.4036 | 1.4143 | 1.3857 | 1.3345 | 1.2891 | 1.4095 | 1.3254 | 1.2316 | 1.1266 | 1.0681 | 0 | 0 | 0 | 0 | 0 | 0 | 0 | 0 | 0 | 0 | 0 | 0 | 0 | 0 | 0.028073 | 0.028286 | 0.027715 | 0.02669 | 0 | 0 | 0 | 0 | 0 | 0 | 54.3598 | 53.2259 | 52.6727 | 52.6811 | 52.2877 | 51.7941 | 51.4271 | 51.8224 | 53.2303 | 54.8296 | 57.1728 | 59.872 | 62.278 | 64.1785 | 65.0294 | 65.3481 | 64.5996 | 63.4172 | 60.6854 | 58.543 | 57.7517 | 56.7853 | 55.5254 | 54.0302 | 0.026587 | 0.024256 | 0.023895 | 0.02213 | 0.018922 | 0.021029 | 0.03961 | 0.03864 | 0.047837 | 0.068336 | 0.074057 | 0.076162 | 0.07633 | 0.083979 | 0.083377 | 0.080849 | 0.083544 | 0.072809 | 0.076498 | 0.053073 | 0.04059 | 0.034921 | 0.029378 | 0.026486
Portfolio Adjusted1-in-2Size: Under 20 kWSouth of Lugo2018April Monthly Peak | Portfolio Adjusted | 1-in-2 | Size: Under 20 kW | South of Lugo | 2018 | April Monthly Peak | 4 | 1.0041 | 0.96974 | 0.96199 | 0.9478 | 0.94817 | 0.97206 | 0.92104 | 0.80286 | 0.95894 | 1.1379 | 1.33 | 1.4292 | 1.5169 | 1.5518 | 1.5762 | 1.5627 | 1.5257 | 1.4075 | 1.2479 | 1.3591 | 1.3568 | 1.2524 | 1.1216 | 1.049 | 0 | 0 | 0 | 0 | 0 | 0 | 0 | 0 | 0 | 0 | 0 | 0 | 0 | 0 | 0.031525 | 0.031253 | 0.030515 | 0.028151 | 0 | 0 | 0 | 0 | 0 | 0 | 60.7875 | 60.2892 | 59.7018 | 59.304 | 58.5237 | 57.9945 | 57.6943 | 57.7635 | 59.3533 | 62.5103 | 66.4272 | 70.1919 | 73.0654 | 73.7001 | 73.5185 | 72.8599 | 71.3582 | 70.1553 | 68.9506 | 67.3426 | 64.937 | 64.6692 | 63.5812 | 61.5294 | 0.026438 | 0.024121 | 0.023761 | 0.022006 | 0.018816 | 0.020911 | 0.039388 | 0.038424 | 0.047569 | 0.067953 | 0.073642 | 0.075735 | 0.075902 | 0.083509 | 0.08291 | 0.080396 | 0.083076 | 0.072401 | 0.076069 | 0.052776 | 0.040363 | 0.034726 | 0.029213 | 0.026338
Portfolio Adjusted1-in-2Size: Under 20 kWSouth of Lugo2018May Monthly Peak | Portfolio Adjusted | 1-in-2 | Size: Under 20 kW | South of Lugo | 2018 | May Monthly Peak | 5 | 1.0433 | 1.0144 | 1.0032 | 0.99292 | 0.96842 | 0.97791 | 0.86961 | 0.81947 | 1.0046 | 1.2198 | 1.4112 | 1.5318 | 1.5932 | 1.6393 | 1.6437 | 1.6341 | 1.5984 | 1.4428 | 1.2657 | 1.2643 | 1.348 | 1.2559 | 1.1393 | 1.0798 | 0 | 0 | 0 | 0 | 0 | 0 | 0 | 0 | 0 | 0 | 0 | 0 | 0 | 0 | 0.032874 | 0.032681 | 0.031968 | 0.028856 | 0 | 0 | 0 | 0 | 0 | 0 | 62.7791 | 61.8967 | 61.0529 | 60.6641 | 60.425 | 59.7964 | 59.7582 | 60.365 | 62.4022 | 65.068 | 68.4206 | 71.9281 | 74.2698 | 74.5248 | 74.3203 | 74.4949 | 75.2481 | 75.2318 | 73.9817 | 71.5262 | 68.054 | 65.4673 | 64.68 | 63.9716 | 0.026531 | 0.024206 | 0.023845 | 0.022083 | 0.018882 | 0.020985 | 0.039527 | 0.038559 | 0.047736 | 0.068193 | 0.073902 | 0.076002 | 0.07617 | 0.083803 | 0.083202 | 0.08068 | 0.08337 | 0.072657 | 0.076338 | 0.052962 | 0.040505 | 0.034848 | 0.029316 | 0.026431
Portfolio Adjusted1-in-2Size: Under 20 kWSouth of Lugo2018June Monthly Peak | Portfolio Adjusted | 1-in-2 | Size: Under 20 kW | South of Lugo | 2018 | June Monthly Peak | 6 | 1.0569 | 1.0261 | 1.0211 | 1.0051 | 0.97575 | 0.97537 | 0.8711 | 0.83878 | 1.0623 | 1.2973 | 1.5066 | 1.6212 | 1.7105 | 1.7611 | 1.7825 | 1.7503 | 1.7128 | 1.5507 | 1.336 | 1.2758 | 1.3691 | 1.2726 | 1.1659 | 1.1013 | 0 | 0 | 0 | 0 | 0 | 0 | 0 | 0 | 0 | 0 | 0 | 0 | 0 | 0 | 0.035649 | 0.035006 | 0.034256 | 0.031014 | 0 | 0 | 0 | 0 | 0 | 0 | 64.8902 | 64.3112 | 63.5426 | 63.1436 | 62.9196 | 62.7075 | 62.5199 | 62.9022 | 65.0135 | 68.3102 | 71.2179 | 73.3936 | 74.0609 | 74.6972 | 74.9826 | 76.1865 | 77.4481 | 77.7443 | 77.507 | 74.9583 | 71.9735 | 68.5336 | 66.6899 | 66.1251 | 0.026437 | 0.02412 | 0.02376 | 0.022005 | 0.018815 | 0.020911 | 0.039388 | 0.038423 | 0.047568 | 0.067952 | 0.073641 | 0.075734 | 0.075901 | 0.083507 | 0.082908 | 0.080395 | 0.083075 | 0.0724 | 0.076068 | 0.052775 | 0.040362 | 0.034725 | 0.029213 | 0.026337
Portfolio Adjusted1-in-2Size: Under 20 kWSouth of Lugo2018July Monthly Peak | Portfolio Adjusted | 1-in-2 | Size: Under 20 kW | South of Lugo | 2018 | July Monthly Peak | 7 | 1.092 | 1.061 | 1.0534 | 1.0357 | 1.0021 | 1.0235 | 0.92271 | 0.89085 | 1.1863 | 1.4882 | 1.7342 | 1.8616 | 1.9424 | 2.0023 | 1.9914 | 1.941 | 1.8973 | 1.6947 | 1.4543 | 1.3641 | 1.4417 | 1.3451 | 1.2127 | 1.1368 | 0 | 0 | 0 | 0 | 0 | 0 | 0 | 0 | 0 | 0 | 0 | 0 | 0 | 0 | 0.039829 | 0.038821 | 0.037945 | 0.033893 | 0 | 0 | 0 | 0 | 0 | 0 | 65.3411 | 65.2473 | 65.3779 | 65.6089 | 65.5595 | 65.3115 | 65.138 | 65.4664 | 67.4729 | 70.4545 | 74.2504 | 77.1865 | 78.5115 | 79.2271 | 80.3646 | 80.9229 | 81.7156 | 81.5312 | 80.6375 | 78.0463 | 74.1995 | 71.0089 | 69.611 | 68.7732 | 0.026414 | 0.024098 | 0.023739 | 0.021985 | 0.018798 | 0.020892 | 0.039352 | 0.038388 | 0.047525 | 0.06789 | 0.073574 | 0.075665 | 0.075832 | 0.083432 | 0.082833 | 0.080322 | 0.083 | 0.072334 | 0.075999 | 0.052727 | 0.040325 | 0.034694 | 0.029186 | 0.026314
Portfolio Adjusted1-in-2Size: Under 20 kWSouth of Lugo2018August Monthly Peak | Portfolio Adjusted | 1-in-2 | Size: Under 20 kW | South of Lugo | 2018 | August Monthly Peak | 8 | 1.0883 | 1.0584 | 1.0531 | 1.0406 | 1.0173 | 1.0463 | 0.98023 | 0.90762 | 1.2419 | 1.5804 | 1.879 | 2.0378 | 2.142 | 2.1981 | 2.1959 | 2.1394 | 2.0665 | 1.8025 | 1.529 | 1.4929 | 1.4965 | 1.34 | 1.2076 | 1.1307 | 0 | 0 | 0 | 0 | 0 | 0 | 0 | 0 | 0 | 0 | 0 | 0 | 0 | 0 | 0.043918 | 0.042789 | 0.041331 | 0.03605 | 0 | 0 | 0 | 0 | 0 | 0 | 71.6528 | 70.814 | 70.1206 | 69.033 | 68.6964 | 68.2067 | 67.9605 | 68.3236 | 70.7198 | 75.4469 | 80.7396 | 84.4812 | 85.7937 | 86.3969 | 87.3937 | 87.4 | 88.5833 | 87.5813 | 86.2229 | 83.4708 | 78.1783 | 75.1596 | 73.83 | 72.836 | 0.02653 | 0.024205 | 0.023844 | 0.022083 | 0.018881 | 0.020985 | 0.039526 | 0.038558 | 0.047735 | 0.068191 | 0.0739 | 0.076 | 0.076168 | 0.083801 | 0.0832 | 0.080677 | 0.083367 | 0.072654 | 0.076335 | 0.052961 | 0.040504 | 0.034847 | 0.029315 | 0.02643
Portfolio Adjusted1-in-2Size: Under 20 kWSouth of Lugo2018September Monthly Peak | Portfolio Adjusted | 1-in-2 | Size: Under 20 kW | South of Lugo | 2018 | September Monthly Peak | 9 | 1.0974 | 1.0665 | 1.0582 | 1.0425 | 1.0174 | 1.0371 | 1.037 | 0.92514 | 1.1817 | 1.4895 | 1.7391 | 1.8826 | 1.9788 | 2.0431 | 2.0391 | 1.9739 | 1.9239 | 1.6916 | 1.4708 | 1.5153 | 1.4351 | 1.3216 | 1.2067 | 1.1345 | 0 | 0 | 0 | 0 | 0 | 0 | 0 | 0 | 0 | 0 | 0 | 0 | 0 | 0 | 0.040782 | 0.039478 | 0.038477 | 0.033831 | 0 | 0 | 0 | 0 | 0 | 0 | 68.1131 | 67.3834 | 66.7807 | 65.9131 | 65.444 | 65.2181 | 65.1691 | 64.9662 | 66.7738 | 70.7125 | 75.1721 | 79.6341 | 83.0448 | 84.7594 | 85.7542 | 85.6802 | 85.5557 | 84.4424 | 82.1301 | 79.592 | 77.079 | 75.7453 | 74.7987 | 73.8728 | 0.026464 | 0.024144 | 0.023784 | 0.022027 | 0.018834 | 0.020932 | 0.039427 | 0.038461 | 0.047615 | 0.068019 | 0.073714 | 0.075809 | 0.075976 | 0.08359 | 0.08299 | 0.080475 | 0.083157 | 0.072472 | 0.076144 | 0.052827 | 0.040402 | 0.03476 | 0.029242 | 0.026364
Portfolio Adjusted1-in-2Size: Under 20 kWSouth of Lugo2018October Monthly Peak | Portfolio Adjusted | 1-in-2 | Size: Under 20 kW | South of Lugo | 2018 | October Monthly Peak | 10 | 1.037 | 1.0125 | 1.0035 | 0.98921 | 0.97951 | 0.99669 | 1.0397 | 0.91971 | 1.0673 | 1.3268 | 1.5818 | 1.7536 | 1.8704 | 1.9333 | 1.9557 | 1.8896 | 1.8049 | 1.6154 | 1.5677 | 1.5063 | 1.3914 | 1.2626 | 1.1545 | 1.0875 | 0 | 0 | 0 | 0 | 0 | 0 | 0 | 0 | 0 | 0 | 0 | 0 | 0 | 0 | 0.039114 | 0.037792 | 0.036098 | 0.032309 | 0 | 0 | 0 | 0 | 0 | 0 | 68.1354 | 67.5788 | 66.6062 | 65.6967 | 65.2183 | 63.9634 | 63.4902 | 63.5976 | 65.1157 | 69.699 | 76.0563 | 81.7073 | 85.0833 | 86.699 | 88.4229 | 87.4594 | 85.9521 | 83.1417 | 81.0323 | 78.5406 | 76.1224 | 74.1764 | 72.5686 | 70.7265 | 0.026423 | 0.024107 | 0.023747 | 0.021993 | 0.018805 | 0.020899 | 0.039366 | 0.038402 | 0.047541 | 0.067914 | 0.0736 | 0.075692 | 0.075859 | 0.083461 | 0.082862 | 0.08035 | 0.083029 | 0.07236 | 0.076026 | 0.052746 | 0.04034 | 0.034706 | 0.029197 | 0.026323
Portfolio Adjusted1-in-2Size: Under 20 kWSouth of Lugo2018November Monthly Peak | Portfolio Adjusted | 1-in-2 | Size: Under 20 kW | South of Lugo | 2018 | November Monthly Peak | 11 | 1.0181 | 0.99598 | 0.98456 | 0.96257 | 0.96654 | 0.96968 | 0.92421 | 0.84332 | 0.96996 | 1.1457 | 1.3019 | 1.3879 | 1.4352 | 1.4611 | 1.4717 | 1.4534 | 1.5111 | 1.6592 | 1.5148 | 1.4022 | 1.3069 | 1.2041 | 1.1213 | 1.0596 | 0 | 0 | 0 | 0 | 0 | 0 | 0 | 0 | 0 | 0 | 0 | 0 | 0 | 0 | 0.029434 | 0.029068 | 0.030222 | 0.033184 | 0 | 0 | 0 | 0 | 0 | 0 | 58.1011 | 57.0066 | 56.2632 | 55.5341 | 54.7146 | 54.1315 | 53.5731 | 53.7848 | 57.2395 | 60.4187 | 65.9243 | 71.1103 | 74.9406 | 76.151 | 75.6287 | 74.8226 | 72.1398 | 68.3297 | 64.9557 | 63.588 | 62.5664 | 61.2515 | 60.2019 | 59.5094 | 0.02659 | 0.02426 | 0.023898 | 0.022133 | 0.018924 | 0.021032 | 0.039615 | 0.038645 | 0.047843 | 0.068345 | 0.074067 | 0.076172 | 0.07634 | 0.08399 | 0.083388 | 0.08086 | 0.083555 | 0.072819 | 0.076508 | 0.05308 | 0.040595 | 0.034926 | 0.029382 | 0.02649
Portfolio Adjusted1-in-2Size: Under 20 kWSouth of Lugo2018December Monthly Peak | Portfolio Adjusted | 1-in-2 | Size: Under 20 kW | South of Lugo | 2018 | December Monthly Peak | 12 | 1.0414 | 1.0135 | 1.0003 | 0.97504 | 0.98313 | 0.99447 | 1.0634 | 0.97838 | 1.1294 | 1.3217 | 1.3862 | 1.3931 | 1.3761 | 1.3412 | 1.294 | 1.3224 | 1.4619 | 1.6572 | 1.478 | 1.3925 | 1.289 | 1.1906 | 1.1189 | 1.0752 | 0 | 0 | 0 | 0 | 0 | 0 | 0 | 0 | 0 | 0 | 0 | 0 | 0 | 0 | 0.025879 | 0.026448 | 0.029238 | 0.033143 | 0 | 0 | 0 | 0 | 0 | 0 | 51.3261 | 49.8723 | 47.9317 | 47.0543 | 46.2391 | 45.5745 | 45.6233 | 45.4153 | 46.1827 | 49.3858 | 52.7134 | 54.7856 | 56.1078 | 56.4495 | 57.2793 | 57.3217 | 56.4886 | 55.2742 | 53.9616 | 53.3676 | 52.6502 | 51.4575 | 50.5076 | 49.3834 | 0.027243 | 0.024855 | 0.024484 | 0.022676 | 0.019389 | 0.021548 | 0.040588 | 0.039594 | 0.049018 | 0.070023 | 0.075885 | 0.078042 | 0.078214 | 0.086052 | 0.085435 | 0.082845 | 0.085607 | 0.074606 | 0.078386 | 0.054383 | 0.041592 | 0.035783 | 0.030103 | 0.02714
Portfolio Adjusted1-in-2Size: Under 20 kWSouth of Lugo2018Typical Event Day | Portfolio Adjusted | 1-in-2 | Size: Under 20 kW | South of Lugo | 2018 | Typical Event Day | 8 | 1.0766 | 1.0479 | 1.0438 | 1.0324 | 1.0088 | 1.0386 | 0.97865 | 0.89103 | 1.1828 | 1.4812 | 1.7449 | 1.8817 | 1.9723 | 2.0246 | 2.0264 | 1.9774 | 1.9093 | 1.6713 | 1.4371 | 1.4196 | 1.4517 | 1.3106 | 1.1869 | 1.1123 | 0 | 0 | 0 | 0 | 0 | 0 | 0 | 0 | 0 | 0 | 0 | 0 | 0 | 0 | 0.040529 | 0.039547 | 0.038185 | 0.033426 | 0 | 0 | 0 | 0 | 0 | 0 | 67.4993 | 66.939 | 66.4555 | 65.9247 | 65.6548 | 65.3609 | 65.1969 | 65.4146 | 67.495 | 71.231 | 75.345 | 78.6739 | 80.3527 | 81.2701 | 82.1238 | 82.5474 | 83.3257 | 82.8248 | 81.6244 | 79.0168 | 75.3576 | 72.6118 | 71.2324 | 70.4018 | 0.026436 | 0.024119 | 0.023759 | 0.022004 | 0.018814 | 0.02091 | 0.039385 | 0.038421 | 0.047565 | 0.067947 | 0.073636 | 0.075729 | 0.075896 | 0.083502 | 0.082903 | 0.08039 | 0.08307 | 0.072395 | 0.076063 | 0.052772 | 0.040359 | 0.034723 | 0.029211 | 0.026336
Portfolio Adjusted1-in-2Size: Under 20 kWSouth of Lugo2019January Monthly Peak | Portfolio Adjusted | 1-in-2 | Size: Under 20 kW | South of Lugo | 2019 | January Monthly Peak | 1 | 1.0601 | 1.0322 | 0.99531 | 0.99084 | 0.99119 | 1.0291 | 1.0572 | 0.93161 | 1.0969 | 1.2595 | 1.3629 | 1.4001 | 1.412 | 1.4022 | 1.405 | 1.3851 | 1.3863 | 1.5817 | 1.5326 | 1.4265 | 1.3337 | 1.2479 | 1.1529 | 1.1063 | 0 | 0 | 0 | 0 | 0 | 0 | 0 | 0 | 0 | 0 | 0 | 0 | 0 | 0 | 0.0281 | 0.027702 | 0.027727 | 0.031633 | 0 | 0 | 0 | 0 | 0 | 0 | 56.764 | 55.9943 | 55.5958 | 55.2776 | 54.1711 | 54.0974 | 55.0355 | 55.3385 | 56.007 | 57.177 | 58.6348 | 59.0986 | 60.1697 | 61.1413 | 61.689 | 61.3785 | 61.7851 | 61.5422 | 60.206 | 59.0751 | 58.5547 | 58.1865 | 57.2966 | 56.2074 | 0.026463 | 0.024143 | 0.023783 | 0.022026 | 0.018833 | 0.020931 | 0.039425 | 0.03846 | 0.047613 | 0.068016 | 0.073711 | 0.075806 | 0.075973 | 0.083587 | 0.082987 | 0.080471 | 0.083154 | 0.072469 | 0.076141 | 0.052825 | 0.0404 | 0.034758 | 0.029241 | 0.026362
Portfolio Adjusted1-in-2Size: Under 20 kWSouth of Lugo2019February Monthly Peak | Portfolio Adjusted | 1-in-2 | Size: Under 20 kW | South of Lugo | 2019 | February Monthly Peak | 2 | 1.0378 | 1.0101 | 1.0005 | 0.99834 | 1.0024 | 1.0277 | 1.0138 | 0.92967 | 1.0826 | 1.2399 | 1.3504 | 1.3987 | 1.4589 | 1.4469 | 1.4466 | 1.421 | 1.4092 | 1.5049 | 1.5787 | 1.4557 | 1.3414 | 1.2574 | 1.1691 | 1.1136 | 0 | 0 | 0 | 0 | 0 | 0 | 0 | 0 | 0 | 0 | 0 | 0 | 0 | 0 | 0.028931 | 0.028419 | 0.028185 | 0.030099 | 0 | 0 | 0 | 0 | 0 | 0 | 52.3215 | 51.5812 | 51.1857 | 50.733 | 50.3476 | 49.9234 | 49.5008 | 49.6588 | 51.1264 | 54.8394 | 59.1535 | 63.2708 | 64.93 | 65.8113 | 65.7805 | 64.5801 | 63.9658 | 63.6716 | 61.0573 | 59.0673 | 58.282 | 57.2921 | 56.2559 | 55.0281 | 0.026533 | 0.024208 | 0.023846 | 0.022085 | 0.018883 | 0.020987 | 0.03953 | 0.038562 | 0.04774 | 0.068198 | 0.073908 | 0.076008 | 0.076176 | 0.08381 | 0.083209 | 0.080686 | 0.083376 | 0.072662 | 0.076344 | 0.052966 | 0.040508 | 0.034851 | 0.029319 | 0.026433
Portfolio Adjusted1-in-2Size: Under 20 kWSouth of Lugo2019March Monthly Peak | Portfolio Adjusted | 1-in-2 | Size: Under 20 kW | South of Lugo | 2019 | March Monthly Peak | 3 | 1.027 | 0.99476 | 0.98513 | 0.97015 | 0.97797 | 1.0056 | 1.0224 | 0.90762 | 1.0534 | 1.2025 | 1.3235 | 1.3528 | 1.3948 | 1.4127 | 1.4036 | 1.4143 | 1.3857 | 1.3345 | 1.2891 | 1.4095 | 1.3254 | 1.2316 | 1.1266 | 1.0681 | 0 | 0 | 0 | 0 | 0 | 0 | 0 | 0 | 0 | 0 | 0 | 0 | 0 | 0 | 0.028073 | 0.028286 | 0.027715 | 0.02669 | 0 | 0 | 0 | 0 | 0 | 0 | 54.3598 | 53.2259 | 52.6727 | 52.6811 | 52.2877 | 51.7941 | 51.4271 | 51.8224 | 53.2303 | 54.8296 | 57.1728 | 59.872 | 62.278 | 64.1785 | 65.0294 | 65.3481 | 64.5996 | 63.4172 | 60.6854 | 58.543 | 57.7517 | 56.7853 | 55.5254 | 54.0302 | 0.026587 | 0.024256 | 0.023895 | 0.02213 | 0.018922 | 0.021029 | 0.03961 | 0.03864 | 0.047837 | 0.068336 | 0.074057 | 0.076162 | 0.07633 | 0.083979 | 0.083377 | 0.080849 | 0.083544 | 0.072809 | 0.076498 | 0.053073 | 0.04059 | 0.034921 | 0.029378 | 0.026486
Portfolio Adjusted1-in-2Size: Under 20 kWSouth of Lugo2019April Monthly Peak | Portfolio Adjusted | 1-in-2 | Size: Under 20 kW | South of Lugo | 2019 | April Monthly Peak | 4 | 1.0041 | 0.96974 | 0.96199 | 0.9478 | 0.94817 | 0.97206 | 0.92104 | 0.80286 | 0.95894 | 1.1379 | 1.33 | 1.4292 | 1.5169 | 1.5518 | 1.5762 | 1.5627 | 1.5257 | 1.4075 | 1.2479 | 1.3591 | 1.3568 | 1.2524 | 1.1216 | 1.049 | 0 | 0 | 0 | 0 | 0 | 0 | 0 | 0 | 0 | 0 | 0 | 0 | 0 | 0 | 0.031525 | 0.031253 | 0.030515 | 0.028151 | 0 | 0 | 0 | 0 | 0 | 0 | 60.7875 | 60.2892 | 59.7018 | 59.304 | 58.5238 | 57.9945 | 57.6943 | 57.7635 | 59.3533 | 62.5103 | 66.4272 | 70.1919 | 73.0654 | 73.7001 | 73.5185 | 72.8599 | 71.3582 | 70.1553 | 68.9506 | 67.3426 | 64.937 | 64.6692 | 63.5812 | 61.5294 | 0.026438 | 0.024121 | 0.023761 | 0.022006 | 0.018816 | 0.020911 | 0.039388 | 0.038424 | 0.047569 | 0.067953 | 0.073642 | 0.075735 | 0.075902 | 0.083509 | 0.08291 | 0.080396 | 0.083076 | 0.072401 | 0.076069 | 0.052776 | 0.040363 | 0.034726 | 0.029213 | 0.026338
Portfolio Adjusted1-in-2Size: Under 20 kWSouth of Lugo2019May Monthly Peak | Portfolio Adjusted | 1-in-2 | Size: Under 20 kW | South of Lugo | 2019 | May Monthly Peak | 5 | 1.0433 | 1.0144 | 1.0032 | 0.99292 | 0.96842 | 0.97791 | 0.86961 | 0.81947 | 1.0046 | 1.2198 | 1.4112 | 1.5318 | 1.5932 | 1.6393 | 1.6437 | 1.6341 | 1.5984 | 1.4428 | 1.2657 | 1.2643 | 1.348 | 1.2559 | 1.1393 | 1.0798 | 0 | 0 | 0 | 0 | 0 | 0 | 0 | 0 | 0 | 0 | 0 | 0 | 0 | 0 | 0.032874 | 0.032681 | 0.031968 | 0.028856 | 0 | 0 | 0 | 0 | 0 | 0 | 62.7791 | 61.8967 | 61.0529 | 60.6641 | 60.425 | 59.7964 | 59.7582 | 60.365 | 62.4022 | 65.068 | 68.4206 | 71.9281 | 74.2698 | 74.5248 | 74.3203 | 74.4949 | 75.2481 | 75.2318 | 73.9817 | 71.5263 | 68.054 | 65.4673 | 64.68 | 63.9716 | 0.026531 | 0.024206 | 0.023845 | 0.022083 | 0.018882 | 0.020985 | 0.039527 | 0.038559 | 0.047736 | 0.068193 | 0.073902 | 0.076002 | 0.07617 | 0.083803 | 0.083202 | 0.08068 | 0.08337 | 0.072657 | 0.076338 | 0.052962 | 0.040505 | 0.034848 | 0.029316 | 0.026431
Portfolio Adjusted1-in-2Size: Under 20 kWSouth of Lugo2019June Monthly Peak | Portfolio Adjusted | 1-in-2 | Size: Under 20 kW | South of Lugo | 2019 | June Monthly Peak | 6 | 1.0569 | 1.0261 | 1.0211 | 1.0051 | 0.97575 | 0.97537 | 0.8711 | 0.83878 | 1.0623 | 1.2973 | 1.5066 | 1.6212 | 1.7105 | 1.7611 | 1.7825 | 1.7503 | 1.7128 | 1.5507 | 1.336 | 1.2758 | 1.3691 | 1.2726 | 1.1659 | 1.1013 | 0 | 0 | 0 | 0 | 0 | 0 | 0 | 0 | 0 | 0 | 0 | 0 | 0 | 0 | 0.035649 | 0.035006 | 0.034256 | 0.031014 | 0 | 0 | 0 | 0 | 0 | 0 | 64.8902 | 64.3113 | 63.5426 | 63.1436 | 62.9196 | 62.7075 | 62.5199 | 62.9022 | 65.0135 | 68.3102 | 71.2179 | 73.3936 | 74.0609 | 74.6972 | 74.9826 | 76.1865 | 77.4481 | 77.7443 | 77.507 | 74.9583 | 71.9735 | 68.5336 | 66.6899 | 66.1251 | 0.026437 | 0.02412 | 0.02376 | 0.022005 | 0.018815 | 0.020911 | 0.039388 | 0.038423 | 0.047568 | 0.067952 | 0.073641 | 0.075734 | 0.075901 | 0.083507 | 0.082908 | 0.080395 | 0.083075 | 0.0724 | 0.076068 | 0.052775 | 0.040362 | 0.034725 | 0.029213 | 0.026337
Portfolio Adjusted1-in-2Size: Under 20 kWSouth of Lugo2019July Monthly Peak | Portfolio Adjusted | 1-in-2 | Size: Under 20 kW | South of Lugo | 2019 | July Monthly Peak | 7 | 1.092 | 1.061 | 1.0534 | 1.0357 | 1.0021 | 1.0235 | 0.92271 | 0.89085 | 1.1863 | 1.4882 | 1.7342 | 1.8616 | 1.9424 | 2.0023 | 1.9914 | 1.941 | 1.8973 | 1.6947 | 1.4543 | 1.3641 | 1.4417 | 1.3451 | 1.2127 | 1.1368 | 0 | 0 | 0 | 0 | 0 | 0 | 0 | 0 | 0 | 0 | 0 | 0 | 0 | 0 | 0.039829 | 0.038821 | 0.037945 | 0.033893 | 0 | 0 | 0 | 0 | 0 | 0 | 65.3411 | 65.2473 | 65.3779 | 65.6089 | 65.5595 | 65.3115 | 65.138 | 65.4664 | 67.4729 | 70.4545 | 74.2504 | 77.1865 | 78.5115 | 79.2271 | 80.3646 | 80.9229 | 81.7156 | 81.5313 | 80.6375 | 78.0463 | 74.1995 | 71.0089 | 69.611 | 68.7732 | 0.026414 | 0.024098 | 0.023739 | 0.021985 | 0.018798 | 0.020892 | 0.039352 | 0.038388 | 0.047525 | 0.06789 | 0.073574 | 0.075665 | 0.075832 | 0.083432 | 0.082833 | 0.080322 | 0.083 | 0.072334 | 0.075999 | 0.052727 | 0.040325 | 0.034694 | 0.029186 | 0.026314
Portfolio Adjusted1-in-2Size: Under 20 kWSouth of Lugo2019August Monthly Peak | Portfolio Adjusted | 1-in-2 | Size: Under 20 kW | South of Lugo | 2019 | August Monthly Peak | 8 | 1.0883 | 1.0584 | 1.0531 | 1.0406 | 1.0173 | 1.0463 | 0.98023 | 0.90762 | 1.2419 | 1.5804 | 1.879 | 2.0378 | 2.142 | 2.1981 | 2.1959 | 2.1394 | 2.0665 | 1.8025 | 1.529 | 1.4929 | 1.4965 | 1.34 | 1.2076 | 1.1307 | 0 | 0 | 0 | 0 | 0 | 0 | 0 | 0 | 0 | 0 | 0 | 0 | 0 | 0 | 0.043918 | 0.042789 | 0.041331 | 0.03605 | 0 | 0 | 0 | 0 | 0 | 0 | 71.6528 | 70.814 | 70.1206 | 69.033 | 68.6964 | 68.2067 | 67.9605 | 68.3236 | 70.7198 | 75.4469 | 80.7396 | 84.4813 | 85.7937 | 86.3969 | 87.3937 | 87.4 | 88.5833 | 87.5813 | 86.2229 | 83.4708 | 78.1783 | 75.1596 | 73.83 | 72.836 | 0.02653 | 0.024205 | 0.023844 | 0.022083 | 0.018881 | 0.020985 | 0.039526 | 0.038558 | 0.047735 | 0.068191 | 0.0739 | 0.076 | 0.076168 | 0.083801 | 0.0832 | 0.080677 | 0.083367 | 0.072654 | 0.076335 | 0.052961 | 0.040504 | 0.034847 | 0.029315 | 0.02643
Portfolio Adjusted1-in-2Size: Under 20 kWSouth of Lugo2019September Monthly Peak | Portfolio Adjusted | 1-in-2 | Size: Under 20 kW | South of Lugo | 2019 | September Monthly Peak | 9 | 1.0974 | 1.0665 | 1.0582 | 1.0425 | 1.0174 | 1.0371 | 1.037 | 0.92514 | 1.1817 | 1.4895 | 1.7391 | 1.8826 | 1.9788 | 2.0431 | 2.0391 | 1.9739 | 1.9239 | 1.6916 | 1.4708 | 1.5153 | 1.4351 | 1.3216 | 1.2067 | 1.1345 | 0 | 0 | 0 | 0 | 0 | 0 | 0 | 0 | 0 | 0 | 0 | 0 | 0 | 0 | 0.040782 | 0.039478 | 0.038477 | 0.033831 | 0 | 0 | 0 | 0 | 0 | 0 | 68.1131 | 67.3834 | 66.7807 | 65.9131 | 65.444 | 65.2181 | 65.1691 | 64.9662 | 66.7738 | 70.7125 | 75.1721 | 79.6341 | 83.0448 | 84.7594 | 85.7542 | 85.6802 | 85.5557 | 84.4424 | 82.1301 | 79.592 | 77.079 | 75.7453 | 74.7987 | 73.8728 | 0.026464 | 0.024144 | 0.023784 | 0.022027 | 0.018834 | 0.020932 | 0.039427 | 0.038461 | 0.047615 | 0.068019 | 0.073714 | 0.075809 | 0.075976 | 0.08359 | 0.08299 | 0.080475 | 0.083157 | 0.072472 | 0.076144 | 0.052827 | 0.040402 | 0.03476 | 0.029242 | 0.026364
Portfolio Adjusted1-in-2Size: Under 20 kWSouth of Lugo2019October Monthly Peak | Portfolio Adjusted | 1-in-2 | Size: Under 20 kW | South of Lugo | 2019 | October Monthly Peak | 10 | 1.037 | 1.0125 | 1.0035 | 0.98921 | 0.97951 | 0.99669 | 1.0397 | 0.91971 | 1.0673 | 1.3268 | 1.5818 | 1.7536 | 1.8704 | 1.9333 | 1.9557 | 1.8896 | 1.8049 | 1.6154 | 1.5677 | 1.5063 | 1.3914 | 1.2626 | 1.1545 | 1.0875 | 0 | 0 | 0 | 0 | 0 | 0 | 0 | 0 | 0 | 0 | 0 | 0 | 0 | 0 | 0.039114 | 0.037792 | 0.036098 | 0.032309 | 0 | 0 | 0 | 0 | 0 | 0 | 68.1354 | 67.5787 | 66.6063 | 65.6967 | 65.2183 | 63.9634 | 63.4902 | 63.5976 | 65.1157 | 69.699 | 76.0562 | 81.7073 | 85.0833 | 86.699 | 88.4229 | 87.4594 | 85.9521 | 83.1417 | 81.0323 | 78.5406 | 76.1224 | 74.1764 | 72.5686 | 70.7265 | 0.026423 | 0.024107 | 0.023747 | 0.021993 | 0.018805 | 0.020899 | 0.039366 | 0.038402 | 0.047541 | 0.067914 | 0.0736 | 0.075692 | 0.075859 | 0.083461 | 0.082862 | 0.08035 | 0.083029 | 0.07236 | 0.076026 | 0.052746 | 0.04034 | 0.034706 | 0.029197 | 0.026323
Portfolio Adjusted1-in-2Size: Under 20 kWSouth of Lugo2019November Monthly Peak | Portfolio Adjusted | 1-in-2 | Size: Under 20 kW | South of Lugo | 2019 | November Monthly Peak | 11 | 1.0181 | 0.99598 | 0.98456 | 0.96257 | 0.96654 | 0.96968 | 0.92421 | 0.84332 | 0.96996 | 1.1457 | 1.3019 | 1.3879 | 1.4352 | 1.4611 | 1.4717 | 1.4534 | 1.5111 | 1.6592 | 1.5148 | 1.4022 | 1.3069 | 1.2041 | 1.1213 | 1.0596 | 0 | 0 | 0 | 0 | 0 | 0 | 0 | 0 | 0 | 0 | 0 | 0 | 0 | 0 | 0.029434 | 0.029068 | 0.030222 | 0.033184 | 0 | 0 | 0 | 0 | 0 | 0 | 58.1011 | 57.0066 | 56.2632 | 55.5341 | 54.7146 | 54.1315 | 53.5731 | 53.7848 | 57.2395 | 60.4187 | 65.9243 | 71.1103 | 74.9406 | 76.151 | 75.6288 | 74.8226 | 72.1398 | 68.3297 | 64.9557 | 63.588 | 62.5664 | 61.2515 | 60.2019 | 59.5094 | 0.02659 | 0.02426 | 0.023898 | 0.022133 | 0.018924 | 0.021032 | 0.039615 | 0.038645 | 0.047843 | 0.068345 | 0.074067 | 0.076172 | 0.07634 | 0.08399 | 0.083388 | 0.08086 | 0.083555 | 0.072819 | 0.076508 | 0.05308 | 0.040595 | 0.034926 | 0.029382 | 0.02649
Portfolio Adjusted1-in-2Size: Under 20 kWSouth of Lugo2019December Monthly Peak | Portfolio Adjusted | 1-in-2 | Size: Under 20 kW | South of Lugo | 2019 | December Monthly Peak | 12 | 1.0414 | 1.0135 | 1.0003 | 0.97504 | 0.98313 | 0.99447 | 1.0634 | 0.97838 | 1.1294 | 1.3217 | 1.3862 | 1.3931 | 1.3761 | 1.3412 | 1.294 | 1.3224 | 1.4619 | 1.6572 | 1.478 | 1.3925 | 1.289 | 1.1906 | 1.1189 | 1.0752 | 0 | 0 | 0 | 0 | 0 | 0 | 0 | 0 | 0 | 0 | 0 | 0 | 0 | 0 | 0.025879 | 0.026448 | 0.029238 | 0.033143 | 0 | 0 | 0 | 0 | 0 | 0 | 51.3261 | 49.8723 | 47.9317 | 47.0543 | 46.2391 | 45.5745 | 45.6233 | 45.4153 | 46.1827 | 49.3858 | 52.7134 | 54.7856 | 56.1078 | 56.4495 | 57.2793 | 57.3217 | 56.4886 | 55.2742 | 53.9616 | 53.3676 | 52.6502 | 51.4575 | 50.5076 | 49.3834 | 0.027243 | 0.024855 | 0.024484 | 0.022676 | 0.019389 | 0.021548 | 0.040588 | 0.039594 | 0.049017 | 0.070023 | 0.075885 | 0.078042 | 0.078214 | 0.086052 | 0.085435 | 0.082845 | 0.085607 | 0.074606 | 0.078386 | 0.054383 | 0.041592 | 0.035783 | 0.030103 | 0.02714
Portfolio Adjusted1-in-2Size: Under 20 kWSouth of Lugo2019Typical Event Day | Portfolio Adjusted | 1-in-2 | Size: Under 20 kW | South of Lugo | 2019 | Typical Event Day | 8 | 1.0766 | 1.0479 | 1.0438 | 1.0324 | 1.0088 | 1.0386 | 0.97865 | 0.89103 | 1.1828 | 1.4812 | 1.7449 | 1.8817 | 1.9723 | 2.0246 | 2.0264 | 1.9774 | 1.9093 | 1.6713 | 1.4371 | 1.4196 | 1.4517 | 1.3106 | 1.1869 | 1.1123 | 0 | 0 | 0 | 0 | 0 | 0 | 0 | 0 | 0 | 0 | 0 | 0 | 0 | 0 | 0.040529 | 0.039547 | 0.038185 | 0.033426 | 0 | 0 | 0 | 0 | 0 | 0 | 67.4993 | 66.939 | 66.4555 | 65.9247 | 65.6548 | 65.3609 | 65.1969 | 65.4146 | 67.495 | 71.231 | 75.345 | 78.6739 | 80.3527 | 81.2701 | 82.1238 | 82.5474 | 83.3257 | 82.8248 | 81.6244 | 79.0168 | 75.3576 | 72.6118 | 71.2324 | 70.4018 | 0.026436 | 0.024119 | 0.023759 | 0.022004 | 0.018814 | 0.02091 | 0.039385 | 0.038421 | 0.047565 | 0.067947 | 0.073636 | 0.075729 | 0.075896 | 0.083502 | 0.082903 | 0.08039 | 0.08307 | 0.072395 | 0.076063 | 0.052772 | 0.040359 | 0.034723 | 0.029211 | 0.026336
Portfolio Adjusted1-in-2Size: Under 20 kWSouth of Lugo2020January Monthly Peak | Portfolio Adjusted | 1-in-2 | Size: Under 20 kW | South of Lugo | 2020 | January Monthly Peak | 1 | 1.0601 | 1.0322 | 0.99531 | 0.99084 | 0.99119 | 1.0291 | 1.0572 | 0.93161 | 1.0969 | 1.2595 | 1.3629 | 1.4001 | 1.412 | 1.4022 | 1.405 | 1.3851 | 1.3863 | 1.5817 | 1.5326 | 1.4265 | 1.3337 | 1.2479 | 1.1529 | 1.1063 | 0 | 0 | 0 | 0 | 0 | 0 | 0 | 0 | 0 | 0 | 0 | 0 | 0 | 0 | 0.0281 | 0.027702 | 0.027727 | 0.031633 | 0 | 0 | 0 | 0 | 0 | 0 | 56.764 | 55.9943 | 55.5958 | 55.2776 | 54.1711 | 54.0974 | 55.0355 | 55.3385 | 56.007 | 57.177 | 58.6348 | 59.0986 | 60.1697 | 61.1413 | 61.689 | 61.3785 | 61.7851 | 61.5422 | 60.206 | 59.0751 | 58.5547 | 58.1865 | 57.2966 | 56.2074 | 0.026463 | 0.024143 | 0.023783 | 0.022026 | 0.018833 | 0.020931 | 0.039425 | 0.03846 | 0.047613 | 0.068016 | 0.073711 | 0.075806 | 0.075973 | 0.083587 | 0.082987 | 0.080471 | 0.083154 | 0.072469 | 0.076141 | 0.052825 | 0.0404 | 0.034758 | 0.029241 | 0.026362
Portfolio Adjusted1-in-2Size: Under 20 kWSouth of Lugo2020February Monthly Peak | Portfolio Adjusted | 1-in-2 | Size: Under 20 kW | South of Lugo | 2020 | February Monthly Peak | 2 | 1.0378 | 1.0101 | 1.0005 | 0.99834 | 1.0024 | 1.0277 | 1.0138 | 0.92967 | 1.0826 | 1.2399 | 1.3504 | 1.3987 | 1.4589 | 1.4469 | 1.4466 | 1.421 | 1.4092 | 1.5049 | 1.5787 | 1.4557 | 1.3414 | 1.2574 | 1.1691 | 1.1136 | 0 | 0 | 0 | 0 | 0 | 0 | 0 | 0 | 0 | 0 | 0 | 0 | 0 | 0 | 0.028931 | 0.028419 | 0.028185 | 0.030099 | 0 | 0 | 0 | 0 | 0 | 0 | 52.3215 | 51.5812 | 51.1857 | 50.733 | 50.3476 | 49.9234 | 49.5008 | 49.6587 | 51.1264 | 54.8394 | 59.1535 | 63.2708 | 64.93 | 65.8113 | 65.7805 | 64.5801 | 63.9658 | 63.6716 | 61.0573 | 59.0673 | 58.282 | 57.2921 | 56.2559 | 55.0281 | 0.026533 | 0.024208 | 0.023846 | 0.022085 | 0.018883 | 0.020987 | 0.03953 | 0.038562 | 0.04774 | 0.068198 | 0.073908 | 0.076008 | 0.076176 | 0.08381 | 0.083209 | 0.080686 | 0.083376 | 0.072662 | 0.076344 | 0.052966 | 0.040508 | 0.034851 | 0.029319 | 0.026433
Portfolio Adjusted1-in-2Size: Under 20 kWSouth of Lugo2020March Monthly Peak | Portfolio Adjusted | 1-in-2 | Size: Under 20 kW | South of Lugo | 2020 | March Monthly Peak | 3 | 1.027 | 0.99476 | 0.98513 | 0.97015 | 0.97797 | 1.0056 | 1.0224 | 0.90762 | 1.0534 | 1.2025 | 1.3235 | 1.3528 | 1.3948 | 1.4127 | 1.4036 | 1.4143 | 1.3857 | 1.3345 | 1.2891 | 1.4095 | 1.3254 | 1.2316 | 1.1266 | 1.0681 | 0 | 0 | 0 | 0 | 0 | 0 | 0 | 0 | 0 | 0 | 0 | 0 | 0 | 0 | 0.028073 | 0.028286 | 0.027715 | 0.02669 | 0 | 0 | 0 | 0 | 0 | 0 | 54.3598 | 53.2259 | 52.6727 | 52.6811 | 52.2877 | 51.7941 | 51.4271 | 51.8224 | 53.2303 | 54.8296 | 57.1728 | 59.872 | 62.278 | 64.1785 | 65.0294 | 65.3481 | 64.5996 | 63.4172 | 60.6854 | 58.543 | 57.7517 | 56.7853 | 55.5254 | 54.0302 | 0.026587 | 0.024256 | 0.023895 | 0.02213 | 0.018922 | 0.021029 | 0.03961 | 0.03864 | 0.047837 | 0.068336 | 0.074057 | 0.076162 | 0.07633 | 0.083979 | 0.083377 | 0.080849 | 0.083544 | 0.072809 | 0.076498 | 0.053073 | 0.04059 | 0.034921 | 0.029378 | 0.026486
Portfolio Adjusted1-in-2Size: Under 20 kWSouth of Lugo2020April Monthly Peak | Portfolio Adjusted | 1-in-2 | Size: Under 20 kW | South of Lugo | 2020 | April Monthly Peak | 4 | 1.0041 | 0.96974 | 0.96199 | 0.9478 | 0.94817 | 0.97206 | 0.92104 | 0.80286 | 0.95894 | 1.1379 | 1.33 | 1.4292 | 1.5169 | 1.5518 | 1.5762 | 1.5627 | 1.5257 | 1.4075 | 1.2479 | 1.3591 | 1.3568 | 1.2524 | 1.1216 | 1.049 | 0 | 0 | 0 | 0 | 0 | 0 | 0 | 0 | 0 | 0 | 0 | 0 | 0 | 0 | 0.031525 | 0.031253 | 0.030515 | 0.028151 | 0 | 0 | 0 | 0 | 0 | 0 | 60.7875 | 60.2892 | 59.7018 | 59.304 | 58.5237 | 57.9945 | 57.6943 | 57.7635 | 59.3533 | 62.5103 | 66.4272 | 70.1919 | 73.0654 | 73.7001 | 73.5185 | 72.8599 | 71.3582 | 70.1553 | 68.9506 | 67.3426 | 64.937 | 64.6692 | 63.5812 | 61.5294 | 0.026438 | 0.024121 | 0.023761 | 0.022006 | 0.018816 | 0.020911 | 0.039388 | 0.038424 | 0.047569 | 0.067953 | 0.073642 | 0.075735 | 0.075902 | 0.083509 | 0.08291 | 0.080396 | 0.083076 | 0.072401 | 0.076069 | 0.052776 | 0.040363 | 0.034726 | 0.029213 | 0.026338
Portfolio Adjusted1-in-2Size: Under 20 kWSouth of Lugo2020May Monthly Peak | Portfolio Adjusted | 1-in-2 | Size: Under 20 kW | South of Lugo | 2020 | May Monthly Peak | 5 | 1.0433 | 1.0144 | 1.0032 | 0.99292 | 0.96842 | 0.97791 | 0.86961 | 0.81947 | 1.0046 | 1.2198 | 1.4112 | 1.5318 | 1.5932 | 1.6393 | 1.6437 | 1.6341 | 1.5984 | 1.4428 | 1.2657 | 1.2643 | 1.348 | 1.2559 | 1.1393 | 1.0798 | 0 | 0 | 0 | 0 | 0 | 0 | 0 | 0 | 0 | 0 | 0 | 0 | 0 | 0 | 0.032874 | 0.032681 | 0.031968 | 0.028856 | 0 | 0 | 0 | 0 | 0 | 0 | 62.7791 | 61.8967 | 61.0529 | 60.6641 | 60.425 | 59.7964 | 59.7582 | 60.365 | 62.4022 | 65.068 | 68.4206 | 71.9281 | 74.2698 | 74.5248 | 74.3203 | 74.4949 | 75.2481 | 75.2318 | 73.9817 | 71.5262 | 68.054 | 65.4673 | 64.68 | 63.9716 | 0.026531 | 0.024206 | 0.023845 | 0.022083 | 0.018882 | 0.020985 | 0.039527 | 0.038559 | 0.047736 | 0.068193 | 0.073902 | 0.076002 | 0.07617 | 0.083803 | 0.083202 | 0.08068 | 0.08337 | 0.072657 | 0.076338 | 0.052962 | 0.040505 | 0.034848 | 0.029316 | 0.026431
Portfolio Adjusted1-in-2Size: Under 20 kWSouth of Lugo2020June Monthly Peak | Portfolio Adjusted | 1-in-2 | Size: Under 20 kW | South of Lugo | 2020 | June Monthly Peak | 6 | 1.0569 | 1.0261 | 1.0211 | 1.0051 | 0.97575 | 0.97537 | 0.8711 | 0.83878 | 1.0623 | 1.2973 | 1.5066 | 1.6212 | 1.7105 | 1.7611 | 1.7825 | 1.7503 | 1.7128 | 1.5507 | 1.336 | 1.2758 | 1.3691 | 1.2726 | 1.1659 | 1.1013 | 0 | 0 | 0 | 0 | 0 | 0 | 0 | 0 | 0 | 0 | 0 | 0 | 0 | 0 | 0.035649 | 0.035006 | 0.034256 | 0.031014 | 0 | 0 | 0 | 0 | 0 | 0 | 64.8902 | 64.3112 | 63.5426 | 63.1436 | 62.9196 | 62.7075 | 62.5199 | 62.9022 | 65.0135 | 68.3102 | 71.2179 | 73.3936 | 74.0609 | 74.6972 | 74.9826 | 76.1865 | 77.4481 | 77.7443 | 77.507 | 74.9583 | 71.9735 | 68.5336 | 66.6899 | 66.1251 | 0.026437 | 0.02412 | 0.02376 | 0.022005 | 0.018815 | 0.020911 | 0.039388 | 0.038423 | 0.047568 | 0.067952 | 0.073641 | 0.075734 | 0.075901 | 0.083507 | 0.082908 | 0.080395 | 0.083075 | 0.0724 | 0.076068 | 0.052775 | 0.040362 | 0.034725 | 0.029213 | 0.026337
Portfolio Adjusted1-in-2Size: Under 20 kWSouth of Lugo2020July Monthly Peak | Portfolio Adjusted | 1-in-2 | Size: Under 20 kW | South of Lugo | 2020 | July Monthly Peak | 7 | 1.092 | 1.061 | 1.0534 | 1.0357 | 1.0021 | 1.0235 | 0.92271 | 0.89085 | 1.1863 | 1.4882 | 1.7342 | 1.8616 | 1.9424 | 2.0023 | 1.9914 | 1.941 | 1.8973 | 1.6947 | 1.4543 | 1.3641 | 1.4417 | 1.3451 | 1.2127 | 1.1368 | 0 | 0 | 0 | 0 | 0 | 0 | 0 | 0 | 0 | 0 | 0 | 0 | 0 | 0 | 0.039829 | 0.038821 | 0.037945 | 0.033893 | 0 | 0 | 0 | 0 | 0 | 0 | 65.3411 | 65.2473 | 65.3779 | 65.6089 | 65.5595 | 65.3115 | 65.138 | 65.4664 | 67.4729 | 70.4545 | 74.2504 | 77.1865 | 78.5115 | 79.2271 | 80.3646 | 80.9229 | 81.7156 | 81.5313 | 80.6375 | 78.0462 | 74.1995 | 71.0089 | 69.611 | 68.7732 | 0.026414 | 0.024098 | 0.023739 | 0.021985 | 0.018798 | 0.020892 | 0.039352 | 0.038388 | 0.047525 | 0.06789 | 0.073574 | 0.075665 | 0.075832 | 0.083432 | 0.082833 | 0.080322 | 0.083 | 0.072334 | 0.075999 | 0.052727 | 0.040325 | 0.034694 | 0.029186 | 0.026314
Portfolio Adjusted1-in-2Size: Under 20 kWSouth of Lugo2020August Monthly Peak | Portfolio Adjusted | 1-in-2 | Size: Under 20 kW | South of Lugo | 2020 | August Monthly Peak | 8 | 1.0883 | 1.0584 | 1.0531 | 1.0406 | 1.0173 | 1.0463 | 0.98023 | 0.90762 | 1.2419 | 1.5804 | 1.879 | 2.0378 | 2.142 | 2.1981 | 2.1959 | 2.1394 | 2.0665 | 1.8025 | 1.529 | 1.4929 | 1.4965 | 1.34 | 1.2076 | 1.1307 | 0 | 0 | 0 | 0 | 0 | 0 | 0 | 0 | 0 | 0 | 0 | 0 | 0 | 0 | 0.043918 | 0.042789 | 0.041331 | 0.03605 | 0 | 0 | 0 | 0 | 0 | 0 | 71.6528 | 70.814 | 70.1206 | 69.033 | 68.6964 | 68.2067 | 67.9605 | 68.3236 | 70.7198 | 75.4469 | 80.7396 | 84.4812 | 85.7937 | 86.3969 | 87.3938 | 87.4 | 88.5833 | 87.5813 | 86.2229 | 83.4708 | 78.1783 | 75.1596 | 73.83 | 72.836 | 0.02653 | 0.024205 | 0.023844 | 0.022083 | 0.018881 | 0.020985 | 0.039526 | 0.038558 | 0.047735 | 0.068191 | 0.0739 | 0.076 | 0.076168 | 0.083801 | 0.0832 | 0.080677 | 0.083367 | 0.072654 | 0.076335 | 0.052961 | 0.040504 | 0.034847 | 0.029315 | 0.02643
Portfolio Adjusted1-in-2Size: Under 20 kWSouth of Lugo2020September Monthly Peak | Portfolio Adjusted | 1-in-2 | Size: Under 20 kW | South of Lugo | 2020 | September Monthly Peak | 9 | 1.0974 | 1.0665 | 1.0582 | 1.0425 | 1.0174 | 1.0371 | 1.037 | 0.92514 | 1.1817 | 1.4895 | 1.7391 | 1.8826 | 1.9788 | 2.0431 | 2.0391 | 1.9739 | 1.9239 | 1.6916 | 1.4708 | 1.5153 | 1.4351 | 1.3216 | 1.2067 | 1.1345 | 0 | 0 | 0 | 0 | 0 | 0 | 0 | 0 | 0 | 0 | 0 | 0 | 0 | 0 | 0.040782 | 0.039478 | 0.038477 | 0.033831 | 0 | 0 | 0 | 0 | 0 | 0 | 68.1131 | 67.3834 | 66.7807 | 65.9131 | 65.444 | 65.2181 | 65.1691 | 64.9662 | 66.7737 | 70.7125 | 75.1721 | 79.6341 | 83.0448 | 84.7594 | 85.7542 | 85.6802 | 85.5557 | 84.4424 | 82.1301 | 79.592 | 77.079 | 75.7453 | 74.7987 | 73.8728 | 0.026464 | 0.024144 | 0.023784 | 0.022027 | 0.018834 | 0.020932 | 0.039427 | 0.038461 | 0.047615 | 0.068019 | 0.073714 | 0.075809 | 0.075976 | 0.08359 | 0.08299 | 0.080475 | 0.083157 | 0.072472 | 0.076144 | 0.052827 | 0.040402 | 0.03476 | 0.029242 | 0.026364
Portfolio Adjusted1-in-2Size: Under 20 kWSouth of Lugo2020October Monthly Peak | Portfolio Adjusted | 1-in-2 | Size: Under 20 kW | South of Lugo | 2020 | October Monthly Peak | 10 | 1.037 | 1.0125 | 1.0035 | 0.98921 | 0.97951 | 0.99669 | 1.0397 | 0.91971 | 1.0673 | 1.3268 | 1.5818 | 1.7536 | 1.8704 | 1.9333 | 1.9557 | 1.8896 | 1.8049 | 1.6154 | 1.5677 | 1.5063 | 1.3914 | 1.2626 | 1.1545 | 1.0875 | 0 | 0 | 0 | 0 | 0 | 0 | 0 | 0 | 0 | 0 | 0 | 0 | 0 | 0 | 0.039114 | 0.037792 | 0.036098 | 0.032309 | 0 | 0 | 0 | 0 | 0 | 0 | 68.1354 | 67.5787 | 66.6063 | 65.6967 | 65.2183 | 63.9634 | 63.4902 | 63.5976 | 65.1157 | 69.699 | 76.0563 | 81.7073 | 85.0833 | 86.699 | 88.4229 | 87.4594 | 85.9521 | 83.1417 | 81.0323 | 78.5406 | 76.1224 | 74.1764 | 72.5686 | 70.7265 | 0.026423 | 0.024107 | 0.023747 | 0.021993 | 0.018805 | 0.020899 | 0.039366 | 0.038402 | 0.047541 | 0.067914 | 0.0736 | 0.075692 | 0.075859 | 0.083461 | 0.082862 | 0.08035 | 0.083029 | 0.07236 | 0.076026 | 0.052746 | 0.04034 | 0.034706 | 0.029197 | 0.026323
Portfolio Adjusted1-in-2Size: Under 20 kWSouth of Lugo2020November Monthly Peak | Portfolio Adjusted | 1-in-2 | Size: Under 20 kW | South of Lugo | 2020 | November Monthly Peak | 11 | 1.0181 | 0.99598 | 0.98456 | 0.96257 | 0.96654 | 0.96968 | 0.92421 | 0.84332 | 0.96996 | 1.1457 | 1.3019 | 1.3879 | 1.4352 | 1.4611 | 1.4717 | 1.4534 | 1.5111 | 1.6592 | 1.5148 | 1.4022 | 1.3069 | 1.2041 | 1.1213 | 1.0596 | 0 | 0 | 0 | 0 | 0 | 0 | 0 | 0 | 0 | 0 | 0 | 0 | 0 | 0 | 0.029434 | 0.029068 | 0.030222 | 0.033184 | 0 | 0 | 0 | 0 | 0 | 0 | 58.1011 | 57.0066 | 56.2632 | 55.5341 | 54.7146 | 54.1315 | 53.5731 | 53.7848 | 57.2395 | 60.4187 | 65.9243 | 71.1103 | 74.9406 | 76.151 | 75.6288 | 74.8226 | 72.1398 | 68.3297 | 64.9557 | 63.588 | 62.5664 | 61.2515 | 60.2019 | 59.5094 | 0.02659 | 0.02426 | 0.023898 | 0.022133 | 0.018924 | 0.021032 | 0.039615 | 0.038645 | 0.047843 | 0.068345 | 0.074067 | 0.076172 | 0.07634 | 0.08399 | 0.083388 | 0.08086 | 0.083555 | 0.072819 | 0.076508 | 0.05308 | 0.040595 | 0.034926 | 0.029382 | 0.02649
Portfolio Adjusted1-in-2Size: Under 20 kWSouth of Lugo2020December Monthly Peak | Portfolio Adjusted | 1-in-2 | Size: Under 20 kW | South of Lugo | 2020 | December Monthly Peak | 12 | 1.0414 | 1.0135 | 1.0003 | 0.97504 | 0.98313 | 0.99447 | 1.0634 | 0.97838 | 1.1294 | 1.3217 | 1.3862 | 1.3931 | 1.3761 | 1.3412 | 1.294 | 1.3224 | 1.4619 | 1.6572 | 1.478 | 1.3925 | 1.289 | 1.1906 | 1.1189 | 1.0752 | 0 | 0 | 0 | 0 | 0 | 0 | 0 | 0 | 0 | 0 | 0 | 0 | 0 | 0 | 0.025879 | 0.026448 | 0.029238 | 0.033143 | 0 | 0 | 0 | 0 | 0 | 0 | 51.3261 | 49.8723 | 47.9317 | 47.0543 | 46.2391 | 45.5745 | 45.6233 | 45.4153 | 46.1827 | 49.3858 | 52.7134 | 54.7856 | 56.1078 | 56.4495 | 57.2793 | 57.3217 | 56.4886 | 55.2742 | 53.9616 | 53.3676 | 52.6502 | 51.4575 | 50.5076 | 49.3834 | 0.027243 | 0.024855 | 0.024484 | 0.022676 | 0.019389 | 0.021548 | 0.040588 | 0.039594 | 0.049018 | 0.070023 | 0.075885 | 0.078042 | 0.078214 | 0.086052 | 0.085435 | 0.082845 | 0.085607 | 0.074606 | 0.078386 | 0.054383 | 0.041592 | 0.035783 | 0.030103 | 0.02714
Portfolio Adjusted1-in-2Size: Under 20 kWSouth of Lugo2020Typical Event Day | Portfolio Adjusted | 1-in-2 | Size: Under 20 kW | South of Lugo | 2020 | Typical Event Day | 8 | 1.0766 | 1.0479 | 1.0438 | 1.0324 | 1.0088 | 1.0386 | 0.97865 | 0.89103 | 1.1828 | 1.4812 | 1.7449 | 1.8817 | 1.9723 | 2.0246 | 2.0264 | 1.9774 | 1.9093 | 1.6713 | 1.4371 | 1.4196 | 1.4517 | 1.3106 | 1.1869 | 1.1123 | 0 | 0 | 0 | 0 | 0 | 0 | 0 | 0 | 0 | 0 | 0 | 0 | 0 | 0 | 0.040529 | 0.039547 | 0.038185 | 0.033426 | 0 | 0 | 0 | 0 | 0 | 0 | 67.4993 | 66.939 | 66.4555 | 65.9247 | 65.6548 | 65.3609 | 65.1969 | 65.4146 | 67.495 | 71.231 | 75.345 | 78.6739 | 80.3527 | 81.2701 | 82.1238 | 82.5474 | 83.3257 | 82.8248 | 81.6244 | 79.0168 | 75.3576 | 72.6118 | 71.2324 | 70.4018 | 0.026436 | 0.024119 | 0.023759 | 0.022004 | 0.018814 | 0.02091 | 0.039385 | 0.038421 | 0.047565 | 0.067947 | 0.073636 | 0.075729 | 0.075896 | 0.083502 | 0.082903 | 0.08039 | 0.08307 | 0.072395 | 0.076063 | 0.052772 | 0.040359 | 0.034723 | 0.029211 | 0.026336
Portfolio Adjusted1-in-2Size: Under 20 kWSouth of Lugo2021January Monthly Peak | Portfolio Adjusted | 1-in-2 | Size: Under 20 kW | South of Lugo | 2021 | January Monthly Peak | 1 | 1.0601 | 1.0322 | 0.99531 | 0.99084 | 0.99119 | 1.0291 | 1.0572 | 0.93161 | 1.0969 | 1.2595 | 1.3629 | 1.4001 | 1.412 | 1.4022 | 1.405 | 1.3851 | 1.3863 | 1.5817 | 1.5326 | 1.4265 | 1.3337 | 1.2479 | 1.1529 | 1.1063 | 0 | 0 | 0 | 0 | 0 | 0 | 0 | 0 | 0 | 0 | 0 | 0 | 0 | 0 | 0.0281 | 0.027702 | 0.027727 | 0.031633 | 0 | 0 | 0 | 0 | 0 | 0 | 56.764 | 55.9943 | 55.5958 | 55.2776 | 54.1711 | 54.0974 | 55.0355 | 55.3385 | 56.007 | 57.177 | 58.6348 | 59.0985 | 60.1697 | 61.1413 | 61.689 | 61.3785 | 61.7851 | 61.5422 | 60.206 | 59.0751 | 58.5547 | 58.1865 | 57.2966 | 56.2074 | 0.026463 | 0.024143 | 0.023783 | 0.022026 | 0.018833 | 0.020931 | 0.039425 | 0.03846 | 0.047613 | 0.068016 | 0.073711 | 0.075806 | 0.075973 | 0.083587 | 0.082987 | 0.080471 | 0.083154 | 0.072469 | 0.076141 | 0.052825 | 0.0404 | 0.034758 | 0.029241 | 0.026362
Portfolio Adjusted1-in-2Size: Under 20 kWSouth of Lugo2021February Monthly Peak | Portfolio Adjusted | 1-in-2 | Size: Under 20 kW | South of Lugo | 2021 | February Monthly Peak | 2 | 1.0378 | 1.0101 | 1.0005 | 0.99834 | 1.0024 | 1.0277 | 1.0138 | 0.92967 | 1.0826 | 1.2399 | 1.3504 | 1.3987 | 1.4589 | 1.4469 | 1.4466 | 1.421 | 1.4092 | 1.5049 | 1.5787 | 1.4557 | 1.3414 | 1.2574 | 1.1691 | 1.1136 | 0 | 0 | 0 | 0 | 0 | 0 | 0 | 0 | 0 | 0 | 0 | 0 | 0 | 0 | 0.028931 | 0.028419 | 0.028185 | 0.030099 | 0 | 0 | 0 | 0 | 0 | 0 | 52.3215 | 51.5812 | 51.1857 | 50.733 | 50.3476 | 49.9234 | 49.5008 | 49.6587 | 51.1264 | 54.8394 | 59.1535 | 63.2708 | 64.93 | 65.8112 | 65.7805 | 64.5801 | 63.9658 | 63.6716 | 61.0573 | 59.0673 | 58.282 | 57.2921 | 56.2559 | 55.0281 | 0.026533 | 0.024208 | 0.023846 | 0.022085 | 0.018883 | 0.020987 | 0.03953 | 0.038562 | 0.04774 | 0.068198 | 0.073908 | 0.076008 | 0.076176 | 0.08381 | 0.083209 | 0.080686 | 0.083376 | 0.072662 | 0.076344 | 0.052966 | 0.040508 | 0.034851 | 0.029319 | 0.026433
Portfolio Adjusted1-in-2Size: Under 20 kWSouth of Lugo2021March Monthly Peak | Portfolio Adjusted | 1-in-2 | Size: Under 20 kW | South of Lugo | 2021 | March Monthly Peak | 3 | 1.027 | 0.99476 | 0.98512 | 0.97015 | 0.97797 | 1.0056 | 1.0224 | 0.90762 | 1.0534 | 1.2025 | 1.3235 | 1.3528 | 1.3948 | 1.4127 | 1.4036 | 1.4143 | 1.3857 | 1.3345 | 1.2891 | 1.4095 | 1.3254 | 1.2316 | 1.1266 | 1.0681 | 0 | 0 | 0 | 0 | 0 | 0 | 0 | 0 | 0 | 0 | 0 | 0 | 0 | 0 | 0.028073 | 0.028286 | 0.027715 | 0.02669 | 0 | 0 | 0 | 0 | 0 | 0 | 54.3598 | 53.2259 | 52.6727 | 52.6811 | 52.2877 | 51.7941 | 51.4271 | 51.8224 | 53.2303 | 54.8296 | 57.1728 | 59.872 | 62.278 | 64.1785 | 65.0294 | 65.3481 | 64.5996 | 63.4172 | 60.6854 | 58.543 | 57.7517 | 56.7853 | 55.5254 | 54.0302 | 0.026587 | 0.024256 | 0.023895 | 0.02213 | 0.018922 | 0.021029 | 0.03961 | 0.03864 | 0.047837 | 0.068336 | 0.074057 | 0.076162 | 0.07633 | 0.083979 | 0.083377 | 0.080849 | 0.083544 | 0.072809 | 0.076498 | 0.053073 | 0.04059 | 0.034921 | 0.029378 | 0.026486
Portfolio Adjusted1-in-2Size: Under 20 kWSouth of Lugo2021April Monthly Peak | Portfolio Adjusted | 1-in-2 | Size: Under 20 kW | South of Lugo | 2021 | April Monthly Peak | 4 | 1.0041 | 0.96974 | 0.96199 | 0.9478 | 0.94817 | 0.97206 | 0.92104 | 0.80286 | 0.95894 | 1.1379 | 1.33 | 1.4292 | 1.5169 | 1.5518 | 1.5762 | 1.5627 | 1.5257 | 1.4075 | 1.2479 | 1.3591 | 1.3568 | 1.2524 | 1.1216 | 1.049 | 0 | 0 | 0 | 0 | 0 | 0 | 0 | 0 | 0 | 0 | 0 | 0 | 0 | 0 | 0.031525 | 0.031253 | 0.030515 | 0.028151 | 0 | 0 | 0 | 0 | 0 | 0 | 60.7875 | 60.2892 | 59.7018 | 59.304 | 58.5237 | 57.9945 | 57.6943 | 57.7635 | 59.3533 | 62.5103 | 66.4272 | 70.1919 | 73.0654 | 73.7001 | 73.5185 | 72.8599 | 71.3582 | 70.1553 | 68.9506 | 67.3426 | 64.937 | 64.6692 | 63.5812 | 61.5294 | 0.026438 | 0.024121 | 0.023761 | 0.022006 | 0.018816 | 0.020911 | 0.039388 | 0.038424 | 0.047569 | 0.067953 | 0.073642 | 0.075735 | 0.075902 | 0.083509 | 0.08291 | 0.080396 | 0.083076 | 0.072401 | 0.076069 | 0.052776 | 0.040363 | 0.034726 | 0.029213 | 0.026338
Portfolio Adjusted1-in-2Size: Under 20 kWSouth of Lugo2021May Monthly Peak | Portfolio Adjusted | 1-in-2 | Size: Under 20 kW | South of Lugo | 2021 | May Monthly Peak | 5 | 1.0433 | 1.0144 | 1.0032 | 0.99292 | 0.96842 | 0.97791 | 0.86961 | 0.81947 | 1.0046 | 1.2198 | 1.4112 | 1.5318 | 1.5932 | 1.6393 | 1.6437 | 1.6341 | 1.5984 | 1.4428 | 1.2657 | 1.2643 | 1.348 | 1.2559 | 1.1393 | 1.0798 | 0 | 0 | 0 | 0 | 0 | 0 | 0 | 0 | 0 | 0 | 0 | 0 | 0 | 0 | 0.032874 | 0.032681 | 0.031968 | 0.028856 | 0 | 0 | 0 | 0 | 0 | 0 | 62.7791 | 61.8967 | 61.0529 | 60.6641 | 60.425 | 59.7964 | 59.7582 | 60.365 | 62.4022 | 65.068 | 68.4206 | 71.9281 | 74.2698 | 74.5248 | 74.3203 | 74.4949 | 75.2481 | 75.2318 | 73.9817 | 71.5262 | 68.054 | 65.4673 | 64.68 | 63.9716 | 0.026531 | 0.024206 | 0.023845 | 0.022083 | 0.018882 | 0.020985 | 0.039527 | 0.038559 | 0.047736 | 0.068193 | 0.073902 | 0.076002 | 0.07617 | 0.083803 | 0.083202 | 0.08068 | 0.08337 | 0.072657 | 0.076338 | 0.052962 | 0.040505 | 0.034848 | 0.029316 | 0.026431
Portfolio Adjusted1-in-2Size: Under 20 kWSouth of Lugo2021June Monthly Peak | Portfolio Adjusted | 1-in-2 | Size: Under 20 kW | South of Lugo | 2021 | June Monthly Peak | 6 | 1.0569 | 1.0261 | 1.0211 | 1.0051 | 0.97575 | 0.97537 | 0.8711 | 0.83878 | 1.0623 | 1.2973 | 1.5066 | 1.6212 | 1.7105 | 1.7611 | 1.7825 | 1.7503 | 1.7128 | 1.5507 | 1.336 | 1.2758 | 1.3691 | 1.2726 | 1.1659 | 1.1013 | 0 | 0 | 0 | 0 | 0 | 0 | 0 | 0 | 0 | 0 | 0 | 0 | 0 | 0 | 0.035649 | 0.035006 | 0.034256 | 0.031014 | 0 | 0 | 0 | 0 | 0 | 0 | 64.8902 | 64.3112 | 63.5426 | 63.1436 | 62.9196 | 62.7075 | 62.5199 | 62.9022 | 65.0135 | 68.3102 | 71.2179 | 73.3936 | 74.0609 | 74.6972 | 74.9826 | 76.1865 | 77.4481 | 77.7443 | 77.507 | 74.9583 | 71.9735 | 68.5336 | 66.6899 | 66.1251 | 0.026437 | 0.02412 | 0.02376 | 0.022005 | 0.018815 | 0.020911 | 0.039388 | 0.038423 | 0.047568 | 0.067952 | 0.073641 | 0.075734 | 0.075901 | 0.083507 | 0.082908 | 0.080395 | 0.083075 | 0.0724 | 0.076068 | 0.052775 | 0.040362 | 0.034725 | 0.029213 | 0.026337
Portfolio Adjusted1-in-2Size: Under 20 kWSouth of Lugo2021July Monthly Peak | Portfolio Adjusted | 1-in-2 | Size: Under 20 kW | South of Lugo | 2021 | July Monthly Peak | 7 | 1.092 | 1.061 | 1.0534 | 1.0357 | 1.0021 | 1.0235 | 0.92271 | 0.89085 | 1.1863 | 1.4882 | 1.7342 | 1.8616 | 1.9424 | 2.0023 | 1.9914 | 1.941 | 1.8973 | 1.6947 | 1.4543 | 1.3641 | 1.4417 | 1.3451 | 1.2127 | 1.1368 | 0 | 0 | 0 | 0 | 0 | 0 | 0 | 0 | 0 | 0 | 0 | 0 | 0 | 0 | 0.039829 | 0.038821 | 0.037945 | 0.033893 | 0 | 0 | 0 | 0 | 0 | 0 | 65.3411 | 65.2473 | 65.3779 | 65.6089 | 65.5595 | 65.3115 | 65.138 | 65.4664 | 67.4729 | 70.4545 | 74.2504 | 77.1865 | 78.5115 | 79.2271 | 80.3646 | 80.9229 | 81.7156 | 81.5313 | 80.6375 | 78.0462 | 74.1995 | 71.0089 | 69.611 | 68.7732 | 0.026414 | 0.024098 | 0.023739 | 0.021985 | 0.018798 | 0.020892 | 0.039352 | 0.038388 | 0.047525 | 0.06789 | 0.073574 | 0.075665 | 0.075832 | 0.083432 | 0.082833 | 0.080322 | 0.083 | 0.072334 | 0.075999 | 0.052727 | 0.040325 | 0.034694 | 0.029186 | 0.026314
Portfolio Adjusted1-in-2Size: Under 20 kWSouth of Lugo2021August Monthly Peak | Portfolio Adjusted | 1-in-2 | Size: Under 20 kW | South of Lugo | 2021 | August Monthly Peak | 8 | 1.0883 | 1.0584 | 1.0531 | 1.0406 | 1.0173 | 1.0463 | 0.98023 | 0.90762 | 1.2419 | 1.5804 | 1.879 | 2.0378 | 2.142 | 2.1981 | 2.1959 | 2.1394 | 2.0665 | 1.8025 | 1.529 | 1.4929 | 1.4965 | 1.34 | 1.2076 | 1.1307 | 0 | 0 | 0 | 0 | 0 | 0 | 0 | 0 | 0 | 0 | 0 | 0 | 0 | 0 | 0.043918 | 0.042789 | 0.041331 | 0.03605 | 0 | 0 | 0 | 0 | 0 | 0 | 71.6528 | 70.814 | 70.1206 | 69.033 | 68.6964 | 68.2067 | 67.9605 | 68.3236 | 70.7198 | 75.4469 | 80.7396 | 84.4812 | 85.7938 | 86.3969 | 87.3937 | 87.4 | 88.5833 | 87.5813 | 86.2229 | 83.4708 | 78.1783 | 75.1596 | 73.83 | 72.836 | 0.02653 | 0.024205 | 0.023844 | 0.022083 | 0.018881 | 0.020985 | 0.039526 | 0.038558 | 0.047735 | 0.068191 | 0.0739 | 0.076 | 0.076168 | 0.083801 | 0.0832 | 0.080677 | 0.083367 | 0.072654 | 0.076335 | 0.052961 | 0.040504 | 0.034847 | 0.029315 | 0.02643
Portfolio Adjusted1-in-2Size: Under 20 kWSouth of Lugo2021September Monthly Peak | Portfolio Adjusted | 1-in-2 | Size: Under 20 kW | South of Lugo | 2021 | September Monthly Peak | 9 | 1.0974 | 1.0665 | 1.0582 | 1.0425 | 1.0174 | 1.0371 | 1.037 | 0.92514 | 1.1817 | 1.4895 | 1.7391 | 1.8826 | 1.9788 | 2.0431 | 2.0391 | 1.9739 | 1.9239 | 1.6916 | 1.4708 | 1.5153 | 1.4351 | 1.3216 | 1.2067 | 1.1345 | 0 | 0 | 0 | 0 | 0 | 0 | 0 | 0 | 0 | 0 | 0 | 0 | 0 | 0 | 0.040782 | 0.039478 | 0.038477 | 0.033831 | 0 | 0 | 0 | 0 | 0 | 0 | 68.1131 | 67.3834 | 66.7807 | 65.9131 | 65.444 | 65.2181 | 65.1691 | 64.9662 | 66.7737 | 70.7125 | 75.1721 | 79.6341 | 83.0448 | 84.7594 | 85.7542 | 85.6802 | 85.5557 | 84.4424 | 82.1301 | 79.592 | 77.079 | 75.7453 | 74.7987 | 73.8728 | 0.026464 | 0.024144 | 0.023784 | 0.022027 | 0.018834 | 0.020932 | 0.039427 | 0.038461 | 0.047615 | 0.068019 | 0.073714 | 0.075809 | 0.075976 | 0.08359 | 0.08299 | 0.080475 | 0.083157 | 0.072472 | 0.076144 | 0.052827 | 0.040402 | 0.03476 | 0.029242 | 0.026364
Portfolio Adjusted1-in-2Size: Under 20 kWSouth of Lugo2021October Monthly Peak | Portfolio Adjusted | 1-in-2 | Size: Under 20 kW | South of Lugo | 2021 | October Monthly Peak | 10 | 1.037 | 1.0125 | 1.0035 | 0.98921 | 0.97951 | 0.99669 | 1.0397 | 0.91971 | 1.0673 | 1.3268 | 1.5818 | 1.7536 | 1.8704 | 1.9333 | 1.9557 | 1.8896 | 1.8049 | 1.6154 | 1.5677 | 1.5063 | 1.3914 | 1.2626 | 1.1545 | 1.0875 | 0 | 0 | 0 | 0 | 0 | 0 | 0 | 0 | 0 | 0 | 0 | 0 | 0 | 0 | 0.039114 | 0.037792 | 0.036098 | 0.032309 | 0 | 0 | 0 | 0 | 0 | 0 | 68.1354 | 67.5787 | 66.6062 | 65.6967 | 65.2183 | 63.9634 | 63.4902 | 63.5976 | 65.1157 | 69.699 | 76.0563 | 81.7073 | 85.0833 | 86.699 | 88.4229 | 87.4594 | 85.9521 | 83.1417 | 81.0323 | 78.5406 | 76.1224 | 74.1764 | 72.5686 | 70.7265 | 0.026423 | 0.024107 | 0.023747 | 0.021993 | 0.018805 | 0.020899 | 0.039366 | 0.038402 | 0.047541 | 0.067914 | 0.0736 | 0.075692 | 0.075859 | 0.083461 | 0.082862 | 0.08035 | 0.083029 | 0.07236 | 0.076026 | 0.052746 | 0.04034 | 0.034706 | 0.029197 | 0.026323
Portfolio Adjusted1-in-2Size: Under 20 kWSouth of Lugo2021November Monthly Peak | Portfolio Adjusted | 1-in-2 | Size: Under 20 kW | South of Lugo | 2021 | November Monthly Peak | 11 | 1.0181 | 0.99598 | 0.98456 | 0.96257 | 0.96654 | 0.96968 | 0.92421 | 0.84332 | 0.96996 | 1.1457 | 1.3019 | 1.3879 | 1.4352 | 1.4611 | 1.4717 | 1.4534 | 1.5111 | 1.6592 | 1.5148 | 1.4022 | 1.3069 | 1.2041 | 1.1213 | 1.0596 | 0 | 0 | 0 | 0 | 0 | 0 | 0 | 0 | 0 | 0 | 0 | 0 | 0 | 0 | 0.029434 | 0.029068 | 0.030222 | 0.033184 | 0 | 0 | 0 | 0 | 0 | 0 | 58.1011 | 57.0066 | 56.2632 | 55.5341 | 54.7146 | 54.1315 | 53.5731 | 53.7848 | 57.2395 | 60.4188 | 65.9243 | 71.1103 | 74.9406 | 76.151 | 75.6287 | 74.8226 | 72.1398 | 68.3297 | 64.9557 | 63.588 | 62.5664 | 61.2515 | 60.2019 | 59.5094 | 0.02659 | 0.02426 | 0.023898 | 0.022133 | 0.018924 | 0.021032 | 0.039615 | 0.038645 | 0.047843 | 0.068345 | 0.074067 | 0.076172 | 0.07634 | 0.08399 | 0.083388 | 0.08086 | 0.083555 | 0.072819 | 0.076508 | 0.05308 | 0.040595 | 0.034926 | 0.029382 | 0.02649
Portfolio Adjusted1-in-2Size: Under 20 kWSouth of Lugo2021December Monthly Peak | Portfolio Adjusted | 1-in-2 | Size: Under 20 kW | South of Lugo | 2021 | December Monthly Peak | 12 | 1.0414 | 1.0135 | 1.0003 | 0.97504 | 0.98313 | 0.99447 | 1.0634 | 0.97838 | 1.1294 | 1.3217 | 1.3862 | 1.3931 | 1.3761 | 1.3412 | 1.294 | 1.3224 | 1.4619 | 1.6572 | 1.478 | 1.3925 | 1.289 | 1.1906 | 1.1189 | 1.0752 | 0 | 0 | 0 | 0 | 0 | 0 | 0 | 0 | 0 | 0 | 0 | 0 | 0 | 0 | 0.025879 | 0.026448 | 0.029238 | 0.033143 | 0 | 0 | 0 | 0 | 0 | 0 | 51.3261 | 49.8723 | 47.9317 | 47.0543 | 46.2391 | 45.5745 | 45.6233 | 45.4153 | 46.1827 | 49.3858 | 52.7134 | 54.7856 | 56.1078 | 56.4495 | 57.2793 | 57.3217 | 56.4886 | 55.2742 | 53.9616 | 53.3676 | 52.6502 | 51.4575 | 50.5076 | 49.3834 | 0.027243 | 0.024855 | 0.024484 | 0.022676 | 0.019389 | 0.021548 | 0.040588 | 0.039594 | 0.049018 | 0.070023 | 0.075885 | 0.078042 | 0.078214 | 0.086052 | 0.085435 | 0.082845 | 0.085607 | 0.074606 | 0.078386 | 0.054383 | 0.041592 | 0.035783 | 0.030103 | 0.02714
Portfolio Adjusted1-in-2Size: Under 20 kWSouth of Lugo2021Typical Event Day | Portfolio Adjusted | 1-in-2 | Size: Under 20 kW | South of Lugo | 2021 | Typical Event Day | 8 | 1.0766 | 1.0479 | 1.0438 | 1.0324 | 1.0088 | 1.0386 | 0.97865 | 0.89103 | 1.1828 | 1.4812 | 1.7449 | 1.8817 | 1.9723 | 2.0246 | 2.0264 | 1.9774 | 1.9093 | 1.6713 | 1.4371 | 1.4196 | 1.4517 | 1.3106 | 1.1869 | 1.1123 | 0 | 0 | 0 | 0 | 0 | 0 | 0 | 0 | 0 | 0 | 0 | 0 | 0 | 0 | 0.040529 | 0.039547 | 0.038185 | 0.033426 | 0 | 0 | 0 | 0 | 0 | 0 | 67.4993 | 66.939 | 66.4555 | 65.9247 | 65.6548 | 65.3609 | 65.1969 | 65.4146 | 67.495 | 71.231 | 75.345 | 78.6739 | 80.3527 | 81.2701 | 82.1238 | 82.5474 | 83.3257 | 82.8248 | 81.6244 | 79.0169 | 75.3576 | 72.6118 | 71.2324 | 70.4018 | 0.026436 | 0.024119 | 0.023759 | 0.022004 | 0.018814 | 0.02091 | 0.039385 | 0.038421 | 0.047565 | 0.067947 | 0.073636 | 0.075729 | 0.075896 | 0.083502 | 0.082903 | 0.08039 | 0.08307 | 0.072395 | 0.076063 | 0.052772 | 0.040359 | 0.034723 | 0.029211 | 0.026336
Portfolio Adjusted1-in-2Size: Under 20 kWSouth of Lugo2022January Monthly Peak | Portfolio Adjusted | 1-in-2 | Size: Under 20 kW | South of Lugo | 2022 | January Monthly Peak | 1 | 1.0601 | 1.0322 | 0.99531 | 0.99084 | 0.99119 | 1.0291 | 1.0572 | 0.93161 | 1.0969 | 1.2595 | 1.3629 | 1.4001 | 1.412 | 1.4022 | 1.405 | 1.3851 | 1.3863 | 1.5817 | 1.5326 | 1.4265 | 1.3337 | 1.2479 | 1.1529 | 1.1063 | 0 | 0 | 0 | 0 | 0 | 0 | 0 | 0 | 0 | 0 | 0 | 0 | 0 | 0 | 0.0281 | 0.027702 | 0.027727 | 0.031633 | 0 | 0 | 0 | 0 | 0 | 0 | 56.764 | 55.9943 | 55.5958 | 55.2776 | 54.1711 | 54.0974 | 55.0355 | 55.3385 | 56.007 | 57.177 | 58.6348 | 59.0986 | 60.1697 | 61.1413 | 61.689 | 61.3785 | 61.7851 | 61.5422 | 60.206 | 59.0751 | 58.5547 | 58.1865 | 57.2966 | 56.2074 | 0.026463 | 0.024143 | 0.023783 | 0.022026 | 0.018833 | 0.020931 | 0.039425 | 0.03846 | 0.047613 | 0.068016 | 0.073711 | 0.075806 | 0.075973 | 0.083587 | 0.082987 | 0.080471 | 0.083154 | 0.072469 | 0.076141 | 0.052825 | 0.0404 | 0.034758 | 0.029241 | 0.026362
Portfolio Adjusted1-in-2Size: Under 20 kWSouth of Lugo2022February Monthly Peak | Portfolio Adjusted | 1-in-2 | Size: Under 20 kW | South of Lugo | 2022 | February Monthly Peak | 2 | 1.0378 | 1.0101 | 1.0005 | 0.99834 | 1.0024 | 1.0277 | 1.0138 | 0.92967 | 1.0826 | 1.2399 | 1.3504 | 1.3987 | 1.4589 | 1.4469 | 1.4466 | 1.421 | 1.4092 | 1.5049 | 1.5787 | 1.4557 | 1.3414 | 1.2574 | 1.1691 | 1.1136 | 0 | 0 | 0 | 0 | 0 | 0 | 0 | 0 | 0 | 0 | 0 | 0 | 0 | 0 | 0.028931 | 0.028419 | 0.028185 | 0.030099 | 0 | 0 | 0 | 0 | 0 | 0 | 52.3215 | 51.5812 | 51.1857 | 50.733 | 50.3476 | 49.9234 | 49.5008 | 49.6587 | 51.1264 | 54.8394 | 59.1535 | 63.2708 | 64.93 | 65.8112 | 65.7805 | 64.5801 | 63.9658 | 63.6716 | 61.0573 | 59.0673 | 58.282 | 57.2921 | 56.2559 | 55.0281 | 0.026533 | 0.024208 | 0.023846 | 0.022085 | 0.018883 | 0.020987 | 0.03953 | 0.038562 | 0.04774 | 0.068198 | 0.073908 | 0.076008 | 0.076176 | 0.08381 | 0.083209 | 0.080686 | 0.083376 | 0.072662 | 0.076344 | 0.052966 | 0.040508 | 0.034851 | 0.029319 | 0.026433
Portfolio Adjusted1-in-2Size: Under 20 kWSouth of Lugo2022March Monthly Peak | Portfolio Adjusted | 1-in-2 | Size: Under 20 kW | South of Lugo | 2022 | March Monthly Peak | 3 | 1.027 | 0.99476 | 0.98512 | 0.97015 | 0.97797 | 1.0056 | 1.0224 | 0.90762 | 1.0534 | 1.2025 | 1.3235 | 1.3528 | 1.3948 | 1.4127 | 1.4036 | 1.4143 | 1.3857 | 1.3345 | 1.2891 | 1.4095 | 1.3254 | 1.2316 | 1.1266 | 1.0681 | 0 | 0 | 0 | 0 | 0 | 0 | 0 | 0 | 0 | 0 | 0 | 0 | 0 | 0 | 0.028073 | 0.028286 | 0.027715 | 0.02669 | 0 | 0 | 0 | 0 | 0 | 0 | 54.3598 | 53.2259 | 52.6727 | 52.6811 | 52.2877 | 51.7941 | 51.4271 | 51.8224 | 53.2303 | 54.8296 | 57.1728 | 59.872 | 62.278 | 64.1785 | 65.0294 | 65.3481 | 64.5996 | 63.4172 | 60.6854 | 58.543 | 57.7517 | 56.7853 | 55.5254 | 54.0302 | 0.026587 | 0.024256 | 0.023895 | 0.02213 | 0.018922 | 0.021029 | 0.03961 | 0.03864 | 0.047837 | 0.068336 | 0.074057 | 0.076162 | 0.07633 | 0.083979 | 0.083377 | 0.080849 | 0.083544 | 0.072809 | 0.076498 | 0.053073 | 0.04059 | 0.034921 | 0.029378 | 0.026486
Portfolio Adjusted1-in-2Size: Under 20 kWSouth of Lugo2022April Monthly Peak | Portfolio Adjusted | 1-in-2 | Size: Under 20 kW | South of Lugo | 2022 | April Monthly Peak | 4 | 1.0041 | 0.96974 | 0.96199 | 0.9478 | 0.94817 | 0.97206 | 0.92104 | 0.80286 | 0.95894 | 1.1379 | 1.33 | 1.4292 | 1.5169 | 1.5518 | 1.5762 | 1.5627 | 1.5257 | 1.4075 | 1.2479 | 1.3591 | 1.3568 | 1.2524 | 1.1216 | 1.049 | 0 | 0 | 0 | 0 | 0 | 0 | 0 | 0 | 0 | 0 | 0 | 0 | 0 | 0 | 0.031525 | 0.031253 | 0.030515 | 0.028151 | 0 | 0 | 0 | 0 | 0 | 0 | 60.7875 | 60.2892 | 59.7018 | 59.304 | 58.5237 | 57.9945 | 57.6943 | 57.7635 | 59.3533 | 62.5103 | 66.4272 | 70.1919 | 73.0654 | 73.7001 | 73.5185 | 72.8599 | 71.3582 | 70.1553 | 68.9506 | 67.3426 | 64.937 | 64.6692 | 63.5812 | 61.5294 | 0.026438 | 0.024121 | 0.023761 | 0.022006 | 0.018816 | 0.020911 | 0.039388 | 0.038424 | 0.047569 | 0.067953 | 0.073642 | 0.075735 | 0.075902 | 0.083509 | 0.08291 | 0.080396 | 0.083076 | 0.072401 | 0.076069 | 0.052776 | 0.040363 | 0.034726 | 0.029213 | 0.026338
Portfolio Adjusted1-in-2Size: Under 20 kWSouth of Lugo2022May Monthly Peak | Portfolio Adjusted | 1-in-2 | Size: Under 20 kW | South of Lugo | 2022 | May Monthly Peak | 5 | 1.0433 | 1.0144 | 1.0032 | 0.99292 | 0.96842 | 0.97791 | 0.86961 | 0.81947 | 1.0046 | 1.2198 | 1.4112 | 1.5318 | 1.5932 | 1.6393 | 1.6437 | 1.6341 | 1.5984 | 1.4428 | 1.2657 | 1.2643 | 1.348 | 1.2559 | 1.1393 | 1.0798 | 0 | 0 | 0 | 0 | 0 | 0 | 0 | 0 | 0 | 0 | 0 | 0 | 0 | 0 | 0.032874 | 0.032681 | 0.031968 | 0.028856 | 0 | 0 | 0 | 0 | 0 | 0 | 62.7791 | 61.8967 | 61.0529 | 60.6641 | 60.425 | 59.7964 | 59.7582 | 60.365 | 62.4022 | 65.068 | 68.4206 | 71.9281 | 74.2698 | 74.5248 | 74.3203 | 74.4949 | 75.2481 | 75.2318 | 73.9817 | 71.5263 | 68.054 | 65.4673 | 64.68 | 63.9716 | 0.026531 | 0.024206 | 0.023845 | 0.022083 | 0.018882 | 0.020985 | 0.039527 | 0.038559 | 0.047736 | 0.068193 | 0.073902 | 0.076002 | 0.07617 | 0.083803 | 0.083202 | 0.08068 | 0.08337 | 0.072657 | 0.076338 | 0.052962 | 0.040505 | 0.034848 | 0.029316 | 0.026431
Portfolio Adjusted1-in-2Size: Under 20 kWSouth of Lugo2022June Monthly Peak | Portfolio Adjusted | 1-in-2 | Size: Under 20 kW | South of Lugo | 2022 | June Monthly Peak | 6 | 1.0569 | 1.0261 | 1.0211 | 1.0051 | 0.97575 | 0.97537 | 0.8711 | 0.83878 | 1.0623 | 1.2973 | 1.5066 | 1.6212 | 1.7105 | 1.7611 | 1.7825 | 1.7503 | 1.7128 | 1.5507 | 1.336 | 1.2758 | 1.3691 | 1.2726 | 1.1659 | 1.1013 | 0 | 0 | 0 | 0 | 0 | 0 | 0 | 0 | 0 | 0 | 0 | 0 | 0 | 0 | 0.035649 | 0.035006 | 0.034256 | 0.031014 | 0 | 0 | 0 | 0 | 0 | 0 | 64.8902 | 64.3113 | 63.5426 | 63.1436 | 62.9196 | 62.7075 | 62.5199 | 62.9022 | 65.0135 | 68.3102 | 71.2179 | 73.3936 | 74.0609 | 74.6972 | 74.9826 | 76.1865 | 77.4481 | 77.7443 | 77.507 | 74.9583 | 71.9735 | 68.5336 | 66.6899 | 66.1251 | 0.026437 | 0.02412 | 0.02376 | 0.022005 | 0.018815 | 0.020911 | 0.039388 | 0.038423 | 0.047568 | 0.067952 | 0.073641 | 0.075734 | 0.075901 | 0.083507 | 0.082908 | 0.080395 | 0.083075 | 0.0724 | 0.076068 | 0.052775 | 0.040362 | 0.034725 | 0.029213 | 0.026337
Portfolio Adjusted1-in-2Size: Under 20 kWSouth of Lugo2022July Monthly Peak | Portfolio Adjusted | 1-in-2 | Size: Under 20 kW | South of Lugo | 2022 | July Monthly Peak | 7 | 1.092 | 1.061 | 1.0534 | 1.0357 | 1.0021 | 1.0235 | 0.92271 | 0.89085 | 1.1863 | 1.4882 | 1.7342 | 1.8616 | 1.9424 | 2.0023 | 1.9914 | 1.941 | 1.8973 | 1.6947 | 1.4543 | 1.3641 | 1.4417 | 1.3451 | 1.2127 | 1.1368 | 0 | 0 | 0 | 0 | 0 | 0 | 0 | 0 | 0 | 0 | 0 | 0 | 0 | 0 | 0.039829 | 0.038821 | 0.037945 | 0.033893 | 0 | 0 | 0 | 0 | 0 | 0 | 65.3411 | 65.2473 | 65.3779 | 65.6089 | 65.5595 | 65.3115 | 65.138 | 65.4664 | 67.4729 | 70.4545 | 74.2504 | 77.1865 | 78.5115 | 79.2271 | 80.3646 | 80.9229 | 81.7156 | 81.5313 | 80.6375 | 78.0462 | 74.1995 | 71.0089 | 69.611 | 68.7732 | 0.026414 | 0.024098 | 0.023739 | 0.021985 | 0.018798 | 0.020892 | 0.039352 | 0.038388 | 0.047525 | 0.06789 | 0.073574 | 0.075665 | 0.075832 | 0.083432 | 0.082833 | 0.080322 | 0.083 | 0.072334 | 0.075999 | 0.052727 | 0.040325 | 0.034694 | 0.029186 | 0.026314
Portfolio Adjusted1-in-2Size: Under 20 kWSouth of Lugo2022August Monthly Peak | Portfolio Adjusted | 1-in-2 | Size: Under 20 kW | South of Lugo | 2022 | August Monthly Peak | 8 | 1.0883 | 1.0584 | 1.0531 | 1.0406 | 1.0173 | 1.0463 | 0.98023 | 0.90762 | 1.2419 | 1.5804 | 1.879 | 2.0378 | 2.142 | 2.1981 | 2.1959 | 2.1394 | 2.0665 | 1.8025 | 1.529 | 1.4929 | 1.4965 | 1.34 | 1.2076 | 1.1307 | 0 | 0 | 0 | 0 | 0 | 0 | 0 | 0 | 0 | 0 | 0 | 0 | 0 | 0 | 0.043918 | 0.042789 | 0.041331 | 0.03605 | 0 | 0 | 0 | 0 | 0 | 0 | 71.6528 | 70.814 | 70.1206 | 69.033 | 68.6964 | 68.2067 | 67.9605 | 68.3236 | 70.7198 | 75.4469 | 80.7396 | 84.4812 | 85.7937 | 86.3969 | 87.3938 | 87.4 | 88.5833 | 87.5813 | 86.2229 | 83.4708 | 78.1783 | 75.1596 | 73.83 | 72.836 | 0.02653 | 0.024205 | 0.023844 | 0.022083 | 0.018881 | 0.020985 | 0.039526 | 0.038558 | 0.047735 | 0.068191 | 0.0739 | 0.076 | 0.076168 | 0.083801 | 0.0832 | 0.080677 | 0.083367 | 0.072654 | 0.076335 | 0.052961 | 0.040504 | 0.034847 | 0.029315 | 0.02643
Portfolio Adjusted1-in-2Size: Under 20 kWSouth of Lugo2022September Monthly Peak | Portfolio Adjusted | 1-in-2 | Size: Under 20 kW | South of Lugo | 2022 | September Monthly Peak | 9 | 1.0974 | 1.0665 | 1.0582 | 1.0425 | 1.0174 | 1.0371 | 1.037 | 0.92514 | 1.1817 | 1.4895 | 1.7391 | 1.8826 | 1.9788 | 2.0431 | 2.0391 | 1.9739 | 1.9239 | 1.6916 | 1.4708 | 1.5153 | 1.4351 | 1.3216 | 1.2067 | 1.1345 | 0 | 0 | 0 | 0 | 0 | 0 | 0 | 0 | 0 | 0 | 0 | 0 | 0 | 0 | 0.040782 | 0.039478 | 0.038477 | 0.033831 | 0 | 0 | 0 | 0 | 0 | 0 | 68.1131 | 67.3834 | 66.7807 | 65.9131 | 65.444 | 65.2181 | 65.1691 | 64.9662 | 66.7737 | 70.7125 | 75.1721 | 79.6341 | 83.0448 | 84.7594 | 85.7542 | 85.6802 | 85.5557 | 84.4424 | 82.1301 | 79.592 | 77.079 | 75.7453 | 74.7987 | 73.8728 | 0.026464 | 0.024144 | 0.023784 | 0.022027 | 0.018834 | 0.020932 | 0.039427 | 0.038461 | 0.047615 | 0.068019 | 0.073714 | 0.075809 | 0.075976 | 0.08359 | 0.08299 | 0.080475 | 0.083157 | 0.072472 | 0.076144 | 0.052827 | 0.040402 | 0.03476 | 0.029242 | 0.026364
Portfolio Adjusted1-in-2Size: Under 20 kWSouth of Lugo2022October Monthly Peak | Portfolio Adjusted | 1-in-2 | Size: Under 20 kW | South of Lugo | 2022 | October Monthly Peak | 10 | 1.037 | 1.0125 | 1.0035 | 0.98921 | 0.97951 | 0.99669 | 1.0397 | 0.91971 | 1.0673 | 1.3268 | 1.5818 | 1.7536 | 1.8704 | 1.9333 | 1.9557 | 1.8896 | 1.8049 | 1.6154 | 1.5677 | 1.5063 | 1.3914 | 1.2626 | 1.1545 | 1.0875 | 0 | 0 | 0 | 0 | 0 | 0 | 0 | 0 | 0 | 0 | 0 | 0 | 0 | 0 | 0.039114 | 0.037792 | 0.036098 | 0.032309 | 0 | 0 | 0 | 0 | 0 | 0 | 68.1354 | 67.5787 | 66.6063 | 65.6967 | 65.2183 | 63.9634 | 63.4902 | 63.5976 | 65.1157 | 69.699 | 76.0562 | 81.7073 | 85.0833 | 86.699 | 88.4229 | 87.4594 | 85.9521 | 83.1417 | 81.0323 | 78.5406 | 76.1224 | 74.1764 | 72.5686 | 70.7265 | 0.026423 | 0.024107 | 0.023747 | 0.021993 | 0.018805 | 0.020899 | 0.039366 | 0.038402 | 0.047541 | 0.067914 | 0.0736 | 0.075692 | 0.075859 | 0.083461 | 0.082862 | 0.08035 | 0.083029 | 0.07236 | 0.076026 | 0.052746 | 0.04034 | 0.034706 | 0.029197 | 0.026323
Portfolio Adjusted1-in-2Size: Under 20 kWSouth of Lugo2022November Monthly Peak | Portfolio Adjusted | 1-in-2 | Size: Under 20 kW | South of Lugo | 2022 | November Monthly Peak | 11 | 1.0181 | 0.99598 | 0.98456 | 0.96257 | 0.96654 | 0.96968 | 0.92421 | 0.84332 | 0.96996 | 1.1457 | 1.3019 | 1.3879 | 1.4352 | 1.4611 | 1.4717 | 1.4534 | 1.5111 | 1.6592 | 1.5148 | 1.4022 | 1.3069 | 1.2041 | 1.1213 | 1.0596 | 0 | 0 | 0 | 0 | 0 | 0 | 0 | 0 | 0 | 0 | 0 | 0 | 0 | 0 | 0.029434 | 0.029068 | 0.030222 | 0.033184 | 0 | 0 | 0 | 0 | 0 | 0 | 58.1011 | 57.0066 | 56.2632 | 55.5341 | 54.7146 | 54.1315 | 53.5731 | 53.7848 | 57.2395 | 60.4188 | 65.9243 | 71.1103 | 74.9406 | 76.151 | 75.6288 | 74.8226 | 72.1398 | 68.3297 | 64.9557 | 63.588 | 62.5664 | 61.2515 | 60.2019 | 59.5094 | 0.02659 | 0.02426 | 0.023898 | 0.022133 | 0.018924 | 0.021032 | 0.039615 | 0.038645 | 0.047843 | 0.068345 | 0.074067 | 0.076172 | 0.07634 | 0.08399 | 0.083387 | 0.08086 | 0.083555 | 0.072819 | 0.076508 | 0.05308 | 0.040595 | 0.034926 | 0.029382 | 0.02649
Portfolio Adjusted1-in-2Size: Under 20 kWSouth of Lugo2022December Monthly Peak | Portfolio Adjusted | 1-in-2 | Size: Under 20 kW | South of Lugo | 2022 | December Monthly Peak | 12 | 1.0414 | 1.0135 | 1.0003 | 0.97504 | 0.98313 | 0.99447 | 1.0634 | 0.97838 | 1.1294 | 1.3217 | 1.3862 | 1.3931 | 1.3761 | 1.3412 | 1.294 | 1.3224 | 1.4619 | 1.6572 | 1.478 | 1.3925 | 1.289 | 1.1906 | 1.1189 | 1.0752 | 0 | 0 | 0 | 0 | 0 | 0 | 0 | 0 | 0 | 0 | 0 | 0 | 0 | 0 | 0.025879 | 0.026448 | 0.029238 | 0.033143 | 0 | 0 | 0 | 0 | 0 | 0 | 51.3261 | 49.8723 | 47.9317 | 47.0543 | 46.2391 | 45.5745 | 45.6233 | 45.4153 | 46.1827 | 49.3858 | 52.7134 | 54.7856 | 56.1078 | 56.4495 | 57.2793 | 57.3217 | 56.4886 | 55.2742 | 53.9616 | 53.3676 | 52.6502 | 51.4575 | 50.5076 | 49.3834 | 0.027243 | 0.024855 | 0.024484 | 0.022676 | 0.019389 | 0.021548 | 0.040588 | 0.039594 | 0.049018 | 0.070023 | 0.075885 | 0.078042 | 0.078214 | 0.086052 | 0.085435 | 0.082845 | 0.085607 | 0.074606 | 0.078386 | 0.054383 | 0.041592 | 0.035783 | 0.030103 | 0.02714
Portfolio Adjusted1-in-2Size: Under 20 kWSouth of Lugo2022Typical Event Day | Portfolio Adjusted | 1-in-2 | Size: Under 20 kW | South of Lugo | 2022 | Typical Event Day | 8 | 1.0766 | 1.0479 | 1.0438 | 1.0324 | 1.0088 | 1.0386 | 0.97865 | 0.89103 | 1.1828 | 1.4812 | 1.7449 | 1.8817 | 1.9723 | 2.0246 | 2.0264 | 1.9774 | 1.9093 | 1.6713 | 1.4371 | 1.4196 | 1.4517 | 1.3106 | 1.1869 | 1.1123 | 0 | 0 | 0 | 0 | 0 | 0 | 0 | 0 | 0 | 0 | 0 | 0 | 0 | 0 | 0.040529 | 0.039547 | 0.038185 | 0.033426 | 0 | 0 | 0 | 0 | 0 | 0 | 67.4993 | 66.939 | 66.4555 | 65.9247 | 65.6548 | 65.3609 | 65.1969 | 65.4146 | 67.495 | 71.231 | 75.345 | 78.6739 | 80.3527 | 81.2701 | 82.1238 | 82.5474 | 83.3257 | 82.8248 | 81.6244 | 79.0169 | 75.3576 | 72.6118 | 71.2324 | 70.4018 | 0.026436 | 0.024119 | 0.023759 | 0.022004 | 0.018814 | 0.02091 | 0.039385 | 0.038421 | 0.047565 | 0.067947 | 0.073636 | 0.075729 | 0.075896 | 0.083502 | 0.082903 | 0.08039 | 0.08307 | 0.072395 | 0.076063 | 0.052772 | 0.040359 | 0.034723 | 0.029211 | 0.026336
Portfolio Adjusted1-in-2Size: Under 20 kWSouth of Lugo2023January Monthly Peak | Portfolio Adjusted | 1-in-2 | Size: Under 20 kW | South of Lugo | 2023 | January Monthly Peak | 1 | 1.0601 | 1.0322 | 0.99531 | 0.99084 | 0.99119 | 1.0291 | 1.0572 | 0.93161 | 1.0969 | 1.2595 | 1.3629 | 1.4001 | 1.412 | 1.4022 | 1.405 | 1.3851 | 1.3863 | 1.5817 | 1.5326 | 1.4265 | 1.3337 | 1.2479 | 1.1529 | 1.1063 | 0 | 0 | 0 | 0 | 0 | 0 | 0 | 0 | 0 | 0 | 0 | 0 | 0 | 0 | 0.0281 | 0.027702 | 0.027727 | 0.031633 | 0 | 0 | 0 | 0 | 0 | 0 | 56.764 | 55.9943 | 55.5958 | 55.2776 | 54.1711 | 54.0974 | 55.0355 | 55.3385 | 56.007 | 57.177 | 58.6348 | 59.0986 | 60.1697 | 61.1413 | 61.689 | 61.3785 | 61.7851 | 61.5422 | 60.206 | 59.0751 | 58.5547 | 58.1865 | 57.2966 | 56.2074 | 0.026463 | 0.024143 | 0.023783 | 0.022026 | 0.018833 | 0.020931 | 0.039425 | 0.03846 | 0.047613 | 0.068016 | 0.073711 | 0.075806 | 0.075973 | 0.083587 | 0.082987 | 0.080471 | 0.083154 | 0.072469 | 0.076141 | 0.052825 | 0.0404 | 0.034758 | 0.029241 | 0.026362
Portfolio Adjusted1-in-2Size: Under 20 kWSouth of Lugo2023February Monthly Peak | Portfolio Adjusted | 1-in-2 | Size: Under 20 kW | South of Lugo | 2023 | February Monthly Peak | 2 | 1.0378 | 1.0101 | 1.0005 | 0.99834 | 1.0024 | 1.0277 | 1.0138 | 0.92967 | 1.0826 | 1.2399 | 1.3504 | 1.3987 | 1.4589 | 1.4469 | 1.4466 | 1.421 | 1.4092 | 1.5049 | 1.5787 | 1.4557 | 1.3414 | 1.2574 | 1.1691 | 1.1136 | 0 | 0 | 0 | 0 | 0 | 0 | 0 | 0 | 0 | 0 | 0 | 0 | 0 | 0 | 0.028931 | 0.028419 | 0.028185 | 0.030099 | 0 | 0 | 0 | 0 | 0 | 0 | 52.3215 | 51.5813 | 51.1857 | 50.733 | 50.3476 | 49.9234 | 49.5008 | 49.6587 | 51.1264 | 54.8394 | 59.1535 | 63.2708 | 64.93 | 65.8112 | 65.7805 | 64.5801 | 63.9658 | 63.6716 | 61.0573 | 59.0673 | 58.282 | 57.2921 | 56.2559 | 55.0281 | 0.026533 | 0.024208 | 0.023846 | 0.022085 | 0.018883 | 0.020987 | 0.03953 | 0.038562 | 0.04774 | 0.068198 | 0.073908 | 0.076008 | 0.076176 | 0.08381 | 0.083209 | 0.080686 | 0.083376 | 0.072662 | 0.076344 | 0.052966 | 0.040508 | 0.034851 | 0.029319 | 0.026433
Portfolio Adjusted1-in-2Size: Under 20 kWSouth of Lugo2023March Monthly Peak | Portfolio Adjusted | 1-in-2 | Size: Under 20 kW | South of Lugo | 2023 | March Monthly Peak | 3 | 1.027 | 0.99476 | 0.98513 | 0.97015 | 0.97797 | 1.0056 | 1.0224 | 0.90762 | 1.0534 | 1.2025 | 1.3235 | 1.3528 | 1.3948 | 1.4127 | 1.4036 | 1.4143 | 1.3857 | 1.3345 | 1.2891 | 1.4095 | 1.3254 | 1.2316 | 1.1266 | 1.0681 | 0 | 0 | 0 | 0 | 0 | 0 | 0 | 0 | 0 | 0 | 0 | 0 | 0 | 0 | 0.028073 | 0.028286 | 0.027715 | 0.02669 | 0 | 0 | 0 | 0 | 0 | 0 | 54.3598 | 53.2259 | 52.6727 | 52.6811 | 52.2877 | 51.7941 | 51.4271 | 51.8224 | 53.2303 | 54.8296 | 57.1728 | 59.872 | 62.278 | 64.1785 | 65.0294 | 65.3481 | 64.5996 | 63.4172 | 60.6854 | 58.543 | 57.7517 | 56.7853 | 55.5254 | 54.0302 | 0.026587 | 0.024256 | 0.023895 | 0.02213 | 0.018922 | 0.021029 | 0.03961 | 0.03864 | 0.047837 | 0.068336 | 0.074057 | 0.076162 | 0.07633 | 0.083979 | 0.083377 | 0.080849 | 0.083544 | 0.072809 | 0.076498 | 0.053073 | 0.04059 | 0.034921 | 0.029378 | 0.026486
Portfolio Adjusted1-in-2Size: Under 20 kWSouth of Lugo2023April Monthly Peak | Portfolio Adjusted | 1-in-2 | Size: Under 20 kW | South of Lugo | 2023 | April Monthly Peak | 4 | 1.0041 | 0.96974 | 0.96199 | 0.9478 | 0.94817 | 0.97206 | 0.92104 | 0.80286 | 0.95894 | 1.1379 | 1.33 | 1.4292 | 1.5169 | 1.5518 | 1.5762 | 1.5627 | 1.5257 | 1.4075 | 1.2479 | 1.3591 | 1.3568 | 1.2524 | 1.1216 | 1.049 | 0 | 0 | 0 | 0 | 0 | 0 | 0 | 0 | 0 | 0 | 0 | 0 | 0 | 0 | 0.031525 | 0.031253 | 0.030515 | 0.028151 | 0 | 0 | 0 | 0 | 0 | 0 | 60.7875 | 60.2892 | 59.7018 | 59.304 | 58.5238 | 57.9945 | 57.6943 | 57.7635 | 59.3533 | 62.5103 | 66.4272 | 70.1919 | 73.0654 | 73.7001 | 73.5185 | 72.8599 | 71.3582 | 70.1553 | 68.9506 | 67.3426 | 64.937 | 64.6692 | 63.5813 | 61.5294 | 0.026438 | 0.024121 | 0.023761 | 0.022006 | 0.018816 | 0.020911 | 0.039388 | 0.038424 | 0.047569 | 0.067953 | 0.073642 | 0.075735 | 0.075902 | 0.083509 | 0.08291 | 0.080396 | 0.083076 | 0.072401 | 0.076069 | 0.052776 | 0.040363 | 0.034726 | 0.029213 | 0.026338
Portfolio Adjusted1-in-2Size: Under 20 kWSouth of Lugo2023May Monthly Peak | Portfolio Adjusted | 1-in-2 | Size: Under 20 kW | South of Lugo | 2023 | May Monthly Peak | 5 | 1.0433 | 1.0144 | 1.0032 | 0.99292 | 0.96842 | 0.97791 | 0.86961 | 0.81947 | 1.0046 | 1.2198 | 1.4112 | 1.5318 | 1.5932 | 1.6393 | 1.6437 | 1.6341 | 1.5984 | 1.4428 | 1.2657 | 1.2643 | 1.348 | 1.2559 | 1.1393 | 1.0798 | 0 | 0 | 0 | 0 | 0 | 0 | 0 | 0 | 0 | 0 | 0 | 0 | 0 | 0 | 0.032874 | 0.032681 | 0.031968 | 0.028856 | 0 | 0 | 0 | 0 | 0 | 0 | 62.7791 | 61.8967 | 61.0529 | 60.6641 | 60.425 | 59.7964 | 59.7582 | 60.365 | 62.4022 | 65.068 | 68.4206 | 71.9281 | 74.2698 | 74.5248 | 74.3203 | 74.4949 | 75.2481 | 75.2318 | 73.9817 | 71.5263 | 68.054 | 65.4673 | 64.68 | 63.9716 | 0.026531 | 0.024206 | 0.023845 | 0.022083 | 0.018882 | 0.020985 | 0.039527 | 0.038559 | 0.047736 | 0.068193 | 0.073902 | 0.076002 | 0.07617 | 0.083803 | 0.083202 | 0.08068 | 0.08337 | 0.072657 | 0.076338 | 0.052962 | 0.040505 | 0.034848 | 0.029316 | 0.026431
Portfolio Adjusted1-in-2Size: Under 20 kWSouth of Lugo2023June Monthly Peak | Portfolio Adjusted | 1-in-2 | Size: Under 20 kW | South of Lugo | 2023 | June Monthly Peak | 6 | 1.0569 | 1.0261 | 1.0211 | 1.0051 | 0.97575 | 0.97537 | 0.8711 | 0.83878 | 1.0623 | 1.2973 | 1.5066 | 1.6212 | 1.7105 | 1.7611 | 1.7825 | 1.7503 | 1.7128 | 1.5507 | 1.336 | 1.2758 | 1.3691 | 1.2726 | 1.1659 | 1.1013 | 0 | 0 | 0 | 0 | 0 | 0 | 0 | 0 | 0 | 0 | 0 | 0 | 0 | 0 | 0.035649 | 0.035006 | 0.034256 | 0.031014 | 0 | 0 | 0 | 0 | 0 | 0 | 64.8902 | 64.3113 | 63.5426 | 63.1436 | 62.9196 | 62.7075 | 62.5199 | 62.9022 | 65.0135 | 68.3102 | 71.2179 | 73.3936 | 74.0609 | 74.6972 | 74.9826 | 76.1865 | 77.4481 | 77.7443 | 77.507 | 74.9583 | 71.9735 | 68.5336 | 66.6899 | 66.1251 | 0.026437 | 0.02412 | 0.02376 | 0.022005 | 0.018815 | 0.020911 | 0.039388 | 0.038423 | 0.047568 | 0.067952 | 0.073641 | 0.075734 | 0.075901 | 0.083507 | 0.082908 | 0.080395 | 0.083075 | 0.0724 | 0.076068 | 0.052775 | 0.040362 | 0.034725 | 0.029213 | 0.026337
Portfolio Adjusted1-in-2Size: Under 20 kWSouth of Lugo2023July Monthly Peak | Portfolio Adjusted | 1-in-2 | Size: Under 20 kW | South of Lugo | 2023 | July Monthly Peak | 7 | 1.092 | 1.061 | 1.0534 | 1.0357 | 1.0021 | 1.0235 | 0.92271 | 0.89085 | 1.1863 | 1.4882 | 1.7342 | 1.8616 | 1.9424 | 2.0023 | 1.9914 | 1.941 | 1.8973 | 1.6947 | 1.4543 | 1.3641 | 1.4417 | 1.3451 | 1.2127 | 1.1368 | 0 | 0 | 0 | 0 | 0 | 0 | 0 | 0 | 0 | 0 | 0 | 0 | 0 | 0 | 0.039829 | 0.038821 | 0.037945 | 0.033893 | 0 | 0 | 0 | 0 | 0 | 0 | 65.3411 | 65.2473 | 65.3779 | 65.6089 | 65.5595 | 65.3115 | 65.138 | 65.4664 | 67.4729 | 70.4545 | 74.2504 | 77.1865 | 78.5115 | 79.2271 | 80.3646 | 80.9229 | 81.7156 | 81.5313 | 80.6375 | 78.0462 | 74.1995 | 71.0089 | 69.611 | 68.7732 | 0.026414 | 0.024098 | 0.023739 | 0.021985 | 0.018798 | 0.020892 | 0.039352 | 0.038388 | 0.047525 | 0.06789 | 0.073574 | 0.075665 | 0.075832 | 0.083432 | 0.082833 | 0.080322 | 0.083 | 0.072334 | 0.075999 | 0.052727 | 0.040325 | 0.034694 | 0.029186 | 0.026314
Portfolio Adjusted1-in-2Size: Under 20 kWSouth of Lugo2023August Monthly Peak | Portfolio Adjusted | 1-in-2 | Size: Under 20 kW | South of Lugo | 2023 | August Monthly Peak | 8 | 1.0883 | 1.0584 | 1.0531 | 1.0406 | 1.0173 | 1.0463 | 0.98023 | 0.90762 | 1.2419 | 1.5804 | 1.879 | 2.0378 | 2.142 | 2.1981 | 2.1959 | 2.1394 | 2.0665 | 1.8025 | 1.529 | 1.4929 | 1.4965 | 1.34 | 1.2076 | 1.1307 | 0 | 0 | 0 | 0 | 0 | 0 | 0 | 0 | 0 | 0 | 0 | 0 | 0 | 0 | 0.043918 | 0.042789 | 0.041331 | 0.03605 | 0 | 0 | 0 | 0 | 0 | 0 | 71.6528 | 70.814 | 70.1206 | 69.033 | 68.6964 | 68.2067 | 67.9605 | 68.3236 | 70.7198 | 75.4469 | 80.7396 | 84.4812 | 85.7938 | 86.3969 | 87.3937 | 87.4 | 88.5833 | 87.5812 | 86.2229 | 83.4708 | 78.1783 | 75.1596 | 73.83 | 72.836 | 0.02653 | 0.024205 | 0.023844 | 0.022083 | 0.018881 | 0.020985 | 0.039526 | 0.038558 | 0.047735 | 0.068191 | 0.0739 | 0.076 | 0.076168 | 0.083801 | 0.0832 | 0.080677 | 0.083367 | 0.072654 | 0.076335 | 0.052961 | 0.040504 | 0.034847 | 0.029315 | 0.02643
Portfolio Adjusted1-in-2Size: Under 20 kWSouth of Lugo2023September Monthly Peak | Portfolio Adjusted | 1-in-2 | Size: Under 20 kW | South of Lugo | 2023 | September Monthly Peak | 9 | 1.0974 | 1.0665 | 1.0582 | 1.0425 | 1.0174 | 1.0371 | 1.037 | 0.92514 | 1.1817 | 1.4895 | 1.7391 | 1.8826 | 1.9788 | 2.0431 | 2.0391 | 1.9739 | 1.9239 | 1.6916 | 1.4708 | 1.5153 | 1.4351 | 1.3216 | 1.2067 | 1.1345 | 0 | 0 | 0 | 0 | 0 | 0 | 0 | 0 | 0 | 0 | 0 | 0 | 0 | 0 | 0.040782 | 0.039478 | 0.038477 | 0.033831 | 0 | 0 | 0 | 0 | 0 | 0 | 68.1131 | 67.3834 | 66.7807 | 65.9131 | 65.444 | 65.2181 | 65.1691 | 64.9663 | 66.7738 | 70.7125 | 75.1721 | 79.6341 | 83.0448 | 84.7594 | 85.7542 | 85.6802 | 85.5557 | 84.4424 | 82.1301 | 79.592 | 77.079 | 75.7453 | 74.7987 | 73.8728 | 0.026464 | 0.024144 | 0.023784 | 0.022027 | 0.018834 | 0.020932 | 0.039427 | 0.038461 | 0.047615 | 0.068019 | 0.073714 | 0.075809 | 0.075976 | 0.08359 | 0.08299 | 0.080475 | 0.083157 | 0.072472 | 0.076144 | 0.052827 | 0.040402 | 0.03476 | 0.029242 | 0.026364
Portfolio Adjusted1-in-2Size: Under 20 kWSouth of Lugo2023October Monthly Peak | Portfolio Adjusted | 1-in-2 | Size: Under 20 kW | South of Lugo | 2023 | October Monthly Peak | 10 | 1.037 | 1.0125 | 1.0035 | 0.98921 | 0.97951 | 0.99669 | 1.0397 | 0.91971 | 1.0673 | 1.3268 | 1.5818 | 1.7536 | 1.8704 | 1.9333 | 1.9557 | 1.8896 | 1.8049 | 1.6154 | 1.5677 | 1.5063 | 1.3914 | 1.2626 | 1.1545 | 1.0875 | 0 | 0 | 0 | 0 | 0 | 0 | 0 | 0 | 0 | 0 | 0 | 0 | 0 | 0 | 0.039114 | 0.037792 | 0.036098 | 0.032309 | 0 | 0 | 0 | 0 | 0 | 0 | 68.1354 | 67.5787 | 66.6063 | 65.6967 | 65.2183 | 63.9634 | 63.4902 | 63.5976 | 65.1157 | 69.699 | 76.0563 | 81.7073 | 85.0833 | 86.699 | 88.4229 | 87.4594 | 85.9521 | 83.1417 | 81.0323 | 78.5406 | 76.1224 | 74.1764 | 72.5686 | 70.7265 | 0.026423 | 0.024107 | 0.023747 | 0.021993 | 0.018805 | 0.020899 | 0.039366 | 0.038402 | 0.047541 | 0.067914 | 0.0736 | 0.075692 | 0.075859 | 0.083461 | 0.082862 | 0.08035 | 0.083029 | 0.07236 | 0.076026 | 0.052746 | 0.04034 | 0.034706 | 0.029197 | 0.026323
Portfolio Adjusted1-in-2Size: Under 20 kWSouth of Lugo2023November Monthly Peak | Portfolio Adjusted | 1-in-2 | Size: Under 20 kW | South of Lugo | 2023 | November Monthly Peak | 11 | 1.0181 | 0.99598 | 0.98456 | 0.96257 | 0.96654 | 0.96968 | 0.92421 | 0.84332 | 0.96996 | 1.1457 | 1.3019 | 1.3879 | 1.4352 | 1.4611 | 1.4717 | 1.4534 | 1.5111 | 1.6592 | 1.5148 | 1.4022 | 1.3069 | 1.2041 | 1.1213 | 1.0596 | 0 | 0 | 0 | 0 | 0 | 0 | 0 | 0 | 0 | 0 | 0 | 0 | 0 | 0 | 0.029434 | 0.029068 | 0.030222 | 0.033184 | 0 | 0 | 0 | 0 | 0 | 0 | 58.1011 | 57.0066 | 56.2632 | 55.5341 | 54.7146 | 54.1315 | 53.5731 | 53.7848 | 57.2395 | 60.4188 | 65.9243 | 71.1103 | 74.9406 | 76.151 | 75.6287 | 74.8226 | 72.1398 | 68.3297 | 64.9557 | 63.588 | 62.5664 | 61.2515 | 60.2019 | 59.5094 | 0.02659 | 0.02426 | 0.023898 | 0.022133 | 0.018924 | 0.021032 | 0.039615 | 0.038645 | 0.047843 | 0.068345 | 0.074067 | 0.076172 | 0.07634 | 0.08399 | 0.083388 | 0.08086 | 0.083555 | 0.072819 | 0.076508 | 0.05308 | 0.040595 | 0.034926 | 0.029382 | 0.02649
Portfolio Adjusted1-in-2Size: Under 20 kWSouth of Lugo2023December Monthly Peak | Portfolio Adjusted | 1-in-2 | Size: Under 20 kW | South of Lugo | 2023 | December Monthly Peak | 12 | 1.0414 | 1.0135 | 1.0003 | 0.97504 | 0.98313 | 0.99447 | 1.0634 | 0.97838 | 1.1294 | 1.3217 | 1.3862 | 1.3931 | 1.3761 | 1.3412 | 1.294 | 1.3224 | 1.4619 | 1.6572 | 1.478 | 1.3925 | 1.289 | 1.1906 | 1.1189 | 1.0752 | 0 | 0 | 0 | 0 | 0 | 0 | 0 | 0 | 0 | 0 | 0 | 0 | 0 | 0 | 0.025879 | 0.026448 | 0.029238 | 0.033143 | 0 | 0 | 0 | 0 | 0 | 0 | 51.3261 | 49.8723 | 47.9317 | 47.0543 | 46.2391 | 45.5745 | 45.6233 | 45.4153 | 46.1827 | 49.3858 | 52.7134 | 54.7856 | 56.1078 | 56.4495 | 57.2793 | 57.3217 | 56.4886 | 55.2742 | 53.9616 | 53.3676 | 52.6502 | 51.4575 | 50.5076 | 49.3834 | 0.027243 | 0.024855 | 0.024484 | 0.022676 | 0.019389 | 0.021548 | 0.040588 | 0.039594 | 0.049017 | 0.070023 | 0.075885 | 0.078042 | 0.078214 | 0.086052 | 0.085435 | 0.082845 | 0.085607 | 0.074606 | 0.078386 | 0.054383 | 0.041592 | 0.035783 | 0.030103 | 0.02714
Portfolio Adjusted1-in-2Size: Under 20 kWSouth of Lugo2023Typical Event Day | Portfolio Adjusted | 1-in-2 | Size: Under 20 kW | South of Lugo | 2023 | Typical Event Day | 8 | 1.0766 | 1.0479 | 1.0438 | 1.0324 | 1.0088 | 1.0386 | 0.97865 | 0.89103 | 1.1828 | 1.4812 | 1.7449 | 1.8817 | 1.9723 | 2.0246 | 2.0264 | 1.9774 | 1.9093 | 1.6713 | 1.4371 | 1.4196 | 1.4517 | 1.3106 | 1.1869 | 1.1123 | 0 | 0 | 0 | 0 | 0 | 0 | 0 | 0 | 0 | 0 | 0 | 0 | 0 | 0 | 0.040529 | 0.039547 | 0.038185 | 0.033426 | 0 | 0 | 0 | 0 | 0 | 0 | 67.4993 | 66.939 | 66.4555 | 65.9247 | 65.6548 | 65.3609 | 65.1969 | 65.4146 | 67.495 | 71.231 | 75.345 | 78.6739 | 80.3527 | 81.2701 | 82.1238 | 82.5474 | 83.3257 | 82.8248 | 81.6244 | 79.0169 | 75.3576 | 72.6119 | 71.2324 | 70.4018 | 0.026436 | 0.024119 | 0.023759 | 0.022004 | 0.018814 | 0.02091 | 0.039385 | 0.038421 | 0.047565 | 0.067947 | 0.073636 | 0.075729 | 0.075896 | 0.083502 | 0.082903 | 0.08039 | 0.08307 | 0.072395 | 0.076063 | 0.052772 | 0.040359 | 0.034723 | 0.029211 | 0.026336
Portfolio Adjusted1-in-2Size: Under 20 kWSouth of Lugo2024January Monthly Peak | Portfolio Adjusted | 1-in-2 | Size: Under 20 kW | South of Lugo | 2024 | January Monthly Peak | 1 | 1.0601 | 1.0322 | 0.99531 | 0.99084 | 0.99119 | 1.0291 | 1.0572 | 0.93161 | 1.0969 | 1.2595 | 1.3629 | 1.4001 | 1.412 | 1.4022 | 1.405 | 1.3851 | 1.3863 | 1.5817 | 1.5326 | 1.4265 | 1.3337 | 1.2479 | 1.1529 | 1.1063 | 0 | 0 | 0 | 0 | 0 | 0 | 0 | 0 | 0 | 0 | 0 | 0 | 0 | 0 | 0.0281 | 0.027702 | 0.027727 | 0.031633 | 0 | 0 | 0 | 0 | 0 | 0 | 56.764 | 55.9943 | 55.5958 | 55.2776 | 54.1711 | 54.0974 | 55.0355 | 55.3385 | 56.007 | 57.177 | 58.6348 | 59.0986 | 60.1697 | 61.1413 | 61.689 | 61.3785 | 61.7851 | 61.5422 | 60.206 | 59.0751 | 58.5547 | 58.1865 | 57.2966 | 56.2074 | 0.026463 | 0.024143 | 0.023783 | 0.022026 | 0.018833 | 0.020931 | 0.039425 | 0.03846 | 0.047613 | 0.068016 | 0.073711 | 0.075806 | 0.075973 | 0.083587 | 0.082987 | 0.080471 | 0.083154 | 0.072469 | 0.076141 | 0.052825 | 0.0404 | 0.034758 | 0.029241 | 0.026362
Portfolio Adjusted1-in-2Size: Under 20 kWSouth of Lugo2024February Monthly Peak | Portfolio Adjusted | 1-in-2 | Size: Under 20 kW | South of Lugo | 2024 | February Monthly Peak | 2 | 1.0378 | 1.0101 | 1.0005 | 0.99834 | 1.0024 | 1.0277 | 1.0138 | 0.92967 | 1.0826 | 1.2399 | 1.3504 | 1.3987 | 1.4589 | 1.4469 | 1.4466 | 1.421 | 1.4092 | 1.5049 | 1.5787 | 1.4557 | 1.3414 | 1.2574 | 1.1691 | 1.1136 | 0 | 0 | 0 | 0 | 0 | 0 | 0 | 0 | 0 | 0 | 0 | 0 | 0 | 0 | 0.028931 | 0.028419 | 0.028185 | 0.030099 | 0 | 0 | 0 | 0 | 0 | 0 | 52.3215 | 51.5812 | 51.1857 | 50.733 | 50.3476 | 49.9234 | 49.5008 | 49.6588 | 51.1264 | 54.8394 | 59.1535 | 63.2708 | 64.93 | 65.8113 | 65.7805 | 64.5801 | 63.9658 | 63.6716 | 61.0573 | 59.0673 | 58.282 | 57.2921 | 56.2559 | 55.0281 | 0.026533 | 0.024208 | 0.023846 | 0.022085 | 0.018883 | 0.020987 | 0.03953 | 0.038562 | 0.04774 | 0.068198 | 0.073908 | 0.076008 | 0.076176 | 0.08381 | 0.083209 | 0.080686 | 0.083376 | 0.072662 | 0.076344 | 0.052966 | 0.040508 | 0.034851 | 0.029319 | 0.026433
Portfolio Adjusted1-in-2Size: Under 20 kWSouth of Lugo2024March Monthly Peak | Portfolio Adjusted | 1-in-2 | Size: Under 20 kW | South of Lugo | 2024 | March Monthly Peak | 3 | 1.027 | 0.99476 | 0.98513 | 0.97015 | 0.97797 | 1.0056 | 1.0224 | 0.90762 | 1.0534 | 1.2025 | 1.3235 | 1.3528 | 1.3948 | 1.4127 | 1.4036 | 1.4143 | 1.3857 | 1.3345 | 1.2891 | 1.4095 | 1.3254 | 1.2316 | 1.1266 | 1.0681 | 0 | 0 | 0 | 0 | 0 | 0 | 0 | 0 | 0 | 0 | 0 | 0 | 0 | 0 | 0.028073 | 0.028286 | 0.027715 | 0.02669 | 0 | 0 | 0 | 0 | 0 | 0 | 54.3598 | 53.2259 | 52.6727 | 52.6811 | 52.2877 | 51.7941 | 51.4271 | 51.8224 | 53.2303 | 54.8296 | 57.1728 | 59.872 | 62.278 | 64.1785 | 65.0294 | 65.3481 | 64.5996 | 63.4172 | 60.6854 | 58.543 | 57.7517 | 56.7853 | 55.5254 | 54.0302 | 0.026587 | 0.024256 | 0.023895 | 0.02213 | 0.018922 | 0.021029 | 0.03961 | 0.03864 | 0.047837 | 0.068336 | 0.074057 | 0.076162 | 0.07633 | 0.083979 | 0.083377 | 0.080849 | 0.083544 | 0.072809 | 0.076498 | 0.053073 | 0.04059 | 0.034921 | 0.029378 | 0.026486
Portfolio Adjusted1-in-2Size: Under 20 kWSouth of Lugo2024April Monthly Peak | Portfolio Adjusted | 1-in-2 | Size: Under 20 kW | South of Lugo | 2024 | April Monthly Peak | 4 | 1.0041 | 0.96974 | 0.96199 | 0.9478 | 0.94817 | 0.97206 | 0.92104 | 0.80286 | 0.95894 | 1.1379 | 1.33 | 1.4292 | 1.5169 | 1.5518 | 1.5762 | 1.5627 | 1.5257 | 1.4075 | 1.2479 | 1.3591 | 1.3568 | 1.2524 | 1.1216 | 1.049 | 0 | 0 | 0 | 0 | 0 | 0 | 0 | 0 | 0 | 0 | 0 | 0 | 0 | 0 | 0.031525 | 0.031253 | 0.030515 | 0.028151 | 0 | 0 | 0 | 0 | 0 | 0 | 60.7875 | 60.2892 | 59.7018 | 59.304 | 58.5237 | 57.9945 | 57.6943 | 57.7635 | 59.3533 | 62.5103 | 66.4272 | 70.1919 | 73.0654 | 73.7001 | 73.5185 | 72.8599 | 71.3582 | 70.1553 | 68.9506 | 67.3426 | 64.937 | 64.6692 | 63.5812 | 61.5294 | 0.026438 | 0.024121 | 0.023761 | 0.022006 | 0.018816 | 0.020911 | 0.039388 | 0.038424 | 0.047569 | 0.067953 | 0.073642 | 0.075735 | 0.075902 | 0.083509 | 0.08291 | 0.080396 | 0.083076 | 0.072401 | 0.076069 | 0.052776 | 0.040363 | 0.034726 | 0.029213 | 0.026338
Portfolio Adjusted1-in-2Size: Under 20 kWSouth of Lugo2024May Monthly Peak | Portfolio Adjusted | 1-in-2 | Size: Under 20 kW | South of Lugo | 2024 | May Monthly Peak | 5 | 1.0433 | 1.0144 | 1.0032 | 0.99292 | 0.96842 | 0.97791 | 0.86961 | 0.81947 | 1.0046 | 1.2198 | 1.4112 | 1.5318 | 1.5932 | 1.6393 | 1.6437 | 1.6341 | 1.5984 | 1.4428 | 1.2657 | 1.2643 | 1.348 | 1.2559 | 1.1393 | 1.0798 | 0 | 0 | 0 | 0 | 0 | 0 | 0 | 0 | 0 | 0 | 0 | 0 | 0 | 0 | 0.032874 | 0.032681 | 0.031968 | 0.028856 | 0 | 0 | 0 | 0 | 0 | 0 | 62.7791 | 61.8967 | 61.0529 | 60.6641 | 60.425 | 59.7964 | 59.7582 | 60.365 | 62.4022 | 65.068 | 68.4206 | 71.9281 | 74.2698 | 74.5248 | 74.3203 | 74.4949 | 75.2481 | 75.2318 | 73.9817 | 71.5262 | 68.054 | 65.4673 | 64.68 | 63.9716 | 0.026531 | 0.024206 | 0.023845 | 0.022083 | 0.018882 | 0.020985 | 0.039527 | 0.038559 | 0.047736 | 0.068193 | 0.073902 | 0.076002 | 0.07617 | 0.083803 | 0.083202 | 0.08068 | 0.08337 | 0.072657 | 0.076338 | 0.052962 | 0.040505 | 0.034848 | 0.029316 | 0.026431
Portfolio Adjusted1-in-2Size: Under 20 kWSouth of Lugo2024June Monthly Peak | Portfolio Adjusted | 1-in-2 | Size: Under 20 kW | South of Lugo | 2024 | June Monthly Peak | 6 | 1.0569 | 1.0261 | 1.0211 | 1.0051 | 0.97575 | 0.97537 | 0.8711 | 0.83878 | 1.0623 | 1.2973 | 1.5066 | 1.6212 | 1.7105 | 1.7611 | 1.7825 | 1.7503 | 1.7128 | 1.5507 | 1.336 | 1.2758 | 1.3691 | 1.2726 | 1.1659 | 1.1013 | 0 | 0 | 0 | 0 | 0 | 0 | 0 | 0 | 0 | 0 | 0 | 0 | 0 | 0 | 0.035649 | 0.035006 | 0.034256 | 0.031014 | 0 | 0 | 0 | 0 | 0 | 0 | 64.8902 | 64.3112 | 63.5426 | 63.1436 | 62.9196 | 62.7075 | 62.5199 | 62.9022 | 65.0135 | 68.3102 | 71.2179 | 73.3936 | 74.0609 | 74.6972 | 74.9826 | 76.1865 | 77.4481 | 77.7443 | 77.507 | 74.9583 | 71.9735 | 68.5336 | 66.6899 | 66.1251 | 0.026437 | 0.02412 | 0.02376 | 0.022005 | 0.018815 | 0.020911 | 0.039388 | 0.038423 | 0.047568 | 0.067952 | 0.073641 | 0.075734 | 0.075901 | 0.083507 | 0.082908 | 0.080395 | 0.083075 | 0.0724 | 0.076068 | 0.052775 | 0.040362 | 0.034725 | 0.029213 | 0.026337
Portfolio Adjusted1-in-2Size: Under 20 kWSouth of Lugo2024July Monthly Peak | Portfolio Adjusted | 1-in-2 | Size: Under 20 kW | South of Lugo | 2024 | July Monthly Peak | 7 | 1.092 | 1.061 | 1.0534 | 1.0357 | 1.0021 | 1.0235 | 0.92271 | 0.89085 | 1.1863 | 1.4882 | 1.7342 | 1.8616 | 1.9424 | 2.0023 | 1.9914 | 1.941 | 1.8973 | 1.6947 | 1.4543 | 1.3641 | 1.4417 | 1.3451 | 1.2127 | 1.1368 | 0 | 0 | 0 | 0 | 0 | 0 | 0 | 0 | 0 | 0 | 0 | 0 | 0 | 0 | 0.039829 | 0.038821 | 0.037945 | 0.033893 | 0 | 0 | 0 | 0 | 0 | 0 | 65.3411 | 65.2473 | 65.3779 | 65.6089 | 65.5595 | 65.3115 | 65.138 | 65.4664 | 67.4729 | 70.4545 | 74.2504 | 77.1865 | 78.5115 | 79.2271 | 80.3646 | 80.9229 | 81.7156 | 81.5313 | 80.6375 | 78.0463 | 74.1995 | 71.0089 | 69.611 | 68.7732 | 0.026414 | 0.024098 | 0.023739 | 0.021985 | 0.018798 | 0.020892 | 0.039352 | 0.038388 | 0.047525 | 0.06789 | 0.073574 | 0.075665 | 0.075832 | 0.083432 | 0.082833 | 0.080322 | 0.083 | 0.072334 | 0.075999 | 0.052727 | 0.040325 | 0.034694 | 0.029186 | 0.026314
Portfolio Adjusted1-in-2Size: Under 20 kWSouth of Lugo2024August Monthly Peak | Portfolio Adjusted | 1-in-2 | Size: Under 20 kW | South of Lugo | 2024 | August Monthly Peak | 8 | 1.0883 | 1.0584 | 1.0531 | 1.0406 | 1.0173 | 1.0463 | 0.98023 | 0.90762 | 1.2419 | 1.5804 | 1.879 | 2.0378 | 2.142 | 2.1981 | 2.1959 | 2.1394 | 2.0665 | 1.8025 | 1.529 | 1.4929 | 1.4965 | 1.34 | 1.2076 | 1.1307 | 0 | 0 | 0 | 0 | 0 | 0 | 0 | 0 | 0 | 0 | 0 | 0 | 0 | 0 | 0.043918 | 0.042789 | 0.041331 | 0.03605 | 0 | 0 | 0 | 0 | 0 | 0 | 71.6528 | 70.814 | 70.1206 | 69.033 | 68.6964 | 68.2067 | 67.9605 | 68.3236 | 70.7198 | 75.4469 | 80.7396 | 84.4813 | 85.7938 | 86.3969 | 87.3938 | 87.4 | 88.5833 | 87.5812 | 86.2229 | 83.4708 | 78.1783 | 75.1596 | 73.83 | 72.836 | 0.02653 | 0.024205 | 0.023844 | 0.022083 | 0.018881 | 0.020985 | 0.039526 | 0.038558 | 0.047735 | 0.068191 | 0.0739 | 0.076 | 0.076168 | 0.083801 | 0.0832 | 0.080677 | 0.083367 | 0.072654 | 0.076335 | 0.052961 | 0.040504 | 0.034847 | 0.029315 | 0.02643
Portfolio Adjusted1-in-2Size: Under 20 kWSouth of Lugo2024September Monthly Peak | Portfolio Adjusted | 1-in-2 | Size: Under 20 kW | South of Lugo | 2024 | September Monthly Peak | 9 | 1.0974 | 1.0665 | 1.0582 | 1.0425 | 1.0174 | 1.0371 | 1.037 | 0.92514 | 1.1817 | 1.4895 | 1.7391 | 1.8826 | 1.9788 | 2.0431 | 2.0391 | 1.9739 | 1.9239 | 1.6916 | 1.4708 | 1.5153 | 1.4351 | 1.3216 | 1.2067 | 1.1345 | 0 | 0 | 0 | 0 | 0 | 0 | 0 | 0 | 0 | 0 | 0 | 0 | 0 | 0 | 0.040782 | 0.039478 | 0.038477 | 0.033831 | 0 | 0 | 0 | 0 | 0 | 0 | 68.1131 | 67.3834 | 66.7807 | 65.9131 | 65.444 | 65.2181 | 65.1691 | 64.9662 | 66.7738 | 70.7125 | 75.1721 | 79.6341 | 83.0448 | 84.7594 | 85.7542 | 85.6802 | 85.5557 | 84.4424 | 82.1301 | 79.592 | 77.079 | 75.7453 | 74.7987 | 73.8728 | 0.026464 | 0.024144 | 0.023784 | 0.022027 | 0.018834 | 0.020932 | 0.039427 | 0.038461 | 0.047615 | 0.068019 | 0.073714 | 0.075809 | 0.075976 | 0.08359 | 0.08299 | 0.080475 | 0.083157 | 0.072472 | 0.076144 | 0.052827 | 0.040402 | 0.03476 | 0.029242 | 0.026364
Portfolio Adjusted1-in-2Size: Under 20 kWSouth of Lugo2024October Monthly Peak | Portfolio Adjusted | 1-in-2 | Size: Under 20 kW | South of Lugo | 2024 | October Monthly Peak | 10 | 1.037 | 1.0125 | 1.0035 | 0.98921 | 0.97951 | 0.99669 | 1.0397 | 0.91971 | 1.0673 | 1.3268 | 1.5818 | 1.7536 | 1.8704 | 1.9333 | 1.9557 | 1.8896 | 1.8049 | 1.6154 | 1.5677 | 1.5063 | 1.3914 | 1.2626 | 1.1545 | 1.0875 | 0 | 0 | 0 | 0 | 0 | 0 | 0 | 0 | 0 | 0 | 0 | 0 | 0 | 0 | 0.039114 | 0.037792 | 0.036098 | 0.032309 | 0 | 0 | 0 | 0 | 0 | 0 | 68.1354 | 67.5787 | 66.6062 | 65.6967 | 65.2183 | 63.9634 | 63.4902 | 63.5976 | 65.1157 | 69.699 | 76.0562 | 81.7073 | 85.0833 | 86.699 | 88.4229 | 87.4594 | 85.9521 | 83.1417 | 81.0323 | 78.5406 | 76.1224 | 74.1764 | 72.5686 | 70.7265 | 0.026423 | 0.024107 | 0.023747 | 0.021993 | 0.018805 | 0.020899 | 0.039366 | 0.038402 | 0.047541 | 0.067914 | 0.0736 | 0.075692 | 0.075859 | 0.083461 | 0.082862 | 0.08035 | 0.083029 | 0.07236 | 0.076026 | 0.052746 | 0.04034 | 0.034706 | 0.029197 | 0.026323
Portfolio Adjusted1-in-2Size: Under 20 kWSouth of Lugo2024November Monthly Peak | Portfolio Adjusted | 1-in-2 | Size: Under 20 kW | South of Lugo | 2024 | November Monthly Peak | 11 | 1.0181 | 0.99598 | 0.98456 | 0.96257 | 0.96654 | 0.96968 | 0.92421 | 0.84332 | 0.96996 | 1.1457 | 1.3019 | 1.3879 | 1.4352 | 1.4611 | 1.4717 | 1.4534 | 1.5111 | 1.6592 | 1.5148 | 1.4022 | 1.3069 | 1.2041 | 1.1213 | 1.0596 | 0 | 0 | 0 | 0 | 0 | 0 | 0 | 0 | 0 | 0 | 0 | 0 | 0 | 0 | 0.029434 | 0.029068 | 0.030222 | 0.033184 | 0 | 0 | 0 | 0 | 0 | 0 | 58.1011 | 57.0066 | 56.2632 | 55.5341 | 54.7146 | 54.1315 | 53.5731 | 53.7848 | 57.2395 | 60.4187 | 65.9243 | 71.1103 | 74.9406 | 76.151 | 75.6288 | 74.8226 | 72.1398 | 68.3297 | 64.9557 | 63.588 | 62.5664 | 61.2515 | 60.2019 | 59.5094 | 0.02659 | 0.02426 | 0.023898 | 0.022133 | 0.018924 | 0.021032 | 0.039615 | 0.038645 | 0.047843 | 0.068345 | 0.074067 | 0.076172 | 0.07634 | 0.08399 | 0.083388 | 0.08086 | 0.083555 | 0.072819 | 0.076508 | 0.05308 | 0.040595 | 0.034926 | 0.029382 | 0.02649
Portfolio Adjusted1-in-2Size: Under 20 kWSouth of Lugo2024December Monthly Peak | Portfolio Adjusted | 1-in-2 | Size: Under 20 kW | South of Lugo | 2024 | December Monthly Peak | 12 | 1.0414 | 1.0135 | 1.0003 | 0.97504 | 0.98313 | 0.99447 | 1.0634 | 0.97838 | 1.1294 | 1.3217 | 1.3862 | 1.3931 | 1.3761 | 1.3412 | 1.294 | 1.3224 | 1.4619 | 1.6572 | 1.478 | 1.3925 | 1.289 | 1.1906 | 1.1189 | 1.0752 | 0 | 0 | 0 | 0 | 0 | 0 | 0 | 0 | 0 | 0 | 0 | 0 | 0 | 0 | 0.025879 | 0.026448 | 0.029238 | 0.033143 | 0 | 0 | 0 | 0 | 0 | 0 | 51.3261 | 49.8723 | 47.9317 | 47.0543 | 46.2391 | 45.5745 | 45.6233 | 45.4153 | 46.1827 | 49.3858 | 52.7134 | 54.7856 | 56.1078 | 56.4495 | 57.2793 | 57.3217 | 56.4886 | 55.2742 | 53.9616 | 53.3676 | 52.6502 | 51.4575 | 50.5076 | 49.3834 | 0.027243 | 0.024855 | 0.024484 | 0.022676 | 0.019389 | 0.021548 | 0.040588 | 0.039594 | 0.049017 | 0.070023 | 0.075885 | 0.078042 | 0.078214 | 0.086052 | 0.085435 | 0.082845 | 0.085607 | 0.074606 | 0.078386 | 0.054383 | 0.041592 | 0.035783 | 0.030103 | 0.02714
Portfolio Adjusted1-in-2Size: Under 20 kWSouth of Lugo2024Typical Event Day | Portfolio Adjusted | 1-in-2 | Size: Under 20 kW | South of Lugo | 2024 | Typical Event Day | 8 | 1.0766 | 1.0479 | 1.0438 | 1.0324 | 1.0088 | 1.0386 | 0.97865 | 0.89103 | 1.1828 | 1.4812 | 1.7449 | 1.8817 | 1.9723 | 2.0246 | 2.0264 | 1.9774 | 1.9093 | 1.6713 | 1.4371 | 1.4196 | 1.4517 | 1.3106 | 1.1869 | 1.1123 | 0 | 0 | 0 | 0 | 0 | 0 | 0 | 0 | 0 | 0 | 0 | 0 | 0 | 0 | 0.040529 | 0.039547 | 0.038185 | 0.033426 | 0 | 0 | 0 | 0 | 0 | 0 | 67.4993 | 66.939 | 66.4555 | 65.9247 | 65.6548 | 65.3609 | 65.1969 | 65.4146 | 67.495 | 71.231 | 75.345 | 78.6739 | 80.3527 | 81.2701 | 82.1238 | 82.5474 | 83.3257 | 82.8248 | 81.6244 | 79.0168 | 75.3576 | 72.6119 | 71.2324 | 70.4018 | 0.026436 | 0.024119 | 0.023759 | 0.022004 | 0.018814 | 0.02091 | 0.039385 | 0.038421 | 0.047565 | 0.067947 | 0.073636 | 0.075729 | 0.075896 | 0.083502 | 0.082903 | 0.08039 | 0.08307 | 0.072395 | 0.076063 | 0.052772 | 0.040359 | 0.034723 | 0.029211 | 0.026336
Portfolio Adjusted1-in-2Size: Under 20 kWSouth of Lugo2025January Monthly Peak | Portfolio Adjusted | 1-in-2 | Size: Under 20 kW | South of Lugo | 2025 | January Monthly Peak | 1 | 1.0601 | 1.0322 | 0.99531 | 0.99084 | 0.99119 | 1.0291 | 1.0572 | 0.93161 | 1.0969 | 1.2595 | 1.3629 | 1.4001 | 1.412 | 1.4022 | 1.405 | 1.3851 | 1.3863 | 1.5817 | 1.5326 | 1.4265 | 1.3337 | 1.2479 | 1.1529 | 1.1063 | 0 | 0 | 0 | 0 | 0 | 0 | 0 | 0 | 0 | 0 | 0 | 0 | 0 | 0 | 0.0281 | 0.027702 | 0.027727 | 0.031633 | 0 | 0 | 0 | 0 | 0 | 0 | 56.764 | 55.9943 | 55.5958 | 55.2776 | 54.1711 | 54.0974 | 55.0355 | 55.3385 | 56.007 | 57.177 | 58.6348 | 59.0985 | 60.1697 | 61.1413 | 61.689 | 61.3785 | 61.7851 | 61.5422 | 60.206 | 59.0751 | 58.5547 | 58.1865 | 57.2966 | 56.2074 | 0.026463 | 0.024143 | 0.023783 | 0.022026 | 0.018833 | 0.020931 | 0.039425 | 0.03846 | 0.047613 | 0.068016 | 0.073711 | 0.075806 | 0.075973 | 0.083587 | 0.082987 | 0.080471 | 0.083154 | 0.072469 | 0.076141 | 0.052825 | 0.0404 | 0.034758 | 0.029241 | 0.026362
Portfolio Adjusted1-in-2Size: Under 20 kWSouth of Lugo2025February Monthly Peak | Portfolio Adjusted | 1-in-2 | Size: Under 20 kW | South of Lugo | 2025 | February Monthly Peak | 2 | 1.0378 | 1.0101 | 1.0005 | 0.99834 | 1.0024 | 1.0277 | 1.0138 | 0.92967 | 1.0826 | 1.2399 | 1.3504 | 1.3987 | 1.4589 | 1.4469 | 1.4466 | 1.421 | 1.4092 | 1.5049 | 1.5787 | 1.4557 | 1.3414 | 1.2574 | 1.1691 | 1.1136 | 0 | 0 | 0 | 0 | 0 | 0 | 0 | 0 | 0 | 0 | 0 | 0 | 0 | 0 | 0.028931 | 0.028419 | 0.028185 | 0.030099 | 0 | 0 | 0 | 0 | 0 | 0 | 52.3215 | 51.5812 | 51.1857 | 50.733 | 50.3476 | 49.9234 | 49.5008 | 49.6588 | 51.1264 | 54.8394 | 59.1535 | 63.2708 | 64.93 | 65.8113 | 65.7805 | 64.5801 | 63.9658 | 63.6716 | 61.0573 | 59.0673 | 58.282 | 57.2921 | 56.2559 | 55.0281 | 0.026533 | 0.024208 | 0.023846 | 0.022085 | 0.018883 | 0.020987 | 0.03953 | 0.038562 | 0.04774 | 0.068198 | 0.073908 | 0.076008 | 0.076176 | 0.08381 | 0.083209 | 0.080686 | 0.083376 | 0.072662 | 0.076344 | 0.052966 | 0.040508 | 0.034851 | 0.029319 | 0.026433
Portfolio Adjusted1-in-2Size: Under 20 kWSouth of Lugo2025March Monthly Peak | Portfolio Adjusted | 1-in-2 | Size: Under 20 kW | South of Lugo | 2025 | March Monthly Peak | 3 | 1.027 | 0.99476 | 0.98513 | 0.97015 | 0.97797 | 1.0056 | 1.0224 | 0.90762 | 1.0534 | 1.2025 | 1.3235 | 1.3528 | 1.3948 | 1.4127 | 1.4036 | 1.4143 | 1.3857 | 1.3345 | 1.2891 | 1.4095 | 1.3254 | 1.2316 | 1.1266 | 1.0681 | 0 | 0 | 0 | 0 | 0 | 0 | 0 | 0 | 0 | 0 | 0 | 0 | 0 | 0 | 0.028073 | 0.028286 | 0.027715 | 0.02669 | 0 | 0 | 0 | 0 | 0 | 0 | 54.3598 | 53.2259 | 52.6727 | 52.6811 | 52.2877 | 51.7941 | 51.4271 | 51.8224 | 53.2303 | 54.8296 | 57.1728 | 59.872 | 62.278 | 64.1785 | 65.0294 | 65.3481 | 64.5996 | 63.4172 | 60.6854 | 58.543 | 57.7517 | 56.7853 | 55.5254 | 54.0302 | 0.026587 | 0.024256 | 0.023895 | 0.02213 | 0.018922 | 0.021029 | 0.03961 | 0.03864 | 0.047837 | 0.068336 | 0.074057 | 0.076162 | 0.07633 | 0.083979 | 0.083377 | 0.080849 | 0.083544 | 0.072809 | 0.076498 | 0.053073 | 0.04059 | 0.034921 | 0.029378 | 0.026486
Portfolio Adjusted1-in-2Size: Under 20 kWSouth of Lugo2025April Monthly Peak | Portfolio Adjusted | 1-in-2 | Size: Under 20 kW | South of Lugo | 2025 | April Monthly Peak | 4 | 1.0041 | 0.96974 | 0.96199 | 0.9478 | 0.94817 | 0.97206 | 0.92104 | 0.80286 | 0.95894 | 1.1379 | 1.33 | 1.4292 | 1.5169 | 1.5518 | 1.5762 | 1.5627 | 1.5257 | 1.4075 | 1.2479 | 1.3591 | 1.3568 | 1.2524 | 1.1216 | 1.049 | 0 | 0 | 0 | 0 | 0 | 0 | 0 | 0 | 0 | 0 | 0 | 0 | 0 | 0 | 0.031525 | 0.031253 | 0.030515 | 0.028151 | 0 | 0 | 0 | 0 | 0 | 0 | 60.7875 | 60.2892 | 59.7018 | 59.304 | 58.5237 | 57.9945 | 57.6943 | 57.7635 | 59.3533 | 62.5103 | 66.4272 | 70.1919 | 73.0654 | 73.7001 | 73.5185 | 72.8599 | 71.3582 | 70.1553 | 68.9506 | 67.3426 | 64.937 | 64.6692 | 63.5812 | 61.5294 | 0.026438 | 0.024121 | 0.023761 | 0.022006 | 0.018816 | 0.020911 | 0.039388 | 0.038424 | 0.047569 | 0.067953 | 0.073642 | 0.075735 | 0.075902 | 0.083509 | 0.08291 | 0.080396 | 0.083076 | 0.072401 | 0.076069 | 0.052776 | 0.040363 | 0.034726 | 0.029213 | 0.026338
Portfolio Adjusted1-in-2Size: Under 20 kWSouth of Lugo2025May Monthly Peak | Portfolio Adjusted | 1-in-2 | Size: Under 20 kW | South of Lugo | 2025 | May Monthly Peak | 5 | 1.0433 | 1.0144 | 1.0032 | 0.99292 | 0.96842 | 0.97791 | 0.86961 | 0.81947 | 1.0046 | 1.2198 | 1.4112 | 1.5318 | 1.5932 | 1.6393 | 1.6437 | 1.6341 | 1.5984 | 1.4428 | 1.2657 | 1.2643 | 1.348 | 1.2559 | 1.1393 | 1.0798 | 0 | 0 | 0 | 0 | 0 | 0 | 0 | 0 | 0 | 0 | 0 | 0 | 0 | 0 | 0.032874 | 0.032681 | 0.031968 | 0.028856 | 0 | 0 | 0 | 0 | 0 | 0 | 62.7791 | 61.8967 | 61.0529 | 60.6641 | 60.425 | 59.7964 | 59.7582 | 60.365 | 62.4022 | 65.068 | 68.4206 | 71.9281 | 74.2698 | 74.5248 | 74.3203 | 74.4949 | 75.2481 | 75.2318 | 73.9817 | 71.5262 | 68.054 | 65.4673 | 64.68 | 63.9716 | 0.026531 | 0.024206 | 0.023845 | 0.022083 | 0.018882 | 0.020985 | 0.039527 | 0.038559 | 0.047736 | 0.068193 | 0.073902 | 0.076002 | 0.07617 | 0.083803 | 0.083202 | 0.08068 | 0.08337 | 0.072657 | 0.076338 | 0.052962 | 0.040505 | 0.034848 | 0.029316 | 0.026431
Portfolio Adjusted1-in-2Size: Under 20 kWSouth of Lugo2025June Monthly Peak | Portfolio Adjusted | 1-in-2 | Size: Under 20 kW | South of Lugo | 2025 | June Monthly Peak | 6 | 1.0569 | 1.0261 | 1.0211 | 1.0051 | 0.97575 | 0.97537 | 0.8711 | 0.83878 | 1.0623 | 1.2973 | 1.5066 | 1.6212 | 1.7105 | 1.7611 | 1.7825 | 1.7503 | 1.7128 | 1.5507 | 1.336 | 1.2758 | 1.3691 | 1.2726 | 1.1659 | 1.1013 | 0 | 0 | 0 | 0 | 0 | 0 | 0 | 0 | 0 | 0 | 0 | 0 | 0 | 0 | 0.035649 | 0.035006 | 0.034256 | 0.031014 | 0 | 0 | 0 | 0 | 0 | 0 | 64.8902 | 64.3112 | 63.5426 | 63.1436 | 62.9196 | 62.7075 | 62.5199 | 62.9022 | 65.0135 | 68.3102 | 71.2179 | 73.3936 | 74.0609 | 74.6972 | 74.9826 | 76.1865 | 77.4481 | 77.7443 | 77.507 | 74.9583 | 71.9735 | 68.5336 | 66.6899 | 66.1251 | 0.026437 | 0.02412 | 0.02376 | 0.022005 | 0.018815 | 0.020911 | 0.039388 | 0.038423 | 0.047568 | 0.067952 | 0.073641 | 0.075734 | 0.075901 | 0.083507 | 0.082908 | 0.080395 | 0.083075 | 0.0724 | 0.076068 | 0.052775 | 0.040362 | 0.034725 | 0.029213 | 0.026337
Portfolio Adjusted1-in-2Size: Under 20 kWSouth of Lugo2025July Monthly Peak | Portfolio Adjusted | 1-in-2 | Size: Under 20 kW | South of Lugo | 2025 | July Monthly Peak | 7 | 1.092 | 1.061 | 1.0534 | 1.0357 | 1.0021 | 1.0235 | 0.92271 | 0.89085 | 1.1863 | 1.4882 | 1.7342 | 1.8616 | 1.9424 | 2.0023 | 1.9914 | 1.941 | 1.8973 | 1.6947 | 1.4543 | 1.3641 | 1.4417 | 1.3451 | 1.2127 | 1.1368 | 0 | 0 | 0 | 0 | 0 | 0 | 0 | 0 | 0 | 0 | 0 | 0 | 0 | 0 | 0.039829 | 0.038821 | 0.037945 | 0.033893 | 0 | 0 | 0 | 0 | 0 | 0 | 65.3411 | 65.2473 | 65.3779 | 65.6089 | 65.5595 | 65.3115 | 65.138 | 65.4664 | 67.4729 | 70.4545 | 74.2504 | 77.1865 | 78.5115 | 79.2271 | 80.3646 | 80.9229 | 81.7156 | 81.5312 | 80.6375 | 78.0463 | 74.1995 | 71.0089 | 69.611 | 68.7732 | 0.026414 | 0.024098 | 0.023739 | 0.021985 | 0.018798 | 0.020892 | 0.039352 | 0.038388 | 0.047525 | 0.06789 | 0.073574 | 0.075665 | 0.075832 | 0.083432 | 0.082833 | 0.080322 | 0.083 | 0.072334 | 0.075999 | 0.052727 | 0.040325 | 0.034694 | 0.029186 | 0.026314
Portfolio Adjusted1-in-2Size: Under 20 kWSouth of Lugo2025August Monthly Peak | Portfolio Adjusted | 1-in-2 | Size: Under 20 kW | South of Lugo | 2025 | August Monthly Peak | 8 | 1.0883 | 1.0584 | 1.0531 | 1.0406 | 1.0173 | 1.0463 | 0.98023 | 0.90762 | 1.2419 | 1.5804 | 1.879 | 2.0378 | 2.142 | 2.1981 | 2.1959 | 2.1394 | 2.0665 | 1.8025 | 1.529 | 1.4929 | 1.4965 | 1.34 | 1.2076 | 1.1307 | 0 | 0 | 0 | 0 | 0 | 0 | 0 | 0 | 0 | 0 | 0 | 0 | 0 | 0 | 0.043918 | 0.042789 | 0.041331 | 0.03605 | 0 | 0 | 0 | 0 | 0 | 0 | 71.6528 | 70.814 | 70.1206 | 69.033 | 68.6964 | 68.2067 | 67.9605 | 68.3236 | 70.7198 | 75.4469 | 80.7396 | 84.4813 | 85.7938 | 86.3969 | 87.3937 | 87.4 | 88.5833 | 87.5812 | 86.2229 | 83.4708 | 78.1783 | 75.1596 | 73.83 | 72.836 | 0.02653 | 0.024205 | 0.023844 | 0.022083 | 0.018881 | 0.020985 | 0.039526 | 0.038558 | 0.047735 | 0.068191 | 0.0739 | 0.076 | 0.076168 | 0.083801 | 0.0832 | 0.080677 | 0.083367 | 0.072654 | 0.076335 | 0.052961 | 0.040504 | 0.034847 | 0.029315 | 0.02643
Portfolio Adjusted1-in-2Size: Under 20 kWSouth of Lugo2025September Monthly Peak | Portfolio Adjusted | 1-in-2 | Size: Under 20 kW | South of Lugo | 2025 | September Monthly Peak | 9 | 1.0974 | 1.0665 | 1.0582 | 1.0425 | 1.0174 | 1.0371 | 1.037 | 0.92514 | 1.1817 | 1.4895 | 1.7391 | 1.8826 | 1.9788 | 2.0431 | 2.0391 | 1.9739 | 1.9239 | 1.6916 | 1.4708 | 1.5153 | 1.4351 | 1.3216 | 1.2067 | 1.1345 | 0 | 0 | 0 | 0 | 0 | 0 | 0 | 0 | 0 | 0 | 0 | 0 | 0 | 0 | 0.040782 | 0.039478 | 0.038477 | 0.033831 | 0 | 0 | 0 | 0 | 0 | 0 | 68.1131 | 67.3834 | 66.7807 | 65.9131 | 65.444 | 65.2181 | 65.1691 | 64.9662 | 66.7737 | 70.7125 | 75.1721 | 79.6341 | 83.0448 | 84.7594 | 85.7542 | 85.6802 | 85.5557 | 84.4424 | 82.1301 | 79.592 | 77.079 | 75.7453 | 74.7988 | 73.8728 | 0.026464 | 0.024144 | 0.023784 | 0.022027 | 0.018834 | 0.020932 | 0.039427 | 0.038461 | 0.047615 | 0.068019 | 0.073714 | 0.075809 | 0.075976 | 0.08359 | 0.08299 | 0.080475 | 0.083157 | 0.072472 | 0.076144 | 0.052827 | 0.040402 | 0.03476 | 0.029242 | 0.026364
Portfolio Adjusted1-in-2Size: Under 20 kWSouth of Lugo2025October Monthly Peak | Portfolio Adjusted | 1-in-2 | Size: Under 20 kW | South of Lugo | 2025 | October Monthly Peak | 10 | 1.037 | 1.0125 | 1.0035 | 0.98921 | 0.97951 | 0.99669 | 1.0397 | 0.91971 | 1.0673 | 1.3268 | 1.5818 | 1.7536 | 1.8704 | 1.9333 | 1.9557 | 1.8896 | 1.8049 | 1.6154 | 1.5677 | 1.5063 | 1.3914 | 1.2626 | 1.1545 | 1.0875 | 0 | 0 | 0 | 0 | 0 | 0 | 0 | 0 | 0 | 0 | 0 | 0 | 0 | 0 | 0.039114 | 0.037792 | 0.036098 | 0.032309 | 0 | 0 | 0 | 0 | 0 | 0 | 68.1354 | 67.5787 | 66.6062 | 65.6967 | 65.2183 | 63.9634 | 63.4902 | 63.5976 | 65.1157 | 69.699 | 76.0563 | 81.7073 | 85.0833 | 86.699 | 88.4229 | 87.4594 | 85.9521 | 83.1417 | 81.0323 | 78.5406 | 76.1224 | 74.1764 | 72.5686 | 70.7265 | 0.026423 | 0.024107 | 0.023747 | 0.021993 | 0.018805 | 0.020899 | 0.039366 | 0.038402 | 0.047541 | 0.067914 | 0.0736 | 0.075692 | 0.075859 | 0.083461 | 0.082862 | 0.08035 | 0.083029 | 0.07236 | 0.076026 | 0.052746 | 0.04034 | 0.034706 | 0.029197 | 0.026323
Portfolio Adjusted1-in-2Size: Under 20 kWSouth of Lugo2025November Monthly Peak | Portfolio Adjusted | 1-in-2 | Size: Under 20 kW | South of Lugo | 2025 | November Monthly Peak | 11 | 1.0181 | 0.99598 | 0.98456 | 0.96257 | 0.96654 | 0.96968 | 0.92421 | 0.84332 | 0.96996 | 1.1457 | 1.3019 | 1.3879 | 1.4352 | 1.4611 | 1.4717 | 1.4534 | 1.5111 | 1.6592 | 1.5148 | 1.4022 | 1.3069 | 1.2041 | 1.1213 | 1.0596 | 0 | 0 | 0 | 0 | 0 | 0 | 0 | 0 | 0 | 0 | 0 | 0 | 0 | 0 | 0.029434 | 0.029068 | 0.030222 | 0.033184 | 0 | 0 | 0 | 0 | 0 | 0 | 58.1011 | 57.0066 | 56.2632 | 55.5341 | 54.7146 | 54.1315 | 53.5731 | 53.7848 | 57.2395 | 60.4187 | 65.9243 | 71.1103 | 74.9406 | 76.151 | 75.6287 | 74.8226 | 72.1398 | 68.3297 | 64.9557 | 63.588 | 62.5664 | 61.2515 | 60.2019 | 59.5094 | 0.02659 | 0.02426 | 0.023898 | 0.022133 | 0.018924 | 0.021032 | 0.039615 | 0.038645 | 0.047843 | 0.068345 | 0.074067 | 0.076172 | 0.07634 | 0.08399 | 0.083388 | 0.08086 | 0.083555 | 0.072819 | 0.076508 | 0.05308 | 0.040595 | 0.034926 | 0.029382 | 0.02649
Portfolio Adjusted1-in-2Size: Under 20 kWSouth of Lugo2025December Monthly Peak | Portfolio Adjusted | 1-in-2 | Size: Under 20 kW | South of Lugo | 2025 | December Monthly Peak | 12 | 1.0414 | 1.0135 | 1.0003 | 0.97504 | 0.98313 | 0.99447 | 1.0634 | 0.97838 | 1.1294 | 1.3217 | 1.3862 | 1.3931 | 1.3761 | 1.3412 | 1.294 | 1.3224 | 1.4619 | 1.6572 | 1.478 | 1.3925 | 1.289 | 1.1906 | 1.1189 | 1.0752 | 0 | 0 | 0 | 0 | 0 | 0 | 0 | 0 | 0 | 0 | 0 | 0 | 0 | 0 | 0.025879 | 0.026448 | 0.029238 | 0.033143 | 0 | 0 | 0 | 0 | 0 | 0 | 51.3261 | 49.8723 | 47.9317 | 47.0543 | 46.2391 | 45.5745 | 45.6233 | 45.4153 | 46.1827 | 49.3858 | 52.7134 | 54.7856 | 56.1078 | 56.4495 | 57.2793 | 57.3217 | 56.4886 | 55.2742 | 53.9616 | 53.3676 | 52.6502 | 51.4575 | 50.5076 | 49.3834 | 0.027243 | 0.024855 | 0.024484 | 0.022676 | 0.019389 | 0.021548 | 0.040588 | 0.039594 | 0.049017 | 0.070023 | 0.075885 | 0.078042 | 0.078214 | 0.086052 | 0.085435 | 0.082845 | 0.085607 | 0.074606 | 0.078386 | 0.054383 | 0.041592 | 0.035783 | 0.030103 | 0.02714
Portfolio Adjusted1-in-2Size: Under 20 kWSouth of Lugo2025Typical Event Day | Portfolio Adjusted | 1-in-2 | Size: Under 20 kW | South of Lugo | 2025 | Typical Event Day | 8 | 1.0766 | 1.0479 | 1.0438 | 1.0324 | 1.0088 | 1.0386 | 0.97865 | 0.89103 | 1.1828 | 1.4812 | 1.7449 | 1.8817 | 1.9723 | 2.0246 | 2.0264 | 1.9774 | 1.9093 | 1.6713 | 1.4371 | 1.4196 | 1.4517 | 1.3106 | 1.1869 | 1.1123 | 0 | 0 | 0 | 0 | 0 | 0 | 0 | 0 | 0 | 0 | 0 | 0 | 0 | 0 | 0.040529 | 0.039547 | 0.038185 | 0.033426 | 0 | 0 | 0 | 0 | 0 | 0 | 67.4993 | 66.939 | 66.4555 | 65.9247 | 65.6548 | 65.3609 | 65.1969 | 65.4146 | 67.495 | 71.231 | 75.345 | 78.6739 | 80.3527 | 81.2701 | 82.1238 | 82.5474 | 83.3257 | 82.8248 | 81.6244 | 79.0169 | 75.3576 | 72.6118 | 71.2324 | 70.4018 | 0.026436 | 0.024119 | 0.023759 | 0.022004 | 0.018814 | 0.02091 | 0.039385 | 0.038421 | 0.047565 | 0.067947 | 0.073636 | 0.075729 | 0.075896 | 0.083502 | 0.082903 | 0.08039 | 0.08307 | 0.072395 | 0.076063 | 0.052772 | 0.040359 | 0.034723 | 0.029211 | 0.026336
Portfolio Adjusted1-in-10Size: Under 20 kWOther2015January Monthly Peak | Portfolio Adjusted | 1-in-10 | Size: Under 20 kW | Other | 2015 | January Monthly Peak | 1
Portfolio Adjusted1-in-10Size: Under 20 kWOther2015February Monthly Peak | Portfolio Adjusted | 1-in-10 | Size: Under 20 kW | Other | 2015 | February Monthly Peak | 2
Portfolio Adjusted1-in-10Size: Under 20 kWOther2015March Monthly Peak | Portfolio Adjusted | 1-in-10 | Size: Under 20 kW | Other | 2015 | March Monthly Peak | 3
Portfolio Adjusted1-in-10Size: Under 20 kWOther2015April Monthly Peak | Portfolio Adjusted | 1-in-10 | Size: Under 20 kW | Other | 2015 | April Monthly Peak | 4
Portfolio Adjusted1-in-10Size: Under 20 kWOther2015May Monthly Peak | Portfolio Adjusted | 1-in-10 | Size: Under 20 kW | Other | 2015 | May Monthly Peak | 5
Portfolio Adjusted1-in-10Size: Under 20 kWOther2015June Monthly Peak | Portfolio Adjusted | 1-in-10 | Size: Under 20 kW | Other | 2015 | June Monthly Peak | 6
Portfolio Adjusted1-in-10Size: Under 20 kWOther2015July Monthly Peak | Portfolio Adjusted | 1-in-10 | Size: Under 20 kW | Other | 2015 | July Monthly Peak | 7
Portfolio Adjusted1-in-10Size: Under 20 kWOther2015August Monthly Peak | Portfolio Adjusted | 1-in-10 | Size: Under 20 kW | Other | 2015 | August Monthly Peak | 8
Portfolio Adjusted1-in-10Size: Under 20 kWOther2015September Monthly Peak | Portfolio Adjusted | 1-in-10 | Size: Under 20 kW | Other | 2015 | September Monthly Peak | 9
Portfolio Adjusted1-in-10Size: Under 20 kWOther2015October Monthly Peak | Portfolio Adjusted | 1-in-10 | Size: Under 20 kW | Other | 2015 | October Monthly Peak | 10
Portfolio Adjusted1-in-10Size: Under 20 kWOther2015November Monthly Peak | Portfolio Adjusted | 1-in-10 | Size: Under 20 kW | Other | 2015 | November Monthly Peak | 11
Portfolio Adjusted1-in-10Size: Under 20 kWOther2015December Monthly Peak | Portfolio Adjusted | 1-in-10 | Size: Under 20 kW | Other | 2015 | December Monthly Peak | 12
Portfolio Adjusted1-in-10Size: Under 20 kWOther2015Typical Event Day | Portfolio Adjusted | 1-in-10 | Size: Under 20 kW | Other | 2015 | Typical Event Day | 8
Portfolio Adjusted1-in-10Size: Under 20 kWOther2016January Monthly Peak | Portfolio Adjusted | 1-in-10 | Size: Under 20 kW | Other | 2016 | January Monthly Peak | 1
Portfolio Adjusted1-in-10Size: Under 20 kWOther2016February Monthly Peak | Portfolio Adjusted | 1-in-10 | Size: Under 20 kW | Other | 2016 | February Monthly Peak | 2
Portfolio Adjusted1-in-10Size: Under 20 kWOther2016March Monthly Peak | Portfolio Adjusted | 1-in-10 | Size: Under 20 kW | Other | 2016 | March Monthly Peak | 3
Portfolio Adjusted1-in-10Size: Under 20 kWOther2016April Monthly Peak | Portfolio Adjusted | 1-in-10 | Size: Under 20 kW | Other | 2016 | April Monthly Peak | 4
Portfolio Adjusted1-in-10Size: Under 20 kWOther2016May Monthly Peak | Portfolio Adjusted | 1-in-10 | Size: Under 20 kW | Other | 2016 | May Monthly Peak | 5
Portfolio Adjusted1-in-10Size: Under 20 kWOther2016June Monthly Peak | Portfolio Adjusted | 1-in-10 | Size: Under 20 kW | Other | 2016 | June Monthly Peak | 6
Portfolio Adjusted1-in-10Size: Under 20 kWOther2016July Monthly Peak | Portfolio Adjusted | 1-in-10 | Size: Under 20 kW | Other | 2016 | July Monthly Peak | 7
Portfolio Adjusted1-in-10Size: Under 20 kWOther2016August Monthly Peak | Portfolio Adjusted | 1-in-10 | Size: Under 20 kW | Other | 2016 | August Monthly Peak | 8
Portfolio Adjusted1-in-10Size: Under 20 kWOther2016September Monthly Peak | Portfolio Adjusted | 1-in-10 | Size: Under 20 kW | Other | 2016 | September Monthly Peak | 9
Portfolio Adjusted1-in-10Size: Under 20 kWOther2016October Monthly Peak | Portfolio Adjusted | 1-in-10 | Size: Under 20 kW | Other | 2016 | October Monthly Peak | 10
Portfolio Adjusted1-in-10Size: Under 20 kWOther2016November Monthly Peak | Portfolio Adjusted | 1-in-10 | Size: Under 20 kW | Other | 2016 | November Monthly Peak | 11
Portfolio Adjusted1-in-10Size: Under 20 kWOther2016December Monthly Peak | Portfolio Adjusted | 1-in-10 | Size: Under 20 kW | Other | 2016 | December Monthly Peak | 12
Portfolio Adjusted1-in-10Size: Under 20 kWOther2016Typical Event Day | Portfolio Adjusted | 1-in-10 | Size: Under 20 kW | Other | 2016 | Typical Event Day | 8
Portfolio Adjusted1-in-10Size: Under 20 kWOther2017January Monthly Peak | Portfolio Adjusted | 1-in-10 | Size: Under 20 kW | Other | 2017 | January Monthly Peak | 1
Portfolio Adjusted1-in-10Size: Under 20 kWOther2017February Monthly Peak | Portfolio Adjusted | 1-in-10 | Size: Under 20 kW | Other | 2017 | February Monthly Peak | 2
Portfolio Adjusted1-in-10Size: Under 20 kWOther2017March Monthly Peak | Portfolio Adjusted | 1-in-10 | Size: Under 20 kW | Other | 2017 | March Monthly Peak | 3
Portfolio Adjusted1-in-10Size: Under 20 kWOther2017April Monthly Peak | Portfolio Adjusted | 1-in-10 | Size: Under 20 kW | Other | 2017 | April Monthly Peak | 4 | 0.88037 | 0.85492 | 0.83606 | 0.83065 | 0.8332 | 0.85296 | 0.8172 | 0.84248 | 1.0804 | 1.3162 | 1.4864 | 1.5832 | 1.6321 | 1.6973 | 1.7499 | 1.7515 | 1.679 | 1.4617 | 1.2646 | 1.2547 | 1.2296 | 1.0981 | 0.99381 | 0.93363 | 0 | 0 | 0 | 0 | 0 | 0 | 0 | 0 | 0 | 0 | 0 | 0 | 0 | 0 | 0.034998 | 0.035029 | 0.03358 | 0.029233 | 0 | 0 | 0 | 0 | 0 | 0 | 66.8951 | 65.4447 | 63.746 | 62.5335 | 61.3682 | 60.2404 | 59.6085 | 59.5755 | 63.0222 | 69.3523 | 75.6629 | 80.9397 | 84.1354 | 86.2093 | 87.464 | 88.1534 | 88.0202 | 87.3475 | 85.324 | 82.2342 | 78.0977 | 74.3614 | 71.5836 | 69.8897 | 0.017597 | 0.01636 | 0.016056 | 0.015401 | 0.015338 | 0.015442 | 0.027859 | 0.026444 | 0.034605 | 0.03842 | 0.040089 | 0.042117 | 0.045941 | 0.051362 | 0.056816 | 0.060337 | 0.062638 | 0.052291 | 0.044643 | 0.02987 | 0.023492 | 0.02063 | 0.017275 | 0.016287
Portfolio Adjusted1-in-10Size: Under 20 kWOther2017May Monthly Peak | Portfolio Adjusted | 1-in-10 | Size: Under 20 kW | Other | 2017 | May Monthly Peak | 5 | 0.92905 | 0.89979 | 0.87714 | 0.86821 | 0.86668 | 0.86371 | 0.78123 | 0.89145 | 1.1846 | 1.4754 | 1.6866 | 1.8116 | 1.8707 | 1.9349 | 1.988 | 1.9868 | 1.9066 | 1.6606 | 1.4106 | 1.3075 | 1.329 | 1.1838 | 1.0604 | 0.99186 | 0 | 0 | 0 | 0 | 0 | 0 | 0 | 0 | 0 | 0 | 0 | 0 | 0 | 0 | 0.039761 | 0.039736 | 0.038132 | 0.033212 | 0 | 0 | 0 | 0 | 0 | 0 | 73.3245 | 71.2784 | 69.8129 | 68.5315 | 67.1784 | 65.9645 | 65.1878 | 65.5282 | 69.2034 | 74.6709 | 79.9409 | 83.5463 | 86.9322 | 89.1871 | 90.3635 | 90.733 | 90.2568 | 89.1943 | 87.7887 | 85.2891 | 81.3501 | 77.6968 | 75.1494 | 72.6387 | 0.017683 | 0.016441 | 0.016135 | 0.015476 | 0.015413 | 0.015517 | 0.027996 | 0.026574 | 0.034775 | 0.038609 | 0.040286 | 0.042324 | 0.046167 | 0.051614 | 0.057095 | 0.060633 | 0.062946 | 0.052548 | 0.044863 | 0.030017 | 0.023607 | 0.020731 | 0.017359 | 0.016367
Portfolio Adjusted1-in-10Size: Under 20 kWOther2017June Monthly Peak | Portfolio Adjusted | 1-in-10 | Size: Under 20 kW | Other | 2017 | June Monthly Peak | 6 | 0.98038 | 0.94513 | 0.92109 | 0.90968 | 0.90389 | 0.88472 | 0.82628 | 0.97032 | 1.296 | 1.608 | 1.8443 | 1.9857 | 2.0561 | 2.1275 | 2.1801 | 2.1692 | 2.0797 | 1.8002 | 1.5185 | 1.3681 | 1.3753 | 1.2539 | 1.1219 | 1.0487 | 0 | 0 | 0 | 0 | 0 | 0 | 0 | 0 | 0 | 0 | 0 | 0 | 0 | 0 | 0.043601 | 0.043384 | 0.041594 | 0.036005 | 0 | 0 | 0 | 0 | 0 | 0 | 73.3405 | 71.756 | 70.6408 | 69.3133 | 68.3207 | 66.7578 | 65.9267 | 66.8962 | 70.9823 | 76.1568 | 81.2371 | 85.2371 | 88.0081 | 89.7601 | 91.0147 | 91.7236 | 92.0907 | 91.4437 | 90.3243 | 88.1887 | 85.1219 | 81.2984 | 78.77 | 76.7955 | 0.017712 | 0.016468 | 0.016161 | 0.015502 | 0.015439 | 0.015543 | 0.028042 | 0.026617 | 0.034832 | 0.038672 | 0.040352 | 0.042393 | 0.046242 | 0.051699 | 0.057188 | 0.060732 | 0.063048 | 0.052634 | 0.044936 | 0.030066 | 0.023646 | 0.020765 | 0.017388 | 0.016394
Portfolio Adjusted1-in-10Size: Under 20 kWOther2017July Monthly Peak | Portfolio Adjusted | 1-in-10 | Size: Under 20 kW | Other | 2017 | July Monthly Peak | 7 | 1.0326 | 0.99168 | 0.96332 | 0.95116 | 0.94463 | 0.95244 | 0.90744 | 1.0583 | 1.4312 | 1.7839 | 2.0406 | 2.1813 | 2.2417 | 2.3004 | 2.3412 | 2.3223 | 2.2225 | 1.9157 | 1.6164 | 1.4552 | 1.4541 | 1.3202 | 1.18 | 1.1017 | 0 | 0 | 0 | 0 | 0 | 0 | 0 | 0 | 0 | 0 | 0 | 0 | 0 | 0 | 0.046824 | 0.046446 | 0.044451 | 0.038313 | 0 | 0 | 0 | 0 | 0 | 0 | 77.169 | 75.9403 | 74.7106 | 73.5362 | 72.6123 | 71.6008 | 70.7494 | 71.0197 | 74.1022 | 79.0711 | 83.7306 | 87.4867 | 90.1829 | 91.9245 | 93.2475 | 93.8747 | 93.7957 | 93.2511 | 92.2485 | 89.9811 | 86.3487 | 82.7846 | 80.4364 | 78.7323 | 0.017623 | 0.016384 | 0.016079 | 0.015423 | 0.01536 | 0.015464 | 0.0279 | 0.026482 | 0.034656 | 0.038476 | 0.040147 | 0.042179 | 0.046008 | 0.051437 | 0.056899 | 0.060425 | 0.062729 | 0.052367 | 0.044708 | 0.029914 | 0.023526 | 0.02066 | 0.0173 | 0.016311
Portfolio Adjusted1-in-10Size: Under 20 kWOther2017August Monthly Peak | Portfolio Adjusted | 1-in-10 | Size: Under 20 kW | Other | 2017 | August Monthly Peak | 8 | 1.0286 | 0.99003 | 0.96352 | 0.9502 | 0.94442 | 0.96213 | 0.93214 | 1.0429 | 1.411 | 1.7817 | 2.0449 | 2.2077 | 2.2761 | 2.3437 | 2.3823 | 2.3621 | 2.2554 | 1.9383 | 1.6213 | 1.5019 | 1.4866 | 1.3201 | 1.1751 | 1.1027 | 0 | 0 | 0 | 0 | 0 | 0 | 0 | 0 | 0 | 0 | 0 | 0 | 0 | 0 | 0.047646 | 0.047243 | 0.045108 | 0.038766 | 0 | 0 | 0 | 0 | 0 | 0 | 76.3286 | 75.152 | 73.9408 | 73.0036 | 71.8712 | 71.1386 | 70.5771 | 70.6678 | 73.405 | 78.9015 | 83.9626 | 88.5114 | 91.6514 | 93.7667 | 95.2408 | 96.1532 | 96.2161 | 95.2684 | 94.2051 | 91.844 | 88.212 | 85.3479 | 83.3718 | 81.5456 | 0.017891 | 0.016633 | 0.016324 | 0.015658 | 0.015594 | 0.015699 | 0.028324 | 0.026885 | 0.035183 | 0.039061 | 0.040758 | 0.04282 | 0.046708 | 0.05222 | 0.057764 | 0.061344 | 0.063684 | 0.053164 | 0.045389 | 0.030369 | 0.023884 | 0.020974 | 0.017563 | 0.016559
Portfolio Adjusted1-in-10Size: Under 20 kWOther2017September Monthly Peak | Portfolio Adjusted | 1-in-10 | Size: Under 20 kW | Other | 2017 | September Monthly Peak | 9 | 0.99695 | 0.96252 | 0.93651 | 0.9218 | 0.91975 | 0.94084 | 0.95517 | 1.0063 | 1.3577 | 1.7082 | 1.9671 | 2.125 | 2.1975 | 2.2666 | 2.3098 | 2.2928 | 2.1923 | 1.8763 | 1.5822 | 1.5514 | 1.4309 | 1.2639 | 1.1317 | 1.0644 | 0 | 0 | 0 | 0 | 0 | 0 | 0 | 0 | 0 | 0 | 0 | 0 | 0 | 0 | 0.046197 | 0.045857 | 0.043845 | 0.037526 | 0 | 0 | 0 | 0 | 0 | 0 | 76.1278 | 74.8644 | 73.6231 | 72.7525 | 71.8461 | 71.0065 | 70.3064 | 70.0258 | 72.1698 | 77.1587 | 82.4996 | 87.0433 | 90.4216 | 92.8173 | 93.6742 | 93.8699 | 93.5408 | 92.5529 | 90.8841 | 87.8895 | 84.0055 | 81.0626 | 78.6497 | 76.9369 | 0.017715 | 0.01647 | 0.016163 | 0.015504 | 0.015441 | 0.015545 | 0.028045 | 0.026621 | 0.034837 | 0.038677 | 0.040357 | 0.042399 | 0.046248 | 0.051706 | 0.057196 | 0.06074 | 0.063057 | 0.052641 | 0.044942 | 0.03007 | 0.023649 | 0.020768 | 0.01739 | 0.016396
Portfolio Adjusted1-in-10Size: Under 20 kWOther2017October Monthly Peak | Portfolio Adjusted | 1-in-10 | Size: Under 20 kW | Other | 2017 | October Monthly Peak | 10 | 0.90225 | 0.87256 | 0.85131 | 0.84324 | 0.84443 | 0.86435 | 0.90341 | 0.90577 | 1.1432 | 1.4019 | 1.6112 | 1.7458 | 1.8186 | 1.8934 | 1.9509 | 1.9442 | 1.8528 | 1.5869 | 1.4595 | 1.3953 | 1.267 | 1.1297 | 1.022 | 0.96254 | 0 | 0 | 0 | 0 | 0 | 0 | 0 | 0 | 0 | 0 | 0 | 0 | 0 | 0 | 0.039017 | 0.038884 | 0.037055 | 0.031737 | 0 | 0 | 0 | 0 | 0 | 0 | 70.5195 | 69.0719 | 68.1642 | 66.9421 | 65.932 | 64.8878 | 64.3717 | 63.7563 | 64.471 | 69.3283 | 75.5143 | 81.3509 | 85.8115 | 88.7085 | 89.8491 | 90.5239 | 90.5353 | 89.6129 | 87.1815 | 82.91 | 78.8182 | 75.7601 | 73.3937 | 71.6393 | 0.017591 | 0.016355 | 0.016051 | 0.015396 | 0.015333 | 0.015437 | 0.02785 | 0.026436 | 0.034595 | 0.038408 | 0.040076 | 0.042104 | 0.045927 | 0.051346 | 0.056798 | 0.060318 | 0.062618 | 0.052275 | 0.044629 | 0.029861 | 0.023485 | 0.020623 | 0.017269 | 0.016282
Portfolio Adjusted1-in-10Size: Under 20 kWOther2017November Monthly Peak | Portfolio Adjusted | 1-in-10 | Size: Under 20 kW | Other | 2017 | November Monthly Peak | 11 | 0.83272 | 0.81037 | 0.80116 | 0.80188 | 0.80843 | 0.82921 | 0.79366 | 0.83192 | 1.0577 | 1.2603 | 1.4106 | 1.4936 | 1.526 | 1.5659 | 1.5998 | 1.585 | 1.541 | 1.5251 | 1.3557 | 1.2421 | 1.1317 | 1.0161 | 0.9321 | 0.881 | 0 | 0 | 0 | 0 | 0 | 0 | 0 | 0 | 0 | 0 | 0 | 0 | 0 | 0 | 0.031997 | 0.031699 | 0.030819 | 0.030501 | 0 | 0 | 0 | 0 | 0 | 0 | 64.8525 | 63.4865 | 62.4568 | 61.1065 | 60.2614 | 59.4351 | 58.7221 | 58.4439 | 60.9728 | 66.1522 | 72.3828 | 77.3546 | 80.5397 | 82.2307 | 83.2804 | 83.4809 | 82.2703 | 79.6991 | 76.2642 | 72.5586 | 70.0084 | 68.0094 | 66.2784 | 65.035 | 0.017673 | 0.016431 | 0.016125 | 0.015467 | 0.015404 | 0.015508 | 0.027979 | 0.026558 | 0.034755 | 0.038586 | 0.040262 | 0.042299 | 0.046139 | 0.051584 | 0.057061 | 0.060597 | 0.062908 | 0.052517 | 0.044836 | 0.029999 | 0.023593 | 0.020719 | 0.017349 | 0.016357
Portfolio Adjusted1-in-10Size: Under 20 kWOther2017December Monthly Peak | Portfolio Adjusted | 1-in-10 | Size: Under 20 kW | Other | 2017 | December Monthly Peak | 12 | 0.88822 | 0.86784 | 0.85797 | 0.85918 | 0.87563 | 0.90982 | 0.9774 | 0.97961 | 1.207 | 1.3732 | 1.4397 | 1.4255 | 1.3635 | 1.3156 | 1.2746 | 1.2433 | 1.2911 | 1.3837 | 1.2658 | 1.2075 | 1.1299 | 1.054 | 0.98518 | 0.93874 | 0 | 0 | 0 | 0 | 0 | 0 | 0 | 0 | 0 | 0 | 0 | 0 | 0 | 0 | 0.025492 | 0.024866 | 0.025823 | 0.027675 | 0 | 0 | 0 | 0 | 0 | 0 | 41.9241 | 41.2855 | 41.0509 | 40.7841 | 40.4767 | 40.2862 | 40.5092 | 40.5697 | 41.2574 | 43.3294 | 45.5457 | 47.4701 | 48.6152 | 49.1443 | 49.1505 | 49.0675 | 48.6927 | 47.4529 | 46.2083 | 45.1621 | 44.2769 | 43.4092 | 43.0106 | 42.2996 | 0.018043 | 0.016775 | 0.016463 | 0.015792 | 0.015727 | 0.015833 | 0.028566 | 0.027115 | 0.035483 | 0.039395 | 0.041106 | 0.043186 | 0.047106 | 0.052665 | 0.058257 | 0.061868 | 0.064227 | 0.053618 | 0.045776 | 0.030628 | 0.024088 | 0.021153 | 0.017713 | 0.0167
Portfolio Adjusted1-in-10Size: Under 20 kWOther2017Typical Event Day | Portfolio Adjusted | 1-in-10 | Size: Under 20 kW | Other | 2017 | Typical Event Day | 8 | 1.0154 | 0.97779 | 0.95204 | 0.93917 | 0.9339 | 0.95089 | 0.91971 | 1.0239 | 1.3782 | 1.7348 | 1.9881 | 2.1453 | 2.2123 | 2.2795 | 2.3192 | 2.3015 | 2.1973 | 1.8877 | 1.5839 | 1.4691 | 1.4585 | 1.2973 | 1.1561 | 1.0852 | 0 | 0 | 0 | 0 | 0 | 0 | 0 | 0 | 0 | 0 | 0 | 0 | 0 | 0 | 0.046385 | 0.046029 | 0.043947 | 0.037755 | 0 | 0 | 0 | 0 | 0 | 0 | 75.7414 | 74.4282 | 73.2288 | 72.1514 | 71.1626 | 70.1259 | 69.3899 | 69.6524 | 72.6648 | 77.822 | 82.8575 | 87.0696 | 90.066 | 92.0672 | 93.2943 | 93.9054 | 93.9109 | 93.129 | 91.9155 | 89.4758 | 85.922 | 82.6234 | 80.307 | 78.5026 | 0.017726 | 0.01648 | 0.016174 | 0.015514 | 0.01545 | 0.015555 | 0.028063 | 0.026638 | 0.034859 | 0.038701 | 0.040383 | 0.042426 | 0.046277 | 0.051738 | 0.057232 | 0.060779 | 0.063097 | 0.052674 | 0.04497 | 0.030089 | 0.023664 | 0.020781 | 0.017401 | 0.016406
Portfolio Adjusted1-in-10Size: Under 20 kWOther2018January Monthly Peak | Portfolio Adjusted | 1-in-10 | Size: Under 20 kW | Other | 2018 | January Monthly Peak | 1 | 0.92697 | 0.91027 | 0.90259 | 0.90313 | 0.92284 | 0.96439 | 1.0523 | 1.0532 | 1.2933 | 1.461 | 1.5162 | 1.489 | 1.4118 | 1.3549 | 1.3044 | 1.2668 | 1.2774 | 1.3922 | 1.3054 | 1.2459 | 1.1699 | 1.0809 | 1.0095 | 0.97082 | 0 | 0 | 0 | 0 | 0 | 0 | 0 | 0 | 0 | 0 | 0 | 0 | 0 | 0 | 0.026087 | 0.025335 | 0.025547 | 0.027843 | 0 | 0 | 0 | 0 | 0 | 0 | 40.8825 | 40.2265 | 39.6787 | 39.2346 | 39.078 | 38.7356 | 38.3601 | 38.2199 | 38.7881 | 40.8754 | 43.3476 | 45.9 | 47.8468 | 48.7795 | 49.2651 | 49.1658 | 48.5776 | 47.5448 | 45.4352 | 43.7754 | 42.3698 | 41.2553 | 40.3743 | 39.6043 | 0.018753 | 0.017435 | 0.017111 | 0.016412 | 0.016346 | 0.016456 | 0.029689 | 0.028181 | 0.036879 | 0.040944 | 0.042723 | 0.044884 | 0.048959 | 0.054736 | 0.060548 | 0.0643 | 0.066753 | 0.055726 | 0.047576 | 0.031833 | 0.025035 | 0.021985 | 0.018409 | 0.017357
Portfolio Adjusted1-in-10Size: Under 20 kWOther2018February Monthly Peak | Portfolio Adjusted | 1-in-10 | Size: Under 20 kW | Other | 2018 | February Monthly Peak | 2 | 0.8586 | 0.84272 | 0.8351 | 0.836 | 0.85287 | 0.88381 | 0.91503 | 0.9074 | 1.1211 | 1.272 | 1.3424 | 1.3448 | 1.3106 | 1.2936 | 1.2868 | 1.2717 | 1.2545 | 1.2582 | 1.2634 | 1.1839 | 1.1011 | 1.0085 | 0.9335 | 0.89082 | 0 | 0 | 0 | 0 | 0 | 0 | 0 | 0 | 0 | 0 | 0 | 0 | 0 | 0 | 0.025737 | 0.025433 | 0.02509 | 0.025164 | 0 | 0 | 0 | 0 | 0 | 0 | 48.7338 | 48.2653 | 47.7842 | 47.25 | 46.7288 | 45.8891 | 45.497 | 45.4871 | 46.3321 | 48.4829 | 50.6234 | 52.4964 | 54.0724 | 55.14 | 56.1257 | 56.6543 | 56.1727 | 55.3446 | 53.2962 | 51.1829 | 49.4317 | 47.9924 | 47.0994 | 46.1208 | 0.017579 | 0.016343 | 0.016039 | 0.015385 | 0.015322 | 0.015426 | 0.02783 | 0.026417 | 0.03457 | 0.03838 | 0.040047 | 0.042074 | 0.045893 | 0.051309 | 0.056757 | 0.060274 | 0.062573 | 0.052237 | 0.044597 | 0.02984 | 0.023468 | 0.020608 | 0.017257 | 0.01627
Portfolio Adjusted1-in-10Size: Under 20 kWOther2018March Monthly Peak | Portfolio Adjusted | 1-in-10 | Size: Under 20 kW | Other | 2018 | March Monthly Peak | 3 | 0.84386 | 0.82071 | 0.80816 | 0.80485 | 0.81349 | 0.83544 | 0.86803 | 0.85045 | 1.0215 | 1.1829 | 1.2921 | 1.3344 | 1.3397 | 1.3627 | 1.3886 | 1.3869 | 1.3386 | 1.2142 | 1.1418 | 1.1753 | 1.1066 | 1.006 | 0.92737 | 0.87957 | 0 | 0 | 0 | 0 | 0 | 0 | 0 | 0 | 0 | 0 | 0 | 0 | 0 | 0 | 0.027772 | 0.027739 | 0.026772 | 0.024283 | 0 | 0 | 0 | 0 | 0 | 0 | 56.1934 | 54.7189 | 53.8472 | 53.3766 | 52.4101 | 51.68 | 50.958 | 50.7659 | 52.0466 | 56.5369 | 62.1024 | 66.8863 | 70.2503 | 72.1491 | 73.4409 | 74.2421 | 74.2723 | 73.2191 | 71.4966 | 68.8106 | 65.3679 | 62.377 | 60.1306 | 58.4392 | 0.017443 | 0.016217 | 0.015916 | 0.015266 | 0.015204 | 0.015307 | 0.027616 | 0.026213 | 0.034303 | 0.038084 | 0.039739 | 0.041749 | 0.045539 | 0.050913 | 0.056319 | 0.05981 | 0.062091 | 0.051834 | 0.044253 | 0.029609 | 0.023287 | 0.02045 | 0.017124 | 0.016144
Portfolio Adjusted1-in-10Size: Under 20 kWOther2018April Monthly Peak | Portfolio Adjusted | 1-in-10 | Size: Under 20 kW | Other | 2018 | April Monthly Peak | 4 | 0.88037 | 0.85492 | 0.83606 | 0.83065 | 0.8332 | 0.85296 | 0.8172 | 0.84248 | 1.0804 | 1.3162 | 1.4864 | 1.5832 | 1.6321 | 1.6973 | 1.7499 | 1.7515 | 1.679 | 1.4617 | 1.2646 | 1.2547 | 1.2296 | 1.0981 | 0.99381 | 0.93363 | 0 | 0 | 0 | 0 | 0 | 0 | 0 | 0 | 0 | 0 | 0 | 0 | 0 | 0 | 0.034998 | 0.035029 | 0.03358 | 0.029233 | 0 | 0 | 0 | 0 | 0 | 0 | 66.8951 | 65.4447 | 63.746 | 62.5335 | 61.3683 | 60.2404 | 59.6085 | 59.5755 | 63.0222 | 69.3523 | 75.6629 | 80.9397 | 84.1354 | 86.2093 | 87.464 | 88.1534 | 88.0202 | 87.3475 | 85.324 | 82.2342 | 78.0977 | 74.3614 | 71.5836 | 69.8897 | 0.017597 | 0.01636 | 0.016056 | 0.015401 | 0.015338 | 0.015442 | 0.027859 | 0.026444 | 0.034605 | 0.03842 | 0.040089 | 0.042117 | 0.045941 | 0.051362 | 0.056816 | 0.060337 | 0.062638 | 0.052291 | 0.044643 | 0.02987 | 0.023492 | 0.02063 | 0.017275 | 0.016287
Portfolio Adjusted1-in-10Size: Under 20 kWOther2018May Monthly Peak | Portfolio Adjusted | 1-in-10 | Size: Under 20 kW | Other | 2018 | May Monthly Peak | 5 | 0.92905 | 0.89979 | 0.87714 | 0.86821 | 0.86668 | 0.86371 | 0.78123 | 0.89145 | 1.1846 | 1.4754 | 1.6866 | 1.8116 | 1.8707 | 1.9349 | 1.988 | 1.9868 | 1.9066 | 1.6606 | 1.4106 | 1.3075 | 1.329 | 1.1838 | 1.0604 | 0.99186 | 0 | 0 | 0 | 0 | 0 | 0 | 0 | 0 | 0 | 0 | 0 | 0 | 0 | 0 | 0.039761 | 0.039736 | 0.038132 | 0.033212 | 0 | 0 | 0 | 0 | 0 | 0 | 73.3245 | 71.2784 | 69.8129 | 68.5315 | 67.1784 | 65.9645 | 65.1878 | 65.5282 | 69.2034 | 74.6709 | 79.9409 | 83.5463 | 86.9322 | 89.1871 | 90.3635 | 90.733 | 90.2568 | 89.1943 | 87.7887 | 85.2891 | 81.3501 | 77.6968 | 75.1494 | 72.6387 | 0.017683 | 0.016441 | 0.016135 | 0.015476 | 0.015413 | 0.015517 | 0.027996 | 0.026574 | 0.034775 | 0.038609 | 0.040286 | 0.042324 | 0.046167 | 0.051614 | 0.057095 | 0.060633 | 0.062946 | 0.052548 | 0.044863 | 0.030017 | 0.023607 | 0.020731 | 0.017359 | 0.016367
Portfolio Adjusted1-in-10Size: Under 20 kWOther2018June Monthly Peak | Portfolio Adjusted | 1-in-10 | Size: Under 20 kW | Other | 2018 | June Monthly Peak | 6 | 0.98038 | 0.94513 | 0.92109 | 0.90968 | 0.90389 | 0.88472 | 0.82628 | 0.97032 | 1.296 | 1.608 | 1.8443 | 1.9857 | 2.0561 | 2.1275 | 2.1801 | 2.1692 | 2.0797 | 1.8002 | 1.5185 | 1.3681 | 1.3753 | 1.2539 | 1.1219 | 1.0487 | 0 | 0 | 0 | 0 | 0 | 0 | 0 | 0 | 0 | 0 | 0 | 0 | 0 | 0 | 0.043601 | 0.043384 | 0.041594 | 0.036005 | 0 | 0 | 0 | 0 | 0 | 0 | 73.3405 | 71.756 | 70.6408 | 69.3133 | 68.3207 | 66.7578 | 65.9267 | 66.8962 | 70.9823 | 76.1568 | 81.2371 | 85.2371 | 88.0081 | 89.7601 | 91.0147 | 91.7236 | 92.0907 | 91.4437 | 90.3243 | 88.1887 | 85.1219 | 81.2984 | 78.77 | 76.7955 | 0.017712 | 0.016468 | 0.016161 | 0.015502 | 0.015439 | 0.015543 | 0.028042 | 0.026617 | 0.034832 | 0.038672 | 0.040352 | 0.042393 | 0.046242 | 0.051699 | 0.057188 | 0.060732 | 0.063048 | 0.052634 | 0.044936 | 0.030066 | 0.023646 | 0.020765 | 0.017388 | 0.016394
Portfolio Adjusted1-in-10Size: Under 20 kWOther2018July Monthly Peak | Portfolio Adjusted | 1-in-10 | Size: Under 20 kW | Other | 2018 | July Monthly Peak | 7 | 1.0326 | 0.99168 | 0.96332 | 0.95116 | 0.94463 | 0.95244 | 0.90744 | 1.0583 | 1.4312 | 1.7839 | 2.0406 | 2.1813 | 2.2417 | 2.3004 | 2.3412 | 2.3223 | 2.2225 | 1.9157 | 1.6164 | 1.4552 | 1.4541 | 1.3202 | 1.18 | 1.1017 | 0 | 0 | 0 | 0 | 0 | 0 | 0 | 0 | 0 | 0 | 0 | 0 | 0 | 0 | 0.046824 | 0.046446 | 0.044451 | 0.038313 | 0 | 0 | 0 | 0 | 0 | 0 | 77.169 | 75.9403 | 74.7106 | 73.5362 | 72.6123 | 71.6008 | 70.7494 | 71.0197 | 74.1022 | 79.0711 | 83.7306 | 87.4867 | 90.1829 | 91.9245 | 93.2475 | 93.8747 | 93.7958 | 93.2511 | 92.2485 | 89.9811 | 86.3487 | 82.7846 | 80.4364 | 78.7323 | 0.017623 | 0.016384 | 0.016079 | 0.015423 | 0.01536 | 0.015464 | 0.0279 | 0.026482 | 0.034656 | 0.038476 | 0.040147 | 0.042179 | 0.046008 | 0.051437 | 0.056899 | 0.060425 | 0.062729 | 0.052367 | 0.044708 | 0.029914 | 0.023526 | 0.02066 | 0.0173 | 0.016311
Portfolio Adjusted1-in-10Size: Under 20 kWOther2018August Monthly Peak | Portfolio Adjusted | 1-in-10 | Size: Under 20 kW | Other | 2018 | August Monthly Peak | 8 | 1.0286 | 0.99003 | 0.96352 | 0.9502 | 0.94442 | 0.96213 | 0.93214 | 1.0429 | 1.411 | 1.7817 | 2.0449 | 2.2077 | 2.2761 | 2.3437 | 2.3823 | 2.3621 | 2.2554 | 1.9383 | 1.6213 | 1.5019 | 1.4866 | 1.3201 | 1.1751 | 1.1027 | 0 | 0 | 0 | 0 | 0 | 0 | 0 | 0 | 0 | 0 | 0 | 0 | 0 | 0 | 0.047646 | 0.047243 | 0.045108 | 0.038766 | 0 | 0 | 0 | 0 | 0 | 0 | 76.3286 | 75.152 | 73.9408 | 73.0036 | 71.8712 | 71.1386 | 70.5771 | 70.6678 | 73.405 | 78.9015 | 83.9626 | 88.5114 | 91.6514 | 93.7667 | 95.2408 | 96.1532 | 96.2161 | 95.2684 | 94.2051 | 91.844 | 88.212 | 85.3479 | 83.3718 | 81.5456 | 0.017891 | 0.016633 | 0.016324 | 0.015658 | 0.015594 | 0.015699 | 0.028324 | 0.026885 | 0.035183 | 0.039061 | 0.040758 | 0.04282 | 0.046708 | 0.05222 | 0.057764 | 0.061344 | 0.063684 | 0.053164 | 0.045389 | 0.030369 | 0.023884 | 0.020974 | 0.017563 | 0.016559
Portfolio Adjusted1-in-10Size: Under 20 kWOther2018September Monthly Peak | Portfolio Adjusted | 1-in-10 | Size: Under 20 kW | Other | 2018 | September Monthly Peak | 9 | 0.99695 | 0.96252 | 0.93651 | 0.9218 | 0.91975 | 0.94084 | 0.95517 | 1.0063 | 1.3577 | 1.7082 | 1.9671 | 2.125 | 2.1975 | 2.2666 | 2.3098 | 2.2928 | 2.1923 | 1.8763 | 1.5822 | 1.5514 | 1.4309 | 1.2639 | 1.1317 | 1.0644 | 0 | 0 | 0 | 0 | 0 | 0 | 0 | 0 | 0 | 0 | 0 | 0 | 0 | 0 | 0.046197 | 0.045857 | 0.043845 | 0.037526 | 0 | 0 | 0 | 0 | 0 | 0 | 76.1278 | 74.8644 | 73.6231 | 72.7525 | 71.8461 | 71.0065 | 70.3064 | 70.0258 | 72.1698 | 77.1587 | 82.4996 | 87.0433 | 90.4216 | 92.8173 | 93.6742 | 93.8699 | 93.5408 | 92.5529 | 90.8841 | 87.8895 | 84.0055 | 81.0626 | 78.6497 | 76.9369 | 0.017715 | 0.01647 | 0.016163 | 0.015504 | 0.015441 | 0.015545 | 0.028045 | 0.026621 | 0.034837 | 0.038677 | 0.040357 | 0.042399 | 0.046248 | 0.051706 | 0.057196 | 0.06074 | 0.063057 | 0.052641 | 0.044942 | 0.03007 | 0.023649 | 0.020768 | 0.01739 | 0.016396
Portfolio Adjusted1-in-10Size: Under 20 kWOther2018October Monthly Peak | Portfolio Adjusted | 1-in-10 | Size: Under 20 kW | Other | 2018 | October Monthly Peak | 10 | 0.90225 | 0.87256 | 0.85131 | 0.84324 | 0.84443 | 0.86435 | 0.90341 | 0.90577 | 1.1432 | 1.4019 | 1.6112 | 1.7458 | 1.8186 | 1.8934 | 1.9509 | 1.9442 | 1.8528 | 1.5869 | 1.4595 | 1.3953 | 1.267 | 1.1297 | 1.022 | 0.96254 | 0 | 0 | 0 | 0 | 0 | 0 | 0 | 0 | 0 | 0 | 0 | 0 | 0 | 0 | 0.039017 | 0.038884 | 0.037055 | 0.031737 | 0 | 0 | 0 | 0 | 0 | 0 | 70.5195 | 69.0719 | 68.1642 | 66.9421 | 65.932 | 64.8878 | 64.3717 | 63.7563 | 64.471 | 69.3283 | 75.5143 | 81.3509 | 85.8115 | 88.7085 | 89.8491 | 90.5239 | 90.5353 | 89.6129 | 87.1815 | 82.91 | 78.8182 | 75.7601 | 73.3937 | 71.6393 | 0.017591 | 0.016355 | 0.016051 | 0.015396 | 0.015333 | 0.015437 | 0.02785 | 0.026436 | 0.034595 | 0.038408 | 0.040076 | 0.042104 | 0.045927 | 0.051346 | 0.056798 | 0.060318 | 0.062618 | 0.052275 | 0.044629 | 0.029861 | 0.023485 | 0.020623 | 0.017269 | 0.016282
Portfolio Adjusted1-in-10Size: Under 20 kWOther2018November Monthly Peak | Portfolio Adjusted | 1-in-10 | Size: Under 20 kW | Other | 2018 | November Monthly Peak | 11 | 0.83272 | 0.81037 | 0.80116 | 0.80188 | 0.80843 | 0.82921 | 0.79366 | 0.83192 | 1.0577 | 1.2603 | 1.4106 | 1.4936 | 1.526 | 1.5659 | 1.5998 | 1.585 | 1.541 | 1.5251 | 1.3557 | 1.2421 | 1.1317 | 1.0161 | 0.9321 | 0.881 | 0 | 0 | 0 | 0 | 0 | 0 | 0 | 0 | 0 | 0 | 0 | 0 | 0 | 0 | 0.031997 | 0.031699 | 0.030819 | 0.030501 | 0 | 0 | 0 | 0 | 0 | 0 | 64.8525 | 63.4865 | 62.4568 | 61.1065 | 60.2614 | 59.4351 | 58.7221 | 58.4439 | 60.9728 | 66.1522 | 72.3828 | 77.3546 | 80.5397 | 82.2308 | 83.2804 | 83.4809 | 82.2703 | 79.6991 | 76.2642 | 72.5586 | 70.0084 | 68.0094 | 66.2784 | 65.035 | 0.017673 | 0.016431 | 0.016125 | 0.015467 | 0.015404 | 0.015508 | 0.027979 | 0.026558 | 0.034755 | 0.038586 | 0.040262 | 0.042299 | 0.046139 | 0.051584 | 0.057061 | 0.060597 | 0.062908 | 0.052517 | 0.044836 | 0.029999 | 0.023593 | 0.020719 | 0.017349 | 0.016357
Portfolio Adjusted1-in-10Size: Under 20 kWOther2018December Monthly Peak | Portfolio Adjusted | 1-in-10 | Size: Under 20 kW | Other | 2018 | December Monthly Peak | 12 | 0.88822 | 0.86784 | 0.85797 | 0.85918 | 0.87563 | 0.90982 | 0.9774 | 0.97961 | 1.207 | 1.3732 | 1.4397 | 1.4255 | 1.3635 | 1.3156 | 1.2746 | 1.2433 | 1.2911 | 1.3837 | 1.2658 | 1.2075 | 1.1299 | 1.054 | 0.98518 | 0.93874 | 0 | 0 | 0 | 0 | 0 | 0 | 0 | 0 | 0 | 0 | 0 | 0 | 0 | 0 | 0.025492 | 0.024866 | 0.025823 | 0.027675 | 0 | 0 | 0 | 0 | 0 | 0 | 41.9242 | 41.2855 | 41.0509 | 40.7841 | 40.4767 | 40.2862 | 40.5092 | 40.5697 | 41.2574 | 43.3294 | 45.5457 | 47.4701 | 48.6152 | 49.1443 | 49.1505 | 49.0675 | 48.6927 | 47.4529 | 46.2083 | 45.1621 | 44.2769 | 43.4092 | 43.0106 | 42.2996 | 0.018043 | 0.016775 | 0.016463 | 0.015792 | 0.015727 | 0.015833 | 0.028566 | 0.027115 | 0.035483 | 0.039395 | 0.041106 | 0.043186 | 0.047106 | 0.052665 | 0.058257 | 0.061868 | 0.064227 | 0.053618 | 0.045776 | 0.030628 | 0.024088 | 0.021153 | 0.017713 | 0.0167
Portfolio Adjusted1-in-10Size: Under 20 kWOther2018Typical Event Day | Portfolio Adjusted | 1-in-10 | Size: Under 20 kW | Other | 2018 | Typical Event Day | 8 | 1.0154 | 0.97779 | 0.95204 | 0.93917 | 0.9339 | 0.95089 | 0.91971 | 1.0239 | 1.3782 | 1.7348 | 1.9881 | 2.1453 | 2.2123 | 2.2795 | 2.3192 | 2.3015 | 2.1973 | 1.8877 | 1.5839 | 1.4691 | 1.4585 | 1.2973 | 1.1561 | 1.0852 | 0 | 0 | 0 | 0 | 0 | 0 | 0 | 0 | 0 | 0 | 0 | 0 | 0 | 0 | 0.046385 | 0.046029 | 0.043947 | 0.037755 | 0 | 0 | 0 | 0 | 0 | 0 | 75.7414 | 74.4282 | 73.2288 | 72.1514 | 71.1626 | 70.1259 | 69.3899 | 69.6524 | 72.6648 | 77.822 | 82.8575 | 87.0696 | 90.066 | 92.0672 | 93.2943 | 93.9054 | 93.9109 | 93.129 | 91.9155 | 89.4758 | 85.922 | 82.6234 | 80.307 | 78.5026 | 0.017726 | 0.01648 | 0.016174 | 0.015514 | 0.01545 | 0.015555 | 0.028063 | 0.026638 | 0.034859 | 0.038701 | 0.040383 | 0.042426 | 0.046277 | 0.051738 | 0.057232 | 0.060779 | 0.063097 | 0.052674 | 0.04497 | 0.030089 | 0.023664 | 0.020781 | 0.017401 | 0.016406
Portfolio Adjusted1-in-10Size: Under 20 kWOther2019January Monthly Peak | Portfolio Adjusted | 1-in-10 | Size: Under 20 kW | Other | 2019 | January Monthly Peak | 1 | 0.92697 | 0.91027 | 0.90259 | 0.90313 | 0.92284 | 0.96439 | 1.0523 | 1.0532 | 1.2933 | 1.461 | 1.5162 | 1.489 | 1.4118 | 1.3549 | 1.3044 | 1.2668 | 1.2774 | 1.3922 | 1.3054 | 1.2459 | 1.1699 | 1.0809 | 1.0095 | 0.97082 | 0 | 0 | 0 | 0 | 0 | 0 | 0 | 0 | 0 | 0 | 0 | 0 | 0 | 0 | 0.026087 | 0.025335 | 0.025547 | 0.027843 | 0 | 0 | 0 | 0 | 0 | 0 | 40.8825 | 40.2265 | 39.6787 | 39.2346 | 39.078 | 38.7356 | 38.3601 | 38.2199 | 38.7881 | 40.8754 | 43.3476 | 45.9 | 47.8468 | 48.7795 | 49.2651 | 49.1658 | 48.5776 | 47.5448 | 45.4352 | 43.7754 | 42.3698 | 41.2553 | 40.3743 | 39.6043 | 0.018753 | 0.017435 | 0.017111 | 0.016412 | 0.016346 | 0.016456 | 0.029689 | 0.028181 | 0.036879 | 0.040944 | 0.042722 | 0.044884 | 0.048959 | 0.054736 | 0.060548 | 0.0643 | 0.066753 | 0.055726 | 0.047576 | 0.031833 | 0.025035 | 0.021985 | 0.018409 | 0.017357
Portfolio Adjusted1-in-10Size: Under 20 kWOther2019February Monthly Peak | Portfolio Adjusted | 1-in-10 | Size: Under 20 kW | Other | 2019 | February Monthly Peak | 2 | 0.8586 | 0.84272 | 0.8351 | 0.836 | 0.85287 | 0.88381 | 0.91503 | 0.9074 | 1.1211 | 1.272 | 1.3424 | 1.3448 | 1.3106 | 1.2936 | 1.2868 | 1.2717 | 1.2545 | 1.2582 | 1.2634 | 1.1839 | 1.1011 | 1.0085 | 0.9335 | 0.89082 | 0 | 0 | 0 | 0 | 0 | 0 | 0 | 0 | 0 | 0 | 0 | 0 | 0 | 0 | 0.025737 | 0.025433 | 0.02509 | 0.025164 | 0 | 0 | 0 | 0 | 0 | 0 | 48.7338 | 48.2653 | 47.7842 | 47.25 | 46.7289 | 45.889 | 45.497 | 45.4871 | 46.3321 | 48.4829 | 50.6234 | 52.4964 | 54.0724 | 55.14 | 56.1257 | 56.6543 | 56.1727 | 55.3446 | 53.2962 | 51.1829 | 49.4317 | 47.9924 | 47.0994 | 46.1208 | 0.017579 | 0.016343 | 0.016039 | 0.015385 | 0.015322 | 0.015426 | 0.02783 | 0.026417 | 0.03457 | 0.03838 | 0.040047 | 0.042074 | 0.045893 | 0.051309 | 0.056757 | 0.060274 | 0.062573 | 0.052237 | 0.044597 | 0.02984 | 0.023468 | 0.020608 | 0.017257 | 0.01627
Portfolio Adjusted1-in-10Size: Under 20 kWOther2019March Monthly Peak | Portfolio Adjusted | 1-in-10 | Size: Under 20 kW | Other | 2019 | March Monthly Peak | 3 | 0.84386 | 0.82071 | 0.80816 | 0.80485 | 0.81349 | 0.83544 | 0.86803 | 0.85045 | 1.0215 | 1.1829 | 1.2921 | 1.3344 | 1.3397 | 1.3627 | 1.3886 | 1.3869 | 1.3386 | 1.2142 | 1.1418 | 1.1753 | 1.1066 | 1.006 | 0.92737 | 0.87957 | 0 | 0 | 0 | 0 | 0 | 0 | 0 | 0 | 0 | 0 | 0 | 0 | 0 | 0 | 0.027772 | 0.027739 | 0.026772 | 0.024283 | 0 | 0 | 0 | 0 | 0 | 0 | 56.1934 | 54.7189 | 53.8472 | 53.3766 | 52.4101 | 51.68 | 50.958 | 50.7659 | 52.0466 | 56.5369 | 62.1024 | 66.8863 | 70.2503 | 72.1491 | 73.4409 | 74.2421 | 74.2723 | 73.2191 | 71.4966 | 68.8106 | 65.3679 | 62.377 | 60.1306 | 58.4392 | 0.017443 | 0.016217 | 0.015916 | 0.015266 | 0.015204 | 0.015307 | 0.027616 | 0.026213 | 0.034303 | 0.038084 | 0.039739 | 0.041749 | 0.045539 | 0.050913 | 0.056319 | 0.05981 | 0.062091 | 0.051834 | 0.044253 | 0.029609 | 0.023287 | 0.02045 | 0.017124 | 0.016144
Portfolio Adjusted1-in-10Size: Under 20 kWOther2019April Monthly Peak | Portfolio Adjusted | 1-in-10 | Size: Under 20 kW | Other | 2019 | April Monthly Peak | 4 | 0.88037 | 0.85492 | 0.83606 | 0.83065 | 0.8332 | 0.85296 | 0.8172 | 0.84248 | 1.0804 | 1.3162 | 1.4864 | 1.5832 | 1.6321 | 1.6973 | 1.7499 | 1.7515 | 1.679 | 1.4617 | 1.2646 | 1.2547 | 1.2296 | 1.0981 | 0.99381 | 0.93363 | 0 | 0 | 0 | 0 | 0 | 0 | 0 | 0 | 0 | 0 | 0 | 0 | 0 | 0 | 0.034998 | 0.035029 | 0.03358 | 0.029233 | 0 | 0 | 0 | 0 | 0 | 0 | 66.8951 | 65.4447 | 63.746 | 62.5335 | 61.3682 | 60.2404 | 59.6085 | 59.5755 | 63.0222 | 69.3523 | 75.6629 | 80.9397 | 84.1354 | 86.2093 | 87.464 | 88.1534 | 88.0202 | 87.3475 | 85.324 | 82.2342 | 78.0977 | 74.3614 | 71.5836 | 69.8897 | 0.017597 | 0.01636 | 0.016056 | 0.015401 | 0.015338 | 0.015442 | 0.027859 | 0.026444 | 0.034605 | 0.03842 | 0.040089 | 0.042117 | 0.045941 | 0.051362 | 0.056816 | 0.060337 | 0.062638 | 0.052291 | 0.044643 | 0.02987 | 0.023492 | 0.02063 | 0.017275 | 0.016287
Portfolio Adjusted1-in-10Size: Under 20 kWOther2019May Monthly Peak | Portfolio Adjusted | 1-in-10 | Size: Under 20 kW | Other | 2019 | May Monthly Peak | 5 | 0.92905 | 0.89979 | 0.87714 | 0.86821 | 0.86668 | 0.86371 | 0.78123 | 0.89145 | 1.1846 | 1.4754 | 1.6866 | 1.8116 | 1.8707 | 1.9349 | 1.988 | 1.9868 | 1.9066 | 1.6606 | 1.4106 | 1.3075 | 1.329 | 1.1838 | 1.0604 | 0.99186 | 0 | 0 | 0 | 0 | 0 | 0 | 0 | 0 | 0 | 0 | 0 | 0 | 0 | 0 | 0.039761 | 0.039736 | 0.038132 | 0.033212 | 0 | 0 | 0 | 0 | 0 | 0 | 73.3245 | 71.2784 | 69.8129 | 68.5315 | 67.1784 | 65.9645 | 65.1878 | 65.5282 | 69.2034 | 74.6709 | 79.9409 | 83.5463 | 86.9322 | 89.1871 | 90.3635 | 90.733 | 90.2568 | 89.1943 | 87.7887 | 85.2891 | 81.3501 | 77.6968 | 75.1494 | 72.6387 | 0.017683 | 0.016441 | 0.016135 | 0.015476 | 0.015413 | 0.015517 | 0.027996 | 0.026574 | 0.034775 | 0.038609 | 0.040286 | 0.042324 | 0.046167 | 0.051614 | 0.057095 | 0.060633 | 0.062946 | 0.052548 | 0.044863 | 0.030017 | 0.023607 | 0.020731 | 0.017359 | 0.016367
Portfolio Adjusted1-in-10Size: Under 20 kWOther2019June Monthly Peak | Portfolio Adjusted | 1-in-10 | Size: Under 20 kW | Other | 2019 | June Monthly Peak | 6 | 0.98038 | 0.94513 | 0.92109 | 0.90968 | 0.90389 | 0.88472 | 0.82628 | 0.97032 | 1.296 | 1.608 | 1.8443 | 1.9857 | 2.0561 | 2.1275 | 2.1801 | 2.1692 | 2.0797 | 1.8002 | 1.5185 | 1.3681 | 1.3753 | 1.2539 | 1.1219 | 1.0487 | 0 | 0 | 0 | 0 | 0 | 0 | 0 | 0 | 0 | 0 | 0 | 0 | 0 | 0 | 0.043601 | 0.043384 | 0.041594 | 0.036005 | 0 | 0 | 0 | 0 | 0 | 0 | 73.3405 | 71.756 | 70.6408 | 69.3133 | 68.3207 | 66.7578 | 65.9267 | 66.8962 | 70.9823 | 76.1568 | 81.2371 | 85.2371 | 88.0081 | 89.7601 | 91.0147 | 91.7236 | 92.0907 | 91.4437 | 90.3243 | 88.1887 | 85.1219 | 81.2984 | 78.77 | 76.7955 | 0.017712 | 0.016468 | 0.016161 | 0.015502 | 0.015439 | 0.015543 | 0.028042 | 0.026617 | 0.034832 | 0.038672 | 0.040352 | 0.042393 | 0.046242 | 0.051699 | 0.057188 | 0.060732 | 0.063048 | 0.052634 | 0.044936 | 0.030066 | 0.023646 | 0.020765 | 0.017388 | 0.016394
Portfolio Adjusted1-in-10Size: Under 20 kWOther2019July Monthly Peak | Portfolio Adjusted | 1-in-10 | Size: Under 20 kW | Other | 2019 | July Monthly Peak | 7 | 1.0326 | 0.99168 | 0.96332 | 0.95116 | 0.94463 | 0.95244 | 0.90744 | 1.0583 | 1.4312 | 1.7839 | 2.0406 | 2.1813 | 2.2417 | 2.3004 | 2.3412 | 2.3223 | 2.2225 | 1.9157 | 1.6164 | 1.4552 | 1.4541 | 1.3202 | 1.18 | 1.1017 | 0 | 0 | 0 | 0 | 0 | 0 | 0 | 0 | 0 | 0 | 0 | 0 | 0 | 0 | 0.046824 | 0.046446 | 0.044451 | 0.038313 | 0 | 0 | 0 | 0 | 0 | 0 | 77.169 | 75.9403 | 74.7106 | 73.5362 | 72.6123 | 71.6008 | 70.7494 | 71.0197 | 74.1022 | 79.0711 | 83.7306 | 87.4867 | 90.1829 | 91.9245 | 93.2475 | 93.8747 | 93.7957 | 93.2511 | 92.2485 | 89.9811 | 86.3487 | 82.7846 | 80.4364 | 78.7323 | 0.017623 | 0.016384 | 0.016079 | 0.015423 | 0.01536 | 0.015464 | 0.0279 | 0.026482 | 0.034656 | 0.038476 | 0.040147 | 0.042179 | 0.046008 | 0.051437 | 0.056899 | 0.060425 | 0.062729 | 0.052367 | 0.044708 | 0.029914 | 0.023526 | 0.02066 | 0.0173 | 0.016311
Portfolio Adjusted1-in-10Size: Under 20 kWOther2019August Monthly Peak | Portfolio Adjusted | 1-in-10 | Size: Under 20 kW | Other | 2019 | August Monthly Peak | 8 | 1.0286 | 0.99003 | 0.96352 | 0.9502 | 0.94442 | 0.96213 | 0.93214 | 1.0429 | 1.411 | 1.7817 | 2.0449 | 2.2077 | 2.2761 | 2.3437 | 2.3823 | 2.3621 | 2.2554 | 1.9383 | 1.6213 | 1.5019 | 1.4866 | 1.3201 | 1.1751 | 1.1027 | 0 | 0 | 0 | 0 | 0 | 0 | 0 | 0 | 0 | 0 | 0 | 0 | 0 | 0 | 0.047646 | 0.047243 | 0.045108 | 0.038766 | 0 | 0 | 0 | 0 | 0 | 0 | 76.3286 | 75.152 | 73.9408 | 73.0036 | 71.8712 | 71.1386 | 70.5771 | 70.6678 | 73.405 | 78.9015 | 83.9626 | 88.5114 | 91.6514 | 93.7667 | 95.2408 | 96.1532 | 96.2161 | 95.2684 | 94.2051 | 91.844 | 88.212 | 85.3479 | 83.3718 | 81.5456 | 0.017891 | 0.016633 | 0.016324 | 0.015658 | 0.015594 | 0.015699 | 0.028324 | 0.026885 | 0.035183 | 0.039061 | 0.040758 | 0.04282 | 0.046708 | 0.05222 | 0.057764 | 0.061344 | 0.063684 | 0.053164 | 0.045389 | 0.030369 | 0.023884 | 0.020974 | 0.017563 | 0.016559
Portfolio Adjusted1-in-10Size: Under 20 kWOther2019September Monthly Peak | Portfolio Adjusted | 1-in-10 | Size: Under 20 kW | Other | 2019 | September Monthly Peak | 9 | 0.99695 | 0.96252 | 0.93651 | 0.9218 | 0.91975 | 0.94084 | 0.95517 | 1.0063 | 1.3577 | 1.7082 | 1.9671 | 2.125 | 2.1975 | 2.2666 | 2.3098 | 2.2928 | 2.1923 | 1.8763 | 1.5822 | 1.5514 | 1.4309 | 1.2639 | 1.1317 | 1.0644 | 0 | 0 | 0 | 0 | 0 | 0 | 0 | 0 | 0 | 0 | 0 | 0 | 0 | 0 | 0.046197 | 0.045857 | 0.043845 | 0.037526 | 0 | 0 | 0 | 0 | 0 | 0 | 76.1278 | 74.8644 | 73.6231 | 72.7525 | 71.8461 | 71.0065 | 70.3064 | 70.0258 | 72.1698 | 77.1587 | 82.4996 | 87.0433 | 90.4216 | 92.8173 | 93.6742 | 93.8699 | 93.5408 | 92.5529 | 90.8841 | 87.8895 | 84.0055 | 81.0626 | 78.6497 | 76.9369 | 0.017715 | 0.01647 | 0.016163 | 0.015504 | 0.015441 | 0.015545 | 0.028045 | 0.026621 | 0.034837 | 0.038677 | 0.040357 | 0.042399 | 0.046248 | 0.051706 | 0.057196 | 0.06074 | 0.063057 | 0.052641 | 0.044942 | 0.03007 | 0.023649 | 0.020768 | 0.01739 | 0.016396
Portfolio Adjusted1-in-10Size: Under 20 kWOther2019October Monthly Peak | Portfolio Adjusted | 1-in-10 | Size: Under 20 kW | Other | 2019 | October Monthly Peak | 10 | 0.90225 | 0.87256 | 0.85131 | 0.84324 | 0.84443 | 0.86435 | 0.90341 | 0.90577 | 1.1432 | 1.4019 | 1.6112 | 1.7458 | 1.8186 | 1.8934 | 1.9509 | 1.9442 | 1.8528 | 1.5869 | 1.4595 | 1.3953 | 1.267 | 1.1297 | 1.022 | 0.96254 | 0 | 0 | 0 | 0 | 0 | 0 | 0 | 0 | 0 | 0 | 0 | 0 | 0 | 0 | 0.039017 | 0.038884 | 0.037055 | 0.031737 | 0 | 0 | 0 | 0 | 0 | 0 | 70.5195 | 69.0719 | 68.1642 | 66.9421 | 65.932 | 64.8878 | 64.3717 | 63.7563 | 64.471 | 69.3283 | 75.5143 | 81.3509 | 85.8115 | 88.7085 | 89.8491 | 90.5239 | 90.5353 | 89.6129 | 87.1815 | 82.91 | 78.8182 | 75.7601 | 73.3937 | 71.6393 | 0.017591 | 0.016355 | 0.016051 | 0.015396 | 0.015333 | 0.015437 | 0.02785 | 0.026436 | 0.034595 | 0.038408 | 0.040076 | 0.042104 | 0.045927 | 0.051346 | 0.056798 | 0.060318 | 0.062618 | 0.052275 | 0.044629 | 0.029861 | 0.023485 | 0.020623 | 0.017269 | 0.016282
Portfolio Adjusted1-in-10Size: Under 20 kWOther2019November Monthly Peak | Portfolio Adjusted | 1-in-10 | Size: Under 20 kW | Other | 2019 | November Monthly Peak | 11 | 0.83272 | 0.81037 | 0.80116 | 0.80188 | 0.80843 | 0.82921 | 0.79366 | 0.83192 | 1.0577 | 1.2603 | 1.4106 | 1.4936 | 1.526 | 1.5659 | 1.5998 | 1.585 | 1.541 | 1.5251 | 1.3557 | 1.2421 | 1.1317 | 1.0161 | 0.9321 | 0.881 | 0 | 0 | 0 | 0 | 0 | 0 | 0 | 0 | 0 | 0 | 0 | 0 | 0 | 0 | 0.031997 | 0.031699 | 0.030819 | 0.030501 | 0 | 0 | 0 | 0 | 0 | 0 | 64.8525 | 63.4865 | 62.4568 | 61.1065 | 60.2614 | 59.4351 | 58.7221 | 58.4439 | 60.9728 | 66.1522 | 72.3828 | 77.3546 | 80.5397 | 82.2307 | 83.2804 | 83.4809 | 82.2703 | 79.6991 | 76.2642 | 72.5586 | 70.0084 | 68.0094 | 66.2784 | 65.0349 | 0.017673 | 0.016431 | 0.016125 | 0.015467 | 0.015404 | 0.015508 | 0.027979 | 0.026558 | 0.034755 | 0.038586 | 0.040262 | 0.042299 | 0.046139 | 0.051584 | 0.057061 | 0.060597 | 0.062908 | 0.052517 | 0.044836 | 0.029999 | 0.023593 | 0.020719 | 0.017349 | 0.016357
Portfolio Adjusted1-in-10Size: Under 20 kWOther2019December Monthly Peak | Portfolio Adjusted | 1-in-10 | Size: Under 20 kW | Other | 2019 | December Monthly Peak | 12 | 0.88822 | 0.86784 | 0.85797 | 0.85918 | 0.87563 | 0.90982 | 0.9774 | 0.97961 | 1.207 | 1.3732 | 1.4397 | 1.4255 | 1.3635 | 1.3156 | 1.2746 | 1.2433 | 1.2911 | 1.3837 | 1.2658 | 1.2075 | 1.1299 | 1.054 | 0.98518 | 0.93874 | 0 | 0 | 0 | 0 | 0 | 0 | 0 | 0 | 0 | 0 | 0 | 0 | 0 | 0 | 0.025492 | 0.024866 | 0.025823 | 0.027675 | 0 | 0 | 0 | 0 | 0 | 0 | 41.9241 | 41.2855 | 41.0509 | 40.7841 | 40.4767 | 40.2862 | 40.5092 | 40.5697 | 41.2574 | 43.3294 | 45.5457 | 47.4701 | 48.6152 | 49.1443 | 49.1505 | 49.0675 | 48.6927 | 47.4529 | 46.2083 | 45.1621 | 44.2769 | 43.4092 | 43.0106 | 42.2996 | 0.018043 | 0.016775 | 0.016463 | 0.015792 | 0.015727 | 0.015833 | 0.028566 | 0.027115 | 0.035483 | 0.039395 | 0.041106 | 0.043186 | 0.047106 | 0.052665 | 0.058257 | 0.061868 | 0.064227 | 0.053618 | 0.045776 | 0.030628 | 0.024088 | 0.021153 | 0.017713 | 0.0167
Portfolio Adjusted1-in-10Size: Under 20 kWOther2019Typical Event Day | Portfolio Adjusted | 1-in-10 | Size: Under 20 kW | Other | 2019 | Typical Event Day | 8 | 1.0154 | 0.97779 | 0.95204 | 0.93917 | 0.9339 | 0.95089 | 0.91971 | 1.0239 | 1.3782 | 1.7348 | 1.9881 | 2.1453 | 2.2123 | 2.2795 | 2.3192 | 2.3015 | 2.1973 | 1.8877 | 1.5839 | 1.4691 | 1.4585 | 1.2973 | 1.1561 | 1.0852 | 0 | 0 | 0 | 0 | 0 | 0 | 0 | 0 | 0 | 0 | 0 | 0 | 0 | 0 | 0.046385 | 0.046029 | 0.043947 | 0.037755 | 0 | 0 | 0 | 0 | 0 | 0 | 75.7414 | 74.4282 | 73.2288 | 72.1514 | 71.1626 | 70.1259 | 69.3899 | 69.6524 | 72.6648 | 77.822 | 82.8575 | 87.0696 | 90.066 | 92.0672 | 93.2943 | 93.9053 | 93.9109 | 93.129 | 91.9155 | 89.4758 | 85.922 | 82.6234 | 80.307 | 78.5026 | 0.017726 | 0.01648 | 0.016174 | 0.015514 | 0.01545 | 0.015555 | 0.028063 | 0.026638 | 0.034859 | 0.038701 | 0.040383 | 0.042426 | 0.046277 | 0.051738 | 0.057232 | 0.060779 | 0.063097 | 0.052674 | 0.04497 | 0.030089 | 0.023664 | 0.020781 | 0.017401 | 0.016406
Portfolio Adjusted1-in-10Size: Under 20 kWOther2020January Monthly Peak | Portfolio Adjusted | 1-in-10 | Size: Under 20 kW | Other | 2020 | January Monthly Peak | 1 | 0.92697 | 0.91027 | 0.90259 | 0.90313 | 0.92284 | 0.96439 | 1.0523 | 1.0532 | 1.2933 | 1.461 | 1.5162 | 1.489 | 1.4118 | 1.3549 | 1.3044 | 1.2668 | 1.2774 | 1.3922 | 1.3054 | 1.2459 | 1.1699 | 1.0809 | 1.0095 | 0.97082 | 0 | 0 | 0 | 0 | 0 | 0 | 0 | 0 | 0 | 0 | 0 | 0 | 0 | 0 | 0.026087 | 0.025335 | 0.025547 | 0.027843 | 0 | 0 | 0 | 0 | 0 | 0 | 40.8825 | 40.2265 | 39.6787 | 39.2346 | 39.078 | 38.7356 | 38.3601 | 38.2199 | 38.7881 | 40.8754 | 43.3476 | 45.9 | 47.8468 | 48.7795 | 49.2651 | 49.1658 | 48.5776 | 47.5448 | 45.4352 | 43.7754 | 42.3698 | 41.2553 | 40.3743 | 39.6043 | 0.018753 | 0.017435 | 0.017111 | 0.016412 | 0.016346 | 0.016456 | 0.029689 | 0.028181 | 0.036879 | 0.040944 | 0.042723 | 0.044884 | 0.048959 | 0.054736 | 0.060548 | 0.0643 | 0.066753 | 0.055726 | 0.047576 | 0.031833 | 0.025035 | 0.021985 | 0.018409 | 0.017357
Portfolio Adjusted1-in-10Size: Under 20 kWOther2020February Monthly Peak | Portfolio Adjusted | 1-in-10 | Size: Under 20 kW | Other | 2020 | February Monthly Peak | 2 | 0.8586 | 0.84272 | 0.8351 | 0.836 | 0.85287 | 0.88381 | 0.91503 | 0.9074 | 1.1211 | 1.272 | 1.3424 | 1.3448 | 1.3106 | 1.2936 | 1.2868 | 1.2717 | 1.2545 | 1.2582 | 1.2634 | 1.1839 | 1.1011 | 1.0085 | 0.9335 | 0.89082 | 0 | 0 | 0 | 0 | 0 | 0 | 0 | 0 | 0 | 0 | 0 | 0 | 0 | 0 | 0.025737 | 0.025433 | 0.02509 | 0.025164 | 0 | 0 | 0 | 0 | 0 | 0 | 48.7338 | 48.2653 | 47.7842 | 47.25 | 46.7288 | 45.8891 | 45.497 | 45.4871 | 46.3321 | 48.4829 | 50.6234 | 52.4964 | 54.0724 | 55.14 | 56.1257 | 56.6543 | 56.1727 | 55.3446 | 53.2962 | 51.1829 | 49.4317 | 47.9924 | 47.0994 | 46.1208 | 0.017579 | 0.016343 | 0.016039 | 0.015385 | 0.015322 | 0.015426 | 0.02783 | 0.026417 | 0.03457 | 0.03838 | 0.040047 | 0.042074 | 0.045893 | 0.051309 | 0.056757 | 0.060274 | 0.062573 | 0.052237 | 0.044597 | 0.02984 | 0.023468 | 0.020608 | 0.017257 | 0.01627
Portfolio Adjusted1-in-10Size: Under 20 kWOther2020March Monthly Peak | Portfolio Adjusted | 1-in-10 | Size: Under 20 kW | Other | 2020 | March Monthly Peak | 3 | 0.84386 | 0.82071 | 0.80816 | 0.80485 | 0.81349 | 0.83544 | 0.86803 | 0.85045 | 1.0215 | 1.1829 | 1.2921 | 1.3344 | 1.3397 | 1.3627 | 1.3886 | 1.3869 | 1.3386 | 1.2142 | 1.1418 | 1.1753 | 1.1066 | 1.006 | 0.92737 | 0.87957 | 0 | 0 | 0 | 0 | 0 | 0 | 0 | 0 | 0 | 0 | 0 | 0 | 0 | 0 | 0.027772 | 0.027739 | 0.026772 | 0.024283 | 0 | 0 | 0 | 0 | 0 | 0 | 56.1934 | 54.7189 | 53.8472 | 53.3766 | 52.4101 | 51.68 | 50.958 | 50.7659 | 52.0466 | 56.5369 | 62.1024 | 66.8863 | 70.2503 | 72.1491 | 73.4409 | 74.2421 | 74.2723 | 73.2191 | 71.4966 | 68.8106 | 65.3679 | 62.377 | 60.1306 | 58.4392 | 0.017443 | 0.016217 | 0.015916 | 0.015266 | 0.015204 | 0.015307 | 0.027616 | 0.026213 | 0.034303 | 0.038084 | 0.039739 | 0.041749 | 0.045539 | 0.050913 | 0.056319 | 0.05981 | 0.062091 | 0.051834 | 0.044253 | 0.029609 | 0.023287 | 0.02045 | 0.017124 | 0.016144
Portfolio Adjusted1-in-10Size: Under 20 kWOther2020April Monthly Peak | Portfolio Adjusted | 1-in-10 | Size: Under 20 kW | Other | 2020 | April Monthly Peak | 4 | 0.88037 | 0.85492 | 0.83606 | 0.83065 | 0.8332 | 0.85296 | 0.8172 | 0.84248 | 1.0804 | 1.3162 | 1.4864 | 1.5832 | 1.6321 | 1.6973 | 1.7499 | 1.7515 | 1.679 | 1.4617 | 1.2646 | 1.2547 | 1.2296 | 1.0981 | 0.99381 | 0.93363 | 0 | 0 | 0 | 0 | 0 | 0 | 0 | 0 | 0 | 0 | 0 | 0 | 0 | 0 | 0.034998 | 0.035029 | 0.03358 | 0.029233 | 0 | 0 | 0 | 0 | 0 | 0 | 66.8951 | 65.4447 | 63.746 | 62.5335 | 61.3682 | 60.2404 | 59.6085 | 59.5755 | 63.0222 | 69.3523 | 75.6629 | 80.9397 | 84.1354 | 86.2093 | 87.464 | 88.1534 | 88.0202 | 87.3475 | 85.324 | 82.2342 | 78.0977 | 74.3614 | 71.5836 | 69.8897 | 0.017597 | 0.01636 | 0.016056 | 0.015401 | 0.015338 | 0.015442 | 0.027859 | 0.026444 | 0.034605 | 0.03842 | 0.040089 | 0.042117 | 0.045941 | 0.051362 | 0.056816 | 0.060337 | 0.062638 | 0.052291 | 0.044643 | 0.02987 | 0.023492 | 0.02063 | 0.017275 | 0.016287
Portfolio Adjusted1-in-10Size: Under 20 kWOther2020May Monthly Peak | Portfolio Adjusted | 1-in-10 | Size: Under 20 kW | Other | 2020 | May Monthly Peak | 5 | 0.92905 | 0.89979 | 0.87714 | 0.86821 | 0.86668 | 0.86371 | 0.78123 | 0.89145 | 1.1846 | 1.4754 | 1.6866 | 1.8116 | 1.8707 | 1.9349 | 1.988 | 1.9868 | 1.9066 | 1.6606 | 1.4106 | 1.3075 | 1.329 | 1.1838 | 1.0604 | 0.99186 | 0 | 0 | 0 | 0 | 0 | 0 | 0 | 0 | 0 | 0 | 0 | 0 | 0 | 0 | 0.039761 | 0.039736 | 0.038132 | 0.033212 | 0 | 0 | 0 | 0 | 0 | 0 | 73.3245 | 71.2784 | 69.8129 | 68.5315 | 67.1784 | 65.9645 | 65.1878 | 65.5282 | 69.2034 | 74.6709 | 79.9409 | 83.5464 | 86.9322 | 89.1871 | 90.3635 | 90.733 | 90.2568 | 89.1942 | 87.7887 | 85.2891 | 81.3501 | 77.6968 | 75.1494 | 72.6387 | 0.017683 | 0.016441 | 0.016135 | 0.015476 | 0.015413 | 0.015517 | 0.027996 | 0.026574 | 0.034775 | 0.038609 | 0.040286 | 0.042324 | 0.046167 | 0.051614 | 0.057095 | 0.060633 | 0.062946 | 0.052548 | 0.044863 | 0.030017 | 0.023607 | 0.020731 | 0.017359 | 0.016367
Portfolio Adjusted1-in-10Size: Under 20 kWOther2020June Monthly Peak | Portfolio Adjusted | 1-in-10 | Size: Under 20 kW | Other | 2020 | June Monthly Peak | 6 | 0.98038 | 0.94513 | 0.92109 | 0.90968 | 0.90389 | 0.88472 | 0.82628 | 0.97032 | 1.296 | 1.608 | 1.8443 | 1.9857 | 2.0561 | 2.1275 | 2.1801 | 2.1692 | 2.0797 | 1.8002 | 1.5185 | 1.3681 | 1.3753 | 1.2539 | 1.1219 | 1.0487 | 0 | 0 | 0 | 0 | 0 | 0 | 0 | 0 | 0 | 0 | 0 | 0 | 0 | 0 | 0.043601 | 0.043384 | 0.041594 | 0.036005 | 0 | 0 | 0 | 0 | 0 | 0 | 73.3405 | 71.756 | 70.6408 | 69.3133 | 68.3207 | 66.7578 | 65.9267 | 66.8962 | 70.9823 | 76.1568 | 81.2371 | 85.2371 | 88.0081 | 89.7601 | 91.0147 | 91.7236 | 92.0907 | 91.4437 | 90.3243 | 88.1887 | 85.1219 | 81.2984 | 78.77 | 76.7955 | 0.017712 | 0.016468 | 0.016161 | 0.015502 | 0.015439 | 0.015543 | 0.028042 | 0.026617 | 0.034832 | 0.038672 | 0.040352 | 0.042393 | 0.046242 | 0.051699 | 0.057188 | 0.060732 | 0.063048 | 0.052634 | 0.044936 | 0.030066 | 0.023646 | 0.020765 | 0.017388 | 0.016394
Portfolio Adjusted1-in-10Size: Under 20 kWOther2020July Monthly Peak | Portfolio Adjusted | 1-in-10 | Size: Under 20 kW | Other | 2020 | July Monthly Peak | 7 | 1.0326 | 0.99168 | 0.96332 | 0.95116 | 0.94463 | 0.95244 | 0.90744 | 1.0583 | 1.4312 | 1.7839 | 2.0406 | 2.1813 | 2.2417 | 2.3004 | 2.3412 | 2.3223 | 2.2225 | 1.9157 | 1.6164 | 1.4552 | 1.4541 | 1.3202 | 1.18 | 1.1017 | 0 | 0 | 0 | 0 | 0 | 0 | 0 | 0 | 0 | 0 | 0 | 0 | 0 | 0 | 0.046824 | 0.046446 | 0.044451 | 0.038313 | 0 | 0 | 0 | 0 | 0 | 0 | 77.169 | 75.9403 | 74.7106 | 73.5362 | 72.6123 | 71.6008 | 70.7494 | 71.0197 | 74.1022 | 79.0711 | 83.7306 | 87.4867 | 90.1829 | 91.9245 | 93.2475 | 93.8747 | 93.7957 | 93.2511 | 92.2485 | 89.9811 | 86.3487 | 82.7846 | 80.4364 | 78.7323 | 0.017623 | 0.016384 | 0.016079 | 0.015423 | 0.01536 | 0.015464 | 0.0279 | 0.026482 | 0.034656 | 0.038476 | 0.040147 | 0.042179 | 0.046008 | 0.051437 | 0.056898 | 0.060425 | 0.062729 | 0.052367 | 0.044708 | 0.029914 | 0.023526 | 0.02066 | 0.0173 | 0.016311
Portfolio Adjusted1-in-10Size: Under 20 kWOther2020August Monthly Peak | Portfolio Adjusted | 1-in-10 | Size: Under 20 kW | Other | 2020 | August Monthly Peak | 8 | 1.0286 | 0.99003 | 0.96352 | 0.9502 | 0.94442 | 0.96213 | 0.93214 | 1.0429 | 1.411 | 1.7817 | 2.0449 | 2.2077 | 2.2761 | 2.3437 | 2.3823 | 2.3621 | 2.2554 | 1.9383 | 1.6213 | 1.5019 | 1.4866 | 1.3201 | 1.1751 | 1.1027 | 0 | 0 | 0 | 0 | 0 | 0 | 0 | 0 | 0 | 0 | 0 | 0 | 0 | 0 | 0.047646 | 0.047243 | 0.045108 | 0.038766 | 0 | 0 | 0 | 0 | 0 | 0 | 76.3286 | 75.152 | 73.9408 | 73.0036 | 71.8712 | 71.1386 | 70.5771 | 70.6678 | 73.405 | 78.9015 | 83.9626 | 88.5114 | 91.6514 | 93.7667 | 95.2408 | 96.1533 | 96.2161 | 95.2684 | 94.2051 | 91.844 | 88.212 | 85.3479 | 83.3718 | 81.5456 | 0.017891 | 0.016633 | 0.016324 | 0.015658 | 0.015594 | 0.015699 | 0.028324 | 0.026885 | 0.035183 | 0.039061 | 0.040758 | 0.04282 | 0.046708 | 0.05222 | 0.057764 | 0.061344 | 0.063684 | 0.053164 | 0.045389 | 0.030369 | 0.023884 | 0.020974 | 0.017563 | 0.016559
Portfolio Adjusted1-in-10Size: Under 20 kWOther2020September Monthly Peak | Portfolio Adjusted | 1-in-10 | Size: Under 20 kW | Other | 2020 | September Monthly Peak | 9 | 0.99695 | 0.96252 | 0.93651 | 0.9218 | 0.91975 | 0.94084 | 0.95517 | 1.0063 | 1.3577 | 1.7082 | 1.9671 | 2.125 | 2.1975 | 2.2666 | 2.3098 | 2.2928 | 2.1923 | 1.8763 | 1.5822 | 1.5514 | 1.4309 | 1.2639 | 1.1317 | 1.0644 | 0 | 0 | 0 | 0 | 0 | 0 | 0 | 0 | 0 | 0 | 0 | 0 | 0 | 0 | 0.046197 | 0.045857 | 0.043845 | 0.037526 | 0 | 0 | 0 | 0 | 0 | 0 | 76.1278 | 74.8644 | 73.6231 | 72.7525 | 71.8461 | 71.0065 | 70.3064 | 70.0258 | 72.1698 | 77.1587 | 82.4996 | 87.0432 | 90.4216 | 92.8173 | 93.6742 | 93.8699 | 93.5408 | 92.5529 | 90.8841 | 87.8895 | 84.0055 | 81.0626 | 78.6497 | 76.9369 | 0.017715 | 0.01647 | 0.016163 | 0.015504 | 0.015441 | 0.015545 | 0.028045 | 0.026621 | 0.034837 | 0.038677 | 0.040357 | 0.042399 | 0.046248 | 0.051706 | 0.057196 | 0.06074 | 0.063057 | 0.052641 | 0.044942 | 0.03007 | 0.023649 | 0.020768 | 0.01739 | 0.016396
Portfolio Adjusted1-in-10Size: Under 20 kWOther2020October Monthly Peak | Portfolio Adjusted | 1-in-10 | Size: Under 20 kW | Other | 2020 | October Monthly Peak | 10 | 0.90225 | 0.87256 | 0.85131 | 0.84324 | 0.84443 | 0.86435 | 0.90341 | 0.90577 | 1.1432 | 1.4019 | 1.6112 | 1.7458 | 1.8186 | 1.8934 | 1.9509 | 1.9442 | 1.8528 | 1.5869 | 1.4595 | 1.3953 | 1.267 | 1.1297 | 1.022 | 0.96254 | 0 | 0 | 0 | 0 | 0 | 0 | 0 | 0 | 0 | 0 | 0 | 0 | 0 | 0 | 0.039017 | 0.038884 | 0.037055 | 0.031737 | 0 | 0 | 0 | 0 | 0 | 0 | 70.5195 | 69.0719 | 68.1642 | 66.9421 | 65.932 | 64.8878 | 64.3717 | 63.7563 | 64.471 | 69.3283 | 75.5143 | 81.3509 | 85.8115 | 88.7085 | 89.8491 | 90.5239 | 90.5353 | 89.6129 | 87.1815 | 82.91 | 78.8182 | 75.7601 | 73.3937 | 71.6393 | 0.017591 | 0.016355 | 0.016051 | 0.015396 | 0.015333 | 0.015437 | 0.02785 | 0.026436 | 0.034595 | 0.038408 | 0.040076 | 0.042104 | 0.045927 | 0.051346 | 0.056798 | 0.060318 | 0.062618 | 0.052275 | 0.044629 | 0.029861 | 0.023485 | 0.020623 | 0.017269 | 0.016282
Portfolio Adjusted1-in-10Size: Under 20 kWOther2020November Monthly Peak | Portfolio Adjusted | 1-in-10 | Size: Under 20 kW | Other | 2020 | November Monthly Peak | 11 | 0.83272 | 0.81037 | 0.80116 | 0.80188 | 0.80843 | 0.82921 | 0.79366 | 0.83192 | 1.0577 | 1.2603 | 1.4106 | 1.4936 | 1.526 | 1.5659 | 1.5998 | 1.585 | 1.541 | 1.5251 | 1.3557 | 1.2421 | 1.1317 | 1.0161 | 0.9321 | 0.881 | 0 | 0 | 0 | 0 | 0 | 0 | 0 | 0 | 0 | 0 | 0 | 0 | 0 | 0 | 0.031997 | 0.031699 | 0.030819 | 0.030501 | 0 | 0 | 0 | 0 | 0 | 0 | 64.8525 | 63.4865 | 62.4568 | 61.1065 | 60.2614 | 59.4351 | 58.722 | 58.4439 | 60.9728 | 66.1522 | 72.3828 | 77.3545 | 80.5397 | 82.2307 | 83.2804 | 83.4809 | 82.2703 | 79.6991 | 76.2642 | 72.5586 | 70.0084 | 68.0094 | 66.2784 | 65.0349 | 0.017673 | 0.016431 | 0.016125 | 0.015467 | 0.015404 | 0.015508 | 0.027979 | 0.026558 | 0.034755 | 0.038586 | 0.040262 | 0.042299 | 0.046139 | 0.051584 | 0.057061 | 0.060597 | 0.062908 | 0.052517 | 0.044836 | 0.029999 | 0.023593 | 0.020719 | 0.017349 | 0.016357
Portfolio Adjusted1-in-10Size: Under 20 kWOther2020December Monthly Peak | Portfolio Adjusted | 1-in-10 | Size: Under 20 kW | Other | 2020 | December Monthly Peak | 12 | 0.88822 | 0.86784 | 0.85797 | 0.85918 | 0.87563 | 0.90982 | 0.9774 | 0.97961 | 1.207 | 1.3732 | 1.4397 | 1.4255 | 1.3635 | 1.3156 | 1.2746 | 1.2433 | 1.2911 | 1.3837 | 1.2658 | 1.2075 | 1.1299 | 1.054 | 0.98518 | 0.93874 | 0 | 0 | 0 | 0 | 0 | 0 | 0 | 0 | 0 | 0 | 0 | 0 | 0 | 0 | 0.025492 | 0.024866 | 0.025823 | 0.027675 | 0 | 0 | 0 | 0 | 0 | 0 | 41.9242 | 41.2855 | 41.0509 | 40.7841 | 40.4767 | 40.2862 | 40.5092 | 40.5697 | 41.2574 | 43.3294 | 45.5457 | 47.4701 | 48.6152 | 49.1443 | 49.1505 | 49.0675 | 48.6927 | 47.4529 | 46.2083 | 45.1621 | 44.2769 | 43.4092 | 43.0106 | 42.2996 | 0.018043 | 0.016775 | 0.016463 | 0.015792 | 0.015727 | 0.015833 | 0.028566 | 0.027115 | 0.035483 | 0.039395 | 0.041106 | 0.043186 | 0.047106 | 0.052665 | 0.058257 | 0.061868 | 0.064227 | 0.053618 | 0.045776 | 0.030628 | 0.024088 | 0.021153 | 0.017713 | 0.0167
Portfolio Adjusted1-in-10Size: Under 20 kWOther2020Typical Event Day | Portfolio Adjusted | 1-in-10 | Size: Under 20 kW | Other | 2020 | Typical Event Day | 8 | 1.0154 | 0.97779 | 0.95204 | 0.93917 | 0.9339 | 0.95089 | 0.91971 | 1.0239 | 1.3782 | 1.7348 | 1.9881 | 2.1453 | 2.2123 | 2.2795 | 2.3192 | 2.3015 | 2.1973 | 1.8877 | 1.5839 | 1.4691 | 1.4585 | 1.2973 | 1.1561 | 1.0852 | 0 | 0 | 0 | 0 | 0 | 0 | 0 | 0 | 0 | 0 | 0 | 0 | 0 | 0 | 0.046385 | 0.046029 | 0.043947 | 0.037755 | 0 | 0 | 0 | 0 | 0 | 0 | 75.7414 | 74.4282 | 73.2288 | 72.1514 | 71.1626 | 70.1259 | 69.3899 | 69.6524 | 72.6648 | 77.822 | 82.8575 | 87.0696 | 90.066 | 92.0672 | 93.2943 | 93.9054 | 93.9109 | 93.129 | 91.9155 | 89.4758 | 85.922 | 82.6234 | 80.307 | 78.5026 | 0.017726 | 0.01648 | 0.016174 | 0.015514 | 0.01545 | 0.015555 | 0.028063 | 0.026638 | 0.034859 | 0.038701 | 0.040383 | 0.042426 | 0.046277 | 0.051738 | 0.057232 | 0.060779 | 0.063097 | 0.052674 | 0.04497 | 0.030089 | 0.023664 | 0.020781 | 0.017401 | 0.016406
Portfolio Adjusted1-in-10Size: Under 20 kWOther2021January Monthly Peak | Portfolio Adjusted | 1-in-10 | Size: Under 20 kW | Other | 2021 | January Monthly Peak | 1 | 0.92697 | 0.91027 | 0.90259 | 0.90313 | 0.92284 | 0.96439 | 1.0523 | 1.0532 | 1.2933 | 1.461 | 1.5162 | 1.489 | 1.4118 | 1.3549 | 1.3044 | 1.2668 | 1.2774 | 1.3922 | 1.3054 | 1.2459 | 1.1699 | 1.0809 | 1.0095 | 0.97082 | 0 | 0 | 0 | 0 | 0 | 0 | 0 | 0 | 0 | 0 | 0 | 0 | 0 | 0 | 0.026087 | 0.025335 | 0.025547 | 0.027843 | 0 | 0 | 0 | 0 | 0 | 0 | 40.8825 | 40.2265 | 39.6787 | 39.2346 | 39.078 | 38.7356 | 38.3601 | 38.2199 | 38.7881 | 40.8754 | 43.3476 | 45.9 | 47.8468 | 48.7795 | 49.2651 | 49.1658 | 48.5776 | 47.5448 | 45.4352 | 43.7754 | 42.3698 | 41.2553 | 40.3743 | 39.6043 | 0.018753 | 0.017435 | 0.017111 | 0.016412 | 0.016346 | 0.016456 | 0.029689 | 0.028181 | 0.036879 | 0.040944 | 0.042723 | 0.044884 | 0.048959 | 0.054736 | 0.060548 | 0.0643 | 0.066753 | 0.055726 | 0.047576 | 0.031833 | 0.025035 | 0.021985 | 0.018409 | 0.017357
Portfolio Adjusted1-in-10Size: Under 20 kWOther2021February Monthly Peak | Portfolio Adjusted | 1-in-10 | Size: Under 20 kW | Other | 2021 | February Monthly Peak | 2 | 0.8586 | 0.84272 | 0.8351 | 0.836 | 0.85287 | 0.88381 | 0.91503 | 0.9074 | 1.1211 | 1.272 | 1.3424 | 1.3448 | 1.3106 | 1.2936 | 1.2868 | 1.2717 | 1.2545 | 1.2582 | 1.2634 | 1.1839 | 1.1011 | 1.0085 | 0.9335 | 0.89082 | 0 | 0 | 0 | 0 | 0 | 0 | 0 | 0 | 0 | 0 | 0 | 0 | 0 | 0 | 0.025737 | 0.025433 | 0.02509 | 0.025164 | 0 | 0 | 0 | 0 | 0 | 0 | 48.7338 | 48.2653 | 47.7842 | 47.25 | 46.7289 | 45.889 | 45.4971 | 45.4871 | 46.3321 | 48.4829 | 50.6234 | 52.4964 | 54.0724 | 55.14 | 56.1257 | 56.6543 | 56.1727 | 55.3446 | 53.2962 | 51.1829 | 49.4317 | 47.9924 | 47.0994 | 46.1208 | 0.017579 | 0.016343 | 0.016039 | 0.015385 | 0.015322 | 0.015426 | 0.02783 | 0.026417 | 0.03457 | 0.03838 | 0.040047 | 0.042074 | 0.045893 | 0.051309 | 0.056757 | 0.060274 | 0.062573 | 0.052237 | 0.044597 | 0.02984 | 0.023468 | 0.020608 | 0.017257 | 0.01627
Portfolio Adjusted1-in-10Size: Under 20 kWOther2021March Monthly Peak | Portfolio Adjusted | 1-in-10 | Size: Under 20 kW | Other | 2021 | March Monthly Peak | 3 | 0.84386 | 0.82071 | 0.80816 | 0.80485 | 0.81349 | 0.83544 | 0.86803 | 0.85045 | 1.0215 | 1.1829 | 1.2921 | 1.3344 | 1.3397 | 1.3627 | 1.3886 | 1.3869 | 1.3386 | 1.2142 | 1.1418 | 1.1753 | 1.1066 | 1.006 | 0.92737 | 0.87957 | 0 | 0 | 0 | 0 | 0 | 0 | 0 | 0 | 0 | 0 | 0 | 0 | 0 | 0 | 0.027772 | 0.027739 | 0.026772 | 0.024283 | 0 | 0 | 0 | 0 | 0 | 0 | 56.1935 | 54.7189 | 53.8472 | 53.3766 | 52.4101 | 51.68 | 50.958 | 50.7659 | 52.0466 | 56.5369 | 62.1024 | 66.8863 | 70.2503 | 72.1491 | 73.4409 | 74.2421 | 74.2723 | 73.2191 | 71.4966 | 68.8106 | 65.3679 | 62.377 | 60.1306 | 58.4392 | 0.017443 | 0.016217 | 0.015916 | 0.015266 | 0.015204 | 0.015307 | 0.027616 | 0.026213 | 0.034303 | 0.038084 | 0.039739 | 0.041749 | 0.045539 | 0.050913 | 0.056319 | 0.05981 | 0.062091 | 0.051834 | 0.044253 | 0.029609 | 0.023287 | 0.02045 | 0.017124 | 0.016144
Portfolio Adjusted1-in-10Size: Under 20 kWOther2021April Monthly Peak | Portfolio Adjusted | 1-in-10 | Size: Under 20 kW | Other | 2021 | April Monthly Peak | 4 | 0.88037 | 0.85492 | 0.83606 | 0.83065 | 0.8332 | 0.85296 | 0.8172 | 0.84248 | 1.0804 | 1.3162 | 1.4864 | 1.5832 | 1.6321 | 1.6973 | 1.7499 | 1.7515 | 1.679 | 1.4617 | 1.2646 | 1.2547 | 1.2296 | 1.0981 | 0.99381 | 0.93363 | 0 | 0 | 0 | 0 | 0 | 0 | 0 | 0 | 0 | 0 | 0 | 0 | 0 | 0 | 0.034998 | 0.035029 | 0.03358 | 0.029233 | 0 | 0 | 0 | 0 | 0 | 0 | 66.8951 | 65.4447 | 63.746 | 62.5335 | 61.3682 | 60.2404 | 59.6085 | 59.5755 | 63.0222 | 69.3523 | 75.6629 | 80.9397 | 84.1354 | 86.2093 | 87.464 | 88.1534 | 88.0202 | 87.3475 | 85.324 | 82.2342 | 78.0977 | 74.3614 | 71.5836 | 69.8897 | 0.017597 | 0.01636 | 0.016056 | 0.015401 | 0.015338 | 0.015442 | 0.027859 | 0.026444 | 0.034605 | 0.03842 | 0.040089 | 0.042117 | 0.045941 | 0.051362 | 0.056816 | 0.060337 | 0.062638 | 0.052291 | 0.044643 | 0.02987 | 0.023492 | 0.02063 | 0.017275 | 0.016287
Portfolio Adjusted1-in-10Size: Under 20 kWOther2021May Monthly Peak | Portfolio Adjusted | 1-in-10 | Size: Under 20 kW | Other | 2021 | May Monthly Peak | 5 | 0.92905 | 0.89979 | 0.87714 | 0.86821 | 0.86668 | 0.86371 | 0.78123 | 0.89145 | 1.1846 | 1.4754 | 1.6866 | 1.8116 | 1.8707 | 1.9349 | 1.988 | 1.9868 | 1.9066 | 1.6606 | 1.4106 | 1.3075 | 1.329 | 1.1838 | 1.0604 | 0.99186 | 0 | 0 | 0 | 0 | 0 | 0 | 0 | 0 | 0 | 0 | 0 | 0 | 0 | 0 | 0.039761 | 0.039736 | 0.038132 | 0.033212 | 0 | 0 | 0 | 0 | 0 | 0 | 73.3245 | 71.2784 | 69.8129 | 68.5315 | 67.1784 | 65.9645 | 65.1878 | 65.5282 | 69.2034 | 74.6709 | 79.9409 | 83.5464 | 86.9322 | 89.1871 | 90.3635 | 90.733 | 90.2568 | 89.1943 | 87.7887 | 85.2891 | 81.3501 | 77.6968 | 75.1494 | 72.6387 | 0.017683 | 0.016441 | 0.016135 | 0.015476 | 0.015413 | 0.015517 | 0.027996 | 0.026574 | 0.034775 | 0.038609 | 0.040286 | 0.042324 | 0.046167 | 0.051614 | 0.057095 | 0.060633 | 0.062946 | 0.052548 | 0.044863 | 0.030017 | 0.023607 | 0.020731 | 0.017359 | 0.016367
Portfolio Adjusted1-in-10Size: Under 20 kWOther2021June Monthly Peak | Portfolio Adjusted | 1-in-10 | Size: Under 20 kW | Other | 2021 | June Monthly Peak | 6 | 0.98038 | 0.94513 | 0.92109 | 0.90968 | 0.90389 | 0.88472 | 0.82628 | 0.97032 | 1.296 | 1.608 | 1.8443 | 1.9857 | 2.0561 | 2.1275 | 2.1801 | 2.1692 | 2.0797 | 1.8002 | 1.5185 | 1.3681 | 1.3753 | 1.2539 | 1.1219 | 1.0487 | 0 | 0 | 0 | 0 | 0 | 0 | 0 | 0 | 0 | 0 | 0 | 0 | 0 | 0 | 0.043601 | 0.043384 | 0.041594 | 0.036005 | 0 | 0 | 0 | 0 | 0 | 0 | 73.3405 | 71.756 | 70.6408 | 69.3133 | 68.3207 | 66.7578 | 65.9266 | 66.8962 | 70.9823 | 76.1568 | 81.2371 | 85.2371 | 88.0081 | 89.7601 | 91.0147 | 91.7236 | 92.0907 | 91.4437 | 90.3243 | 88.1887 | 85.1219 | 81.2984 | 78.77 | 76.7955 | 0.017712 | 0.016468 | 0.016161 | 0.015502 | 0.015439 | 0.015543 | 0.028042 | 0.026617 | 0.034832 | 0.038672 | 0.040352 | 0.042393 | 0.046242 | 0.051699 | 0.057188 | 0.060732 | 0.063048 | 0.052634 | 0.044936 | 0.030066 | 0.023646 | 0.020765 | 0.017388 | 0.016394
Portfolio Adjusted1-in-10Size: Under 20 kWOther2021July Monthly Peak | Portfolio Adjusted | 1-in-10 | Size: Under 20 kW | Other | 2021 | July Monthly Peak | 7 | 1.0326 | 0.99168 | 0.96332 | 0.95116 | 0.94463 | 0.95244 | 0.90744 | 1.0583 | 1.4312 | 1.7839 | 2.0406 | 2.1813 | 2.2417 | 2.3004 | 2.3412 | 2.3223 | 2.2225 | 1.9157 | 1.6164 | 1.4552 | 1.4541 | 1.3202 | 1.18 | 1.1017 | 0 | 0 | 0 | 0 | 0 | 0 | 0 | 0 | 0 | 0 | 0 | 0 | 0 | 0 | 0.046824 | 0.046446 | 0.044451 | 0.038313 | 0 | 0 | 0 | 0 | 0 | 0 | 77.169 | 75.9403 | 74.7106 | 73.5362 | 72.6123 | 71.6008 | 70.7494 | 71.0197 | 74.1022 | 79.0711 | 83.7306 | 87.4867 | 90.1829 | 91.9245 | 93.2475 | 93.8747 | 93.7957 | 93.2511 | 92.2485 | 89.9811 | 86.3487 | 82.7846 | 80.4364 | 78.7323 | 0.017623 | 0.016384 | 0.016079 | 0.015423 | 0.01536 | 0.015464 | 0.0279 | 0.026482 | 0.034656 | 0.038476 | 0.040147 | 0.042179 | 0.046008 | 0.051437 | 0.056899 | 0.060425 | 0.062729 | 0.052367 | 0.044708 | 0.029914 | 0.023526 | 0.02066 | 0.0173 | 0.016311
Portfolio Adjusted1-in-10Size: Under 20 kWOther2021August Monthly Peak | Portfolio Adjusted | 1-in-10 | Size: Under 20 kW | Other | 2021 | August Monthly Peak | 8 | 1.0286 | 0.99003 | 0.96352 | 0.9502 | 0.94442 | 0.96213 | 0.93214 | 1.0429 | 1.411 | 1.7817 | 2.0449 | 2.2077 | 2.2761 | 2.3437 | 2.3823 | 2.3621 | 2.2554 | 1.9383 | 1.6213 | 1.5019 | 1.4866 | 1.3201 | 1.1751 | 1.1027 | 0 | 0 | 0 | 0 | 0 | 0 | 0 | 0 | 0 | 0 | 0 | 0 | 0 | 0 | 0.047646 | 0.047243 | 0.045108 | 0.038766 | 0 | 0 | 0 | 0 | 0 | 0 | 76.3286 | 75.152 | 73.9408 | 73.0036 | 71.8712 | 71.1386 | 70.5771 | 70.6678 | 73.405 | 78.9015 | 83.9626 | 88.5114 | 91.6514 | 93.7667 | 95.2408 | 96.1532 | 96.2161 | 95.2684 | 94.2051 | 91.844 | 88.212 | 85.3479 | 83.3718 | 81.5456 | 0.017891 | 0.016633 | 0.016324 | 0.015658 | 0.015594 | 0.015699 | 0.028324 | 0.026885 | 0.035183 | 0.039061 | 0.040758 | 0.04282 | 0.046708 | 0.05222 | 0.057764 | 0.061344 | 0.063684 | 0.053164 | 0.045389 | 0.030369 | 0.023884 | 0.020974 | 0.017563 | 0.016559
Portfolio Adjusted1-in-10Size: Under 20 kWOther2021September Monthly Peak | Portfolio Adjusted | 1-in-10 | Size: Under 20 kW | Other | 2021 | September Monthly Peak | 9 | 0.99695 | 0.96252 | 0.93651 | 0.9218 | 0.91975 | 0.94084 | 0.95517 | 1.0063 | 1.3577 | 1.7082 | 1.9671 | 2.125 | 2.1975 | 2.2666 | 2.3098 | 2.2928 | 2.1923 | 1.8763 | 1.5822 | 1.5514 | 1.4309 | 1.2639 | 1.1317 | 1.0644 | 0 | 0 | 0 | 0 | 0 | 0 | 0 | 0 | 0 | 0 | 0 | 0 | 0 | 0 | 0.046197 | 0.045857 | 0.043845 | 0.037526 | 0 | 0 | 0 | 0 | 0 | 0 | 76.1278 | 74.8644 | 73.6231 | 72.7525 | 71.8461 | 71.0065 | 70.3064 | 70.0258 | 72.1698 | 77.1587 | 82.4996 | 87.0433 | 90.4216 | 92.8173 | 93.6742 | 93.8699 | 93.5408 | 92.5529 | 90.8841 | 87.8895 | 84.0055 | 81.0626 | 78.6497 | 76.9369 | 0.017715 | 0.01647 | 0.016163 | 0.015504 | 0.015441 | 0.015545 | 0.028045 | 0.026621 | 0.034837 | 0.038677 | 0.040357 | 0.042399 | 0.046248 | 0.051706 | 0.057196 | 0.06074 | 0.063057 | 0.052641 | 0.044942 | 0.03007 | 0.023649 | 0.020768 | 0.01739 | 0.016396
Portfolio Adjusted1-in-10Size: Under 20 kWOther2021October Monthly Peak | Portfolio Adjusted | 1-in-10 | Size: Under 20 kW | Other | 2021 | October Monthly Peak | 10 | 0.90225 | 0.87256 | 0.85131 | 0.84324 | 0.84443 | 0.86435 | 0.90341 | 0.90577 | 1.1432 | 1.4019 | 1.6112 | 1.7458 | 1.8186 | 1.8934 | 1.9509 | 1.9442 | 1.8528 | 1.5869 | 1.4595 | 1.3953 | 1.267 | 1.1297 | 1.022 | 0.96254 | 0 | 0 | 0 | 0 | 0 | 0 | 0 | 0 | 0 | 0 | 0 | 0 | 0 | 0 | 0.039017 | 0.038884 | 0.037055 | 0.031737 | 0 | 0 | 0 | 0 | 0 | 0 | 70.5195 | 69.0719 | 68.1642 | 66.9421 | 65.932 | 64.8878 | 64.3717 | 63.7563 | 64.471 | 69.3283 | 75.5143 | 81.3509 | 85.8115 | 88.7085 | 89.8491 | 90.5239 | 90.5353 | 89.6129 | 87.1815 | 82.91 | 78.8182 | 75.7601 | 73.3937 | 71.6393 | 0.017591 | 0.016355 | 0.016051 | 0.015396 | 0.015333 | 0.015437 | 0.02785 | 0.026436 | 0.034595 | 0.038408 | 0.040076 | 0.042104 | 0.045927 | 0.051346 | 0.056798 | 0.060318 | 0.062618 | 0.052275 | 0.044629 | 0.029861 | 0.023485 | 0.020623 | 0.017269 | 0.016282
Portfolio Adjusted1-in-10Size: Under 20 kWOther2021November Monthly Peak | Portfolio Adjusted | 1-in-10 | Size: Under 20 kW | Other | 2021 | November Monthly Peak | 11 | 0.83272 | 0.81037 | 0.80116 | 0.80188 | 0.80843 | 0.82921 | 0.79366 | 0.83192 | 1.0577 | 1.2603 | 1.4106 | 1.4936 | 1.526 | 1.5659 | 1.5998 | 1.585 | 1.541 | 1.5251 | 1.3557 | 1.2421 | 1.1317 | 1.0161 | 0.9321 | 0.881 | 0 | 0 | 0 | 0 | 0 | 0 | 0 | 0 | 0 | 0 | 0 | 0 | 0 | 0 | 0.031997 | 0.031699 | 0.030819 | 0.030501 | 0 | 0 | 0 | 0 | 0 | 0 | 64.8525 | 63.4865 | 62.4568 | 61.1065 | 60.2614 | 59.4351 | 58.7221 | 58.4439 | 60.9728 | 66.1522 | 72.3828 | 77.3545 | 80.5397 | 82.2307 | 83.2804 | 83.4809 | 82.2703 | 79.6991 | 76.2642 | 72.5586 | 70.0084 | 68.0094 | 66.2784 | 65.0349 | 0.017673 | 0.016431 | 0.016125 | 0.015467 | 0.015404 | 0.015508 | 0.027979 | 0.026558 | 0.034755 | 0.038586 | 0.040262 | 0.042299 | 0.046139 | 0.051584 | 0.057061 | 0.060597 | 0.062908 | 0.052517 | 0.044836 | 0.029999 | 0.023593 | 0.020719 | 0.017349 | 0.016357
Portfolio Adjusted1-in-10Size: Under 20 kWOther2021December Monthly Peak | Portfolio Adjusted | 1-in-10 | Size: Under 20 kW | Other | 2021 | December Monthly Peak | 12 | 0.88822 | 0.86784 | 0.85797 | 0.85918 | 0.87563 | 0.90982 | 0.9774 | 0.97961 | 1.207 | 1.3732 | 1.4397 | 1.4255 | 1.3635 | 1.3156 | 1.2746 | 1.2433 | 1.2911 | 1.3837 | 1.2658 | 1.2075 | 1.1299 | 1.054 | 0.98518 | 0.93874 | 0 | 0 | 0 | 0 | 0 | 0 | 0 | 0 | 0 | 0 | 0 | 0 | 0 | 0 | 0.025492 | 0.024866 | 0.025823 | 0.027675 | 0 | 0 | 0 | 0 | 0 | 0 | 41.9242 | 41.2855 | 41.0509 | 40.7841 | 40.4767 | 40.2862 | 40.5092 | 40.5697 | 41.2574 | 43.3294 | 45.5457 | 47.4701 | 48.6152 | 49.1443 | 49.1505 | 49.0675 | 48.6927 | 47.4529 | 46.2083 | 45.1621 | 44.2769 | 43.4092 | 43.0106 | 42.2996 | 0.018043 | 0.016775 | 0.016463 | 0.015792 | 0.015727 | 0.015833 | 0.028566 | 0.027115 | 0.035483 | 0.039395 | 0.041106 | 0.043186 | 0.047106 | 0.052665 | 0.058257 | 0.061868 | 0.064227 | 0.053618 | 0.045776 | 0.030628 | 0.024088 | 0.021153 | 0.017713 | 0.0167
Portfolio Adjusted1-in-10Size: Under 20 kWOther2021Typical Event Day | Portfolio Adjusted | 1-in-10 | Size: Under 20 kW | Other | 2021 | Typical Event Day | 8 | 1.0154 | 0.97779 | 0.95204 | 0.93917 | 0.9339 | 0.95089 | 0.91971 | 1.0239 | 1.3782 | 1.7348 | 1.9881 | 2.1453 | 2.2123 | 2.2795 | 2.3192 | 2.3015 | 2.1973 | 1.8877 | 1.5839 | 1.4691 | 1.4585 | 1.2973 | 1.1561 | 1.0852 | 0 | 0 | 0 | 0 | 0 | 0 | 0 | 0 | 0 | 0 | 0 | 0 | 0 | 0 | 0.046385 | 0.046029 | 0.043947 | 0.037755 | 0 | 0 | 0 | 0 | 0 | 0 | 75.7414 | 74.4282 | 73.2288 | 72.1514 | 71.1626 | 70.1259 | 69.3899 | 69.6524 | 72.6648 | 77.822 | 82.8575 | 87.0696 | 90.066 | 92.0672 | 93.2943 | 93.9054 | 93.9109 | 93.129 | 91.9155 | 89.4758 | 85.922 | 82.6234 | 80.307 | 78.5026 | 0.017726 | 0.01648 | 0.016174 | 0.015514 | 0.01545 | 0.015555 | 0.028063 | 0.026638 | 0.034859 | 0.038701 | 0.040383 | 0.042426 | 0.046277 | 0.051738 | 0.057232 | 0.060779 | 0.063097 | 0.052674 | 0.04497 | 0.030089 | 0.023664 | 0.020781 | 0.017401 | 0.016406
Portfolio Adjusted1-in-10Size: Under 20 kWOther2022January Monthly Peak | Portfolio Adjusted | 1-in-10 | Size: Under 20 kW | Other | 2022 | January Monthly Peak | 1 | 0.92697 | 0.91027 | 0.90259 | 0.90313 | 0.92284 | 0.96439 | 1.0523 | 1.0532 | 1.2933 | 1.461 | 1.5162 | 1.489 | 1.4118 | 1.3549 | 1.3044 | 1.2668 | 1.2774 | 1.3922 | 1.3054 | 1.2459 | 1.1699 | 1.0809 | 1.0095 | 0.97082 | 0 | 0 | 0 | 0 | 0 | 0 | 0 | 0 | 0 | 0 | 0 | 0 | 0 | 0 | 0.026087 | 0.025335 | 0.025547 | 0.027843 | 0 | 0 | 0 | 0 | 0 | 0 | 40.8825 | 40.2265 | 39.6787 | 39.2346 | 39.078 | 38.7356 | 38.3601 | 38.2199 | 38.7881 | 40.8754 | 43.3476 | 45.9 | 47.8468 | 48.7795 | 49.2651 | 49.1658 | 48.5776 | 47.5448 | 45.4352 | 43.7754 | 42.3698 | 41.2553 | 40.3743 | 39.6043 | 0.018753 | 0.017435 | 0.017111 | 0.016412 | 0.016346 | 0.016456 | 0.029689 | 0.028181 | 0.036879 | 0.040944 | 0.042723 | 0.044884 | 0.048959 | 0.054736 | 0.060548 | 0.0643 | 0.066753 | 0.055726 | 0.047576 | 0.031833 | 0.025035 | 0.021985 | 0.018409 | 0.017357
Portfolio Adjusted1-in-10Size: Under 20 kWOther2022February Monthly Peak | Portfolio Adjusted | 1-in-10 | Size: Under 20 kW | Other | 2022 | February Monthly Peak | 2 | 0.8586 | 0.84272 | 0.8351 | 0.836 | 0.85287 | 0.88381 | 0.91503 | 0.9074 | 1.1211 | 1.272 | 1.3424 | 1.3448 | 1.3106 | 1.2936 | 1.2868 | 1.2717 | 1.2545 | 1.2582 | 1.2634 | 1.1839 | 1.1011 | 1.0085 | 0.9335 | 0.89082 | 0 | 0 | 0 | 0 | 0 | 0 | 0 | 0 | 0 | 0 | 0 | 0 | 0 | 0 | 0.025737 | 0.025433 | 0.02509 | 0.025164 | 0 | 0 | 0 | 0 | 0 | 0 | 48.7338 | 48.2653 | 47.7842 | 47.25 | 46.7289 | 45.8891 | 45.4971 | 45.4871 | 46.3321 | 48.4829 | 50.6234 | 52.4964 | 54.0724 | 55.14 | 56.1257 | 56.6543 | 56.1727 | 55.3446 | 53.2962 | 51.1829 | 49.4317 | 47.9924 | 47.0994 | 46.1208 | 0.017579 | 0.016343 | 0.016039 | 0.015385 | 0.015322 | 0.015426 | 0.02783 | 0.026417 | 0.03457 | 0.03838 | 0.040047 | 0.042074 | 0.045893 | 0.051309 | 0.056757 | 0.060274 | 0.062573 | 0.052237 | 0.044597 | 0.02984 | 0.023468 | 0.020608 | 0.017257 | 0.01627
Portfolio Adjusted1-in-10Size: Under 20 kWOther2022March Monthly Peak | Portfolio Adjusted | 1-in-10 | Size: Under 20 kW | Other | 2022 | March Monthly Peak | 3 | 0.84386 | 0.82071 | 0.80816 | 0.80485 | 0.81349 | 0.83544 | 0.86803 | 0.85045 | 1.0215 | 1.1829 | 1.2921 | 1.3344 | 1.3397 | 1.3627 | 1.3886 | 1.3869 | 1.3386 | 1.2142 | 1.1418 | 1.1753 | 1.1066 | 1.006 | 0.92737 | 0.87957 | 0 | 0 | 0 | 0 | 0 | 0 | 0 | 0 | 0 | 0 | 0 | 0 | 0 | 0 | 0.027772 | 0.027739 | 0.026772 | 0.024283 | 0 | 0 | 0 | 0 | 0 | 0 | 56.1934 | 54.7189 | 53.8472 | 53.3766 | 52.41 | 51.68 | 50.958 | 50.7659 | 52.0466 | 56.5369 | 62.1024 | 66.8863 | 70.2503 | 72.1491 | 73.4409 | 74.2421 | 74.2723 | 73.2191 | 71.4966 | 68.8106 | 65.3679 | 62.377 | 60.1306 | 58.4392 | 0.017443 | 0.016217 | 0.015916 | 0.015266 | 0.015204 | 0.015307 | 0.027616 | 0.026213 | 0.034303 | 0.038084 | 0.039739 | 0.041749 | 0.045539 | 0.050913 | 0.056319 | 0.05981 | 0.062091 | 0.051834 | 0.044253 | 0.029609 | 0.023287 | 0.02045 | 0.017124 | 0.016144
Portfolio Adjusted1-in-10Size: Under 20 kWOther2022April Monthly Peak | Portfolio Adjusted | 1-in-10 | Size: Under 20 kW | Other | 2022 | April Monthly Peak | 4 | 0.88037 | 0.85492 | 0.83606 | 0.83065 | 0.8332 | 0.85296 | 0.8172 | 0.84248 | 1.0804 | 1.3162 | 1.4864 | 1.5832 | 1.6321 | 1.6973 | 1.7499 | 1.7515 | 1.679 | 1.4617 | 1.2646 | 1.2547 | 1.2296 | 1.0981 | 0.99381 | 0.93363 | 0 | 0 | 0 | 0 | 0 | 0 | 0 | 0 | 0 | 0 | 0 | 0 | 0 | 0 | 0.034998 | 0.035029 | 0.03358 | 0.029233 | 0 | 0 | 0 | 0 | 0 | 0 | 66.8951 | 65.4447 | 63.746 | 62.5335 | 61.3683 | 60.2404 | 59.6085 | 59.5755 | 63.0222 | 69.3523 | 75.6629 | 80.9397 | 84.1354 | 86.2093 | 87.464 | 88.1534 | 88.0202 | 87.3475 | 85.324 | 82.2342 | 78.0977 | 74.3614 | 71.5836 | 69.8897 | 0.017597 | 0.01636 | 0.016056 | 0.015401 | 0.015338 | 0.015442 | 0.027859 | 0.026444 | 0.034605 | 0.03842 | 0.040089 | 0.042117 | 0.045941 | 0.051362 | 0.056816 | 0.060337 | 0.062638 | 0.052291 | 0.044643 | 0.02987 | 0.023492 | 0.02063 | 0.017275 | 0.016287
Portfolio Adjusted1-in-10Size: Under 20 kWOther2022May Monthly Peak | Portfolio Adjusted | 1-in-10 | Size: Under 20 kW | Other | 2022 | May Monthly Peak | 5 | 0.92905 | 0.89979 | 0.87714 | 0.86821 | 0.86668 | 0.86371 | 0.78123 | 0.89145 | 1.1846 | 1.4754 | 1.6866 | 1.8116 | 1.8707 | 1.9349 | 1.988 | 1.9868 | 1.9066 | 1.6606 | 1.4106 | 1.3075 | 1.329 | 1.1838 | 1.0604 | 0.99186 | 0 | 0 | 0 | 0 | 0 | 0 | 0 | 0 | 0 | 0 | 0 | 0 | 0 | 0 | 0.039761 | 0.039736 | 0.038132 | 0.033212 | 0 | 0 | 0 | 0 | 0 | 0 | 73.3245 | 71.2784 | 69.8129 | 68.5315 | 67.1784 | 65.9645 | 65.1878 | 65.5282 | 69.2034 | 74.6709 | 79.9409 | 83.5464 | 86.9322 | 89.1871 | 90.3635 | 90.733 | 90.2568 | 89.1943 | 87.7887 | 85.2891 | 81.3501 | 77.6968 | 75.1494 | 72.6387 | 0.017683 | 0.016441 | 0.016135 | 0.015476 | 0.015413 | 0.015517 | 0.027996 | 0.026574 | 0.034775 | 0.038609 | 0.040286 | 0.042324 | 0.046167 | 0.051614 | 0.057095 | 0.060633 | 0.062946 | 0.052548 | 0.044863 | 0.030017 | 0.023607 | 0.020731 | 0.017359 | 0.016367
Portfolio Adjusted1-in-10Size: Under 20 kWOther2022June Monthly Peak | Portfolio Adjusted | 1-in-10 | Size: Under 20 kW | Other | 2022 | June Monthly Peak | 6 | 0.98038 | 0.94513 | 0.92109 | 0.90968 | 0.90389 | 0.88472 | 0.82628 | 0.97032 | 1.296 | 1.608 | 1.8443 | 1.9857 | 2.0561 | 2.1275 | 2.1801 | 2.1692 | 2.0797 | 1.8002 | 1.5185 | 1.3681 | 1.3753 | 1.2539 | 1.1219 | 1.0487 | 0 | 0 | 0 | 0 | 0 | 0 | 0 | 0 | 0 | 0 | 0 | 0 | 0 | 0 | 0.043601 | 0.043384 | 0.041594 | 0.036005 | 0 | 0 | 0 | 0 | 0 | 0 | 73.3405 | 71.756 | 70.6408 | 69.3133 | 68.3207 | 66.7578 | 65.9266 | 66.8962 | 70.9823 | 76.1568 | 81.2371 | 85.2371 | 88.0081 | 89.7601 | 91.0147 | 91.7236 | 92.0907 | 91.4437 | 90.3243 | 88.1887 | 85.1219 | 81.2984 | 78.77 | 76.7955 | 0.017712 | 0.016468 | 0.016161 | 0.015502 | 0.015439 | 0.015543 | 0.028042 | 0.026617 | 0.034832 | 0.038672 | 0.040352 | 0.042393 | 0.046242 | 0.051699 | 0.057188 | 0.060732 | 0.063048 | 0.052634 | 0.044936 | 0.030066 | 0.023646 | 0.020765 | 0.017388 | 0.016394
Portfolio Adjusted1-in-10Size: Under 20 kWOther2022July Monthly Peak | Portfolio Adjusted | 1-in-10 | Size: Under 20 kW | Other | 2022 | July Monthly Peak | 7 | 1.0326 | 0.99168 | 0.96332 | 0.95116 | 0.94463 | 0.95244 | 0.90744 | 1.0583 | 1.4312 | 1.7839 | 2.0406 | 2.1813 | 2.2417 | 2.3004 | 2.3412 | 2.3223 | 2.2225 | 1.9157 | 1.6164 | 1.4552 | 1.4541 | 1.3202 | 1.18 | 1.1017 | 0 | 0 | 0 | 0 | 0 | 0 | 0 | 0 | 0 | 0 | 0 | 0 | 0 | 0 | 0.046824 | 0.046446 | 0.044451 | 0.038313 | 0 | 0 | 0 | 0 | 0 | 0 | 77.169 | 75.9403 | 74.7106 | 73.5362 | 72.6123 | 71.6008 | 70.7494 | 71.0197 | 74.1022 | 79.0711 | 83.7306 | 87.4867 | 90.1829 | 91.9245 | 93.2475 | 93.8747 | 93.7958 | 93.2511 | 92.2485 | 89.9811 | 86.3487 | 82.7846 | 80.4364 | 78.7323 | 0.017623 | 0.016384 | 0.016079 | 0.015423 | 0.01536 | 0.015464 | 0.0279 | 0.026482 | 0.034656 | 0.038476 | 0.040147 | 0.042179 | 0.046008 | 0.051437 | 0.056899 | 0.060425 | 0.062729 | 0.052367 | 0.044708 | 0.029914 | 0.023526 | 0.02066 | 0.0173 | 0.016311
Portfolio Adjusted1-in-10Size: Under 20 kWOther2022August Monthly Peak | Portfolio Adjusted | 1-in-10 | Size: Under 20 kW | Other | 2022 | August Monthly Peak | 8 | 1.0286 | 0.99003 | 0.96352 | 0.9502 | 0.94442 | 0.96213 | 0.93214 | 1.0429 | 1.411 | 1.7817 | 2.0449 | 2.2077 | 2.2761 | 2.3437 | 2.3823 | 2.3621 | 2.2554 | 1.9383 | 1.6213 | 1.5019 | 1.4866 | 1.3201 | 1.1751 | 1.1027 | 0 | 0 | 0 | 0 | 0 | 0 | 0 | 0 | 0 | 0 | 0 | 0 | 0 | 0 | 0.047646 | 0.047243 | 0.045108 | 0.038766 | 0 | 0 | 0 | 0 | 0 | 0 | 76.3286 | 75.152 | 73.9408 | 73.0036 | 71.8712 | 71.1386 | 70.5771 | 70.6678 | 73.405 | 78.9015 | 83.9626 | 88.5114 | 91.6514 | 93.7667 | 95.2408 | 96.1533 | 96.2161 | 95.2684 | 94.2051 | 91.844 | 88.212 | 85.3479 | 83.3718 | 81.5456 | 0.017891 | 0.016633 | 0.016324 | 0.015658 | 0.015594 | 0.015699 | 0.028324 | 0.026885 | 0.035183 | 0.039061 | 0.040758 | 0.04282 | 0.046708 | 0.05222 | 0.057764 | 0.061344 | 0.063684 | 0.053164 | 0.045389 | 0.030369 | 0.023884 | 0.020974 | 0.017563 | 0.016559
Portfolio Adjusted1-in-10Size: Under 20 kWOther2022September Monthly Peak | Portfolio Adjusted | 1-in-10 | Size: Under 20 kW | Other | 2022 | September Monthly Peak | 9 | 0.99695 | 0.96252 | 0.93651 | 0.9218 | 0.91975 | 0.94084 | 0.95517 | 1.0063 | 1.3577 | 1.7082 | 1.9671 | 2.125 | 2.1975 | 2.2666 | 2.3098 | 2.2928 | 2.1923 | 1.8763 | 1.5822 | 1.5514 | 1.4309 | 1.2639 | 1.1317 | 1.0644 | 0 | 0 | 0 | 0 | 0 | 0 | 0 | 0 | 0 | 0 | 0 | 0 | 0 | 0 | 0.046197 | 0.045857 | 0.043845 | 0.037526 | 0 | 0 | 0 | 0 | 0 | 0 | 76.1278 | 74.8644 | 73.6231 | 72.7525 | 71.8461 | 71.0065 | 70.3064 | 70.0258 | 72.1698 | 77.1587 | 82.4996 | 87.0432 | 90.4216 | 92.8173 | 93.6742 | 93.8699 | 93.5408 | 92.5529 | 90.8841 | 87.8895 | 84.0055 | 81.0626 | 78.6497 | 76.9369 | 0.017715 | 0.01647 | 0.016163 | 0.015504 | 0.015441 | 0.015545 | 0.028045 | 0.026621 | 0.034837 | 0.038677 | 0.040357 | 0.042399 | 0.046248 | 0.051706 | 0.057196 | 0.06074 | 0.063057 | 0.052641 | 0.044942 | 0.03007 | 0.023649 | 0.020768 | 0.01739 | 0.016396
Portfolio Adjusted1-in-10Size: Under 20 kWOther2022October Monthly Peak | Portfolio Adjusted | 1-in-10 | Size: Under 20 kW | Other | 2022 | October Monthly Peak | 10 | 0.90225 | 0.87256 | 0.85131 | 0.84324 | 0.84443 | 0.86435 | 0.90341 | 0.90577 | 1.1432 | 1.4019 | 1.6112 | 1.7458 | 1.8186 | 1.8934 | 1.9509 | 1.9442 | 1.8528 | 1.5869 | 1.4595 | 1.3953 | 1.267 | 1.1297 | 1.022 | 0.96254 | 0 | 0 | 0 | 0 | 0 | 0 | 0 | 0 | 0 | 0 | 0 | 0 | 0 | 0 | 0.039017 | 0.038884 | 0.037055 | 0.031737 | 0 | 0 | 0 | 0 | 0 | 0 | 70.5195 | 69.0719 | 68.1642 | 66.9421 | 65.932 | 64.8878 | 64.3717 | 63.7563 | 64.471 | 69.3283 | 75.5143 | 81.3509 | 85.8115 | 88.7085 | 89.8491 | 90.5239 | 90.5353 | 89.6129 | 87.1815 | 82.91 | 78.8182 | 75.7601 | 73.3937 | 71.6393 | 0.017591 | 0.016355 | 0.016051 | 0.015396 | 0.015333 | 0.015437 | 0.02785 | 0.026436 | 0.034595 | 0.038408 | 0.040076 | 0.042104 | 0.045927 | 0.051346 | 0.056798 | 0.060318 | 0.062618 | 0.052275 | 0.044629 | 0.029861 | 0.023485 | 0.020623 | 0.017269 | 0.016282
Portfolio Adjusted1-in-10Size: Under 20 kWOther2022November Monthly Peak | Portfolio Adjusted | 1-in-10 | Size: Under 20 kW | Other | 2022 | November Monthly Peak | 11 | 0.83272 | 0.81037 | 0.80116 | 0.80188 | 0.80843 | 0.82921 | 0.79366 | 0.83192 | 1.0577 | 1.2603 | 1.4106 | 1.4936 | 1.526 | 1.5659 | 1.5998 | 1.585 | 1.541 | 1.5251 | 1.3557 | 1.2421 | 1.1317 | 1.0161 | 0.9321 | 0.881 | 0 | 0 | 0 | 0 | 0 | 0 | 0 | 0 | 0 | 0 | 0 | 0 | 0 | 0 | 0.031997 | 0.031699 | 0.030819 | 0.030501 | 0 | 0 | 0 | 0 | 0 | 0 | 64.8525 | 63.4865 | 62.4568 | 61.1065 | 60.2614 | 59.4351 | 58.7221 | 58.4439 | 60.9728 | 66.1522 | 72.3828 | 77.3546 | 80.5397 | 82.2307 | 83.2804 | 83.4809 | 82.2703 | 79.6991 | 76.2642 | 72.5586 | 70.0084 | 68.0094 | 66.2784 | 65.0349 | 0.017673 | 0.016431 | 0.016125 | 0.015467 | 0.015404 | 0.015508 | 0.027979 | 0.026558 | 0.034755 | 0.038586 | 0.040262 | 0.042299 | 0.046139 | 0.051584 | 0.057061 | 0.060597 | 0.062908 | 0.052517 | 0.044836 | 0.029999 | 0.023593 | 0.020719 | 0.017349 | 0.016357
Portfolio Adjusted1-in-10Size: Under 20 kWOther2022December Monthly Peak | Portfolio Adjusted | 1-in-10 | Size: Under 20 kW | Other | 2022 | December Monthly Peak | 12 | 0.88822 | 0.86784 | 0.85797 | 0.85918 | 0.87563 | 0.90982 | 0.9774 | 0.97961 | 1.207 | 1.3732 | 1.4397 | 1.4255 | 1.3635 | 1.3156 | 1.2746 | 1.2433 | 1.2911 | 1.3837 | 1.2658 | 1.2075 | 1.1299 | 1.054 | 0.98518 | 0.93874 | 0 | 0 | 0 | 0 | 0 | 0 | 0 | 0 | 0 | 0 | 0 | 0 | 0 | 0 | 0.025492 | 0.024866 | 0.025823 | 0.027675 | 0 | 0 | 0 | 0 | 0 | 0 | 41.9241 | 41.2855 | 41.0509 | 40.7841 | 40.4767 | 40.2862 | 40.5092 | 40.5697 | 41.2574 | 43.3294 | 45.5457 | 47.4701 | 48.6152 | 49.1443 | 49.1505 | 49.0675 | 48.6927 | 47.4529 | 46.2083 | 45.1621 | 44.2769 | 43.4092 | 43.0106 | 42.2996 | 0.018043 | 0.016775 | 0.016463 | 0.015792 | 0.015727 | 0.015833 | 0.028566 | 0.027115 | 0.035483 | 0.039395 | 0.041106 | 0.043186 | 0.047106 | 0.052665 | 0.058257 | 0.061868 | 0.064227 | 0.053618 | 0.045776 | 0.030628 | 0.024088 | 0.021153 | 0.017713 | 0.0167
Portfolio Adjusted1-in-10Size: Under 20 kWOther2022Typical Event Day | Portfolio Adjusted | 1-in-10 | Size: Under 20 kW | Other | 2022 | Typical Event Day | 8 | 1.0154 | 0.97779 | 0.95204 | 0.93917 | 0.9339 | 0.95089 | 0.91971 | 1.0239 | 1.3782 | 1.7348 | 1.9881 | 2.1453 | 2.2123 | 2.2795 | 2.3192 | 2.3015 | 2.1973 | 1.8877 | 1.5839 | 1.4691 | 1.4585 | 1.2973 | 1.1561 | 1.0852 | 0 | 0 | 0 | 0 | 0 | 0 | 0 | 0 | 0 | 0 | 0 | 0 | 0 | 0 | 0.046385 | 0.046029 | 0.043947 | 0.037755 | 0 | 0 | 0 | 0 | 0 | 0 | 75.7414 | 74.4282 | 73.2288 | 72.1514 | 71.1626 | 70.1259 | 69.3899 | 69.6524 | 72.6648 | 77.822 | 82.8575 | 87.0696 | 90.066 | 92.0672 | 93.2943 | 93.9054 | 93.9109 | 93.129 | 91.9155 | 89.4758 | 85.922 | 82.6234 | 80.307 | 78.5026 | 0.017726 | 0.01648 | 0.016174 | 0.015514 | 0.01545 | 0.015555 | 0.028063 | 0.026638 | 0.034859 | 0.038701 | 0.040383 | 0.042426 | 0.046277 | 0.051738 | 0.057232 | 0.060779 | 0.063097 | 0.052674 | 0.04497 | 0.030089 | 0.023664 | 0.020781 | 0.017401 | 0.016406
Portfolio Adjusted1-in-10Size: Under 20 kWOther2023January Monthly Peak | Portfolio Adjusted | 1-in-10 | Size: Under 20 kW | Other | 2023 | January Monthly Peak | 1 | 0.92697 | 0.91027 | 0.90259 | 0.90313 | 0.92284 | 0.96439 | 1.0523 | 1.0532 | 1.2933 | 1.461 | 1.5162 | 1.489 | 1.4118 | 1.3549 | 1.3044 | 1.2668 | 1.2774 | 1.3922 | 1.3054 | 1.2459 | 1.1699 | 1.0809 | 1.0095 | 0.97082 | 0 | 0 | 0 | 0 | 0 | 0 | 0 | 0 | 0 | 0 | 0 | 0 | 0 | 0 | 0.026087 | 0.025335 | 0.025547 | 0.027843 | 0 | 0 | 0 | 0 | 0 | 0 | 40.8825 | 40.2265 | 39.6787 | 39.2346 | 39.078 | 38.7356 | 38.3601 | 38.2199 | 38.7881 | 40.8754 | 43.3476 | 45.9 | 47.8468 | 48.7795 | 49.2651 | 49.1658 | 48.5776 | 47.5448 | 45.4352 | 43.7754 | 42.3698 | 41.2553 | 40.3743 | 39.6043 | 0.018753 | 0.017435 | 0.017111 | 0.016412 | 0.016346 | 0.016456 | 0.029689 | 0.028181 | 0.036879 | 0.040944 | 0.042722 | 0.044884 | 0.048959 | 0.054736 | 0.060548 | 0.0643 | 0.066753 | 0.055726 | 0.047576 | 0.031833 | 0.025035 | 0.021985 | 0.018409 | 0.017357
Portfolio Adjusted1-in-10Size: Under 20 kWOther2023February Monthly Peak | Portfolio Adjusted | 1-in-10 | Size: Under 20 kW | Other | 2023 | February Monthly Peak | 2 | 0.8586 | 0.84272 | 0.8351 | 0.836 | 0.85287 | 0.88381 | 0.91503 | 0.9074 | 1.1211 | 1.272 | 1.3424 | 1.3448 | 1.3106 | 1.2936 | 1.2868 | 1.2717 | 1.2545 | 1.2582 | 1.2634 | 1.1839 | 1.1011 | 1.0085 | 0.9335 | 0.89082 | 0 | 0 | 0 | 0 | 0 | 0 | 0 | 0 | 0 | 0 | 0 | 0 | 0 | 0 | 0.025737 | 0.025433 | 0.02509 | 0.025164 | 0 | 0 | 0 | 0 | 0 | 0 | 48.7338 | 48.2653 | 47.7842 | 47.25 | 46.7288 | 45.8891 | 45.4971 | 45.4871 | 46.3321 | 48.4829 | 50.6234 | 52.4964 | 54.0724 | 55.14 | 56.1257 | 56.6543 | 56.1727 | 55.3446 | 53.2962 | 51.1829 | 49.4317 | 47.9924 | 47.0994 | 46.1208 | 0.017579 | 0.016343 | 0.016039 | 0.015385 | 0.015322 | 0.015426 | 0.02783 | 0.026417 | 0.03457 | 0.03838 | 0.040047 | 0.042074 | 0.045893 | 0.051309 | 0.056757 | 0.060274 | 0.062573 | 0.052237 | 0.044597 | 0.02984 | 0.023468 | 0.020608 | 0.017257 | 0.01627
Portfolio Adjusted1-in-10Size: Under 20 kWOther2023March Monthly Peak | Portfolio Adjusted | 1-in-10 | Size: Under 20 kW | Other | 2023 | March Monthly Peak | 3 | 0.84386 | 0.82071 | 0.80816 | 0.80485 | 0.81349 | 0.83544 | 0.86803 | 0.85045 | 1.0215 | 1.1829 | 1.2921 | 1.3344 | 1.3397 | 1.3627 | 1.3886 | 1.3869 | 1.3386 | 1.2142 | 1.1418 | 1.1753 | 1.1066 | 1.006 | 0.92737 | 0.87957 | 0 | 0 | 0 | 0 | 0 | 0 | 0 | 0 | 0 | 0 | 0 | 0 | 0 | 0 | 0.027772 | 0.027739 | 0.026772 | 0.024283 | 0 | 0 | 0 | 0 | 0 | 0 | 56.1935 | 54.7189 | 53.8472 | 53.3766 | 52.4101 | 51.68 | 50.958 | 50.7659 | 52.0466 | 56.5369 | 62.1024 | 66.8863 | 70.2503 | 72.1491 | 73.4409 | 74.2421 | 74.2723 | 73.2191 | 71.4966 | 68.8106 | 65.3679 | 62.377 | 60.1306 | 58.4392 | 0.017443 | 0.016217 | 0.015916 | 0.015266 | 0.015204 | 0.015307 | 0.027616 | 0.026213 | 0.034303 | 0.038084 | 0.039739 | 0.041749 | 0.045539 | 0.050913 | 0.056319 | 0.05981 | 0.062091 | 0.051834 | 0.044253 | 0.029609 | 0.023287 | 0.02045 | 0.017124 | 0.016144
Portfolio Adjusted1-in-10Size: Under 20 kWOther2023April Monthly Peak | Portfolio Adjusted | 1-in-10 | Size: Under 20 kW | Other | 2023 | April Monthly Peak | 4 | 0.88037 | 0.85492 | 0.83606 | 0.83065 | 0.8332 | 0.85296 | 0.8172 | 0.84248 | 1.0804 | 1.3162 | 1.4864 | 1.5832 | 1.6321 | 1.6973 | 1.7499 | 1.7515 | 1.679 | 1.4617 | 1.2646 | 1.2547 | 1.2296 | 1.0981 | 0.99381 | 0.93363 | 0 | 0 | 0 | 0 | 0 | 0 | 0 | 0 | 0 | 0 | 0 | 0 | 0 | 0 | 0.034998 | 0.035029 | 0.03358 | 0.029233 | 0 | 0 | 0 | 0 | 0 | 0 | 66.8952 | 65.4447 | 63.746 | 62.5335 | 61.3683 | 60.2404 | 59.6085 | 59.5755 | 63.0222 | 69.3523 | 75.6629 | 80.9397 | 84.1354 | 86.2093 | 87.464 | 88.1534 | 88.0202 | 87.3475 | 85.324 | 82.2342 | 78.0977 | 74.3614 | 71.5836 | 69.8897 | 0.017597 | 0.01636 | 0.016056 | 0.015401 | 0.015338 | 0.015442 | 0.027859 | 0.026444 | 0.034605 | 0.03842 | 0.040089 | 0.042117 | 0.045941 | 0.051362 | 0.056816 | 0.060337 | 0.062638 | 0.052291 | 0.044643 | 0.02987 | 0.023492 | 0.02063 | 0.017275 | 0.016287
Portfolio Adjusted1-in-10Size: Under 20 kWOther2023May Monthly Peak | Portfolio Adjusted | 1-in-10 | Size: Under 20 kW | Other | 2023 | May Monthly Peak | 5 | 0.92905 | 0.89979 | 0.87714 | 0.86821 | 0.86668 | 0.86371 | 0.78123 | 0.89145 | 1.1846 | 1.4754 | 1.6866 | 1.8116 | 1.8707 | 1.9349 | 1.988 | 1.9868 | 1.9066 | 1.6606 | 1.4106 | 1.3075 | 1.329 | 1.1838 | 1.0604 | 0.99186 | 0 | 0 | 0 | 0 | 0 | 0 | 0 | 0 | 0 | 0 | 0 | 0 | 0 | 0 | 0.039761 | 0.039736 | 0.038132 | 0.033212 | 0 | 0 | 0 | 0 | 0 | 0 | 73.3245 | 71.2784 | 69.8129 | 68.5315 | 67.1784 | 65.9645 | 65.1878 | 65.5282 | 69.2034 | 74.6709 | 79.9409 | 83.5464 | 86.9322 | 89.1871 | 90.3635 | 90.733 | 90.2568 | 89.1943 | 87.7887 | 85.2891 | 81.3501 | 77.6968 | 75.1494 | 72.6387 | 0.017683 | 0.016441 | 0.016135 | 0.015476 | 0.015413 | 0.015517 | 0.027996 | 0.026574 | 0.034775 | 0.038609 | 0.040286 | 0.042324 | 0.046167 | 0.051614 | 0.057095 | 0.060633 | 0.062946 | 0.052548 | 0.044863 | 0.030017 | 0.023607 | 0.020731 | 0.017359 | 0.016367
Portfolio Adjusted1-in-10Size: Under 20 kWOther2023June Monthly Peak | Portfolio Adjusted | 1-in-10 | Size: Under 20 kW | Other | 2023 | June Monthly Peak | 6 | 0.98038 | 0.94513 | 0.92109 | 0.90968 | 0.90389 | 0.88472 | 0.82628 | 0.97032 | 1.296 | 1.608 | 1.8443 | 1.9857 | 2.0561 | 2.1275 | 2.1801 | 2.1692 | 2.0797 | 1.8002 | 1.5185 | 1.3681 | 1.3753 | 1.2539 | 1.1219 | 1.0487 | 0 | 0 | 0 | 0 | 0 | 0 | 0 | 0 | 0 | 0 | 0 | 0 | 0 | 0 | 0.043601 | 0.043384 | 0.041594 | 0.036005 | 0 | 0 | 0 | 0 | 0 | 0 | 73.3405 | 71.756 | 70.6408 | 69.3133 | 68.3207 | 66.7578 | 65.9266 | 66.8962 | 70.9823 | 76.1568 | 81.2371 | 85.2371 | 88.0081 | 89.7601 | 91.0147 | 91.7236 | 92.0907 | 91.4437 | 90.3243 | 88.1887 | 85.1219 | 81.2984 | 78.77 | 76.7955 | 0.017712 | 0.016468 | 0.016161 | 0.015502 | 0.015439 | 0.015543 | 0.028042 | 0.026617 | 0.034832 | 0.038672 | 0.040352 | 0.042393 | 0.046242 | 0.051699 | 0.057188 | 0.060732 | 0.063048 | 0.052634 | 0.044936 | 0.030066 | 0.023646 | 0.020765 | 0.017388 | 0.016394
Portfolio Adjusted1-in-10Size: Under 20 kWOther2023July Monthly Peak | Portfolio Adjusted | 1-in-10 | Size: Under 20 kW | Other | 2023 | July Monthly Peak | 7 | 1.0326 | 0.99168 | 0.96332 | 0.95116 | 0.94463 | 0.95244 | 0.90744 | 1.0583 | 1.4312 | 1.7839 | 2.0406 | 2.1813 | 2.2417 | 2.3004 | 2.3412 | 2.3223 | 2.2225 | 1.9157 | 1.6164 | 1.4552 | 1.4541 | 1.3202 | 1.18 | 1.1017 | 0 | 0 | 0 | 0 | 0 | 0 | 0 | 0 | 0 | 0 | 0 | 0 | 0 | 0 | 0.046824 | 0.046446 | 0.044451 | 0.038313 | 0 | 0 | 0 | 0 | 0 | 0 | 77.169 | 75.9403 | 74.7106 | 73.5362 | 72.6123 | 71.6008 | 70.7494 | 71.0197 | 74.1022 | 79.0711 | 83.7306 | 87.4867 | 90.1829 | 91.9245 | 93.2475 | 93.8747 | 93.7957 | 93.2511 | 92.2485 | 89.9811 | 86.3487 | 82.7846 | 80.4364 | 78.7323 | 0.017623 | 0.016384 | 0.016079 | 0.015423 | 0.01536 | 0.015464 | 0.0279 | 0.026482 | 0.034656 | 0.038476 | 0.040147 | 0.042179 | 0.046008 | 0.051437 | 0.056899 | 0.060425 | 0.062729 | 0.052367 | 0.044708 | 0.029914 | 0.023526 | 0.02066 | 0.0173 | 0.016311
Portfolio Adjusted1-in-10Size: Under 20 kWOther2023August Monthly Peak | Portfolio Adjusted | 1-in-10 | Size: Under 20 kW | Other | 2023 | August Monthly Peak | 8 | 1.0286 | 0.99003 | 0.96352 | 0.9502 | 0.94442 | 0.96213 | 0.93214 | 1.0429 | 1.411 | 1.7817 | 2.0449 | 2.2077 | 2.2761 | 2.3437 | 2.3823 | 2.3621 | 2.2554 | 1.9383 | 1.6213 | 1.5019 | 1.4866 | 1.3201 | 1.1751 | 1.1027 | 0 | 0 | 0 | 0 | 0 | 0 | 0 | 0 | 0 | 0 | 0 | 0 | 0 | 0 | 0.047646 | 0.047243 | 0.045108 | 0.038766 | 0 | 0 | 0 | 0 | 0 | 0 | 76.3286 | 75.152 | 73.9408 | 73.0036 | 71.8712 | 71.1386 | 70.5771 | 70.6678 | 73.405 | 78.9015 | 83.9626 | 88.5114 | 91.6514 | 93.7667 | 95.2408 | 96.1532 | 96.2161 | 95.2684 | 94.2051 | 91.844 | 88.212 | 85.3479 | 83.3718 | 81.5456 | 0.017891 | 0.016633 | 0.016324 | 0.015658 | 0.015594 | 0.015699 | 0.028324 | 0.026885 | 0.035183 | 0.039061 | 0.040758 | 0.04282 | 0.046708 | 0.05222 | 0.057764 | 0.061344 | 0.063684 | 0.053164 | 0.045389 | 0.030369 | 0.023884 | 0.020974 | 0.017563 | 0.016559
Portfolio Adjusted1-in-10Size: Under 20 kWOther2023September Monthly Peak | Portfolio Adjusted | 1-in-10 | Size: Under 20 kW | Other | 2023 | September Monthly Peak | 9 | 0.99695 | 0.96252 | 0.93651 | 0.9218 | 0.91975 | 0.94084 | 0.95517 | 1.0063 | 1.3577 | 1.7082 | 1.9671 | 2.125 | 2.1975 | 2.2666 | 2.3098 | 2.2928 | 2.1923 | 1.8763 | 1.5822 | 1.5514 | 1.4309 | 1.2639 | 1.1317 | 1.0644 | 0 | 0 | 0 | 0 | 0 | 0 | 0 | 0 | 0 | 0 | 0 | 0 | 0 | 0 | 0.046197 | 0.045857 | 0.043845 | 0.037526 | 0 | 0 | 0 | 0 | 0 | 0 | 76.1278 | 74.8644 | 73.6231 | 72.7525 | 71.8461 | 71.0065 | 70.3064 | 70.0258 | 72.1698 | 77.1587 | 82.4996 | 87.0432 | 90.4216 | 92.8173 | 93.6742 | 93.8699 | 93.5408 | 92.5528 | 90.8841 | 87.8895 | 84.0055 | 81.0626 | 78.6497 | 76.9369 | 0.017715 | 0.01647 | 0.016163 | 0.015504 | 0.015441 | 0.015545 | 0.028045 | 0.026621 | 0.034837 | 0.038677 | 0.040357 | 0.042399 | 0.046248 | 0.051706 | 0.057196 | 0.06074 | 0.063057 | 0.052641 | 0.044942 | 0.03007 | 0.023649 | 0.020768 | 0.01739 | 0.016396
Portfolio Adjusted1-in-10Size: Under 20 kWOther2023October Monthly Peak | Portfolio Adjusted | 1-in-10 | Size: Under 20 kW | Other | 2023 | October Monthly Peak | 10 | 0.90225 | 0.87256 | 0.85131 | 0.84324 | 0.84443 | 0.86435 | 0.90341 | 0.90577 | 1.1432 | 1.4019 | 1.6112 | 1.7458 | 1.8186 | 1.8934 | 1.9509 | 1.9442 | 1.8528 | 1.5869 | 1.4595 | 1.3953 | 1.267 | 1.1297 | 1.022 | 0.96254 | 0 | 0 | 0 | 0 | 0 | 0 | 0 | 0 | 0 | 0 | 0 | 0 | 0 | 0 | 0.039017 | 0.038884 | 0.037055 | 0.031737 | 0 | 0 | 0 | 0 | 0 | 0 | 70.5195 | 69.0719 | 68.1642 | 66.9421 | 65.932 | 64.8878 | 64.3717 | 63.7563 | 64.471 | 69.3283 | 75.5143 | 81.3509 | 85.8115 | 88.7085 | 89.8491 | 90.5239 | 90.5353 | 89.6129 | 87.1815 | 82.91 | 78.8182 | 75.7601 | 73.3937 | 71.6393 | 0.017591 | 0.016355 | 0.016051 | 0.015396 | 0.015333 | 0.015437 | 0.02785 | 0.026436 | 0.034595 | 0.038408 | 0.040076 | 0.042104 | 0.045927 | 0.051346 | 0.056798 | 0.060318 | 0.062618 | 0.052275 | 0.044629 | 0.029861 | 0.023485 | 0.020623 | 0.017269 | 0.016282
Portfolio Adjusted1-in-10Size: Under 20 kWOther2023November Monthly Peak | Portfolio Adjusted | 1-in-10 | Size: Under 20 kW | Other | 2023 | November Monthly Peak | 11 | 0.83272 | 0.81037 | 0.80116 | 0.80188 | 0.80843 | 0.82921 | 0.79366 | 0.83192 | 1.0577 | 1.2603 | 1.4106 | 1.4936 | 1.526 | 1.5659 | 1.5998 | 1.585 | 1.541 | 1.5251 | 1.3557 | 1.2421 | 1.1317 | 1.0161 | 0.9321 | 0.881 | 0 | 0 | 0 | 0 | 0 | 0 | 0 | 0 | 0 | 0 | 0 | 0 | 0 | 0 | 0.031997 | 0.031699 | 0.030819 | 0.030501 | 0 | 0 | 0 | 0 | 0 | 0 | 64.8525 | 63.4865 | 62.4568 | 61.1065 | 60.2614 | 59.4351 | 58.722 | 58.4439 | 60.9728 | 66.1522 | 72.3828 | 77.3545 | 80.5397 | 82.2308 | 83.2804 | 83.4809 | 82.2703 | 79.6991 | 76.2642 | 72.5586 | 70.0084 | 68.0094 | 66.2784 | 65.0349 | 0.017673 | 0.016431 | 0.016125 | 0.015467 | 0.015404 | 0.015508 | 0.027979 | 0.026558 | 0.034755 | 0.038586 | 0.040262 | 0.042299 | 0.046139 | 0.051584 | 0.057061 | 0.060597 | 0.062908 | 0.052517 | 0.044836 | 0.029999 | 0.023593 | 0.020719 | 0.017349 | 0.016357
Portfolio Adjusted1-in-10Size: Under 20 kWOther2023December Monthly Peak | Portfolio Adjusted | 1-in-10 | Size: Under 20 kW | Other | 2023 | December Monthly Peak | 12 | 0.88822 | 0.86784 | 0.85797 | 0.85918 | 0.87563 | 0.90982 | 0.9774 | 0.97961 | 1.207 | 1.3732 | 1.4397 | 1.4255 | 1.3635 | 1.3156 | 1.2746 | 1.2433 | 1.2911 | 1.3837 | 1.2658 | 1.2075 | 1.1299 | 1.054 | 0.98518 | 0.93874 | 0 | 0 | 0 | 0 | 0 | 0 | 0 | 0 | 0 | 0 | 0 | 0 | 0 | 0 | 0.025492 | 0.024866 | 0.025823 | 0.027675 | 0 | 0 | 0 | 0 | 0 | 0 | 41.9241 | 41.2855 | 41.0509 | 40.7841 | 40.4767 | 40.2862 | 40.5092 | 40.5697 | 41.2574 | 43.3294 | 45.5457 | 47.4701 | 48.6152 | 49.1443 | 49.1505 | 49.0675 | 48.6927 | 47.4529 | 46.2083 | 45.1621 | 44.2769 | 43.4092 | 43.0106 | 42.2996 | 0.018043 | 0.016775 | 0.016463 | 0.015792 | 0.015727 | 0.015833 | 0.028566 | 0.027115 | 0.035483 | 0.039395 | 0.041106 | 0.043186 | 0.047106 | 0.052665 | 0.058257 | 0.061868 | 0.064227 | 0.053618 | 0.045776 | 0.030628 | 0.024088 | 0.021153 | 0.017713 | 0.0167
Portfolio Adjusted1-in-10Size: Under 20 kWOther2023Typical Event Day | Portfolio Adjusted | 1-in-10 | Size: Under 20 kW | Other | 2023 | Typical Event Day | 8 | 1.0154 | 0.97779 | 0.95204 | 0.93917 | 0.9339 | 0.95089 | 0.91971 | 1.0239 | 1.3782 | 1.7348 | 1.9881 | 2.1453 | 2.2123 | 2.2795 | 2.3192 | 2.3015 | 2.1973 | 1.8877 | 1.5839 | 1.4691 | 1.4585 | 1.2973 | 1.1561 | 1.0852 | 0 | 0 | 0 | 0 | 0 | 0 | 0 | 0 | 0 | 0 | 0 | 0 | 0 | 0 | 0.046385 | 0.046029 | 0.043947 | 0.037755 | 0 | 0 | 0 | 0 | 0 | 0 | 75.7414 | 74.4282 | 73.2288 | 72.1514 | 71.1626 | 70.1259 | 69.3899 | 69.6524 | 72.6648 | 77.822 | 82.8575 | 87.0696 | 90.066 | 92.0672 | 93.2943 | 93.9054 | 93.9109 | 93.129 | 91.9155 | 89.4758 | 85.922 | 82.6234 | 80.307 | 78.5026 | 0.017726 | 0.01648 | 0.016174 | 0.015514 | 0.01545 | 0.015555 | 0.028063 | 0.026638 | 0.034859 | 0.038701 | 0.040383 | 0.042426 | 0.046277 | 0.051738 | 0.057232 | 0.060779 | 0.063097 | 0.052674 | 0.04497 | 0.030089 | 0.023664 | 0.020781 | 0.017401 | 0.016406
Portfolio Adjusted1-in-10Size: Under 20 kWOther2024January Monthly Peak | Portfolio Adjusted | 1-in-10 | Size: Under 20 kW | Other | 2024 | January Monthly Peak | 1 | 0.92697 | 0.91027 | 0.90259 | 0.90313 | 0.92284 | 0.96439 | 1.0523 | 1.0532 | 1.2933 | 1.461 | 1.5162 | 1.489 | 1.4118 | 1.3549 | 1.3044 | 1.2668 | 1.2774 | 1.3922 | 1.3054 | 1.2459 | 1.1699 | 1.0809 | 1.0095 | 0.97082 | 0 | 0 | 0 | 0 | 0 | 0 | 0 | 0 | 0 | 0 | 0 | 0 | 0 | 0 | 0.026087 | 0.025335 | 0.025547 | 0.027843 | 0 | 0 | 0 | 0 | 0 | 0 | 40.8825 | 40.2265 | 39.6787 | 39.2346 | 39.078 | 38.7356 | 38.3601 | 38.2199 | 38.7881 | 40.8754 | 43.3476 | 45.9 | 47.8468 | 48.7795 | 49.2651 | 49.1658 | 48.5776 | 47.5448 | 45.4352 | 43.7754 | 42.3698 | 41.2553 | 40.3743 | 39.6043 | 0.018753 | 0.017435 | 0.017111 | 0.016412 | 0.016346 | 0.016456 | 0.029689 | 0.028181 | 0.036879 | 0.040944 | 0.042723 | 0.044884 | 0.048959 | 0.054736 | 0.060548 | 0.0643 | 0.066753 | 0.055726 | 0.047576 | 0.031833 | 0.025035 | 0.021985 | 0.018409 | 0.017357
Portfolio Adjusted1-in-10Size: Under 20 kWOther2024February Monthly Peak | Portfolio Adjusted | 1-in-10 | Size: Under 20 kW | Other | 2024 | February Monthly Peak | 2 | 0.8586 | 0.84272 | 0.8351 | 0.836 | 0.85287 | 0.88381 | 0.91503 | 0.9074 | 1.1211 | 1.272 | 1.3424 | 1.3448 | 1.3106 | 1.2936 | 1.2868 | 1.2717 | 1.2545 | 1.2582 | 1.2634 | 1.1839 | 1.1011 | 1.0085 | 0.9335 | 0.89082 | 0 | 0 | 0 | 0 | 0 | 0 | 0 | 0 | 0 | 0 | 0 | 0 | 0 | 0 | 0.025737 | 0.025433 | 0.02509 | 0.025164 | 0 | 0 | 0 | 0 | 0 | 0 | 48.7338 | 48.2653 | 47.7842 | 47.25 | 46.7289 | 45.8891 | 45.4971 | 45.4871 | 46.3321 | 48.4829 | 50.6234 | 52.4964 | 54.0724 | 55.14 | 56.1257 | 56.6543 | 56.1727 | 55.3446 | 53.2962 | 51.1829 | 49.4317 | 47.9924 | 47.0994 | 46.1208 | 0.017579 | 0.016343 | 0.016039 | 0.015385 | 0.015322 | 0.015426 | 0.02783 | 0.026417 | 0.03457 | 0.03838 | 0.040047 | 0.042074 | 0.045893 | 0.051309 | 0.056757 | 0.060274 | 0.062573 | 0.052237 | 0.044597 | 0.02984 | 0.023468 | 0.020608 | 0.017257 | 0.01627
Portfolio Adjusted1-in-10Size: Under 20 kWOther2024March Monthly Peak | Portfolio Adjusted | 1-in-10 | Size: Under 20 kW | Other | 2024 | March Monthly Peak | 3 | 0.84386 | 0.82071 | 0.80816 | 0.80485 | 0.81349 | 0.83544 | 0.86803 | 0.85045 | 1.0215 | 1.1829 | 1.2921 | 1.3344 | 1.3397 | 1.3627 | 1.3886 | 1.3869 | 1.3386 | 1.2142 | 1.1418 | 1.1753 | 1.1066 | 1.006 | 0.92737 | 0.87957 | 0 | 0 | 0 | 0 | 0 | 0 | 0 | 0 | 0 | 0 | 0 | 0 | 0 | 0 | 0.027772 | 0.027739 | 0.026772 | 0.024283 | 0 | 0 | 0 | 0 | 0 | 0 | 56.1934 | 54.7189 | 53.8472 | 53.3766 | 52.41 | 51.68 | 50.958 | 50.7659 | 52.0466 | 56.5369 | 62.1024 | 66.8863 | 70.2503 | 72.1491 | 73.4409 | 74.2421 | 74.2723 | 73.2191 | 71.4966 | 68.8106 | 65.3679 | 62.377 | 60.1306 | 58.4392 | 0.017443 | 0.016217 | 0.015916 | 0.015266 | 0.015204 | 0.015307 | 0.027616 | 0.026213 | 0.034303 | 0.038084 | 0.039739 | 0.041749 | 0.045539 | 0.050913 | 0.056319 | 0.05981 | 0.062091 | 0.051834 | 0.044253 | 0.029609 | 0.023287 | 0.02045 | 0.017124 | 0.016144
Portfolio Adjusted1-in-10Size: Under 20 kWOther2024April Monthly Peak | Portfolio Adjusted | 1-in-10 | Size: Under 20 kW | Other | 2024 | April Monthly Peak | 4 | 0.88037 | 0.85492 | 0.83606 | 0.83065 | 0.8332 | 0.85296 | 0.8172 | 0.84248 | 1.0804 | 1.3162 | 1.4864 | 1.5832 | 1.6321 | 1.6973 | 1.7499 | 1.7515 | 1.679 | 1.4617 | 1.2646 | 1.2547 | 1.2296 | 1.0981 | 0.99381 | 0.93363 | 0 | 0 | 0 | 0 | 0 | 0 | 0 | 0 | 0 | 0 | 0 | 0 | 0 | 0 | 0.034998 | 0.035029 | 0.03358 | 0.029233 | 0 | 0 | 0 | 0 | 0 | 0 | 66.8951 | 65.4447 | 63.746 | 62.5335 | 61.3682 | 60.2404 | 59.6085 | 59.5755 | 63.0222 | 69.3523 | 75.6629 | 80.9397 | 84.1354 | 86.2093 | 87.464 | 88.1534 | 88.0202 | 87.3475 | 85.324 | 82.2342 | 78.0977 | 74.3614 | 71.5836 | 69.8897 | 0.017597 | 0.01636 | 0.016056 | 0.015401 | 0.015338 | 0.015442 | 0.027859 | 0.026444 | 0.034605 | 0.03842 | 0.040089 | 0.042117 | 0.045941 | 0.051362 | 0.056816 | 0.060337 | 0.062638 | 0.052291 | 0.044643 | 0.02987 | 0.023492 | 0.02063 | 0.017275 | 0.016287
Portfolio Adjusted1-in-10Size: Under 20 kWOther2024May Monthly Peak | Portfolio Adjusted | 1-in-10 | Size: Under 20 kW | Other | 2024 | May Monthly Peak | 5 | 0.92905 | 0.89979 | 0.87714 | 0.86821 | 0.86668 | 0.86371 | 0.78123 | 0.89145 | 1.1846 | 1.4754 | 1.6866 | 1.8116 | 1.8707 | 1.9349 | 1.988 | 1.9868 | 1.9066 | 1.6606 | 1.4106 | 1.3075 | 1.329 | 1.1838 | 1.0604 | 0.99186 | 0 | 0 | 0 | 0 | 0 | 0 | 0 | 0 | 0 | 0 | 0 | 0 | 0 | 0 | 0.039761 | 0.039736 | 0.038132 | 0.033212 | 0 | 0 | 0 | 0 | 0 | 0 | 73.3245 | 71.2784 | 69.8129 | 68.5315 | 67.1784 | 65.9645 | 65.1878 | 65.5282 | 69.2034 | 74.6709 | 79.9409 | 83.5463 | 86.9322 | 89.1871 | 90.3635 | 90.733 | 90.2568 | 89.1943 | 87.7887 | 85.2891 | 81.3501 | 77.6968 | 75.1494 | 72.6387 | 0.017683 | 0.016441 | 0.016135 | 0.015476 | 0.015413 | 0.015517 | 0.027996 | 0.026574 | 0.034775 | 0.038609 | 0.040286 | 0.042324 | 0.046167 | 0.051614 | 0.057095 | 0.060633 | 0.062946 | 0.052548 | 0.044863 | 0.030017 | 0.023607 | 0.020731 | 0.017359 | 0.016367
Portfolio Adjusted1-in-10Size: Under 20 kWOther2024June Monthly Peak | Portfolio Adjusted | 1-in-10 | Size: Under 20 kW | Other | 2024 | June Monthly Peak | 6 | 0.98038 | 0.94513 | 0.92109 | 0.90968 | 0.90389 | 0.88472 | 0.82628 | 0.97032 | 1.296 | 1.608 | 1.8443 | 1.9857 | 2.0561 | 2.1275 | 2.1801 | 2.1692 | 2.0797 | 1.8002 | 1.5185 | 1.3681 | 1.3753 | 1.2539 | 1.1219 | 1.0487 | 0 | 0 | 0 | 0 | 0 | 0 | 0 | 0 | 0 | 0 | 0 | 0 | 0 | 0 | 0.043601 | 0.043384 | 0.041594 | 0.036005 | 0 | 0 | 0 | 0 | 0 | 0 | 73.3405 | 71.756 | 70.6408 | 69.3133 | 68.3207 | 66.7578 | 65.9266 | 66.8962 | 70.9823 | 76.1568 | 81.2371 | 85.2371 | 88.0081 | 89.7601 | 91.0147 | 91.7236 | 92.0907 | 91.4437 | 90.3243 | 88.1887 | 85.1219 | 81.2984 | 78.77 | 76.7955 | 0.017712 | 0.016468 | 0.016161 | 0.015502 | 0.015439 | 0.015543 | 0.028042 | 0.026617 | 0.034832 | 0.038672 | 0.040352 | 0.042393 | 0.046242 | 0.051699 | 0.057188 | 0.060732 | 0.063048 | 0.052634 | 0.044936 | 0.030066 | 0.023646 | 0.020765 | 0.017388 | 0.016394
Portfolio Adjusted1-in-10Size: Under 20 kWOther2024July Monthly Peak | Portfolio Adjusted | 1-in-10 | Size: Under 20 kW | Other | 2024 | July Monthly Peak | 7 | 1.0326 | 0.99168 | 0.96332 | 0.95116 | 0.94463 | 0.95244 | 0.90744 | 1.0583 | 1.4312 | 1.7839 | 2.0406 | 2.1813 | 2.2417 | 2.3004 | 2.3412 | 2.3223 | 2.2225 | 1.9157 | 1.6164 | 1.4552 | 1.4541 | 1.3202 | 1.18 | 1.1017 | 0 | 0 | 0 | 0 | 0 | 0 | 0 | 0 | 0 | 0 | 0 | 0 | 0 | 0 | 0.046824 | 0.046446 | 0.044451 | 0.038313 | 0 | 0 | 0 | 0 | 0 | 0 | 77.169 | 75.9403 | 74.7106 | 73.5362 | 72.6123 | 71.6008 | 70.7494 | 71.0197 | 74.1022 | 79.0711 | 83.7306 | 87.4867 | 90.1829 | 91.9245 | 93.2475 | 93.8747 | 93.7957 | 93.2511 | 92.2485 | 89.9811 | 86.3487 | 82.7846 | 80.4364 | 78.7323 | 0.017623 | 0.016384 | 0.016079 | 0.015423 | 0.01536 | 0.015464 | 0.0279 | 0.026482 | 0.034656 | 0.038476 | 0.040147 | 0.042179 | 0.046008 | 0.051437 | 0.056899 | 0.060425 | 0.062729 | 0.052367 | 0.044708 | 0.029914 | 0.023526 | 0.02066 | 0.0173 | 0.016311
Portfolio Adjusted1-in-10Size: Under 20 kWOther2024August Monthly Peak | Portfolio Adjusted | 1-in-10 | Size: Under 20 kW | Other | 2024 | August Monthly Peak | 8 | 1.0286 | 0.99003 | 0.96352 | 0.9502 | 0.94442 | 0.96213 | 0.93214 | 1.0429 | 1.411 | 1.7817 | 2.0449 | 2.2077 | 2.2761 | 2.3437 | 2.3823 | 2.3621 | 2.2554 | 1.9383 | 1.6213 | 1.5019 | 1.4866 | 1.3201 | 1.1751 | 1.1027 | 0 | 0 | 0 | 0 | 0 | 0 | 0 | 0 | 0 | 0 | 0 | 0 | 0 | 0 | 0.047646 | 0.047243 | 0.045108 | 0.038766 | 0 | 0 | 0 | 0 | 0 | 0 | 76.3286 | 75.152 | 73.9408 | 73.0036 | 71.8712 | 71.1386 | 70.5771 | 70.6678 | 73.405 | 78.9015 | 83.9626 | 88.5114 | 91.6514 | 93.7667 | 95.2408 | 96.1533 | 96.2161 | 95.2684 | 94.2051 | 91.844 | 88.212 | 85.3479 | 83.3718 | 81.5456 | 0.017891 | 0.016633 | 0.016324 | 0.015658 | 0.015594 | 0.015699 | 0.028324 | 0.026885 | 0.035183 | 0.039061 | 0.040758 | 0.04282 | 0.046708 | 0.05222 | 0.057764 | 0.061344 | 0.063684 | 0.053164 | 0.045389 | 0.030369 | 0.023884 | 0.020974 | 0.017563 | 0.016559
Portfolio Adjusted1-in-10Size: Under 20 kWOther2024September Monthly Peak | Portfolio Adjusted | 1-in-10 | Size: Under 20 kW | Other | 2024 | September Monthly Peak | 9 | 0.99695 | 0.96252 | 0.93651 | 0.9218 | 0.91975 | 0.94084 | 0.95517 | 1.0063 | 1.3577 | 1.7082 | 1.9671 | 2.125 | 2.1975 | 2.2666 | 2.3098 | 2.2928 | 2.1923 | 1.8763 | 1.5822 | 1.5514 | 1.4309 | 1.2639 | 1.1317 | 1.0644 | 0 | 0 | 0 | 0 | 0 | 0 | 0 | 0 | 0 | 0 | 0 | 0 | 0 | 0 | 0.046197 | 0.045857 | 0.043845 | 0.037526 | 0 | 0 | 0 | 0 | 0 | 0 | 76.1278 | 74.8644 | 73.6231 | 72.7525 | 71.8461 | 71.0065 | 70.3064 | 70.0258 | 72.1698 | 77.1587 | 82.4996 | 87.0432 | 90.4216 | 92.8173 | 93.6742 | 93.8699 | 93.5408 | 92.5529 | 90.8841 | 87.8895 | 84.0055 | 81.0626 | 78.6497 | 76.9369 | 0.017715 | 0.01647 | 0.016163 | 0.015504 | 0.015441 | 0.015545 | 0.028045 | 0.026621 | 0.034837 | 0.038677 | 0.040357 | 0.042399 | 0.046248 | 0.051706 | 0.057196 | 0.06074 | 0.063057 | 0.052641 | 0.044942 | 0.03007 | 0.023649 | 0.020768 | 0.01739 | 0.016396
Portfolio Adjusted1-in-10Size: Under 20 kWOther2024October Monthly Peak | Portfolio Adjusted | 1-in-10 | Size: Under 20 kW | Other | 2024 | October Monthly Peak | 10 | 0.90225 | 0.87256 | 0.85131 | 0.84324 | 0.84443 | 0.86435 | 0.90341 | 0.90577 | 1.1432 | 1.4019 | 1.6112 | 1.7458 | 1.8186 | 1.8934 | 1.9509 | 1.9442 | 1.8528 | 1.5869 | 1.4595 | 1.3953 | 1.267 | 1.1297 | 1.022 | 0.96254 | 0 | 0 | 0 | 0 | 0 | 0 | 0 | 0 | 0 | 0 | 0 | 0 | 0 | 0 | 0.039017 | 0.038884 | 0.037055 | 0.031737 | 0 | 0 | 0 | 0 | 0 | 0 | 70.5195 | 69.0719 | 68.1642 | 66.9421 | 65.932 | 64.8878 | 64.3717 | 63.7563 | 64.471 | 69.3283 | 75.5143 | 81.3509 | 85.8115 | 88.7085 | 89.8491 | 90.5239 | 90.5353 | 89.6129 | 87.1815 | 82.91 | 78.8182 | 75.7601 | 73.3937 | 71.6393 | 0.017591 | 0.016355 | 0.016051 | 0.015396 | 0.015333 | 0.015437 | 0.02785 | 0.026436 | 0.034595 | 0.038408 | 0.040076 | 0.042104 | 0.045927 | 0.051346 | 0.056798 | 0.060318 | 0.062618 | 0.052275 | 0.044629 | 0.029861 | 0.023485 | 0.020623 | 0.017269 | 0.016282
Portfolio Adjusted1-in-10Size: Under 20 kWOther2024November Monthly Peak | Portfolio Adjusted | 1-in-10 | Size: Under 20 kW | Other | 2024 | November Monthly Peak | 11 | 0.83272 | 0.81037 | 0.80116 | 0.80188 | 0.80843 | 0.82921 | 0.79366 | 0.83192 | 1.0577 | 1.2603 | 1.4106 | 1.4936 | 1.526 | 1.5659 | 1.5998 | 1.585 | 1.541 | 1.5251 | 1.3557 | 1.2421 | 1.1317 | 1.0161 | 0.9321 | 0.881 | 0 | 0 | 0 | 0 | 0 | 0 | 0 | 0 | 0 | 0 | 0 | 0 | 0 | 0 | 0.031997 | 0.031699 | 0.030819 | 0.030501 | 0 | 0 | 0 | 0 | 0 | 0 | 64.8525 | 63.4865 | 62.4568 | 61.1065 | 60.2614 | 59.4351 | 58.7221 | 58.4439 | 60.9728 | 66.1522 | 72.3828 | 77.3546 | 80.5397 | 82.2307 | 83.2804 | 83.4809 | 82.2703 | 79.6991 | 76.2642 | 72.5586 | 70.0084 | 68.0094 | 66.2784 | 65.035 | 0.017673 | 0.016431 | 0.016125 | 0.015467 | 0.015404 | 0.015508 | 0.027979 | 0.026558 | 0.034755 | 0.038586 | 0.040262 | 0.042299 | 0.046139 | 0.051584 | 0.057061 | 0.060597 | 0.062908 | 0.052517 | 0.044836 | 0.029999 | 0.023593 | 0.020719 | 0.017349 | 0.016357
Portfolio Adjusted1-in-10Size: Under 20 kWOther2024December Monthly Peak | Portfolio Adjusted | 1-in-10 | Size: Under 20 kW | Other | 2024 | December Monthly Peak | 12 | 0.88822 | 0.86784 | 0.85797 | 0.85918 | 0.87563 | 0.90982 | 0.9774 | 0.97961 | 1.207 | 1.3732 | 1.4397 | 1.4255 | 1.3635 | 1.3156 | 1.2746 | 1.2433 | 1.2911 | 1.3837 | 1.2658 | 1.2075 | 1.1299 | 1.054 | 0.98518 | 0.93874 | 0 | 0 | 0 | 0 | 0 | 0 | 0 | 0 | 0 | 0 | 0 | 0 | 0 | 0 | 0.025492 | 0.024866 | 0.025823 | 0.027675 | 0 | 0 | 0 | 0 | 0 | 0 | 41.9242 | 41.2855 | 41.0509 | 40.7841 | 40.4767 | 40.2862 | 40.5092 | 40.5697 | 41.2574 | 43.3294 | 45.5457 | 47.4701 | 48.6152 | 49.1443 | 49.1505 | 49.0675 | 48.6927 | 47.4529 | 46.2083 | 45.1621 | 44.2769 | 43.4092 | 43.0106 | 42.2996 | 0.018043 | 0.016775 | 0.016463 | 0.015792 | 0.015727 | 0.015833 | 0.028566 | 0.027115 | 0.035483 | 0.039395 | 0.041106 | 0.043186 | 0.047106 | 0.052665 | 0.058257 | 0.061868 | 0.064227 | 0.053618 | 0.045776 | 0.030628 | 0.024088 | 0.021153 | 0.017713 | 0.0167
Portfolio Adjusted1-in-10Size: Under 20 kWOther2024Typical Event Day | Portfolio Adjusted | 1-in-10 | Size: Under 20 kW | Other | 2024 | Typical Event Day | 8 | 1.0154 | 0.97779 | 0.95204 | 0.93917 | 0.9339 | 0.95089 | 0.91971 | 1.0239 | 1.3782 | 1.7348 | 1.9881 | 2.1452 | 2.2123 | 2.2795 | 2.3192 | 2.3015 | 2.1973 | 1.8877 | 1.5839 | 1.4691 | 1.4585 | 1.2973 | 1.1561 | 1.0852 | 0 | 0 | 0 | 0 | 0 | 0 | 0 | 0 | 0 | 0 | 0 | 0 | 0 | 0 | 0.046385 | 0.046029 | 0.043947 | 0.037755 | 0 | 0 | 0 | 0 | 0 | 0 | 75.7414 | 74.4282 | 73.2288 | 72.1514 | 71.1626 | 70.1259 | 69.3899 | 69.6524 | 72.6648 | 77.822 | 82.8575 | 87.0696 | 90.066 | 92.0672 | 93.2943 | 93.9054 | 93.9109 | 93.129 | 91.9155 | 89.4758 | 85.922 | 82.6234 | 80.307 | 78.5026 | 0.017726 | 0.01648 | 0.016174 | 0.015514 | 0.01545 | 0.015555 | 0.028063 | 0.026638 | 0.034859 | 0.038701 | 0.040383 | 0.042426 | 0.046277 | 0.051738 | 0.057232 | 0.060779 | 0.063097 | 0.052674 | 0.04497 | 0.030089 | 0.023664 | 0.020781 | 0.017401 | 0.016406
Portfolio Adjusted1-in-10Size: Under 20 kWOther2025January Monthly Peak | Portfolio Adjusted | 1-in-10 | Size: Under 20 kW | Other | 2025 | January Monthly Peak | 1 | 0.92697 | 0.91027 | 0.90259 | 0.90313 | 0.92284 | 0.96439 | 1.0523 | 1.0532 | 1.2933 | 1.461 | 1.5162 | 1.489 | 1.4118 | 1.3549 | 1.3044 | 1.2668 | 1.2774 | 1.3922 | 1.3054 | 1.2459 | 1.1699 | 1.0809 | 1.0095 | 0.97082 | 0 | 0 | 0 | 0 | 0 | 0 | 0 | 0 | 0 | 0 | 0 | 0 | 0 | 0 | 0.026087 | 0.025335 | 0.025547 | 0.027843 | 0 | 0 | 0 | 0 | 0 | 0 | 40.8825 | 40.2265 | 39.6787 | 39.2346 | 39.078 | 38.7356 | 38.3601 | 38.2199 | 38.7881 | 40.8754 | 43.3476 | 45.9 | 47.8468 | 48.7795 | 49.2651 | 49.1658 | 48.5776 | 47.5448 | 45.4352 | 43.7754 | 42.3698 | 41.2553 | 40.3743 | 39.6043 | 0.018753 | 0.017435 | 0.017111 | 0.016412 | 0.016346 | 0.016456 | 0.029689 | 0.028181 | 0.036879 | 0.040944 | 0.042723 | 0.044884 | 0.048959 | 0.054736 | 0.060548 | 0.0643 | 0.066753 | 0.055726 | 0.047576 | 0.031833 | 0.025035 | 0.021985 | 0.018409 | 0.017357
Portfolio Adjusted1-in-10Size: Under 20 kWOther2025February Monthly Peak | Portfolio Adjusted | 1-in-10 | Size: Under 20 kW | Other | 2025 | February Monthly Peak | 2 | 0.8586 | 0.84272 | 0.8351 | 0.836 | 0.85287 | 0.88381 | 0.91503 | 0.9074 | 1.1211 | 1.272 | 1.3424 | 1.3448 | 1.3106 | 1.2936 | 1.2868 | 1.2717 | 1.2545 | 1.2582 | 1.2634 | 1.1839 | 1.1011 | 1.0085 | 0.9335 | 0.89082 | 0 | 0 | 0 | 0 | 0 | 0 | 0 | 0 | 0 | 0 | 0 | 0 | 0 | 0 | 0.025737 | 0.025433 | 0.02509 | 0.025164 | 0 | 0 | 0 | 0 | 0 | 0 | 48.7338 | 48.2653 | 47.7842 | 47.25 | 46.7289 | 45.8891 | 45.4971 | 45.4871 | 46.3321 | 48.4829 | 50.6234 | 52.4964 | 54.0724 | 55.14 | 56.1257 | 56.6543 | 56.1727 | 55.3446 | 53.2962 | 51.1829 | 49.4317 | 47.9924 | 47.0994 | 46.1208 | 0.017579 | 0.016343 | 0.016039 | 0.015385 | 0.015322 | 0.015426 | 0.02783 | 0.026417 | 0.03457 | 0.03838 | 0.040047 | 0.042074 | 0.045893 | 0.051309 | 0.056757 | 0.060274 | 0.062573 | 0.052237 | 0.044597 | 0.02984 | 0.023468 | 0.020608 | 0.017257 | 0.01627
Portfolio Adjusted1-in-10Size: Under 20 kWOther2025March Monthly Peak | Portfolio Adjusted | 1-in-10 | Size: Under 20 kW | Other | 2025 | March Monthly Peak | 3 | 0.84386 | 0.82071 | 0.80816 | 0.80485 | 0.81349 | 0.83544 | 0.86803 | 0.85045 | 1.0215 | 1.1829 | 1.2921 | 1.3344 | 1.3397 | 1.3627 | 1.3886 | 1.3869 | 1.3386 | 1.2142 | 1.1418 | 1.1753 | 1.1066 | 1.006 | 0.92737 | 0.87957 | 0 | 0 | 0 | 0 | 0 | 0 | 0 | 0 | 0 | 0 | 0 | 0 | 0 | 0 | 0.027772 | 0.027739 | 0.026772 | 0.024283 | 0 | 0 | 0 | 0 | 0 | 0 | 56.1934 | 54.7189 | 53.8472 | 53.3766 | 52.4101 | 51.68 | 50.958 | 50.7659 | 52.0466 | 56.5369 | 62.1024 | 66.8863 | 70.2503 | 72.1491 | 73.4409 | 74.2421 | 74.2723 | 73.2191 | 71.4966 | 68.8106 | 65.3679 | 62.377 | 60.1306 | 58.4392 | 0.017443 | 0.016217 | 0.015916 | 0.015266 | 0.015204 | 0.015307 | 0.027616 | 0.026213 | 0.034303 | 0.038084 | 0.039739 | 0.041749 | 0.045539 | 0.050913 | 0.056319 | 0.05981 | 0.062091 | 0.051834 | 0.044253 | 0.029609 | 0.023287 | 0.02045 | 0.017124 | 0.016144
Portfolio Adjusted1-in-10Size: Under 20 kWOther2025April Monthly Peak | Portfolio Adjusted | 1-in-10 | Size: Under 20 kW | Other | 2025 | April Monthly Peak | 4 | 0.88037 | 0.85492 | 0.83606 | 0.83065 | 0.8332 | 0.85296 | 0.8172 | 0.84248 | 1.0804 | 1.3162 | 1.4864 | 1.5832 | 1.6321 | 1.6973 | 1.7499 | 1.7515 | 1.679 | 1.4617 | 1.2646 | 1.2547 | 1.2296 | 1.0981 | 0.99381 | 0.93363 | 0 | 0 | 0 | 0 | 0 | 0 | 0 | 0 | 0 | 0 | 0 | 0 | 0 | 0 | 0.034998 | 0.035029 | 0.03358 | 0.029233 | 0 | 0 | 0 | 0 | 0 | 0 | 66.8951 | 65.4447 | 63.746 | 62.5335 | 61.3683 | 60.2404 | 59.6085 | 59.5755 | 63.0222 | 69.3523 | 75.6629 | 80.9397 | 84.1354 | 86.2093 | 87.464 | 88.1534 | 88.0202 | 87.3475 | 85.324 | 82.2342 | 78.0977 | 74.3614 | 71.5836 | 69.8897 | 0.017597 | 0.01636 | 0.016056 | 0.015401 | 0.015338 | 0.015442 | 0.027859 | 0.026444 | 0.034605 | 0.03842 | 0.040089 | 0.042117 | 0.045941 | 0.051362 | 0.056816 | 0.060337 | 0.062638 | 0.052291 | 0.044643 | 0.02987 | 0.023492 | 0.02063 | 0.017275 | 0.016287
Portfolio Adjusted1-in-10Size: Under 20 kWOther2025May Monthly Peak | Portfolio Adjusted | 1-in-10 | Size: Under 20 kW | Other | 2025 | May Monthly Peak | 5 | 0.92905 | 0.89979 | 0.87714 | 0.86821 | 0.86668 | 0.86371 | 0.78123 | 0.89145 | 1.1846 | 1.4754 | 1.6866 | 1.8116 | 1.8707 | 1.9349 | 1.988 | 1.9868 | 1.9066 | 1.6606 | 1.4106 | 1.3075 | 1.329 | 1.1838 | 1.0604 | 0.99186 | 0 | 0 | 0 | 0 | 0 | 0 | 0 | 0 | 0 | 0 | 0 | 0 | 0 | 0 | 0.039761 | 0.039736 | 0.038132 | 0.033212 | 0 | 0 | 0 | 0 | 0 | 0 | 73.3245 | 71.2784 | 69.8129 | 68.5315 | 67.1784 | 65.9645 | 65.1878 | 65.5282 | 69.2034 | 74.6709 | 79.9409 | 83.5463 | 86.9322 | 89.1871 | 90.3635 | 90.733 | 90.2568 | 89.1943 | 87.7887 | 85.2891 | 81.3501 | 77.6968 | 75.1494 | 72.6387 | 0.017683 | 0.016441 | 0.016135 | 0.015476 | 0.015413 | 0.015517 | 0.027996 | 0.026574 | 0.034775 | 0.038609 | 0.040286 | 0.042324 | 0.046167 | 0.051614 | 0.057095 | 0.060633 | 0.062946 | 0.052548 | 0.044863 | 0.030017 | 0.023607 | 0.020731 | 0.017359 | 0.016367
Portfolio Adjusted1-in-10Size: Under 20 kWOther2025June Monthly Peak | Portfolio Adjusted | 1-in-10 | Size: Under 20 kW | Other | 2025 | June Monthly Peak | 6 | 0.98038 | 0.94513 | 0.92109 | 0.90968 | 0.90389 | 0.88472 | 0.82628 | 0.97032 | 1.296 | 1.608 | 1.8443 | 1.9857 | 2.0561 | 2.1275 | 2.1801 | 2.1692 | 2.0797 | 1.8002 | 1.5185 | 1.3681 | 1.3753 | 1.2539 | 1.1219 | 1.0487 | 0 | 0 | 0 | 0 | 0 | 0 | 0 | 0 | 0 | 0 | 0 | 0 | 0 | 0 | 0.043601 | 0.043384 | 0.041594 | 0.036005 | 0 | 0 | 0 | 0 | 0 | 0 | 73.3405 | 71.756 | 70.6408 | 69.3133 | 68.3207 | 66.7578 | 65.9266 | 66.8962 | 70.9823 | 76.1568 | 81.2371 | 85.2371 | 88.0081 | 89.7601 | 91.0147 | 91.7236 | 92.0907 | 91.4437 | 90.3243 | 88.1887 | 85.1219 | 81.2984 | 78.77 | 76.7955 | 0.017712 | 0.016468 | 0.016161 | 0.015502 | 0.015439 | 0.015543 | 0.028042 | 0.026617 | 0.034832 | 0.038672 | 0.040352 | 0.042393 | 0.046242 | 0.051699 | 0.057188 | 0.060732 | 0.063048 | 0.052634 | 0.044936 | 0.030066 | 0.023646 | 0.020765 | 0.017388 | 0.016394
Portfolio Adjusted1-in-10Size: Under 20 kWOther2025July Monthly Peak | Portfolio Adjusted | 1-in-10 | Size: Under 20 kW | Other | 2025 | July Monthly Peak | 7 | 1.0326 | 0.99168 | 0.96332 | 0.95116 | 0.94463 | 0.95244 | 0.90744 | 1.0583 | 1.4312 | 1.7839 | 2.0406 | 2.1813 | 2.2417 | 2.3004 | 2.3412 | 2.3223 | 2.2225 | 1.9157 | 1.6164 | 1.4552 | 1.4541 | 1.3202 | 1.18 | 1.1017 | 0 | 0 | 0 | 0 | 0 | 0 | 0 | 0 | 0 | 0 | 0 | 0 | 0 | 0 | 0.046824 | 0.046446 | 0.044451 | 0.038313 | 0 | 0 | 0 | 0 | 0 | 0 | 77.169 | 75.9403 | 74.7106 | 73.5362 | 72.6123 | 71.6008 | 70.7494 | 71.0197 | 74.1022 | 79.0711 | 83.7306 | 87.4867 | 90.1829 | 91.9245 | 93.2475 | 93.8747 | 93.7957 | 93.2511 | 92.2485 | 89.9811 | 86.3487 | 82.7846 | 80.4364 | 78.7323 | 0.017623 | 0.016384 | 0.016079 | 0.015423 | 0.01536 | 0.015464 | 0.0279 | 0.026482 | 0.034656 | 0.038476 | 0.040147 | 0.042179 | 0.046008 | 0.051437 | 0.056899 | 0.060425 | 0.062729 | 0.052367 | 0.044708 | 0.029914 | 0.023526 | 0.02066 | 0.0173 | 0.016311
Portfolio Adjusted1-in-10Size: Under 20 kWOther2025August Monthly Peak | Portfolio Adjusted | 1-in-10 | Size: Under 20 kW | Other | 2025 | August Monthly Peak | 8 | 1.0286 | 0.99003 | 0.96352 | 0.9502 | 0.94442 | 0.96213 | 0.93214 | 1.0429 | 1.411 | 1.7817 | 2.0449 | 2.2077 | 2.2761 | 2.3437 | 2.3823 | 2.3621 | 2.2554 | 1.9383 | 1.6213 | 1.5019 | 1.4866 | 1.3201 | 1.1751 | 1.1027 | 0 | 0 | 0 | 0 | 0 | 0 | 0 | 0 | 0 | 0 | 0 | 0 | 0 | 0 | 0.047646 | 0.047243 | 0.045108 | 0.038766 | 0 | 0 | 0 | 0 | 0 | 0 | 76.3286 | 75.152 | 73.9408 | 73.0036 | 71.8712 | 71.1386 | 70.5771 | 70.6678 | 73.405 | 78.9015 | 83.9626 | 88.5114 | 91.6514 | 93.7667 | 95.2408 | 96.1533 | 96.2161 | 95.2684 | 94.2051 | 91.844 | 88.212 | 85.3479 | 83.3718 | 81.5456 | 0.017891 | 0.016633 | 0.016324 | 0.015658 | 0.015594 | 0.015699 | 0.028324 | 0.026885 | 0.035183 | 0.039061 | 0.040758 | 0.04282 | 0.046708 | 0.05222 | 0.057764 | 0.061344 | 0.063684 | 0.053164 | 0.045389 | 0.030369 | 0.023884 | 0.020974 | 0.017563 | 0.016559
Portfolio Adjusted1-in-10Size: Under 20 kWOther2025September Monthly Peak | Portfolio Adjusted | 1-in-10 | Size: Under 20 kW | Other | 2025 | September Monthly Peak | 9 | 0.99695 | 0.96252 | 0.93651 | 0.9218 | 0.91975 | 0.94084 | 0.95517 | 1.0063 | 1.3577 | 1.7082 | 1.9671 | 2.125 | 2.1975 | 2.2666 | 2.3098 | 2.2928 | 2.1923 | 1.8763 | 1.5822 | 1.5514 | 1.4309 | 1.2639 | 1.1317 | 1.0644 | 0 | 0 | 0 | 0 | 0 | 0 | 0 | 0 | 0 | 0 | 0 | 0 | 0 | 0 | 0.046197 | 0.045857 | 0.043845 | 0.037526 | 0 | 0 | 0 | 0 | 0 | 0 | 76.1278 | 74.8644 | 73.6231 | 72.7525 | 71.8461 | 71.0065 | 70.3064 | 70.0258 | 72.1698 | 77.1587 | 82.4996 | 87.0432 | 90.4216 | 92.8173 | 93.6742 | 93.8699 | 93.5408 | 92.5529 | 90.8841 | 87.8895 | 84.0055 | 81.0626 | 78.6497 | 76.9369 | 0.017715 | 0.01647 | 0.016163 | 0.015504 | 0.015441 | 0.015545 | 0.028045 | 0.026621 | 0.034837 | 0.038677 | 0.040357 | 0.042399 | 0.046248 | 0.051706 | 0.057196 | 0.06074 | 0.063057 | 0.052641 | 0.044942 | 0.03007 | 0.023649 | 0.020768 | 0.01739 | 0.016396
Portfolio Adjusted1-in-10Size: Under 20 kWOther2025October Monthly Peak | Portfolio Adjusted | 1-in-10 | Size: Under 20 kW | Other | 2025 | October Monthly Peak | 10 | 0.90225 | 0.87256 | 0.85131 | 0.84324 | 0.84443 | 0.86435 | 0.90341 | 0.90577 | 1.1432 | 1.4019 | 1.6112 | 1.7458 | 1.8186 | 1.8934 | 1.9509 | 1.9442 | 1.8528 | 1.5869 | 1.4595 | 1.3953 | 1.267 | 1.1297 | 1.022 | 0.96254 | 0 | 0 | 0 | 0 | 0 | 0 | 0 | 0 | 0 | 0 | 0 | 0 | 0 | 0 | 0.039017 | 0.038884 | 0.037055 | 0.031737 | 0 | 0 | 0 | 0 | 0 | 0 | 70.5195 | 69.0719 | 68.1642 | 66.9421 | 65.932 | 64.8878 | 64.3717 | 63.7563 | 64.471 | 69.3283 | 75.5143 | 81.3509 | 85.8115 | 88.7085 | 89.8491 | 90.5239 | 90.5353 | 89.6129 | 87.1815 | 82.91 | 78.8182 | 75.7601 | 73.3937 | 71.6393 | 0.017591 | 0.016355 | 0.016051 | 0.015396 | 0.015333 | 0.015437 | 0.02785 | 0.026436 | 0.034595 | 0.038408 | 0.040076 | 0.042104 | 0.045927 | 0.051346 | 0.056798 | 0.060318 | 0.062618 | 0.052275 | 0.044629 | 0.029861 | 0.023485 | 0.020623 | 0.017269 | 0.016282
Portfolio Adjusted1-in-10Size: Under 20 kWOther2025November Monthly Peak | Portfolio Adjusted | 1-in-10 | Size: Under 20 kW | Other | 2025 | November Monthly Peak | 11 | 0.83272 | 0.81037 | 0.80116 | 0.80188 | 0.80843 | 0.82921 | 0.79366 | 0.83192 | 1.0577 | 1.2603 | 1.4106 | 1.4936 | 1.526 | 1.5659 | 1.5998 | 1.585 | 1.541 | 1.5251 | 1.3557 | 1.2421 | 1.1317 | 1.0161 | 0.9321 | 0.881 | 0 | 0 | 0 | 0 | 0 | 0 | 0 | 0 | 0 | 0 | 0 | 0 | 0 | 0 | 0.031997 | 0.031699 | 0.030819 | 0.030501 | 0 | 0 | 0 | 0 | 0 | 0 | 64.8525 | 63.4865 | 62.4568 | 61.1065 | 60.2614 | 59.4351 | 58.7221 | 58.4439 | 60.9728 | 66.1522 | 72.3828 | 77.3546 | 80.5397 | 82.2307 | 83.2804 | 83.4809 | 82.2703 | 79.6991 | 76.2642 | 72.5586 | 70.0084 | 68.0094 | 66.2784 | 65.0349 | 0.017673 | 0.016431 | 0.016125 | 0.015467 | 0.015404 | 0.015508 | 0.027979 | 0.026558 | 0.034755 | 0.038586 | 0.040262 | 0.042299 | 0.046139 | 0.051584 | 0.057061 | 0.060597 | 0.062908 | 0.052517 | 0.044836 | 0.029999 | 0.023593 | 0.020719 | 0.017349 | 0.016357
Portfolio Adjusted1-in-10Size: Under 20 kWOther2025December Monthly Peak | Portfolio Adjusted | 1-in-10 | Size: Under 20 kW | Other | 2025 | December Monthly Peak | 12 | 0.88822 | 0.86784 | 0.85797 | 0.85918 | 0.87563 | 0.90982 | 0.9774 | 0.97961 | 1.207 | 1.3732 | 1.4397 | 1.4255 | 1.3635 | 1.3156 | 1.2746 | 1.2433 | 1.2911 | 1.3837 | 1.2658 | 1.2075 | 1.1299 | 1.054 | 0.98518 | 0.93874 | 0 | 0 | 0 | 0 | 0 | 0 | 0 | 0 | 0 | 0 | 0 | 0 | 0 | 0 | 0.025492 | 0.024866 | 0.025823 | 0.027675 | 0 | 0 | 0 | 0 | 0 | 0 | 41.9241 | 41.2855 | 41.0509 | 40.7841 | 40.4767 | 40.2862 | 40.5092 | 40.5697 | 41.2574 | 43.3294 | 45.5457 | 47.4701 | 48.6152 | 49.1443 | 49.1505 | 49.0675 | 48.6927 | 47.4529 | 46.2083 | 45.1621 | 44.2769 | 43.4092 | 43.0106 | 42.2996 | 0.018043 | 0.016775 | 0.016463 | 0.015792 | 0.015727 | 0.015833 | 0.028566 | 0.027115 | 0.035483 | 0.039395 | 0.041106 | 0.043186 | 0.047106 | 0.052665 | 0.058257 | 0.061868 | 0.064227 | 0.053618 | 0.045776 | 0.030628 | 0.024088 | 0.021153 | 0.017713 | 0.0167
Portfolio Adjusted1-in-10Size: Under 20 kWOther2025Typical Event Day | Portfolio Adjusted | 1-in-10 | Size: Under 20 kW | Other | 2025 | Typical Event Day | 8 | 1.0154 | 0.97779 | 0.95204 | 0.93917 | 0.9339 | 0.95089 | 0.91971 | 1.0239 | 1.3782 | 1.7348 | 1.9881 | 2.1453 | 2.2123 | 2.2795 | 2.3192 | 2.3015 | 2.1973 | 1.8877 | 1.5839 | 1.4691 | 1.4585 | 1.2973 | 1.1561 | 1.0852 | 0 | 0 | 0 | 0 | 0 | 0 | 0 | 0 | 0 | 0 | 0 | 0 | 0 | 0 | 0.046385 | 0.046029 | 0.043947 | 0.037755 | 0 | 0 | 0 | 0 | 0 | 0 | 75.7414 | 74.4282 | 73.2288 | 72.1514 | 71.1626 | 70.1259 | 69.3899 | 69.6524 | 72.6648 | 77.822 | 82.8575 | 87.0696 | 90.066 | 92.0672 | 93.2943 | 93.9054 | 93.9108 | 93.129 | 91.9155 | 89.4758 | 85.922 | 82.6234 | 80.307 | 78.5026 | 0.017726 | 0.01648 | 0.016174 | 0.015514 | 0.01545 | 0.015555 | 0.028063 | 0.026638 | 0.034859 | 0.038701 | 0.040383 | 0.042426 | 0.046277 | 0.051738 | 0.057232 | 0.060779 | 0.063097 | 0.052674 | 0.04497 | 0.030089 | 0.023664 | 0.020781 | 0.017401 | 0.016406
Portfolio Adjusted1-in-2Size: Under 20 kWOther2015January Monthly Peak | Portfolio Adjusted | 1-in-2 | Size: Under 20 kW | Other | 2015 | January Monthly Peak | 1
Portfolio Adjusted1-in-2Size: Under 20 kWOther2015February Monthly Peak | Portfolio Adjusted | 1-in-2 | Size: Under 20 kW | Other | 2015 | February Monthly Peak | 2
Portfolio Adjusted1-in-2Size: Under 20 kWOther2015March Monthly Peak | Portfolio Adjusted | 1-in-2 | Size: Under 20 kW | Other | 2015 | March Monthly Peak | 3
Portfolio Adjusted1-in-2Size: Under 20 kWOther2015April Monthly Peak | Portfolio Adjusted | 1-in-2 | Size: Under 20 kW | Other | 2015 | April Monthly Peak | 4
Portfolio Adjusted1-in-2Size: Under 20 kWOther2015May Monthly Peak | Portfolio Adjusted | 1-in-2 | Size: Under 20 kW | Other | 2015 | May Monthly Peak | 5
Portfolio Adjusted1-in-2Size: Under 20 kWOther2015June Monthly Peak | Portfolio Adjusted | 1-in-2 | Size: Under 20 kW | Other | 2015 | June Monthly Peak | 6
Portfolio Adjusted1-in-2Size: Under 20 kWOther2015July Monthly Peak | Portfolio Adjusted | 1-in-2 | Size: Under 20 kW | Other | 2015 | July Monthly Peak | 7
Portfolio Adjusted1-in-2Size: Under 20 kWOther2015August Monthly Peak | Portfolio Adjusted | 1-in-2 | Size: Under 20 kW | Other | 2015 | August Monthly Peak | 8
Portfolio Adjusted1-in-2Size: Under 20 kWOther2015September Monthly Peak | Portfolio Adjusted | 1-in-2 | Size: Under 20 kW | Other | 2015 | September Monthly Peak | 9
Portfolio Adjusted1-in-2Size: Under 20 kWOther2015October Monthly Peak | Portfolio Adjusted | 1-in-2 | Size: Under 20 kW | Other | 2015 | October Monthly Peak | 10
Portfolio Adjusted1-in-2Size: Under 20 kWOther2015November Monthly Peak | Portfolio Adjusted | 1-in-2 | Size: Under 20 kW | Other | 2015 | November Monthly Peak | 11
Portfolio Adjusted1-in-2Size: Under 20 kWOther2015December Monthly Peak | Portfolio Adjusted | 1-in-2 | Size: Under 20 kW | Other | 2015 | December Monthly Peak | 12
Portfolio Adjusted1-in-2Size: Under 20 kWOther2015Typical Event Day | Portfolio Adjusted | 1-in-2 | Size: Under 20 kW | Other | 2015 | Typical Event Day | 8
Portfolio Adjusted1-in-2Size: Under 20 kWOther2016January Monthly Peak | Portfolio Adjusted | 1-in-2 | Size: Under 20 kW | Other | 2016 | January Monthly Peak | 1
Portfolio Adjusted1-in-2Size: Under 20 kWOther2016February Monthly Peak | Portfolio Adjusted | 1-in-2 | Size: Under 20 kW | Other | 2016 | February Monthly Peak | 2
Portfolio Adjusted1-in-2Size: Under 20 kWOther2016March Monthly Peak | Portfolio Adjusted | 1-in-2 | Size: Under 20 kW | Other | 2016 | March Monthly Peak | 3
Portfolio Adjusted1-in-2Size: Under 20 kWOther2016April Monthly Peak | Portfolio Adjusted | 1-in-2 | Size: Under 20 kW | Other | 2016 | April Monthly Peak | 4
Portfolio Adjusted1-in-2Size: Under 20 kWOther2016May Monthly Peak | Portfolio Adjusted | 1-in-2 | Size: Under 20 kW | Other | 2016 | May Monthly Peak | 5
Portfolio Adjusted1-in-2Size: Under 20 kWOther2016June Monthly Peak | Portfolio Adjusted | 1-in-2 | Size: Under 20 kW | Other | 2016 | June Monthly Peak | 6
Portfolio Adjusted1-in-2Size: Under 20 kWOther2016July Monthly Peak | Portfolio Adjusted | 1-in-2 | Size: Under 20 kW | Other | 2016 | July Monthly Peak | 7
Portfolio Adjusted1-in-2Size: Under 20 kWOther2016August Monthly Peak | Portfolio Adjusted | 1-in-2 | Size: Under 20 kW | Other | 2016 | August Monthly Peak | 8
Portfolio Adjusted1-in-2Size: Under 20 kWOther2016September Monthly Peak | Portfolio Adjusted | 1-in-2 | Size: Under 20 kW | Other | 2016 | September Monthly Peak | 9
Portfolio Adjusted1-in-2Size: Under 20 kWOther2016October Monthly Peak | Portfolio Adjusted | 1-in-2 | Size: Under 20 kW | Other | 2016 | October Monthly Peak | 10
Portfolio Adjusted1-in-2Size: Under 20 kWOther2016November Monthly Peak | Portfolio Adjusted | 1-in-2 | Size: Under 20 kW | Other | 2016 | November Monthly Peak | 11
Portfolio Adjusted1-in-2Size: Under 20 kWOther2016December Monthly Peak | Portfolio Adjusted | 1-in-2 | Size: Under 20 kW | Other | 2016 | December Monthly Peak | 12
Portfolio Adjusted1-in-2Size: Under 20 kWOther2016Typical Event Day | Portfolio Adjusted | 1-in-2 | Size: Under 20 kW | Other | 2016 | Typical Event Day | 8
Portfolio Adjusted1-in-2Size: Under 20 kWOther2017January Monthly Peak | Portfolio Adjusted | 1-in-2 | Size: Under 20 kW | Other | 2017 | January Monthly Peak | 1
Portfolio Adjusted1-in-2Size: Under 20 kWOther2017February Monthly Peak | Portfolio Adjusted | 1-in-2 | Size: Under 20 kW | Other | 2017 | February Monthly Peak | 2
Portfolio Adjusted1-in-2Size: Under 20 kWOther2017March Monthly Peak | Portfolio Adjusted | 1-in-2 | Size: Under 20 kW | Other | 2017 | March Monthly Peak | 3
Portfolio Adjusted1-in-2Size: Under 20 kWOther2017April Monthly Peak | Portfolio Adjusted | 1-in-2 | Size: Under 20 kW | Other | 2017 | April Monthly Peak | 4 | 0.85794 | 0.8345 | 0.81741 | 0.81312 | 0.81747 | 0.83687 | 0.80304 | 0.81446 | 1.025 | 1.2289 | 1.3722 | 1.4498 | 1.4883 | 1.5457 | 1.5948 | 1.599 | 1.536 | 1.3442 | 1.1791 | 1.184 | 1.1712 | 1.0532 | 0.9583 | 0.90215 | 0 | 0 | 0 | 0 | 0 | 0 | 0 | 0 | 0 | 0 | 0 | 0 | 0 | 0 | 0.031896 | 0.031981 | 0.03072 | 0.026884 | 0 | 0 | 0 | 0 | 0 | 0 | 63.1983 | 61.9423 | 60.7984 | 59.7148 | 58.7571 | 57.9396 | 57.2608 | 57.1307 | 59.4332 | 63.7634 | 69.2434 | 73.9823 | 77.3535 | 79.3284 | 80.6088 | 81.3174 | 81.3808 | 80.888 | 79.8703 | 77.8477 | 74.1866 | 71.2165 | 68.7639 | 66.6574 | 0.017451 | 0.016225 | 0.015923 | 0.015273 | 0.015211 | 0.015314 | 0.027629 | 0.026225 | 0.034319 | 0.038102 | 0.039758 | 0.041769 | 0.045561 | 0.050938 | 0.056346 | 0.059838 | 0.06212 | 0.051859 | 0.044274 | 0.029624 | 0.023298 | 0.020459 | 0.017132 | 0.016152
Portfolio Adjusted1-in-2Size: Under 20 kWOther2017May Monthly Peak | Portfolio Adjusted | 1-in-2 | Size: Under 20 kW | Other | 2017 | May Monthly Peak | 5 | 0.88443 | 0.8588 | 0.83914 | 0.83208 | 0.83314 | 0.82855 | 0.74573 | 0.83117 | 1.0741 | 1.3099 | 1.478 | 1.5753 | 1.6222 | 1.6784 | 1.7302 | 1.7358 | 1.6691 | 1.4604 | 1.2637 | 1.1825 | 1.2242 | 1.1012 | 0.99323 | 0.93123 | 0 | 0 | 0 | 0 | 0 | 0 | 0 | 0 | 0 | 0 | 0 | 0 | 0 | 0 | 0.034604 | 0.034716 | 0.033381 | 0.029207 | 0 | 0 | 0 | 0 | 0 | 0 | 65.6301 | 64.2999 | 63.1224 | 61.9322 | 60.9191 | 59.8652 | 58.8122 | 59.8708 | 63.8776 | 68.3954 | 72.621 | 76.4609 | 79.6465 | 82.0372 | 83.6303 | 84.5025 | 84.5674 | 83.9632 | 82.6043 | 80.5472 | 76.7186 | 73.1454 | 70.763 | 68.6994 | 0.01743 | 0.016205 | 0.015904 | 0.015255 | 0.015193 | 0.015295 | 0.027595 | 0.026193 | 0.034277 | 0.038055 | 0.039709 | 0.041718 | 0.045505 | 0.050875 | 0.056277 | 0.059764 | 0.062044 | 0.051795 | 0.04422 | 0.029587 | 0.023269 | 0.020434 | 0.017111 | 0.016132
Portfolio Adjusted1-in-2Size: Under 20 kWOther2017June Monthly Peak | Portfolio Adjusted | 1-in-2 | Size: Under 20 kW | Other | 2017 | June Monthly Peak | 6 | 0.94008 | 0.90802 | 0.88656 | 0.87673 | 0.87303 | 0.85216 | 0.79233 | 0.91472 | 1.1961 | 1.4606 | 1.6608 | 1.7798 | 1.8414 | 1.9075 | 1.9603 | 1.956 | 1.8773 | 1.6281 | 1.3918 | 1.2593 | 1.2837 | 1.181 | 1.0621 | 0.99451 | 0 | 0 | 0 | 0 | 0 | 0 | 0 | 0 | 0 | 0 | 0 | 0 | 0 | 0 | 0.039206 | 0.03912 | 0.037547 | 0.032561 | 0 | 0 | 0 | 0 | 0 | 0 | 68.2891 | 66.5972 | 65.2773 | 64.254 | 62.9689 | 61.9615 | 61.2283 | 62.2389 | 66.2464 | 70.9041 | 75.3843 | 79.3002 | 82.4082 | 84.5104 | 85.7722 | 86.4004 | 86.6696 | 86.3276 | 85.1014 | 83.1041 | 80.17 | 76.3711 | 73.4621 | 71.3802 | 0.01743 | 0.016205 | 0.015904 | 0.015255 | 0.015193 | 0.015295 | 0.027595 | 0.026193 | 0.034277 | 0.038056 | 0.039709 | 0.041718 | 0.045506 | 0.050875 | 0.056277 | 0.059765 | 0.062044 | 0.051796 | 0.04422 | 0.029587 | 0.023269 | 0.020434 | 0.017111 | 0.016132
Portfolio Adjusted1-in-2Size: Under 20 kWOther2017July Monthly Peak | Portfolio Adjusted | 1-in-2 | Size: Under 20 kW | Other | 2017 | July Monthly Peak | 7 | 0.98675 | 0.94927 | 0.92363 | 0.91311 | 0.90853 | 0.91402 | 0.86566 | 0.9931 | 1.3174 | 1.6196 | 1.8397 | 1.9593 | 2.0134 | 2.0692 | 2.1127 | 2.1019 | 2.0122 | 1.7339 | 1.4821 | 1.3381 | 1.3546 | 1.24 | 1.1134 | 1.0408 | 0 | 0 | 0 | 0 | 0 | 0 | 0 | 0 | 0 | 0 | 0 | 0 | 0 | 0 | 0.042255 | 0.042038 | 0.040244 | 0.034679 | 0 | 0 | 0 | 0 | 0 | 0 | 71.7741 | 70.7821 | 69.7406 | 68.6197 | 67.4562 | 66.6813 | 65.9913 | 66.3608 | 69.4096 | 73.98 | 78.4372 | 82.0887 | 85.033 | 87.4721 | 89.2388 | 90.1166 | 90.2486 | 89.5356 | 88.1576 | 86.5967 | 83.4619 | 79.5739 | 76.9157 | 75.1732 | 0.017396 | 0.016174 | 0.015873 | 0.015225 | 0.015163 | 0.015266 | 0.027541 | 0.026143 | 0.034211 | 0.037982 | 0.039632 | 0.041637 | 0.045417 | 0.050777 | 0.056168 | 0.059649 | 0.061924 | 0.051695 | 0.044134 | 0.02953 | 0.023224 | 0.020395 | 0.017078 | 0.016101
Portfolio Adjusted1-in-2Size: Under 20 kWOther2017August Monthly Peak | Portfolio Adjusted | 1-in-2 | Size: Under 20 kW | Other | 2017 | August Monthly Peak | 8 | 0.9968 | 0.96061 | 0.93595 | 0.92373 | 0.91923 | 0.93526 | 0.90263 | 0.99738 | 1.3321 | 1.6685 | 1.9071 | 2.0559 | 2.1207 | 2.1868 | 2.2278 | 2.2133 | 2.1132 | 1.8149 | 1.53 | 1.422 | 1.4185 | 1.265 | 1.1292 | 1.0606 | 0 | 0 | 0 | 0 | 0 | 0 | 0 | 0 | 0 | 0 | 0 | 0 | 0 | 0 | 0.044556 | 0.044266 | 0.042263 | 0.036297 | 0 | 0 | 0 | 0 | 0 | 0 | 73.9371 | 72.629 | 71.2357 | 70.0161 | 68.9624 | 67.9538 | 67.1523 | 66.85 | 70.0274 | 75.7919 | 81.0434 | 85.0112 | 88.3884 | 90.9095 | 92.1729 | 92.7953 | 92.7236 | 91.9286 | 90.3684 | 87.9912 | 84.4177 | 81.155 | 78.7943 | 76.9957 | 0.017551 | 0.016318 | 0.016014 | 0.015361 | 0.015298 | 0.015402 | 0.027787 | 0.026375 | 0.034516 | 0.03832 | 0.039985 | 0.042008 | 0.045822 | 0.051229 | 0.056668 | 0.06018 | 0.062475 | 0.052155 | 0.044527 | 0.029793 | 0.023431 | 0.020576 | 0.01723 | 0.016245
Portfolio Adjusted1-in-2Size: Under 20 kWOther2017September Monthly Peak | Portfolio Adjusted | 1-in-2 | Size: Under 20 kW | Other | 2017 | September Monthly Peak | 9 | 0.93759 | 0.90773 | 0.88535 | 0.87286 | 0.87356 | 0.89186 | 0.90282 | 0.92298 | 1.2105 | 1.4937 | 1.7027 | 1.8308 | 1.8933 | 1.9568 | 2.0023 | 1.9953 | 1.9091 | 1.6333 | 1.4029 | 1.3962 | 1.2995 | 1.1585 | 1.0447 | 0.98518 | 0 | 0 | 0 | 0 | 0 | 0 | 0 | 0 | 0 | 0 | 0 | 0 | 0 | 0 | 0.040045 | 0.039907 | 0.038181 | 0.032666 | 0 | 0 | 0 | 0 | 0 | 0 | 68.4789 | 67.2336 | 65.8718 | 64.5562 | 63.5885 | 62.554 | 62.0331 | 61.6502 | 63.7725 | 69.3267 | 75.7046 | 81.5822 | 85.4469 | 87.7496 | 88.8619 | 89.655 | 89.6054 | 88.8698 | 87.0559 | 83.8299 | 79.9319 | 77.1068 | 74.9448 | 73.5311 | 0.017418 | 0.016194 | 0.015893 | 0.015244 | 0.015182 | 0.015284 | 0.027575 | 0.026175 | 0.034253 | 0.038029 | 0.039681 | 0.041689 | 0.045473 | 0.050839 | 0.056238 | 0.059723 | 0.062001 | 0.051759 | 0.044189 | 0.029567 | 0.023253 | 0.02042 | 0.017099 | 0.016121
Portfolio Adjusted1-in-2Size: Under 20 kWOther2017October Monthly Peak | Portfolio Adjusted | 1-in-2 | Size: Under 20 kW | Other | 2017 | October Monthly Peak | 10 | 0.8875 | 0.859 | 0.83873 | 0.83127 | 0.8333 | 0.85265 | 0.89151 | 0.88574 | 1.1067 | 1.3473 | 1.5426 | 1.6682 | 1.7373 | 1.8096 | 1.8667 | 1.8623 | 1.7752 | 1.5214 | 1.4114 | 1.3543 | 1.2326 | 1.1025 | 0.99983 | 0.94254 | 0 | 0 | 0 | 0 | 0 | 0 | 0 | 0 | 0 | 0 | 0 | 0 | 0 | 0 | 0.037334 | 0.037246 | 0.035505 | 0.030428 | 0 | 0 | 0 | 0 | 0 | 0 | 67.8628 | 67.0952 | 65.8657 | 65.0736 | 64.1171 | 63.4907 | 62.8094 | 62.3457 | 63.2221 | 67.8925 | 74.237 | 79.6873 | 83.2832 | 85.6364 | 86.9809 | 87.3571 | 86.9136 | 85.866 | 83.6837 | 79.9973 | 75.7283 | 72.5692 | 70.2115 | 68.2269 | 0.017475 | 0.016247 | 0.015945 | 0.015294 | 0.015232 | 0.015335 | 0.027666 | 0.026261 | 0.034366 | 0.038154 | 0.039812 | 0.041826 | 0.045623 | 0.051007 | 0.056423 | 0.059919 | 0.062205 | 0.051929 | 0.044334 | 0.029664 | 0.023329 | 0.020487 | 0.017155 | 0.016174
Portfolio Adjusted1-in-2Size: Under 20 kWOther2017November Monthly Peak | Portfolio Adjusted | 1-in-2 | Size: Under 20 kW | Other | 2017 | November Monthly Peak | 11 | 0.81327 | 0.79307 | 0.78597 | 0.78811 | 0.79731 | 0.81881 | 0.78964 | 0.81273 | 1.0101 | 1.1755 | 1.2904 | 1.3452 | 1.3589 | 1.3837 | 1.4081 | 1.3939 | 1.364 | 1.3855 | 1.2554 | 1.163 | 1.0682 | 0.96983 | 0.89744 | 0.85145 | 0 | 0 | 0 | 0 | 0 | 0 | 0 | 0 | 0 | 0 | 0 | 0 | 0 | 0 | 0.028161 | 0.027877 | 0.02728 | 0.02771 | 0 | 0 | 0 | 0 | 0 | 0 | 55.602 | 54.8032 | 53.6635 | 52.6823 | 51.8187 | 51.3382 | 50.6634 | 50.6765 | 54.1168 | 60.0868 | 66.6444 | 71.7107 | 75.0375 | 76.7512 | 77.6425 | 77.5814 | 75.9172 | 72.316 | 67.8906 | 64.6345 | 62.2034 | 60.1063 | 59.0955 | 57.8845 | 0.01752 | 0.016289 | 0.015986 | 0.015334 | 0.015271 | 0.015374 | 0.027738 | 0.026329 | 0.034455 | 0.038252 | 0.039914 | 0.041934 | 0.045741 | 0.051138 | 0.056568 | 0.060074 | 0.062365 | 0.052063 | 0.044449 | 0.02974 | 0.02339 | 0.02054 | 0.017199 | 0.016216
Portfolio Adjusted1-in-2Size: Under 20 kWOther2017December Monthly Peak | Portfolio Adjusted | 1-in-2 | Size: Under 20 kW | Other | 2017 | December Monthly Peak | 12 | 0.88874 | 0.86834 | 0.85846 | 0.85967 | 0.87614 | 0.9104 | 0.97819 | 0.98055 | 1.2083 | 1.3747 | 1.4413 | 1.4268 | 1.3646 | 1.3164 | 1.2751 | 1.2437 | 1.2916 | 1.3844 | 1.2664 | 1.2081 | 1.1305 | 1.0547 | 0.9858 | 0.93935 | 0 | 0 | 0 | 0 | 0 | 0 | 0 | 0 | 0 | 0 | 0 | 0 | 0 | 0 | 0.025502 | 0.024873 | 0.025832 | 0.027689 | 0 | 0 | 0 | 0 | 0 | 0 | 42.7837 | 42.3213 | 41.4747 | 40.6992 | 39.943 | 39.407 | 39.3866 | 39.3794 | 39.7851 | 42.4953 | 45.1609 | 47.1582 | 48.4935 | 49.3405 | 50.0733 | 50.3006 | 49.9525 | 48.5044 | 46.7128 | 45.4062 | 44.4406 | 43.563 | 42.673 | 41.7475 | 0.018054 | 0.016785 | 0.016473 | 0.015801 | 0.015736 | 0.015843 | 0.028583 | 0.027131 | 0.035504 | 0.039418 | 0.04113 | 0.043211 | 0.047134 | 0.052696 | 0.058292 | 0.061904 | 0.064265 | 0.053649 | 0.045803 | 0.030646 | 0.024102 | 0.021166 | 0.017723 | 0.01671
Portfolio Adjusted1-in-2Size: Under 20 kWOther2017Typical Event Day | Portfolio Adjusted | 1-in-2 | Size: Under 20 kW | Other | 2017 | Typical Event Day | 8 | 0.97023 | 0.93609 | 0.91307 | 0.90185 | 0.89861 | 0.9134 | 0.87933 | 0.96015 | 1.2662 | 1.5723 | 1.7884 | 1.9237 | 1.9838 | 2.0473 | 2.0892 | 2.0792 | 1.9855 | 1.7055 | 1.4493 | 1.3522 | 1.3594 | 1.2177 | 1.0902 | 1.0251 | 0 | 0 | 0 | 0 | 0 | 0 | 0 | 0 | 0 | 0 | 0 | 0 | 0 | 0 | 0.041784 | 0.041584 | 0.039711 | 0.034109 | 0 | 0 | 0 | 0 | 0 | 0 | 70.6198 | 69.3105 | 68.0314 | 66.8615 | 65.744 | 64.7876 | 64.1012 | 64.275 | 67.3639 | 72.5007 | 77.6424 | 81.9956 | 85.3191 | 87.6604 | 89.0115 | 89.7418 | 89.8118 | 89.1654 | 87.6708 | 85.3805 | 81.9954 | 78.5517 | 76.0292 | 74.27 | 0.017423 | 0.016199 | 0.015897 | 0.015249 | 0.015186 | 0.015289 | 0.027584 | 0.026183 | 0.034263 | 0.03804 | 0.039693 | 0.041701 | 0.045487 | 0.050854 | 0.056254 | 0.05974 | 0.062019 | 0.051774 | 0.044202 | 0.029575 | 0.02326 | 0.020426 | 0.017104 | 0.016126
Portfolio Adjusted1-in-2Size: Under 20 kWOther2018January Monthly Peak | Portfolio Adjusted | 1-in-2 | Size: Under 20 kW | Other | 2018 | January Monthly Peak | 1 | 0.88173 | 0.86708 | 0.86012 | 0.86081 | 0.87874 | 0.91453 | 0.98328 | 0.97161 | 1.1796 | 1.33 | 1.3896 | 1.3805 | 1.33 | 1.2982 | 1.2723 | 1.2481 | 1.2486 | 1.3402 | 1.2611 | 1.1904 | 1.1151 | 1.0267 | 0.95686 | 0.91838 | 0 | 0 | 0 | 0 | 0 | 0 | 0 | 0 | 0 | 0 | 0 | 0 | 0 | 0 | 0.025445 | 0.024963 | 0.024972 | 0.026805 | 0 | 0 | 0 | 0 | 0 | 0 | 46.3586 | 45.9473 | 45.7417 | 45.3618 | 45.0699 | 44.9256 | 44.8785 | 44.5905 | 44.8441 | 46.5723 | 48.8451 | 50.9404 | 52.584 | 53.5595 | 54.136 | 54.0485 | 53.8143 | 52.9084 | 51.2039 | 49.9187 | 49.0924 | 48.6154 | 47.8013 | 47.0522 | 0.017743 | 0.016496 | 0.016189 | 0.015529 | 0.015465 | 0.01557 | 0.02809 | 0.026663 | 0.034892 | 0.038739 | 0.040421 | 0.042467 | 0.046322 | 0.051788 | 0.057287 | 0.060837 | 0.063158 | 0.052725 | 0.045014 | 0.030118 | 0.023687 | 0.020801 | 0.017418 | 0.016422
Portfolio Adjusted1-in-2Size: Under 20 kWOther2018February Monthly Peak | Portfolio Adjusted | 1-in-2 | Size: Under 20 kW | Other | 2018 | February Monthly Peak | 2 | 0.84581 | 0.83037 | 0.82277 | 0.82357 | 0.83957 | 0.86855 | 0.8928 | 0.88267 | 1.0888 | 1.238 | 1.3136 | 1.3249 | 1.3013 | 1.2942 | 1.2965 | 1.2857 | 1.2637 | 1.2559 | 1.2595 | 1.174 | 1.0899 | 0.99563 | 0.91989 | 0.87673 | 0 | 0 | 0 | 0 | 0 | 0 | 0 | 0 | 0 | 0 | 0 | 0 | 0 | 0 | 0.02593 | 0.025714 | 0.025274 | 0.025118 | 0 | 0 | 0 | 0 | 0 | 0 | 48.4816 | 47.9066 | 47.4291 | 47.0506 | 47.1644 | 46.7741 | 46.3038 | 46.7548 | 47.9552 | 51.4029 | 55.2774 | 58.0761 | 59.8362 | 60.6606 | 61.2206 | 61.7052 | 61.7161 | 60.7969 | 58.6554 | 56.1738 | 54.6234 | 53.3197 | 52.2487 | 50.8957 | 0.017478 | 0.01625 | 0.015948 | 0.015297 | 0.015235 | 0.015338 | 0.027671 | 0.026266 | 0.034372 | 0.038161 | 0.039819 | 0.041833 | 0.045631 | 0.051016 | 0.056433 | 0.05993 | 0.062216 | 0.051939 | 0.044342 | 0.029669 | 0.023334 | 0.020491 | 0.017158 | 0.016177
Portfolio Adjusted1-in-2Size: Under 20 kWOther2018March Monthly Peak | Portfolio Adjusted | 1-in-2 | Size: Under 20 kW | Other | 2018 | March Monthly Peak | 3 | 0.8577 | 0.83462 | 0.82283 | 0.82023 | 0.83128 | 0.85675 | 0.90324 | 0.8841 | 1.057 | 1.2073 | 1.2948 | 1.3118 | 1.2924 | 1.2935 | 1.3009 | 1.2923 | 1.2572 | 1.1658 | 1.1109 | 1.162 | 1.1015 | 1.01 | 0.93687 | 0.89177 | 0 | 0 | 0 | 0 | 0 | 0 | 0 | 0 | 0 | 0 | 0 | 0 | 0 | 0 | 0.026018 | 0.025846 | 0.025144 | 0.023316 | 0 | 0 | 0 | 0 | 0 | 0 | 50.3358 | 49.5905 | 48.8016 | 48.2236 | 47.6555 | 47.2892 | 46.8706 | 46.8555 | 49.0469 | 52.0487 | 54.9333 | 57.4717 | 59.8314 | 61.311 | 62.2529 | 62.9275 | 62.6929 | 61.9066 | 59.7572 | 56.7692 | 54.6397 | 53.0544 | 51.6513 | 50.5349 | 0.017516 | 0.016285 | 0.015982 | 0.01533 | 0.015268 | 0.015371 | 0.027731 | 0.026322 | 0.034446 | 0.038243 | 0.039905 | 0.041924 | 0.04573 | 0.051126 | 0.056555 | 0.060059 | 0.06235 | 0.052051 | 0.044438 | 0.029733 | 0.023384 | 0.020535 | 0.017195 | 0.016212
Portfolio Adjusted1-in-2Size: Under 20 kWOther2018April Monthly Peak | Portfolio Adjusted | 1-in-2 | Size: Under 20 kW | Other | 2018 | April Monthly Peak | 4 | 0.85794 | 0.8345 | 0.81741 | 0.81312 | 0.81747 | 0.83687 | 0.80304 | 0.81446 | 1.025 | 1.2289 | 1.3722 | 1.4498 | 1.4883 | 1.5457 | 1.5948 | 1.599 | 1.536 | 1.3442 | 1.1791 | 1.184 | 1.1712 | 1.0532 | 0.9583 | 0.90215 | 0 | 0 | 0 | 0 | 0 | 0 | 0 | 0 | 0 | 0 | 0 | 0 | 0 | 0 | 0.031896 | 0.031981 | 0.03072 | 0.026884 | 0 | 0 | 0 | 0 | 0 | 0 | 63.1983 | 61.9423 | 60.7984 | 59.7148 | 58.7571 | 57.9396 | 57.2608 | 57.1307 | 59.4332 | 63.7634 | 69.2434 | 73.9823 | 77.3535 | 79.3284 | 80.6088 | 81.3174 | 81.3808 | 80.888 | 79.8703 | 77.8477 | 74.1866 | 71.2165 | 68.7639 | 66.6574 | 0.017451 | 0.016225 | 0.015923 | 0.015273 | 0.015211 | 0.015314 | 0.027629 | 0.026225 | 0.034319 | 0.038102 | 0.039758 | 0.041769 | 0.045561 | 0.050938 | 0.056346 | 0.059838 | 0.06212 | 0.051859 | 0.044274 | 0.029624 | 0.023298 | 0.020459 | 0.017132 | 0.016152
Portfolio Adjusted1-in-2Size: Under 20 kWOther2018May Monthly Peak | Portfolio Adjusted | 1-in-2 | Size: Under 20 kW | Other | 2018 | May Monthly Peak | 5 | 0.88443 | 0.8588 | 0.83914 | 0.83208 | 0.83314 | 0.82855 | 0.74573 | 0.83117 | 1.0741 | 1.3099 | 1.478 | 1.5753 | 1.6222 | 1.6784 | 1.7302 | 1.7358 | 1.6691 | 1.4604 | 1.2637 | 1.1825 | 1.2242 | 1.1012 | 0.99323 | 0.93123 | 0 | 0 | 0 | 0 | 0 | 0 | 0 | 0 | 0 | 0 | 0 | 0 | 0 | 0 | 0.034604 | 0.034716 | 0.033381 | 0.029207 | 0 | 0 | 0 | 0 | 0 | 0 | 65.6301 | 64.2999 | 63.1224 | 61.9322 | 60.9191 | 59.8652 | 58.8122 | 59.8708 | 63.8776 | 68.3954 | 72.621 | 76.4609 | 79.6465 | 82.0372 | 83.6303 | 84.5025 | 84.5674 | 83.9632 | 82.6043 | 80.5472 | 76.7186 | 73.1454 | 70.763 | 68.6994 | 0.01743 | 0.016205 | 0.015904 | 0.015255 | 0.015193 | 0.015295 | 0.027595 | 0.026193 | 0.034277 | 0.038055 | 0.039709 | 0.041718 | 0.045505 | 0.050875 | 0.056277 | 0.059764 | 0.062044 | 0.051795 | 0.04422 | 0.029587 | 0.023269 | 0.020434 | 0.017111 | 0.016132
Portfolio Adjusted1-in-2Size: Under 20 kWOther2018June Monthly Peak | Portfolio Adjusted | 1-in-2 | Size: Under 20 kW | Other | 2018 | June Monthly Peak | 6 | 0.94008 | 0.90802 | 0.88656 | 0.87673 | 0.87303 | 0.85216 | 0.79233 | 0.91472 | 1.1961 | 1.4606 | 1.6608 | 1.7798 | 1.8414 | 1.9075 | 1.9603 | 1.956 | 1.8773 | 1.6281 | 1.3918 | 1.2593 | 1.2837 | 1.181 | 1.0621 | 0.99451 | 0 | 0 | 0 | 0 | 0 | 0 | 0 | 0 | 0 | 0 | 0 | 0 | 0 | 0 | 0.039206 | 0.03912 | 0.037547 | 0.032561 | 0 | 0 | 0 | 0 | 0 | 0 | 68.2891 | 66.5972 | 65.2773 | 64.254 | 62.9689 | 61.9615 | 61.2283 | 62.2389 | 66.2464 | 70.9041 | 75.3843 | 79.3002 | 82.4082 | 84.5104 | 85.7722 | 86.4004 | 86.6696 | 86.3276 | 85.1014 | 83.1041 | 80.1699 | 76.3711 | 73.4621 | 71.3802 | 0.01743 | 0.016205 | 0.015904 | 0.015255 | 0.015193 | 0.015295 | 0.027595 | 0.026193 | 0.034277 | 0.038056 | 0.039709 | 0.041718 | 0.045506 | 0.050875 | 0.056277 | 0.059765 | 0.062044 | 0.051796 | 0.04422 | 0.029587 | 0.023269 | 0.020434 | 0.017111 | 0.016132
Portfolio Adjusted1-in-2Size: Under 20 kWOther2018July Monthly Peak | Portfolio Adjusted | 1-in-2 | Size: Under 20 kW | Other | 2018 | July Monthly Peak | 7 | 0.98675 | 0.94927 | 0.92363 | 0.91311 | 0.90853 | 0.91402 | 0.86566 | 0.9931 | 1.3174 | 1.6196 | 1.8397 | 1.9593 | 2.0134 | 2.0692 | 2.1127 | 2.1019 | 2.0122 | 1.7339 | 1.4821 | 1.3381 | 1.3546 | 1.24 | 1.1134 | 1.0408 | 0 | 0 | 0 | 0 | 0 | 0 | 0 | 0 | 0 | 0 | 0 | 0 | 0 | 0 | 0.042255 | 0.042038 | 0.040244 | 0.034679 | 0 | 0 | 0 | 0 | 0 | 0 | 71.7741 | 70.7821 | 69.7406 | 68.6197 | 67.4562 | 66.6813 | 65.9913 | 66.3608 | 69.4096 | 73.98 | 78.4372 | 82.0887 | 85.0331 | 87.4721 | 89.2388 | 90.1166 | 90.2486 | 89.5356 | 88.1576 | 86.5967 | 83.4619 | 79.5738 | 76.9157 | 75.1732 | 0.017396 | 0.016174 | 0.015873 | 0.015225 | 0.015163 | 0.015266 | 0.027541 | 0.026143 | 0.034211 | 0.037982 | 0.039632 | 0.041637 | 0.045417 | 0.050777 | 0.056168 | 0.059649 | 0.061924 | 0.051695 | 0.044134 | 0.02953 | 0.023224 | 0.020395 | 0.017078 | 0.016101
Portfolio Adjusted1-in-2Size: Under 20 kWOther2018August Monthly Peak | Portfolio Adjusted | 1-in-2 | Size: Under 20 kW | Other | 2018 | August Monthly Peak | 8 | 0.9968 | 0.96061 | 0.93595 | 0.92373 | 0.91923 | 0.93526 | 0.90263 | 0.99738 | 1.3321 | 1.6685 | 1.9071 | 2.0559 | 2.1207 | 2.1868 | 2.2278 | 2.2133 | 2.1132 | 1.8149 | 1.53 | 1.422 | 1.4185 | 1.265 | 1.1292 | 1.0606 | 0 | 0 | 0 | 0 | 0 | 0 | 0 | 0 | 0 | 0 | 0 | 0 | 0 | 0 | 0.044556 | 0.044266 | 0.042263 | 0.036297 | 0 | 0 | 0 | 0 | 0 | 0 | 73.9371 | 72.629 | 71.2357 | 70.016 | 68.9624 | 67.9538 | 67.1523 | 66.85 | 70.0274 | 75.7919 | 81.0434 | 85.0112 | 88.3884 | 90.9095 | 92.1729 | 92.7953 | 92.7236 | 91.9286 | 90.3684 | 87.9912 | 84.4177 | 81.155 | 78.7943 | 76.9957 | 0.017551 | 0.016318 | 0.016014 | 0.015361 | 0.015298 | 0.015402 | 0.027787 | 0.026375 | 0.034516 | 0.03832 | 0.039985 | 0.042008 | 0.045822 | 0.051229 | 0.056668 | 0.06018 | 0.062475 | 0.052155 | 0.044527 | 0.029793 | 0.023431 | 0.020576 | 0.01723 | 0.016245
Portfolio Adjusted1-in-2Size: Under 20 kWOther2018September Monthly Peak | Portfolio Adjusted | 1-in-2 | Size: Under 20 kW | Other | 2018 | September Monthly Peak | 9 | 0.93759 | 0.90773 | 0.88535 | 0.87286 | 0.87356 | 0.89186 | 0.90282 | 0.92298 | 1.2105 | 1.4937 | 1.7027 | 1.8308 | 1.8933 | 1.9568 | 2.0023 | 1.9953 | 1.9091 | 1.6333 | 1.4029 | 1.3962 | 1.2995 | 1.1585 | 1.0447 | 0.98518 | 0 | 0 | 0 | 0 | 0 | 0 | 0 | 0 | 0 | 0 | 0 | 0 | 0 | 0 | 0.040045 | 0.039907 | 0.038181 | 0.032666 | 0 | 0 | 0 | 0 | 0 | 0 | 68.4789 | 67.2336 | 65.8718 | 64.5562 | 63.5885 | 62.554 | 62.0331 | 61.6502 | 63.7725 | 69.3267 | 75.7046 | 81.5822 | 85.4469 | 87.7496 | 88.8619 | 89.655 | 89.6054 | 88.8698 | 87.0559 | 83.8299 | 79.9319 | 77.1068 | 74.9448 | 73.5311 | 0.017418 | 0.016194 | 0.015893 | 0.015244 | 0.015182 | 0.015284 | 0.027575 | 0.026175 | 0.034253 | 0.038029 | 0.039681 | 0.041689 | 0.045473 | 0.050839 | 0.056238 | 0.059723 | 0.062001 | 0.051759 | 0.044189 | 0.029567 | 0.023253 | 0.02042 | 0.017099 | 0.016121
Portfolio Adjusted1-in-2Size: Under 20 kWOther2018October Monthly Peak | Portfolio Adjusted | 1-in-2 | Size: Under 20 kW | Other | 2018 | October Monthly Peak | 10 | 0.8875 | 0.859 | 0.83873 | 0.83127 | 0.8333 | 0.85265 | 0.89151 | 0.88574 | 1.1067 | 1.3473 | 1.5426 | 1.6682 | 1.7373 | 1.8096 | 1.8667 | 1.8623 | 1.7752 | 1.5214 | 1.4114 | 1.3543 | 1.2326 | 1.1025 | 0.99983 | 0.94254 | 0 | 0 | 0 | 0 | 0 | 0 | 0 | 0 | 0 | 0 | 0 | 0 | 0 | 0 | 0.037334 | 0.037246 | 0.035505 | 0.030428 | 0 | 0 | 0 | 0 | 0 | 0 | 67.8628 | 67.0952 | 65.8657 | 65.0736 | 64.1171 | 63.4907 | 62.8094 | 62.3457 | 63.2221 | 67.8925 | 74.237 | 79.6873 | 83.2833 | 85.6364 | 86.9809 | 87.3571 | 86.9136 | 85.866 | 83.6837 | 79.9973 | 75.7283 | 72.5692 | 70.2115 | 68.2269 | 0.017475 | 0.016247 | 0.015945 | 0.015294 | 0.015232 | 0.015335 | 0.027666 | 0.026261 | 0.034366 | 0.038154 | 0.039812 | 0.041826 | 0.045623 | 0.051007 | 0.056423 | 0.059919 | 0.062205 | 0.051929 | 0.044334 | 0.029664 | 0.023329 | 0.020487 | 0.017155 | 0.016174
Portfolio Adjusted1-in-2Size: Under 20 kWOther2018November Monthly Peak | Portfolio Adjusted | 1-in-2 | Size: Under 20 kW | Other | 2018 | November Monthly Peak | 11 | 0.81327 | 0.79307 | 0.78597 | 0.78811 | 0.79731 | 0.81881 | 0.78964 | 0.81273 | 1.0101 | 1.1755 | 1.2904 | 1.3452 | 1.3589 | 1.3837 | 1.4081 | 1.3939 | 1.364 | 1.3855 | 1.2554 | 1.163 | 1.0682 | 0.96983 | 0.89744 | 0.85145 | 0 | 0 | 0 | 0 | 0 | 0 | 0 | 0 | 0 | 0 | 0 | 0 | 0 | 0 | 0.028161 | 0.027877 | 0.02728 | 0.02771 | 0 | 0 | 0 | 0 | 0 | 0 | 55.602 | 54.8032 | 53.6635 | 52.6823 | 51.8187 | 51.3382 | 50.6634 | 50.6765 | 54.1168 | 60.0868 | 66.6444 | 71.7107 | 75.0375 | 76.7512 | 77.6425 | 77.5814 | 75.9172 | 72.316 | 67.8906 | 64.6345 | 62.2034 | 60.1063 | 59.0955 | 57.8845 | 0.01752 | 0.016289 | 0.015986 | 0.015334 | 0.015271 | 0.015374 | 0.027738 | 0.026329 | 0.034455 | 0.038252 | 0.039914 | 0.041934 | 0.045741 | 0.051138 | 0.056568 | 0.060074 | 0.062365 | 0.052063 | 0.044449 | 0.02974 | 0.02339 | 0.02054 | 0.017199 | 0.016216
Portfolio Adjusted1-in-2Size: Under 20 kWOther2018December Monthly Peak | Portfolio Adjusted | 1-in-2 | Size: Under 20 kW | Other | 2018 | December Monthly Peak | 12 | 0.88874 | 0.86834 | 0.85846 | 0.85967 | 0.87614 | 0.9104 | 0.97819 | 0.98055 | 1.2083 | 1.3747 | 1.4413 | 1.4268 | 1.3646 | 1.3164 | 1.2751 | 1.2437 | 1.2916 | 1.3844 | 1.2664 | 1.2081 | 1.1305 | 1.0547 | 0.9858 | 0.93935 | 0 | 0 | 0 | 0 | 0 | 0 | 0 | 0 | 0 | 0 | 0 | 0 | 0 | 0 | 0.025502 | 0.024873 | 0.025832 | 0.027689 | 0 | 0 | 0 | 0 | 0 | 0 | 42.7837 | 42.3213 | 41.4747 | 40.6992 | 39.943 | 39.407 | 39.3866 | 39.3794 | 39.7851 | 42.4953 | 45.1609 | 47.1582 | 48.4935 | 49.3405 | 50.0733 | 50.3006 | 49.9525 | 48.5044 | 46.7128 | 45.4062 | 44.4406 | 43.563 | 42.673 | 41.7475 | 0.018054 | 0.016785 | 0.016473 | 0.015801 | 0.015736 | 0.015843 | 0.028583 | 0.027131 | 0.035504 | 0.039418 | 0.04113 | 0.043211 | 0.047134 | 0.052696 | 0.058292 | 0.061904 | 0.064265 | 0.053649 | 0.045803 | 0.030646 | 0.024102 | 0.021166 | 0.017723 | 0.01671
Portfolio Adjusted1-in-2Size: Under 20 kWOther2018Typical Event Day | Portfolio Adjusted | 1-in-2 | Size: Under 20 kW | Other | 2018 | Typical Event Day | 8 | 0.97023 | 0.93609 | 0.91307 | 0.90185 | 0.89861 | 0.9134 | 0.87933 | 0.96015 | 1.2662 | 1.5723 | 1.7884 | 1.9237 | 1.9838 | 2.0473 | 2.0892 | 2.0792 | 1.9855 | 1.7055 | 1.4493 | 1.3522 | 1.3594 | 1.2177 | 1.0902 | 1.0251 | 0 | 0 | 0 | 0 | 0 | 0 | 0 | 0 | 0 | 0 | 0 | 0 | 0 | 0 | 0.041784 | 0.041584 | 0.039711 | 0.034109 | 0 | 0 | 0 | 0 | 0 | 0 | 70.6198 | 69.3105 | 68.0314 | 66.8615 | 65.744 | 64.7876 | 64.1012 | 64.275 | 67.364 | 72.5007 | 77.6424 | 81.9956 | 85.3191 | 87.6604 | 89.0114 | 89.7418 | 89.8118 | 89.1654 | 87.6708 | 85.3805 | 81.9954 | 78.5517 | 76.0292 | 74.27 | 0.017423 | 0.016199 | 0.015897 | 0.015249 | 0.015186 | 0.015289 | 0.027584 | 0.026183 | 0.034263 | 0.03804 | 0.039693 | 0.041701 | 0.045487 | 0.050854 | 0.056254 | 0.05974 | 0.062019 | 0.051774 | 0.044202 | 0.029575 | 0.02326 | 0.020426 | 0.017104 | 0.016126
Portfolio Adjusted1-in-2Size: Under 20 kWOther2019January Monthly Peak | Portfolio Adjusted | 1-in-2 | Size: Under 20 kW | Other | 2019 | January Monthly Peak | 1 | 0.88173 | 0.86708 | 0.86012 | 0.86081 | 0.87874 | 0.91453 | 0.98328 | 0.97161 | 1.1796 | 1.33 | 1.3896 | 1.3805 | 1.33 | 1.2982 | 1.2723 | 1.2481 | 1.2486 | 1.3402 | 1.2611 | 1.1904 | 1.1151 | 1.0267 | 0.95686 | 0.91838 | 0 | 0 | 0 | 0 | 0 | 0 | 0 | 0 | 0 | 0 | 0 | 0 | 0 | 0 | 0.025445 | 0.024963 | 0.024972 | 0.026805 | 0 | 0 | 0 | 0 | 0 | 0 | 46.3586 | 45.9473 | 45.7417 | 45.3618 | 45.0699 | 44.9256 | 44.8785 | 44.5905 | 44.8441 | 46.5723 | 48.8451 | 50.9404 | 52.584 | 53.5595 | 54.136 | 54.0485 | 53.8143 | 52.9084 | 51.2039 | 49.9187 | 49.0924 | 48.6154 | 47.8013 | 47.0522 | 0.017743 | 0.016496 | 0.016189 | 0.015529 | 0.015465 | 0.01557 | 0.02809 | 0.026663 | 0.034892 | 0.038739 | 0.040421 | 0.042467 | 0.046322 | 0.051788 | 0.057287 | 0.060837 | 0.063158 | 0.052725 | 0.045014 | 0.030118 | 0.023687 | 0.020801 | 0.017418 | 0.016422
Portfolio Adjusted1-in-2Size: Under 20 kWOther2019February Monthly Peak | Portfolio Adjusted | 1-in-2 | Size: Under 20 kW | Other | 2019 | February Monthly Peak | 2 | 0.84581 | 0.83037 | 0.82277 | 0.82357 | 0.83957 | 0.86855 | 0.8928 | 0.88267 | 1.0888 | 1.238 | 1.3136 | 1.3249 | 1.3013 | 1.2942 | 1.2965 | 1.2857 | 1.2637 | 1.2559 | 1.2595 | 1.174 | 1.0899 | 0.99563 | 0.91989 | 0.87673 | 0 | 0 | 0 | 0 | 0 | 0 | 0 | 0 | 0 | 0 | 0 | 0 | 0 | 0 | 0.02593 | 0.025714 | 0.025274 | 0.025118 | 0 | 0 | 0 | 0 | 0 | 0 | 48.4816 | 47.9066 | 47.4291 | 47.0506 | 47.1644 | 46.7741 | 46.3038 | 46.7548 | 47.9552 | 51.4029 | 55.2774 | 58.0761 | 59.8362 | 60.6606 | 61.2206 | 61.7052 | 61.7161 | 60.7969 | 58.6554 | 56.1738 | 54.6234 | 53.3197 | 52.2487 | 50.8957 | 0.017478 | 0.01625 | 0.015948 | 0.015297 | 0.015235 | 0.015338 | 0.027671 | 0.026266 | 0.034372 | 0.038161 | 0.039819 | 0.041833 | 0.045631 | 0.051016 | 0.056433 | 0.05993 | 0.062216 | 0.051939 | 0.044342 | 0.029669 | 0.023334 | 0.020491 | 0.017158 | 0.016177
Portfolio Adjusted1-in-2Size: Under 20 kWOther2019March Monthly Peak | Portfolio Adjusted | 1-in-2 | Size: Under 20 kW | Other | 2019 | March Monthly Peak | 3 | 0.8577 | 0.83462 | 0.82283 | 0.82023 | 0.83128 | 0.85675 | 0.90324 | 0.8841 | 1.057 | 1.2073 | 1.2948 | 1.3118 | 1.2924 | 1.2935 | 1.3009 | 1.2923 | 1.2572 | 1.1658 | 1.1109 | 1.162 | 1.1015 | 1.01 | 0.93687 | 0.89177 | 0 | 0 | 0 | 0 | 0 | 0 | 0 | 0 | 0 | 0 | 0 | 0 | 0 | 0 | 0.026018 | 0.025846 | 0.025144 | 0.023316 | 0 | 0 | 0 | 0 | 0 | 0 | 50.3358 | 49.5905 | 48.8016 | 48.2236 | 47.6555 | 47.2892 | 46.8706 | 46.8555 | 49.0469 | 52.0487 | 54.9333 | 57.4717 | 59.8314 | 61.311 | 62.2529 | 62.9275 | 62.6929 | 61.9066 | 59.7572 | 56.7692 | 54.6397 | 53.0544 | 51.6513 | 50.5349 | 0.017516 | 0.016285 | 0.015982 | 0.01533 | 0.015268 | 0.015371 | 0.027731 | 0.026322 | 0.034446 | 0.038243 | 0.039905 | 0.041924 | 0.04573 | 0.051126 | 0.056555 | 0.060059 | 0.06235 | 0.052051 | 0.044438 | 0.029733 | 0.023384 | 0.020535 | 0.017195 | 0.016212
Portfolio Adjusted1-in-2Size: Under 20 kWOther2019April Monthly Peak | Portfolio Adjusted | 1-in-2 | Size: Under 20 kW | Other | 2019 | April Monthly Peak | 4 | 0.85794 | 0.8345 | 0.81741 | 0.81312 | 0.81747 | 0.83687 | 0.80304 | 0.81446 | 1.025 | 1.2289 | 1.3722 | 1.4498 | 1.4883 | 1.5457 | 1.5948 | 1.599 | 1.536 | 1.3442 | 1.1791 | 1.184 | 1.1712 | 1.0532 | 0.9583 | 0.90215 | 0 | 0 | 0 | 0 | 0 | 0 | 0 | 0 | 0 | 0 | 0 | 0 | 0 | 0 | 0.031896 | 0.031981 | 0.03072 | 0.026884 | 0 | 0 | 0 | 0 | 0 | 0 | 63.1983 | 61.9423 | 60.7984 | 59.7148 | 58.7571 | 57.9396 | 57.2608 | 57.1307 | 59.4332 | 63.7634 | 69.2434 | 73.9823 | 77.3535 | 79.3284 | 80.6088 | 81.3174 | 81.3808 | 80.888 | 79.8703 | 77.8477 | 74.1866 | 71.2165 | 68.7639 | 66.6574 | 0.017451 | 0.016225 | 0.015923 | 0.015273 | 0.015211 | 0.015314 | 0.027629 | 0.026225 | 0.034319 | 0.038102 | 0.039758 | 0.041769 | 0.045561 | 0.050938 | 0.056346 | 0.059838 | 0.06212 | 0.051859 | 0.044274 | 0.029624 | 0.023298 | 0.020459 | 0.017132 | 0.016152
Portfolio Adjusted1-in-2Size: Under 20 kWOther2019May Monthly Peak | Portfolio Adjusted | 1-in-2 | Size: Under 20 kW | Other | 2019 | May Monthly Peak | 5 | 0.88443 | 0.8588 | 0.83914 | 0.83208 | 0.83314 | 0.82855 | 0.74573 | 0.83117 | 1.0741 | 1.3099 | 1.478 | 1.5753 | 1.6222 | 1.6784 | 1.7302 | 1.7358 | 1.6691 | 1.4604 | 1.2637 | 1.1825 | 1.2242 | 1.1012 | 0.99323 | 0.93123 | 0 | 0 | 0 | 0 | 0 | 0 | 0 | 0 | 0 | 0 | 0 | 0 | 0 | 0 | 0.034604 | 0.034716 | 0.033381 | 0.029207 | 0 | 0 | 0 | 0 | 0 | 0 | 65.6301 | 64.2999 | 63.1224 | 61.9322 | 60.9191 | 59.8652 | 58.8123 | 59.8708 | 63.8776 | 68.3954 | 72.621 | 76.4609 | 79.6465 | 82.0372 | 83.6303 | 84.5025 | 84.5674 | 83.9632 | 82.6043 | 80.5472 | 76.7186 | 73.1454 | 70.763 | 68.6994 | 0.01743 | 0.016205 | 0.015904 | 0.015255 | 0.015193 | 0.015295 | 0.027595 | 0.026193 | 0.034277 | 0.038055 | 0.039709 | 0.041718 | 0.045505 | 0.050875 | 0.056277 | 0.059764 | 0.062044 | 0.051795 | 0.04422 | 0.029587 | 0.023269 | 0.020434 | 0.017111 | 0.016132
Portfolio Adjusted1-in-2Size: Under 20 kWOther2019June Monthly Peak | Portfolio Adjusted | 1-in-2 | Size: Under 20 kW | Other | 2019 | June Monthly Peak | 6 | 0.94008 | 0.90802 | 0.88656 | 0.87673 | 0.87303 | 0.85216 | 0.79233 | 0.91472 | 1.1961 | 1.4606 | 1.6608 | 1.7798 | 1.8414 | 1.9075 | 1.9603 | 1.956 | 1.8773 | 1.6281 | 1.3918 | 1.2593 | 1.2837 | 1.181 | 1.0621 | 0.99451 | 0 | 0 | 0 | 0 | 0 | 0 | 0 | 0 | 0 | 0 | 0 | 0 | 0 | 0 | 0.039206 | 0.03912 | 0.037547 | 0.032561 | 0 | 0 | 0 | 0 | 0 | 0 | 68.2891 | 66.5972 | 65.2773 | 64.254 | 62.9689 | 61.9615 | 61.2283 | 62.2389 | 66.2464 | 70.9041 | 75.3843 | 79.3002 | 82.4082 | 84.5104 | 85.7722 | 86.4004 | 86.6696 | 86.3276 | 85.1014 | 83.1041 | 80.17 | 76.3711 | 73.4621 | 71.3802 | 0.01743 | 0.016205 | 0.015904 | 0.015255 | 0.015193 | 0.015295 | 0.027595 | 0.026193 | 0.034277 | 0.038056 | 0.039709 | 0.041718 | 0.045506 | 0.050875 | 0.056277 | 0.059765 | 0.062044 | 0.051796 | 0.04422 | 0.029587 | 0.023269 | 0.020434 | 0.017111 | 0.016132
Portfolio Adjusted1-in-2Size: Under 20 kWOther2019July Monthly Peak | Portfolio Adjusted | 1-in-2 | Size: Under 20 kW | Other | 2019 | July Monthly Peak | 7 | 0.98675 | 0.94927 | 0.92363 | 0.91311 | 0.90853 | 0.91402 | 0.86566 | 0.9931 | 1.3174 | 1.6196 | 1.8397 | 1.9593 | 2.0134 | 2.0692 | 2.1127 | 2.1019 | 2.0122 | 1.7339 | 1.4821 | 1.3381 | 1.3546 | 1.24 | 1.1134 | 1.0408 | 0 | 0 | 0 | 0 | 0 | 0 | 0 | 0 | 0 | 0 | 0 | 0 | 0 | 0 | 0.042255 | 0.042038 | 0.040244 | 0.034679 | 0 | 0 | 0 | 0 | 0 | 0 | 71.7741 | 70.7821 | 69.7406 | 68.6197 | 67.4562 | 66.6813 | 65.9913 | 66.3608 | 69.4096 | 73.98 | 78.4372 | 82.0887 | 85.0331 | 87.4721 | 89.2388 | 90.1166 | 90.2486 | 89.5356 | 88.1576 | 86.5967 | 83.4619 | 79.5738 | 76.9157 | 75.1732 | 0.017396 | 0.016174 | 0.015873 | 0.015225 | 0.015163 | 0.015266 | 0.027541 | 0.026143 | 0.034211 | 0.037982 | 0.039632 | 0.041637 | 0.045417 | 0.050777 | 0.056168 | 0.059649 | 0.061924 | 0.051695 | 0.044134 | 0.02953 | 0.023224 | 0.020395 | 0.017078 | 0.016101
Portfolio Adjusted1-in-2Size: Under 20 kWOther2019August Monthly Peak | Portfolio Adjusted | 1-in-2 | Size: Under 20 kW | Other | 2019 | August Monthly Peak | 8 | 0.9968 | 0.96061 | 0.93595 | 0.92373 | 0.91923 | 0.93526 | 0.90263 | 0.99738 | 1.3321 | 1.6685 | 1.9071 | 2.0559 | 2.1207 | 2.1868 | 2.2278 | 2.2133 | 2.1132 | 1.8149 | 1.53 | 1.422 | 1.4185 | 1.265 | 1.1292 | 1.0606 | 0 | 0 | 0 | 0 | 0 | 0 | 0 | 0 | 0 | 0 | 0 | 0 | 0 | 0 | 0.044556 | 0.044266 | 0.042263 | 0.036297 | 0 | 0 | 0 | 0 | 0 | 0 | 73.9371 | 72.629 | 71.2357 | 70.016 | 68.9624 | 67.9538 | 67.1523 | 66.85 | 70.0274 | 75.792 | 81.0434 | 85.0112 | 88.3884 | 90.9095 | 92.1729 | 92.7953 | 92.7236 | 91.9286 | 90.3684 | 87.9912 | 84.4177 | 81.155 | 78.7943 | 76.9957 | 0.017551 | 0.016318 | 0.016014 | 0.015361 | 0.015298 | 0.015402 | 0.027787 | 0.026375 | 0.034516 | 0.03832 | 0.039985 | 0.042008 | 0.045822 | 0.051229 | 0.056668 | 0.06018 | 0.062475 | 0.052155 | 0.044527 | 0.029793 | 0.023431 | 0.020576 | 0.01723 | 0.016245
Portfolio Adjusted1-in-2Size: Under 20 kWOther2019September Monthly Peak | Portfolio Adjusted | 1-in-2 | Size: Under 20 kW | Other | 2019 | September Monthly Peak | 9 | 0.93759 | 0.90773 | 0.88535 | 0.87286 | 0.87356 | 0.89186 | 0.90282 | 0.92298 | 1.2105 | 1.4937 | 1.7027 | 1.8308 | 1.8933 | 1.9568 | 2.0023 | 1.9953 | 1.9091 | 1.6333 | 1.4029 | 1.3962 | 1.2995 | 1.1585 | 1.0447 | 0.98518 | 0 | 0 | 0 | 0 | 0 | 0 | 0 | 0 | 0 | 0 | 0 | 0 | 0 | 0 | 0.040045 | 0.039907 | 0.038181 | 0.032666 | 0 | 0 | 0 | 0 | 0 | 0 | 68.4789 | 67.2336 | 65.8718 | 64.5562 | 63.5885 | 62.554 | 62.0331 | 61.6502 | 63.7725 | 69.3267 | 75.7046 | 81.5822 | 85.4469 | 87.7496 | 88.8619 | 89.655 | 89.6054 | 88.8698 | 87.0559 | 83.8299 | 79.9319 | 77.1068 | 74.9448 | 73.5311 | 0.017418 | 0.016194 | 0.015893 | 0.015244 | 0.015182 | 0.015284 | 0.027575 | 0.026175 | 0.034253 | 0.038029 | 0.039681 | 0.041689 | 0.045473 | 0.050839 | 0.056238 | 0.059723 | 0.062001 | 0.051759 | 0.044189 | 0.029567 | 0.023253 | 0.02042 | 0.017099 | 0.016121
Portfolio Adjusted1-in-2Size: Under 20 kWOther2019October Monthly Peak | Portfolio Adjusted | 1-in-2 | Size: Under 20 kW | Other | 2019 | October Monthly Peak | 10 | 0.8875 | 0.859 | 0.83873 | 0.83127 | 0.8333 | 0.85265 | 0.89151 | 0.88574 | 1.1067 | 1.3473 | 1.5426 | 1.6682 | 1.7373 | 1.8096 | 1.8667 | 1.8623 | 1.7752 | 1.5214 | 1.4114 | 1.3543 | 1.2326 | 1.1025 | 0.99983 | 0.94254 | 0 | 0 | 0 | 0 | 0 | 0 | 0 | 0 | 0 | 0 | 0 | 0 | 0 | 0 | 0.037334 | 0.037246 | 0.035505 | 0.030428 | 0 | 0 | 0 | 0 | 0 | 0 | 67.8628 | 67.0952 | 65.8657 | 65.0736 | 64.1171 | 63.4907 | 62.8094 | 62.3457 | 63.2221 | 67.8925 | 74.237 | 79.6873 | 83.2833 | 85.6364 | 86.9809 | 87.3571 | 86.9136 | 85.866 | 83.6837 | 79.9973 | 75.7283 | 72.5692 | 70.2115 | 68.2269 | 0.017475 | 0.016247 | 0.015945 | 0.015294 | 0.015232 | 0.015335 | 0.027666 | 0.026261 | 0.034366 | 0.038154 | 0.039812 | 0.041826 | 0.045623 | 0.051007 | 0.056423 | 0.059919 | 0.062205 | 0.051929 | 0.044334 | 0.029664 | 0.023329 | 0.020487 | 0.017155 | 0.016174
Portfolio Adjusted1-in-2Size: Under 20 kWOther2019November Monthly Peak | Portfolio Adjusted | 1-in-2 | Size: Under 20 kW | Other | 2019 | November Monthly Peak | 11 | 0.81327 | 0.79307 | 0.78597 | 0.78811 | 0.79731 | 0.81881 | 0.78964 | 0.81273 | 1.0101 | 1.1755 | 1.2904 | 1.3452 | 1.3589 | 1.3837 | 1.4081 | 1.3939 | 1.364 | 1.3855 | 1.2554 | 1.163 | 1.0682 | 0.96983 | 0.89744 | 0.85145 | 0 | 0 | 0 | 0 | 0 | 0 | 0 | 0 | 0 | 0 | 0 | 0 | 0 | 0 | 0.028161 | 0.027877 | 0.02728 | 0.02771 | 0 | 0 | 0 | 0 | 0 | 0 | 55.602 | 54.8032 | 53.6635 | 52.6823 | 51.8187 | 51.3382 | 50.6634 | 50.6765 | 54.1168 | 60.0868 | 66.6444 | 71.7107 | 75.0375 | 76.7512 | 77.6425 | 77.5814 | 75.9172 | 72.316 | 67.8906 | 64.6345 | 62.2034 | 60.1063 | 59.0955 | 57.8845 | 0.01752 | 0.016289 | 0.015986 | 0.015334 | 0.015271 | 0.015374 | 0.027738 | 0.026329 | 0.034455 | 0.038252 | 0.039914 | 0.041934 | 0.045741 | 0.051138 | 0.056568 | 0.060074 | 0.062365 | 0.052063 | 0.044449 | 0.02974 | 0.02339 | 0.02054 | 0.017199 | 0.016216
Portfolio Adjusted1-in-2Size: Under 20 kWOther2019December Monthly Peak | Portfolio Adjusted | 1-in-2 | Size: Under 20 kW | Other | 2019 | December Monthly Peak | 12 | 0.88874 | 0.86834 | 0.85846 | 0.85967 | 0.87614 | 0.9104 | 0.97819 | 0.98055 | 1.2083 | 1.3747 | 1.4413 | 1.4268 | 1.3646 | 1.3164 | 1.2751 | 1.2437 | 1.2916 | 1.3844 | 1.2664 | 1.2081 | 1.1305 | 1.0547 | 0.9858 | 0.93935 | 0 | 0 | 0 | 0 | 0 | 0 | 0 | 0 | 0 | 0 | 0 | 0 | 0 | 0 | 0.025502 | 0.024873 | 0.025832 | 0.027689 | 0 | 0 | 0 | 0 | 0 | 0 | 42.7837 | 42.3213 | 41.4747 | 40.6992 | 39.943 | 39.407 | 39.3866 | 39.3794 | 39.7851 | 42.4953 | 45.1609 | 47.1582 | 48.4935 | 49.3405 | 50.0733 | 50.3006 | 49.9525 | 48.5044 | 46.7128 | 45.4062 | 44.4406 | 43.563 | 42.673 | 41.7476 | 0.018054 | 0.016785 | 0.016473 | 0.015801 | 0.015736 | 0.015843 | 0.028583 | 0.027131 | 0.035504 | 0.039418 | 0.04113 | 0.043211 | 0.047134 | 0.052696 | 0.058292 | 0.061904 | 0.064265 | 0.053649 | 0.045803 | 0.030646 | 0.024102 | 0.021166 | 0.017723 | 0.01671
Portfolio Adjusted1-in-2Size: Under 20 kWOther2019Typical Event Day | Portfolio Adjusted | 1-in-2 | Size: Under 20 kW | Other | 2019 | Typical Event Day | 8 | 0.97023 | 0.93609 | 0.91307 | 0.90185 | 0.89861 | 0.9134 | 0.87933 | 0.96015 | 1.2662 | 1.5723 | 1.7884 | 1.9237 | 1.9838 | 2.0473 | 2.0892 | 2.0792 | 1.9855 | 1.7055 | 1.4493 | 1.3522 | 1.3594 | 1.2177 | 1.0902 | 1.0251 | 0 | 0 | 0 | 0 | 0 | 0 | 0 | 0 | 0 | 0 | 0 | 0 | 0 | 0 | 0.041784 | 0.041584 | 0.039711 | 0.034109 | 0 | 0 | 0 | 0 | 0 | 0 | 70.6198 | 69.3105 | 68.0314 | 66.8615 | 65.744 | 64.7876 | 64.1012 | 64.275 | 67.3639 | 72.5007 | 77.6424 | 81.9956 | 85.3191 | 87.6604 | 89.0115 | 89.7418 | 89.8118 | 89.1654 | 87.6708 | 85.3805 | 81.9954 | 78.5517 | 76.0292 | 74.27 | 0.017423 | 0.016199 | 0.015897 | 0.015249 | 0.015186 | 0.015289 | 0.027584 | 0.026183 | 0.034263 | 0.03804 | 0.039693 | 0.041701 | 0.045487 | 0.050854 | 0.056254 | 0.05974 | 0.062019 | 0.051774 | 0.044202 | 0.029575 | 0.02326 | 0.020426 | 0.017104 | 0.016126
Portfolio Adjusted1-in-2Size: Under 20 kWOther2020January Monthly Peak | Portfolio Adjusted | 1-in-2 | Size: Under 20 kW | Other | 2020 | January Monthly Peak | 1 | 0.88173 | 0.86708 | 0.86012 | 0.86081 | 0.87874 | 0.91453 | 0.98328 | 0.97161 | 1.1796 | 1.33 | 1.3896 | 1.3805 | 1.33 | 1.2982 | 1.2723 | 1.2481 | 1.2486 | 1.3402 | 1.2611 | 1.1904 | 1.1151 | 1.0267 | 0.95686 | 0.91838 | 0 | 0 | 0 | 0 | 0 | 0 | 0 | 0 | 0 | 0 | 0 | 0 | 0 | 0 | 0.025445 | 0.024963 | 0.024972 | 0.026805 | 0 | 0 | 0 | 0 | 0 | 0 | 46.3586 | 45.9473 | 45.7417 | 45.3618 | 45.0699 | 44.9256 | 44.8785 | 44.5905 | 44.8441 | 46.5723 | 48.8451 | 50.9404 | 52.584 | 53.5595 | 54.136 | 54.0485 | 53.8143 | 52.9084 | 51.2039 | 49.9187 | 49.0924 | 48.6154 | 47.8013 | 47.0522 | 0.017743 | 0.016496 | 0.016189 | 0.015529 | 0.015465 | 0.01557 | 0.02809 | 0.026663 | 0.034892 | 0.038739 | 0.040421 | 0.042467 | 0.046322 | 0.051788 | 0.057287 | 0.060837 | 0.063158 | 0.052725 | 0.045014 | 0.030118 | 0.023687 | 0.020801 | 0.017418 | 0.016422
Portfolio Adjusted1-in-2Size: Under 20 kWOther2020February Monthly Peak | Portfolio Adjusted | 1-in-2 | Size: Under 20 kW | Other | 2020 | February Monthly Peak | 2 | 0.84581 | 0.83037 | 0.82277 | 0.82357 | 0.83957 | 0.86855 | 0.8928 | 0.88267 | 1.0888 | 1.238 | 1.3136 | 1.3249 | 1.3013 | 1.2942 | 1.2965 | 1.2857 | 1.2637 | 1.2559 | 1.2595 | 1.174 | 1.0899 | 0.99563 | 0.91989 | 0.87673 | 0 | 0 | 0 | 0 | 0 | 0 | 0 | 0 | 0 | 0 | 0 | 0 | 0 | 0 | 0.02593 | 0.025714 | 0.025274 | 0.025118 | 0 | 0 | 0 | 0 | 0 | 0 | 48.4816 | 47.9066 | 47.4291 | 47.0506 | 47.1644 | 46.7741 | 46.3038 | 46.7548 | 47.9552 | 51.4029 | 55.2774 | 58.0761 | 59.8362 | 60.6606 | 61.2206 | 61.7052 | 61.7161 | 60.7969 | 58.6554 | 56.1738 | 54.6234 | 53.3197 | 52.2487 | 50.8957 | 0.017478 | 0.01625 | 0.015948 | 0.015297 | 0.015235 | 0.015338 | 0.027671 | 0.026266 | 0.034372 | 0.038161 | 0.039819 | 0.041833 | 0.045631 | 0.051016 | 0.056433 | 0.05993 | 0.062216 | 0.051939 | 0.044342 | 0.029669 | 0.023334 | 0.020491 | 0.017158 | 0.016177
Portfolio Adjusted1-in-2Size: Under 20 kWOther2020March Monthly Peak | Portfolio Adjusted | 1-in-2 | Size: Under 20 kW | Other | 2020 | March Monthly Peak | 3 | 0.8577 | 0.83462 | 0.82283 | 0.82023 | 0.83128 | 0.85675 | 0.90324 | 0.8841 | 1.057 | 1.2073 | 1.2948 | 1.3118 | 1.2924 | 1.2935 | 1.3009 | 1.2923 | 1.2572 | 1.1658 | 1.1109 | 1.162 | 1.1015 | 1.01 | 0.93687 | 0.89177 | 0 | 0 | 0 | 0 | 0 | 0 | 0 | 0 | 0 | 0 | 0 | 0 | 0 | 0 | 0.026018 | 0.025846 | 0.025144 | 0.023316 | 0 | 0 | 0 | 0 | 0 | 0 | 50.3358 | 49.5905 | 48.8016 | 48.2236 | 47.6555 | 47.2892 | 46.8706 | 46.8555 | 49.0469 | 52.0487 | 54.9333 | 57.4717 | 59.8314 | 61.311 | 62.2529 | 62.9275 | 62.6929 | 61.9066 | 59.7572 | 56.7692 | 54.6397 | 53.0544 | 51.6513 | 50.5349 | 0.017516 | 0.016285 | 0.015982 | 0.01533 | 0.015268 | 0.015371 | 0.027731 | 0.026322 | 0.034446 | 0.038243 | 0.039905 | 0.041924 | 0.04573 | 0.051126 | 0.056555 | 0.060059 | 0.06235 | 0.052051 | 0.044438 | 0.029733 | 0.023384 | 0.020535 | 0.017195 | 0.016212
Portfolio Adjusted1-in-2Size: Under 20 kWOther2020April Monthly Peak | Portfolio Adjusted | 1-in-2 | Size: Under 20 kW | Other | 2020 | April Monthly Peak | 4 | 0.85794 | 0.8345 | 0.81741 | 0.81312 | 0.81747 | 0.83687 | 0.80304 | 0.81446 | 1.025 | 1.2289 | 1.3722 | 1.4498 | 1.4883 | 1.5457 | 1.5948 | 1.599 | 1.536 | 1.3442 | 1.1791 | 1.184 | 1.1712 | 1.0532 | 0.9583 | 0.90215 | 0 | 0 | 0 | 0 | 0 | 0 | 0 | 0 | 0 | 0 | 0 | 0 | 0 | 0 | 0.031896 | 0.031981 | 0.03072 | 0.026884 | 0 | 0 | 0 | 0 | 0 | 0 | 63.1983 | 61.9423 | 60.7984 | 59.7148 | 58.7571 | 57.9396 | 57.2608 | 57.1307 | 59.4332 | 63.7634 | 69.2434 | 73.9823 | 77.3535 | 79.3284 | 80.6088 | 81.3174 | 81.3808 | 80.888 | 79.8703 | 77.8477 | 74.1866 | 71.2165 | 68.7639 | 66.6574 | 0.017451 | 0.016225 | 0.015923 | 0.015273 | 0.015211 | 0.015314 | 0.027629 | 0.026225 | 0.034319 | 0.038102 | 0.039758 | 0.041769 | 0.045561 | 0.050938 | 0.056346 | 0.059838 | 0.06212 | 0.051859 | 0.044274 | 0.029624 | 0.023298 | 0.020459 | 0.017132 | 0.016152
Portfolio Adjusted1-in-2Size: Under 20 kWOther2020May Monthly Peak | Portfolio Adjusted | 1-in-2 | Size: Under 20 kW | Other | 2020 | May Monthly Peak | 5 | 0.88443 | 0.8588 | 0.83914 | 0.83208 | 0.83314 | 0.82855 | 0.74573 | 0.83117 | 1.0741 | 1.3099 | 1.478 | 1.5753 | 1.6222 | 1.6784 | 1.7302 | 1.7358 | 1.6691 | 1.4604 | 1.2637 | 1.1825 | 1.2242 | 1.1012 | 0.99323 | 0.93123 | 0 | 0 | 0 | 0 | 0 | 0 | 0 | 0 | 0 | 0 | 0 | 0 | 0 | 0 | 0.034604 | 0.034716 | 0.033381 | 0.029207 | 0 | 0 | 0 | 0 | 0 | 0 | 65.6301 | 64.2999 | 63.1224 | 61.9322 | 60.9191 | 59.8652 | 58.8122 | 59.8708 | 63.8776 | 68.3954 | 72.621 | 76.4609 | 79.6465 | 82.0372 | 83.6303 | 84.5025 | 84.5674 | 83.9632 | 82.6043 | 80.5472 | 76.7186 | 73.1454 | 70.763 | 68.6994 | 0.01743 | 0.016205 | 0.015904 | 0.015255 | 0.015193 | 0.015295 | 0.027595 | 0.026193 | 0.034277 | 0.038055 | 0.039709 | 0.041718 | 0.045505 | 0.050875 | 0.056277 | 0.059764 | 0.062044 | 0.051795 | 0.04422 | 0.029587 | 0.023269 | 0.020434 | 0.017111 | 0.016132
Portfolio Adjusted1-in-2Size: Under 20 kWOther2020June Monthly Peak | Portfolio Adjusted | 1-in-2 | Size: Under 20 kW | Other | 2020 | June Monthly Peak | 6 | 0.94008 | 0.90802 | 0.88656 | 0.87673 | 0.87303 | 0.85216 | 0.79233 | 0.91472 | 1.1961 | 1.4606 | 1.6608 | 1.7798 | 1.8414 | 1.9075 | 1.9603 | 1.956 | 1.8773 | 1.6281 | 1.3918 | 1.2593 | 1.2837 | 1.181 | 1.0621 | 0.99451 | 0 | 0 | 0 | 0 | 0 | 0 | 0 | 0 | 0 | 0 | 0 | 0 | 0 | 0 | 0.039206 | 0.03912 | 0.037547 | 0.032561 | 0 | 0 | 0 | 0 | 0 | 0 | 68.2891 | 66.5972 | 65.2773 | 64.254 | 62.9689 | 61.9615 | 61.2283 | 62.2389 | 66.2464 | 70.9041 | 75.3843 | 79.3002 | 82.4082 | 84.5104 | 85.7722 | 86.4004 | 86.6696 | 86.3276 | 85.1014 | 83.1041 | 80.1699 | 76.371 | 73.4621 | 71.3802 | 0.01743 | 0.016205 | 0.015904 | 0.015255 | 0.015193 | 0.015295 | 0.027595 | 0.026193 | 0.034277 | 0.038056 | 0.039709 | 0.041718 | 0.045506 | 0.050875 | 0.056277 | 0.059765 | 0.062044 | 0.051796 | 0.04422 | 0.029587 | 0.023269 | 0.020434 | 0.017111 | 0.016132
Portfolio Adjusted1-in-2Size: Under 20 kWOther2020July Monthly Peak | Portfolio Adjusted | 1-in-2 | Size: Under 20 kW | Other | 2020 | July Monthly Peak | 7 | 0.98675 | 0.94927 | 0.92363 | 0.91311 | 0.90853 | 0.91402 | 0.86566 | 0.9931 | 1.3174 | 1.6196 | 1.8397 | 1.9593 | 2.0134 | 2.0692 | 2.1127 | 2.1019 | 2.0122 | 1.7339 | 1.4821 | 1.3381 | 1.3546 | 1.24 | 1.1134 | 1.0408 | 0 | 0 | 0 | 0 | 0 | 0 | 0 | 0 | 0 | 0 | 0 | 0 | 0 | 0 | 0.042255 | 0.042038 | 0.040244 | 0.034679 | 0 | 0 | 0 | 0 | 0 | 0 | 71.7741 | 70.7821 | 69.7406 | 68.6197 | 67.4562 | 66.6813 | 65.9913 | 66.3608 | 69.4096 | 73.98 | 78.4372 | 82.0887 | 85.0331 | 87.4721 | 89.2388 | 90.1166 | 90.2486 | 89.5356 | 88.1576 | 86.5967 | 83.4619 | 79.5738 | 76.9157 | 75.1732 | 0.017396 | 0.016174 | 0.015873 | 0.015225 | 0.015163 | 0.015266 | 0.027541 | 0.026143 | 0.034211 | 0.037982 | 0.039632 | 0.041637 | 0.045417 | 0.050777 | 0.056168 | 0.059649 | 0.061924 | 0.051695 | 0.044134 | 0.02953 | 0.023224 | 0.020395 | 0.017078 | 0.016101
Portfolio Adjusted1-in-2Size: Under 20 kWOther2020August Monthly Peak | Portfolio Adjusted | 1-in-2 | Size: Under 20 kW | Other | 2020 | August Monthly Peak | 8 | 0.9968 | 0.96061 | 0.93595 | 0.92373 | 0.91923 | 0.93526 | 0.90263 | 0.99738 | 1.3321 | 1.6685 | 1.9071 | 2.0559 | 2.1207 | 2.1868 | 2.2278 | 2.2133 | 2.1132 | 1.8149 | 1.53 | 1.422 | 1.4185 | 1.265 | 1.1292 | 1.0606 | 0 | 0 | 0 | 0 | 0 | 0 | 0 | 0 | 0 | 0 | 0 | 0 | 0 | 0 | 0.044556 | 0.044266 | 0.042263 | 0.036297 | 0 | 0 | 0 | 0 | 0 | 0 | 73.9371 | 72.629 | 71.2357 | 70.0161 | 68.9624 | 67.9538 | 67.1523 | 66.85 | 70.0274 | 75.7919 | 81.0434 | 85.0112 | 88.3884 | 90.9095 | 92.1729 | 92.7953 | 92.7236 | 91.9286 | 90.3684 | 87.9912 | 84.4177 | 81.155 | 78.7943 | 76.9957 | 0.017551 | 0.016318 | 0.016014 | 0.015361 | 0.015298 | 0.015402 | 0.027787 | 0.026375 | 0.034516 | 0.03832 | 0.039985 | 0.042008 | 0.045822 | 0.051229 | 0.056668 | 0.06018 | 0.062475 | 0.052155 | 0.044527 | 0.029793 | 0.023431 | 0.020576 | 0.01723 | 0.016245
Portfolio Adjusted1-in-2Size: Under 20 kWOther2020September Monthly Peak | Portfolio Adjusted | 1-in-2 | Size: Under 20 kW | Other | 2020 | September Monthly Peak | 9 | 0.93759 | 0.90773 | 0.88535 | 0.87286 | 0.87356 | 0.89186 | 0.90282 | 0.92298 | 1.2105 | 1.4937 | 1.7027 | 1.8308 | 1.8933 | 1.9568 | 2.0023 | 1.9953 | 1.9091 | 1.6333 | 1.4029 | 1.3962 | 1.2995 | 1.1585 | 1.0447 | 0.98518 | 0 | 0 | 0 | 0 | 0 | 0 | 0 | 0 | 0 | 0 | 0 | 0 | 0 | 0 | 0.040045 | 0.039907 | 0.038181 | 0.032666 | 0 | 0 | 0 | 0 | 0 | 0 | 68.4789 | 67.2336 | 65.8718 | 64.5562 | 63.5885 | 62.554 | 62.0331 | 61.6502 | 63.7725 | 69.3267 | 75.7046 | 81.5822 | 85.4469 | 87.7496 | 88.8619 | 89.655 | 89.6054 | 88.8698 | 87.0559 | 83.8299 | 79.9319 | 77.1068 | 74.9448 | 73.5311 | 0.017418 | 0.016194 | 0.015893 | 0.015244 | 0.015182 | 0.015284 | 0.027575 | 0.026175 | 0.034253 | 0.038029 | 0.039681 | 0.041689 | 0.045473 | 0.050839 | 0.056238 | 0.059723 | 0.062001 | 0.051759 | 0.044189 | 0.029567 | 0.023253 | 0.02042 | 0.017099 | 0.016121
Portfolio Adjusted1-in-2Size: Under 20 kWOther2020October Monthly Peak | Portfolio Adjusted | 1-in-2 | Size: Under 20 kW | Other | 2020 | October Monthly Peak | 10 | 0.8875 | 0.859 | 0.83873 | 0.83127 | 0.8333 | 0.85265 | 0.89151 | 0.88574 | 1.1067 | 1.3473 | 1.5426 | 1.6682 | 1.7373 | 1.8096 | 1.8667 | 1.8623 | 1.7752 | 1.5214 | 1.4114 | 1.3543 | 1.2326 | 1.1025 | 0.99983 | 0.94254 | 0 | 0 | 0 | 0 | 0 | 0 | 0 | 0 | 0 | 0 | 0 | 0 | 0 | 0 | 0.037334 | 0.037246 | 0.035505 | 0.030428 | 0 | 0 | 0 | 0 | 0 | 0 | 67.8628 | 67.0952 | 65.8657 | 65.0736 | 64.1171 | 63.4907 | 62.8094 | 62.3457 | 63.2221 | 67.8925 | 74.237 | 79.6873 | 83.2833 | 85.6364 | 86.9809 | 87.3571 | 86.9136 | 85.866 | 83.6837 | 79.9973 | 75.7283 | 72.5692 | 70.2115 | 68.2269 | 0.017475 | 0.016247 | 0.015945 | 0.015294 | 0.015232 | 0.015335 | 0.027666 | 0.026261 | 0.034366 | 0.038154 | 0.039812 | 0.041826 | 0.045623 | 0.051007 | 0.056423 | 0.059919 | 0.062205 | 0.051929 | 0.044334 | 0.029664 | 0.023329 | 0.020487 | 0.017155 | 0.016174
Portfolio Adjusted1-in-2Size: Under 20 kWOther2020November Monthly Peak | Portfolio Adjusted | 1-in-2 | Size: Under 20 kW | Other | 2020 | November Monthly Peak | 11 | 0.81327 | 0.79307 | 0.78597 | 0.78811 | 0.79731 | 0.81881 | 0.78964 | 0.81273 | 1.0101 | 1.1755 | 1.2904 | 1.3452 | 1.3589 | 1.3837 | 1.4081 | 1.3939 | 1.364 | 1.3855 | 1.2554 | 1.163 | 1.0682 | 0.96983 | 0.89744 | 0.85145 | 0 | 0 | 0 | 0 | 0 | 0 | 0 | 0 | 0 | 0 | 0 | 0 | 0 | 0 | 0.028161 | 0.027877 | 0.02728 | 0.02771 | 0 | 0 | 0 | 0 | 0 | 0 | 55.602 | 54.8032 | 53.6635 | 52.6823 | 51.8187 | 51.3382 | 50.6634 | 50.6765 | 54.1168 | 60.0868 | 66.6444 | 71.7107 | 75.0375 | 76.7512 | 77.6425 | 77.5814 | 75.9172 | 72.316 | 67.8906 | 64.6345 | 62.2034 | 60.1063 | 59.0955 | 57.8845 | 0.01752 | 0.016289 | 0.015986 | 0.015334 | 0.015271 | 0.015374 | 0.027738 | 0.026329 | 0.034455 | 0.038252 | 0.039914 | 0.041934 | 0.045741 | 0.051138 | 0.056568 | 0.060074 | 0.062365 | 0.052063 | 0.044449 | 0.02974 | 0.02339 | 0.02054 | 0.017199 | 0.016216
Portfolio Adjusted1-in-2Size: Under 20 kWOther2020December Monthly Peak | Portfolio Adjusted | 1-in-2 | Size: Under 20 kW | Other | 2020 | December Monthly Peak | 12 | 0.88874 | 0.86834 | 0.85846 | 0.85967 | 0.87614 | 0.9104 | 0.97819 | 0.98055 | 1.2083 | 1.3747 | 1.4413 | 1.4268 | 1.3646 | 1.3164 | 1.2751 | 1.2437 | 1.2916 | 1.3844 | 1.2664 | 1.2081 | 1.1305 | 1.0547 | 0.9858 | 0.93935 | 0 | 0 | 0 | 0 | 0 | 0 | 0 | 0 | 0 | 0 | 0 | 0 | 0 | 0 | 0.025502 | 0.024873 | 0.025832 | 0.027689 | 0 | 0 | 0 | 0 | 0 | 0 | 42.7837 | 42.3213 | 41.4747 | 40.6992 | 39.943 | 39.407 | 39.3866 | 39.3794 | 39.7851 | 42.4953 | 45.1609 | 47.1582 | 48.4935 | 49.3405 | 50.0733 | 50.3006 | 49.9525 | 48.5044 | 46.7128 | 45.4062 | 44.4406 | 43.563 | 42.673 | 41.7476 | 0.018054 | 0.016785 | 0.016473 | 0.015801 | 0.015736 | 0.015843 | 0.028583 | 0.027131 | 0.035504 | 0.039418 | 0.04113 | 0.043211 | 0.047134 | 0.052696 | 0.058292 | 0.061904 | 0.064265 | 0.053649 | 0.045803 | 0.030646 | 0.024102 | 0.021166 | 0.017723 | 0.01671
Portfolio Adjusted1-in-2Size: Under 20 kWOther2020Typical Event Day | Portfolio Adjusted | 1-in-2 | Size: Under 20 kW | Other | 2020 | Typical Event Day | 8 | 0.97023 | 0.93609 | 0.91307 | 0.90185 | 0.89861 | 0.9134 | 0.87933 | 0.96015 | 1.2662 | 1.5723 | 1.7884 | 1.9237 | 1.9838 | 2.0473 | 2.0892 | 2.0792 | 1.9855 | 1.7055 | 1.4493 | 1.3522 | 1.3594 | 1.2177 | 1.0902 | 1.0251 | 0 | 0 | 0 | 0 | 0 | 0 | 0 | 0 | 0 | 0 | 0 | 0 | 0 | 0 | 0.041784 | 0.041584 | 0.039711 | 0.034109 | 0 | 0 | 0 | 0 | 0 | 0 | 70.6198 | 69.3105 | 68.0313 | 66.8615 | 65.744 | 64.7876 | 64.1012 | 64.275 | 67.364 | 72.5007 | 77.6424 | 81.9956 | 85.3191 | 87.6604 | 89.0114 | 89.7418 | 89.8118 | 89.1654 | 87.6708 | 85.3805 | 81.9954 | 78.5517 | 76.0292 | 74.27 | 0.017423 | 0.016199 | 0.015897 | 0.015249 | 0.015186 | 0.015289 | 0.027584 | 0.026183 | 0.034263 | 0.03804 | 0.039693 | 0.041701 | 0.045487 | 0.050854 | 0.056254 | 0.05974 | 0.062019 | 0.051774 | 0.044202 | 0.029575 | 0.02326 | 0.020426 | 0.017104 | 0.016126
Portfolio Adjusted1-in-2Size: Under 20 kWOther2021January Monthly Peak | Portfolio Adjusted | 1-in-2 | Size: Under 20 kW | Other | 2021 | January Monthly Peak | 1 | 0.88173 | 0.86708 | 0.86012 | 0.86081 | 0.87874 | 0.91453 | 0.98328 | 0.97161 | 1.1796 | 1.33 | 1.3896 | 1.3805 | 1.33 | 1.2982 | 1.2723 | 1.2481 | 1.2486 | 1.3402 | 1.2611 | 1.1904 | 1.1151 | 1.0267 | 0.95686 | 0.91838 | 0 | 0 | 0 | 0 | 0 | 0 | 0 | 0 | 0 | 0 | 0 | 0 | 0 | 0 | 0.025445 | 0.024963 | 0.024972 | 0.026805 | 0 | 0 | 0 | 0 | 0 | 0 | 46.3586 | 45.9473 | 45.7417 | 45.3618 | 45.0699 | 44.9256 | 44.8785 | 44.5905 | 44.8441 | 46.5723 | 48.8451 | 50.9404 | 52.584 | 53.5595 | 54.136 | 54.0485 | 53.8143 | 52.9084 | 51.2039 | 49.9187 | 49.0924 | 48.6154 | 47.8013 | 47.0522 | 0.017743 | 0.016496 | 0.016189 | 0.015529 | 0.015465 | 0.01557 | 0.02809 | 0.026663 | 0.034892 | 0.038739 | 0.040421 | 0.042467 | 0.046322 | 0.051788 | 0.057287 | 0.060837 | 0.063158 | 0.052725 | 0.045014 | 0.030118 | 0.023687 | 0.020801 | 0.017418 | 0.016422
Portfolio Adjusted1-in-2Size: Under 20 kWOther2021February Monthly Peak | Portfolio Adjusted | 1-in-2 | Size: Under 20 kW | Other | 2021 | February Monthly Peak | 2 | 0.84581 | 0.83037 | 0.82277 | 0.82357 | 0.83957 | 0.86855 | 0.8928 | 0.88267 | 1.0888 | 1.238 | 1.3136 | 1.3249 | 1.3013 | 1.2942 | 1.2965 | 1.2857 | 1.2637 | 1.2559 | 1.2595 | 1.174 | 1.0899 | 0.99563 | 0.91989 | 0.87673 | 0 | 0 | 0 | 0 | 0 | 0 | 0 | 0 | 0 | 0 | 0 | 0 | 0 | 0 | 0.02593 | 0.025714 | 0.025274 | 0.025118 | 0 | 0 | 0 | 0 | 0 | 0 | 48.4816 | 47.9066 | 47.4291 | 47.0506 | 47.1644 | 46.7741 | 46.3038 | 46.7548 | 47.9552 | 51.4029 | 55.2774 | 58.0761 | 59.8362 | 60.6606 | 61.2206 | 61.7052 | 61.7161 | 60.7969 | 58.6554 | 56.1738 | 54.6234 | 53.3197 | 52.2487 | 50.8957 | 0.017478 | 0.01625 | 0.015948 | 0.015297 | 0.015235 | 0.015338 | 0.027671 | 0.026266 | 0.034372 | 0.038161 | 0.039819 | 0.041833 | 0.045631 | 0.051016 | 0.056433 | 0.05993 | 0.062216 | 0.051939 | 0.044342 | 0.029669 | 0.023334 | 0.020491 | 0.017158 | 0.016177
Portfolio Adjusted1-in-2Size: Under 20 kWOther2021March Monthly Peak | Portfolio Adjusted | 1-in-2 | Size: Under 20 kW | Other | 2021 | March Monthly Peak | 3 | 0.8577 | 0.83462 | 0.82283 | 0.82023 | 0.83128 | 0.85675 | 0.90324 | 0.8841 | 1.057 | 1.2073 | 1.2948 | 1.3118 | 1.2924 | 1.2935 | 1.3009 | 1.2923 | 1.2572 | 1.1658 | 1.1109 | 1.162 | 1.1015 | 1.01 | 0.93687 | 0.89177 | 0 | 0 | 0 | 0 | 0 | 0 | 0 | 0 | 0 | 0 | 0 | 0 | 0 | 0 | 0.026018 | 0.025846 | 0.025144 | 0.023316 | 0 | 0 | 0 | 0 | 0 | 0 | 50.3358 | 49.5905 | 48.8016 | 48.2236 | 47.6555 | 47.2892 | 46.8706 | 46.8555 | 49.0469 | 52.0487 | 54.9333 | 57.4717 | 59.8314 | 61.311 | 62.2529 | 62.9275 | 62.6929 | 61.9066 | 59.7572 | 56.7692 | 54.6397 | 53.0544 | 51.6513 | 50.5349 | 0.017516 | 0.016285 | 0.015982 | 0.01533 | 0.015268 | 0.015371 | 0.027731 | 0.026322 | 0.034446 | 0.038243 | 0.039905 | 0.041924 | 0.04573 | 0.051126 | 0.056555 | 0.060059 | 0.06235 | 0.052051 | 0.044438 | 0.029733 | 0.023384 | 0.020535 | 0.017195 | 0.016212
Portfolio Adjusted1-in-2Size: Under 20 kWOther2021April Monthly Peak | Portfolio Adjusted | 1-in-2 | Size: Under 20 kW | Other | 2021 | April Monthly Peak | 4 | 0.85794 | 0.8345 | 0.81741 | 0.81312 | 0.81747 | 0.83687 | 0.80304 | 0.81446 | 1.025 | 1.2289 | 1.3722 | 1.4498 | 1.4883 | 1.5457 | 1.5948 | 1.599 | 1.536 | 1.3442 | 1.1791 | 1.184 | 1.1712 | 1.0532 | 0.9583 | 0.90215 | 0 | 0 | 0 | 0 | 0 | 0 | 0 | 0 | 0 | 0 | 0 | 0 | 0 | 0 | 0.031896 | 0.031981 | 0.03072 | 0.026884 | 0 | 0 | 0 | 0 | 0 | 0 | 63.1983 | 61.9423 | 60.7984 | 59.7148 | 58.7571 | 57.9396 | 57.2608 | 57.1307 | 59.4332 | 63.7634 | 69.2434 | 73.9823 | 77.3535 | 79.3284 | 80.6088 | 81.3174 | 81.3808 | 80.888 | 79.8703 | 77.8477 | 74.1866 | 71.2165 | 68.7639 | 66.6574 | 0.017451 | 0.016225 | 0.015923 | 0.015273 | 0.015211 | 0.015314 | 0.027629 | 0.026225 | 0.034319 | 0.038102 | 0.039758 | 0.041769 | 0.045561 | 0.050938 | 0.056346 | 0.059838 | 0.06212 | 0.051859 | 0.044274 | 0.029624 | 0.023298 | 0.020459 | 0.017132 | 0.016152
Portfolio Adjusted1-in-2Size: Under 20 kWOther2021May Monthly Peak | Portfolio Adjusted | 1-in-2 | Size: Under 20 kW | Other | 2021 | May Monthly Peak | 5 | 0.88443 | 0.8588 | 0.83914 | 0.83208 | 0.83314 | 0.82855 | 0.74573 | 0.83117 | 1.0741 | 1.3099 | 1.478 | 1.5753 | 1.6222 | 1.6784 | 1.7302 | 1.7358 | 1.6691 | 1.4604 | 1.2637 | 1.1825 | 1.2242 | 1.1012 | 0.99323 | 0.93123 | 0 | 0 | 0 | 0 | 0 | 0 | 0 | 0 | 0 | 0 | 0 | 0 | 0 | 0 | 0.034604 | 0.034716 | 0.033381 | 0.029207 | 0 | 0 | 0 | 0 | 0 | 0 | 65.6301 | 64.2999 | 63.1224 | 61.9322 | 60.9191 | 59.8652 | 58.8122 | 59.8708 | 63.8776 | 68.3954 | 72.621 | 76.4609 | 79.6465 | 82.0372 | 83.6303 | 84.5025 | 84.5674 | 83.9632 | 82.6043 | 80.5472 | 76.7186 | 73.1454 | 70.763 | 68.6994 | 0.01743 | 0.016205 | 0.015904 | 0.015255 | 0.015193 | 0.015295 | 0.027595 | 0.026193 | 0.034277 | 0.038055 | 0.039709 | 0.041718 | 0.045505 | 0.050875 | 0.056277 | 0.059764 | 0.062044 | 0.051795 | 0.04422 | 0.029587 | 0.023269 | 0.020434 | 0.017111 | 0.016132
Portfolio Adjusted1-in-2Size: Under 20 kWOther2021June Monthly Peak | Portfolio Adjusted | 1-in-2 | Size: Under 20 kW | Other | 2021 | June Monthly Peak | 6 | 0.94008 | 0.90802 | 0.88656 | 0.87673 | 0.87303 | 0.85216 | 0.79233 | 0.91472 | 1.1961 | 1.4606 | 1.6608 | 1.7798 | 1.8414 | 1.9075 | 1.9603 | 1.956 | 1.8773 | 1.6281 | 1.3918 | 1.2593 | 1.2837 | 1.181 | 1.0621 | 0.99451 | 0 | 0 | 0 | 0 | 0 | 0 | 0 | 0 | 0 | 0 | 0 | 0 | 0 | 0 | 0.039206 | 0.03912 | 0.037547 | 0.032561 | 0 | 0 | 0 | 0 | 0 | 0 | 68.2891 | 66.5972 | 65.2773 | 64.254 | 62.9689 | 61.9615 | 61.2283 | 62.2389 | 66.2464 | 70.9041 | 75.3843 | 79.3002 | 82.4082 | 84.5104 | 85.7722 | 86.4004 | 86.6696 | 86.3276 | 85.1014 | 83.1041 | 80.17 | 76.3711 | 73.4621 | 71.3802 | 0.01743 | 0.016205 | 0.015904 | 0.015255 | 0.015193 | 0.015295 | 0.027595 | 0.026193 | 0.034277 | 0.038056 | 0.039709 | 0.041718 | 0.045506 | 0.050875 | 0.056277 | 0.059765 | 0.062044 | 0.051796 | 0.04422 | 0.029587 | 0.023269 | 0.020434 | 0.017111 | 0.016132
Portfolio Adjusted1-in-2Size: Under 20 kWOther2021July Monthly Peak | Portfolio Adjusted | 1-in-2 | Size: Under 20 kW | Other | 2021 | July Monthly Peak | 7 | 0.98675 | 0.94927 | 0.92363 | 0.91311 | 0.90853 | 0.91402 | 0.86566 | 0.9931 | 1.3174 | 1.6196 | 1.8397 | 1.9593 | 2.0134 | 2.0692 | 2.1127 | 2.1019 | 2.0122 | 1.7339 | 1.4821 | 1.3381 | 1.3546 | 1.24 | 1.1134 | 1.0408 | 0 | 0 | 0 | 0 | 0 | 0 | 0 | 0 | 0 | 0 | 0 | 0 | 0 | 0 | 0.042255 | 0.042038 | 0.040244 | 0.034679 | 0 | 0 | 0 | 0 | 0 | 0 | 71.7741 | 70.7821 | 69.7406 | 68.6197 | 67.4562 | 66.6813 | 65.9913 | 66.3608 | 69.4096 | 73.98 | 78.4372 | 82.0887 | 85.0331 | 87.4721 | 89.2388 | 90.1166 | 90.2486 | 89.5356 | 88.1576 | 86.5967 | 83.4619 | 79.5738 | 76.9157 | 75.1732 | 0.017396 | 0.016174 | 0.015873 | 0.015225 | 0.015163 | 0.015266 | 0.027541 | 0.026143 | 0.034211 | 0.037982 | 0.039632 | 0.041637 | 0.045417 | 0.050777 | 0.056168 | 0.059649 | 0.061924 | 0.051695 | 0.044134 | 0.02953 | 0.023224 | 0.020395 | 0.017078 | 0.016101
Portfolio Adjusted1-in-2Size: Under 20 kWOther2021August Monthly Peak | Portfolio Adjusted | 1-in-2 | Size: Under 20 kW | Other | 2021 | August Monthly Peak | 8 | 0.9968 | 0.96061 | 0.93595 | 0.92373 | 0.91923 | 0.93526 | 0.90263 | 0.99738 | 1.3321 | 1.6685 | 1.9071 | 2.0559 | 2.1207 | 2.1868 | 2.2278 | 2.2133 | 2.1132 | 1.8149 | 1.53 | 1.422 | 1.4185 | 1.265 | 1.1292 | 1.0606 | 0 | 0 | 0 | 0 | 0 | 0 | 0 | 0 | 0 | 0 | 0 | 0 | 0 | 0 | 0.044556 | 0.044266 | 0.042263 | 0.036297 | 0 | 0 | 0 | 0 | 0 | 0 | 73.9371 | 72.629 | 71.2357 | 70.0161 | 68.9624 | 67.9538 | 67.1523 | 66.85 | 70.0274 | 75.7919 | 81.0434 | 85.0112 | 88.3884 | 90.9095 | 92.1729 | 92.7953 | 92.7236 | 91.9286 | 90.3684 | 87.9912 | 84.4177 | 81.155 | 78.7943 | 76.9957 | 0.017551 | 0.016318 | 0.016014 | 0.015361 | 0.015298 | 0.015402 | 0.027787 | 0.026375 | 0.034516 | 0.03832 | 0.039985 | 0.042008 | 0.045822 | 0.051229 | 0.056668 | 0.06018 | 0.062475 | 0.052155 | 0.044527 | 0.029793 | 0.023431 | 0.020576 | 0.01723 | 0.016245
Portfolio Adjusted1-in-2Size: Under 20 kWOther2021September Monthly Peak | Portfolio Adjusted | 1-in-2 | Size: Under 20 kW | Other | 2021 | September Monthly Peak | 9 | 0.93759 | 0.90773 | 0.88535 | 0.87286 | 0.87356 | 0.89186 | 0.90282 | 0.92298 | 1.2105 | 1.4937 | 1.7027 | 1.8308 | 1.8933 | 1.9568 | 2.0023 | 1.9953 | 1.9091 | 1.6333 | 1.4029 | 1.3962 | 1.2995 | 1.1585 | 1.0447 | 0.98518 | 0 | 0 | 0 | 0 | 0 | 0 | 0 | 0 | 0 | 0 | 0 | 0 | 0 | 0 | 0.040045 | 0.039907 | 0.038181 | 0.032666 | 0 | 0 | 0 | 0 | 0 | 0 | 68.4789 | 67.2336 | 65.8718 | 64.5562 | 63.5885 | 62.554 | 62.0331 | 61.6502 | 63.7725 | 69.3267 | 75.7046 | 81.5822 | 85.4469 | 87.7496 | 88.8619 | 89.655 | 89.6054 | 88.8698 | 87.0559 | 83.8299 | 79.9319 | 77.1068 | 74.9448 | 73.5311 | 0.017418 | 0.016194 | 0.015893 | 0.015244 | 0.015182 | 0.015284 | 0.027575 | 0.026175 | 0.034253 | 0.038029 | 0.039681 | 0.041689 | 0.045473 | 0.050839 | 0.056238 | 0.059723 | 0.062001 | 0.051759 | 0.044189 | 0.029567 | 0.023253 | 0.02042 | 0.017099 | 0.016121
Portfolio Adjusted1-in-2Size: Under 20 kWOther2021October Monthly Peak | Portfolio Adjusted | 1-in-2 | Size: Under 20 kW | Other | 2021 | October Monthly Peak | 10 | 0.8875 | 0.859 | 0.83873 | 0.83127 | 0.8333 | 0.85265 | 0.89151 | 0.88574 | 1.1067 | 1.3473 | 1.5426 | 1.6682 | 1.7373 | 1.8096 | 1.8667 | 1.8623 | 1.7752 | 1.5214 | 1.4114 | 1.3543 | 1.2326 | 1.1025 | 0.99983 | 0.94254 | 0 | 0 | 0 | 0 | 0 | 0 | 0 | 0 | 0 | 0 | 0 | 0 | 0 | 0 | 0.037334 | 0.037246 | 0.035505 | 0.030428 | 0 | 0 | 0 | 0 | 0 | 0 | 67.8628 | 67.0952 | 65.8657 | 65.0736 | 64.1171 | 63.4907 | 62.8094 | 62.3457 | 63.2221 | 67.8925 | 74.237 | 79.6873 | 83.2833 | 85.6364 | 86.9809 | 87.3571 | 86.9136 | 85.866 | 83.6837 | 79.9973 | 75.7283 | 72.5692 | 70.2115 | 68.2269 | 0.017475 | 0.016247 | 0.015945 | 0.015294 | 0.015232 | 0.015335 | 0.027666 | 0.026261 | 0.034366 | 0.038154 | 0.039812 | 0.041826 | 0.045623 | 0.051007 | 0.056423 | 0.059919 | 0.062205 | 0.051929 | 0.044334 | 0.029664 | 0.023329 | 0.020487 | 0.017155 | 0.016174
Portfolio Adjusted1-in-2Size: Under 20 kWOther2021November Monthly Peak | Portfolio Adjusted | 1-in-2 | Size: Under 20 kW | Other | 2021 | November Monthly Peak | 11 | 0.81327 | 0.79307 | 0.78597 | 0.78811 | 0.79731 | 0.81881 | 0.78964 | 0.81273 | 1.0101 | 1.1755 | 1.2904 | 1.3452 | 1.3589 | 1.3837 | 1.4081 | 1.3939 | 1.364 | 1.3855 | 1.2554 | 1.163 | 1.0682 | 0.96983 | 0.89744 | 0.85145 | 0 | 0 | 0 | 0 | 0 | 0 | 0 | 0 | 0 | 0 | 0 | 0 | 0 | 0 | 0.028161 | 0.027877 | 0.02728 | 0.02771 | 0 | 0 | 0 | 0 | 0 | 0 | 55.602 | 54.8032 | 53.6635 | 52.6823 | 51.8187 | 51.3382 | 50.6634 | 50.6765 | 54.1168 | 60.0868 | 66.6444 | 71.7107 | 75.0375 | 76.7512 | 77.6425 | 77.5814 | 75.9172 | 72.316 | 67.8906 | 64.6345 | 62.2034 | 60.1063 | 59.0955 | 57.8845 | 0.01752 | 0.016289 | 0.015986 | 0.015334 | 0.015271 | 0.015374 | 0.027738 | 0.026329 | 0.034455 | 0.038252 | 0.039914 | 0.041934 | 0.045741 | 0.051138 | 0.056568 | 0.060074 | 0.062365 | 0.052063 | 0.044449 | 0.02974 | 0.02339 | 0.02054 | 0.017199 | 0.016216
Portfolio Adjusted1-in-2Size: Under 20 kWOther2021December Monthly Peak | Portfolio Adjusted | 1-in-2 | Size: Under 20 kW | Other | 2021 | December Monthly Peak | 12 | 0.88874 | 0.86834 | 0.85846 | 0.85967 | 0.87614 | 0.9104 | 0.97819 | 0.98055 | 1.2083 | 1.3747 | 1.4413 | 1.4268 | 1.3646 | 1.3164 | 1.2751 | 1.2437 | 1.2916 | 1.3844 | 1.2664 | 1.2081 | 1.1305 | 1.0547 | 0.9858 | 0.93935 | 0 | 0 | 0 | 0 | 0 | 0 | 0 | 0 | 0 | 0 | 0 | 0 | 0 | 0 | 0.025502 | 0.024873 | 0.025832 | 0.027689 | 0 | 0 | 0 | 0 | 0 | 0 | 42.7837 | 42.3213 | 41.4747 | 40.6992 | 39.943 | 39.407 | 39.3866 | 39.3794 | 39.7851 | 42.4953 | 45.1609 | 47.1582 | 48.4935 | 49.3405 | 50.0733 | 50.3006 | 49.9525 | 48.5044 | 46.7128 | 45.4062 | 44.4406 | 43.563 | 42.673 | 41.7475 | 0.018054 | 0.016785 | 0.016473 | 0.015801 | 0.015736 | 0.015843 | 0.028583 | 0.027131 | 0.035504 | 0.039418 | 0.04113 | 0.043211 | 0.047134 | 0.052696 | 0.058292 | 0.061904 | 0.064265 | 0.053649 | 0.045803 | 0.030646 | 0.024102 | 0.021166 | 0.017723 | 0.01671
Portfolio Adjusted1-in-2Size: Under 20 kWOther2021Typical Event Day | Portfolio Adjusted | 1-in-2 | Size: Under 20 kW | Other | 2021 | Typical Event Day | 8 | 0.97023 | 0.93609 | 0.91307 | 0.90185 | 0.89861 | 0.9134 | 0.87933 | 0.96015 | 1.2662 | 1.5723 | 1.7884 | 1.9237 | 1.9838 | 2.0473 | 2.0892 | 2.0792 | 1.9855 | 1.7055 | 1.4493 | 1.3522 | 1.3594 | 1.2177 | 1.0902 | 1.0251 | 0 | 0 | 0 | 0 | 0 | 0 | 0 | 0 | 0 | 0 | 0 | 0 | 0 | 0 | 0.041784 | 0.041584 | 0.039711 | 0.034109 | 0 | 0 | 0 | 0 | 0 | 0 | 70.6198 | 69.3105 | 68.0313 | 66.8615 | 65.744 | 64.7876 | 64.1012 | 64.275 | 67.3639 | 72.5007 | 77.6424 | 81.9956 | 85.3191 | 87.6604 | 89.0114 | 89.7418 | 89.8118 | 89.1654 | 87.6708 | 85.3805 | 81.9954 | 78.5517 | 76.0292 | 74.27 | 0.017423 | 0.016199 | 0.015897 | 0.015249 | 0.015186 | 0.015289 | 0.027584 | 0.026183 | 0.034263 | 0.03804 | 0.039693 | 0.041701 | 0.045487 | 0.050854 | 0.056254 | 0.05974 | 0.062019 | 0.051774 | 0.044202 | 0.029575 | 0.02326 | 0.020426 | 0.017104 | 0.016126
Portfolio Adjusted1-in-2Size: Under 20 kWOther2022January Monthly Peak | Portfolio Adjusted | 1-in-2 | Size: Under 20 kW | Other | 2022 | January Monthly Peak | 1 | 0.88173 | 0.86708 | 0.86012 | 0.86081 | 0.87874 | 0.91453 | 0.98328 | 0.97161 | 1.1796 | 1.33 | 1.3896 | 1.3805 | 1.33 | 1.2982 | 1.2723 | 1.2481 | 1.2486 | 1.3402 | 1.2611 | 1.1904 | 1.1151 | 1.0267 | 0.95686 | 0.91838 | 0 | 0 | 0 | 0 | 0 | 0 | 0 | 0 | 0 | 0 | 0 | 0 | 0 | 0 | 0.025445 | 0.024963 | 0.024972 | 0.026805 | 0 | 0 | 0 | 0 | 0 | 0 | 46.3586 | 45.9473 | 45.7417 | 45.3618 | 45.0699 | 44.9256 | 44.8785 | 44.5905 | 44.8441 | 46.5723 | 48.8451 | 50.9404 | 52.584 | 53.5595 | 54.136 | 54.0485 | 53.8143 | 52.9084 | 51.2039 | 49.9187 | 49.0924 | 48.6154 | 47.8013 | 47.0522 | 0.017743 | 0.016496 | 0.016189 | 0.015529 | 0.015465 | 0.01557 | 0.02809 | 0.026663 | 0.034892 | 0.038739 | 0.040421 | 0.042467 | 0.046322 | 0.051788 | 0.057287 | 0.060837 | 0.063158 | 0.052725 | 0.045014 | 0.030118 | 0.023687 | 0.020801 | 0.017418 | 0.016422
Portfolio Adjusted1-in-2Size: Under 20 kWOther2022February Monthly Peak | Portfolio Adjusted | 1-in-2 | Size: Under 20 kW | Other | 2022 | February Monthly Peak | 2 | 0.84581 | 0.83037 | 0.82277 | 0.82357 | 0.83957 | 0.86855 | 0.8928 | 0.88267 | 1.0888 | 1.238 | 1.3136 | 1.3249 | 1.3013 | 1.2942 | 1.2965 | 1.2857 | 1.2637 | 1.2559 | 1.2595 | 1.174 | 1.0899 | 0.99563 | 0.91989 | 0.87673 | 0 | 0 | 0 | 0 | 0 | 0 | 0 | 0 | 0 | 0 | 0 | 0 | 0 | 0 | 0.02593 | 0.025714 | 0.025274 | 0.025118 | 0 | 0 | 0 | 0 | 0 | 0 | 48.4816 | 47.9066 | 47.4291 | 47.0506 | 47.1644 | 46.7741 | 46.3038 | 46.7548 | 47.9552 | 51.4029 | 55.2774 | 58.0761 | 59.8362 | 60.6606 | 61.2206 | 61.7052 | 61.7161 | 60.7969 | 58.6554 | 56.1738 | 54.6234 | 53.3197 | 52.2487 | 50.8957 | 0.017478 | 0.01625 | 0.015948 | 0.015297 | 0.015235 | 0.015338 | 0.027671 | 0.026266 | 0.034372 | 0.038161 | 0.039819 | 0.041833 | 0.045631 | 0.051016 | 0.056433 | 0.05993 | 0.062216 | 0.051939 | 0.044342 | 0.029669 | 0.023334 | 0.020491 | 0.017158 | 0.016177
Portfolio Adjusted1-in-2Size: Under 20 kWOther2022March Monthly Peak | Portfolio Adjusted | 1-in-2 | Size: Under 20 kW | Other | 2022 | March Monthly Peak | 3 | 0.8577 | 0.83462 | 0.82283 | 0.82023 | 0.83128 | 0.85675 | 0.90324 | 0.8841 | 1.057 | 1.2073 | 1.2948 | 1.3118 | 1.2924 | 1.2935 | 1.3009 | 1.2923 | 1.2572 | 1.1658 | 1.1109 | 1.162 | 1.1015 | 1.01 | 0.93687 | 0.89177 | 0 | 0 | 0 | 0 | 0 | 0 | 0 | 0 | 0 | 0 | 0 | 0 | 0 | 0 | 0.026018 | 0.025846 | 0.025144 | 0.023316 | 0 | 0 | 0 | 0 | 0 | 0 | 50.3358 | 49.5905 | 48.8016 | 48.2236 | 47.6555 | 47.2892 | 46.8706 | 46.8555 | 49.0469 | 52.0487 | 54.9333 | 57.4717 | 59.8314 | 61.311 | 62.2529 | 62.9275 | 62.6929 | 61.9066 | 59.7572 | 56.7692 | 54.6397 | 53.0544 | 51.6513 | 50.5349 | 0.017516 | 0.016285 | 0.015982 | 0.01533 | 0.015268 | 0.015371 | 0.027731 | 0.026322 | 0.034446 | 0.038243 | 0.039905 | 0.041924 | 0.04573 | 0.051126 | 0.056555 | 0.060059 | 0.06235 | 0.052051 | 0.044438 | 0.029733 | 0.023384 | 0.020535 | 0.017195 | 0.016212
Portfolio Adjusted1-in-2Size: Under 20 kWOther2022April Monthly Peak | Portfolio Adjusted | 1-in-2 | Size: Under 20 kW | Other | 2022 | April Monthly Peak | 4 | 0.85794 | 0.8345 | 0.81741 | 0.81312 | 0.81747 | 0.83687 | 0.80304 | 0.81446 | 1.025 | 1.2289 | 1.3722 | 1.4498 | 1.4883 | 1.5457 | 1.5948 | 1.599 | 1.536 | 1.3442 | 1.1791 | 1.184 | 1.1712 | 1.0532 | 0.9583 | 0.90215 | 0 | 0 | 0 | 0 | 0 | 0 | 0 | 0 | 0 | 0 | 0 | 0 | 0 | 0 | 0.031896 | 0.031981 | 0.03072 | 0.026884 | 0 | 0 | 0 | 0 | 0 | 0 | 63.1983 | 61.9423 | 60.7984 | 59.7148 | 58.7571 | 57.9396 | 57.2608 | 57.1307 | 59.4332 | 63.7634 | 69.2434 | 73.9823 | 77.3535 | 79.3284 | 80.6088 | 81.3174 | 81.3808 | 80.888 | 79.8703 | 77.8477 | 74.1866 | 71.2165 | 68.7639 | 66.6574 | 0.017451 | 0.016225 | 0.015923 | 0.015273 | 0.015211 | 0.015314 | 0.027629 | 0.026225 | 0.034319 | 0.038102 | 0.039758 | 0.041769 | 0.045561 | 0.050938 | 0.056346 | 0.059838 | 0.06212 | 0.051859 | 0.044274 | 0.029624 | 0.023298 | 0.020459 | 0.017132 | 0.016152
Portfolio Adjusted1-in-2Size: Under 20 kWOther2022May Monthly Peak | Portfolio Adjusted | 1-in-2 | Size: Under 20 kW | Other | 2022 | May Monthly Peak | 5 | 0.88443 | 0.8588 | 0.83914 | 0.83208 | 0.83314 | 0.82855 | 0.74573 | 0.83117 | 1.0741 | 1.3099 | 1.478 | 1.5753 | 1.6222 | 1.6784 | 1.7302 | 1.7358 | 1.6691 | 1.4604 | 1.2637 | 1.1825 | 1.2242 | 1.1012 | 0.99323 | 0.93123 | 0 | 0 | 0 | 0 | 0 | 0 | 0 | 0 | 0 | 0 | 0 | 0 | 0 | 0 | 0.034604 | 0.034716 | 0.033381 | 0.029207 | 0 | 0 | 0 | 0 | 0 | 0 | 65.6301 | 64.2999 | 63.1224 | 61.9322 | 60.9191 | 59.8652 | 58.8122 | 59.8708 | 63.8776 | 68.3954 | 72.621 | 76.4609 | 79.6465 | 82.0372 | 83.6303 | 84.5025 | 84.5674 | 83.9632 | 82.6043 | 80.5472 | 76.7186 | 73.1454 | 70.763 | 68.6994 | 0.01743 | 0.016205 | 0.015904 | 0.015255 | 0.015193 | 0.015295 | 0.027595 | 0.026193 | 0.034277 | 0.038055 | 0.039709 | 0.041718 | 0.045505 | 0.050875 | 0.056277 | 0.059764 | 0.062044 | 0.051795 | 0.04422 | 0.029587 | 0.023269 | 0.020434 | 0.017111 | 0.016132
Portfolio Adjusted1-in-2Size: Under 20 kWOther2022June Monthly Peak | Portfolio Adjusted | 1-in-2 | Size: Under 20 kW | Other | 2022 | June Monthly Peak | 6 | 0.94008 | 0.90802 | 0.88656 | 0.87673 | 0.87303 | 0.85216 | 0.79233 | 0.91472 | 1.1961 | 1.4606 | 1.6608 | 1.7798 | 1.8414 | 1.9075 | 1.9603 | 1.956 | 1.8773 | 1.6281 | 1.3918 | 1.2593 | 1.2837 | 1.181 | 1.0621 | 0.99451 | 0 | 0 | 0 | 0 | 0 | 0 | 0 | 0 | 0 | 0 | 0 | 0 | 0 | 0 | 0.039206 | 0.03912 | 0.037547 | 0.032561 | 0 | 0 | 0 | 0 | 0 | 0 | 68.2891 | 66.5972 | 65.2773 | 64.254 | 62.9689 | 61.9615 | 61.2283 | 62.2389 | 66.2464 | 70.9041 | 75.3843 | 79.3002 | 82.4082 | 84.5104 | 85.7722 | 86.4004 | 86.6696 | 86.3276 | 85.1014 | 83.1041 | 80.17 | 76.3711 | 73.4621 | 71.3802 | 0.01743 | 0.016205 | 0.015904 | 0.015255 | 0.015193 | 0.015295 | 0.027595 | 0.026193 | 0.034277 | 0.038056 | 0.039709 | 0.041718 | 0.045506 | 0.050875 | 0.056277 | 0.059765 | 0.062044 | 0.051796 | 0.04422 | 0.029587 | 0.023269 | 0.020434 | 0.017111 | 0.016132
Portfolio Adjusted1-in-2Size: Under 20 kWOther2022July Monthly Peak | Portfolio Adjusted | 1-in-2 | Size: Under 20 kW | Other | 2022 | July Monthly Peak | 7 | 0.98675 | 0.94927 | 0.92363 | 0.91311 | 0.90853 | 0.91402 | 0.86566 | 0.9931 | 1.3174 | 1.6196 | 1.8397 | 1.9593 | 2.0134 | 2.0692 | 2.1127 | 2.1019 | 2.0122 | 1.7339 | 1.4821 | 1.3381 | 1.3546 | 1.24 | 1.1134 | 1.0408 | 0 | 0 | 0 | 0 | 0 | 0 | 0 | 0 | 0 | 0 | 0 | 0 | 0 | 0 | 0.042255 | 0.042038 | 0.040244 | 0.034679 | 0 | 0 | 0 | 0 | 0 | 0 | 71.7741 | 70.7821 | 69.7406 | 68.6197 | 67.4562 | 66.6813 | 65.9913 | 66.3608 | 69.4096 | 73.98 | 78.4372 | 82.0887 | 85.0331 | 87.4721 | 89.2388 | 90.1166 | 90.2486 | 89.5356 | 88.1576 | 86.5967 | 83.4619 | 79.5738 | 76.9157 | 75.1732 | 0.017396 | 0.016174 | 0.015873 | 0.015225 | 0.015163 | 0.015266 | 0.027541 | 0.026143 | 0.034211 | 0.037982 | 0.039632 | 0.041637 | 0.045417 | 0.050777 | 0.056168 | 0.059649 | 0.061924 | 0.051695 | 0.044134 | 0.02953 | 0.023224 | 0.020395 | 0.017078 | 0.016101
Portfolio Adjusted1-in-2Size: Under 20 kWOther2022August Monthly Peak | Portfolio Adjusted | 1-in-2 | Size: Under 20 kW | Other | 2022 | August Monthly Peak | 8 | 0.9968 | 0.96061 | 0.93595 | 0.92373 | 0.91923 | 0.93526 | 0.90263 | 0.99738 | 1.3321 | 1.6685 | 1.9071 | 2.0559 | 2.1207 | 2.1868 | 2.2278 | 2.2133 | 2.1132 | 1.8149 | 1.53 | 1.422 | 1.4185 | 1.265 | 1.1292 | 1.0606 | 0 | 0 | 0 | 0 | 0 | 0 | 0 | 0 | 0 | 0 | 0 | 0 | 0 | 0 | 0.044556 | 0.044266 | 0.042263 | 0.036297 | 0 | 0 | 0 | 0 | 0 | 0 | 73.9371 | 72.629 | 71.2357 | 70.016 | 68.9624 | 67.9538 | 67.1523 | 66.85 | 70.0274 | 75.7919 | 81.0434 | 85.0112 | 88.3884 | 90.9095 | 92.1729 | 92.7953 | 92.7236 | 91.9286 | 90.3684 | 87.9912 | 84.4177 | 81.155 | 78.7943 | 76.9957 | 0.017551 | 0.016318 | 0.016014 | 0.015361 | 0.015298 | 0.015402 | 0.027787 | 0.026375 | 0.034516 | 0.03832 | 0.039985 | 0.042008 | 0.045822 | 0.051229 | 0.056668 | 0.06018 | 0.062475 | 0.052155 | 0.044527 | 0.029793 | 0.023431 | 0.020576 | 0.01723 | 0.016245
Portfolio Adjusted1-in-2Size: Under 20 kWOther2022September Monthly Peak | Portfolio Adjusted | 1-in-2 | Size: Under 20 kW | Other | 2022 | September Monthly Peak | 9 | 0.93759 | 0.90773 | 0.88535 | 0.87286 | 0.87356 | 0.89186 | 0.90282 | 0.92298 | 1.2105 | 1.4937 | 1.7027 | 1.8308 | 1.8933 | 1.9568 | 2.0023 | 1.9953 | 1.9091 | 1.6333 | 1.4029 | 1.3962 | 1.2995 | 1.1585 | 1.0447 | 0.98518 | 0 | 0 | 0 | 0 | 0 | 0 | 0 | 0 | 0 | 0 | 0 | 0 | 0 | 0 | 0.040045 | 0.039907 | 0.038181 | 0.032666 | 0 | 0 | 0 | 0 | 0 | 0 | 68.4789 | 67.2336 | 65.8718 | 64.5562 | 63.5885 | 62.554 | 62.0331 | 61.6502 | 63.7725 | 69.3267 | 75.7046 | 81.5822 | 85.4469 | 87.7496 | 88.8619 | 89.655 | 89.6054 | 88.8698 | 87.0559 | 83.8299 | 79.9319 | 77.1068 | 74.9448 | 73.5311 | 0.017418 | 0.016194 | 0.015893 | 0.015244 | 0.015182 | 0.015284 | 0.027575 | 0.026175 | 0.034253 | 0.038029 | 0.039681 | 0.041689 | 0.045473 | 0.050839 | 0.056238 | 0.059723 | 0.062001 | 0.051759 | 0.044189 | 0.029567 | 0.023253 | 0.02042 | 0.017099 | 0.016121
Portfolio Adjusted1-in-2Size: Under 20 kWOther2022October Monthly Peak | Portfolio Adjusted | 1-in-2 | Size: Under 20 kW | Other | 2022 | October Monthly Peak | 10 | 0.8875 | 0.859 | 0.83873 | 0.83127 | 0.8333 | 0.85265 | 0.89151 | 0.88574 | 1.1067 | 1.3473 | 1.5426 | 1.6682 | 1.7373 | 1.8096 | 1.8667 | 1.8623 | 1.7752 | 1.5214 | 1.4114 | 1.3543 | 1.2326 | 1.1025 | 0.99983 | 0.94254 | 0 | 0 | 0 | 0 | 0 | 0 | 0 | 0 | 0 | 0 | 0 | 0 | 0 | 0 | 0.037334 | 0.037246 | 0.035505 | 0.030428 | 0 | 0 | 0 | 0 | 0 | 0 | 67.8628 | 67.0952 | 65.8657 | 65.0736 | 64.1171 | 63.4907 | 62.8094 | 62.3457 | 63.2221 | 67.8925 | 74.237 | 79.6873 | 83.2833 | 85.6364 | 86.9809 | 87.3571 | 86.9136 | 85.866 | 83.6837 | 79.9973 | 75.7283 | 72.5692 | 70.2115 | 68.2269 | 0.017475 | 0.016247 | 0.015945 | 0.015294 | 0.015232 | 0.015335 | 0.027666 | 0.026261 | 0.034366 | 0.038154 | 0.039812 | 0.041826 | 0.045623 | 0.051007 | 0.056423 | 0.059919 | 0.062205 | 0.051929 | 0.044334 | 0.029664 | 0.023329 | 0.020487 | 0.017155 | 0.016174
Portfolio Adjusted1-in-2Size: Under 20 kWOther2022November Monthly Peak | Portfolio Adjusted | 1-in-2 | Size: Under 20 kW | Other | 2022 | November Monthly Peak | 11 | 0.81327 | 0.79307 | 0.78597 | 0.78811 | 0.79731 | 0.81881 | 0.78964 | 0.81273 | 1.0101 | 1.1755 | 1.2904 | 1.3452 | 1.3589 | 1.3837 | 1.4081 | 1.3939 | 1.364 | 1.3855 | 1.2554 | 1.163 | 1.0682 | 0.96983 | 0.89744 | 0.85145 | 0 | 0 | 0 | 0 | 0 | 0 | 0 | 0 | 0 | 0 | 0 | 0 | 0 | 0 | 0.028161 | 0.027877 | 0.02728 | 0.02771 | 0 | 0 | 0 | 0 | 0 | 0 | 55.602 | 54.8032 | 53.6635 | 52.6823 | 51.8187 | 51.3382 | 50.6634 | 50.6765 | 54.1168 | 60.0868 | 66.6444 | 71.7107 | 75.0375 | 76.7512 | 77.6425 | 77.5814 | 75.9172 | 72.316 | 67.8906 | 64.6345 | 62.2034 | 60.1063 | 59.0955 | 57.8845 | 0.01752 | 0.016289 | 0.015986 | 0.015334 | 0.015271 | 0.015374 | 0.027738 | 0.026329 | 0.034455 | 0.038252 | 0.039914 | 0.041934 | 0.045741 | 0.051138 | 0.056568 | 0.060074 | 0.062365 | 0.052063 | 0.044449 | 0.02974 | 0.02339 | 0.02054 | 0.017199 | 0.016216
Portfolio Adjusted1-in-2Size: Under 20 kWOther2022December Monthly Peak | Portfolio Adjusted | 1-in-2 | Size: Under 20 kW | Other | 2022 | December Monthly Peak | 12 | 0.88874 | 0.86834 | 0.85846 | 0.85967 | 0.87614 | 0.9104 | 0.97819 | 0.98055 | 1.2083 | 1.3747 | 1.4413 | 1.4268 | 1.3646 | 1.3164 | 1.2751 | 1.2437 | 1.2916 | 1.3844 | 1.2664 | 1.2081 | 1.1305 | 1.0547 | 0.9858 | 0.93935 | 0 | 0 | 0 | 0 | 0 | 0 | 0 | 0 | 0 | 0 | 0 | 0 | 0 | 0 | 0.025502 | 0.024873 | 0.025832 | 0.027689 | 0 | 0 | 0 | 0 | 0 | 0 | 42.7837 | 42.3213 | 41.4747 | 40.6992 | 39.943 | 39.407 | 39.3866 | 39.3794 | 39.7851 | 42.4953 | 45.1609 | 47.1582 | 48.4935 | 49.3405 | 50.0733 | 50.3006 | 49.9525 | 48.5044 | 46.7128 | 45.4062 | 44.4406 | 43.563 | 42.673 | 41.7475 | 0.018054 | 0.016785 | 0.016473 | 0.015801 | 0.015736 | 0.015843 | 0.028583 | 0.027131 | 0.035504 | 0.039418 | 0.04113 | 0.043211 | 0.047134 | 0.052696 | 0.058292 | 0.061904 | 0.064265 | 0.053649 | 0.045803 | 0.030646 | 0.024102 | 0.021166 | 0.017723 | 0.01671
Portfolio Adjusted1-in-2Size: Under 20 kWOther2022Typical Event Day | Portfolio Adjusted | 1-in-2 | Size: Under 20 kW | Other | 2022 | Typical Event Day | 8 | 0.97023 | 0.93609 | 0.91307 | 0.90185 | 0.89861 | 0.9134 | 0.87933 | 0.96015 | 1.2662 | 1.5723 | 1.7884 | 1.9237 | 1.9838 | 2.0473 | 2.0892 | 2.0792 | 1.9855 | 1.7055 | 1.4493 | 1.3522 | 1.3594 | 1.2177 | 1.0902 | 1.0251 | 0 | 0 | 0 | 0 | 0 | 0 | 0 | 0 | 0 | 0 | 0 | 0 | 0 | 0 | 0.041784 | 0.041584 | 0.039711 | 0.034109 | 0 | 0 | 0 | 0 | 0 | 0 | 70.6198 | 69.3105 | 68.0314 | 66.8615 | 65.744 | 64.7876 | 64.1012 | 64.275 | 67.3639 | 72.5007 | 77.6424 | 81.9956 | 85.3191 | 87.6604 | 89.0115 | 89.7418 | 89.8118 | 89.1654 | 87.6708 | 85.3804 | 81.9954 | 78.5517 | 76.0292 | 74.27 | 0.017423 | 0.016199 | 0.015897 | 0.015249 | 0.015186 | 0.015289 | 0.027584 | 0.026183 | 0.034263 | 0.03804 | 0.039693 | 0.041701 | 0.045487 | 0.050854 | 0.056254 | 0.05974 | 0.062019 | 0.051774 | 0.044202 | 0.029575 | 0.02326 | 0.020426 | 0.017104 | 0.016126
Portfolio Adjusted1-in-2Size: Under 20 kWOther2023January Monthly Peak | Portfolio Adjusted | 1-in-2 | Size: Under 20 kW | Other | 2023 | January Monthly Peak | 1 | 0.88173 | 0.86708 | 0.86012 | 0.86081 | 0.87874 | 0.91453 | 0.98328 | 0.97161 | 1.1796 | 1.33 | 1.3896 | 1.3805 | 1.33 | 1.2982 | 1.2723 | 1.2481 | 1.2486 | 1.3402 | 1.2611 | 1.1904 | 1.1151 | 1.0267 | 0.95686 | 0.91838 | 0 | 0 | 0 | 0 | 0 | 0 | 0 | 0 | 0 | 0 | 0 | 0 | 0 | 0 | 0.025445 | 0.024963 | 0.024972 | 0.026805 | 0 | 0 | 0 | 0 | 0 | 0 | 46.3586 | 45.9473 | 45.7417 | 45.3618 | 45.0699 | 44.9256 | 44.8785 | 44.5905 | 44.8441 | 46.5723 | 48.8451 | 50.9404 | 52.584 | 53.5595 | 54.136 | 54.0485 | 53.8143 | 52.9084 | 51.2039 | 49.9187 | 49.0924 | 48.6154 | 47.8013 | 47.0522 | 0.017743 | 0.016496 | 0.016189 | 0.015529 | 0.015465 | 0.01557 | 0.02809 | 0.026663 | 0.034892 | 0.038739 | 0.040421 | 0.042467 | 0.046322 | 0.051788 | 0.057287 | 0.060837 | 0.063158 | 0.052725 | 0.045014 | 0.030118 | 0.023687 | 0.020801 | 0.017418 | 0.016422
Portfolio Adjusted1-in-2Size: Under 20 kWOther2023February Monthly Peak | Portfolio Adjusted | 1-in-2 | Size: Under 20 kW | Other | 2023 | February Monthly Peak | 2 | 0.84581 | 0.83037 | 0.82277 | 0.82357 | 0.83957 | 0.86855 | 0.8928 | 0.88267 | 1.0888 | 1.238 | 1.3136 | 1.3249 | 1.3013 | 1.2942 | 1.2965 | 1.2857 | 1.2637 | 1.2559 | 1.2595 | 1.174 | 1.0899 | 0.99563 | 0.91989 | 0.87673 | 0 | 0 | 0 | 0 | 0 | 0 | 0 | 0 | 0 | 0 | 0 | 0 | 0 | 0 | 0.02593 | 0.025714 | 0.025274 | 0.025118 | 0 | 0 | 0 | 0 | 0 | 0 | 48.4816 | 47.9066 | 47.4291 | 47.0506 | 47.1644 | 46.7741 | 46.3038 | 46.7548 | 47.9552 | 51.4029 | 55.2774 | 58.0761 | 59.8362 | 60.6606 | 61.2206 | 61.7052 | 61.7161 | 60.7969 | 58.6554 | 56.1738 | 54.6234 | 53.3197 | 52.2487 | 50.8957 | 0.017478 | 0.01625 | 0.015948 | 0.015297 | 0.015235 | 0.015338 | 0.027671 | 0.026266 | 0.034372 | 0.038161 | 0.039819 | 0.041833 | 0.045631 | 0.051016 | 0.056433 | 0.05993 | 0.062216 | 0.051939 | 0.044342 | 0.029669 | 0.023334 | 0.020491 | 0.017158 | 0.016177
Portfolio Adjusted1-in-2Size: Under 20 kWOther2023March Monthly Peak | Portfolio Adjusted | 1-in-2 | Size: Under 20 kW | Other | 2023 | March Monthly Peak | 3 | 0.8577 | 0.83462 | 0.82283 | 0.82023 | 0.83128 | 0.85675 | 0.90324 | 0.8841 | 1.057 | 1.2073 | 1.2948 | 1.3118 | 1.2924 | 1.2935 | 1.3009 | 1.2923 | 1.2572 | 1.1658 | 1.1109 | 1.162 | 1.1015 | 1.01 | 0.93687 | 0.89177 | 0 | 0 | 0 | 0 | 0 | 0 | 0 | 0 | 0 | 0 | 0 | 0 | 0 | 0 | 0.026018 | 0.025846 | 0.025144 | 0.023316 | 0 | 0 | 0 | 0 | 0 | 0 | 50.3358 | 49.5905 | 48.8016 | 48.2236 | 47.6555 | 47.2892 | 46.8706 | 46.8555 | 49.0469 | 52.0487 | 54.9333 | 57.4717 | 59.8314 | 61.311 | 62.2529 | 62.9275 | 62.6929 | 61.9066 | 59.7572 | 56.7692 | 54.6397 | 53.0544 | 51.6513 | 50.5349 | 0.017516 | 0.016285 | 0.015982 | 0.01533 | 0.015268 | 0.015371 | 0.027731 | 0.026322 | 0.034446 | 0.038243 | 0.039905 | 0.041924 | 0.04573 | 0.051126 | 0.056555 | 0.060059 | 0.06235 | 0.052051 | 0.044438 | 0.029733 | 0.023384 | 0.020535 | 0.017195 | 0.016212
Portfolio Adjusted1-in-2Size: Under 20 kWOther2023April Monthly Peak | Portfolio Adjusted | 1-in-2 | Size: Under 20 kW | Other | 2023 | April Monthly Peak | 4 | 0.85794 | 0.8345 | 0.81741 | 0.81312 | 0.81747 | 0.83687 | 0.80304 | 0.81446 | 1.025 | 1.2289 | 1.3722 | 1.4498 | 1.4883 | 1.5457 | 1.5948 | 1.599 | 1.536 | 1.3442 | 1.1791 | 1.184 | 1.1712 | 1.0532 | 0.9583 | 0.90215 | 0 | 0 | 0 | 0 | 0 | 0 | 0 | 0 | 0 | 0 | 0 | 0 | 0 | 0 | 0.031896 | 0.031981 | 0.03072 | 0.026884 | 0 | 0 | 0 | 0 | 0 | 0 | 63.1983 | 61.9423 | 60.7984 | 59.7148 | 58.7571 | 57.9396 | 57.2608 | 57.1307 | 59.4332 | 63.7634 | 69.2434 | 73.9823 | 77.3535 | 79.3284 | 80.6088 | 81.3174 | 81.3808 | 80.888 | 79.8703 | 77.8477 | 74.1866 | 71.2165 | 68.7639 | 66.6574 | 0.017451 | 0.016225 | 0.015923 | 0.015273 | 0.015211 | 0.015314 | 0.027629 | 0.026225 | 0.034319 | 0.038102 | 0.039758 | 0.041769 | 0.045561 | 0.050938 | 0.056346 | 0.059838 | 0.06212 | 0.051859 | 0.044274 | 0.029624 | 0.023298 | 0.020459 | 0.017132 | 0.016152
Portfolio Adjusted1-in-2Size: Under 20 kWOther2023May Monthly Peak | Portfolio Adjusted | 1-in-2 | Size: Under 20 kW | Other | 2023 | May Monthly Peak | 5 | 0.88443 | 0.8588 | 0.83914 | 0.83208 | 0.83314 | 0.82855 | 0.74573 | 0.83117 | 1.0741 | 1.3099 | 1.478 | 1.5753 | 1.6222 | 1.6784 | 1.7302 | 1.7358 | 1.6691 | 1.4604 | 1.2637 | 1.1825 | 1.2242 | 1.1012 | 0.99323 | 0.93123 | 0 | 0 | 0 | 0 | 0 | 0 | 0 | 0 | 0 | 0 | 0 | 0 | 0 | 0 | 0.034604 | 0.034716 | 0.033381 | 0.029207 | 0 | 0 | 0 | 0 | 0 | 0 | 65.6301 | 64.2999 | 63.1224 | 61.9322 | 60.9191 | 59.8652 | 58.8122 | 59.8708 | 63.8776 | 68.3954 | 72.621 | 76.4609 | 79.6465 | 82.0372 | 83.6303 | 84.5025 | 84.5674 | 83.9632 | 82.6043 | 80.5472 | 76.7186 | 73.1454 | 70.763 | 68.6994 | 0.01743 | 0.016205 | 0.015904 | 0.015255 | 0.015193 | 0.015295 | 0.027595 | 0.026193 | 0.034277 | 0.038055 | 0.039709 | 0.041718 | 0.045505 | 0.050875 | 0.056277 | 0.059764 | 0.062044 | 0.051795 | 0.04422 | 0.029587 | 0.023269 | 0.020434 | 0.017111 | 0.016132
Portfolio Adjusted1-in-2Size: Under 20 kWOther2023June Monthly Peak | Portfolio Adjusted | 1-in-2 | Size: Under 20 kW | Other | 2023 | June Monthly Peak | 6 | 0.94008 | 0.90802 | 0.88656 | 0.87673 | 0.87303 | 0.85216 | 0.79233 | 0.91472 | 1.1961 | 1.4606 | 1.6608 | 1.7798 | 1.8414 | 1.9075 | 1.9603 | 1.956 | 1.8773 | 1.6281 | 1.3918 | 1.2593 | 1.2837 | 1.181 | 1.0621 | 0.99451 | 0 | 0 | 0 | 0 | 0 | 0 | 0 | 0 | 0 | 0 | 0 | 0 | 0 | 0 | 0.039206 | 0.03912 | 0.037547 | 0.032561 | 0 | 0 | 0 | 0 | 0 | 0 | 68.2891 | 66.5972 | 65.2773 | 64.254 | 62.9689 | 61.9615 | 61.2283 | 62.2389 | 66.2464 | 70.9041 | 75.3843 | 79.3002 | 82.4082 | 84.5104 | 85.7722 | 86.4004 | 86.6696 | 86.3276 | 85.1014 | 83.1041 | 80.17 | 76.3711 | 73.4621 | 71.3802 | 0.01743 | 0.016205 | 0.015904 | 0.015255 | 0.015193 | 0.015295 | 0.027595 | 0.026193 | 0.034277 | 0.038056 | 0.039709 | 0.041718 | 0.045506 | 0.050875 | 0.056277 | 0.059765 | 0.062044 | 0.051796 | 0.04422 | 0.029587 | 0.023269 | 0.020434 | 0.017111 | 0.016132
Portfolio Adjusted1-in-2Size: Under 20 kWOther2023July Monthly Peak | Portfolio Adjusted | 1-in-2 | Size: Under 20 kW | Other | 2023 | July Monthly Peak | 7 | 0.98675 | 0.94927 | 0.92363 | 0.91311 | 0.90853 | 0.91402 | 0.86566 | 0.9931 | 1.3174 | 1.6196 | 1.8397 | 1.9593 | 2.0134 | 2.0692 | 2.1127 | 2.1019 | 2.0122 | 1.7339 | 1.4821 | 1.3381 | 1.3546 | 1.24 | 1.1134 | 1.0408 | 0 | 0 | 0 | 0 | 0 | 0 | 0 | 0 | 0 | 0 | 0 | 0 | 0 | 0 | 0.042255 | 0.042038 | 0.040244 | 0.034679 | 0 | 0 | 0 | 0 | 0 | 0 | 71.7741 | 70.7821 | 69.7406 | 68.6197 | 67.4562 | 66.6813 | 65.9913 | 66.3608 | 69.4096 | 73.98 | 78.4372 | 82.0887 | 85.0331 | 87.4721 | 89.2388 | 90.1166 | 90.2486 | 89.5356 | 88.1576 | 86.5967 | 83.4619 | 79.5738 | 76.9157 | 75.1732 | 0.017396 | 0.016174 | 0.015873 | 0.015225 | 0.015163 | 0.015266 | 0.027541 | 0.026143 | 0.034211 | 0.037982 | 0.039632 | 0.041637 | 0.045417 | 0.050777 | 0.056168 | 0.059649 | 0.061924 | 0.051695 | 0.044134 | 0.02953 | 0.023224 | 0.020395 | 0.017078 | 0.016101
Portfolio Adjusted1-in-2Size: Under 20 kWOther2023August Monthly Peak | Portfolio Adjusted | 1-in-2 | Size: Under 20 kW | Other | 2023 | August Monthly Peak | 8 | 0.9968 | 0.96061 | 0.93595 | 0.92373 | 0.91923 | 0.93526 | 0.90263 | 0.99738 | 1.3321 | 1.6685 | 1.9071 | 2.0559 | 2.1207 | 2.1868 | 2.2278 | 2.2133 | 2.1132 | 1.8149 | 1.53 | 1.422 | 1.4185 | 1.265 | 1.1292 | 1.0606 | 0 | 0 | 0 | 0 | 0 | 0 | 0 | 0 | 0 | 0 | 0 | 0 | 0 | 0 | 0.044556 | 0.044266 | 0.042263 | 0.036297 | 0 | 0 | 0 | 0 | 0 | 0 | 73.9371 | 72.629 | 71.2357 | 70.0161 | 68.9624 | 67.9537 | 67.1523 | 66.85 | 70.0274 | 75.7919 | 81.0434 | 85.0112 | 88.3884 | 90.9095 | 92.1729 | 92.7953 | 92.7236 | 91.9286 | 90.3684 | 87.9912 | 84.4177 | 81.155 | 78.7943 | 76.9957 | 0.017551 | 0.016318 | 0.016014 | 0.015361 | 0.015298 | 0.015402 | 0.027787 | 0.026375 | 0.034516 | 0.03832 | 0.039985 | 0.042008 | 0.045822 | 0.051229 | 0.056668 | 0.06018 | 0.062475 | 0.052155 | 0.044527 | 0.029793 | 0.023431 | 0.020576 | 0.01723 | 0.016245
Portfolio Adjusted1-in-2Size: Under 20 kWOther2023September Monthly Peak | Portfolio Adjusted | 1-in-2 | Size: Under 20 kW | Other | 2023 | September Monthly Peak | 9 | 0.93759 | 0.90773 | 0.88535 | 0.87286 | 0.87356 | 0.89186 | 0.90282 | 0.92298 | 1.2105 | 1.4937 | 1.7027 | 1.8308 | 1.8933 | 1.9568 | 2.0023 | 1.9953 | 1.9091 | 1.6333 | 1.4029 | 1.3962 | 1.2995 | 1.1585 | 1.0447 | 0.98518 | 0 | 0 | 0 | 0 | 0 | 0 | 0 | 0 | 0 | 0 | 0 | 0 | 0 | 0 | 0.040045 | 0.039907 | 0.038181 | 0.032666 | 0 | 0 | 0 | 0 | 0 | 0 | 68.4789 | 67.2336 | 65.8718 | 64.5562 | 63.5885 | 62.554 | 62.0331 | 61.6502 | 63.7725 | 69.3267 | 75.7046 | 81.5822 | 85.4469 | 87.7496 | 88.8619 | 89.655 | 89.6054 | 88.8698 | 87.0559 | 83.8299 | 79.9319 | 77.1068 | 74.9448 | 73.5311 | 0.017418 | 0.016194 | 0.015893 | 0.015244 | 0.015182 | 0.015284 | 0.027575 | 0.026175 | 0.034253 | 0.038029 | 0.039681 | 0.041689 | 0.045473 | 0.050839 | 0.056238 | 0.059723 | 0.062001 | 0.051759 | 0.044189 | 0.029567 | 0.023253 | 0.02042 | 0.017099 | 0.016121
Portfolio Adjusted1-in-2Size: Under 20 kWOther2023October Monthly Peak | Portfolio Adjusted | 1-in-2 | Size: Under 20 kW | Other | 2023 | October Monthly Peak | 10 | 0.8875 | 0.859 | 0.83873 | 0.83127 | 0.8333 | 0.85265 | 0.89151 | 0.88574 | 1.1067 | 1.3473 | 1.5426 | 1.6682 | 1.7373 | 1.8096 | 1.8667 | 1.8623 | 1.7752 | 1.5214 | 1.4114 | 1.3543 | 1.2326 | 1.1025 | 0.99983 | 0.94254 | 0 | 0 | 0 | 0 | 0 | 0 | 0 | 0 | 0 | 0 | 0 | 0 | 0 | 0 | 0.037334 | 0.037246 | 0.035505 | 0.030428 | 0 | 0 | 0 | 0 | 0 | 0 | 67.8628 | 67.0952 | 65.8657 | 65.0736 | 64.1171 | 63.4907 | 62.8094 | 62.3457 | 63.2221 | 67.8925 | 74.237 | 79.6873 | 83.2833 | 85.6364 | 86.9809 | 87.3571 | 86.9136 | 85.866 | 83.6837 | 79.9973 | 75.7283 | 72.5692 | 70.2115 | 68.2269 | 0.017475 | 0.016247 | 0.015945 | 0.015294 | 0.015232 | 0.015335 | 0.027666 | 0.026261 | 0.034366 | 0.038154 | 0.039812 | 0.041826 | 0.045623 | 0.051007 | 0.056423 | 0.059919 | 0.062205 | 0.051929 | 0.044334 | 0.029664 | 0.023329 | 0.020487 | 0.017155 | 0.016174
Portfolio Adjusted1-in-2Size: Under 20 kWOther2023November Monthly Peak | Portfolio Adjusted | 1-in-2 | Size: Under 20 kW | Other | 2023 | November Monthly Peak | 11 | 0.81327 | 0.79307 | 0.78597 | 0.78811 | 0.79731 | 0.81881 | 0.78964 | 0.81273 | 1.0101 | 1.1755 | 1.2904 | 1.3452 | 1.3589 | 1.3837 | 1.4081 | 1.3939 | 1.364 | 1.3855 | 1.2554 | 1.163 | 1.0682 | 0.96983 | 0.89744 | 0.85145 | 0 | 0 | 0 | 0 | 0 | 0 | 0 | 0 | 0 | 0 | 0 | 0 | 0 | 0 | 0.028161 | 0.027877 | 0.02728 | 0.02771 | 0 | 0 | 0 | 0 | 0 | 0 | 55.602 | 54.8032 | 53.6635 | 52.6823 | 51.8187 | 51.3382 | 50.6634 | 50.6765 | 54.1168 | 60.0868 | 66.6444 | 71.7107 | 75.0375 | 76.7512 | 77.6425 | 77.5814 | 75.9172 | 72.316 | 67.8906 | 64.6345 | 62.2034 | 60.1063 | 59.0955 | 57.8845 | 0.01752 | 0.016289 | 0.015986 | 0.015334 | 0.015271 | 0.015374 | 0.027738 | 0.026329 | 0.034455 | 0.038252 | 0.039914 | 0.041934 | 0.045741 | 0.051138 | 0.056568 | 0.060074 | 0.062365 | 0.052063 | 0.044449 | 0.02974 | 0.02339 | 0.02054 | 0.017199 | 0.016216
Portfolio Adjusted1-in-2Size: Under 20 kWOther2023December Monthly Peak | Portfolio Adjusted | 1-in-2 | Size: Under 20 kW | Other | 2023 | December Monthly Peak | 12 | 0.88874 | 0.86834 | 0.85846 | 0.85967 | 0.87614 | 0.9104 | 0.97819 | 0.98055 | 1.2083 | 1.3747 | 1.4413 | 1.4268 | 1.3646 | 1.3164 | 1.2751 | 1.2437 | 1.2916 | 1.3844 | 1.2664 | 1.2081 | 1.1305 | 1.0547 | 0.9858 | 0.93935 | 0 | 0 | 0 | 0 | 0 | 0 | 0 | 0 | 0 | 0 | 0 | 0 | 0 | 0 | 0.025502 | 0.024873 | 0.025832 | 0.027689 | 0 | 0 | 0 | 0 | 0 | 0 | 42.7837 | 42.3213 | 41.4747 | 40.6992 | 39.943 | 39.407 | 39.3866 | 39.3794 | 39.7851 | 42.4953 | 45.1609 | 47.1582 | 48.4935 | 49.3405 | 50.0733 | 50.3006 | 49.9525 | 48.5044 | 46.7128 | 45.4062 | 44.4406 | 43.563 | 42.673 | 41.7475 | 0.018054 | 0.016785 | 0.016473 | 0.015801 | 0.015736 | 0.015843 | 0.028583 | 0.027131 | 0.035504 | 0.039418 | 0.04113 | 0.043211 | 0.047134 | 0.052696 | 0.058292 | 0.061904 | 0.064265 | 0.053649 | 0.045803 | 0.030646 | 0.024102 | 0.021166 | 0.017723 | 0.01671
Portfolio Adjusted1-in-2Size: Under 20 kWOther2023Typical Event Day | Portfolio Adjusted | 1-in-2 | Size: Under 20 kW | Other | 2023 | Typical Event Day | 8 | 0.97023 | 0.93609 | 0.91307 | 0.90185 | 0.89861 | 0.9134 | 0.87933 | 0.96015 | 1.2662 | 1.5723 | 1.7884 | 1.9237 | 1.9838 | 2.0473 | 2.0892 | 2.0792 | 1.9855 | 1.7055 | 1.4493 | 1.3522 | 1.3594 | 1.2177 | 1.0902 | 1.0251 | 0 | 0 | 0 | 0 | 0 | 0 | 0 | 0 | 0 | 0 | 0 | 0 | 0 | 0 | 0.041784 | 0.041584 | 0.039711 | 0.034109 | 0 | 0 | 0 | 0 | 0 | 0 | 70.6198 | 69.3105 | 68.0314 | 66.8615 | 65.744 | 64.7876 | 64.1012 | 64.275 | 67.364 | 72.5007 | 77.6424 | 81.9956 | 85.3191 | 87.6604 | 89.0115 | 89.7418 | 89.8118 | 89.1654 | 87.6708 | 85.3805 | 81.9954 | 78.5517 | 76.0292 | 74.27 | 0.017423 | 0.016199 | 0.015897 | 0.015249 | 0.015186 | 0.015289 | 0.027584 | 0.026183 | 0.034263 | 0.03804 | 0.039693 | 0.041701 | 0.045487 | 0.050854 | 0.056254 | 0.05974 | 0.062019 | 0.051774 | 0.044202 | 0.029575 | 0.02326 | 0.020426 | 0.017104 | 0.016126
Portfolio Adjusted1-in-2Size: Under 20 kWOther2024January Monthly Peak | Portfolio Adjusted | 1-in-2 | Size: Under 20 kW | Other | 2024 | January Monthly Peak | 1 | 0.88173 | 0.86708 | 0.86012 | 0.86081 | 0.87874 | 0.91453 | 0.98328 | 0.97161 | 1.1796 | 1.33 | 1.3896 | 1.3805 | 1.33 | 1.2982 | 1.2723 | 1.2481 | 1.2486 | 1.3402 | 1.2611 | 1.1904 | 1.1151 | 1.0267 | 0.95686 | 0.91838 | 0 | 0 | 0 | 0 | 0 | 0 | 0 | 0 | 0 | 0 | 0 | 0 | 0 | 0 | 0.025445 | 0.024963 | 0.024972 | 0.026805 | 0 | 0 | 0 | 0 | 0 | 0 | 46.3586 | 45.9473 | 45.7417 | 45.3618 | 45.0699 | 44.9256 | 44.8785 | 44.5905 | 44.8441 | 46.5723 | 48.8451 | 50.9404 | 52.584 | 53.5595 | 54.136 | 54.0485 | 53.8143 | 52.9084 | 51.2039 | 49.9187 | 49.0924 | 48.6154 | 47.8013 | 47.0522 | 0.017743 | 0.016496 | 0.016189 | 0.015529 | 0.015465 | 0.01557 | 0.02809 | 0.026663 | 0.034892 | 0.038739 | 0.040421 | 0.042467 | 0.046322 | 0.051788 | 0.057287 | 0.060837 | 0.063158 | 0.052725 | 0.045014 | 0.030118 | 0.023687 | 0.020801 | 0.017418 | 0.016422
Portfolio Adjusted1-in-2Size: Under 20 kWOther2024February Monthly Peak | Portfolio Adjusted | 1-in-2 | Size: Under 20 kW | Other | 2024 | February Monthly Peak | 2 | 0.84581 | 0.83037 | 0.82277 | 0.82357 | 0.83957 | 0.86855 | 0.8928 | 0.88267 | 1.0888 | 1.238 | 1.3136 | 1.3249 | 1.3013 | 1.2942 | 1.2965 | 1.2857 | 1.2637 | 1.2559 | 1.2595 | 1.174 | 1.0899 | 0.99563 | 0.91989 | 0.87673 | 0 | 0 | 0 | 0 | 0 | 0 | 0 | 0 | 0 | 0 | 0 | 0 | 0 | 0 | 0.02593 | 0.025714 | 0.025274 | 0.025118 | 0 | 0 | 0 | 0 | 0 | 0 | 48.4816 | 47.9066 | 47.4291 | 47.0506 | 47.1644 | 46.7741 | 46.3038 | 46.7548 | 47.9552 | 51.4029 | 55.2774 | 58.0761 | 59.8362 | 60.6606 | 61.2206 | 61.7052 | 61.7161 | 60.7969 | 58.6554 | 56.1738 | 54.6234 | 53.3197 | 52.2487 | 50.8957 | 0.017478 | 0.01625 | 0.015948 | 0.015297 | 0.015235 | 0.015338 | 0.027671 | 0.026266 | 0.034372 | 0.038161 | 0.039819 | 0.041833 | 0.045631 | 0.051016 | 0.056433 | 0.05993 | 0.062216 | 0.051939 | 0.044342 | 0.029669 | 0.023334 | 0.020491 | 0.017158 | 0.016177
Portfolio Adjusted1-in-2Size: Under 20 kWOther2024March Monthly Peak | Portfolio Adjusted | 1-in-2 | Size: Under 20 kW | Other | 2024 | March Monthly Peak | 3 | 0.8577 | 0.83462 | 0.82283 | 0.82023 | 0.83128 | 0.85675 | 0.90324 | 0.8841 | 1.057 | 1.2073 | 1.2948 | 1.3118 | 1.2924 | 1.2935 | 1.3009 | 1.2923 | 1.2572 | 1.1658 | 1.1109 | 1.162 | 1.1015 | 1.01 | 0.93687 | 0.89177 | 0 | 0 | 0 | 0 | 0 | 0 | 0 | 0 | 0 | 0 | 0 | 0 | 0 | 0 | 0.026018 | 0.025846 | 0.025144 | 0.023316 | 0 | 0 | 0 | 0 | 0 | 0 | 50.3358 | 49.5905 | 48.8016 | 48.2236 | 47.6555 | 47.2892 | 46.8706 | 46.8555 | 49.0469 | 52.0487 | 54.9333 | 57.4717 | 59.8314 | 61.311 | 62.2529 | 62.9275 | 62.6929 | 61.9066 | 59.7572 | 56.7692 | 54.6397 | 53.0544 | 51.6513 | 50.5349 | 0.017516 | 0.016285 | 0.015982 | 0.01533 | 0.015268 | 0.015371 | 0.027731 | 0.026322 | 0.034446 | 0.038243 | 0.039905 | 0.041924 | 0.04573 | 0.051126 | 0.056555 | 0.060059 | 0.06235 | 0.052051 | 0.044438 | 0.029733 | 0.023384 | 0.020535 | 0.017195 | 0.016212
Portfolio Adjusted1-in-2Size: Under 20 kWOther2024April Monthly Peak | Portfolio Adjusted | 1-in-2 | Size: Under 20 kW | Other | 2024 | April Monthly Peak | 4 | 0.85794 | 0.8345 | 0.81741 | 0.81312 | 0.81747 | 0.83687 | 0.80304 | 0.81446 | 1.025 | 1.2289 | 1.3722 | 1.4498 | 1.4883 | 1.5457 | 1.5948 | 1.599 | 1.536 | 1.3442 | 1.1791 | 1.184 | 1.1712 | 1.0532 | 0.9583 | 0.90215 | 0 | 0 | 0 | 0 | 0 | 0 | 0 | 0 | 0 | 0 | 0 | 0 | 0 | 0 | 0.031896 | 0.031981 | 0.03072 | 0.026884 | 0 | 0 | 0 | 0 | 0 | 0 | 63.1983 | 61.9423 | 60.7984 | 59.7148 | 58.7571 | 57.9396 | 57.2608 | 57.1307 | 59.4332 | 63.7634 | 69.2434 | 73.9823 | 77.3535 | 79.3284 | 80.6088 | 81.3174 | 81.3808 | 80.888 | 79.8703 | 77.8477 | 74.1866 | 71.2165 | 68.7639 | 66.6574 | 0.017451 | 0.016225 | 0.015923 | 0.015273 | 0.015211 | 0.015314 | 0.027629 | 0.026225 | 0.034319 | 0.038102 | 0.039758 | 0.041769 | 0.045561 | 0.050938 | 0.056346 | 0.059838 | 0.06212 | 0.051859 | 0.044274 | 0.029624 | 0.023298 | 0.020459 | 0.017132 | 0.016152
Portfolio Adjusted1-in-2Size: Under 20 kWOther2024May Monthly Peak | Portfolio Adjusted | 1-in-2 | Size: Under 20 kW | Other | 2024 | May Monthly Peak | 5 | 0.88443 | 0.8588 | 0.83914 | 0.83208 | 0.83314 | 0.82855 | 0.74573 | 0.83117 | 1.0741 | 1.3099 | 1.478 | 1.5753 | 1.6222 | 1.6784 | 1.7302 | 1.7358 | 1.6691 | 1.4604 | 1.2637 | 1.1825 | 1.2242 | 1.1012 | 0.99323 | 0.93123 | 0 | 0 | 0 | 0 | 0 | 0 | 0 | 0 | 0 | 0 | 0 | 0 | 0 | 0 | 0.034604 | 0.034716 | 0.033381 | 0.029207 | 0 | 0 | 0 | 0 | 0 | 0 | 65.6301 | 64.2999 | 63.1224 | 61.9322 | 60.9191 | 59.8652 | 58.8122 | 59.8708 | 63.8776 | 68.3954 | 72.621 | 76.4609 | 79.6465 | 82.0372 | 83.6303 | 84.5025 | 84.5674 | 83.9632 | 82.6043 | 80.5472 | 76.7186 | 73.1454 | 70.763 | 68.6994 | 0.01743 | 0.016205 | 0.015904 | 0.015255 | 0.015193 | 0.015295 | 0.027595 | 0.026193 | 0.034277 | 0.038055 | 0.039709 | 0.041718 | 0.045505 | 0.050875 | 0.056277 | 0.059764 | 0.062044 | 0.051795 | 0.04422 | 0.029587 | 0.023269 | 0.020434 | 0.017111 | 0.016132
Portfolio Adjusted1-in-2Size: Under 20 kWOther2024June Monthly Peak | Portfolio Adjusted | 1-in-2 | Size: Under 20 kW | Other | 2024 | June Monthly Peak | 6 | 0.94008 | 0.90802 | 0.88656 | 0.87673 | 0.87303 | 0.85216 | 0.79233 | 0.91472 | 1.1961 | 1.4606 | 1.6608 | 1.7798 | 1.8414 | 1.9075 | 1.9603 | 1.956 | 1.8773 | 1.6281 | 1.3918 | 1.2593 | 1.2837 | 1.181 | 1.0621 | 0.99451 | 0 | 0 | 0 | 0 | 0 | 0 | 0 | 0 | 0 | 0 | 0 | 0 | 0 | 0 | 0.039206 | 0.03912 | 0.037547 | 0.032561 | 0 | 0 | 0 | 0 | 0 | 0 | 68.2891 | 66.5972 | 65.2773 | 64.254 | 62.9689 | 61.9615 | 61.2283 | 62.2389 | 66.2464 | 70.9041 | 75.3843 | 79.3002 | 82.4082 | 84.5104 | 85.7722 | 86.4004 | 86.6696 | 86.3276 | 85.1014 | 83.1041 | 80.17 | 76.3711 | 73.4621 | 71.3802 | 0.01743 | 0.016205 | 0.015904 | 0.015255 | 0.015193 | 0.015295 | 0.027595 | 0.026193 | 0.034277 | 0.038056 | 0.039709 | 0.041718 | 0.045506 | 0.050875 | 0.056277 | 0.059765 | 0.062044 | 0.051796 | 0.04422 | 0.029587 | 0.023269 | 0.020434 | 0.017111 | 0.016132
Portfolio Adjusted1-in-2Size: Under 20 kWOther2024July Monthly Peak | Portfolio Adjusted | 1-in-2 | Size: Under 20 kW | Other | 2024 | July Monthly Peak | 7 | 0.98675 | 0.94927 | 0.92363 | 0.91311 | 0.90853 | 0.91402 | 0.86566 | 0.9931 | 1.3174 | 1.6196 | 1.8397 | 1.9593 | 2.0134 | 2.0692 | 2.1127 | 2.1019 | 2.0122 | 1.7339 | 1.4821 | 1.3381 | 1.3546 | 1.24 | 1.1134 | 1.0408 | 0 | 0 | 0 | 0 | 0 | 0 | 0 | 0 | 0 | 0 | 0 | 0 | 0 | 0 | 0.042255 | 0.042038 | 0.040244 | 0.034679 | 0 | 0 | 0 | 0 | 0 | 0 | 71.7741 | 70.7821 | 69.7406 | 68.6197 | 67.4562 | 66.6813 | 65.9913 | 66.3608 | 69.4096 | 73.98 | 78.4372 | 82.0887 | 85.0331 | 87.4721 | 89.2388 | 90.1166 | 90.2486 | 89.5356 | 88.1576 | 86.5967 | 83.4619 | 79.5738 | 76.9157 | 75.1732 | 0.017396 | 0.016174 | 0.015873 | 0.015225 | 0.015163 | 0.015266 | 0.027541 | 0.026143 | 0.034211 | 0.037982 | 0.039632 | 0.041637 | 0.045417 | 0.050777 | 0.056168 | 0.059649 | 0.061924 | 0.051695 | 0.044134 | 0.02953 | 0.023224 | 0.020395 | 0.017078 | 0.016101
Portfolio Adjusted1-in-2Size: Under 20 kWOther2024August Monthly Peak | Portfolio Adjusted | 1-in-2 | Size: Under 20 kW | Other | 2024 | August Monthly Peak | 8 | 0.9968 | 0.96061 | 0.93595 | 0.92373 | 0.91923 | 0.93526 | 0.90263 | 0.99738 | 1.3321 | 1.6685 | 1.9071 | 2.0559 | 2.1207 | 2.1868 | 2.2278 | 2.2133 | 2.1132 | 1.8149 | 1.53 | 1.422 | 1.4185 | 1.265 | 1.1292 | 1.0606 | 0 | 0 | 0 | 0 | 0 | 0 | 0 | 0 | 0 | 0 | 0 | 0 | 0 | 0 | 0.044556 | 0.044266 | 0.042263 | 0.036297 | 0 | 0 | 0 | 0 | 0 | 0 | 73.9371 | 72.629 | 71.2357 | 70.0161 | 68.9624 | 67.9538 | 67.1523 | 66.85 | 70.0274 | 75.7919 | 81.0434 | 85.0112 | 88.3884 | 90.9095 | 92.1729 | 92.7953 | 92.7236 | 91.9286 | 90.3684 | 87.9912 | 84.4177 | 81.155 | 78.7943 | 76.9957 | 0.017551 | 0.016318 | 0.016014 | 0.015361 | 0.015298 | 0.015402 | 0.027787 | 0.026375 | 0.034516 | 0.03832 | 0.039985 | 0.042008 | 0.045822 | 0.051229 | 0.056668 | 0.06018 | 0.062475 | 0.052155 | 0.044527 | 0.029793 | 0.023431 | 0.020576 | 0.01723 | 0.016245
Portfolio Adjusted1-in-2Size: Under 20 kWOther2024September Monthly Peak | Portfolio Adjusted | 1-in-2 | Size: Under 20 kW | Other | 2024 | September Monthly Peak | 9 | 0.93759 | 0.90773 | 0.88535 | 0.87286 | 0.87356 | 0.89186 | 0.90282 | 0.92298 | 1.2105 | 1.4937 | 1.7027 | 1.8308 | 1.8933 | 1.9568 | 2.0023 | 1.9953 | 1.9091 | 1.6333 | 1.4029 | 1.3962 | 1.2995 | 1.1585 | 1.0447 | 0.98518 | 0 | 0 | 0 | 0 | 0 | 0 | 0 | 0 | 0 | 0 | 0 | 0 | 0 | 0 | 0.040045 | 0.039907 | 0.038181 | 0.032666 | 0 | 0 | 0 | 0 | 0 | 0 | 68.4789 | 67.2336 | 65.8718 | 64.5562 | 63.5885 | 62.554 | 62.0331 | 61.6502 | 63.7725 | 69.3267 | 75.7046 | 81.5822 | 85.4469 | 87.7496 | 88.8619 | 89.655 | 89.6054 | 88.8698 | 87.0559 | 83.8299 | 79.9319 | 77.1068 | 74.9448 | 73.5311 | 0.017418 | 0.016194 | 0.015893 | 0.015244 | 0.015182 | 0.015284 | 0.027575 | 0.026175 | 0.034253 | 0.038029 | 0.039681 | 0.041689 | 0.045473 | 0.050839 | 0.056238 | 0.059723 | 0.062001 | 0.051759 | 0.044189 | 0.029567 | 0.023253 | 0.02042 | 0.017099 | 0.016121
Portfolio Adjusted1-in-2Size: Under 20 kWOther2024October Monthly Peak | Portfolio Adjusted | 1-in-2 | Size: Under 20 kW | Other | 2024 | October Monthly Peak | 10 | 0.8875 | 0.859 | 0.83873 | 0.83127 | 0.8333 | 0.85265 | 0.89151 | 0.88574 | 1.1067 | 1.3473 | 1.5426 | 1.6682 | 1.7373 | 1.8096 | 1.8667 | 1.8623 | 1.7752 | 1.5214 | 1.4114 | 1.3543 | 1.2326 | 1.1025 | 0.99983 | 0.94254 | 0 | 0 | 0 | 0 | 0 | 0 | 0 | 0 | 0 | 0 | 0 | 0 | 0 | 0 | 0.037334 | 0.037246 | 0.035505 | 0.030428 | 0 | 0 | 0 | 0 | 0 | 0 | 67.8628 | 67.0952 | 65.8657 | 65.0736 | 64.1171 | 63.4907 | 62.8094 | 62.3457 | 63.2221 | 67.8925 | 74.237 | 79.6873 | 83.2833 | 85.6364 | 86.9809 | 87.3571 | 86.9136 | 85.866 | 83.6837 | 79.9973 | 75.7283 | 72.5692 | 70.2115 | 68.2269 | 0.017475 | 0.016247 | 0.015945 | 0.015294 | 0.015232 | 0.015335 | 0.027666 | 0.026261 | 0.034366 | 0.038154 | 0.039812 | 0.041826 | 0.045623 | 0.051007 | 0.056423 | 0.059919 | 0.062205 | 0.051929 | 0.044334 | 0.029664 | 0.023329 | 0.020487 | 0.017155 | 0.016174
Portfolio Adjusted1-in-2Size: Under 20 kWOther2024November Monthly Peak | Portfolio Adjusted | 1-in-2 | Size: Under 20 kW | Other | 2024 | November Monthly Peak | 11 | 0.81327 | 0.79307 | 0.78597 | 0.78811 | 0.79731 | 0.81881 | 0.78964 | 0.81273 | 1.0101 | 1.1755 | 1.2904 | 1.3452 | 1.3589 | 1.3837 | 1.4081 | 1.3939 | 1.364 | 1.3855 | 1.2554 | 1.163 | 1.0682 | 0.96983 | 0.89744 | 0.85145 | 0 | 0 | 0 | 0 | 0 | 0 | 0 | 0 | 0 | 0 | 0 | 0 | 0 | 0 | 0.028161 | 0.027877 | 0.02728 | 0.02771 | 0 | 0 | 0 | 0 | 0 | 0 | 55.602 | 54.8032 | 53.6635 | 52.6823 | 51.8187 | 51.3382 | 50.6634 | 50.6765 | 54.1168 | 60.0868 | 66.6444 | 71.7107 | 75.0375 | 76.7512 | 77.6425 | 77.5814 | 75.9172 | 72.316 | 67.8906 | 64.6345 | 62.2034 | 60.1063 | 59.0955 | 57.8845 | 0.01752 | 0.016289 | 0.015986 | 0.015334 | 0.015271 | 0.015374 | 0.027738 | 0.026329 | 0.034455 | 0.038252 | 0.039914 | 0.041934 | 0.045741 | 0.051138 | 0.056568 | 0.060074 | 0.062365 | 0.052063 | 0.044449 | 0.02974 | 0.02339 | 0.02054 | 0.017199 | 0.016216
Portfolio Adjusted1-in-2Size: Under 20 kWOther2024December Monthly Peak | Portfolio Adjusted | 1-in-2 | Size: Under 20 kW | Other | 2024 | December Monthly Peak | 12 | 0.88874 | 0.86834 | 0.85846 | 0.85967 | 0.87614 | 0.9104 | 0.97819 | 0.98055 | 1.2083 | 1.3747 | 1.4413 | 1.4268 | 1.3646 | 1.3164 | 1.2751 | 1.2437 | 1.2916 | 1.3844 | 1.2664 | 1.2081 | 1.1305 | 1.0547 | 0.9858 | 0.93935 | 0 | 0 | 0 | 0 | 0 | 0 | 0 | 0 | 0 | 0 | 0 | 0 | 0 | 0 | 0.025502 | 0.024873 | 0.025832 | 0.027689 | 0 | 0 | 0 | 0 | 0 | 0 | 42.7837 | 42.3213 | 41.4747 | 40.6992 | 39.943 | 39.407 | 39.3866 | 39.3794 | 39.7851 | 42.4953 | 45.1609 | 47.1582 | 48.4935 | 49.3405 | 50.0733 | 50.3006 | 49.9525 | 48.5044 | 46.7128 | 45.4062 | 44.4406 | 43.563 | 42.673 | 41.7475 | 0.018054 | 0.016785 | 0.016473 | 0.015801 | 0.015736 | 0.015843 | 0.028583 | 0.027131 | 0.035504 | 0.039418 | 0.04113 | 0.043211 | 0.047134 | 0.052696 | 0.058292 | 0.061904 | 0.064265 | 0.053649 | 0.045803 | 0.030646 | 0.024102 | 0.021166 | 0.017723 | 0.01671
Portfolio Adjusted1-in-2Size: Under 20 kWOther2024Typical Event Day | Portfolio Adjusted | 1-in-2 | Size: Under 20 kW | Other | 2024 | Typical Event Day | 8 | 0.97023 | 0.93609 | 0.91307 | 0.90185 | 0.89861 | 0.9134 | 0.87933 | 0.96015 | 1.2662 | 1.5723 | 1.7884 | 1.9237 | 1.9838 | 2.0473 | 2.0892 | 2.0792 | 1.9855 | 1.7055 | 1.4493 | 1.3522 | 1.3594 | 1.2177 | 1.0902 | 1.0251 | 0 | 0 | 0 | 0 | 0 | 0 | 0 | 0 | 0 | 0 | 0 | 0 | 0 | 0 | 0.041784 | 0.041584 | 0.039711 | 0.034109 | 0 | 0 | 0 | 0 | 0 | 0 | 70.6198 | 69.3105 | 68.0314 | 66.8615 | 65.744 | 64.7876 | 64.1012 | 64.275 | 67.3639 | 72.5007 | 77.6424 | 81.9956 | 85.3191 | 87.6604 | 89.0114 | 89.7418 | 89.8118 | 89.1654 | 87.6708 | 85.3805 | 81.9954 | 78.5517 | 76.0292 | 74.27 | 0.017423 | 0.016199 | 0.015897 | 0.015249 | 0.015186 | 0.015289 | 0.027584 | 0.026183 | 0.034263 | 0.03804 | 0.039693 | 0.041701 | 0.045487 | 0.050854 | 0.056254 | 0.05974 | 0.062019 | 0.051774 | 0.044202 | 0.029575 | 0.02326 | 0.020426 | 0.017104 | 0.016126
Portfolio Adjusted1-in-2Size: Under 20 kWOther2025January Monthly Peak | Portfolio Adjusted | 1-in-2 | Size: Under 20 kW | Other | 2025 | January Monthly Peak | 1 | 0.88173 | 0.86708 | 0.86012 | 0.86081 | 0.87874 | 0.91453 | 0.98328 | 0.97161 | 1.1796 | 1.33 | 1.3896 | 1.3805 | 1.33 | 1.2982 | 1.2723 | 1.2481 | 1.2486 | 1.3402 | 1.2611 | 1.1904 | 1.1151 | 1.0267 | 0.95686 | 0.91838 | 0 | 0 | 0 | 0 | 0 | 0 | 0 | 0 | 0 | 0 | 0 | 0 | 0 | 0 | 0.025445 | 0.024963 | 0.024972 | 0.026805 | 0 | 0 | 0 | 0 | 0 | 0 | 46.3586 | 45.9473 | 45.7417 | 45.3618 | 45.0699 | 44.9256 | 44.8785 | 44.5905 | 44.8441 | 46.5723 | 48.8451 | 50.9404 | 52.584 | 53.5595 | 54.136 | 54.0485 | 53.8143 | 52.9084 | 51.2039 | 49.9187 | 49.0924 | 48.6154 | 47.8013 | 47.0522 | 0.017743 | 0.016496 | 0.016189 | 0.015529 | 0.015465 | 0.01557 | 0.02809 | 0.026663 | 0.034892 | 0.038739 | 0.040421 | 0.042467 | 0.046322 | 0.051788 | 0.057287 | 0.060837 | 0.063158 | 0.052725 | 0.045014 | 0.030118 | 0.023687 | 0.020801 | 0.017418 | 0.016422
Portfolio Adjusted1-in-2Size: Under 20 kWOther2025February Monthly Peak | Portfolio Adjusted | 1-in-2 | Size: Under 20 kW | Other | 2025 | February Monthly Peak | 2 | 0.84581 | 0.83037 | 0.82277 | 0.82357 | 0.83957 | 0.86855 | 0.8928 | 0.88267 | 1.0888 | 1.238 | 1.3136 | 1.3249 | 1.3013 | 1.2942 | 1.2965 | 1.2857 | 1.2637 | 1.2559 | 1.2595 | 1.174 | 1.0899 | 0.99563 | 0.91989 | 0.87673 | 0 | 0 | 0 | 0 | 0 | 0 | 0 | 0 | 0 | 0 | 0 | 0 | 0 | 0 | 0.02593 | 0.025714 | 0.025274 | 0.025118 | 0 | 0 | 0 | 0 | 0 | 0 | 48.4816 | 47.9066 | 47.4291 | 47.0506 | 47.1644 | 46.7741 | 46.3038 | 46.7548 | 47.9552 | 51.4029 | 55.2774 | 58.0761 | 59.8362 | 60.6606 | 61.2206 | 61.7052 | 61.7161 | 60.7969 | 58.6554 | 56.1738 | 54.6234 | 53.3197 | 52.2487 | 50.8957 | 0.017478 | 0.01625 | 0.015948 | 0.015297 | 0.015235 | 0.015338 | 0.027671 | 0.026266 | 0.034372 | 0.038161 | 0.039819 | 0.041833 | 0.045631 | 0.051016 | 0.056433 | 0.05993 | 0.062216 | 0.051939 | 0.044342 | 0.029669 | 0.023334 | 0.020491 | 0.017158 | 0.016177
Portfolio Adjusted1-in-2Size: Under 20 kWOther2025March Monthly Peak | Portfolio Adjusted | 1-in-2 | Size: Under 20 kW | Other | 2025 | March Monthly Peak | 3 | 0.8577 | 0.83462 | 0.82283 | 0.82023 | 0.83128 | 0.85675 | 0.90324 | 0.8841 | 1.057 | 1.2073 | 1.2948 | 1.3118 | 1.2924 | 1.2935 | 1.3009 | 1.2923 | 1.2572 | 1.1658 | 1.1109 | 1.162 | 1.1015 | 1.01 | 0.93687 | 0.89177 | 0 | 0 | 0 | 0 | 0 | 0 | 0 | 0 | 0 | 0 | 0 | 0 | 0 | 0 | 0.026018 | 0.025846 | 0.025144 | 0.023316 | 0 | 0 | 0 | 0 | 0 | 0 | 50.3358 | 49.5905 | 48.8016 | 48.2236 | 47.6555 | 47.2892 | 46.8706 | 46.8555 | 49.0469 | 52.0487 | 54.9333 | 57.4717 | 59.8314 | 61.311 | 62.2529 | 62.9275 | 62.6929 | 61.9066 | 59.7572 | 56.7692 | 54.6397 | 53.0544 | 51.6513 | 50.5349 | 0.017516 | 0.016285 | 0.015982 | 0.01533 | 0.015268 | 0.015371 | 0.027731 | 0.026322 | 0.034446 | 0.038243 | 0.039905 | 0.041924 | 0.04573 | 0.051126 | 0.056555 | 0.060059 | 0.06235 | 0.052051 | 0.044438 | 0.029733 | 0.023384 | 0.020535 | 0.017195 | 0.016212
Portfolio Adjusted1-in-2Size: Under 20 kWOther2025April Monthly Peak | Portfolio Adjusted | 1-in-2 | Size: Under 20 kW | Other | 2025 | April Monthly Peak | 4 | 0.85794 | 0.8345 | 0.81741 | 0.81312 | 0.81747 | 0.83687 | 0.80304 | 0.81446 | 1.025 | 1.2289 | 1.3722 | 1.4498 | 1.4883 | 1.5457 | 1.5948 | 1.599 | 1.536 | 1.3442 | 1.1791 | 1.184 | 1.1712 | 1.0532 | 0.9583 | 0.90215 | 0 | 0 | 0 | 0 | 0 | 0 | 0 | 0 | 0 | 0 | 0 | 0 | 0 | 0 | 0.031896 | 0.031981 | 0.03072 | 0.026884 | 0 | 0 | 0 | 0 | 0 | 0 | 63.1983 | 61.9423 | 60.7984 | 59.7148 | 58.7571 | 57.9396 | 57.2608 | 57.1307 | 59.4332 | 63.7634 | 69.2434 | 73.9823 | 77.3535 | 79.3284 | 80.6088 | 81.3174 | 81.3808 | 80.888 | 79.8703 | 77.8477 | 74.1866 | 71.2165 | 68.7639 | 66.6574 | 0.017451 | 0.016225 | 0.015923 | 0.015273 | 0.015211 | 0.015314 | 0.027629 | 0.026225 | 0.034319 | 0.038102 | 0.039758 | 0.041769 | 0.045561 | 0.050938 | 0.056346 | 0.059838 | 0.06212 | 0.051859 | 0.044274 | 0.029624 | 0.023298 | 0.020459 | 0.017132 | 0.016152
Portfolio Adjusted1-in-2Size: Under 20 kWOther2025May Monthly Peak | Portfolio Adjusted | 1-in-2 | Size: Under 20 kW | Other | 2025 | May Monthly Peak | 5 | 0.88443 | 0.8588 | 0.83914 | 0.83208 | 0.83314 | 0.82855 | 0.74573 | 0.83117 | 1.0741 | 1.3099 | 1.478 | 1.5753 | 1.6222 | 1.6784 | 1.7302 | 1.7358 | 1.6691 | 1.4604 | 1.2637 | 1.1825 | 1.2242 | 1.1012 | 0.99323 | 0.93123 | 0 | 0 | 0 | 0 | 0 | 0 | 0 | 0 | 0 | 0 | 0 | 0 | 0 | 0 | 0.034604 | 0.034716 | 0.033381 | 0.029207 | 0 | 0 | 0 | 0 | 0 | 0 | 65.6301 | 64.2999 | 63.1224 | 61.9322 | 60.9191 | 59.8652 | 58.8123 | 59.8708 | 63.8776 | 68.3954 | 72.621 | 76.4609 | 79.6465 | 82.0372 | 83.6303 | 84.5025 | 84.5674 | 83.9632 | 82.6043 | 80.5472 | 76.7186 | 73.1454 | 70.763 | 68.6994 | 0.01743 | 0.016205 | 0.015904 | 0.015255 | 0.015193 | 0.015295 | 0.027595 | 0.026193 | 0.034277 | 0.038055 | 0.039709 | 0.041718 | 0.045505 | 0.050875 | 0.056277 | 0.059764 | 0.062044 | 0.051795 | 0.04422 | 0.029587 | 0.023269 | 0.020434 | 0.017111 | 0.016132
Portfolio Adjusted1-in-2Size: Under 20 kWOther2025June Monthly Peak | Portfolio Adjusted | 1-in-2 | Size: Under 20 kW | Other | 2025 | June Monthly Peak | 6 | 0.94008 | 0.90802 | 0.88656 | 0.87673 | 0.87303 | 0.85216 | 0.79233 | 0.91472 | 1.1961 | 1.4606 | 1.6608 | 1.7798 | 1.8414 | 1.9075 | 1.9603 | 1.956 | 1.8773 | 1.6281 | 1.3918 | 1.2593 | 1.2837 | 1.181 | 1.0621 | 0.99451 | 0 | 0 | 0 | 0 | 0 | 0 | 0 | 0 | 0 | 0 | 0 | 0 | 0 | 0 | 0.039206 | 0.03912 | 0.037547 | 0.032561 | 0 | 0 | 0 | 0 | 0 | 0 | 68.2891 | 66.5972 | 65.2773 | 64.254 | 62.9689 | 61.9615 | 61.2283 | 62.2389 | 66.2464 | 70.9041 | 75.3843 | 79.3002 | 82.4082 | 84.5104 | 85.7722 | 86.4004 | 86.6696 | 86.3276 | 85.1014 | 83.1041 | 80.17 | 76.3711 | 73.4621 | 71.3802 | 0.01743 | 0.016205 | 0.015904 | 0.015255 | 0.015193 | 0.015295 | 0.027595 | 0.026193 | 0.034277 | 0.038056 | 0.039709 | 0.041718 | 0.045506 | 0.050875 | 0.056277 | 0.059765 | 0.062044 | 0.051796 | 0.04422 | 0.029587 | 0.023269 | 0.020434 | 0.017111 | 0.016132
Portfolio Adjusted1-in-2Size: Under 20 kWOther2025July Monthly Peak | Portfolio Adjusted | 1-in-2 | Size: Under 20 kW | Other | 2025 | July Monthly Peak | 7 | 0.98675 | 0.94927 | 0.92363 | 0.91311 | 0.90853 | 0.91402 | 0.86566 | 0.9931 | 1.3174 | 1.6196 | 1.8397 | 1.9593 | 2.0134 | 2.0692 | 2.1127 | 2.1019 | 2.0122 | 1.7339 | 1.4821 | 1.3381 | 1.3546 | 1.24 | 1.1134 | 1.0408 | 0 | 0 | 0 | 0 | 0 | 0 | 0 | 0 | 0 | 0 | 0 | 0 | 0 | 0 | 0.042255 | 0.042038 | 0.040244 | 0.034679 | 0 | 0 | 0 | 0 | 0 | 0 | 71.7741 | 70.7821 | 69.7406 | 68.6197 | 67.4562 | 66.6813 | 65.9913 | 66.3608 | 69.4096 | 73.98 | 78.4372 | 82.0887 | 85.033 | 87.4721 | 89.2388 | 90.1166 | 90.2486 | 89.5356 | 88.1576 | 86.5967 | 83.4619 | 79.5738 | 76.9157 | 75.1732 | 0.017396 | 0.016174 | 0.015873 | 0.015225 | 0.015163 | 0.015266 | 0.027541 | 0.026143 | 0.034211 | 0.037982 | 0.039632 | 0.041637 | 0.045417 | 0.050777 | 0.056168 | 0.059649 | 0.061924 | 0.051695 | 0.044134 | 0.02953 | 0.023224 | 0.020395 | 0.017078 | 0.016101
Portfolio Adjusted1-in-2Size: Under 20 kWOther2025August Monthly Peak | Portfolio Adjusted | 1-in-2 | Size: Under 20 kW | Other | 2025 | August Monthly Peak | 8 | 0.9968 | 0.96061 | 0.93595 | 0.92373 | 0.91923 | 0.93526 | 0.90263 | 0.99738 | 1.3321 | 1.6685 | 1.9071 | 2.0559 | 2.1207 | 2.1868 | 2.2278 | 2.2133 | 2.1132 | 1.8149 | 1.53 | 1.422 | 1.4185 | 1.265 | 1.1292 | 1.0606 | 0 | 0 | 0 | 0 | 0 | 0 | 0 | 0 | 0 | 0 | 0 | 0 | 0 | 0 | 0.044556 | 0.044266 | 0.042263 | 0.036297 | 0 | 0 | 0 | 0 | 0 | 0 | 73.9371 | 72.629 | 71.2357 | 70.016 | 68.9624 | 67.9538 | 67.1523 | 66.85 | 70.0274 | 75.7919 | 81.0434 | 85.0112 | 88.3884 | 90.9095 | 92.1729 | 92.7953 | 92.7236 | 91.9286 | 90.3684 | 87.9912 | 84.4177 | 81.155 | 78.7943 | 76.9957 | 0.017551 | 0.016318 | 0.016014 | 0.015361 | 0.015298 | 0.015402 | 0.027787 | 0.026375 | 0.034516 | 0.03832 | 0.039985 | 0.042008 | 0.045822 | 0.051229 | 0.056668 | 0.06018 | 0.062475 | 0.052155 | 0.044527 | 0.029793 | 0.023431 | 0.020576 | 0.01723 | 0.016245
Portfolio Adjusted1-in-2Size: Under 20 kWOther2025September Monthly Peak | Portfolio Adjusted | 1-in-2 | Size: Under 20 kW | Other | 2025 | September Monthly Peak | 9 | 0.93759 | 0.90773 | 0.88535 | 0.87286 | 0.87356 | 0.89186 | 0.90282 | 0.92298 | 1.2105 | 1.4937 | 1.7027 | 1.8308 | 1.8933 | 1.9568 | 2.0023 | 1.9953 | 1.9091 | 1.6333 | 1.4029 | 1.3962 | 1.2995 | 1.1585 | 1.0447 | 0.98518 | 0 | 0 | 0 | 0 | 0 | 0 | 0 | 0 | 0 | 0 | 0 | 0 | 0 | 0 | 0.040045 | 0.039907 | 0.038181 | 0.032666 | 0 | 0 | 0 | 0 | 0 | 0 | 68.4789 | 67.2336 | 65.8718 | 64.5562 | 63.5885 | 62.554 | 62.0331 | 61.6502 | 63.7725 | 69.3267 | 75.7046 | 81.5822 | 85.4469 | 87.7496 | 88.8619 | 89.655 | 89.6054 | 88.8698 | 87.0559 | 83.8299 | 79.9319 | 77.1068 | 74.9448 | 73.5311 | 0.017418 | 0.016194 | 0.015893 | 0.015244 | 0.015182 | 0.015284 | 0.027575 | 0.026175 | 0.034253 | 0.038029 | 0.039681 | 0.041689 | 0.045473 | 0.050839 | 0.056238 | 0.059723 | 0.062001 | 0.051759 | 0.044189 | 0.029567 | 0.023253 | 0.02042 | 0.017099 | 0.016121
Portfolio Adjusted1-in-2Size: Under 20 kWOther2025October Monthly Peak | Portfolio Adjusted | 1-in-2 | Size: Under 20 kW | Other | 2025 | October Monthly Peak | 10 | 0.8875 | 0.859 | 0.83873 | 0.83127 | 0.8333 | 0.85265 | 0.89151 | 0.88574 | 1.1067 | 1.3473 | 1.5426 | 1.6682 | 1.7373 | 1.8096 | 1.8667 | 1.8623 | 1.7752 | 1.5214 | 1.4114 | 1.3543 | 1.2326 | 1.1025 | 0.99983 | 0.94254 | 0 | 0 | 0 | 0 | 0 | 0 | 0 | 0 | 0 | 0 | 0 | 0 | 0 | 0 | 0.037334 | 0.037246 | 0.035505 | 0.030428 | 0 | 0 | 0 | 0 | 0 | 0 | 67.8628 | 67.0952 | 65.8657 | 65.0736 | 64.1171 | 63.4907 | 62.8094 | 62.3457 | 63.2221 | 67.8925 | 74.237 | 79.6873 | 83.2833 | 85.6364 | 86.9809 | 87.3571 | 86.9136 | 85.866 | 83.6837 | 79.9973 | 75.7283 | 72.5692 | 70.2115 | 68.2269 | 0.017475 | 0.016247 | 0.015945 | 0.015294 | 0.015232 | 0.015335 | 0.027666 | 0.026261 | 0.034366 | 0.038154 | 0.039812 | 0.041826 | 0.045623 | 0.051007 | 0.056423 | 0.059919 | 0.062205 | 0.051929 | 0.044334 | 0.029664 | 0.023329 | 0.020487 | 0.017155 | 0.016174
Portfolio Adjusted1-in-2Size: Under 20 kWOther2025November Monthly Peak | Portfolio Adjusted | 1-in-2 | Size: Under 20 kW | Other | 2025 | November Monthly Peak | 11 | 0.81327 | 0.79307 | 0.78597 | 0.78811 | 0.79731 | 0.81881 | 0.78964 | 0.81273 | 1.0101 | 1.1755 | 1.2904 | 1.3452 | 1.3589 | 1.3837 | 1.4081 | 1.3939 | 1.364 | 1.3855 | 1.2554 | 1.163 | 1.0682 | 0.96983 | 0.89744 | 0.85145 | 0 | 0 | 0 | 0 | 0 | 0 | 0 | 0 | 0 | 0 | 0 | 0 | 0 | 0 | 0.028161 | 0.027877 | 0.02728 | 0.02771 | 0 | 0 | 0 | 0 | 0 | 0 | 55.602 | 54.8032 | 53.6635 | 52.6823 | 51.8187 | 51.3382 | 50.6634 | 50.6765 | 54.1168 | 60.0868 | 66.6444 | 71.7107 | 75.0375 | 76.7512 | 77.6425 | 77.5814 | 75.9172 | 72.316 | 67.8906 | 64.6345 | 62.2034 | 60.1063 | 59.0955 | 57.8845 | 0.01752 | 0.016289 | 0.015986 | 0.015334 | 0.015271 | 0.015374 | 0.027738 | 0.026329 | 0.034455 | 0.038252 | 0.039914 | 0.041934 | 0.045741 | 0.051138 | 0.056568 | 0.060074 | 0.062365 | 0.052063 | 0.044449 | 0.02974 | 0.02339 | 0.02054 | 0.017199 | 0.016216
Portfolio Adjusted1-in-2Size: Under 20 kWOther2025December Monthly Peak | Portfolio Adjusted | 1-in-2 | Size: Under 20 kW | Other | 2025 | December Monthly Peak | 12 | 0.88874 | 0.86834 | 0.85846 | 0.85967 | 0.87614 | 0.9104 | 0.97819 | 0.98055 | 1.2083 | 1.3747 | 1.4413 | 1.4268 | 1.3646 | 1.3164 | 1.2751 | 1.2437 | 1.2916 | 1.3844 | 1.2664 | 1.2081 | 1.1305 | 1.0547 | 0.9858 | 0.93935 | 0 | 0 | 0 | 0 | 0 | 0 | 0 | 0 | 0 | 0 | 0 | 0 | 0 | 0 | 0.025502 | 0.024873 | 0.025832 | 0.027689 | 0 | 0 | 0 | 0 | 0 | 0 | 42.7837 | 42.3213 | 41.4747 | 40.6992 | 39.943 | 39.407 | 39.3866 | 39.3794 | 39.7851 | 42.4953 | 45.1609 | 47.1582 | 48.4935 | 49.3405 | 50.0733 | 50.3006 | 49.9525 | 48.5044 | 46.7128 | 45.4062 | 44.4406 | 43.563 | 42.673 | 41.7475 | 0.018054 | 0.016785 | 0.016473 | 0.015801 | 0.015736 | 0.015843 | 0.028583 | 0.027131 | 0.035504 | 0.039418 | 0.04113 | 0.043211 | 0.047134 | 0.052696 | 0.058292 | 0.061904 | 0.064265 | 0.053649 | 0.045803 | 0.030646 | 0.024102 | 0.021166 | 0.017723 | 0.01671
Portfolio Adjusted1-in-2Size: Under 20 kWOther2025Typical Event Day | Portfolio Adjusted | 1-in-2 | Size: Under 20 kW | Other | 2025 | Typical Event Day | 8 | 0.97023 | 0.93609 | 0.91307 | 0.90185 | 0.89861 | 0.9134 | 0.87933 | 0.96015 | 1.2662 | 1.5723 | 1.7884 | 1.9237 | 1.9838 | 2.0473 | 2.0892 | 2.0792 | 1.9855 | 1.7055 | 1.4493 | 1.3522 | 1.3594 | 1.2177 | 1.0902 | 1.0251 | 0 | 0 | 0 | 0 | 0 | 0 | 0 | 0 | 0 | 0 | 0 | 0 | 0 | 0 | 0.041784 | 0.041584 | 0.039711 | 0.034109 | 0 | 0 | 0 | 0 | 0 | 0 | 70.6198 | 69.3105 | 68.0314 | 66.8615 | 65.744 | 64.7876 | 64.1012 | 64.275 | 67.3639 | 72.5007 | 77.6424 | 81.9956 | 85.3191 | 87.6604 | 89.0115 | 89.7418 | 89.8118 | 89.1654 | 87.6708 | 85.3805 | 81.9954 | 78.5517 | 76.0292 | 74.27 | 0.017423 | 0.016199 | 0.015897 | 0.015249 | 0.015186 | 0.015289 | 0.027584 | 0.026183 | 0.034263 | 0.03804 | 0.039693 | 0.041701 | 0.045487 | 0.050854 | 0.056254 | 0.05974 | 0.062019 | 0.051774 | 0.044202 | 0.029575 | 0.02326 | 0.020426 | 0.017104 | 0.016126
Portfolio Adjusted1-in-10Size: 20 kW to 199.99 kWAll2015January Monthly Peak | Portfolio Adjusted | 1-in-10 | Size: 20 kW to 199.99 kW | All | 2015 | January Monthly Peak | 1
Portfolio Adjusted1-in-10Size: 20 kW to 199.99 kWAll2015February Monthly Peak | Portfolio Adjusted | 1-in-10 | Size: 20 kW to 199.99 kW | All | 2015 | February Monthly Peak | 2
Portfolio Adjusted1-in-10Size: 20 kW to 199.99 kWAll2015March Monthly Peak | Portfolio Adjusted | 1-in-10 | Size: 20 kW to 199.99 kW | All | 2015 | March Monthly Peak | 3
Portfolio Adjusted1-in-10Size: 20 kW to 199.99 kWAll2015April Monthly Peak | Portfolio Adjusted | 1-in-10 | Size: 20 kW to 199.99 kW | All | 2015 | April Monthly Peak | 4
Portfolio Adjusted1-in-10Size: 20 kW to 199.99 kWAll2015May Monthly Peak | Portfolio Adjusted | 1-in-10 | Size: 20 kW to 199.99 kW | All | 2015 | May Monthly Peak | 5
Portfolio Adjusted1-in-10Size: 20 kW to 199.99 kWAll2015June Monthly Peak | Portfolio Adjusted | 1-in-10 | Size: 20 kW to 199.99 kW | All | 2015 | June Monthly Peak | 6
Portfolio Adjusted1-in-10Size: 20 kW to 199.99 kWAll2015July Monthly Peak | Portfolio Adjusted | 1-in-10 | Size: 20 kW to 199.99 kW | All | 2015 | July Monthly Peak | 7
Portfolio Adjusted1-in-10Size: 20 kW to 199.99 kWAll2015August Monthly Peak | Portfolio Adjusted | 1-in-10 | Size: 20 kW to 199.99 kW | All | 2015 | August Monthly Peak | 8
Portfolio Adjusted1-in-10Size: 20 kW to 199.99 kWAll2015September Monthly Peak | Portfolio Adjusted | 1-in-10 | Size: 20 kW to 199.99 kW | All | 2015 | September Monthly Peak | 9
Portfolio Adjusted1-in-10Size: 20 kW to 199.99 kWAll2015October Monthly Peak | Portfolio Adjusted | 1-in-10 | Size: 20 kW to 199.99 kW | All | 2015 | October Monthly Peak | 10
Portfolio Adjusted1-in-10Size: 20 kW to 199.99 kWAll2015November Monthly Peak | Portfolio Adjusted | 1-in-10 | Size: 20 kW to 199.99 kW | All | 2015 | November Monthly Peak | 11
Portfolio Adjusted1-in-10Size: 20 kW to 199.99 kWAll2015December Monthly Peak | Portfolio Adjusted | 1-in-10 | Size: 20 kW to 199.99 kW | All | 2015 | December Monthly Peak | 12
Portfolio Adjusted1-in-10Size: 20 kW to 199.99 kWAll2015Typical Event Day | Portfolio Adjusted | 1-in-10 | Size: 20 kW to 199.99 kW | All | 2015 | Typical Event Day | 8
Portfolio Adjusted1-in-10Size: 20 kW to 199.99 kWAll2016January Monthly Peak | Portfolio Adjusted | 1-in-10 | Size: 20 kW to 199.99 kW | All | 2016 | January Monthly Peak | 1
Portfolio Adjusted1-in-10Size: 20 kW to 199.99 kWAll2016February Monthly Peak | Portfolio Adjusted | 1-in-10 | Size: 20 kW to 199.99 kW | All | 2016 | February Monthly Peak | 2
Portfolio Adjusted1-in-10Size: 20 kW to 199.99 kWAll2016March Monthly Peak | Portfolio Adjusted | 1-in-10 | Size: 20 kW to 199.99 kW | All | 2016 | March Monthly Peak | 3
Portfolio Adjusted1-in-10Size: 20 kW to 199.99 kWAll2016April Monthly Peak | Portfolio Adjusted | 1-in-10 | Size: 20 kW to 199.99 kW | All | 2016 | April Monthly Peak | 4
Portfolio Adjusted1-in-10Size: 20 kW to 199.99 kWAll2016May Monthly Peak | Portfolio Adjusted | 1-in-10 | Size: 20 kW to 199.99 kW | All | 2016 | May Monthly Peak | 5
Portfolio Adjusted1-in-10Size: 20 kW to 199.99 kWAll2016June Monthly Peak | Portfolio Adjusted | 1-in-10 | Size: 20 kW to 199.99 kW | All | 2016 | June Monthly Peak | 6
Portfolio Adjusted1-in-10Size: 20 kW to 199.99 kWAll2016July Monthly Peak | Portfolio Adjusted | 1-in-10 | Size: 20 kW to 199.99 kW | All | 2016 | July Monthly Peak | 7
Portfolio Adjusted1-in-10Size: 20 kW to 199.99 kWAll2016August Monthly Peak | Portfolio Adjusted | 1-in-10 | Size: 20 kW to 199.99 kW | All | 2016 | August Monthly Peak | 8
Portfolio Adjusted1-in-10Size: 20 kW to 199.99 kWAll2016September Monthly Peak | Portfolio Adjusted | 1-in-10 | Size: 20 kW to 199.99 kW | All | 2016 | September Monthly Peak | 9
Portfolio Adjusted1-in-10Size: 20 kW to 199.99 kWAll2016October Monthly Peak | Portfolio Adjusted | 1-in-10 | Size: 20 kW to 199.99 kW | All | 2016 | October Monthly Peak | 10
Portfolio Adjusted1-in-10Size: 20 kW to 199.99 kWAll2016November Monthly Peak | Portfolio Adjusted | 1-in-10 | Size: 20 kW to 199.99 kW | All | 2016 | November Monthly Peak | 11
Portfolio Adjusted1-in-10Size: 20 kW to 199.99 kWAll2016December Monthly Peak | Portfolio Adjusted | 1-in-10 | Size: 20 kW to 199.99 kW | All | 2016 | December Monthly Peak | 12
Portfolio Adjusted1-in-10Size: 20 kW to 199.99 kWAll2016Typical Event Day | Portfolio Adjusted | 1-in-10 | Size: 20 kW to 199.99 kW | All | 2016 | Typical Event Day | 8
Portfolio Adjusted1-in-10Size: 20 kW to 199.99 kWAll2017January Monthly Peak | Portfolio Adjusted | 1-in-10 | Size: 20 kW to 199.99 kW | All | 2017 | January Monthly Peak | 1
Portfolio Adjusted1-in-10Size: 20 kW to 199.99 kWAll2017February Monthly Peak | Portfolio Adjusted | 1-in-10 | Size: 20 kW to 199.99 kW | All | 2017 | February Monthly Peak | 2
Portfolio Adjusted1-in-10Size: 20 kW to 199.99 kWAll2017March Monthly Peak | Portfolio Adjusted | 1-in-10 | Size: 20 kW to 199.99 kW | All | 2017 | March Monthly Peak | 3
Portfolio Adjusted1-in-10Size: 20 kW to 199.99 kWAll2017April Monthly Peak | Portfolio Adjusted | 1-in-10 | Size: 20 kW to 199.99 kW | All | 2017 | April Monthly Peak | 4 | 13.0306 | 12.3547 | 12.0148 | 11.9482 | 12.4358 | 13.7528 | 15.2092 | 17.147 | 20.141 | 22.6072 | 24.56 | 25.9356 | 26.9432 | 27.743 | 28.1177 | 27.7429 | 26.5476 | 24.455 | 22.2307 | 21.8725 | 20.9623 | 19.0009 | 16.5472 | 14.6085 | 0 | 0 | 0 | 0 | 0 | 0 | 0 | 0 | 0 | 0 | 0 | 0 | 0 | 0 | 0.42177 | 0.41614 | 0.39821 | 0.36682 | 0 | 0 | 0 | 0 | 0 | 0 | 68.4565 | 66.9793 | 65.3578 | 64.0084 | 62.8881 | 61.9385 | 61.3673 | 61.3906 | 64.6665 | 70.7116 | 76.8233 | 82.1179 | 85.3564 | 87.2201 | 88.0323 | 88.5603 | 88.4507 | 87.8173 | 85.9579 | 82.5949 | 78.1563 | 74.2604 | 71.6038 | 69.9304 | 0.17736 | 0.16442 | 0.16044 | 0.15956 | 0.17294 | 0.20435 | 0.26803 | 0.29792 | 0.30907 | 0.30226 | 0.3 | 0.31808 | 0.36043 | 0.41232 | 0.44871 | 0.47298 | 0.485 | 0.44941 | 0.40004 | 0.3165 | 0.28623 | 0.24931 | 0.2013 | 0.16298
Portfolio Adjusted1-in-10Size: 20 kW to 199.99 kWAll2017May Monthly Peak | Portfolio Adjusted | 1-in-10 | Size: 20 kW to 199.99 kW | All | 2017 | May Monthly Peak | 5 | 13.5893 | 12.8581 | 12.462 | 12.36 | 12.8534 | 14.0951 | 15.2848 | 18.0737 | 21.7452 | 24.7315 | 27.0273 | 28.5019 | 29.412 | 30.1137 | 30.4017 | 29.9492 | 28.7031 | 26.4969 | 23.9573 | 22.781 | 22.282 | 20.147 | 17.4868 | 15.3464 | 0 | 0 | 0 | 0 | 0 | 0 | 0 | 0 | 0 | 0 | 0 | 0 | 0 | 0 | 0.45603 | 0.44924 | 0.43055 | 0.39745 | 0 | 0 | 0 | 0 | 0 | 0 | 73.3717 | 71.5498 | 70.1204 | 69.1323 | 68.0808 | 67.0829 | 66.5128 | 66.8119 | 70.431 | 75.9673 | 81.0422 | 84.6176 | 87.4797 | 89.3722 | 90.516 | 90.8401 | 90.5035 | 89.4352 | 88.082 | 85.5292 | 81.5077 | 77.5956 | 75.0551 | 72.684 | 0.17803 | 0.16504 | 0.16105 | 0.16017 | 0.1736 | 0.20511 | 0.26902 | 0.29896 | 0.3101 | 0.30321 | 0.30093 | 0.31907 | 0.36162 | 0.41371 | 0.45026 | 0.47462 | 0.48672 | 0.45103 | 0.40152 | 0.31768 | 0.28731 | 0.25026 | 0.20207 | 0.16359
Portfolio Adjusted1-in-10Size: 20 kW to 199.99 kWAll2017June Monthly Peak | Portfolio Adjusted | 1-in-10 | Size: 20 kW to 199.99 kW | All | 2017 | June Monthly Peak | 6 | 14.1538 | 13.3693 | 12.9565 | 12.8392 | 13.3429 | 14.4414 | 15.8126 | 18.8839 | 22.4429 | 25.4696 | 27.8219 | 29.3791 | 30.4046 | 31.1742 | 31.5174 | 31.1104 | 29.9147 | 27.7092 | 25.0709 | 23.438 | 22.9266 | 20.9655 | 18.1941 | 15.9646 | 0 | 0 | 0 | 0 | 0 | 0 | 0 | 0 | 0 | 0 | 0 | 0 | 0 | 0 | 0.47276 | 0.46666 | 0.44872 | 0.41564 | 0 | 0 | 0 | 0 | 0 | 0 | 72.1492 | 70.8215 | 69.8344 | 68.7785 | 67.733 | 66.4599 | 65.7982 | 66.7911 | 70.539 | 75.4824 | 80.5175 | 84.6584 | 87.4577 | 89.1191 | 90.3875 | 91.0748 | 91.5461 | 90.7518 | 89.6228 | 86.9802 | 83.442 | 79.75 | 77.3241 | 75.5161 | 0.17807 | 0.16508 | 0.1611 | 0.16023 | 0.17366 | 0.20516 | 0.26909 | 0.29901 | 0.31013 | 0.30322 | 0.30094 | 0.31909 | 0.36166 | 0.41377 | 0.45034 | 0.47471 | 0.48682 | 0.45113 | 0.40162 | 0.31777 | 0.28739 | 0.25034 | 0.20214 | 0.16363
Portfolio Adjusted1-in-10Size: 20 kW to 199.99 kWAll2017July Monthly Peak | Portfolio Adjusted | 1-in-10 | Size: 20 kW to 199.99 kW | All | 2017 | July Monthly Peak | 7 | 15.1452 | 14.2801 | 13.8091 | 13.6663 | 14.1934 | 15.5788 | 17.209 | 20.5088 | 24.3027 | 27.4403 | 29.8452 | 31.3888 | 32.3238 | 33.0114 | 33.2636 | 32.8321 | 31.6531 | 29.3908 | 26.5773 | 24.828 | 24.2947 | 22.2679 | 19.359 | 16.9846 | 0 | 0 | 0 | 0 | 0 | 0 | 0 | 0 | 0 | 0 | 0 | 0 | 0 | 0 | 0.49895 | 0.49248 | 0.4748 | 0.44086 | 0 | 0 | 0 | 0 | 0 | 0 | 76.4839 | 75.2279 | 74.0855 | 73.0198 | 72.2142 | 71.3656 | 70.7063 | 71.1003 | 74.0651 | 78.87 | 83.6086 | 87.3537 | 89.4818 | 90.8209 | 92.1591 | 92.5665 | 92.3726 | 91.842 | 90.6836 | 88.3694 | 84.734 | 81.2839 | 79.0926 | 77.5585 | 0.1773 | 0.16436 | 0.16039 | 0.15952 | 0.1729 | 0.20428 | 0.26793 | 0.29777 | 0.30887 | 0.30201 | 0.29974 | 0.31781 | 0.36018 | 0.41206 | 0.44844 | 0.47271 | 0.48476 | 0.44921 | 0.39989 | 0.31638 | 0.28613 | 0.24923 | 0.20124 | 0.16292
Portfolio Adjusted1-in-10Size: 20 kW to 199.99 kWAll2017August Monthly Peak | Portfolio Adjusted | 1-in-10 | Size: 20 kW to 199.99 kW | All | 2017 | August Monthly Peak | 8 | 15.1091 | 14.2542 | 13.7843 | 13.6458 | 14.1382 | 15.7262 | 17.4306 | 20.4131 | 24.4842 | 27.876 | 30.5799 | 32.302 | 33.3063 | 34.0056 | 34.2165 | 33.7368 | 32.3837 | 29.9433 | 26.8624 | 25.5008 | 24.6695 | 22.3061 | 19.3553 | 16.9681 | 0 | 0 | 0 | 0 | 0 | 0 | 0 | 0 | 0 | 0 | 0 | 0 | 0 | 0 | 0.51325 | 0.50605 | 0.48576 | 0.44915 | 0 | 0 | 0 | 0 | 0 | 0 | 76.198 | 75.1866 | 74.1817 | 73.3127 | 72.4496 | 71.8961 | 71.5865 | 71.8312 | 74.4877 | 79.6142 | 84.3438 | 88.7189 | 91.7962 | 93.7677 | 94.9569 | 95.9293 | 96.2228 | 95.6412 | 94.7326 | 92.0473 | 87.9244 | 84.8072 | 82.7628 | 80.8596 | 0.18004 | 0.1669 | 0.16288 | 0.16199 | 0.17558 | 0.20744 | 0.27207 | 0.30234 | 0.31359 | 0.30658 | 0.30426 | 0.32261 | 0.36564 | 0.41832 | 0.45526 | 0.47993 | 0.49219 | 0.45611 | 0.40607 | 0.32126 | 0.29054 | 0.25306 | 0.20434 | 0.16543
Portfolio Adjusted1-in-10Size: 20 kW to 199.99 kWAll2017September Monthly Peak | Portfolio Adjusted | 1-in-10 | Size: 20 kW to 199.99 kW | All | 2017 | September Monthly Peak | 9 | 14.9111 | 14.1068 | 13.6528 | 13.5441 | 14.0502 | 15.6528 | 17.7912 | 20.2622 | 24.3448 | 27.7022 | 30.3649 | 32.0244 | 33.0427 | 33.7677 | 34.0002 | 33.453 | 32.0279 | 29.453 | 26.5074 | 25.8626 | 24.0891 | 21.738 | 18.917 | 16.6488 | 0 | 0 | 0 | 0 | 0 | 0 | 0 | 0 | 0 | 0 | 0 | 0 | 0 | 0 | 0.51 | 0.50179 | 0.48042 | 0.44179 | 0 | 0 | 0 | 0 | 0 | 0 | 77.1087 | 76.0411 | 74.958 | 74.2085 | 73.3904 | 72.7576 | 72.1734 | 71.9389 | 74.0532 | 78.6848 | 83.5663 | 87.9941 | 91.1995 | 93.3103 | 94.014 | 94.3164 | 94.1111 | 93.0873 | 91.3855 | 88.1555 | 84.1783 | 81.1556 | 78.7958 | 77.0905 | 0.17844 | 0.16542 | 0.16142 | 0.16054 | 0.174 | 0.2056 | 0.26966 | 0.2997 | 0.31089 | 0.30399 | 0.30171 | 0.3199 | 0.36252 | 0.41473 | 0.45134 | 0.47577 | 0.48789 | 0.4521 | 0.40246 | 0.31841 | 0.28796 | 0.25082 | 0.20252 | 0.16396
Portfolio Adjusted1-in-10Size: 20 kW to 199.99 kWAll2017October Monthly Peak | Portfolio Adjusted | 1-in-10 | Size: 20 kW to 199.99 kW | All | 2017 | October Monthly Peak | 10 | 13.4908 | 12.8194 | 12.436 | 12.355 | 12.8144 | 14.2525 | 16.4416 | 18.1241 | 21.1369 | 23.9822 | 26.3547 | 28.0115 | 29.1722 | 30.0466 | 30.3816 | 29.8539 | 28.4304 | 25.9735 | 24.5371 | 23.4788 | 21.6996 | 19.6334 | 17.1063 | 15.0634 | 0 | 0 | 0 | 0 | 0 | 0 | 0 | 0 | 0 | 0 | 0 | 0 | 0 | 0 | 0.45572 | 0.44781 | 0.42646 | 0.3896 | 0 | 0 | 0 | 0 | 0 | 0 | 71.7791 | 70.3812 | 69.3747 | 68.1908 | 67.1986 | 66.3899 | 65.9786 | 65.5795 | 66.5509 | 71.0371 | 76.8374 | 82.3996 | 86.7765 | 89.5457 | 90.5456 | 91.102 | 90.9842 | 89.9047 | 87.2642 | 82.9374 | 78.8561 | 75.9892 | 73.8514 | 72.2237 | 0.1773 | 0.16436 | 0.16039 | 0.15952 | 0.17289 | 0.20429 | 0.26794 | 0.2978 | 0.30892 | 0.30208 | 0.29981 | 0.31788 | 0.36023 | 0.4121 | 0.44847 | 0.47276 | 0.48479 | 0.44923 | 0.39991 | 0.31638 | 0.28613 | 0.24922 | 0.20123 | 0.16292
Portfolio Adjusted1-in-10Size: 20 kW to 199.99 kWAll2017November Monthly Peak | Portfolio Adjusted | 1-in-10 | Size: 20 kW to 199.99 kW | All | 2017 | November Monthly Peak | 11 | 12.5543 | 12.0329 | 11.7668 | 11.8026 | 12.3023 | 13.7451 | 15.1274 | 16.9084 | 19.7 | 21.986 | 23.793 | 25.0258 | 25.7871 | 26.3294 | 26.3906 | 25.6239 | 24.5781 | 24.1183 | 22.2667 | 20.8297 | 19.44 | 17.6943 | 15.588 | 13.8709 | 0 | 0 | 0 | 0 | 0 | 0 | 0 | 0 | 0 | 0 | 0 | 0 | 0 | 0 | 0.39586 | 0.38436 | 0.36867 | 0.36177 | 0 | 0 | 0 | 0 | 0 | 0 | 66.7041 | 65.1657 | 64.2886 | 62.896 | 62.0081 | 61.1104 | 60.6535 | 60.6423 | 63.2341 | 68.3422 | 74.5448 | 79.5684 | 82.5556 | 84.1931 | 85.1079 | 84.9848 | 83.6228 | 81.0297 | 77.7277 | 74.3256 | 71.8872 | 69.9359 | 68.1558 | 66.9739 | 0.17815 | 0.16515 | 0.16115 | 0.16027 | 0.17371 | 0.20526 | 0.26922 | 0.29922 | 0.31041 | 0.30355 | 0.30128 | 0.31944 | 0.36199 | 0.41411 | 0.45066 | 0.47504 | 0.48713 | 0.45139 | 0.40181 | 0.3179 | 0.2875 | 0.25042 | 0.2022 | 0.1637
Portfolio Adjusted1-in-10Size: 20 kW to 199.99 kWAll2017December Monthly Peak | Portfolio Adjusted | 1-in-10 | Size: 20 kW to 199.99 kW | All | 2017 | December Monthly Peak | 12 | 12.5939 | 12.164 | 11.987 | 12.0583 | 12.646 | 14.1494 | 16.3047 | 17.5817 | 19.2894 | 20.1835 | 20.4876 | 20.2258 | 19.8141 | 19.4768 | 19.0949 | 18.4802 | 18.6344 | 19.5381 | 18.7057 | 18.1419 | 17.3531 | 16.3123 | 14.889 | 13.6247 | 0 | 0 | 0 | 0 | 0 | 0 | 0 | 0 | 0 | 0 | 0 | 0 | 0 | 0 | 0.28642 | 0.2772 | 0.27952 | 0.29307 | 0 | 0 | 0 | 0 | 0 | 0 | 43.3135 | 42.6556 | 42.4268 | 42.3595 | 42.2903 | 42.1123 | 42.4354 | 42.4816 | 43.1886 | 44.9661 | 46.7718 | 48.4917 | 49.6601 | 50.0711 | 50.1244 | 50.0238 | 49.5749 | 48.3813 | 47.1493 | 45.9584 | 44.8936 | 44.283 | 43.9517 | 43.2186 | 0.18069 | 0.16753 | 0.16348 | 0.1626 | 0.17622 | 0.20813 | 0.273 | 0.30327 | 0.31453 | 0.30757 | 0.30528 | 0.32371 | 0.36691 | 0.41984 | 0.45702 | 0.48168 | 0.49394 | 0.45775 | 0.40746 | 0.32248 | 0.29169 | 0.25413 | 0.20521 | 0.16607
Portfolio Adjusted1-in-10Size: 20 kW to 199.99 kWAll2017Typical Event Day | Portfolio Adjusted | 1-in-10 | Size: 20 kW to 199.99 kW | All | 2017 | Typical Event Day | 8 | 14.8956 | 14.0621 | 13.6093 | 13.4771 | 13.9673 | 15.5313 | 17.1988 | 20.0679 | 23.9751 | 27.2362 | 29.8408 | 31.5165 | 32.5107 | 33.2137 | 33.4331 | 32.9663 | 31.647 | 29.2463 | 26.2761 | 24.9631 | 24.2034 | 21.9136 | 19.0269 | 16.6942 | 0 | 0 | 0 | 0 | 0 | 0 | 0 | 0 | 0 | 0 | 0 | 0 | 0 | 0 | 0.5015 | 0.4945 | 0.47471 | 0.43869 | 0 | 0 | 0 | 0 | 0 | 0 | 75.4849 | 74.3193 | 73.2649 | 72.3299 | 71.4468 | 70.6198 | 70.0661 | 70.4154 | 73.2862 | 78.1628 | 83.009 | 87.1813 | 89.9838 | 91.7545 | 92.8793 | 93.4717 | 93.5632 | 92.8306 | 91.6061 | 88.8881 | 85.0697 | 81.7492 | 79.4938 | 77.7561 | 0.17835 | 0.16533 | 0.16134 | 0.16047 | 0.17392 | 0.20548 | 0.26951 | 0.29949 | 0.31064 | 0.30373 | 0.30144 | 0.31962 | 0.36224 | 0.41443 | 0.45103 | 0.47545 | 0.48758 | 0.45183 | 0.40224 | 0.31825 | 0.28782 | 0.2507 | 0.20243 | 0.16388
Portfolio Adjusted1-in-10Size: 20 kW to 199.99 kWAll2018January Monthly Peak | Portfolio Adjusted | 1-in-10 | Size: 20 kW to 199.99 kW | All | 2018 | January Monthly Peak | 1 | 12.6924 | 12.3415 | 12.192 | 12.3077 | 12.9489 | 14.4492 | 16.8978 | 18.2029 | 19.9361 | 20.6917 | 20.8212 | 20.4508 | 20.0284 | 19.7605 | 19.4206 | 18.8366 | 18.4816 | 19.5301 | 18.9237 | 18.3826 | 17.6043 | 16.5813 | 15.0001 | 13.7685 | 0 | 0 | 0 | 0 | 0 | 0 | 0 | 0 | 0 | 0 | 0 | 0 | 0 | 0 | 0.29131 | 0.28255 | 0.27722 | 0.29295 | 0 | 0 | 0 | 0 | 0 | 0 | 42.9617 | 42.2642 | 41.5713 | 41.0832 | 40.795 | 40.4633 | 40.0921 | 39.9492 | 40.4303 | 42.7345 | 45.3402 | 47.5148 | 49.3398 | 50.2793 | 50.732 | 50.5324 | 49.6756 | 48.466 | 46.3882 | 44.7615 | 43.5186 | 42.6058 | 41.913 | 41.2039 | 0.18674 | 0.17316 | 0.16901 | 0.16812 | 0.1822 | 0.21505 | 0.28208 | 0.31307 | 0.3245 | 0.31714 | 0.31475 | 0.3338 | 0.37856 | 0.43334 | 0.47188 | 0.49734 | 0.51011 | 0.47285 | 0.42099 | 0.3333 | 0.30154 | 0.26275 | 0.2122 | 0.17165
Portfolio Adjusted1-in-10Size: 20 kW to 199.99 kWAll2018February Monthly Peak | Portfolio Adjusted | 1-in-10 | Size: 20 kW to 199.99 kW | All | 2018 | February Monthly Peak | 2 | 12.2798 | 11.8987 | 11.6869 | 11.7765 | 12.3479 | 13.7506 | 15.6881 | 16.9615 | 18.8751 | 19.9727 | 20.5837 | 20.7555 | 20.8432 | 20.9619 | 20.8652 | 20.3263 | 19.689 | 19.6332 | 19.515 | 18.6214 | 17.7003 | 16.4497 | 14.7273 | 13.3594 | 0 | 0 | 0 | 0 | 0 | 0 | 0 | 0 | 0 | 0 | 0 | 0 | 0 | 0 | 0.31298 | 0.30489 | 0.29533 | 0.2945 | 0 | 0 | 0 | 0 | 0 | 0 | 50.0628 | 49.6503 | 49.0695 | 48.5046 | 48.2045 | 47.4181 | 46.5451 | 47.0244 | 48.1024 | 50.3308 | 52.562 | 54.0528 | 55.3952 | 56.5615 | 57.5522 | 57.991 | 57.3923 | 56.6683 | 54.8203 | 52.9161 | 51.3203 | 49.8929 | 49.1138 | 48.1377 | 0.17691 | 0.164 | 0.16003 | 0.15916 | 0.17251 | 0.20382 | 0.26733 | 0.2971 | 0.30819 | 0.30137 | 0.29912 | 0.31715 | 0.35941 | 0.41118 | 0.44749 | 0.4717 | 0.4837 | 0.44823 | 0.399 | 0.31569 | 0.28551 | 0.2487 | 0.20081 | 0.16256
Portfolio Adjusted1-in-10Size: 20 kW to 199.99 kWAll2018March Monthly Peak | Portfolio Adjusted | 1-in-10 | Size: 20 kW to 199.99 kW | All | 2018 | March Monthly Peak | 3 | 12.3762 | 11.8181 | 11.5483 | 11.5458 | 12.0504 | 13.3591 | 15.2066 | 16.5641 | 18.6235 | 20.1955 | 21.3704 | 22.1219 | 22.6865 | 23.2067 | 23.4746 | 23.1124 | 22.1531 | 20.7365 | 19.7193 | 19.7693 | 18.7574 | 17.2325 | 15.2151 | 13.5884 | 0 | 0 | 0 | 0 | 0 | 0 | 0 | 0 | 0 | 0 | 0 | 0 | 0 | 0 | 0.35212 | 0.34669 | 0.3323 | 0.31105 | 0 | 0 | 0 | 0 | 0 | 0 | 58.2129 | 56.7268 | 55.6784 | 55.0397 | 54.1891 | 53.5287 | 52.9545 | 52.8534 | 54.1395 | 58.3332 | 63.3513 | 67.9444 | 71.415 | 73.2235 | 74.3501 | 74.9422 | 74.8252 | 73.7957 | 72.221 | 69.6563 | 66.3278 | 63.4391 | 61.1929 | 59.3195 | 0.1759 | 0.16306 | 0.1591 | 0.15823 | 0.1715 | 0.20267 | 0.26582 | 0.29548 | 0.30655 | 0.2998 | 0.29757 | 0.31549 | 0.35749 | 0.40894 | 0.44502 | 0.46909 | 0.48101 | 0.44571 | 0.39674 | 0.31387 | 0.28385 | 0.24724 | 0.19963 | 0.16162
Portfolio Adjusted1-in-10Size: 20 kW to 199.99 kWAll2018April Monthly Peak | Portfolio Adjusted | 1-in-10 | Size: 20 kW to 199.99 kW | All | 2018 | April Monthly Peak | 4 | 13.0306 | 12.3547 | 12.0148 | 11.9482 | 12.4358 | 13.7528 | 15.2092 | 17.147 | 20.141 | 22.6072 | 24.56 | 25.9356 | 26.9432 | 27.743 | 28.1177 | 27.7429 | 26.5476 | 24.455 | 22.2307 | 21.8725 | 20.9623 | 19.0009 | 16.5472 | 14.6084 | 0 | 0 | 0 | 0 | 0 | 0 | 0 | 0 | 0 | 0 | 0 | 0 | 0 | 0 | 0.42177 | 0.41614 | 0.39821 | 0.36682 | 0 | 0 | 0 | 0 | 0 | 0 | 68.4565 | 66.9793 | 65.3578 | 64.0084 | 62.8881 | 61.9385 | 61.3673 | 61.3906 | 64.6665 | 70.7116 | 76.8233 | 82.1179 | 85.3564 | 87.2201 | 88.0323 | 88.5603 | 88.4507 | 87.8173 | 85.9579 | 82.5949 | 78.1563 | 74.2604 | 71.6038 | 69.9304 | 0.17736 | 0.16442 | 0.16044 | 0.15956 | 0.17294 | 0.20435 | 0.26803 | 0.29792 | 0.30907 | 0.30226 | 0.3 | 0.31808 | 0.36043 | 0.41232 | 0.44871 | 0.47298 | 0.485 | 0.44941 | 0.40005 | 0.3165 | 0.28623 | 0.24931 | 0.2013 | 0.16298
Portfolio Adjusted1-in-10Size: 20 kW to 199.99 kWAll2018May Monthly Peak | Portfolio Adjusted | 1-in-10 | Size: 20 kW to 199.99 kW | All | 2018 | May Monthly Peak | 5 | 13.5893 | 12.8581 | 12.462 | 12.36 | 12.8534 | 14.0951 | 15.2848 | 18.0737 | 21.7452 | 24.7314 | 27.0273 | 28.5019 | 29.412 | 30.1137 | 30.4017 | 29.9492 | 28.7031 | 26.4969 | 23.9573 | 22.781 | 22.282 | 20.147 | 17.4868 | 15.3464 | 0 | 0 | 0 | 0 | 0 | 0 | 0 | 0 | 0 | 0 | 0 | 0 | 0 | 0 | 0.45603 | 0.44924 | 0.43055 | 0.39745 | 0 | 0 | 0 | 0 | 0 | 0 | 73.3717 | 71.5498 | 70.1204 | 69.1323 | 68.0808 | 67.0829 | 66.5128 | 66.8119 | 70.431 | 75.9673 | 81.0422 | 84.6176 | 87.4797 | 89.3722 | 90.516 | 90.8402 | 90.5035 | 89.4352 | 88.082 | 85.5292 | 81.5077 | 77.5956 | 75.0551 | 72.684 | 0.17803 | 0.16504 | 0.16105 | 0.16017 | 0.1736 | 0.20511 | 0.26902 | 0.29896 | 0.3101 | 0.30321 | 0.30093 | 0.31907 | 0.36162 | 0.41371 | 0.45026 | 0.47462 | 0.48672 | 0.45103 | 0.40152 | 0.31768 | 0.28731 | 0.25026 | 0.20207 | 0.16359
Portfolio Adjusted1-in-10Size: 20 kW to 199.99 kWAll2018June Monthly Peak | Portfolio Adjusted | 1-in-10 | Size: 20 kW to 199.99 kW | All | 2018 | June Monthly Peak | 6 | 14.1538 | 13.3693 | 12.9565 | 12.8392 | 13.3429 | 14.4414 | 15.8126 | 18.8839 | 22.4429 | 25.4696 | 27.8219 | 29.3791 | 30.4046 | 31.1742 | 31.5174 | 31.1104 | 29.9147 | 27.7092 | 25.0709 | 23.438 | 22.9266 | 20.9655 | 18.1941 | 15.9646 | 0 | 0 | 0 | 0 | 0 | 0 | 0 | 0 | 0 | 0 | 0 | 0 | 0 | 0 | 0.47276 | 0.46666 | 0.44872 | 0.41564 | 0 | 0 | 0 | 0 | 0 | 0 | 72.1492 | 70.8215 | 69.8344 | 68.7785 | 67.733 | 66.4599 | 65.7981 | 66.7911 | 70.539 | 75.4824 | 80.5175 | 84.6584 | 87.4577 | 89.1191 | 90.3875 | 91.0748 | 91.5461 | 90.7518 | 89.6228 | 86.9802 | 83.442 | 79.75 | 77.3241 | 75.5161 | 0.17807 | 0.16508 | 0.1611 | 0.16023 | 0.17366 | 0.20516 | 0.26909 | 0.29901 | 0.31013 | 0.30322 | 0.30094 | 0.31909 | 0.36166 | 0.41377 | 0.45034 | 0.47471 | 0.48682 | 0.45113 | 0.40162 | 0.31777 | 0.28739 | 0.25034 | 0.20214 | 0.16363
Portfolio Adjusted1-in-10Size: 20 kW to 199.99 kWAll2018July Monthly Peak | Portfolio Adjusted | 1-in-10 | Size: 20 kW to 199.99 kW | All | 2018 | July Monthly Peak | 7 | 15.1452 | 14.2801 | 13.8091 | 13.6663 | 14.1934 | 15.5788 | 17.209 | 20.5088 | 24.3027 | 27.4403 | 29.8452 | 31.3888 | 32.3238 | 33.0114 | 33.2636 | 32.8321 | 31.6531 | 29.3908 | 26.5773 | 24.828 | 24.2947 | 22.2679 | 19.359 | 16.9846 | 0 | 0 | 0 | 0 | 0 | 0 | 0 | 0 | 0 | 0 | 0 | 0 | 0 | 0 | 0.49895 | 0.49248 | 0.4748 | 0.44086 | 0 | 0 | 0 | 0 | 0 | 0 | 76.4839 | 75.2279 | 74.0855 | 73.0198 | 72.2142 | 71.3656 | 70.7063 | 71.1003 | 74.0651 | 78.87 | 83.6086 | 87.3537 | 89.4818 | 90.8209 | 92.1591 | 92.5664 | 92.3726 | 91.842 | 90.6836 | 88.3694 | 84.734 | 81.284 | 79.0926 | 77.5585 | 0.1773 | 0.16436 | 0.16039 | 0.15952 | 0.1729 | 0.20428 | 0.26793 | 0.29777 | 0.30887 | 0.30201 | 0.29974 | 0.31781 | 0.36018 | 0.41206 | 0.44844 | 0.47271 | 0.48476 | 0.44921 | 0.39989 | 0.31638 | 0.28613 | 0.24923 | 0.20124 | 0.16292
Portfolio Adjusted1-in-10Size: 20 kW to 199.99 kWAll2018August Monthly Peak | Portfolio Adjusted | 1-in-10 | Size: 20 kW to 199.99 kW | All | 2018 | August Monthly Peak | 8 | 15.1091 | 14.2542 | 13.7843 | 13.6458 | 14.1382 | 15.7262 | 17.4306 | 20.4131 | 24.4842 | 27.876 | 30.5799 | 32.302 | 33.3062 | 34.0056 | 34.2165 | 33.7368 | 32.3837 | 29.9433 | 26.8624 | 25.5008 | 24.6695 | 22.3061 | 19.3553 | 16.9681 | 0 | 0 | 0 | 0 | 0 | 0 | 0 | 0 | 0 | 0 | 0 | 0 | 0 | 0 | 0.51325 | 0.50605 | 0.48576 | 0.44915 | 0 | 0 | 0 | 0 | 0 | 0 | 76.198 | 75.1866 | 74.1817 | 73.3127 | 72.4496 | 71.8961 | 71.5865 | 71.8312 | 74.4877 | 79.6142 | 84.3438 | 88.7189 | 91.7962 | 93.7677 | 94.9569 | 95.9293 | 96.2228 | 95.6412 | 94.7326 | 92.0473 | 87.9244 | 84.8072 | 82.7628 | 80.8596 | 0.18004 | 0.1669 | 0.16288 | 0.16199 | 0.17558 | 0.20744 | 0.27207 | 0.30234 | 0.31359 | 0.30658 | 0.30426 | 0.32261 | 0.36564 | 0.41832 | 0.45526 | 0.47993 | 0.49219 | 0.45611 | 0.40607 | 0.32126 | 0.29054 | 0.25306 | 0.20434 | 0.16543
Portfolio Adjusted1-in-10Size: 20 kW to 199.99 kWAll2018September Monthly Peak | Portfolio Adjusted | 1-in-10 | Size: 20 kW to 199.99 kW | All | 2018 | September Monthly Peak | 9 | 14.9111 | 14.1068 | 13.6528 | 13.5441 | 14.0502 | 15.6528 | 17.7912 | 20.2623 | 24.3448 | 27.7022 | 30.3649 | 32.0244 | 33.0427 | 33.7677 | 34.0002 | 33.453 | 32.0279 | 29.453 | 26.5074 | 25.8626 | 24.0891 | 21.738 | 18.917 | 16.6488 | 0 | 0 | 0 | 0 | 0 | 0 | 0 | 0 | 0 | 0 | 0 | 0 | 0 | 0 | 0.51 | 0.50179 | 0.48042 | 0.44179 | 0 | 0 | 0 | 0 | 0 | 0 | 77.1087 | 76.0411 | 74.958 | 74.2085 | 73.3904 | 72.7576 | 72.1734 | 71.9389 | 74.0532 | 78.6848 | 83.5663 | 87.9941 | 91.1995 | 93.3103 | 94.014 | 94.3164 | 94.1111 | 93.0873 | 91.3855 | 88.1555 | 84.1784 | 81.1556 | 78.7958 | 77.0905 | 0.17844 | 0.16542 | 0.16142 | 0.16054 | 0.174 | 0.2056 | 0.26966 | 0.2997 | 0.31089 | 0.30399 | 0.30171 | 0.3199 | 0.36252 | 0.41473 | 0.45134 | 0.47577 | 0.48789 | 0.4521 | 0.40246 | 0.31841 | 0.28796 | 0.25082 | 0.20252 | 0.16396
Portfolio Adjusted1-in-10Size: 20 kW to 199.99 kWAll2018October Monthly Peak | Portfolio Adjusted | 1-in-10 | Size: 20 kW to 199.99 kW | All | 2018 | October Monthly Peak | 10 | 13.4908 | 12.8194 | 12.436 | 12.355 | 12.8144 | 14.2525 | 16.4416 | 18.1241 | 21.1369 | 23.9822 | 26.3547 | 28.0115 | 29.1722 | 30.0466 | 30.3816 | 29.8539 | 28.4304 | 25.9735 | 24.5371 | 23.4788 | 21.6996 | 19.6334 | 17.1063 | 15.0634 | 0 | 0 | 0 | 0 | 0 | 0 | 0 | 0 | 0 | 0 | 0 | 0 | 0 | 0 | 0.45572 | 0.44781 | 0.42646 | 0.3896 | 0 | 0 | 0 | 0 | 0 | 0 | 71.7791 | 70.3812 | 69.3747 | 68.1908 | 67.1986 | 66.3899 | 65.9786 | 65.5795 | 66.5509 | 71.0371 | 76.8374 | 82.3996 | 86.7765 | 89.5457 | 90.5456 | 91.102 | 90.9842 | 89.9047 | 87.2642 | 82.9374 | 78.8561 | 75.9892 | 73.8514 | 72.2237 | 0.1773 | 0.16436 | 0.16039 | 0.15952 | 0.17289 | 0.20429 | 0.26794 | 0.2978 | 0.30892 | 0.30208 | 0.29981 | 0.31788 | 0.36023 | 0.4121 | 0.44847 | 0.47276 | 0.48479 | 0.44923 | 0.39991 | 0.31638 | 0.28613 | 0.24922 | 0.20123 | 0.16292
Portfolio Adjusted1-in-10Size: 20 kW to 199.99 kWAll2018November Monthly Peak | Portfolio Adjusted | 1-in-10 | Size: 20 kW to 199.99 kW | All | 2018 | November Monthly Peak | 11 | 12.5543 | 12.0329 | 11.7668 | 11.8026 | 12.3023 | 13.7451 | 15.1274 | 16.9084 | 19.7 | 21.986 | 23.793 | 25.0258 | 25.7871 | 26.3294 | 26.3906 | 25.6239 | 24.5781 | 24.1183 | 22.2667 | 20.8297 | 19.44 | 17.6943 | 15.588 | 13.8709 | 0 | 0 | 0 | 0 | 0 | 0 | 0 | 0 | 0 | 0 | 0 | 0 | 0 | 0 | 0.39586 | 0.38436 | 0.36867 | 0.36177 | 0 | 0 | 0 | 0 | 0 | 0 | 66.7041 | 65.1657 | 64.2886 | 62.896 | 62.0081 | 61.1104 | 60.6535 | 60.6423 | 63.2341 | 68.3423 | 74.5448 | 79.5684 | 82.5556 | 84.1931 | 85.1079 | 84.9848 | 83.6228 | 81.0296 | 77.7277 | 74.3256 | 71.8872 | 69.9359 | 68.1558 | 66.9739 | 0.17815 | 0.16515 | 0.16115 | 0.16027 | 0.17371 | 0.20526 | 0.26922 | 0.29922 | 0.31041 | 0.30355 | 0.30128 | 0.31944 | 0.36199 | 0.41411 | 0.45066 | 0.47504 | 0.48713 | 0.45139 | 0.40181 | 0.3179 | 0.2875 | 0.25042 | 0.2022 | 0.1637
Portfolio Adjusted1-in-10Size: 20 kW to 199.99 kWAll2018December Monthly Peak | Portfolio Adjusted | 1-in-10 | Size: 20 kW to 199.99 kW | All | 2018 | December Monthly Peak | 12 | 12.5939 | 12.164 | 11.987 | 12.0583 | 12.646 | 14.1494 | 16.3047 | 17.5817 | 19.2894 | 20.1835 | 20.4876 | 20.2258 | 19.8141 | 19.4768 | 19.0949 | 18.4802 | 18.6344 | 19.5381 | 18.7057 | 18.1419 | 17.3531 | 16.3123 | 14.889 | 13.6247 | 0 | 0 | 0 | 0 | 0 | 0 | 0 | 0 | 0 | 0 | 0 | 0 | 0 | 0 | 0.28642 | 0.2772 | 0.27952 | 0.29307 | 0 | 0 | 0 | 0 | 0 | 0 | 43.3135 | 42.6556 | 42.4268 | 42.3595 | 42.2903 | 42.1123 | 42.4354 | 42.4816 | 43.1886 | 44.9661 | 46.7718 | 48.4917 | 49.6601 | 50.0711 | 50.1244 | 50.0238 | 49.5749 | 48.3813 | 47.1493 | 45.9584 | 44.8936 | 44.283 | 43.9517 | 43.2186 | 0.18069 | 0.16753 | 0.16348 | 0.1626 | 0.17622 | 0.20813 | 0.273 | 0.30327 | 0.31453 | 0.30757 | 0.30528 | 0.32371 | 0.36691 | 0.41984 | 0.45702 | 0.48168 | 0.49394 | 0.45775 | 0.40746 | 0.32248 | 0.29169 | 0.25413 | 0.20521 | 0.16607
Portfolio Adjusted1-in-10Size: 20 kW to 199.99 kWAll2018Typical Event Day | Portfolio Adjusted | 1-in-10 | Size: 20 kW to 199.99 kW | All | 2018 | Typical Event Day | 8 | 14.8956 | 14.0621 | 13.6093 | 13.4771 | 13.9673 | 15.5313 | 17.1988 | 20.0679 | 23.9751 | 27.2362 | 29.8408 | 31.5165 | 32.5107 | 33.2137 | 33.4331 | 32.9663 | 31.647 | 29.2463 | 26.2761 | 24.9631 | 24.2034 | 21.9136 | 19.0269 | 16.6942 | 0 | 0 | 0 | 0 | 0 | 0 | 0 | 0 | 0 | 0 | 0 | 0 | 0 | 0 | 0.5015 | 0.4945 | 0.47471 | 0.43869 | 0 | 0 | 0 | 0 | 0 | 0 | 75.4849 | 74.3193 | 73.2649 | 72.3299 | 71.4468 | 70.6198 | 70.0661 | 70.4154 | 73.2862 | 78.1628 | 83.009 | 87.1813 | 89.9838 | 91.7545 | 92.8794 | 93.4717 | 93.5632 | 92.8306 | 91.6061 | 88.8881 | 85.0697 | 81.7492 | 79.4938 | 77.7561 | 0.17835 | 0.16533 | 0.16134 | 0.16047 | 0.17392 | 0.20548 | 0.26951 | 0.29949 | 0.31064 | 0.30373 | 0.30144 | 0.31962 | 0.36224 | 0.41443 | 0.45103 | 0.47545 | 0.48758 | 0.45183 | 0.40224 | 0.31825 | 0.28782 | 0.2507 | 0.20243 | 0.16388
Portfolio Adjusted1-in-10Size: 20 kW to 199.99 kWAll2019January Monthly Peak | Portfolio Adjusted | 1-in-10 | Size: 20 kW to 199.99 kW | All | 2019 | January Monthly Peak | 1 | 12.6924 | 12.3415 | 12.192 | 12.3077 | 12.9489 | 14.4492 | 16.8978 | 18.2029 | 19.9361 | 20.6917 | 20.8212 | 20.4508 | 20.0284 | 19.7605 | 19.4206 | 18.8366 | 18.4816 | 19.5301 | 18.9237 | 18.3826 | 17.6043 | 16.5813 | 15.0001 | 13.7685 | 0 | 0 | 0 | 0 | 0 | 0 | 0 | 0 | 0 | 0 | 0 | 0 | 0 | 0 | 0.29131 | 0.28255 | 0.27722 | 0.29295 | 0 | 0 | 0 | 0 | 0 | 0 | 42.9617 | 42.2642 | 41.5713 | 41.0832 | 40.795 | 40.4633 | 40.0921 | 39.9492 | 40.4303 | 42.7345 | 45.3402 | 47.5148 | 49.3398 | 50.2793 | 50.732 | 50.5324 | 49.6756 | 48.466 | 46.3882 | 44.7615 | 43.5186 | 42.6058 | 41.913 | 41.2039 | 0.18674 | 0.17316 | 0.16901 | 0.16812 | 0.1822 | 0.21505 | 0.28208 | 0.31307 | 0.3245 | 0.31714 | 0.31475 | 0.3338 | 0.37856 | 0.43334 | 0.47188 | 0.49734 | 0.51011 | 0.47285 | 0.42099 | 0.3333 | 0.30154 | 0.26275 | 0.2122 | 0.17165
Portfolio Adjusted1-in-10Size: 20 kW to 199.99 kWAll2019February Monthly Peak | Portfolio Adjusted | 1-in-10 | Size: 20 kW to 199.99 kW | All | 2019 | February Monthly Peak | 2 | 12.2798 | 11.8987 | 11.6869 | 11.7765 | 12.3479 | 13.7506 | 15.6881 | 16.9615 | 18.8751 | 19.9727 | 20.5837 | 20.7555 | 20.8432 | 20.9619 | 20.8652 | 20.3263 | 19.689 | 19.6332 | 19.515 | 18.6214 | 17.7003 | 16.4497 | 14.7273 | 13.3594 | 0 | 0 | 0 | 0 | 0 | 0 | 0 | 0 | 0 | 0 | 0 | 0 | 0 | 0 | 0.31298 | 0.30489 | 0.29533 | 0.2945 | 0 | 0 | 0 | 0 | 0 | 0 | 50.0628 | 49.6503 | 49.0695 | 48.5046 | 48.2045 | 47.4181 | 46.5451 | 47.0244 | 48.1024 | 50.3308 | 52.562 | 54.0528 | 55.3952 | 56.5615 | 57.5522 | 57.991 | 57.3923 | 56.6683 | 54.8203 | 52.9161 | 51.3203 | 49.8929 | 49.1138 | 48.1377 | 0.17691 | 0.164 | 0.16003 | 0.15916 | 0.17251 | 0.20382 | 0.26733 | 0.2971 | 0.30819 | 0.30137 | 0.29912 | 0.31715 | 0.35941 | 0.41118 | 0.44749 | 0.4717 | 0.4837 | 0.44823 | 0.399 | 0.31569 | 0.28551 | 0.2487 | 0.20081 | 0.16256
Portfolio Adjusted1-in-10Size: 20 kW to 199.99 kWAll2019March Monthly Peak | Portfolio Adjusted | 1-in-10 | Size: 20 kW to 199.99 kW | All | 2019 | March Monthly Peak | 3 | 12.3762 | 11.8181 | 11.5483 | 11.5458 | 12.0504 | 13.3591 | 15.2066 | 16.5641 | 18.6235 | 20.1955 | 21.3704 | 22.1219 | 22.6865 | 23.2067 | 23.4746 | 23.1124 | 22.1531 | 20.7365 | 19.7193 | 19.7693 | 18.7574 | 17.2325 | 15.2151 | 13.5884 | 0 | 0 | 0 | 0 | 0 | 0 | 0 | 0 | 0 | 0 | 0 | 0 | 0 | 0 | 0.35212 | 0.34669 | 0.3323 | 0.31105 | 0 | 0 | 0 | 0 | 0 | 0 | 58.2129 | 56.7268 | 55.6784 | 55.0397 | 54.1891 | 53.5287 | 52.9545 | 52.8534 | 54.1395 | 58.3332 | 63.3513 | 67.9444 | 71.415 | 73.2235 | 74.3501 | 74.9422 | 74.8252 | 73.7958 | 72.221 | 69.6563 | 66.3278 | 63.4391 | 61.1929 | 59.3195 | 0.1759 | 0.16306 | 0.1591 | 0.15823 | 0.1715 | 0.20267 | 0.26582 | 0.29548 | 0.30655 | 0.2998 | 0.29757 | 0.31549 | 0.35749 | 0.40894 | 0.44502 | 0.46909 | 0.48101 | 0.44571 | 0.39674 | 0.31387 | 0.28385 | 0.24724 | 0.19963 | 0.16162
Portfolio Adjusted1-in-10Size: 20 kW to 199.99 kWAll2019April Monthly Peak | Portfolio Adjusted | 1-in-10 | Size: 20 kW to 199.99 kW | All | 2019 | April Monthly Peak | 4 | 13.0306 | 12.3547 | 12.0148 | 11.9482 | 12.4358 | 13.7528 | 15.2092 | 17.147 | 20.141 | 22.6072 | 24.56 | 25.9356 | 26.9432 | 27.743 | 28.1177 | 27.7429 | 26.5476 | 24.455 | 22.2307 | 21.8725 | 20.9623 | 19.0009 | 16.5472 | 14.6084 | 0 | 0 | 0 | 0 | 0 | 0 | 0 | 0 | 0 | 0 | 0 | 0 | 0 | 0 | 0.42177 | 0.41614 | 0.39821 | 0.36682 | 0 | 0 | 0 | 0 | 0 | 0 | 68.4565 | 66.9793 | 65.3578 | 64.0084 | 62.8881 | 61.9385 | 61.3673 | 61.3906 | 64.6665 | 70.7116 | 76.8233 | 82.1179 | 85.3564 | 87.2201 | 88.0323 | 88.5603 | 88.4507 | 87.8173 | 85.9579 | 82.5949 | 78.1563 | 74.2604 | 71.6038 | 69.9304 | 0.17736 | 0.16442 | 0.16044 | 0.15956 | 0.17294 | 0.20435 | 0.26803 | 0.29792 | 0.30907 | 0.30226 | 0.3 | 0.31808 | 0.36043 | 0.41232 | 0.44871 | 0.47298 | 0.485 | 0.44941 | 0.40004 | 0.3165 | 0.28623 | 0.24931 | 0.2013 | 0.16298
Portfolio Adjusted1-in-10Size: 20 kW to 199.99 kWAll2019May Monthly Peak | Portfolio Adjusted | 1-in-10 | Size: 20 kW to 199.99 kW | All | 2019 | May Monthly Peak | 5 | 13.5893 | 12.8581 | 12.462 | 12.36 | 12.8534 | 14.0951 | 15.2848 | 18.0737 | 21.7452 | 24.7314 | 27.0273 | 28.5019 | 29.412 | 30.1137 | 30.4017 | 29.9492 | 28.7031 | 26.4969 | 23.9573 | 22.781 | 22.282 | 20.147 | 17.4868 | 15.3464 | 0 | 0 | 0 | 0 | 0 | 0 | 0 | 0 | 0 | 0 | 0 | 0 | 0 | 0 | 0.45603 | 0.44924 | 0.43055 | 0.39745 | 0 | 0 | 0 | 0 | 0 | 0 | 73.3717 | 71.5498 | 70.1204 | 69.1323 | 68.0808 | 67.0829 | 66.5128 | 66.8119 | 70.431 | 75.9673 | 81.0422 | 84.6176 | 87.4797 | 89.3722 | 90.516 | 90.8401 | 90.5035 | 89.4352 | 88.082 | 85.5292 | 81.5077 | 77.5956 | 75.0551 | 72.684 | 0.17803 | 0.16504 | 0.16105 | 0.16017 | 0.1736 | 0.20511 | 0.26902 | 0.29896 | 0.3101 | 0.30321 | 0.30093 | 0.31907 | 0.36162 | 0.41371 | 0.45026 | 0.47462 | 0.48672 | 0.45103 | 0.40152 | 0.31768 | 0.28731 | 0.25026 | 0.20207 | 0.16359
Portfolio Adjusted1-in-10Size: 20 kW to 199.99 kWAll2019June Monthly Peak | Portfolio Adjusted | 1-in-10 | Size: 20 kW to 199.99 kW | All | 2019 | June Monthly Peak | 6 | 14.1538 | 13.3693 | 12.9565 | 12.8392 | 13.3429 | 14.4414 | 15.8126 | 18.8839 | 22.4429 | 25.4696 | 27.8219 | 29.3791 | 30.4046 | 31.1742 | 31.5174 | 31.1104 | 29.9147 | 27.7092 | 25.0709 | 23.438 | 22.9266 | 20.9655 | 18.1941 | 15.9646 | 0 | 0 | 0 | 0 | 0 | 0 | 0 | 0 | 0 | 0 | 0 | 0 | 0 | 0 | 0.47276 | 0.46666 | 0.44872 | 0.41564 | 0 | 0 | 0 | 0 | 0 | 0 | 72.1492 | 70.8215 | 69.8344 | 68.7785 | 67.733 | 66.4599 | 65.7982 | 66.7911 | 70.539 | 75.4824 | 80.5175 | 84.6584 | 87.4577 | 89.1191 | 90.3875 | 91.0748 | 91.5461 | 90.7518 | 89.6228 | 86.9802 | 83.442 | 79.75 | 77.3241 | 75.5161 | 0.17807 | 0.16508 | 0.1611 | 0.16023 | 0.17366 | 0.20516 | 0.26909 | 0.29901 | 0.31013 | 0.30322 | 0.30094 | 0.31909 | 0.36166 | 0.41377 | 0.45034 | 0.47471 | 0.48682 | 0.45113 | 0.40162 | 0.31777 | 0.28739 | 0.25034 | 0.20214 | 0.16363
Portfolio Adjusted1-in-10Size: 20 kW to 199.99 kWAll2019July Monthly Peak | Portfolio Adjusted | 1-in-10 | Size: 20 kW to 199.99 kW | All | 2019 | July Monthly Peak | 7 | 15.1452 | 14.2801 | 13.8091 | 13.6663 | 14.1934 | 15.5788 | 17.209 | 20.5088 | 24.3027 | 27.4403 | 29.8452 | 31.3888 | 32.3238 | 33.0114 | 33.2636 | 32.8321 | 31.6531 | 29.3908 | 26.5773 | 24.828 | 24.2947 | 22.2679 | 19.359 | 16.9846 | 0 | 0 | 0 | 0 | 0 | 0 | 0 | 0 | 0 | 0 | 0 | 0 | 0 | 0 | 0.49895 | 0.49248 | 0.4748 | 0.44086 | 0 | 0 | 0 | 0 | 0 | 0 | 76.4839 | 75.2279 | 74.0855 | 73.0198 | 72.2142 | 71.3656 | 70.7063 | 71.1003 | 74.0651 | 78.87 | 83.6086 | 87.3537 | 89.4818 | 90.8209 | 92.1591 | 92.5665 | 92.3726 | 91.842 | 90.6836 | 88.3694 | 84.734 | 81.2839 | 79.0926 | 77.5584 | 0.1773 | 0.16436 | 0.16039 | 0.15952 | 0.1729 | 0.20428 | 0.26793 | 0.29777 | 0.30887 | 0.30201 | 0.29974 | 0.31781 | 0.36018 | 0.41206 | 0.44844 | 0.47271 | 0.48476 | 0.44921 | 0.39989 | 0.31638 | 0.28613 | 0.24923 | 0.20124 | 0.16292
Portfolio Adjusted1-in-10Size: 20 kW to 199.99 kWAll2019August Monthly Peak | Portfolio Adjusted | 1-in-10 | Size: 20 kW to 199.99 kW | All | 2019 | August Monthly Peak | 8 | 15.1091 | 14.2542 | 13.7843 | 13.6458 | 14.1382 | 15.7262 | 17.4306 | 20.4131 | 24.4842 | 27.876 | 30.5799 | 32.302 | 33.3062 | 34.0056 | 34.2165 | 33.7368 | 32.3837 | 29.9433 | 26.8624 | 25.5008 | 24.6695 | 22.3061 | 19.3553 | 16.9681 | 0 | 0 | 0 | 0 | 0 | 0 | 0 | 0 | 0 | 0 | 0 | 0 | 0 | 0 | 0.51325 | 0.50605 | 0.48576 | 0.44915 | 0 | 0 | 0 | 0 | 0 | 0 | 76.198 | 75.1866 | 74.1817 | 73.3127 | 72.4496 | 71.8961 | 71.5865 | 71.8312 | 74.4877 | 79.6142 | 84.3438 | 88.7189 | 91.7962 | 93.7677 | 94.9569 | 95.9293 | 96.2228 | 95.6412 | 94.7326 | 92.0473 | 87.9244 | 84.8072 | 82.7628 | 80.8596 | 0.18004 | 0.1669 | 0.16288 | 0.16199 | 0.17558 | 0.20744 | 0.27207 | 0.30234 | 0.31359 | 0.30658 | 0.30426 | 0.32261 | 0.36564 | 0.41832 | 0.45526 | 0.47993 | 0.49219 | 0.45611 | 0.40607 | 0.32126 | 0.29054 | 0.25306 | 0.20434 | 0.16543
Portfolio Adjusted1-in-10Size: 20 kW to 199.99 kWAll2019September Monthly Peak | Portfolio Adjusted | 1-in-10 | Size: 20 kW to 199.99 kW | All | 2019 | September Monthly Peak | 9 | 14.9111 | 14.1068 | 13.6528 | 13.5441 | 14.0502 | 15.6528 | 17.7912 | 20.2622 | 24.3448 | 27.7022 | 30.3649 | 32.0244 | 33.0427 | 33.7677 | 34.0002 | 33.453 | 32.0279 | 29.453 | 26.5074 | 25.8626 | 24.0891 | 21.738 | 18.917 | 16.6488 | 0 | 0 | 0 | 0 | 0 | 0 | 0 | 0 | 0 | 0 | 0 | 0 | 0 | 0 | 0.51 | 0.50179 | 0.48042 | 0.44179 | 0 | 0 | 0 | 0 | 0 | 0 | 77.1087 | 76.0411 | 74.958 | 74.2085 | 73.3904 | 72.7576 | 72.1734 | 71.9389 | 74.0532 | 78.6848 | 83.5663 | 87.9941 | 91.1995 | 93.3103 | 94.014 | 94.3164 | 94.1111 | 93.0873 | 91.3855 | 88.1555 | 84.1783 | 81.1556 | 78.7958 | 77.0905 | 0.17844 | 0.16542 | 0.16142 | 0.16054 | 0.174 | 0.2056 | 0.26966 | 0.2997 | 0.31089 | 0.30399 | 0.30171 | 0.3199 | 0.36252 | 0.41473 | 0.45134 | 0.47577 | 0.48789 | 0.4521 | 0.40246 | 0.31841 | 0.28796 | 0.25082 | 0.20252 | 0.16396
Portfolio Adjusted1-in-10Size: 20 kW to 199.99 kWAll2019October Monthly Peak | Portfolio Adjusted | 1-in-10 | Size: 20 kW to 199.99 kW | All | 2019 | October Monthly Peak | 10 | 13.4908 | 12.8194 | 12.436 | 12.355 | 12.8144 | 14.2525 | 16.4416 | 18.1241 | 21.1369 | 23.9822 | 26.3547 | 28.0115 | 29.1722 | 30.0466 | 30.3816 | 29.8539 | 28.4304 | 25.9735 | 24.5371 | 23.4788 | 21.6996 | 19.6334 | 17.1063 | 15.0634 | 0 | 0 | 0 | 0 | 0 | 0 | 0 | 0 | 0 | 0 | 0 | 0 | 0 | 0 | 0.45572 | 0.44781 | 0.42646 | 0.3896 | 0 | 0 | 0 | 0 | 0 | 0 | 71.7791 | 70.3812 | 69.3747 | 68.1908 | 67.1986 | 66.3899 | 65.9786 | 65.5795 | 66.5509 | 71.0371 | 76.8374 | 82.3996 | 86.7765 | 89.5457 | 90.5456 | 91.102 | 90.9842 | 89.9047 | 87.2642 | 82.9374 | 78.8561 | 75.9892 | 73.8514 | 72.2237 | 0.1773 | 0.16436 | 0.16039 | 0.15952 | 0.17289 | 0.20429 | 0.26794 | 0.2978 | 0.30892 | 0.30208 | 0.29981 | 0.31788 | 0.36023 | 0.4121 | 0.44847 | 0.47276 | 0.48479 | 0.44923 | 0.39991 | 0.31638 | 0.28613 | 0.24922 | 0.20123 | 0.16292
Portfolio Adjusted1-in-10Size: 20 kW to 199.99 kWAll2019November Monthly Peak | Portfolio Adjusted | 1-in-10 | Size: 20 kW to 199.99 kW | All | 2019 | November Monthly Peak | 11 | 12.5543 | 12.0329 | 11.7668 | 11.8026 | 12.3023 | 13.7451 | 15.1274 | 16.9084 | 19.7 | 21.986 | 23.793 | 25.0258 | 25.7871 | 26.3294 | 26.3906 | 25.6239 | 24.5781 | 24.1183 | 22.2667 | 20.8297 | 19.44 | 17.6943 | 15.588 | 13.8709 | 0 | 0 | 0 | 0 | 0 | 0 | 0 | 0 | 0 | 0 | 0 | 0 | 0 | 0 | 0.39586 | 0.38436 | 0.36867 | 0.36177 | 0 | 0 | 0 | 0 | 0 | 0 | 66.7041 | 65.1657 | 64.2886 | 62.896 | 62.0081 | 61.1104 | 60.6535 | 60.6423 | 63.2341 | 68.3423 | 74.5448 | 79.5684 | 82.5556 | 84.1931 | 85.1079 | 84.9848 | 83.6228 | 81.0296 | 77.7277 | 74.3256 | 71.8872 | 69.9359 | 68.1558 | 66.9739 | 0.17815 | 0.16515 | 0.16115 | 0.16027 | 0.17371 | 0.20526 | 0.26922 | 0.29922 | 0.31041 | 0.30355 | 0.30128 | 0.31944 | 0.36199 | 0.41411 | 0.45066 | 0.47504 | 0.48713 | 0.45139 | 0.40181 | 0.3179 | 0.2875 | 0.25042 | 0.2022 | 0.1637
Portfolio Adjusted1-in-10Size: 20 kW to 199.99 kWAll2019December Monthly Peak | Portfolio Adjusted | 1-in-10 | Size: 20 kW to 199.99 kW | All | 2019 | December Monthly Peak | 12 | 12.5939 | 12.164 | 11.987 | 12.0583 | 12.646 | 14.1494 | 16.3047 | 17.5817 | 19.2894 | 20.1835 | 20.4876 | 20.2258 | 19.8141 | 19.4768 | 19.0949 | 18.4802 | 18.6344 | 19.5381 | 18.7057 | 18.1419 | 17.3531 | 16.3123 | 14.889 | 13.6247 | 0 | 0 | 0 | 0 | 0 | 0 | 0 | 0 | 0 | 0 | 0 | 0 | 0 | 0 | 0.28642 | 0.2772 | 0.27952 | 0.29307 | 0 | 0 | 0 | 0 | 0 | 0 | 43.3135 | 42.6556 | 42.4268 | 42.3595 | 42.2903 | 42.1123 | 42.4354 | 42.4816 | 43.1886 | 44.9661 | 46.7718 | 48.4917 | 49.6601 | 50.0711 | 50.1244 | 50.0239 | 49.5749 | 48.3813 | 47.1493 | 45.9584 | 44.8936 | 44.283 | 43.9517 | 43.2186 | 0.18069 | 0.16753 | 0.16348 | 0.1626 | 0.17622 | 0.20813 | 0.273 | 0.30327 | 0.31453 | 0.30757 | 0.30528 | 0.32371 | 0.36691 | 0.41984 | 0.45702 | 0.48168 | 0.49394 | 0.45775 | 0.40746 | 0.32248 | 0.29169 | 0.25413 | 0.20521 | 0.16607
Portfolio Adjusted1-in-10Size: 20 kW to 199.99 kWAll2019Typical Event Day | Portfolio Adjusted | 1-in-10 | Size: 20 kW to 199.99 kW | All | 2019 | Typical Event Day | 8 | 14.8956 | 14.0621 | 13.6093 | 13.4771 | 13.9673 | 15.5313 | 17.1988 | 20.0679 | 23.9751 | 27.2362 | 29.8408 | 31.5165 | 32.5107 | 33.2137 | 33.4331 | 32.9663 | 31.647 | 29.2463 | 26.2761 | 24.9631 | 24.2034 | 21.9136 | 19.0269 | 16.6942 | 0 | 0 | 0 | 0 | 0 | 0 | 0 | 0 | 0 | 0 | 0 | 0 | 0 | 0 | 0.5015 | 0.4945 | 0.47471 | 0.43869 | 0 | 0 | 0 | 0 | 0 | 0 | 75.4849 | 74.3193 | 73.2649 | 72.3299 | 71.4468 | 70.6198 | 70.0661 | 70.4154 | 73.2862 | 78.1628 | 83.009 | 87.1813 | 89.9838 | 91.7545 | 92.8793 | 93.4717 | 93.5632 | 92.8306 | 91.6061 | 88.8881 | 85.0697 | 81.7492 | 79.4938 | 77.7561 | 0.17835 | 0.16533 | 0.16134 | 0.16047 | 0.17392 | 0.20548 | 0.26951 | 0.29949 | 0.31064 | 0.30373 | 0.30144 | 0.31962 | 0.36224 | 0.41443 | 0.45103 | 0.47545 | 0.48758 | 0.45183 | 0.40224 | 0.31825 | 0.28782 | 0.2507 | 0.20243 | 0.16388
Portfolio Adjusted1-in-10Size: 20 kW to 199.99 kWAll2020January Monthly Peak | Portfolio Adjusted | 1-in-10 | Size: 20 kW to 199.99 kW | All | 2020 | January Monthly Peak | 1 | 12.6924 | 12.3415 | 12.192 | 12.3077 | 12.9489 | 14.4492 | 16.8978 | 18.2029 | 19.9361 | 20.6917 | 20.8212 | 20.4508 | 20.0284 | 19.7605 | 19.4206 | 18.8366 | 18.4816 | 19.5301 | 18.9237 | 18.3826 | 17.6043 | 16.5813 | 15.0001 | 13.7685 | 0 | 0 | 0 | 0 | 0 | 0 | 0 | 0 | 0 | 0 | 0 | 0 | 0 | 0 | 0.29131 | 0.28255 | 0.27722 | 0.29295 | 0 | 0 | 0 | 0 | 0 | 0 | 42.9617 | 42.2642 | 41.5713 | 41.0832 | 40.795 | 40.4633 | 40.0921 | 39.9492 | 40.4303 | 42.7345 | 45.3402 | 47.5148 | 49.3398 | 50.2793 | 50.732 | 50.5324 | 49.6756 | 48.466 | 46.3882 | 44.7615 | 43.5186 | 42.6058 | 41.913 | 41.2039 | 0.18674 | 0.17316 | 0.16901 | 0.16812 | 0.1822 | 0.21505 | 0.28208 | 0.31307 | 0.3245 | 0.31714 | 0.31475 | 0.3338 | 0.37856 | 0.43334 | 0.47188 | 0.49734 | 0.51011 | 0.47285 | 0.42099 | 0.3333 | 0.30154 | 0.26275 | 0.2122 | 0.17165
Portfolio Adjusted1-in-10Size: 20 kW to 199.99 kWAll2020February Monthly Peak | Portfolio Adjusted | 1-in-10 | Size: 20 kW to 199.99 kW | All | 2020 | February Monthly Peak | 2 | 12.2798 | 11.8987 | 11.6869 | 11.7765 | 12.3479 | 13.7506 | 15.6881 | 16.9615 | 18.8751 | 19.9727 | 20.5837 | 20.7555 | 20.8432 | 20.9619 | 20.8652 | 20.3263 | 19.689 | 19.6332 | 19.515 | 18.6214 | 17.7003 | 16.4497 | 14.7273 | 13.3594 | 0 | 0 | 0 | 0 | 0 | 0 | 0 | 0 | 0 | 0 | 0 | 0 | 0 | 0 | 0.31298 | 0.30489 | 0.29534 | 0.2945 | 0 | 0 | 0 | 0 | 0 | 0 | 50.0628 | 49.6503 | 49.0695 | 48.5046 | 48.2044 | 47.4181 | 46.5451 | 47.0244 | 48.1024 | 50.3308 | 52.562 | 54.0528 | 55.3952 | 56.5615 | 57.5522 | 57.991 | 57.3923 | 56.6683 | 54.8203 | 52.9161 | 51.3203 | 49.8929 | 49.1138 | 48.1377 | 0.17691 | 0.164 | 0.16003 | 0.15916 | 0.17251 | 0.20382 | 0.26733 | 0.2971 | 0.30819 | 0.30137 | 0.29912 | 0.31715 | 0.35941 | 0.41118 | 0.44749 | 0.4717 | 0.4837 | 0.44823 | 0.399 | 0.31569 | 0.28551 | 0.2487 | 0.20081 | 0.16256
Portfolio Adjusted1-in-10Size: 20 kW to 199.99 kWAll2020March Monthly Peak | Portfolio Adjusted | 1-in-10 | Size: 20 kW to 199.99 kW | All | 2020 | March Monthly Peak | 3 | 12.3762 | 11.8181 | 11.5483 | 11.5458 | 12.0504 | 13.3591 | 15.2066 | 16.5641 | 18.6235 | 20.1955 | 21.3704 | 22.1219 | 22.6865 | 23.2067 | 23.4746 | 23.1124 | 22.1531 | 20.7365 | 19.7193 | 19.7693 | 18.7574 | 17.2325 | 15.2151 | 13.5884 | 0 | 0 | 0 | 0 | 0 | 0 | 0 | 0 | 0 | 0 | 0 | 0 | 0 | 0 | 0.35212 | 0.34669 | 0.3323 | 0.31105 | 0 | 0 | 0 | 0 | 0 | 0 | 58.2129 | 56.7268 | 55.6784 | 55.0397 | 54.1891 | 53.5287 | 52.9545 | 52.8534 | 54.1395 | 58.3332 | 63.3513 | 67.9444 | 71.415 | 73.2235 | 74.3501 | 74.9422 | 74.8252 | 73.7957 | 72.221 | 69.6563 | 66.3278 | 63.4391 | 61.1929 | 59.3195 | 0.1759 | 0.16306 | 0.1591 | 0.15823 | 0.1715 | 0.20267 | 0.26582 | 0.29548 | 0.30655 | 0.2998 | 0.29757 | 0.31549 | 0.35749 | 0.40894 | 0.44502 | 0.46909 | 0.48101 | 0.44571 | 0.39674 | 0.31387 | 0.28385 | 0.24724 | 0.19963 | 0.16162
Portfolio Adjusted1-in-10Size: 20 kW to 199.99 kWAll2020April Monthly Peak | Portfolio Adjusted | 1-in-10 | Size: 20 kW to 199.99 kW | All | 2020 | April Monthly Peak | 4 | 13.0306 | 12.3547 | 12.0148 | 11.9482 | 12.4358 | 13.7528 | 15.2092 | 17.147 | 20.141 | 22.6072 | 24.56 | 25.9356 | 26.9432 | 27.743 | 28.1177 | 27.7429 | 26.5476 | 24.455 | 22.2307 | 21.8725 | 20.9623 | 19.0009 | 16.5472 | 14.6084 | 0 | 0 | 0 | 0 | 0 | 0 | 0 | 0 | 0 | 0 | 0 | 0 | 0 | 0 | 0.42177 | 0.41614 | 0.39821 | 0.36682 | 0 | 0 | 0 | 0 | 0 | 0 | 68.4565 | 66.9793 | 65.3578 | 64.0084 | 62.8881 | 61.9385 | 61.3673 | 61.3906 | 64.6665 | 70.7116 | 76.8233 | 82.1179 | 85.3564 | 87.2201 | 88.0323 | 88.5603 | 88.4507 | 87.8173 | 85.9579 | 82.5949 | 78.1563 | 74.2604 | 71.6038 | 69.9304 | 0.17736 | 0.16442 | 0.16044 | 0.15956 | 0.17294 | 0.20435 | 0.26803 | 0.29792 | 0.30907 | 0.30226 | 0.3 | 0.31808 | 0.36043 | 0.41232 | 0.44871 | 0.47298 | 0.485 | 0.44941 | 0.40004 | 0.3165 | 0.28623 | 0.24931 | 0.2013 | 0.16298
Portfolio Adjusted1-in-10Size: 20 kW to 199.99 kWAll2020May Monthly Peak | Portfolio Adjusted | 1-in-10 | Size: 20 kW to 199.99 kW | All | 2020 | May Monthly Peak | 5 | 13.5893 | 12.8581 | 12.462 | 12.36 | 12.8534 | 14.0951 | 15.2848 | 18.0737 | 21.7452 | 24.7314 | 27.0273 | 28.5019 | 29.412 | 30.1137 | 30.4017 | 29.9492 | 28.7031 | 26.4969 | 23.9573 | 22.781 | 22.282 | 20.147 | 17.4868 | 15.3464 | 0 | 0 | 0 | 0 | 0 | 0 | 0 | 0 | 0 | 0 | 0 | 0 | 0 | 0 | 0.45603 | 0.44924 | 0.43055 | 0.39745 | 0 | 0 | 0 | 0 | 0 | 0 | 73.3717 | 71.5498 | 70.1204 | 69.1323 | 68.0808 | 67.0829 | 66.5128 | 66.8119 | 70.431 | 75.9673 | 81.0422 | 84.6176 | 87.4797 | 89.3722 | 90.516 | 90.8401 | 90.5035 | 89.4352 | 88.082 | 85.5292 | 81.5077 | 77.5956 | 75.0551 | 72.684 | 0.17803 | 0.16504 | 0.16105 | 0.16017 | 0.1736 | 0.20511 | 0.26902 | 0.29896 | 0.3101 | 0.30321 | 0.30093 | 0.31907 | 0.36162 | 0.41371 | 0.45026 | 0.47462 | 0.48672 | 0.45103 | 0.40152 | 0.31768 | 0.28731 | 0.25026 | 0.20207 | 0.16359
Portfolio Adjusted1-in-10Size: 20 kW to 199.99 kWAll2020June Monthly Peak | Portfolio Adjusted | 1-in-10 | Size: 20 kW to 199.99 kW | All | 2020 | June Monthly Peak | 6 | 14.1538 | 13.3693 | 12.9565 | 12.8392 | 13.3429 | 14.4414 | 15.8126 | 18.8839 | 22.4429 | 25.4696 | 27.8219 | 29.3791 | 30.4046 | 31.1742 | 31.5174 | 31.1104 | 29.9147 | 27.7092 | 25.0709 | 23.438 | 22.9266 | 20.9655 | 18.1941 | 15.9646 | 0 | 0 | 0 | 0 | 0 | 0 | 0 | 0 | 0 | 0 | 0 | 0 | 0 | 0 | 0.47276 | 0.46666 | 0.44872 | 0.41564 | 0 | 0 | 0 | 0 | 0 | 0 | 72.1492 | 70.8215 | 69.8344 | 68.7785 | 67.733 | 66.4599 | 65.7982 | 66.7911 | 70.539 | 75.4824 | 80.5175 | 84.6584 | 87.4577 | 89.1191 | 90.3875 | 91.0748 | 91.5461 | 90.7518 | 89.6228 | 86.9802 | 83.442 | 79.75 | 77.3241 | 75.5161 | 0.17807 | 0.16508 | 0.1611 | 0.16023 | 0.17366 | 0.20516 | 0.26909 | 0.29901 | 0.31013 | 0.30322 | 0.30094 | 0.31909 | 0.36166 | 0.41377 | 0.45034 | 0.47471 | 0.48682 | 0.45113 | 0.40162 | 0.31777 | 0.28739 | 0.25034 | 0.20214 | 0.16363
Portfolio Adjusted1-in-10Size: 20 kW to 199.99 kWAll2020July Monthly Peak | Portfolio Adjusted | 1-in-10 | Size: 20 kW to 199.99 kW | All | 2020 | July Monthly Peak | 7 | 15.1452 | 14.2801 | 13.8091 | 13.6663 | 14.1934 | 15.5788 | 17.209 | 20.5088 | 24.3027 | 27.4403 | 29.8452 | 31.3888 | 32.3238 | 33.0114 | 33.2636 | 32.8321 | 31.6531 | 29.3908 | 26.5773 | 24.828 | 24.2947 | 22.2679 | 19.359 | 16.9846 | 0 | 0 | 0 | 0 | 0 | 0 | 0 | 0 | 0 | 0 | 0 | 0 | 0 | 0 | 0.49895 | 0.49248 | 0.4748 | 0.44086 | 0 | 0 | 0 | 0 | 0 | 0 | 76.4839 | 75.2279 | 74.0855 | 73.0199 | 72.2142 | 71.3656 | 70.7063 | 71.1003 | 74.0651 | 78.87 | 83.6086 | 87.3537 | 89.4818 | 90.8209 | 92.1591 | 92.5664 | 92.3726 | 91.842 | 90.6836 | 88.3694 | 84.734 | 81.284 | 79.0926 | 77.5585 | 0.1773 | 0.16436 | 0.16039 | 0.15952 | 0.1729 | 0.20428 | 0.26793 | 0.29777 | 0.30887 | 0.30201 | 0.29974 | 0.31781 | 0.36018 | 0.41206 | 0.44844 | 0.47271 | 0.48476 | 0.44921 | 0.39989 | 0.31638 | 0.28613 | 0.24923 | 0.20124 | 0.16292
Portfolio Adjusted1-in-10Size: 20 kW to 199.99 kWAll2020August Monthly Peak | Portfolio Adjusted | 1-in-10 | Size: 20 kW to 199.99 kW | All | 2020 | August Monthly Peak | 8 | 15.1091 | 14.2542 | 13.7843 | 13.6458 | 14.1382 | 15.7262 | 17.4306 | 20.4131 | 24.4842 | 27.876 | 30.5799 | 32.302 | 33.3062 | 34.0056 | 34.2166 | 33.7368 | 32.3837 | 29.9433 | 26.8624 | 25.5008 | 24.6695 | 22.3061 | 19.3553 | 16.9681 | 0 | 0 | 0 | 0 | 0 | 0 | 0 | 0 | 0 | 0 | 0 | 0 | 0 | 0 | 0.51325 | 0.50605 | 0.48576 | 0.44915 | 0 | 0 | 0 | 0 | 0 | 0 | 76.198 | 75.1866 | 74.1817 | 73.3127 | 72.4496 | 71.8961 | 71.5865 | 71.8312 | 74.4877 | 79.6142 | 84.3438 | 88.7189 | 91.7962 | 93.7677 | 94.9569 | 95.9293 | 96.2228 | 95.6412 | 94.7326 | 92.0473 | 87.9244 | 84.8072 | 82.7628 | 80.8596 | 0.18004 | 0.1669 | 0.16288 | 0.16199 | 0.17558 | 0.20744 | 0.27207 | 0.30234 | 0.31359 | 0.30658 | 0.30426 | 0.32261 | 0.36564 | 0.41832 | 0.45526 | 0.47993 | 0.49219 | 0.45611 | 0.40607 | 0.32126 | 0.29054 | 0.25306 | 0.20434 | 0.16543
Portfolio Adjusted1-in-10Size: 20 kW to 199.99 kWAll2020September Monthly Peak | Portfolio Adjusted | 1-in-10 | Size: 20 kW to 199.99 kW | All | 2020 | September Monthly Peak | 9 | 14.9111 | 14.1068 | 13.6528 | 13.5441 | 14.0502 | 15.6528 | 17.7912 | 20.2623 | 24.3448 | 27.7022 | 30.3649 | 32.0244 | 33.0427 | 33.7677 | 34.0002 | 33.453 | 32.0279 | 29.453 | 26.5074 | 25.8626 | 24.0891 | 21.738 | 18.917 | 16.6488 | 0 | 0 | 0 | 0 | 0 | 0 | 0 | 0 | 0 | 0 | 0 | 0 | 0 | 0 | 0.51 | 0.50179 | 0.48042 | 0.44179 | 0 | 0 | 0 | 0 | 0 | 0 | 77.1087 | 76.0411 | 74.958 | 74.2085 | 73.3904 | 72.7576 | 72.1734 | 71.9389 | 74.0532 | 78.6848 | 83.5663 | 87.9941 | 91.1995 | 93.3103 | 94.014 | 94.3164 | 94.1112 | 93.0873 | 91.3855 | 88.1555 | 84.1783 | 81.1556 | 78.7958 | 77.0905 | 0.17844 | 0.16542 | 0.16142 | 0.16054 | 0.174 | 0.2056 | 0.26966 | 0.2997 | 0.31089 | 0.30399 | 0.30171 | 0.3199 | 0.36252 | 0.41473 | 0.45134 | 0.47577 | 0.48789 | 0.4521 | 0.40246 | 0.31841 | 0.28796 | 0.25082 | 0.20252 | 0.16396
Portfolio Adjusted1-in-10Size: 20 kW to 199.99 kWAll2020October Monthly Peak | Portfolio Adjusted | 1-in-10 | Size: 20 kW to 199.99 kW | All | 2020 | October Monthly Peak | 10 | 13.4908 | 12.8194 | 12.436 | 12.355 | 12.8144 | 14.2525 | 16.4416 | 18.1241 | 21.1369 | 23.9822 | 26.3547 | 28.0115 | 29.1722 | 30.0466 | 30.3816 | 29.8539 | 28.4304 | 25.9735 | 24.5371 | 23.4788 | 21.6996 | 19.6334 | 17.1063 | 15.0634 | 0 | 0 | 0 | 0 | 0 | 0 | 0 | 0 | 0 | 0 | 0 | 0 | 0 | 0 | 0.45572 | 0.44781 | 0.42646 | 0.3896 | 0 | 0 | 0 | 0 | 0 | 0 | 71.7791 | 70.3812 | 69.3747 | 68.1908 | 67.1986 | 66.3899 | 65.9786 | 65.5795 | 66.5509 | 71.0371 | 76.8374 | 82.3996 | 86.7765 | 89.5457 | 90.5456 | 91.102 | 90.9842 | 89.9047 | 87.2642 | 82.9374 | 78.8561 | 75.9892 | 73.8514 | 72.2237 | 0.1773 | 0.16436 | 0.16039 | 0.15952 | 0.17289 | 0.20429 | 0.26794 | 0.2978 | 0.30892 | 0.30208 | 0.29981 | 0.31788 | 0.36023 | 0.4121 | 0.44847 | 0.47276 | 0.48479 | 0.44923 | 0.39991 | 0.31638 | 0.28613 | 0.24922 | 0.20123 | 0.16292
Portfolio Adjusted1-in-10Size: 20 kW to 199.99 kWAll2020November Monthly Peak | Portfolio Adjusted | 1-in-10 | Size: 20 kW to 199.99 kW | All | 2020 | November Monthly Peak | 11 | 12.5543 | 12.0329 | 11.7668 | 11.8026 | 12.3023 | 13.7451 | 15.1274 | 16.9084 | 19.7 | 21.986 | 23.793 | 25.0258 | 25.7871 | 26.3294 | 26.3906 | 25.6239 | 24.5781 | 24.1183 | 22.2667 | 20.8297 | 19.44 | 17.6943 | 15.588 | 13.8709 | 0 | 0 | 0 | 0 | 0 | 0 | 0 | 0 | 0 | 0 | 0 | 0 | 0 | 0 | 0.39586 | 0.38436 | 0.36867 | 0.36177 | 0 | 0 | 0 | 0 | 0 | 0 | 66.7041 | 65.1657 | 64.2886 | 62.896 | 62.0081 | 61.1104 | 60.6535 | 60.6423 | 63.2341 | 68.3423 | 74.5448 | 79.5684 | 82.5556 | 84.1931 | 85.1079 | 84.9848 | 83.6228 | 81.0297 | 77.7277 | 74.3256 | 71.8872 | 69.9359 | 68.1558 | 66.9739 | 0.17815 | 0.16515 | 0.16115 | 0.16027 | 0.17371 | 0.20526 | 0.26922 | 0.29922 | 0.31041 | 0.30355 | 0.30128 | 0.31944 | 0.36199 | 0.41411 | 0.45066 | 0.47504 | 0.48713 | 0.45139 | 0.40181 | 0.3179 | 0.2875 | 0.25042 | 0.2022 | 0.1637
Portfolio Adjusted1-in-10Size: 20 kW to 199.99 kWAll2020December Monthly Peak | Portfolio Adjusted | 1-in-10 | Size: 20 kW to 199.99 kW | All | 2020 | December Monthly Peak | 12 | 12.5939 | 12.164 | 11.987 | 12.0583 | 12.646 | 14.1494 | 16.3047 | 17.5817 | 19.2894 | 20.1835 | 20.4876 | 20.2258 | 19.8141 | 19.4768 | 19.0949 | 18.4802 | 18.6344 | 19.5381 | 18.7057 | 18.1419 | 17.3531 | 16.3123 | 14.889 | 13.6247 | 0 | 0 | 0 | 0 | 0 | 0 | 0 | 0 | 0 | 0 | 0 | 0 | 0 | 0 | 0.28642 | 0.2772 | 0.27952 | 0.29307 | 0 | 0 | 0 | 0 | 0 | 0 | 43.3135 | 42.6556 | 42.4268 | 42.3595 | 42.2903 | 42.1123 | 42.4354 | 42.4816 | 43.1886 | 44.9661 | 46.7718 | 48.4917 | 49.6601 | 50.0711 | 50.1244 | 50.0239 | 49.5749 | 48.3813 | 47.1493 | 45.9584 | 44.8936 | 44.283 | 43.9517 | 43.2186 | 0.18069 | 0.16753 | 0.16348 | 0.1626 | 0.17622 | 0.20813 | 0.273 | 0.30327 | 0.31453 | 0.30757 | 0.30528 | 0.32371 | 0.36691 | 0.41984 | 0.45702 | 0.48168 | 0.49394 | 0.45775 | 0.40746 | 0.32248 | 0.29169 | 0.25413 | 0.20521 | 0.16607
Portfolio Adjusted1-in-10Size: 20 kW to 199.99 kWAll2020Typical Event Day | Portfolio Adjusted | 1-in-10 | Size: 20 kW to 199.99 kW | All | 2020 | Typical Event Day | 8 | 14.8956 | 14.0621 | 13.6093 | 13.4771 | 13.9673 | 15.5313 | 17.1988 | 20.0679 | 23.9751 | 27.2362 | 29.8408 | 31.5165 | 32.5107 | 33.2137 | 33.4331 | 32.9663 | 31.647 | 29.2463 | 26.2761 | 24.9631 | 24.2034 | 21.9136 | 19.0269 | 16.6942 | 0 | 0 | 0 | 0 | 0 | 0 | 0 | 0 | 0 | 0 | 0 | 0 | 0 | 0 | 0.5015 | 0.4945 | 0.47471 | 0.43869 | 0 | 0 | 0 | 0 | 0 | 0 | 75.4849 | 74.3193 | 73.2649 | 72.3299 | 71.4468 | 70.6198 | 70.0661 | 70.4154 | 73.2862 | 78.1628 | 83.009 | 87.1813 | 89.9838 | 91.7545 | 92.8793 | 93.4717 | 93.5632 | 92.8306 | 91.6061 | 88.8881 | 85.0697 | 81.7492 | 79.4938 | 77.7561 | 0.17835 | 0.16533 | 0.16134 | 0.16047 | 0.17392 | 0.20548 | 0.26951 | 0.29949 | 0.31064 | 0.30373 | 0.30144 | 0.31962 | 0.36224 | 0.41443 | 0.45103 | 0.47545 | 0.48758 | 0.45183 | 0.40224 | 0.31825 | 0.28782 | 0.2507 | 0.20243 | 0.16388
Portfolio Adjusted1-in-10Size: 20 kW to 199.99 kWAll2021January Monthly Peak | Portfolio Adjusted | 1-in-10 | Size: 20 kW to 199.99 kW | All | 2021 | January Monthly Peak | 1 | 12.6924 | 12.3415 | 12.192 | 12.3077 | 12.9489 | 14.4492 | 16.8978 | 18.2029 | 19.9361 | 20.6917 | 20.8212 | 20.4508 | 20.0284 | 19.7605 | 19.4206 | 18.8366 | 18.4816 | 19.5301 | 18.9237 | 18.3826 | 17.6043 | 16.5813 | 15.0001 | 13.7685 | 0 | 0 | 0 | 0 | 0 | 0 | 0 | 0 | 0 | 0 | 0 | 0 | 0 | 0 | 0.29131 | 0.28255 | 0.27722 | 0.29295 | 0 | 0 | 0 | 0 | 0 | 0 | 42.9617 | 42.2642 | 41.5713 | 41.0832 | 40.795 | 40.4633 | 40.0921 | 39.9492 | 40.4303 | 42.7345 | 45.3402 | 47.5148 | 49.3398 | 50.2793 | 50.732 | 50.5324 | 49.6756 | 48.466 | 46.3882 | 44.7615 | 43.5186 | 42.6058 | 41.913 | 41.2039 | 0.18674 | 0.17316 | 0.16901 | 0.16812 | 0.1822 | 0.21505 | 0.28208 | 0.31307 | 0.3245 | 0.31714 | 0.31475 | 0.3338 | 0.37856 | 0.43334 | 0.47188 | 0.49734 | 0.51011 | 0.47285 | 0.42099 | 0.3333 | 0.30154 | 0.26275 | 0.2122 | 0.17165
Portfolio Adjusted1-in-10Size: 20 kW to 199.99 kWAll2021February Monthly Peak | Portfolio Adjusted | 1-in-10 | Size: 20 kW to 199.99 kW | All | 2021 | February Monthly Peak | 2 | 12.2798 | 11.8987 | 11.6869 | 11.7765 | 12.3479 | 13.7506 | 15.6881 | 16.9615 | 18.8751 | 19.9727 | 20.5837 | 20.7555 | 20.8432 | 20.9619 | 20.8652 | 20.3263 | 19.689 | 19.6332 | 19.515 | 18.6214 | 17.7003 | 16.4497 | 14.7273 | 13.3594 | 0 | 0 | 0 | 0 | 0 | 0 | 0 | 0 | 0 | 0 | 0 | 0 | 0 | 0 | 0.31298 | 0.30489 | 0.29533 | 0.2945 | 0 | 0 | 0 | 0 | 0 | 0 | 50.0628 | 49.6503 | 49.0695 | 48.5046 | 48.2045 | 47.4181 | 46.5451 | 47.0244 | 48.1024 | 50.3308 | 52.562 | 54.0528 | 55.3952 | 56.5615 | 57.5522 | 57.991 | 57.3923 | 56.6683 | 54.8203 | 52.9161 | 51.3203 | 49.8929 | 49.1138 | 48.1377 | 0.17691 | 0.164 | 0.16003 | 0.15916 | 0.17251 | 0.20382 | 0.26733 | 0.2971 | 0.30819 | 0.30137 | 0.29912 | 0.31715 | 0.35941 | 0.41118 | 0.44749 | 0.4717 | 0.4837 | 0.44823 | 0.399 | 0.31569 | 0.28551 | 0.2487 | 0.20081 | 0.16256
Portfolio Adjusted1-in-10Size: 20 kW to 199.99 kWAll2021March Monthly Peak | Portfolio Adjusted | 1-in-10 | Size: 20 kW to 199.99 kW | All | 2021 | March Monthly Peak | 3 | 12.3762 | 11.8181 | 11.5483 | 11.5458 | 12.0504 | 13.3591 | 15.2066 | 16.5641 | 18.6235 | 20.1955 | 21.3704 | 22.1219 | 22.6865 | 23.2067 | 23.4746 | 23.1124 | 22.1531 | 20.7365 | 19.7193 | 19.7693 | 18.7574 | 17.2325 | 15.2151 | 13.5884 | 0 | 0 | 0 | 0 | 0 | 0 | 0 | 0 | 0 | 0 | 0 | 0 | 0 | 0 | 0.35212 | 0.34669 | 0.3323 | 0.31105 | 0 | 0 | 0 | 0 | 0 | 0 | 58.2129 | 56.7268 | 55.6784 | 55.0397 | 54.1891 | 53.5287 | 52.9545 | 52.8534 | 54.1395 | 58.3332 | 63.3513 | 67.9444 | 71.415 | 73.2235 | 74.3501 | 74.9422 | 74.8252 | 73.7957 | 72.221 | 69.6563 | 66.3278 | 63.4391 | 61.1929 | 59.3195 | 0.1759 | 0.16306 | 0.1591 | 0.15823 | 0.1715 | 0.20267 | 0.26582 | 0.29548 | 0.30655 | 0.2998 | 0.29757 | 0.31549 | 0.35749 | 0.40894 | 0.44502 | 0.46909 | 0.48101 | 0.44571 | 0.39674 | 0.31387 | 0.28385 | 0.24724 | 0.19963 | 0.16162
Portfolio Adjusted1-in-10Size: 20 kW to 199.99 kWAll2021April Monthly Peak | Portfolio Adjusted | 1-in-10 | Size: 20 kW to 199.99 kW | All | 2021 | April Monthly Peak | 4 | 13.0306 | 12.3547 | 12.0148 | 11.9482 | 12.4358 | 13.7528 | 15.2092 | 17.147 | 20.141 | 22.6072 | 24.56 | 25.9356 | 26.9432 | 27.743 | 28.1177 | 27.7429 | 26.5476 | 24.455 | 22.2307 | 21.8725 | 20.9623 | 19.0009 | 16.5472 | 14.6084 | 0 | 0 | 0 | 0 | 0 | 0 | 0 | 0 | 0 | 0 | 0 | 0 | 0 | 0 | 0.42177 | 0.41614 | 0.39821 | 0.36682 | 0 | 0 | 0 | 0 | 0 | 0 | 68.4565 | 66.9793 | 65.3578 | 64.0084 | 62.8881 | 61.9385 | 61.3673 | 61.3906 | 64.6665 | 70.7116 | 76.8233 | 82.1179 | 85.3564 | 87.2201 | 88.0323 | 88.5603 | 88.4507 | 87.8173 | 85.9579 | 82.5949 | 78.1563 | 74.2604 | 71.6038 | 69.9304 | 0.17736 | 0.16442 | 0.16044 | 0.15956 | 0.17294 | 0.20435 | 0.26803 | 0.29792 | 0.30907 | 0.30226 | 0.3 | 0.31808 | 0.36043 | 0.41232 | 0.44871 | 0.47298 | 0.485 | 0.44941 | 0.40004 | 0.3165 | 0.28623 | 0.24931 | 0.2013 | 0.16298
Portfolio Adjusted1-in-10Size: 20 kW to 199.99 kWAll2021May Monthly Peak | Portfolio Adjusted | 1-in-10 | Size: 20 kW to 199.99 kW | All | 2021 | May Monthly Peak | 5 | 13.5893 | 12.8581 | 12.462 | 12.36 | 12.8534 | 14.0951 | 15.2848 | 18.0737 | 21.7452 | 24.7315 | 27.0273 | 28.5019 | 29.412 | 30.1138 | 30.4017 | 29.9492 | 28.7031 | 26.4969 | 23.9573 | 22.781 | 22.282 | 20.147 | 17.4868 | 15.3464 | 0 | 0 | 0 | 0 | 0 | 0 | 0 | 0 | 0 | 0 | 0 | 0 | 0 | 0 | 0.45603 | 0.44924 | 0.43055 | 0.39745 | 0 | 0 | 0 | 0 | 0 | 0 | 73.3717 | 71.5498 | 70.1204 | 69.1323 | 68.0808 | 67.0829 | 66.5128 | 66.8119 | 70.431 | 75.9673 | 81.0422 | 84.6176 | 87.4797 | 89.3722 | 90.516 | 90.8401 | 90.5035 | 89.4352 | 88.082 | 85.5292 | 81.5077 | 77.5956 | 75.0551 | 72.684 | 0.17803 | 0.16504 | 0.16105 | 0.16017 | 0.1736 | 0.20511 | 0.26902 | 0.29896 | 0.3101 | 0.30321 | 0.30093 | 0.31907 | 0.36162 | 0.41371 | 0.45026 | 0.47462 | 0.48672 | 0.45103 | 0.40152 | 0.31768 | 0.28731 | 0.25026 | 0.20207 | 0.16359
Portfolio Adjusted1-in-10Size: 20 kW to 199.99 kWAll2021June Monthly Peak | Portfolio Adjusted | 1-in-10 | Size: 20 kW to 199.99 kW | All | 2021 | June Monthly Peak | 6 | 14.1538 | 13.3693 | 12.9565 | 12.8392 | 13.3429 | 14.4414 | 15.8126 | 18.8839 | 22.4429 | 25.4696 | 27.8219 | 29.3791 | 30.4046 | 31.1742 | 31.5174 | 31.1104 | 29.9147 | 27.7092 | 25.0709 | 23.438 | 22.9266 | 20.9655 | 18.1941 | 15.9646 | 0 | 0 | 0 | 0 | 0 | 0 | 0 | 0 | 0 | 0 | 0 | 0 | 0 | 0 | 0.47276 | 0.46666 | 0.44872 | 0.41564 | 0 | 0 | 0 | 0 | 0 | 0 | 72.1492 | 70.8215 | 69.8344 | 68.7785 | 67.733 | 66.4599 | 65.7982 | 66.7911 | 70.539 | 75.4824 | 80.5175 | 84.6584 | 87.4577 | 89.1191 | 90.3875 | 91.0748 | 91.5461 | 90.7518 | 89.6228 | 86.9802 | 83.442 | 79.75 | 77.3241 | 75.5161 | 0.17807 | 0.16508 | 0.1611 | 0.16023 | 0.17366 | 0.20516 | 0.26909 | 0.29901 | 0.31013 | 0.30322 | 0.30094 | 0.31909 | 0.36166 | 0.41377 | 0.45034 | 0.47471 | 0.48682 | 0.45113 | 0.40162 | 0.31777 | 0.28739 | 0.25034 | 0.20214 | 0.16363
Portfolio Adjusted1-in-10Size: 20 kW to 199.99 kWAll2021July Monthly Peak | Portfolio Adjusted | 1-in-10 | Size: 20 kW to 199.99 kW | All | 2021 | July Monthly Peak | 7 | 15.1452 | 14.2801 | 13.8091 | 13.6663 | 14.1934 | 15.5788 | 17.209 | 20.5088 | 24.3027 | 27.4403 | 29.8452 | 31.3888 | 32.3238 | 33.0114 | 33.2636 | 32.8321 | 31.6531 | 29.3908 | 26.5773 | 24.828 | 24.2947 | 22.2679 | 19.359 | 16.9846 | 0 | 0 | 0 | 0 | 0 | 0 | 0 | 0 | 0 | 0 | 0 | 0 | 0 | 0 | 0.49895 | 0.49248 | 0.4748 | 0.44086 | 0 | 0 | 0 | 0 | 0 | 0 | 76.4839 | 75.2279 | 74.0855 | 73.0199 | 72.2142 | 71.3656 | 70.7063 | 71.1003 | 74.0651 | 78.87 | 83.6086 | 87.3537 | 89.4818 | 90.8209 | 92.1591 | 92.5664 | 92.3726 | 91.842 | 90.6836 | 88.3694 | 84.734 | 81.284 | 79.0926 | 77.5585 | 0.1773 | 0.16436 | 0.16039 | 0.15952 | 0.1729 | 0.20428 | 0.26793 | 0.29777 | 0.30887 | 0.30201 | 0.29974 | 0.31781 | 0.36018 | 0.41206 | 0.44844 | 0.47271 | 0.48476 | 0.44921 | 0.39989 | 0.31638 | 0.28613 | 0.24923 | 0.20124 | 0.16292
Portfolio Adjusted1-in-10Size: 20 kW to 199.99 kWAll2021August Monthly Peak | Portfolio Adjusted | 1-in-10 | Size: 20 kW to 199.99 kW | All | 2021 | August Monthly Peak | 8 | 15.1091 | 14.2542 | 13.7843 | 13.6458 | 14.1382 | 15.7262 | 17.4306 | 20.4131 | 24.4842 | 27.876 | 30.5799 | 32.302 | 33.3062 | 34.0056 | 34.2166 | 33.7368 | 32.3837 | 29.9433 | 26.8624 | 25.5008 | 24.6695 | 22.3061 | 19.3553 | 16.9681 | 0 | 0 | 0 | 0 | 0 | 0 | 0 | 0 | 0 | 0 | 0 | 0 | 0 | 0 | 0.51325 | 0.50605 | 0.48576 | 0.44915 | 0 | 0 | 0 | 0 | 0 | 0 | 76.198 | 75.1866 | 74.1817 | 73.3127 | 72.4496 | 71.8961 | 71.5865 | 71.8312 | 74.4877 | 79.6142 | 84.3438 | 88.7189 | 91.7962 | 93.7677 | 94.9569 | 95.9293 | 96.2228 | 95.6412 | 94.7326 | 92.0473 | 87.9244 | 84.8072 | 82.7628 | 80.8596 | 0.18004 | 0.1669 | 0.16288 | 0.16199 | 0.17558 | 0.20744 | 0.27207 | 0.30234 | 0.31359 | 0.30658 | 0.30426 | 0.32261 | 0.36564 | 0.41832 | 0.45526 | 0.47993 | 0.49219 | 0.45611 | 0.40607 | 0.32126 | 0.29054 | 0.25306 | 0.20434 | 0.16543
Portfolio Adjusted1-in-10Size: 20 kW to 199.99 kWAll2021September Monthly Peak | Portfolio Adjusted | 1-in-10 | Size: 20 kW to 199.99 kW | All | 2021 | September Monthly Peak | 9 | 14.9111 | 14.1068 | 13.6528 | 13.5441 | 14.0502 | 15.6528 | 17.7912 | 20.2623 | 24.3448 | 27.7022 | 30.3649 | 32.0244 | 33.0427 | 33.7677 | 34.0002 | 33.453 | 32.0279 | 29.453 | 26.5074 | 25.8626 | 24.0891 | 21.738 | 18.917 | 16.6488 | 0 | 0 | 0 | 0 | 0 | 0 | 0 | 0 | 0 | 0 | 0 | 0 | 0 | 0 | 0.51 | 0.50179 | 0.48042 | 0.44179 | 0 | 0 | 0 | 0 | 0 | 0 | 77.1087 | 76.0411 | 74.958 | 74.2085 | 73.3904 | 72.7576 | 72.1734 | 71.9389 | 74.0532 | 78.6848 | 83.5663 | 87.9941 | 91.1995 | 93.3103 | 94.014 | 94.3164 | 94.1111 | 93.0873 | 91.3855 | 88.1555 | 84.1783 | 81.1556 | 78.7958 | 77.0905 | 0.17844 | 0.16542 | 0.16142 | 0.16054 | 0.174 | 0.2056 | 0.26966 | 0.2997 | 0.31089 | 0.30399 | 0.30171 | 0.3199 | 0.36252 | 0.41473 | 0.45134 | 0.47577 | 0.48789 | 0.4521 | 0.40246 | 0.31841 | 0.28796 | 0.25082 | 0.20252 | 0.16396
Portfolio Adjusted1-in-10Size: 20 kW to 199.99 kWAll2021October Monthly Peak | Portfolio Adjusted | 1-in-10 | Size: 20 kW to 199.99 kW | All | 2021 | October Monthly Peak | 10 | 13.4908 | 12.8194 | 12.436 | 12.355 | 12.8144 | 14.2525 | 16.4416 | 18.1241 | 21.1369 | 23.9822 | 26.3547 | 28.0115 | 29.1722 | 30.0466 | 30.3816 | 29.8539 | 28.4304 | 25.9735 | 24.5371 | 23.4788 | 21.6996 | 19.6334 | 17.1063 | 15.0634 | 0 | 0 | 0 | 0 | 0 | 0 | 0 | 0 | 0 | 0 | 0 | 0 | 0 | 0 | 0.45572 | 0.44781 | 0.42646 | 0.3896 | 0 | 0 | 0 | 0 | 0 | 0 | 71.7791 | 70.3812 | 69.3747 | 68.1908 | 67.1986 | 66.3899 | 65.9786 | 65.5795 | 66.5509 | 71.0371 | 76.8374 | 82.3996 | 86.7765 | 89.5457 | 90.5456 | 91.102 | 90.9842 | 89.9047 | 87.2642 | 82.9374 | 78.8561 | 75.9892 | 73.8514 | 72.2237 | 0.1773 | 0.16436 | 0.16039 | 0.15952 | 0.17289 | 0.20429 | 0.26794 | 0.2978 | 0.30892 | 0.30208 | 0.29981 | 0.31788 | 0.36023 | 0.4121 | 0.44847 | 0.47276 | 0.48479 | 0.44923 | 0.39991 | 0.31638 | 0.28613 | 0.24922 | 0.20123 | 0.16292
Portfolio Adjusted1-in-10Size: 20 kW to 199.99 kWAll2021November Monthly Peak | Portfolio Adjusted | 1-in-10 | Size: 20 kW to 199.99 kW | All | 2021 | November Monthly Peak | 11 | 12.5543 | 12.0329 | 11.7668 | 11.8026 | 12.3023 | 13.7451 | 15.1274 | 16.9084 | 19.7 | 21.986 | 23.793 | 25.0258 | 25.7871 | 26.3294 | 26.3906 | 25.6239 | 24.5781 | 24.1183 | 22.2667 | 20.8297 | 19.44 | 17.6943 | 15.588 | 13.8709 | 0 | 0 | 0 | 0 | 0 | 0 | 0 | 0 | 0 | 0 | 0 | 0 | 0 | 0 | 0.39586 | 0.38436 | 0.36867 | 0.36177 | 0 | 0 | 0 | 0 | 0 | 0 | 66.7041 | 65.1657 | 64.2886 | 62.896 | 62.0081 | 61.1104 | 60.6535 | 60.6423 | 63.2341 | 68.3423 | 74.5448 | 79.5684 | 82.5556 | 84.1931 | 85.1079 | 84.9848 | 83.6228 | 81.0297 | 77.7277 | 74.3256 | 71.8872 | 69.9359 | 68.1558 | 66.9739 | 0.17815 | 0.16515 | 0.16115 | 0.16027 | 0.17371 | 0.20526 | 0.26922 | 0.29922 | 0.31041 | 0.30355 | 0.30128 | 0.31944 | 0.36199 | 0.41411 | 0.45066 | 0.47504 | 0.48713 | 0.45139 | 0.40181 | 0.3179 | 0.2875 | 0.25042 | 0.2022 | 0.1637
Portfolio Adjusted1-in-10Size: 20 kW to 199.99 kWAll2021December Monthly Peak | Portfolio Adjusted | 1-in-10 | Size: 20 kW to 199.99 kW | All | 2021 | December Monthly Peak | 12 | 12.5939 | 12.164 | 11.987 | 12.0583 | 12.646 | 14.1494 | 16.3047 | 17.5817 | 19.2894 | 20.1835 | 20.4876 | 20.2258 | 19.8141 | 19.4768 | 19.0949 | 18.4802 | 18.6344 | 19.5381 | 18.7057 | 18.1419 | 17.3531 | 16.3123 | 14.889 | 13.6247 | 0 | 0 | 0 | 0 | 0 | 0 | 0 | 0 | 0 | 0 | 0 | 0 | 0 | 0 | 0.28642 | 0.2772 | 0.27952 | 0.29307 | 0 | 0 | 0 | 0 | 0 | 0 | 43.3135 | 42.6556 | 42.4268 | 42.3595 | 42.2903 | 42.1123 | 42.4354 | 42.4816 | 43.1886 | 44.9661 | 46.7718 | 48.4917 | 49.6601 | 50.0711 | 50.1244 | 50.0238 | 49.5749 | 48.3813 | 47.1493 | 45.9584 | 44.8936 | 44.283 | 43.9517 | 43.2186 | 0.18069 | 0.16753 | 0.16348 | 0.1626 | 0.17622 | 0.20813 | 0.273 | 0.30327 | 0.31453 | 0.30757 | 0.30528 | 0.32371 | 0.36691 | 0.41984 | 0.45702 | 0.48168 | 0.49394 | 0.45775 | 0.40746 | 0.32248 | 0.29169 | 0.25413 | 0.20521 | 0.16607
Portfolio Adjusted1-in-10Size: 20 kW to 199.99 kWAll2021Typical Event Day | Portfolio Adjusted | 1-in-10 | Size: 20 kW to 199.99 kW | All | 2021 | Typical Event Day | 8 | 14.8956 | 14.0621 | 13.6093 | 13.4771 | 13.9673 | 15.5313 | 17.1988 | 20.0679 | 23.9751 | 27.2362 | 29.8408 | 31.5165 | 32.5107 | 33.2137 | 33.4331 | 32.9663 | 31.647 | 29.2463 | 26.2761 | 24.9631 | 24.2034 | 21.9136 | 19.0269 | 16.6942 | 0 | 0 | 0 | 0 | 0 | 0 | 0 | 0 | 0 | 0 | 0 | 0 | 0 | 0 | 0.5015 | 0.4945 | 0.47471 | 0.43869 | 0 | 0 | 0 | 0 | 0 | 0 | 75.4849 | 74.3193 | 73.2649 | 72.3299 | 71.4468 | 70.6198 | 70.0661 | 70.4154 | 73.2862 | 78.1628 | 83.009 | 87.1813 | 89.9838 | 91.7545 | 92.8793 | 93.4717 | 93.5632 | 92.8306 | 91.6061 | 88.8881 | 85.0697 | 81.7492 | 79.4938 | 77.7561 | 0.17835 | 0.16533 | 0.16134 | 0.16047 | 0.17392 | 0.20548 | 0.26951 | 0.29949 | 0.31064 | 0.30373 | 0.30144 | 0.31962 | 0.36224 | 0.41443 | 0.45103 | 0.47545 | 0.48758 | 0.45183 | 0.40224 | 0.31825 | 0.28782 | 0.2507 | 0.20243 | 0.16388
Portfolio Adjusted1-in-10Size: 20 kW to 199.99 kWAll2022January Monthly Peak | Portfolio Adjusted | 1-in-10 | Size: 20 kW to 199.99 kW | All | 2022 | January Monthly Peak | 1 | 12.6924 | 12.3415 | 12.192 | 12.3077 | 12.9489 | 14.4492 | 16.8978 | 18.2029 | 19.9361 | 20.6917 | 20.8212 | 20.4508 | 20.0284 | 19.7605 | 19.4206 | 18.8366 | 18.4816 | 19.5301 | 18.9237 | 18.3826 | 17.6043 | 16.5813 | 15.0001 | 13.7685 | 0 | 0 | 0 | 0 | 0 | 0 | 0 | 0 | 0 | 0 | 0 | 0 | 0 | 0 | 0.29131 | 0.28255 | 0.27722 | 0.29295 | 0 | 0 | 0 | 0 | 0 | 0 | 42.9617 | 42.2642 | 41.5713 | 41.0832 | 40.795 | 40.4633 | 40.0921 | 39.9492 | 40.4303 | 42.7345 | 45.3402 | 47.5148 | 49.3398 | 50.2793 | 50.732 | 50.5324 | 49.6756 | 48.466 | 46.3882 | 44.7615 | 43.5186 | 42.6058 | 41.913 | 41.2039 | 0.18674 | 0.17316 | 0.16901 | 0.16812 | 0.1822 | 0.21505 | 0.28208 | 0.31307 | 0.3245 | 0.31714 | 0.31475 | 0.3338 | 0.37856 | 0.43334 | 0.47188 | 0.49734 | 0.51011 | 0.47285 | 0.42099 | 0.3333 | 0.30154 | 0.26275 | 0.2122 | 0.17165
Portfolio Adjusted1-in-10Size: 20 kW to 199.99 kWAll2022February Monthly Peak | Portfolio Adjusted | 1-in-10 | Size: 20 kW to 199.99 kW | All | 2022 | February Monthly Peak | 2 | 12.2798 | 11.8987 | 11.6869 | 11.7765 | 12.3479 | 13.7506 | 15.6881 | 16.9615 | 18.8751 | 19.9727 | 20.5837 | 20.7555 | 20.8432 | 20.9619 | 20.8652 | 20.3263 | 19.689 | 19.6332 | 19.515 | 18.6214 | 17.7003 | 16.4497 | 14.7273 | 13.3594 | 0 | 0 | 0 | 0 | 0 | 0 | 0 | 0 | 0 | 0 | 0 | 0 | 0 | 0 | 0.31298 | 0.30489 | 0.29533 | 0.2945 | 0 | 0 | 0 | 0 | 0 | 0 | 50.0628 | 49.6503 | 49.0695 | 48.5046 | 48.2044 | 47.4181 | 46.5451 | 47.0244 | 48.1024 | 50.3308 | 52.562 | 54.0528 | 55.3952 | 56.5615 | 57.5522 | 57.991 | 57.3923 | 56.6683 | 54.8203 | 52.9161 | 51.3203 | 49.8929 | 49.1138 | 48.1377 | 0.17691 | 0.164 | 0.16003 | 0.15916 | 0.17251 | 0.20382 | 0.26733 | 0.2971 | 0.30819 | 0.30137 | 0.29912 | 0.31715 | 0.35941 | 0.41118 | 0.44749 | 0.4717 | 0.4837 | 0.44823 | 0.399 | 0.31569 | 0.28551 | 0.2487 | 0.20081 | 0.16256
Portfolio Adjusted1-in-10Size: 20 kW to 199.99 kWAll2022March Monthly Peak | Portfolio Adjusted | 1-in-10 | Size: 20 kW to 199.99 kW | All | 2022 | March Monthly Peak | 3 | 12.3762 | 11.8181 | 11.5483 | 11.5458 | 12.0504 | 13.3591 | 15.2066 | 16.5641 | 18.6235 | 20.1955 | 21.3704 | 22.1219 | 22.6865 | 23.2067 | 23.4746 | 23.1124 | 22.1531 | 20.7365 | 19.7193 | 19.7693 | 18.7574 | 17.2325 | 15.2151 | 13.5884 | 0 | 0 | 0 | 0 | 0 | 0 | 0 | 0 | 0 | 0 | 0 | 0 | 0 | 0 | 0.35212 | 0.34669 | 0.3323 | 0.31105 | 0 | 0 | 0 | 0 | 0 | 0 | 58.2129 | 56.7268 | 55.6784 | 55.0397 | 54.1891 | 53.5287 | 52.9545 | 52.8534 | 54.1395 | 58.3332 | 63.3513 | 67.9444 | 71.415 | 73.2235 | 74.3501 | 74.9422 | 74.8252 | 73.7958 | 72.221 | 69.6563 | 66.3278 | 63.4391 | 61.1929 | 59.3195 | 0.1759 | 0.16306 | 0.1591 | 0.15823 | 0.1715 | 0.20267 | 0.26582 | 0.29548 | 0.30655 | 0.2998 | 0.29757 | 0.31549 | 0.35749 | 0.40894 | 0.44502 | 0.46909 | 0.48101 | 0.44571 | 0.39674 | 0.31387 | 0.28385 | 0.24724 | 0.19963 | 0.16162
Portfolio Adjusted1-in-10Size: 20 kW to 199.99 kWAll2022April Monthly Peak | Portfolio Adjusted | 1-in-10 | Size: 20 kW to 199.99 kW | All | 2022 | April Monthly Peak | 4 | 13.0306 | 12.3547 | 12.0148 | 11.9482 | 12.4358 | 13.7528 | 15.2092 | 17.147 | 20.141 | 22.6072 | 24.56 | 25.9356 | 26.9432 | 27.743 | 28.1177 | 27.7429 | 26.5476 | 24.455 | 22.2307 | 21.8725 | 20.9623 | 19.0009 | 16.5472 | 14.6084 | 0 | 0 | 0 | 0 | 0 | 0 | 0 | 0 | 0 | 0 | 0 | 0 | 0 | 0 | 0.42177 | 0.41614 | 0.39821 | 0.36682 | 0 | 0 | 0 | 0 | 0 | 0 | 68.4565 | 66.9793 | 65.3578 | 64.0084 | 62.8881 | 61.9385 | 61.3673 | 61.3906 | 64.6665 | 70.7116 | 76.8233 | 82.1179 | 85.3564 | 87.2201 | 88.0323 | 88.5603 | 88.4507 | 87.8173 | 85.9579 | 82.5949 | 78.1563 | 74.2604 | 71.6038 | 69.9304 | 0.17736 | 0.16442 | 0.16044 | 0.15956 | 0.17294 | 0.20435 | 0.26803 | 0.29792 | 0.30907 | 0.30226 | 0.3 | 0.31808 | 0.36043 | 0.41232 | 0.44871 | 0.47298 | 0.485 | 0.44941 | 0.40004 | 0.3165 | 0.28623 | 0.24931 | 0.2013 | 0.16298
Portfolio Adjusted1-in-10Size: 20 kW to 199.99 kWAll2022May Monthly Peak | Portfolio Adjusted | 1-in-10 | Size: 20 kW to 199.99 kW | All | 2022 | May Monthly Peak | 5 | 13.5893 | 12.8581 | 12.462 | 12.36 | 12.8534 | 14.0951 | 15.2848 | 18.0737 | 21.7452 | 24.7315 | 27.0273 | 28.5019 | 29.412 | 30.1137 | 30.4017 | 29.9492 | 28.7031 | 26.4969 | 23.9573 | 22.781 | 22.282 | 20.147 | 17.4868 | 15.3464 | 0 | 0 | 0 | 0 | 0 | 0 | 0 | 0 | 0 | 0 | 0 | 0 | 0 | 0 | 0.45603 | 0.44924 | 0.43055 | 0.39745 | 0 | 0 | 0 | 0 | 0 | 0 | 73.3717 | 71.5498 | 70.1204 | 69.1323 | 68.0808 | 67.0829 | 66.5128 | 66.8119 | 70.431 | 75.9673 | 81.0422 | 84.6176 | 87.4797 | 89.3722 | 90.516 | 90.8401 | 90.5035 | 89.4352 | 88.082 | 85.5292 | 81.5077 | 77.5956 | 75.0551 | 72.684 | 0.17803 | 0.16504 | 0.16105 | 0.16017 | 0.1736 | 0.20511 | 0.26902 | 0.29896 | 0.3101 | 0.30321 | 0.30093 | 0.31907 | 0.36162 | 0.41371 | 0.45026 | 0.47462 | 0.48672 | 0.45103 | 0.40152 | 0.31768 | 0.28731 | 0.25026 | 0.20207 | 0.16359
Portfolio Adjusted1-in-10Size: 20 kW to 199.99 kWAll2022June Monthly Peak | Portfolio Adjusted | 1-in-10 | Size: 20 kW to 199.99 kW | All | 2022 | June Monthly Peak | 6 | 14.1538 | 13.3693 | 12.9565 | 12.8392 | 13.3429 | 14.4414 | 15.8126 | 18.8839 | 22.4429 | 25.4696 | 27.8219 | 29.3791 | 30.4046 | 31.1742 | 31.5174 | 31.1104 | 29.9147 | 27.7092 | 25.0709 | 23.438 | 22.9266 | 20.9655 | 18.1941 | 15.9646 | 0 | 0 | 0 | 0 | 0 | 0 | 0 | 0 | 0 | 0 | 0 | 0 | 0 | 0 | 0.47276 | 0.46666 | 0.44872 | 0.41564 | 0 | 0 | 0 | 0 | 0 | 0 | 72.1492 | 70.8215 | 69.8344 | 68.7785 | 67.733 | 66.4599 | 65.7982 | 66.7911 | 70.539 | 75.4824 | 80.5175 | 84.6584 | 87.4577 | 89.1191 | 90.3875 | 91.0748 | 91.5461 | 90.7518 | 89.6228 | 86.9802 | 83.442 | 79.75 | 77.3241 | 75.5161 | 0.17807 | 0.16508 | 0.1611 | 0.16023 | 0.17366 | 0.20516 | 0.26909 | 0.29901 | 0.31013 | 0.30322 | 0.30094 | 0.31909 | 0.36166 | 0.41377 | 0.45034 | 0.47471 | 0.48682 | 0.45113 | 0.40162 | 0.31777 | 0.28739 | 0.25034 | 0.20214 | 0.16363
Portfolio Adjusted1-in-10Size: 20 kW to 199.99 kWAll2022July Monthly Peak | Portfolio Adjusted | 1-in-10 | Size: 20 kW to 199.99 kW | All | 2022 | July Monthly Peak | 7 | 15.1452 | 14.2801 | 13.8091 | 13.6663 | 14.1934 | 15.5788 | 17.209 | 20.5088 | 24.3027 | 27.4403 | 29.8452 | 31.3888 | 32.3238 | 33.0114 | 33.2636 | 32.8321 | 31.6531 | 29.3908 | 26.5773 | 24.828 | 24.2947 | 22.2679 | 19.359 | 16.9846 | 0 | 0 | 0 | 0 | 0 | 0 | 0 | 0 | 0 | 0 | 0 | 0 | 0 | 0 | 0.49895 | 0.49248 | 0.4748 | 0.44086 | 0 | 0 | 0 | 0 | 0 | 0 | 76.4839 | 75.2279 | 74.0855 | 73.0199 | 72.2142 | 71.3656 | 70.7063 | 71.1003 | 74.0651 | 78.87 | 83.6086 | 87.3537 | 89.4818 | 90.8209 | 92.1591 | 92.5664 | 92.3726 | 91.842 | 90.6836 | 88.3694 | 84.734 | 81.2839 | 79.0926 | 77.5585 | 0.1773 | 0.16436 | 0.16039 | 0.15952 | 0.1729 | 0.20428 | 0.26793 | 0.29777 | 0.30887 | 0.30201 | 0.29974 | 0.31781 | 0.36018 | 0.41206 | 0.44844 | 0.47271 | 0.48476 | 0.44921 | 0.39989 | 0.31638 | 0.28613 | 0.24923 | 0.20124 | 0.16292
Portfolio Adjusted1-in-10Size: 20 kW to 199.99 kWAll2022August Monthly Peak | Portfolio Adjusted | 1-in-10 | Size: 20 kW to 199.99 kW | All | 2022 | August Monthly Peak | 8 | 15.1091 | 14.2542 | 13.7843 | 13.6458 | 14.1382 | 15.7262 | 17.4306 | 20.4131 | 24.4842 | 27.876 | 30.5799 | 32.302 | 33.3062 | 34.0056 | 34.2166 | 33.7368 | 32.3837 | 29.9433 | 26.8624 | 25.5008 | 24.6695 | 22.3061 | 19.3553 | 16.9681 | 0 | 0 | 0 | 0 | 0 | 0 | 0 | 0 | 0 | 0 | 0 | 0 | 0 | 0 | 0.51325 | 0.50605 | 0.48576 | 0.44915 | 0 | 0 | 0 | 0 | 0 | 0 | 76.198 | 75.1866 | 74.1817 | 73.3127 | 72.4496 | 71.8961 | 71.5865 | 71.8312 | 74.4877 | 79.6142 | 84.3438 | 88.7189 | 91.7962 | 93.7677 | 94.9569 | 95.9293 | 96.2228 | 95.6412 | 94.7326 | 92.0473 | 87.9244 | 84.8072 | 82.7628 | 80.8596 | 0.18004 | 0.1669 | 0.16288 | 0.16199 | 0.17558 | 0.20744 | 0.27207 | 0.30234 | 0.31359 | 0.30658 | 0.30426 | 0.32261 | 0.36564 | 0.41832 | 0.45526 | 0.47993 | 0.49219 | 0.45611 | 0.40607 | 0.32126 | 0.29054 | 0.25306 | 0.20434 | 0.16543
Portfolio Adjusted1-in-10Size: 20 kW to 199.99 kWAll2022September Monthly Peak | Portfolio Adjusted | 1-in-10 | Size: 20 kW to 199.99 kW | All | 2022 | September Monthly Peak | 9 | 14.9111 | 14.1068 | 13.6528 | 13.5441 | 14.0502 | 15.6528 | 17.7912 | 20.2622 | 24.3448 | 27.7022 | 30.3649 | 32.0244 | 33.0427 | 33.7677 | 34.0002 | 33.453 | 32.0279 | 29.453 | 26.5074 | 25.8626 | 24.0891 | 21.738 | 18.917 | 16.6488 | 0 | 0 | 0 | 0 | 0 | 0 | 0 | 0 | 0 | 0 | 0 | 0 | 0 | 0 | 0.51 | 0.50179 | 0.48042 | 0.44179 | 0 | 0 | 0 | 0 | 0 | 0 | 77.1087 | 76.0411 | 74.958 | 74.2085 | 73.3904 | 72.7576 | 72.1734 | 71.9389 | 74.0532 | 78.6848 | 83.5663 | 87.9941 | 91.1995 | 93.3103 | 94.014 | 94.3164 | 94.1111 | 93.0873 | 91.3855 | 88.1555 | 84.1783 | 81.1556 | 78.7958 | 77.0905 | 0.17844 | 0.16542 | 0.16142 | 0.16054 | 0.174 | 0.2056 | 0.26966 | 0.2997 | 0.31089 | 0.30399 | 0.30171 | 0.3199 | 0.36252 | 0.41473 | 0.45134 | 0.47577 | 0.48789 | 0.4521 | 0.40246 | 0.31841 | 0.28796 | 0.25082 | 0.20252 | 0.16396
Portfolio Adjusted1-in-10Size: 20 kW to 199.99 kWAll2022October Monthly Peak | Portfolio Adjusted | 1-in-10 | Size: 20 kW to 199.99 kW | All | 2022 | October Monthly Peak | 10 | 13.4908 | 12.8194 | 12.436 | 12.355 | 12.8144 | 14.2525 | 16.4416 | 18.1241 | 21.1369 | 23.9822 | 26.3547 | 28.0115 | 29.1722 | 30.0466 | 30.3816 | 29.8539 | 28.4304 | 25.9735 | 24.5371 | 23.4788 | 21.6996 | 19.6334 | 17.1063 | 15.0634 | 0 | 0 | 0 | 0 | 0 | 0 | 0 | 0 | 0 | 0 | 0 | 0 | 0 | 0 | 0.45572 | 0.44781 | 0.42646 | 0.3896 | 0 | 0 | 0 | 0 | 0 | 0 | 71.7791 | 70.3812 | 69.3747 | 68.1908 | 67.1986 | 66.3899 | 65.9786 | 65.5795 | 66.5509 | 71.0371 | 76.8374 | 82.3996 | 86.7765 | 89.5457 | 90.5456 | 91.102 | 90.9842 | 89.9047 | 87.2642 | 82.9374 | 78.8561 | 75.9892 | 73.8514 | 72.2237 | 0.1773 | 0.16436 | 0.16039 | 0.15952 | 0.17289 | 0.20429 | 0.26794 | 0.2978 | 0.30892 | 0.30208 | 0.29981 | 0.31788 | 0.36023 | 0.4121 | 0.44847 | 0.47276 | 0.48479 | 0.44923 | 0.39991 | 0.31638 | 0.28613 | 0.24922 | 0.20123 | 0.16292
Portfolio Adjusted1-in-10Size: 20 kW to 199.99 kWAll2022November Monthly Peak | Portfolio Adjusted | 1-in-10 | Size: 20 kW to 199.99 kW | All | 2022 | November Monthly Peak | 11 | 12.5543 | 12.0329 | 11.7668 | 11.8026 | 12.3023 | 13.7451 | 15.1274 | 16.9084 | 19.7 | 21.986 | 23.793 | 25.0258 | 25.7871 | 26.3294 | 26.3906 | 25.6239 | 24.5781 | 24.1183 | 22.2667 | 20.8297 | 19.44 | 17.6943 | 15.588 | 13.8709 | 0 | 0 | 0 | 0 | 0 | 0 | 0 | 0 | 0 | 0 | 0 | 0 | 0 | 0 | 0.39586 | 0.38436 | 0.36867 | 0.36177 | 0 | 0 | 0 | 0 | 0 | 0 | 66.7041 | 65.1657 | 64.2886 | 62.896 | 62.0081 | 61.1104 | 60.6535 | 60.6423 | 63.2341 | 68.3423 | 74.5448 | 79.5684 | 82.5556 | 84.1931 | 85.1079 | 84.9848 | 83.6228 | 81.0296 | 77.7277 | 74.3256 | 71.8872 | 69.9359 | 68.1558 | 66.9739 | 0.17815 | 0.16515 | 0.16115 | 0.16027 | 0.17371 | 0.20526 | 0.26922 | 0.29922 | 0.31041 | 0.30355 | 0.30128 | 0.31944 | 0.36199 | 0.41411 | 0.45066 | 0.47504 | 0.48713 | 0.45139 | 0.40181 | 0.3179 | 0.2875 | 0.25042 | 0.2022 | 0.1637
Portfolio Adjusted1-in-10Size: 20 kW to 199.99 kWAll2022December Monthly Peak | Portfolio Adjusted | 1-in-10 | Size: 20 kW to 199.99 kW | All | 2022 | December Monthly Peak | 12 | 12.5939 | 12.164 | 11.987 | 12.0583 | 12.646 | 14.1494 | 16.3047 | 17.5817 | 19.2894 | 20.1835 | 20.4876 | 20.2258 | 19.8141 | 19.4768 | 19.0949 | 18.4802 | 18.6344 | 19.5381 | 18.7057 | 18.1419 | 17.3531 | 16.3123 | 14.889 | 13.6247 | 0 | 0 | 0 | 0 | 0 | 0 | 0 | 0 | 0 | 0 | 0 | 0 | 0 | 0 | 0.28642 | 0.2772 | 0.27952 | 0.29307 | 0 | 0 | 0 | 0 | 0 | 0 | 43.3135 | 42.6556 | 42.4268 | 42.3595 | 42.2903 | 42.1123 | 42.4354 | 42.4816 | 43.1886 | 44.9661 | 46.7718 | 48.4917 | 49.6601 | 50.0711 | 50.1244 | 50.0238 | 49.5749 | 48.3813 | 47.1493 | 45.9584 | 44.8936 | 44.283 | 43.9517 | 43.2186 | 0.18069 | 0.16753 | 0.16348 | 0.1626 | 0.17622 | 0.20813 | 0.273 | 0.30327 | 0.31453 | 0.30757 | 0.30528 | 0.32371 | 0.36691 | 0.41984 | 0.45702 | 0.48168 | 0.49394 | 0.45775 | 0.40746 | 0.32248 | 0.29169 | 0.25413 | 0.20521 | 0.16607
Portfolio Adjusted1-in-10Size: 20 kW to 199.99 kWAll2022Typical Event Day | Portfolio Adjusted | 1-in-10 | Size: 20 kW to 199.99 kW | All | 2022 | Typical Event Day | 8 | 14.8956 | 14.0621 | 13.6093 | 13.4771 | 13.9673 | 15.5313 | 17.1988 | 20.0679 | 23.9751 | 27.2362 | 29.8408 | 31.5165 | 32.5107 | 33.2137 | 33.4331 | 32.9663 | 31.647 | 29.2463 | 26.2761 | 24.9631 | 24.2034 | 21.9136 | 19.0269 | 16.6942 | 0 | 0 | 0 | 0 | 0 | 0 | 0 | 0 | 0 | 0 | 0 | 0 | 0 | 0 | 0.5015 | 0.4945 | 0.47471 | 0.43869 | 0 | 0 | 0 | 0 | 0 | 0 | 75.4849 | 74.3193 | 73.2649 | 72.3299 | 71.4468 | 70.6198 | 70.0661 | 70.4154 | 73.2862 | 78.1628 | 83.009 | 87.1813 | 89.9838 | 91.7545 | 92.8794 | 93.4717 | 93.5632 | 92.8306 | 91.6061 | 88.8881 | 85.0697 | 81.7492 | 79.4938 | 77.7561 | 0.17835 | 0.16533 | 0.16134 | 0.16047 | 0.17392 | 0.20548 | 0.26951 | 0.29949 | 0.31064 | 0.30373 | 0.30144 | 0.31962 | 0.36224 | 0.41443 | 0.45103 | 0.47545 | 0.48758 | 0.45183 | 0.40224 | 0.31825 | 0.28782 | 0.2507 | 0.20243 | 0.16388
Portfolio Adjusted1-in-10Size: 20 kW to 199.99 kWAll2023January Monthly Peak | Portfolio Adjusted | 1-in-10 | Size: 20 kW to 199.99 kW | All | 2023 | January Monthly Peak | 1 | 12.6924 | 12.3415 | 12.192 | 12.3077 | 12.9489 | 14.4492 | 16.8978 | 18.2029 | 19.9361 | 20.6917 | 20.8212 | 20.4508 | 20.0284 | 19.7605 | 19.4206 | 18.8366 | 18.4816 | 19.5301 | 18.9237 | 18.3826 | 17.6043 | 16.5813 | 15.0001 | 13.7685 | 0 | 0 | 0 | 0 | 0 | 0 | 0 | 0 | 0 | 0 | 0 | 0 | 0 | 0 | 0.29131 | 0.28255 | 0.27722 | 0.29295 | 0 | 0 | 0 | 0 | 0 | 0 | 42.9617 | 42.2642 | 41.5713 | 41.0832 | 40.795 | 40.4633 | 40.0921 | 39.9492 | 40.4303 | 42.7345 | 45.3402 | 47.5148 | 49.3398 | 50.2793 | 50.732 | 50.5324 | 49.6756 | 48.466 | 46.3882 | 44.7615 | 43.5186 | 42.6058 | 41.913 | 41.2039 | 0.18674 | 0.17316 | 0.16901 | 0.16812 | 0.1822 | 0.21505 | 0.28208 | 0.31307 | 0.3245 | 0.31714 | 0.31475 | 0.3338 | 0.37856 | 0.43334 | 0.47188 | 0.49734 | 0.51011 | 0.47285 | 0.42099 | 0.3333 | 0.30154 | 0.26275 | 0.2122 | 0.17165
Portfolio Adjusted1-in-10Size: 20 kW to 199.99 kWAll2023February Monthly Peak | Portfolio Adjusted | 1-in-10 | Size: 20 kW to 199.99 kW | All | 2023 | February Monthly Peak | 2 | 12.2798 | 11.8987 | 11.6869 | 11.7765 | 12.3479 | 13.7506 | 15.6881 | 16.9615 | 18.8751 | 19.9727 | 20.5837 | 20.7555 | 20.8432 | 20.9619 | 20.8652 | 20.3263 | 19.689 | 19.6332 | 19.515 | 18.6214 | 17.7003 | 16.4497 | 14.7273 | 13.3594 | 0 | 0 | 0 | 0 | 0 | 0 | 0 | 0 | 0 | 0 | 0 | 0 | 0 | 0 | 0.31298 | 0.30489 | 0.29534 | 0.2945 | 0 | 0 | 0 | 0 | 0 | 0 | 50.0628 | 49.6503 | 49.0695 | 48.5046 | 48.2045 | 47.4181 | 46.5451 | 47.0244 | 48.1024 | 50.3308 | 52.562 | 54.0528 | 55.3952 | 56.5615 | 57.5522 | 57.991 | 57.3923 | 56.6683 | 54.8203 | 52.9161 | 51.3203 | 49.8929 | 49.1138 | 48.1377 | 0.17691 | 0.164 | 0.16003 | 0.15916 | 0.17251 | 0.20382 | 0.26733 | 0.2971 | 0.30819 | 0.30137 | 0.29912 | 0.31715 | 0.35941 | 0.41118 | 0.44749 | 0.4717 | 0.4837 | 0.44823 | 0.399 | 0.31569 | 0.28551 | 0.2487 | 0.20081 | 0.16256
Portfolio Adjusted1-in-10Size: 20 kW to 199.99 kWAll2023March Monthly Peak | Portfolio Adjusted | 1-in-10 | Size: 20 kW to 199.99 kW | All | 2023 | March Monthly Peak | 3 | 12.3762 | 11.8181 | 11.5483 | 11.5458 | 12.0504 | 13.3591 | 15.2066 | 16.5641 | 18.6235 | 20.1955 | 21.3704 | 22.1219 | 22.6865 | 23.2067 | 23.4746 | 23.1124 | 22.1531 | 20.7365 | 19.7193 | 19.7693 | 18.7574 | 17.2325 | 15.2151 | 13.5884 | 0 | 0 | 0 | 0 | 0 | 0 | 0 | 0 | 0 | 0 | 0 | 0 | 0 | 0 | 0.35212 | 0.34669 | 0.3323 | 0.31105 | 0 | 0 | 0 | 0 | 0 | 0 | 58.2129 | 56.7268 | 55.6784 | 55.0397 | 54.1891 | 53.5287 | 52.9545 | 52.8534 | 54.1395 | 58.3332 | 63.3513 | 67.9444 | 71.415 | 73.2235 | 74.3501 | 74.9422 | 74.8252 | 73.7958 | 72.221 | 69.6563 | 66.3278 | 63.4391 | 61.1929 | 59.3195 | 0.1759 | 0.16306 | 0.1591 | 0.15823 | 0.1715 | 0.20267 | 0.26582 | 0.29548 | 0.30655 | 0.2998 | 0.29757 | 0.31549 | 0.35749 | 0.40894 | 0.44502 | 0.46909 | 0.48101 | 0.44571 | 0.39674 | 0.31387 | 0.28385 | 0.24724 | 0.19963 | 0.16162
Portfolio Adjusted1-in-10Size: 20 kW to 199.99 kWAll2023April Monthly Peak | Portfolio Adjusted | 1-in-10 | Size: 20 kW to 199.99 kW | All | 2023 | April Monthly Peak | 4 | 13.0306 | 12.3547 | 12.0148 | 11.9482 | 12.4358 | 13.7528 | 15.2092 | 17.147 | 20.141 | 22.6072 | 24.56 | 25.9356 | 26.9432 | 27.743 | 28.1177 | 27.7429 | 26.5476 | 24.455 | 22.2307 | 21.8725 | 20.9623 | 19.0009 | 16.5472 | 14.6084 | 0 | 0 | 0 | 0 | 0 | 0 | 0 | 0 | 0 | 0 | 0 | 0 | 0 | 0 | 0.42177 | 0.41614 | 0.39821 | 0.36682 | 0 | 0 | 0 | 0 | 0 | 0 | 68.4565 | 66.9793 | 65.3578 | 64.0084 | 62.8881 | 61.9385 | 61.3673 | 61.3906 | 64.6665 | 70.7116 | 76.8233 | 82.1179 | 85.3564 | 87.2201 | 88.0323 | 88.5603 | 88.4507 | 87.8173 | 85.9579 | 82.5949 | 78.1563 | 74.2604 | 71.6038 | 69.9304 | 0.17736 | 0.16442 | 0.16044 | 0.15956 | 0.17294 | 0.20435 | 0.26803 | 0.29792 | 0.30907 | 0.30226 | 0.3 | 0.31808 | 0.36043 | 0.41232 | 0.44871 | 0.47298 | 0.485 | 0.44941 | 0.40004 | 0.3165 | 0.28623 | 0.24931 | 0.2013 | 0.16298
Portfolio Adjusted1-in-10Size: 20 kW to 199.99 kWAll2023May Monthly Peak | Portfolio Adjusted | 1-in-10 | Size: 20 kW to 199.99 kW | All | 2023 | May Monthly Peak | 5 | 13.5893 | 12.8581 | 12.462 | 12.36 | 12.8534 | 14.0951 | 15.2848 | 18.0737 | 21.7452 | 24.7315 | 27.0273 | 28.5019 | 29.412 | 30.1137 | 30.4017 | 29.9492 | 28.7031 | 26.4969 | 23.9573 | 22.781 | 22.282 | 20.147 | 17.4868 | 15.3464 | 0 | 0 | 0 | 0 | 0 | 0 | 0 | 0 | 0 | 0 | 0 | 0 | 0 | 0 | 0.45603 | 0.44924 | 0.43055 | 0.39745 | 0 | 0 | 0 | 0 | 0 | 0 | 73.3717 | 71.5498 | 70.1204 | 69.1323 | 68.0808 | 67.0829 | 66.5128 | 66.8119 | 70.431 | 75.9673 | 81.0422 | 84.6176 | 87.4797 | 89.3722 | 90.516 | 90.8401 | 90.5035 | 89.4352 | 88.082 | 85.5292 | 81.5077 | 77.5956 | 75.0551 | 72.684 | 0.17803 | 0.16504 | 0.16105 | 0.16017 | 0.1736 | 0.20511 | 0.26902 | 0.29896 | 0.3101 | 0.30321 | 0.30093 | 0.31907 | 0.36162 | 0.41371 | 0.45026 | 0.47462 | 0.48672 | 0.45103 | 0.40152 | 0.31768 | 0.28731 | 0.25026 | 0.20207 | 0.16359
Portfolio Adjusted1-in-10Size: 20 kW to 199.99 kWAll2023June Monthly Peak | Portfolio Adjusted | 1-in-10 | Size: 20 kW to 199.99 kW | All | 2023 | June Monthly Peak | 6 | 14.1538 | 13.3693 | 12.9565 | 12.8392 | 13.3429 | 14.4414 | 15.8126 | 18.8839 | 22.4429 | 25.4696 | 27.8219 | 29.3791 | 30.4046 | 31.1742 | 31.5174 | 31.1104 | 29.9147 | 27.7092 | 25.0709 | 23.438 | 22.9266 | 20.9655 | 18.1941 | 15.9646 | 0 | 0 | 0 | 0 | 0 | 0 | 0 | 0 | 0 | 0 | 0 | 0 | 0 | 0 | 0.47276 | 0.46666 | 0.44872 | 0.41564 | 0 | 0 | 0 | 0 | 0 | 0 | 72.1492 | 70.8215 | 69.8344 | 68.7785 | 67.733 | 66.4599 | 65.7982 | 66.7911 | 70.539 | 75.4824 | 80.5175 | 84.6584 | 87.4577 | 89.1191 | 90.3875 | 91.0748 | 91.5461 | 90.7518 | 89.6228 | 86.9802 | 83.442 | 79.75 | 77.3241 | 75.5161 | 0.17807 | 0.16508 | 0.1611 | 0.16023 | 0.17366 | 0.20516 | 0.26909 | 0.29901 | 0.31013 | 0.30322 | 0.30094 | 0.31909 | 0.36166 | 0.41377 | 0.45034 | 0.47471 | 0.48682 | 0.45113 | 0.40162 | 0.31777 | 0.28739 | 0.25034 | 0.20214 | 0.16363
Portfolio Adjusted1-in-10Size: 20 kW to 199.99 kWAll2023July Monthly Peak | Portfolio Adjusted | 1-in-10 | Size: 20 kW to 199.99 kW | All | 2023 | July Monthly Peak | 7 | 15.1452 | 14.2801 | 13.8091 | 13.6663 | 14.1934 | 15.5788 | 17.209 | 20.5088 | 24.3027 | 27.4403 | 29.8452 | 31.3888 | 32.3238 | 33.0114 | 33.2636 | 32.8321 | 31.6531 | 29.3908 | 26.5773 | 24.828 | 24.2947 | 22.2679 | 19.359 | 16.9846 | 0 | 0 | 0 | 0 | 0 | 0 | 0 | 0 | 0 | 0 | 0 | 0 | 0 | 0 | 0.49895 | 0.49248 | 0.4748 | 0.44086 | 0 | 0 | 0 | 0 | 0 | 0 | 76.4839 | 75.2279 | 74.0855 | 73.0199 | 72.2142 | 71.3656 | 70.7063 | 71.1003 | 74.0651 | 78.87 | 83.6086 | 87.3537 | 89.4818 | 90.8209 | 92.1591 | 92.5664 | 92.3726 | 91.842 | 90.6836 | 88.3694 | 84.734 | 81.284 | 79.0926 | 77.5585 | 0.1773 | 0.16436 | 0.16039 | 0.15952 | 0.1729 | 0.20428 | 0.26793 | 0.29777 | 0.30887 | 0.30201 | 0.29974 | 0.31781 | 0.36018 | 0.41206 | 0.44844 | 0.47271 | 0.48476 | 0.44921 | 0.39989 | 0.31638 | 0.28613 | 0.24923 | 0.20124 | 0.16292
Portfolio Adjusted1-in-10Size: 20 kW to 199.99 kWAll2023August Monthly Peak | Portfolio Adjusted | 1-in-10 | Size: 20 kW to 199.99 kW | All | 2023 | August Monthly Peak | 8 | 15.1091 | 14.2542 | 13.7843 | 13.6458 | 14.1382 | 15.7262 | 17.4306 | 20.4131 | 24.4842 | 27.876 | 30.5799 | 32.302 | 33.3063 | 34.0056 | 34.2166 | 33.7368 | 32.3837 | 29.9433 | 26.8624 | 25.5008 | 24.6695 | 22.3061 | 19.3553 | 16.9681 | 0 | 0 | 0 | 0 | 0 | 0 | 0 | 0 | 0 | 0 | 0 | 0 | 0 | 0 | 0.51325 | 0.50605 | 0.48576 | 0.44915 | 0 | 0 | 0 | 0 | 0 | 0 | 76.198 | 75.1866 | 74.1817 | 73.3127 | 72.4496 | 71.8961 | 71.5865 | 71.8312 | 74.4877 | 79.6142 | 84.3438 | 88.7189 | 91.7962 | 93.7677 | 94.9569 | 95.9293 | 96.2228 | 95.6412 | 94.7326 | 92.0473 | 87.9244 | 84.8072 | 82.7628 | 80.8596 | 0.18004 | 0.1669 | 0.16288 | 0.16199 | 0.17558 | 0.20744 | 0.27207 | 0.30234 | 0.31359 | 0.30658 | 0.30426 | 0.32261 | 0.36564 | 0.41832 | 0.45526 | 0.47993 | 0.49219 | 0.45611 | 0.40607 | 0.32126 | 0.29054 | 0.25306 | 0.20434 | 0.16543
Portfolio Adjusted1-in-10Size: 20 kW to 199.99 kWAll2023September Monthly Peak | Portfolio Adjusted | 1-in-10 | Size: 20 kW to 199.99 kW | All | 2023 | September Monthly Peak | 9 | 14.9111 | 14.1068 | 13.6528 | 13.5441 | 14.0502 | 15.6528 | 17.7912 | 20.2622 | 24.3448 | 27.7022 | 30.3649 | 32.0244 | 33.0427 | 33.7677 | 34.0002 | 33.453 | 32.0279 | 29.453 | 26.5074 | 25.8626 | 24.0891 | 21.738 | 18.917 | 16.6488 | 0 | 0 | 0 | 0 | 0 | 0 | 0 | 0 | 0 | 0 | 0 | 0 | 0 | 0 | 0.51 | 0.50179 | 0.48042 | 0.44179 | 0 | 0 | 0 | 0 | 0 | 0 | 77.1087 | 76.0411 | 74.958 | 74.2085 | 73.3904 | 72.7576 | 72.1734 | 71.9389 | 74.0532 | 78.6848 | 83.5663 | 87.9941 | 91.1995 | 93.3103 | 94.014 | 94.3164 | 94.1111 | 93.0873 | 91.3855 | 88.1555 | 84.1784 | 81.1556 | 78.7958 | 77.0905 | 0.17844 | 0.16542 | 0.16142 | 0.16054 | 0.174 | 0.2056 | 0.26966 | 0.2997 | 0.31089 | 0.30399 | 0.30171 | 0.3199 | 0.36252 | 0.41473 | 0.45134 | 0.47577 | 0.48789 | 0.4521 | 0.40246 | 0.31841 | 0.28796 | 0.25082 | 0.20252 | 0.16396
Portfolio Adjusted1-in-10Size: 20 kW to 199.99 kWAll2023October Monthly Peak | Portfolio Adjusted | 1-in-10 | Size: 20 kW to 199.99 kW | All | 2023 | October Monthly Peak | 10 | 13.4908 | 12.8194 | 12.436 | 12.355 | 12.8144 | 14.2525 | 16.4416 | 18.1241 | 21.1369 | 23.9822 | 26.3547 | 28.0115 | 29.1722 | 30.0466 | 30.3816 | 29.8539 | 28.4304 | 25.9735 | 24.5371 | 23.4788 | 21.6996 | 19.6334 | 17.1063 | 15.0634 | 0 | 0 | 0 | 0 | 0 | 0 | 0 | 0 | 0 | 0 | 0 | 0 | 0 | 0 | 0.45572 | 0.44781 | 0.42646 | 0.3896 | 0 | 0 | 0 | 0 | 0 | 0 | 71.7791 | 70.3812 | 69.3747 | 68.1908 | 67.1986 | 66.3899 | 65.9786 | 65.5795 | 66.5509 | 71.0371 | 76.8374 | 82.3996 | 86.7765 | 89.5457 | 90.5456 | 91.102 | 90.9842 | 89.9047 | 87.2642 | 82.9374 | 78.8561 | 75.9892 | 73.8514 | 72.2237 | 0.1773 | 0.16436 | 0.16039 | 0.15952 | 0.17289 | 0.20429 | 0.26794 | 0.2978 | 0.30892 | 0.30208 | 0.29981 | 0.31788 | 0.36023 | 0.4121 | 0.44847 | 0.47276 | 0.48479 | 0.44923 | 0.39991 | 0.31638 | 0.28613 | 0.24922 | 0.20123 | 0.16292
Portfolio Adjusted1-in-10Size: 20 kW to 199.99 kWAll2023November Monthly Peak | Portfolio Adjusted | 1-in-10 | Size: 20 kW to 199.99 kW | All | 2023 | November Monthly Peak | 11 | 12.5543 | 12.0329 | 11.7668 | 11.8026 | 12.3023 | 13.7451 | 15.1274 | 16.9084 | 19.7 | 21.986 | 23.793 | 25.0258 | 25.7871 | 26.3294 | 26.3906 | 25.6239 | 24.5781 | 24.1183 | 22.2667 | 20.8297 | 19.44 | 17.6943 | 15.588 | 13.8709 | 0 | 0 | 0 | 0 | 0 | 0 | 0 | 0 | 0 | 0 | 0 | 0 | 0 | 0 | 0.39586 | 0.38436 | 0.36867 | 0.36177 | 0 | 0 | 0 | 0 | 0 | 0 | 66.7041 | 65.1657 | 64.2886 | 62.896 | 62.0081 | 61.1104 | 60.6535 | 60.6423 | 63.2341 | 68.3423 | 74.5448 | 79.5684 | 82.5556 | 84.1931 | 85.1079 | 84.9848 | 83.6228 | 81.0297 | 77.7277 | 74.3256 | 71.8872 | 69.9359 | 68.1558 | 66.9739 | 0.17815 | 0.16515 | 0.16115 | 0.16027 | 0.17371 | 0.20526 | 0.26922 | 0.29922 | 0.31041 | 0.30355 | 0.30128 | 0.31944 | 0.36199 | 0.41411 | 0.45066 | 0.47504 | 0.48713 | 0.45139 | 0.40181 | 0.3179 | 0.2875 | 0.25042 | 0.2022 | 0.1637
Portfolio Adjusted1-in-10Size: 20 kW to 199.99 kWAll2023December Monthly Peak | Portfolio Adjusted | 1-in-10 | Size: 20 kW to 199.99 kW | All | 2023 | December Monthly Peak | 12 | 12.5939 | 12.164 | 11.987 | 12.0583 | 12.646 | 14.1494 | 16.3047 | 17.5817 | 19.2894 | 20.1835 | 20.4876 | 20.2258 | 19.8141 | 19.4768 | 19.0949 | 18.4802 | 18.6344 | 19.5381 | 18.7057 | 18.1419 | 17.3531 | 16.3123 | 14.889 | 13.6247 | 0 | 0 | 0 | 0 | 0 | 0 | 0 | 0 | 0 | 0 | 0 | 0 | 0 | 0 | 0.28642 | 0.2772 | 0.27952 | 0.29307 | 0 | 0 | 0 | 0 | 0 | 0 | 43.3135 | 42.6556 | 42.4268 | 42.3595 | 42.2903 | 42.1123 | 42.4354 | 42.4816 | 43.1886 | 44.9661 | 46.7718 | 48.4917 | 49.6601 | 50.0711 | 50.1244 | 50.0238 | 49.5749 | 48.3813 | 47.1493 | 45.9584 | 44.8936 | 44.283 | 43.9517 | 43.2186 | 0.18069 | 0.16753 | 0.16348 | 0.1626 | 0.17622 | 0.20813 | 0.273 | 0.30327 | 0.31453 | 0.30757 | 0.30528 | 0.32371 | 0.36691 | 0.41984 | 0.45702 | 0.48168 | 0.49394 | 0.45775 | 0.40746 | 0.32248 | 0.29169 | 0.25413 | 0.20521 | 0.16607
Portfolio Adjusted1-in-10Size: 20 kW to 199.99 kWAll2023Typical Event Day | Portfolio Adjusted | 1-in-10 | Size: 20 kW to 199.99 kW | All | 2023 | Typical Event Day | 8 | 14.8956 | 14.0621 | 13.6093 | 13.4771 | 13.9673 | 15.5313 | 17.1988 | 20.0679 | 23.9751 | 27.2362 | 29.8408 | 31.5165 | 32.5107 | 33.2137 | 33.4331 | 32.9663 | 31.647 | 29.2463 | 26.2761 | 24.9631 | 24.2034 | 21.9136 | 19.0269 | 16.6942 | 0 | 0 | 0 | 0 | 0 | 0 | 0 | 0 | 0 | 0 | 0 | 0 | 0 | 0 | 0.5015 | 0.4945 | 0.47471 | 0.43869 | 0 | 0 | 0 | 0 | 0 | 0 | 75.4849 | 74.3193 | 73.2649 | 72.3299 | 71.4468 | 70.6198 | 70.0661 | 70.4154 | 73.2862 | 78.1628 | 83.009 | 87.1813 | 89.9838 | 91.7545 | 92.8794 | 93.4717 | 93.5632 | 92.8306 | 91.6061 | 88.8881 | 85.0697 | 81.7492 | 79.4938 | 77.7561 | 0.17835 | 0.16533 | 0.16134 | 0.16047 | 0.17392 | 0.20548 | 0.26951 | 0.29949 | 0.31064 | 0.30373 | 0.30144 | 0.31962 | 0.36224 | 0.41443 | 0.45103 | 0.47545 | 0.48758 | 0.45183 | 0.40224 | 0.31825 | 0.28782 | 0.2507 | 0.20243 | 0.16388
Portfolio Adjusted1-in-10Size: 20 kW to 199.99 kWAll2024January Monthly Peak | Portfolio Adjusted | 1-in-10 | Size: 20 kW to 199.99 kW | All | 2024 | January Monthly Peak | 1 | 12.6924 | 12.3415 | 12.192 | 12.3077 | 12.9489 | 14.4492 | 16.8978 | 18.2029 | 19.9361 | 20.6917 | 20.8212 | 20.4508 | 20.0284 | 19.7605 | 19.4206 | 18.8366 | 18.4816 | 19.5301 | 18.9237 | 18.3826 | 17.6043 | 16.5813 | 15.0001 | 13.7685 | 0 | 0 | 0 | 0 | 0 | 0 | 0 | 0 | 0 | 0 | 0 | 0 | 0 | 0 | 0.29131 | 0.28255 | 0.27722 | 0.29295 | 0 | 0 | 0 | 0 | 0 | 0 | 42.9617 | 42.2642 | 41.5713 | 41.0832 | 40.795 | 40.4633 | 40.0921 | 39.9492 | 40.4303 | 42.7345 | 45.3402 | 47.5148 | 49.3398 | 50.2793 | 50.732 | 50.5324 | 49.6756 | 48.466 | 46.3882 | 44.7615 | 43.5186 | 42.6058 | 41.913 | 41.2039 | 0.18674 | 0.17316 | 0.16901 | 0.16812 | 0.1822 | 0.21505 | 0.28208 | 0.31307 | 0.3245 | 0.31714 | 0.31475 | 0.3338 | 0.37856 | 0.43334 | 0.47188 | 0.49734 | 0.51011 | 0.47285 | 0.42099 | 0.3333 | 0.30154 | 0.26275 | 0.2122 | 0.17165
Portfolio Adjusted1-in-10Size: 20 kW to 199.99 kWAll2024February Monthly Peak | Portfolio Adjusted | 1-in-10 | Size: 20 kW to 199.99 kW | All | 2024 | February Monthly Peak | 2 | 12.2798 | 11.8987 | 11.6869 | 11.7765 | 12.3479 | 13.7506 | 15.6881 | 16.9615 | 18.8751 | 19.9727 | 20.5837 | 20.7555 | 20.8432 | 20.9619 | 20.8652 | 20.3263 | 19.689 | 19.6332 | 19.515 | 18.6214 | 17.7003 | 16.4497 | 14.7273 | 13.3594 | 0 | 0 | 0 | 0 | 0 | 0 | 0 | 0 | 0 | 0 | 0 | 0 | 0 | 0 | 0.31298 | 0.30489 | 0.29533 | 0.2945 | 0 | 0 | 0 | 0 | 0 | 0 | 50.0628 | 49.6503 | 49.0695 | 48.5046 | 48.2045 | 47.4181 | 46.5451 | 47.0244 | 48.1024 | 50.3308 | 52.562 | 54.0528 | 55.3952 | 56.5615 | 57.5522 | 57.991 | 57.3923 | 56.6683 | 54.8203 | 52.9161 | 51.3203 | 49.8929 | 49.1138 | 48.1377 | 0.17691 | 0.164 | 0.16003 | 0.15916 | 0.17251 | 0.20382 | 0.26733 | 0.2971 | 0.30819 | 0.30137 | 0.29912 | 0.31715 | 0.35941 | 0.41118 | 0.44749 | 0.4717 | 0.4837 | 0.44823 | 0.399 | 0.31569 | 0.28551 | 0.2487 | 0.20081 | 0.16256
Portfolio Adjusted1-in-10Size: 20 kW to 199.99 kWAll2024March Monthly Peak | Portfolio Adjusted | 1-in-10 | Size: 20 kW to 199.99 kW | All | 2024 | March Monthly Peak | 3 | 12.3762 | 11.8181 | 11.5483 | 11.5458 | 12.0504 | 13.3591 | 15.2066 | 16.5641 | 18.6235 | 20.1955 | 21.3704 | 22.1219 | 22.6865 | 23.2068 | 23.4746 | 23.1124 | 22.1531 | 20.7365 | 19.7193 | 19.7693 | 18.7574 | 17.2325 | 15.2151 | 13.5884 | 0 | 0 | 0 | 0 | 0 | 0 | 0 | 0 | 0 | 0 | 0 | 0 | 0 | 0 | 0.35212 | 0.34669 | 0.3323 | 0.31105 | 0 | 0 | 0 | 0 | 0 | 0 | 58.2129 | 56.7268 | 55.6784 | 55.0397 | 54.1891 | 53.5287 | 52.9545 | 52.8534 | 54.1395 | 58.3332 | 63.3513 | 67.9444 | 71.415 | 73.2235 | 74.3501 | 74.9422 | 74.8252 | 73.7957 | 72.221 | 69.6563 | 66.3278 | 63.4391 | 61.1929 | 59.3195 | 0.1759 | 0.16306 | 0.1591 | 0.15823 | 0.1715 | 0.20267 | 0.26582 | 0.29548 | 0.30655 | 0.2998 | 0.29757 | 0.31549 | 0.35749 | 0.40894 | 0.44502 | 0.46909 | 0.48101 | 0.44571 | 0.39674 | 0.31387 | 0.28385 | 0.24724 | 0.19963 | 0.16162
Portfolio Adjusted1-in-10Size: 20 kW to 199.99 kWAll2024April Monthly Peak | Portfolio Adjusted | 1-in-10 | Size: 20 kW to 199.99 kW | All | 2024 | April Monthly Peak | 4 | 13.0306 | 12.3547 | 12.0148 | 11.9482 | 12.4358 | 13.7528 | 15.2092 | 17.147 | 20.141 | 22.6072 | 24.56 | 25.9356 | 26.9432 | 27.743 | 28.1177 | 27.7429 | 26.5476 | 24.455 | 22.2307 | 21.8725 | 20.9623 | 19.0009 | 16.5472 | 14.6085 | 0 | 0 | 0 | 0 | 0 | 0 | 0 | 0 | 0 | 0 | 0 | 0 | 0 | 0 | 0.42177 | 0.41614 | 0.39821 | 0.36682 | 0 | 0 | 0 | 0 | 0 | 0 | 68.4565 | 66.9793 | 65.3578 | 64.0084 | 62.8881 | 61.9385 | 61.3673 | 61.3906 | 64.6665 | 70.7116 | 76.8233 | 82.1179 | 85.3564 | 87.2201 | 88.0323 | 88.5603 | 88.4507 | 87.8173 | 85.9579 | 82.5949 | 78.1563 | 74.2604 | 71.6038 | 69.9304 | 0.17736 | 0.16442 | 0.16044 | 0.15956 | 0.17294 | 0.20435 | 0.26803 | 0.29792 | 0.30907 | 0.30226 | 0.3 | 0.31808 | 0.36043 | 0.41232 | 0.44871 | 0.47298 | 0.485 | 0.44941 | 0.40004 | 0.3165 | 0.28623 | 0.24931 | 0.2013 | 0.16298
Portfolio Adjusted1-in-10Size: 20 kW to 199.99 kWAll2024May Monthly Peak | Portfolio Adjusted | 1-in-10 | Size: 20 kW to 199.99 kW | All | 2024 | May Monthly Peak | 5 | 13.5893 | 12.8581 | 12.462 | 12.36 | 12.8534 | 14.0951 | 15.2848 | 18.0737 | 21.7452 | 24.7315 | 27.0273 | 28.5019 | 29.412 | 30.1137 | 30.4017 | 29.9492 | 28.7031 | 26.4969 | 23.9573 | 22.781 | 22.282 | 20.147 | 17.4868 | 15.3464 | 0 | 0 | 0 | 0 | 0 | 0 | 0 | 0 | 0 | 0 | 0 | 0 | 0 | 0 | 0.45603 | 0.44924 | 0.43055 | 0.39745 | 0 | 0 | 0 | 0 | 0 | 0 | 73.3717 | 71.5498 | 70.1204 | 69.1323 | 68.0808 | 67.0829 | 66.5128 | 66.8119 | 70.431 | 75.9673 | 81.0422 | 84.6176 | 87.4797 | 89.3722 | 90.516 | 90.8401 | 90.5035 | 89.4352 | 88.082 | 85.5292 | 81.5077 | 77.5956 | 75.0551 | 72.684 | 0.17803 | 0.16504 | 0.16105 | 0.16017 | 0.1736 | 0.20511 | 0.26902 | 0.29896 | 0.3101 | 0.30321 | 0.30093 | 0.31907 | 0.36162 | 0.41371 | 0.45026 | 0.47462 | 0.48672 | 0.45103 | 0.40152 | 0.31768 | 0.28731 | 0.25026 | 0.20207 | 0.16359
Portfolio Adjusted1-in-10Size: 20 kW to 199.99 kWAll2024June Monthly Peak | Portfolio Adjusted | 1-in-10 | Size: 20 kW to 199.99 kW | All | 2024 | June Monthly Peak | 6 | 14.1538 | 13.3693 | 12.9565 | 12.8392 | 13.3429 | 14.4414 | 15.8126 | 18.8839 | 22.4429 | 25.4696 | 27.8219 | 29.3791 | 30.4046 | 31.1742 | 31.5174 | 31.1104 | 29.9147 | 27.7092 | 25.0709 | 23.438 | 22.9266 | 20.9655 | 18.1941 | 15.9646 | 0 | 0 | 0 | 0 | 0 | 0 | 0 | 0 | 0 | 0 | 0 | 0 | 0 | 0 | 0.47276 | 0.46666 | 0.44872 | 0.41564 | 0 | 0 | 0 | 0 | 0 | 0 | 72.1492 | 70.8215 | 69.8344 | 68.7785 | 67.733 | 66.4599 | 65.7982 | 66.7911 | 70.539 | 75.4824 | 80.5175 | 84.6584 | 87.4577 | 89.1191 | 90.3875 | 91.0748 | 91.5461 | 90.7518 | 89.6228 | 86.9802 | 83.442 | 79.75 | 77.3241 | 75.5161 | 0.17807 | 0.16508 | 0.1611 | 0.16023 | 0.17366 | 0.20516 | 0.26909 | 0.29901 | 0.31013 | 0.30322 | 0.30094 | 0.31909 | 0.36166 | 0.41377 | 0.45034 | 0.47471 | 0.48682 | 0.45113 | 0.40162 | 0.31777 | 0.28739 | 0.25034 | 0.20214 | 0.16363
Portfolio Adjusted1-in-10Size: 20 kW to 199.99 kWAll2024July Monthly Peak | Portfolio Adjusted | 1-in-10 | Size: 20 kW to 199.99 kW | All | 2024 | July Monthly Peak | 7 | 15.1452 | 14.2801 | 13.8091 | 13.6663 | 14.1934 | 15.5788 | 17.209 | 20.5088 | 24.3027 | 27.4403 | 29.8452 | 31.3888 | 32.3238 | 33.0114 | 33.2636 | 32.8321 | 31.6531 | 29.3908 | 26.5773 | 24.828 | 24.2947 | 22.2679 | 19.359 | 16.9846 | 0 | 0 | 0 | 0 | 0 | 0 | 0 | 0 | 0 | 0 | 0 | 0 | 0 | 0 | 0.49895 | 0.49248 | 0.4748 | 0.44086 | 0 | 0 | 0 | 0 | 0 | 0 | 76.4839 | 75.2279 | 74.0855 | 73.0199 | 72.2142 | 71.3656 | 70.7063 | 71.1003 | 74.0651 | 78.87 | 83.6086 | 87.3537 | 89.4818 | 90.8209 | 92.1591 | 92.5664 | 92.3726 | 91.842 | 90.6836 | 88.3694 | 84.734 | 81.2839 | 79.0926 | 77.5585 | 0.1773 | 0.16436 | 0.16039 | 0.15952 | 0.1729 | 0.20428 | 0.26793 | 0.29777 | 0.30887 | 0.30201 | 0.29974 | 0.31781 | 0.36018 | 0.41206 | 0.44844 | 0.47271 | 0.48476 | 0.44921 | 0.39989 | 0.31638 | 0.28613 | 0.24923 | 0.20124 | 0.16292
Portfolio Adjusted1-in-10Size: 20 kW to 199.99 kWAll2024August Monthly Peak | Portfolio Adjusted | 1-in-10 | Size: 20 kW to 199.99 kW | All | 2024 | August Monthly Peak | 8 | 15.1091 | 14.2542 | 13.7843 | 13.6458 | 14.1382 | 15.7262 | 17.4306 | 20.4131 | 24.4842 | 27.876 | 30.5799 | 32.302 | 33.3063 | 34.0056 | 34.2165 | 33.7368 | 32.3837 | 29.9433 | 26.8624 | 25.5008 | 24.6695 | 22.3061 | 19.3553 | 16.9681 | 0 | 0 | 0 | 0 | 0 | 0 | 0 | 0 | 0 | 0 | 0 | 0 | 0 | 0 | 0.51325 | 0.50605 | 0.48576 | 0.44915 | 0 | 0 | 0 | 0 | 0 | 0 | 76.198 | 75.1866 | 74.1817 | 73.3127 | 72.4496 | 71.8961 | 71.5865 | 71.8312 | 74.4877 | 79.6142 | 84.3438 | 88.7189 | 91.7962 | 93.7677 | 94.9569 | 95.9293 | 96.2228 | 95.6412 | 94.7326 | 92.0473 | 87.9244 | 84.8072 | 82.7628 | 80.8596 | 0.18004 | 0.1669 | 0.16288 | 0.16199 | 0.17558 | 0.20744 | 0.27207 | 0.30234 | 0.31359 | 0.30658 | 0.30426 | 0.32261 | 0.36564 | 0.41832 | 0.45526 | 0.47993 | 0.49219 | 0.45611 | 0.40607 | 0.32126 | 0.29054 | 0.25306 | 0.20434 | 0.16543
Portfolio Adjusted1-in-10Size: 20 kW to 199.99 kWAll2024September Monthly Peak | Portfolio Adjusted | 1-in-10 | Size: 20 kW to 199.99 kW | All | 2024 | September Monthly Peak | 9 | 14.9111 | 14.1068 | 13.6528 | 13.5441 | 14.0502 | 15.6528 | 17.7912 | 20.2623 | 24.3448 | 27.7022 | 30.3649 | 32.0244 | 33.0427 | 33.7677 | 34.0002 | 33.453 | 32.0279 | 29.453 | 26.5074 | 25.8626 | 24.0891 | 21.738 | 18.917 | 16.6488 | 0 | 0 | 0 | 0 | 0 | 0 | 0 | 0 | 0 | 0 | 0 | 0 | 0 | 0 | 0.51 | 0.50179 | 0.48042 | 0.44179 | 0 | 0 | 0 | 0 | 0 | 0 | 77.1087 | 76.0411 | 74.958 | 74.2085 | 73.3904 | 72.7576 | 72.1734 | 71.9389 | 74.0532 | 78.6848 | 83.5663 | 87.9941 | 91.1995 | 93.3103 | 94.014 | 94.3164 | 94.1111 | 93.0873 | 91.3855 | 88.1555 | 84.1783 | 81.1556 | 78.7958 | 77.0905 | 0.17844 | 0.16542 | 0.16142 | 0.16054 | 0.174 | 0.2056 | 0.26966 | 0.2997 | 0.31089 | 0.30399 | 0.30171 | 0.3199 | 0.36252 | 0.41473 | 0.45134 | 0.47577 | 0.48789 | 0.4521 | 0.40246 | 0.31841 | 0.28796 | 0.25082 | 0.20252 | 0.16396
Portfolio Adjusted1-in-10Size: 20 kW to 199.99 kWAll2024October Monthly Peak | Portfolio Adjusted | 1-in-10 | Size: 20 kW to 199.99 kW | All | 2024 | October Monthly Peak | 10 | 13.4908 | 12.8194 | 12.436 | 12.355 | 12.8144 | 14.2525 | 16.4416 | 18.1241 | 21.1369 | 23.9822 | 26.3547 | 28.0115 | 29.1722 | 30.0466 | 30.3816 | 29.8539 | 28.4304 | 25.9735 | 24.5371 | 23.4788 | 21.6996 | 19.6334 | 17.1063 | 15.0634 | 0 | 0 | 0 | 0 | 0 | 0 | 0 | 0 | 0 | 0 | 0 | 0 | 0 | 0 | 0.45572 | 0.44781 | 0.42646 | 0.3896 | 0 | 0 | 0 | 0 | 0 | 0 | 71.7791 | 70.3812 | 69.3747 | 68.1908 | 67.1986 | 66.3899 | 65.9786 | 65.5795 | 66.5509 | 71.0371 | 76.8374 | 82.3996 | 86.7765 | 89.5457 | 90.5456 | 91.102 | 90.9842 | 89.9047 | 87.2642 | 82.9374 | 78.8561 | 75.9892 | 73.8514 | 72.2237 | 0.1773 | 0.16436 | 0.16039 | 0.15952 | 0.17289 | 0.20429 | 0.26794 | 0.2978 | 0.30892 | 0.30208 | 0.29981 | 0.31788 | 0.36023 | 0.4121 | 0.44847 | 0.47276 | 0.48479 | 0.44923 | 0.39991 | 0.31638 | 0.28613 | 0.24922 | 0.20123 | 0.16292
Portfolio Adjusted1-in-10Size: 20 kW to 199.99 kWAll2024November Monthly Peak | Portfolio Adjusted | 1-in-10 | Size: 20 kW to 199.99 kW | All | 2024 | November Monthly Peak | 11 | 12.5543 | 12.0329 | 11.7668 | 11.8026 | 12.3023 | 13.7451 | 15.1274 | 16.9084 | 19.7 | 21.986 | 23.793 | 25.0258 | 25.7871 | 26.3294 | 26.3906 | 25.6239 | 24.5781 | 24.1183 | 22.2667 | 20.8297 | 19.44 | 17.6943 | 15.588 | 13.8709 | 0 | 0 | 0 | 0 | 0 | 0 | 0 | 0 | 0 | 0 | 0 | 0 | 0 | 0 | 0.39586 | 0.38436 | 0.36867 | 0.36177 | 0 | 0 | 0 | 0 | 0 | 0 | 66.7041 | 65.1657 | 64.2886 | 62.896 | 62.0081 | 61.1104 | 60.6535 | 60.6423 | 63.2341 | 68.3422 | 74.5448 | 79.5684 | 82.5556 | 84.1931 | 85.1079 | 84.9848 | 83.6228 | 81.0297 | 77.7277 | 74.3256 | 71.8872 | 69.9359 | 68.1558 | 66.9739 | 0.17815 | 0.16515 | 0.16115 | 0.16027 | 0.17371 | 0.20526 | 0.26922 | 0.29922 | 0.31041 | 0.30355 | 0.30128 | 0.31944 | 0.36199 | 0.41411 | 0.45066 | 0.47504 | 0.48713 | 0.45139 | 0.40181 | 0.3179 | 0.2875 | 0.25042 | 0.2022 | 0.1637
Portfolio Adjusted1-in-10Size: 20 kW to 199.99 kWAll2024December Monthly Peak | Portfolio Adjusted | 1-in-10 | Size: 20 kW to 199.99 kW | All | 2024 | December Monthly Peak | 12 | 12.5939 | 12.164 | 11.987 | 12.0583 | 12.646 | 14.1494 | 16.3047 | 17.5817 | 19.2894 | 20.1835 | 20.4876 | 20.2258 | 19.8141 | 19.4768 | 19.0949 | 18.4802 | 18.6344 | 19.5381 | 18.7057 | 18.1419 | 17.3531 | 16.3123 | 14.889 | 13.6247 | 0 | 0 | 0 | 0 | 0 | 0 | 0 | 0 | 0 | 0 | 0 | 0 | 0 | 0 | 0.28642 | 0.2772 | 0.27952 | 0.29307 | 0 | 0 | 0 | 0 | 0 | 0 | 43.3135 | 42.6556 | 42.4268 | 42.3595 | 42.2903 | 42.1123 | 42.4354 | 42.4816 | 43.1886 | 44.9661 | 46.7718 | 48.4917 | 49.6601 | 50.0711 | 50.1244 | 50.0238 | 49.5749 | 48.3813 | 47.1493 | 45.9584 | 44.8936 | 44.283 | 43.9517 | 43.2186 | 0.18069 | 0.16753 | 0.16348 | 0.1626 | 0.17622 | 0.20813 | 0.273 | 0.30327 | 0.31453 | 0.30757 | 0.30528 | 0.32371 | 0.36691 | 0.41984 | 0.45702 | 0.48168 | 0.49394 | 0.45775 | 0.40746 | 0.32248 | 0.29169 | 0.25413 | 0.20521 | 0.16607
Portfolio Adjusted1-in-10Size: 20 kW to 199.99 kWAll2024Typical Event Day | Portfolio Adjusted | 1-in-10 | Size: 20 kW to 199.99 kW | All | 2024 | Typical Event Day | 8 | 14.8956 | 14.0621 | 13.6093 | 13.4771 | 13.9673 | 15.5313 | 17.1988 | 20.0679 | 23.9751 | 27.2362 | 29.8408 | 31.5165 | 32.5107 | 33.2137 | 33.4331 | 32.9663 | 31.647 | 29.2463 | 26.2761 | 24.9631 | 24.2034 | 21.9136 | 19.0269 | 16.6942 | 0 | 0 | 0 | 0 | 0 | 0 | 0 | 0 | 0 | 0 | 0 | 0 | 0 | 0 | 0.5015 | 0.4945 | 0.47471 | 0.43869 | 0 | 0 | 0 | 0 | 0 | 0 | 75.4849 | 74.3193 | 73.2649 | 72.3299 | 71.4468 | 70.6198 | 70.0661 | 70.4154 | 73.2862 | 78.1628 | 83.009 | 87.1813 | 89.9838 | 91.7545 | 92.8794 | 93.4717 | 93.5632 | 92.8306 | 91.6061 | 88.8881 | 85.0697 | 81.7492 | 79.4938 | 77.7561 | 0.17835 | 0.16533 | 0.16134 | 0.16047 | 0.17392 | 0.20548 | 0.26951 | 0.29949 | 0.31064 | 0.30373 | 0.30144 | 0.31962 | 0.36224 | 0.41443 | 0.45103 | 0.47545 | 0.48758 | 0.45183 | 0.40224 | 0.31825 | 0.28782 | 0.2507 | 0.20243 | 0.16388
Portfolio Adjusted1-in-10Size: 20 kW to 199.99 kWAll2025January Monthly Peak | Portfolio Adjusted | 1-in-10 | Size: 20 kW to 199.99 kW | All | 2025 | January Monthly Peak | 1 | 12.6924 | 12.3415 | 12.192 | 12.3077 | 12.9489 | 14.4492 | 16.8978 | 18.2029 | 19.9361 | 20.6917 | 20.8212 | 20.4508 | 20.0284 | 19.7605 | 19.4206 | 18.8366 | 18.4816 | 19.5301 | 18.9237 | 18.3826 | 17.6043 | 16.5813 | 15.0001 | 13.7685 | 0 | 0 | 0 | 0 | 0 | 0 | 0 | 0 | 0 | 0 | 0 | 0 | 0 | 0 | 0.29131 | 0.28255 | 0.27722 | 0.29295 | 0 | 0 | 0 | 0 | 0 | 0 | 42.9617 | 42.2642 | 41.5713 | 41.0832 | 40.795 | 40.4633 | 40.0921 | 39.9492 | 40.4303 | 42.7345 | 45.3402 | 47.5148 | 49.3398 | 50.2793 | 50.732 | 50.5324 | 49.6756 | 48.466 | 46.3882 | 44.7615 | 43.5186 | 42.6058 | 41.913 | 41.2039 | 0.18674 | 0.17316 | 0.16901 | 0.16812 | 0.1822 | 0.21505 | 0.28208 | 0.31307 | 0.3245 | 0.31714 | 0.31475 | 0.3338 | 0.37856 | 0.43334 | 0.47188 | 0.49734 | 0.51011 | 0.47285 | 0.42099 | 0.3333 | 0.30154 | 0.26275 | 0.2122 | 0.17165
Portfolio Adjusted1-in-10Size: 20 kW to 199.99 kWAll2025February Monthly Peak | Portfolio Adjusted | 1-in-10 | Size: 20 kW to 199.99 kW | All | 2025 | February Monthly Peak | 2 | 12.2798 | 11.8987 | 11.6869 | 11.7765 | 12.3479 | 13.7506 | 15.6881 | 16.9615 | 18.8751 | 19.9727 | 20.5837 | 20.7555 | 20.8432 | 20.9619 | 20.8652 | 20.3263 | 19.689 | 19.6332 | 19.515 | 18.6214 | 17.7003 | 16.4497 | 14.7273 | 13.3594 | 0 | 0 | 0 | 0 | 0 | 0 | 0 | 0 | 0 | 0 | 0 | 0 | 0 | 0 | 0.31298 | 0.30489 | 0.29533 | 0.2945 | 0 | 0 | 0 | 0 | 0 | 0 | 50.0628 | 49.6503 | 49.0695 | 48.5046 | 48.2045 | 47.4181 | 46.5451 | 47.0244 | 48.1024 | 50.3308 | 52.562 | 54.0528 | 55.3952 | 56.5615 | 57.5522 | 57.991 | 57.3923 | 56.6683 | 54.8203 | 52.9161 | 51.3203 | 49.8929 | 49.1138 | 48.1377 | 0.17691 | 0.164 | 0.16003 | 0.15916 | 0.17251 | 0.20382 | 0.26733 | 0.2971 | 0.30819 | 0.30137 | 0.29912 | 0.31715 | 0.35941 | 0.41118 | 0.44749 | 0.4717 | 0.4837 | 0.44823 | 0.399 | 0.31569 | 0.28551 | 0.2487 | 0.20081 | 0.16256
Portfolio Adjusted1-in-10Size: 20 kW to 199.99 kWAll2025March Monthly Peak | Portfolio Adjusted | 1-in-10 | Size: 20 kW to 199.99 kW | All | 2025 | March Monthly Peak | 3 | 12.3762 | 11.8181 | 11.5483 | 11.5458 | 12.0504 | 13.3591 | 15.2066 | 16.5641 | 18.6235 | 20.1955 | 21.3704 | 22.1219 | 22.6865 | 23.2067 | 23.4746 | 23.1124 | 22.1531 | 20.7365 | 19.7193 | 19.7693 | 18.7574 | 17.2325 | 15.2151 | 13.5884 | 0 | 0 | 0 | 0 | 0 | 0 | 0 | 0 | 0 | 0 | 0 | 0 | 0 | 0 | 0.35212 | 0.34669 | 0.3323 | 0.31105 | 0 | 0 | 0 | 0 | 0 | 0 | 58.2129 | 56.7268 | 55.6784 | 55.0397 | 54.1891 | 53.5287 | 52.9545 | 52.8534 | 54.1395 | 58.3332 | 63.3513 | 67.9444 | 71.415 | 73.2235 | 74.3501 | 74.9422 | 74.8252 | 73.7958 | 72.221 | 69.6563 | 66.3278 | 63.4391 | 61.1929 | 59.3195 | 0.1759 | 0.16306 | 0.1591 | 0.15823 | 0.1715 | 0.20267 | 0.26582 | 0.29548 | 0.30655 | 0.2998 | 0.29757 | 0.31549 | 0.35749 | 0.40894 | 0.44502 | 0.46909 | 0.48101 | 0.44571 | 0.39674 | 0.31387 | 0.28385 | 0.24724 | 0.19963 | 0.16162
Portfolio Adjusted1-in-10Size: 20 kW to 199.99 kWAll2025April Monthly Peak | Portfolio Adjusted | 1-in-10 | Size: 20 kW to 199.99 kW | All | 2025 | April Monthly Peak | 4 | 13.0306 | 12.3547 | 12.0148 | 11.9482 | 12.4358 | 13.7528 | 15.2092 | 17.147 | 20.141 | 22.6072 | 24.56 | 25.9356 | 26.9432 | 27.743 | 28.1177 | 27.7429 | 26.5476 | 24.455 | 22.2307 | 21.8725 | 20.9623 | 19.0009 | 16.5472 | 14.6084 | 0 | 0 | 0 | 0 | 0 | 0 | 0 | 0 | 0 | 0 | 0 | 0 | 0 | 0 | 0.42177 | 0.41614 | 0.39821 | 0.36682 | 0 | 0 | 0 | 0 | 0 | 0 | 68.4565 | 66.9793 | 65.3578 | 64.0084 | 62.8881 | 61.9385 | 61.3673 | 61.3906 | 64.6665 | 70.7116 | 76.8233 | 82.1179 | 85.3564 | 87.2201 | 88.0323 | 88.5603 | 88.4507 | 87.8173 | 85.9579 | 82.5949 | 78.1563 | 74.2604 | 71.6038 | 69.9304 | 0.17736 | 0.16442 | 0.16044 | 0.15956 | 0.17294 | 0.20435 | 0.26803 | 0.29792 | 0.30907 | 0.30226 | 0.3 | 0.31808 | 0.36043 | 0.41232 | 0.44871 | 0.47298 | 0.485 | 0.44941 | 0.40004 | 0.3165 | 0.28623 | 0.24931 | 0.2013 | 0.16298
Portfolio Adjusted1-in-10Size: 20 kW to 199.99 kWAll2025May Monthly Peak | Portfolio Adjusted | 1-in-10 | Size: 20 kW to 199.99 kW | All | 2025 | May Monthly Peak | 5 | 13.5893 | 12.8581 | 12.462 | 12.36 | 12.8534 | 14.0951 | 15.2848 | 18.0737 | 21.7452 | 24.7314 | 27.0273 | 28.5019 | 29.412 | 30.1137 | 30.4017 | 29.9492 | 28.7031 | 26.4969 | 23.9573 | 22.781 | 22.282 | 20.147 | 17.4868 | 15.3464 | 0 | 0 | 0 | 0 | 0 | 0 | 0 | 0 | 0 | 0 | 0 | 0 | 0 | 0 | 0.45603 | 0.44924 | 0.43055 | 0.39745 | 0 | 0 | 0 | 0 | 0 | 0 | 73.3717 | 71.5498 | 70.1204 | 69.1323 | 68.0808 | 67.0829 | 66.5128 | 66.8119 | 70.431 | 75.9673 | 81.0422 | 84.6176 | 87.4797 | 89.3722 | 90.516 | 90.8401 | 90.5035 | 89.4352 | 88.082 | 85.5292 | 81.5077 | 77.5956 | 75.0551 | 72.684 | 0.17803 | 0.16504 | 0.16105 | 0.16017 | 0.1736 | 0.20511 | 0.26902 | 0.29896 | 0.3101 | 0.30321 | 0.30093 | 0.31907 | 0.36162 | 0.41371 | 0.45026 | 0.47462 | 0.48672 | 0.45103 | 0.40152 | 0.31768 | 0.28731 | 0.25026 | 0.20207 | 0.16359
Portfolio Adjusted1-in-10Size: 20 kW to 199.99 kWAll2025June Monthly Peak | Portfolio Adjusted | 1-in-10 | Size: 20 kW to 199.99 kW | All | 2025 | June Monthly Peak | 6 | 14.1538 | 13.3693 | 12.9565 | 12.8392 | 13.3429 | 14.4414 | 15.8126 | 18.8839 | 22.4429 | 25.4696 | 27.8219 | 29.3791 | 30.4046 | 31.1742 | 31.5174 | 31.1104 | 29.9147 | 27.7092 | 25.0709 | 23.438 | 22.9266 | 20.9655 | 18.1941 | 15.9646 | 0 | 0 | 0 | 0 | 0 | 0 | 0 | 0 | 0 | 0 | 0 | 0 | 0 | 0 | 0.47276 | 0.46666 | 0.44872 | 0.41564 | 0 | 0 | 0 | 0 | 0 | 0 | 72.1492 | 70.8215 | 69.8344 | 68.7785 | 67.733 | 66.4599 | 65.7981 | 66.7911 | 70.539 | 75.4824 | 80.5175 | 84.6584 | 87.4577 | 89.1191 | 90.3875 | 91.0748 | 91.5461 | 90.7518 | 89.6228 | 86.9802 | 83.442 | 79.75 | 77.3241 | 75.5161 | 0.17807 | 0.16508 | 0.1611 | 0.16023 | 0.17366 | 0.20516 | 0.26909 | 0.29901 | 0.31013 | 0.30322 | 0.30094 | 0.31909 | 0.36166 | 0.41377 | 0.45034 | 0.47471 | 0.48682 | 0.45113 | 0.40162 | 0.31777 | 0.28739 | 0.25034 | 0.20214 | 0.16363
Portfolio Adjusted1-in-10Size: 20 kW to 199.99 kWAll2025July Monthly Peak | Portfolio Adjusted | 1-in-10 | Size: 20 kW to 199.99 kW | All | 2025 | July Monthly Peak | 7 | 15.1452 | 14.2801 | 13.8091 | 13.6663 | 14.1934 | 15.5788 | 17.209 | 20.5088 | 24.3027 | 27.4403 | 29.8452 | 31.3888 | 32.3238 | 33.0114 | 33.2636 | 32.8321 | 31.6531 | 29.3908 | 26.5773 | 24.828 | 24.2947 | 22.2679 | 19.359 | 16.9846 | 0 | 0 | 0 | 0 | 0 | 0 | 0 | 0 | 0 | 0 | 0 | 0 | 0 | 0 | 0.49895 | 0.49248 | 0.4748 | 0.44086 | 0 | 0 | 0 | 0 | 0 | 0 | 76.4839 | 75.2279 | 74.0855 | 73.0199 | 72.2142 | 71.3656 | 70.7063 | 71.1003 | 74.0651 | 78.87 | 83.6086 | 87.3537 | 89.4818 | 90.8209 | 92.1591 | 92.5664 | 92.3726 | 91.842 | 90.6836 | 88.3694 | 84.734 | 81.284 | 79.0926 | 77.5585 | 0.1773 | 0.16436 | 0.16039 | 0.15952 | 0.1729 | 0.20428 | 0.26793 | 0.29777 | 0.30887 | 0.30201 | 0.29974 | 0.31781 | 0.36018 | 0.41206 | 0.44844 | 0.47271 | 0.48476 | 0.44921 | 0.39989 | 0.31638 | 0.28613 | 0.24923 | 0.20124 | 0.16292
Portfolio Adjusted1-in-10Size: 20 kW to 199.99 kWAll2025August Monthly Peak | Portfolio Adjusted | 1-in-10 | Size: 20 kW to 199.99 kW | All | 2025 | August Monthly Peak | 8 | 15.1091 | 14.2542 | 13.7843 | 13.6458 | 14.1382 | 15.7262 | 17.4306 | 20.4131 | 24.4842 | 27.876 | 30.5799 | 32.302 | 33.3063 | 34.0056 | 34.2166 | 33.7368 | 32.3837 | 29.9433 | 26.8624 | 25.5008 | 24.6695 | 22.3061 | 19.3553 | 16.9681 | 0 | 0 | 0 | 0 | 0 | 0 | 0 | 0 | 0 | 0 | 0 | 0 | 0 | 0 | 0.51325 | 0.50605 | 0.48576 | 0.44915 | 0 | 0 | 0 | 0 | 0 | 0 | 76.198 | 75.1866 | 74.1817 | 73.3127 | 72.4496 | 71.8961 | 71.5865 | 71.8312 | 74.4877 | 79.6142 | 84.3438 | 88.7189 | 91.7962 | 93.7677 | 94.9569 | 95.9293 | 96.2228 | 95.6412 | 94.7326 | 92.0473 | 87.9244 | 84.8072 | 82.7628 | 80.8596 | 0.18004 | 0.1669 | 0.16288 | 0.16199 | 0.17558 | 0.20744 | 0.27207 | 0.30234 | 0.31359 | 0.30658 | 0.30426 | 0.32261 | 0.36564 | 0.41832 | 0.45526 | 0.47993 | 0.49219 | 0.45611 | 0.40607 | 0.32126 | 0.29054 | 0.25306 | 0.20434 | 0.16543
Portfolio Adjusted1-in-10Size: 20 kW to 199.99 kWAll2025September Monthly Peak | Portfolio Adjusted | 1-in-10 | Size: 20 kW to 199.99 kW | All | 2025 | September Monthly Peak | 9 | 14.9111 | 14.1068 | 13.6528 | 13.5441 | 14.0502 | 15.6528 | 17.7912 | 20.2622 | 24.3448 | 27.7022 | 30.3649 | 32.0244 | 33.0427 | 33.7677 | 34.0002 | 33.453 | 32.0279 | 29.453 | 26.5074 | 25.8626 | 24.0891 | 21.738 | 18.917 | 16.6488 | 0 | 0 | 0 | 0 | 0 | 0 | 0 | 0 | 0 | 0 | 0 | 0 | 0 | 0 | 0.51 | 0.50179 | 0.48042 | 0.44179 | 0 | 0 | 0 | 0 | 0 | 0 | 77.1087 | 76.0411 | 74.958 | 74.2085 | 73.3904 | 72.7576 | 72.1734 | 71.9389 | 74.0532 | 78.6848 | 83.5663 | 87.9941 | 91.1995 | 93.3103 | 94.014 | 94.3164 | 94.1111 | 93.0873 | 91.3855 | 88.1555 | 84.1783 | 81.1556 | 78.7958 | 77.0905 | 0.17844 | 0.16542 | 0.16142 | 0.16054 | 0.174 | 0.2056 | 0.26966 | 0.2997 | 0.31089 | 0.30399 | 0.30171 | 0.3199 | 0.36252 | 0.41473 | 0.45134 | 0.47577 | 0.48789 | 0.4521 | 0.40246 | 0.31841 | 0.28796 | 0.25082 | 0.20252 | 0.16396
Portfolio Adjusted1-in-10Size: 20 kW to 199.99 kWAll2025October Monthly Peak | Portfolio Adjusted | 1-in-10 | Size: 20 kW to 199.99 kW | All | 2025 | October Monthly Peak | 10 | 13.4908 | 12.8194 | 12.436 | 12.355 | 12.8144 | 14.2525 | 16.4416 | 18.1241 | 21.1369 | 23.9822 | 26.3547 | 28.0115 | 29.1722 | 30.0466 | 30.3816 | 29.8539 | 28.4304 | 25.9735 | 24.5371 | 23.4788 | 21.6996 | 19.6334 | 17.1063 | 15.0634 | 0 | 0 | 0 | 0 | 0 | 0 | 0 | 0 | 0 | 0 | 0 | 0 | 0 | 0 | 0.45572 | 0.44781 | 0.42646 | 0.3896 | 0 | 0 | 0 | 0 | 0 | 0 | 71.7791 | 70.3812 | 69.3747 | 68.1908 | 67.1986 | 66.3899 | 65.9786 | 65.5795 | 66.5509 | 71.0371 | 76.8374 | 82.3996 | 86.7765 | 89.5457 | 90.5456 | 91.102 | 90.9842 | 89.9047 | 87.2642 | 82.9374 | 78.8561 | 75.9892 | 73.8514 | 72.2237 | 0.1773 | 0.16436 | 0.16039 | 0.15952 | 0.17289 | 0.20429 | 0.26794 | 0.2978 | 0.30892 | 0.30208 | 0.29981 | 0.31788 | 0.36023 | 0.4121 | 0.44847 | 0.47276 | 0.48479 | 0.44923 | 0.39991 | 0.31638 | 0.28613 | 0.24922 | 0.20123 | 0.16292
Portfolio Adjusted1-in-10Size: 20 kW to 199.99 kWAll2025November Monthly Peak | Portfolio Adjusted | 1-in-10 | Size: 20 kW to 199.99 kW | All | 2025 | November Monthly Peak | 11 | 12.5543 | 12.0329 | 11.7668 | 11.8026 | 12.3023 | 13.7451 | 15.1274 | 16.9084 | 19.7 | 21.986 | 23.793 | 25.0258 | 25.7871 | 26.3294 | 26.3906 | 25.6239 | 24.5781 | 24.1183 | 22.2667 | 20.8297 | 19.44 | 17.6943 | 15.588 | 13.8709 | 0 | 0 | 0 | 0 | 0 | 0 | 0 | 0 | 0 | 0 | 0 | 0 | 0 | 0 | 0.39586 | 0.38436 | 0.36867 | 0.36177 | 0 | 0 | 0 | 0 | 0 | 0 | 66.7041 | 65.1657 | 64.2886 | 62.896 | 62.0081 | 61.1104 | 60.6535 | 60.6423 | 63.2341 | 68.3422 | 74.5448 | 79.5684 | 82.5556 | 84.1931 | 85.1079 | 84.9848 | 83.6228 | 81.0297 | 77.7277 | 74.3256 | 71.8872 | 69.9359 | 68.1558 | 66.9739 | 0.17815 | 0.16515 | 0.16115 | 0.16027 | 0.17371 | 0.20526 | 0.26922 | 0.29922 | 0.31041 | 0.30355 | 0.30128 | 0.31944 | 0.36199 | 0.41411 | 0.45066 | 0.47504 | 0.48713 | 0.45139 | 0.40181 | 0.3179 | 0.2875 | 0.25042 | 0.2022 | 0.1637
Portfolio Adjusted1-in-10Size: 20 kW to 199.99 kWAll2025December Monthly Peak | Portfolio Adjusted | 1-in-10 | Size: 20 kW to 199.99 kW | All | 2025 | December Monthly Peak | 12 | 12.5939 | 12.164 | 11.987 | 12.0583 | 12.646 | 14.1494 | 16.3047 | 17.5817 | 19.2894 | 20.1835 | 20.4876 | 20.2258 | 19.8141 | 19.4768 | 19.0949 | 18.4802 | 18.6344 | 19.5381 | 18.7057 | 18.1419 | 17.3531 | 16.3123 | 14.889 | 13.6247 | 0 | 0 | 0 | 0 | 0 | 0 | 0 | 0 | 0 | 0 | 0 | 0 | 0 | 0 | 0.28642 | 0.2772 | 0.27952 | 0.29307 | 0 | 0 | 0 | 0 | 0 | 0 | 43.3135 | 42.6556 | 42.4268 | 42.3595 | 42.2903 | 42.1123 | 42.4354 | 42.4816 | 43.1886 | 44.9661 | 46.7718 | 48.4917 | 49.6601 | 50.0711 | 50.1244 | 50.0238 | 49.5749 | 48.3813 | 47.1493 | 45.9584 | 44.8936 | 44.283 | 43.9517 | 43.2186 | 0.18069 | 0.16753 | 0.16348 | 0.1626 | 0.17622 | 0.20813 | 0.273 | 0.30327 | 0.31453 | 0.30757 | 0.30528 | 0.32371 | 0.36691 | 0.41984 | 0.45702 | 0.48168 | 0.49394 | 0.45775 | 0.40746 | 0.32248 | 0.29169 | 0.25413 | 0.20521 | 0.16607
Portfolio Adjusted1-in-10Size: 20 kW to 199.99 kWAll2025Typical Event Day | Portfolio Adjusted | 1-in-10 | Size: 20 kW to 199.99 kW | All | 2025 | Typical Event Day | 8 | 14.8956 | 14.0621 | 13.6093 | 13.4771 | 13.9673 | 15.5313 | 17.1988 | 20.0679 | 23.9751 | 27.2362 | 29.8408 | 31.5165 | 32.5107 | 33.2137 | 33.4331 | 32.9663 | 31.647 | 29.2463 | 26.2761 | 24.9631 | 24.2034 | 21.9136 | 19.0269 | 16.6942 | 0 | 0 | 0 | 0 | 0 | 0 | 0 | 0 | 0 | 0 | 0 | 0 | 0 | 0 | 0.5015 | 0.4945 | 0.47471 | 0.43869 | 0 | 0 | 0 | 0 | 0 | 0 | 75.4849 | 74.3193 | 73.2649 | 72.3299 | 71.4468 | 70.6198 | 70.0661 | 70.4154 | 73.2862 | 78.1628 | 83.009 | 87.1813 | 89.9838 | 91.7545 | 92.8793 | 93.4717 | 93.5632 | 92.8306 | 91.6061 | 88.8881 | 85.0697 | 81.7492 | 79.4938 | 77.7561 | 0.17835 | 0.16533 | 0.16134 | 0.16047 | 0.17392 | 0.20548 | 0.26951 | 0.29949 | 0.31064 | 0.30373 | 0.30144 | 0.31962 | 0.36224 | 0.41443 | 0.45103 | 0.47545 | 0.48758 | 0.45183 | 0.40224 | 0.31825 | 0.28782 | 0.2507 | 0.20243 | 0.16388
Portfolio Adjusted1-in-2Size: 20 kW to 199.99 kWAll2015January Monthly Peak | Portfolio Adjusted | 1-in-2 | Size: 20 kW to 199.99 kW | All | 2015 | January Monthly Peak | 1
Portfolio Adjusted1-in-2Size: 20 kW to 199.99 kWAll2015February Monthly Peak | Portfolio Adjusted | 1-in-2 | Size: 20 kW to 199.99 kW | All | 2015 | February Monthly Peak | 2
Portfolio Adjusted1-in-2Size: 20 kW to 199.99 kWAll2015March Monthly Peak | Portfolio Adjusted | 1-in-2 | Size: 20 kW to 199.99 kW | All | 2015 | March Monthly Peak | 3
Portfolio Adjusted1-in-2Size: 20 kW to 199.99 kWAll2015April Monthly Peak | Portfolio Adjusted | 1-in-2 | Size: 20 kW to 199.99 kW | All | 2015 | April Monthly Peak | 4
Portfolio Adjusted1-in-2Size: 20 kW to 199.99 kWAll2015May Monthly Peak | Portfolio Adjusted | 1-in-2 | Size: 20 kW to 199.99 kW | All | 2015 | May Monthly Peak | 5
Portfolio Adjusted1-in-2Size: 20 kW to 199.99 kWAll2015June Monthly Peak | Portfolio Adjusted | 1-in-2 | Size: 20 kW to 199.99 kW | All | 2015 | June Monthly Peak | 6
Portfolio Adjusted1-in-2Size: 20 kW to 199.99 kWAll2015July Monthly Peak | Portfolio Adjusted | 1-in-2 | Size: 20 kW to 199.99 kW | All | 2015 | July Monthly Peak | 7
Portfolio Adjusted1-in-2Size: 20 kW to 199.99 kWAll2015August Monthly Peak | Portfolio Adjusted | 1-in-2 | Size: 20 kW to 199.99 kW | All | 2015 | August Monthly Peak | 8
Portfolio Adjusted1-in-2Size: 20 kW to 199.99 kWAll2015September Monthly Peak | Portfolio Adjusted | 1-in-2 | Size: 20 kW to 199.99 kW | All | 2015 | September Monthly Peak | 9
Portfolio Adjusted1-in-2Size: 20 kW to 199.99 kWAll2015October Monthly Peak | Portfolio Adjusted | 1-in-2 | Size: 20 kW to 199.99 kW | All | 2015 | October Monthly Peak | 10
Portfolio Adjusted1-in-2Size: 20 kW to 199.99 kWAll2015November Monthly Peak | Portfolio Adjusted | 1-in-2 | Size: 20 kW to 199.99 kW | All | 2015 | November Monthly Peak | 11
Portfolio Adjusted1-in-2Size: 20 kW to 199.99 kWAll2015December Monthly Peak | Portfolio Adjusted | 1-in-2 | Size: 20 kW to 199.99 kW | All | 2015 | December Monthly Peak | 12
Portfolio Adjusted1-in-2Size: 20 kW to 199.99 kWAll2015Typical Event Day | Portfolio Adjusted | 1-in-2 | Size: 20 kW to 199.99 kW | All | 2015 | Typical Event Day | 8
Portfolio Adjusted1-in-2Size: 20 kW to 199.99 kWAll2016January Monthly Peak | Portfolio Adjusted | 1-in-2 | Size: 20 kW to 199.99 kW | All | 2016 | January Monthly Peak | 1
Portfolio Adjusted1-in-2Size: 20 kW to 199.99 kWAll2016February Monthly Peak | Portfolio Adjusted | 1-in-2 | Size: 20 kW to 199.99 kW | All | 2016 | February Monthly Peak | 2
Portfolio Adjusted1-in-2Size: 20 kW to 199.99 kWAll2016March Monthly Peak | Portfolio Adjusted | 1-in-2 | Size: 20 kW to 199.99 kW | All | 2016 | March Monthly Peak | 3
Portfolio Adjusted1-in-2Size: 20 kW to 199.99 kWAll2016April Monthly Peak | Portfolio Adjusted | 1-in-2 | Size: 20 kW to 199.99 kW | All | 2016 | April Monthly Peak | 4
Portfolio Adjusted1-in-2Size: 20 kW to 199.99 kWAll2016May Monthly Peak | Portfolio Adjusted | 1-in-2 | Size: 20 kW to 199.99 kW | All | 2016 | May Monthly Peak | 5
Portfolio Adjusted1-in-2Size: 20 kW to 199.99 kWAll2016June Monthly Peak | Portfolio Adjusted | 1-in-2 | Size: 20 kW to 199.99 kW | All | 2016 | June Monthly Peak | 6
Portfolio Adjusted1-in-2Size: 20 kW to 199.99 kWAll2016July Monthly Peak | Portfolio Adjusted | 1-in-2 | Size: 20 kW to 199.99 kW | All | 2016 | July Monthly Peak | 7
Portfolio Adjusted1-in-2Size: 20 kW to 199.99 kWAll2016August Monthly Peak | Portfolio Adjusted | 1-in-2 | Size: 20 kW to 199.99 kW | All | 2016 | August Monthly Peak | 8
Portfolio Adjusted1-in-2Size: 20 kW to 199.99 kWAll2016September Monthly Peak | Portfolio Adjusted | 1-in-2 | Size: 20 kW to 199.99 kW | All | 2016 | September Monthly Peak | 9
Portfolio Adjusted1-in-2Size: 20 kW to 199.99 kWAll2016October Monthly Peak | Portfolio Adjusted | 1-in-2 | Size: 20 kW to 199.99 kW | All | 2016 | October Monthly Peak | 10
Portfolio Adjusted1-in-2Size: 20 kW to 199.99 kWAll2016November Monthly Peak | Portfolio Adjusted | 1-in-2 | Size: 20 kW to 199.99 kW | All | 2016 | November Monthly Peak | 11
Portfolio Adjusted1-in-2Size: 20 kW to 199.99 kWAll2016December Monthly Peak | Portfolio Adjusted | 1-in-2 | Size: 20 kW to 199.99 kW | All | 2016 | December Monthly Peak | 12
Portfolio Adjusted1-in-2Size: 20 kW to 199.99 kWAll2016Typical Event Day | Portfolio Adjusted | 1-in-2 | Size: 20 kW to 199.99 kW | All | 2016 | Typical Event Day | 8
Portfolio Adjusted1-in-2Size: 20 kW to 199.99 kWAll2017January Monthly Peak | Portfolio Adjusted | 1-in-2 | Size: 20 kW to 199.99 kW | All | 2017 | January Monthly Peak | 1
Portfolio Adjusted1-in-2Size: 20 kW to 199.99 kWAll2017February Monthly Peak | Portfolio Adjusted | 1-in-2 | Size: 20 kW to 199.99 kW | All | 2017 | February Monthly Peak | 2
Portfolio Adjusted1-in-2Size: 20 kW to 199.99 kWAll2017March Monthly Peak | Portfolio Adjusted | 1-in-2 | Size: 20 kW to 199.99 kW | All | 2017 | March Monthly Peak | 3
Portfolio Adjusted1-in-2Size: 20 kW to 199.99 kWAll2017April Monthly Peak | Portfolio Adjusted | 1-in-2 | Size: 20 kW to 199.99 kW | All | 2017 | April Monthly Peak | 4 | 12.5794 | 11.9565 | 11.6618 | 11.6135 | 12.1047 | 13.3804 | 14.8003 | 16.477 | 19.0343 | 21.0886 | 22.6845 | 23.8134 | 24.6817 | 25.4038 | 25.7499 | 25.4011 | 24.3459 | 22.4862 | 20.6175 | 20.4685 | 19.7735 | 18.0339 | 15.7777 | 14.0006 | 0 | 0 | 0 | 0 | 0 | 0 | 0 | 0 | 0 | 0 | 0 | 0 | 0 | 0 | 0.38625 | 0.38102 | 0.36519 | 0.33729 | 0 | 0 | 0 | 0 | 0 | 0 | 62.9083 | 61.806 | 60.8017 | 59.9191 | 58.9686 | 58.2115 | 57.5854 | 57.5438 | 59.8227 | 64.0065 | 69.1443 | 73.8152 | 77.4256 | 79.4591 | 80.605 | 81.1516 | 80.8944 | 80.1178 | 78.751 | 76.5057 | 72.6791 | 70.0539 | 67.8987 | 65.8411 | 0.17584 | 0.16301 | 0.15906 | 0.15819 | 0.17145 | 0.20259 | 0.26572 | 0.29534 | 0.30639 | 0.29963 | 0.29739 | 0.31531 | 0.3573 | 0.40875 | 0.44483 | 0.46889 | 0.48081 | 0.44553 | 0.39659 | 0.31377 | 0.28377 | 0.24717 | 0.19958 | 0.16157
Portfolio Adjusted1-in-2Size: 20 kW to 199.99 kWAll2017May Monthly Peak | Portfolio Adjusted | 1-in-2 | Size: 20 kW to 199.99 kW | All | 2017 | May Monthly Peak | 5 | 12.8492 | 12.1993 | 11.8694 | 11.7934 | 12.2833 | 13.4509 | 14.5481 | 16.9302 | 19.966 | 22.3911 | 24.2246 | 25.4145 | 26.1906 | 26.8311 | 27.1087 | 26.6972 | 25.6199 | 23.6723 | 21.6145 | 20.696 | 20.4943 | 18.6702 | 16.2882 | 14.374 | 0 | 0 | 0 | 0 | 0 | 0 | 0 | 0 | 0 | 0 | 0 | 0 | 0 | 0 | 0.40663 | 0.40046 | 0.3843 | 0.35508 | 0 | 0 | 0 | 0 | 0 | 0 | 65.2494 | 64.056 | 62.9289 | 61.885 | 61.0691 | 60.1001 | 59.3422 | 60.1882 | 63.6715 | 67.8327 | 71.9825 | 75.9296 | 79.2668 | 81.5245 | 82.9658 | 83.7931 | 84.0079 | 83.3719 | 81.7715 | 79.4134 | 75.4795 | 72.1111 | 70.0825 | 68.3036 | 0.17571 | 0.16289 | 0.15894 | 0.15807 | 0.17132 | 0.20245 | 0.26553 | 0.29516 | 0.30622 | 0.29949 | 0.29726 | 0.31516 | 0.35712 | 0.40852 | 0.44456 | 0.46861 | 0.48051 | 0.44524 | 0.39632 | 0.31355 | 0.28356 | 0.24699 | 0.19943 | 0.16146
Portfolio Adjusted1-in-2Size: 20 kW to 199.99 kWAll2017June Monthly Peak | Portfolio Adjusted | 1-in-2 | Size: 20 kW to 199.99 kW | All | 2017 | June Monthly Peak | 6 | 13.6014 | 12.8768 | 12.5096 | 12.411 | 12.91 | 13.9529 | 15.2514 | 18.0377 | 21.1639 | 23.8137 | 25.8653 | 27.2424 | 28.1933 | 28.932 | 29.2738 | 28.8941 | 27.8001 | 25.7465 | 23.43 | 21.96 | 21.6457 | 19.897 | 17.3201 | 15.2468 | 0 | 0 | 0 | 0 | 0 | 0 | 0 | 0 | 0 | 0 | 0 | 0 | 0 | 0 | 0.43911 | 0.43341 | 0.417 | 0.3862 | 0 | 0 | 0 | 0 | 0 | 0 | 67.8689 | 66.4979 | 65.3088 | 64.419 | 63.425 | 62.617 | 61.9811 | 62.7877 | 66.2979 | 70.7297 | 74.8374 | 78.4893 | 81.1904 | 83.1585 | 84.4251 | 85.2474 | 85.7365 | 85.4186 | 84.2597 | 81.9632 | 78.8032 | 75.0311 | 72.3731 | 70.5937 | 0.1757 | 0.16288 | 0.15893 | 0.15806 | 0.17131 | 0.20244 | 0.26552 | 0.29513 | 0.30619 | 0.29944 | 0.2972 | 0.31511 | 0.35706 | 0.40846 | 0.4445 | 0.46855 | 0.48045 | 0.44519 | 0.39629 | 0.31352 | 0.28354 | 0.24697 | 0.19941 | 0.16144
Portfolio Adjusted1-in-2Size: 20 kW to 199.99 kWAll2017July Monthly Peak | Portfolio Adjusted | 1-in-2 | Size: 20 kW to 199.99 kW | All | 2017 | July Monthly Peak | 7 | 14.5315 | 13.7295 | 13.3057 | 13.1815 | 13.7003 | 15.0208 | 16.5545 | 19.5421 | 22.8814 | 25.6431 | 27.7612 | 29.1545 | 30.0469 | 30.7304 | 30.9986 | 30.5981 | 29.5103 | 27.3681 | 24.8747 | 23.2729 | 22.9388 | 21.1267 | 18.4143 | 16.1974 | 0 | 0 | 0 | 0 | 0 | 0 | 0 | 0 | 0 | 0 | 0 | 0 | 0 | 0 | 0.46498 | 0.45897 | 0.44265 | 0.41052 | 0 | 0 | 0 | 0 | 0 | 0 | 70.7089 | 69.9082 | 69.083 | 68.227 | 67.3477 | 66.7235 | 66.2534 | 66.626 | 69.3702 | 73.679 | 78.3637 | 81.9018 | 84.7035 | 86.944 | 88.6679 | 89.4781 | 89.7801 | 89.1054 | 87.6767 | 85.6832 | 82.2429 | 78.434 | 75.9575 | 74.4159 | 0.17539 | 0.16259 | 0.15864 | 0.15778 | 0.17101 | 0.20208 | 0.26505 | 0.29461 | 0.30565 | 0.29892 | 0.29669 | 0.31456 | 0.35644 | 0.40774 | 0.44372 | 0.46772 | 0.47961 | 0.44441 | 0.39559 | 0.31297 | 0.28303 | 0.24653 | 0.19905 | 0.16116
Portfolio Adjusted1-in-2Size: 20 kW to 199.99 kWAll2017August Monthly Peak | Portfolio Adjusted | 1-in-2 | Size: 20 kW to 199.99 kW | All | 2017 | August Monthly Peak | 8 | 14.7015 | 13.8881 | 13.4484 | 13.322 | 13.8092 | 15.3532 | 16.9912 | 19.7711 | 23.5528 | 26.71 | 29.2397 | 30.8763 | 31.8637 | 32.5683 | 32.793 | 32.3341 | 31.0344 | 28.6581 | 25.7756 | 24.4991 | 23.7922 | 21.5631 | 18.7348 | 16.4479 | 0 | 0 | 0 | 0 | 0 | 0 | 0 | 0 | 0 | 0 | 0 | 0 | 0 | 0 | 0.4919 | 0.48501 | 0.46552 | 0.42987 | 0 | 0 | 0 | 0 | 0 | 0 | 74.2513 | 73.0615 | 71.8994 | 70.7357 | 69.9616 | 69.0967 | 68.5063 | 68.457 | 71.3271 | 76.7644 | 81.9311 | 85.9239 | 88.9785 | 91.1351 | 92.368 | 92.7759 | 92.9255 | 92.0464 | 90.3545 | 87.7755 | 83.7709 | 80.4877 | 78.3731 | 76.7366 | 0.17701 | 0.16409 | 0.16011 | 0.15924 | 0.17259 | 0.20395 | 0.2675 | 0.29735 | 0.30849 | 0.30168 | 0.29942 | 0.31745 | 0.35972 | 0.4115 | 0.44779 | 0.47203 | 0.48403 | 0.44851 | 0.39925 | 0.31585 | 0.28564 | 0.24879 | 0.20088 | 0.16264
Portfolio Adjusted1-in-2Size: 20 kW to 199.99 kWAll2017September Monthly Peak | Portfolio Adjusted | 1-in-2 | Size: 20 kW to 199.99 kW | All | 2017 | September Monthly Peak | 9 | 14.0456 | 13.3309 | 12.947 | 12.8646 | 13.3561 | 14.8652 | 16.8606 | 18.8716 | 22.2855 | 25.0972 | 27.3382 | 28.7848 | 29.7406 | 30.4611 | 30.7182 | 30.217 | 28.9306 | 26.5383 | 24.0584 | 23.6334 | 22.155 | 20.1169 | 17.5784 | 15.5364 | 0 | 0 | 0 | 0 | 0 | 0 | 0 | 0 | 0 | 0 | 0 | 0 | 0 | 0 | 0.46077 | 0.45326 | 0.43396 | 0.39807 | 0 | 0 | 0 | 0 | 0 | 0 | 69.1316 | 67.9828 | 66.9196 | 65.8943 | 65.143 | 64.3377 | 64.0698 | 63.8281 | 65.7684 | 71.0213 | 77.3039 | 82.7588 | 86.652 | 88.9069 | 89.9911 | 90.5275 | 90.4094 | 89.4676 | 87.3855 | 84.0564 | 80.4493 | 77.9281 | 76.0486 | 74.7072 | 0.17559 | 0.16278 | 0.15883 | 0.15797 | 0.17121 | 0.20232 | 0.26536 | 0.29496 | 0.30601 | 0.29927 | 0.29704 | 0.31493 | 0.35686 | 0.40823 | 0.44425 | 0.46828 | 0.48018 | 0.44494 | 0.39605 | 0.31334 | 0.28337 | 0.24682 | 0.19929 | 0.16135
Portfolio Adjusted1-in-2Size: 20 kW to 199.99 kWAll2017October Monthly Peak | Portfolio Adjusted | 1-in-2 | Size: 20 kW to 199.99 kW | All | 2017 | October Monthly Peak | 10 | 13.2425 | 12.5985 | 12.2372 | 12.165 | 12.6239 | 14.0359 | 16.1927 | 17.743 | 20.5519 | 23.2216 | 25.4518 | 27.025 | 28.1496 | 29.0091 | 29.3427 | 28.8298 | 27.4576 | 25.0744 | 23.787 | 22.8038 | 21.1186 | 19.1501 | 16.7084 | 14.7384 | 0 | 0 | 0 | 0 | 0 | 0 | 0 | 0 | 0 | 0 | 0 | 0 | 0 | 0 | 0.44014 | 0.43245 | 0.41186 | 0.37612 | 0 | 0 | 0 | 0 | 0 | 0 | 68.5934 | 67.7333 | 66.6863 | 65.9699 | 65.1365 | 64.408 | 64.0865 | 64.1384 | 65.0201 | 69.4865 | 75.4508 | 80.7353 | 84.2388 | 86.461 | 87.921 | 88.1782 | 87.6288 | 86.2377 | 83.8889 | 80.2687 | 76.4457 | 73.5767 | 71.4652 | 69.6279 | 0.17609 | 0.16324 | 0.15929 | 0.15842 | 0.17171 | 0.20289 | 0.26611 | 0.29576 | 0.30681 | 0.30003 | 0.29779 | 0.31573 | 0.3578 | 0.40932 | 0.44545 | 0.46955 | 0.4815 | 0.44617 | 0.39717 | 0.31423 | 0.28418 | 0.24754 | 0.19987 | 0.16181
Portfolio Adjusted1-in-2Size: 20 kW to 199.99 kWAll2017November Monthly Peak | Portfolio Adjusted | 1-in-2 | Size: 20 kW to 199.99 kW | All | 2017 | November Monthly Peak | 11 | 12.1144 | 11.6515 | 11.4356 | 11.4925 | 11.9983 | 13.4068 | 14.7786 | 16.2964 | 18.6262 | 20.4423 | 21.8266 | 22.7397 | 23.3005 | 23.7176 | 23.7186 | 22.9721 | 22.0962 | 21.9447 | 20.4974 | 19.3205 | 18.1695 | 16.6741 | 14.7954 | 13.2623 | 0 | 0 | 0 | 0 | 0 | 0 | 0 | 0 | 0 | 0 | 0 | 0 | 0 | 0 | 0.35578 | 0.34458 | 0.33144 | 0.32917 | 0 | 0 | 0 | 0 | 0 | 0 | 57.1805 | 56.412 | 55.5201 | 54.6867 | 53.9619 | 53.628 | 53.0569 | 53.0999 | 56.7103 | 62.0421 | 68.308 | 73.3034 | 76.7231 | 78.2649 | 78.8818 | 78.5678 | 76.6707 | 72.849 | 68.5263 | 65.6718 | 63.5334 | 61.6703 | 60.5697 | 59.4203 | 0.17665 | 0.16376 | 0.15979 | 0.15892 | 0.17224 | 0.20354 | 0.26696 | 0.29675 | 0.30786 | 0.30108 | 0.29883 | 0.31683 | 0.35901 | 0.41069 | 0.44692 | 0.4711 | 0.48307 | 0.44762 | 0.39845 | 0.31522 | 0.28508 | 0.24831 | 0.20049 | 0.16232
Portfolio Adjusted1-in-2Size: 20 kW to 199.99 kWAll2017December Monthly Peak | Portfolio Adjusted | 1-in-2 | Size: 20 kW to 199.99 kW | All | 2017 | December Monthly Peak | 12 | 12.5778 | 12.1487 | 11.9725 | 12.0434 | 12.6298 | 14.1292 | 16.2736 | 17.5395 | 19.2439 | 20.1453 | 20.4613 | 20.22 | 19.8265 | 19.5045 | 19.1295 | 18.5159 | 18.6653 | 19.5533 | 18.7124 | 18.1378 | 17.347 | 16.3021 | 14.8739 | 13.608 | 0 | 0 | 0 | 0 | 0 | 0 | 0 | 0 | 0 | 0 | 0 | 0 | 0 | 0 | 0.28694 | 0.27774 | 0.27998 | 0.2933 | 0 | 0 | 0 | 0 | 0 | 0 | 44.9902 | 44.3395 | 43.3739 | 42.5496 | 41.8382 | 41.2059 | 41.1353 | 41.0667 | 41.5633 | 44.34 | 46.9636 | 48.9107 | 50.2922 | 51.1343 | 51.7917 | 51.9079 | 51.4305 | 50.145 | 48.5381 | 47.3484 | 46.4659 | 45.5857 | 44.775 | 43.9036 | 0.18053 | 0.16738 | 0.16334 | 0.16246 | 0.17608 | 0.20793 | 0.27274 | 0.30293 | 0.31414 | 0.30715 | 0.30487 | 0.32328 | 0.36646 | 0.41936 | 0.45653 | 0.48116 | 0.49343 | 0.45729 | 0.40706 | 0.32219 | 0.29144 | 0.25393 | 0.20505 | 0.16592
Portfolio Adjusted1-in-2Size: 20 kW to 199.99 kWAll2017Typical Event Day | Portfolio Adjusted | 1-in-2 | Size: 20 kW to 199.99 kW | All | 2017 | Typical Event Day | 8 | 14.2782 | 13.5088 | 13.1045 | 12.9914 | 13.4732 | 14.9717 | 16.5427 | 19.0936 | 22.5358 | 25.4115 | 27.7196 | 29.239 | 30.1858 | 30.8819 | 31.1157 | 30.6806 | 29.4573 | 27.1848 | 24.5429 | 23.3834 | 22.8287 | 20.7588 | 18.0724 | 15.9007 | 0 | 0 | 0 | 0 | 0 | 0 | 0 | 0 | 0 | 0 | 0 | 0 | 0 | 0 | 0.46673 | 0.46021 | 0.44186 | 0.40777 | 0 | 0 | 0 | 0 | 0 | 0 | 70.4902 | 69.3626 | 68.3027 | 67.319 | 66.4693 | 65.6937 | 65.2027 | 65.4247 | 68.1909 | 73.0486 | 78.109 | 82.2684 | 85.3811 | 87.5361 | 88.863 | 89.5072 | 89.7128 | 89.0095 | 87.4191 | 84.8696 | 81.3166 | 77.9702 | 75.6881 | 74.1133 | 0.17566 | 0.16284 | 0.1589 | 0.15803 | 0.17128 | 0.2024 | 0.26547 | 0.29509 | 0.30614 | 0.2994 | 0.29716 | 0.31506 | 0.35701 | 0.40839 | 0.44442 | 0.46847 | 0.48037 | 0.44512 | 0.39622 | 0.31346 | 0.28348 | 0.24692 | 0.19937 | 0.16141
Portfolio Adjusted1-in-2Size: 20 kW to 199.99 kWAll2018January Monthly Peak | Portfolio Adjusted | 1-in-2 | Size: 20 kW to 199.99 kW | All | 2018 | January Monthly Peak | 1 | 12.309 | 11.966 | 11.8143 | 11.9223 | 12.5239 | 13.9501 | 16.1805 | 17.3301 | 19.034 | 19.9859 | 20.4071 | 20.4425 | 20.3932 | 20.4202 | 20.2655 | 19.7085 | 19.1907 | 19.8262 | 19.0443 | 18.2614 | 17.4142 | 16.3194 | 14.669 | 13.3776 | 0 | 0 | 0 | 0 | 0 | 0 | 0 | 0 | 0 | 0 | 0 | 0 | 0 | 0 | 0.30398 | 0.29563 | 0.28786 | 0.29739 | 0 | 0 | 0 | 0 | 0 | 0 | 49.0617 | 48.5995 | 48.3123 | 47.9074 | 47.5548 | 47.3599 | 47.4073 | 47.2631 | 47.6531 | 49.2161 | 51.2364 | 52.8631 | 54.1018 | 55.0358 | 55.5852 | 55.4585 | 55.2906 | 54.5645 | 53.0708 | 51.8499 | 51.0785 | 50.6799 | 50.0667 | 49.2925 | 0.1781 | 0.16511 | 0.16113 | 0.16026 | 0.1737 | 0.20517 | 0.2691 | 0.29896 | 0.31004 | 0.30311 | 0.30083 | 0.31899 | 0.36158 | 0.41373 | 0.45033 | 0.47469 | 0.48681 | 0.45115 | 0.40163 | 0.31782 | 0.28746 | 0.25041 | 0.2022 | 0.16366
Portfolio Adjusted1-in-2Size: 20 kW to 199.99 kWAll2018February Monthly Peak | Portfolio Adjusted | 1-in-2 | Size: 20 kW to 199.99 kW | All | 2018 | February Monthly Peak | 2 | 12.2094 | 11.8233 | 11.6034 | 11.6879 | 12.2515 | 13.6377 | 15.5169 | 16.7713 | 18.7192 | 19.9064 | 20.6336 | 20.94 | 21.1485 | 21.3623 | 21.3224 | 20.7879 | 20.0936 | 19.9007 | 19.7045 | 18.7225 | 17.7596 | 16.4641 | 14.7026 | 13.3021 | 0 | 0 | 0 | 0 | 0 | 0 | 0 | 0 | 0 | 0 | 0 | 0 | 0 | 0 | 0.31984 | 0.31182 | 0.3014 | 0.29851 | 0 | 0 | 0 | 0 | 0 | 0 | 49.8338 | 49.3325 | 48.9812 | 48.6469 | 48.518 | 48.2421 | 47.824 | 48.203 | 49.4599 | 52.8147 | 56.5449 | 59.4782 | 61.1384 | 61.9336 | 62.4304 | 62.507 | 62.2492 | 61.3371 | 59.212 | 57.0139 | 55.6906 | 54.4735 | 53.4107 | 52.0752 | 0.17612 | 0.16327 | 0.15931 | 0.15844 | 0.17172 | 0.20292 | 0.26615 | 0.29583 | 0.3069 | 0.30014 | 0.2979 | 0.31585 | 0.3579 | 0.40943 | 0.44556 | 0.46966 | 0.4816 | 0.44626 | 0.39723 | 0.31427 | 0.28422 | 0.24757 | 0.19989 | 0.16183
Portfolio Adjusted1-in-2Size: 20 kW to 199.99 kWAll2018March Monthly Peak | Portfolio Adjusted | 1-in-2 | Size: 20 kW to 199.99 kW | All | 2018 | March Monthly Peak | 3 | 12.3428 | 11.8141 | 11.5748 | 11.5891 | 12.1172 | 13.4466 | 15.4077 | 16.7096 | 18.5349 | 19.7505 | 20.5399 | 20.8999 | 21.1525 | 21.4416 | 21.5756 | 21.2114 | 20.4294 | 19.3986 | 18.6909 | 19.0098 | 18.1651 | 16.8167 | 14.9594 | 13.4658 | 0 | 0 | 0 | 0 | 0 | 0 | 0 | 0 | 0 | 0 | 0 | 0 | 0 | 0 | 0.32363 | 0.31817 | 0.30644 | 0.29098 | 0 | 0 | 0 | 0 | 0 | 0 | 51.3919 | 50.5401 | 49.8408 | 49.442 | 48.9279 | 48.5294 | 48.1454 | 48.2701 | 50.3241 | 52.9606 | 55.8151 | 58.4736 | 60.7277 | 62.3397 | 63.3716 | 63.9959 | 63.7607 | 62.9164 | 60.585 | 57.583 | 55.6862 | 54.2013 | 52.917 | 51.6496 | 0.1764 | 0.16354 | 0.15957 | 0.1587 | 0.17201 | 0.20324 | 0.26657 | 0.29627 | 0.30735 | 0.30057 | 0.29833 | 0.31631 | 0.35844 | 0.41006 | 0.44627 | 0.4704 | 0.48235 | 0.44697 | 0.39786 | 0.31479 | 0.2847 | 0.24799 | 0.20024 | 0.1621
Portfolio Adjusted1-in-2Size: 20 kW to 199.99 kWAll2018April Monthly Peak | Portfolio Adjusted | 1-in-2 | Size: 20 kW to 199.99 kW | All | 2018 | April Monthly Peak | 4 | 12.5794 | 11.9565 | 11.6618 | 11.6135 | 12.1047 | 13.3804 | 14.8003 | 16.477 | 19.0343 | 21.0886 | 22.6845 | 23.8134 | 24.6817 | 25.4038 | 25.7499 | 25.4011 | 24.3459 | 22.4862 | 20.6175 | 20.4685 | 19.7735 | 18.0339 | 15.7777 | 14.0006 | 0 | 0 | 0 | 0 | 0 | 0 | 0 | 0 | 0 | 0 | 0 | 0 | 0 | 0 | 0.38625 | 0.38102 | 0.36519 | 0.33729 | 0 | 0 | 0 | 0 | 0 | 0 | 62.9083 | 61.806 | 60.8017 | 59.9191 | 58.9686 | 58.2115 | 57.5854 | 57.5438 | 59.8227 | 64.0065 | 69.1443 | 73.8152 | 77.4256 | 79.4591 | 80.605 | 81.1516 | 80.8944 | 80.1178 | 78.751 | 76.5057 | 72.6791 | 70.0539 | 67.8987 | 65.8411 | 0.17584 | 0.16301 | 0.15906 | 0.15819 | 0.17145 | 0.20259 | 0.26572 | 0.29534 | 0.30639 | 0.29963 | 0.29739 | 0.31531 | 0.3573 | 0.40875 | 0.44483 | 0.46889 | 0.48081 | 0.44553 | 0.39659 | 0.31377 | 0.28377 | 0.24717 | 0.19958 | 0.16157
Portfolio Adjusted1-in-2Size: 20 kW to 199.99 kWAll2018May Monthly Peak | Portfolio Adjusted | 1-in-2 | Size: 20 kW to 199.99 kW | All | 2018 | May Monthly Peak | 5 | 12.8492 | 12.1993 | 11.8694 | 11.7934 | 12.2833 | 13.4509 | 14.5481 | 16.9302 | 19.966 | 22.3911 | 24.2246 | 25.4145 | 26.1906 | 26.8311 | 27.1087 | 26.6972 | 25.6199 | 23.6723 | 21.6145 | 20.696 | 20.4943 | 18.6702 | 16.2882 | 14.374 | 0 | 0 | 0 | 0 | 0 | 0 | 0 | 0 | 0 | 0 | 0 | 0 | 0 | 0 | 0.40663 | 0.40046 | 0.3843 | 0.35508 | 0 | 0 | 0 | 0 | 0 | 0 | 65.2494 | 64.056 | 62.9289 | 61.885 | 61.0691 | 60.1001 | 59.3422 | 60.1882 | 63.6715 | 67.8327 | 71.9825 | 75.9296 | 79.2668 | 81.5245 | 82.9658 | 83.7932 | 84.0079 | 83.3719 | 81.7715 | 79.4134 | 75.4795 | 72.1111 | 70.0825 | 68.3036 | 0.17571 | 0.16289 | 0.15894 | 0.15807 | 0.17132 | 0.20245 | 0.26553 | 0.29516 | 0.30622 | 0.29949 | 0.29726 | 0.31516 | 0.35712 | 0.40852 | 0.44456 | 0.46861 | 0.48051 | 0.44524 | 0.39632 | 0.31355 | 0.28356 | 0.24699 | 0.19943 | 0.16146
Portfolio Adjusted1-in-2Size: 20 kW to 199.99 kWAll2018June Monthly Peak | Portfolio Adjusted | 1-in-2 | Size: 20 kW to 199.99 kW | All | 2018 | June Monthly Peak | 6 | 13.6014 | 12.8768 | 12.5096 | 12.411 | 12.91 | 13.9529 | 15.2514 | 18.0377 | 21.1639 | 23.8137 | 25.8653 | 27.2424 | 28.1933 | 28.932 | 29.2738 | 28.8941 | 27.8001 | 25.7465 | 23.43 | 21.96 | 21.6457 | 19.897 | 17.3201 | 15.2468 | 0 | 0 | 0 | 0 | 0 | 0 | 0 | 0 | 0 | 0 | 0 | 0 | 0 | 0 | 0.43911 | 0.43341 | 0.417 | 0.3862 | 0 | 0 | 0 | 0 | 0 | 0 | 67.8689 | 66.4979 | 65.3088 | 64.419 | 63.425 | 62.617 | 61.9811 | 62.7877 | 66.2979 | 70.7297 | 74.8374 | 78.4893 | 81.1904 | 83.1585 | 84.4251 | 85.2474 | 85.7365 | 85.4186 | 84.2597 | 81.9632 | 78.8032 | 75.0311 | 72.3731 | 70.5937 | 0.1757 | 0.16288 | 0.15893 | 0.15806 | 0.17131 | 0.20244 | 0.26552 | 0.29513 | 0.30619 | 0.29944 | 0.2972 | 0.31511 | 0.35706 | 0.40846 | 0.4445 | 0.46855 | 0.48045 | 0.44519 | 0.39629 | 0.31352 | 0.28354 | 0.24697 | 0.19941 | 0.16144
Portfolio Adjusted1-in-2Size: 20 kW to 199.99 kWAll2018July Monthly Peak | Portfolio Adjusted | 1-in-2 | Size: 20 kW to 199.99 kW | All | 2018 | July Monthly Peak | 7 | 14.5315 | 13.7295 | 13.3057 | 13.1815 | 13.7003 | 15.0208 | 16.5545 | 19.5421 | 22.8814 | 25.6431 | 27.7612 | 29.1545 | 30.0469 | 30.7304 | 30.9985 | 30.5981 | 29.5103 | 27.3681 | 24.8747 | 23.2729 | 22.9388 | 21.1267 | 18.4143 | 16.1974 | 0 | 0 | 0 | 0 | 0 | 0 | 0 | 0 | 0 | 0 | 0 | 0 | 0 | 0 | 0.46498 | 0.45897 | 0.44265 | 0.41052 | 0 | 0 | 0 | 0 | 0 | 0 | 70.7089 | 69.9082 | 69.083 | 68.227 | 67.3477 | 66.7235 | 66.2534 | 66.626 | 69.3702 | 73.679 | 78.3637 | 81.9018 | 84.7035 | 86.944 | 88.6679 | 89.4781 | 89.7801 | 89.1054 | 87.6767 | 85.6832 | 82.2429 | 78.434 | 75.9575 | 74.4159 | 0.17539 | 0.16259 | 0.15864 | 0.15778 | 0.17101 | 0.20208 | 0.26505 | 0.29461 | 0.30565 | 0.29892 | 0.29669 | 0.31456 | 0.35644 | 0.40774 | 0.44372 | 0.46772 | 0.47961 | 0.44441 | 0.39559 | 0.31297 | 0.28303 | 0.24653 | 0.19905 | 0.16116
Portfolio Adjusted1-in-2Size: 20 kW to 199.99 kWAll2018August Monthly Peak | Portfolio Adjusted | 1-in-2 | Size: 20 kW to 199.99 kW | All | 2018 | August Monthly Peak | 8 | 14.7015 | 13.8881 | 13.4484 | 13.322 | 13.8092 | 15.3532 | 16.9912 | 19.7711 | 23.5528 | 26.71 | 29.2397 | 30.8763 | 31.8637 | 32.5683 | 32.793 | 32.3341 | 31.0344 | 28.6581 | 25.7756 | 24.4991 | 23.7922 | 21.5631 | 18.7348 | 16.4479 | 0 | 0 | 0 | 0 | 0 | 0 | 0 | 0 | 0 | 0 | 0 | 0 | 0 | 0 | 0.4919 | 0.48501 | 0.46552 | 0.42987 | 0 | 0 | 0 | 0 | 0 | 0 | 74.2513 | 73.0615 | 71.8994 | 70.7357 | 69.9616 | 69.0967 | 68.5063 | 68.457 | 71.3271 | 76.7644 | 81.9311 | 85.9238 | 88.9785 | 91.1351 | 92.368 | 92.7759 | 92.9254 | 92.0464 | 90.3545 | 87.7755 | 83.7709 | 80.4877 | 78.3731 | 76.7366 | 0.17701 | 0.16409 | 0.16011 | 0.15924 | 0.17259 | 0.20395 | 0.2675 | 0.29735 | 0.30849 | 0.30168 | 0.29942 | 0.31745 | 0.35972 | 0.4115 | 0.44779 | 0.47203 | 0.48403 | 0.44851 | 0.39925 | 0.31585 | 0.28564 | 0.24879 | 0.20088 | 0.16264
Portfolio Adjusted1-in-2Size: 20 kW to 199.99 kWAll2018September Monthly Peak | Portfolio Adjusted | 1-in-2 | Size: 20 kW to 199.99 kW | All | 2018 | September Monthly Peak | 9 | 14.0456 | 13.3309 | 12.947 | 12.8646 | 13.3561 | 14.8652 | 16.8606 | 18.8716 | 22.2855 | 25.0972 | 27.3382 | 28.7848 | 29.7406 | 30.4611 | 30.7182 | 30.217 | 28.9306 | 26.5383 | 24.0584 | 23.6334 | 22.155 | 20.1169 | 17.5784 | 15.5364 | 0 | 0 | 0 | 0 | 0 | 0 | 0 | 0 | 0 | 0 | 0 | 0 | 0 | 0 | 0.46077 | 0.45326 | 0.43396 | 0.39807 | 0 | 0 | 0 | 0 | 0 | 0 | 69.1316 | 67.9828 | 66.9196 | 65.8943 | 65.143 | 64.3377 | 64.0698 | 63.8281 | 65.7684 | 71.0213 | 77.3039 | 82.7588 | 86.652 | 88.9069 | 89.9911 | 90.5275 | 90.4094 | 89.4676 | 87.3855 | 84.0564 | 80.4493 | 77.9281 | 76.0486 | 74.7072 | 0.17559 | 0.16278 | 0.15883 | 0.15797 | 0.17121 | 0.20232 | 0.26536 | 0.29496 | 0.30601 | 0.29927 | 0.29704 | 0.31493 | 0.35686 | 0.40823 | 0.44425 | 0.46828 | 0.48018 | 0.44494 | 0.39605 | 0.31334 | 0.28337 | 0.24682 | 0.19929 | 0.16135
Portfolio Adjusted1-in-2Size: 20 kW to 199.99 kWAll2018October Monthly Peak | Portfolio Adjusted | 1-in-2 | Size: 20 kW to 199.99 kW | All | 2018 | October Monthly Peak | 10 | 13.2425 | 12.5985 | 12.2372 | 12.165 | 12.6239 | 14.0359 | 16.1927 | 17.743 | 20.5519 | 23.2216 | 25.4518 | 27.025 | 28.1496 | 29.0091 | 29.3427 | 28.8298 | 27.4576 | 25.0744 | 23.787 | 22.8038 | 21.1186 | 19.1501 | 16.7084 | 14.7384 | 0 | 0 | 0 | 0 | 0 | 0 | 0 | 0 | 0 | 0 | 0 | 0 | 0 | 0 | 0.44014 | 0.43245 | 0.41186 | 0.37612 | 0 | 0 | 0 | 0 | 0 | 0 | 68.5934 | 67.7333 | 66.6863 | 65.9699 | 65.1365 | 64.408 | 64.0865 | 64.1384 | 65.0201 | 69.4865 | 75.4508 | 80.7353 | 84.2388 | 86.461 | 87.921 | 88.1782 | 87.6288 | 86.2377 | 83.8889 | 80.2687 | 76.4457 | 73.5767 | 71.4652 | 69.6279 | 0.17609 | 0.16324 | 0.15929 | 0.15842 | 0.17171 | 0.20289 | 0.26611 | 0.29576 | 0.30681 | 0.30003 | 0.29779 | 0.31573 | 0.3578 | 0.40932 | 0.44545 | 0.46955 | 0.4815 | 0.44617 | 0.39717 | 0.31423 | 0.28418 | 0.24754 | 0.19987 | 0.16181
Portfolio Adjusted1-in-2Size: 20 kW to 199.99 kWAll2018November Monthly Peak | Portfolio Adjusted | 1-in-2 | Size: 20 kW to 199.99 kW | All | 2018 | November Monthly Peak | 11 | 12.1144 | 11.6515 | 11.4356 | 11.4925 | 11.9983 | 13.4068 | 14.7786 | 16.2964 | 18.6262 | 20.4423 | 21.8266 | 22.7397 | 23.3005 | 23.7176 | 23.7186 | 22.9721 | 22.0962 | 21.9447 | 20.4974 | 19.3205 | 18.1695 | 16.6741 | 14.7954 | 13.2623 | 0 | 0 | 0 | 0 | 0 | 0 | 0 | 0 | 0 | 0 | 0 | 0 | 0 | 0 | 0.35578 | 0.34458 | 0.33144 | 0.32917 | 0 | 0 | 0 | 0 | 0 | 0 | 57.1805 | 56.412 | 55.5201 | 54.6867 | 53.9619 | 53.628 | 53.0569 | 53.0999 | 56.7103 | 62.0421 | 68.308 | 73.3034 | 76.7231 | 78.2649 | 78.8818 | 78.5678 | 76.6707 | 72.849 | 68.5263 | 65.6718 | 63.5333 | 61.6703 | 60.5697 | 59.4203 | 0.17665 | 0.16376 | 0.15979 | 0.15892 | 0.17224 | 0.20354 | 0.26696 | 0.29675 | 0.30786 | 0.30108 | 0.29883 | 0.31683 | 0.35901 | 0.41069 | 0.44692 | 0.4711 | 0.48307 | 0.44762 | 0.39845 | 0.31522 | 0.28508 | 0.24831 | 0.20049 | 0.16232
Portfolio Adjusted1-in-2Size: 20 kW to 199.99 kWAll2018December Monthly Peak | Portfolio Adjusted | 1-in-2 | Size: 20 kW to 199.99 kW | All | 2018 | December Monthly Peak | 12 | 12.5778 | 12.1487 | 11.9725 | 12.0434 | 12.6298 | 14.1292 | 16.2736 | 17.5395 | 19.2439 | 20.1453 | 20.4613 | 20.22 | 19.8265 | 19.5045 | 19.1295 | 18.5159 | 18.6653 | 19.5533 | 18.7124 | 18.1378 | 17.347 | 16.3021 | 14.8739 | 13.608 | 0 | 0 | 0 | 0 | 0 | 0 | 0 | 0 | 0 | 0 | 0 | 0 | 0 | 0 | 0.28694 | 0.27774 | 0.27998 | 0.2933 | 0 | 0 | 0 | 0 | 0 | 0 | 44.9902 | 44.3394 | 43.3739 | 42.5496 | 41.8382 | 41.2059 | 41.1353 | 41.0667 | 41.5633 | 44.34 | 46.9636 | 48.9107 | 50.2922 | 51.1343 | 51.7917 | 51.9079 | 51.4305 | 50.145 | 48.5381 | 47.3484 | 46.4659 | 45.5857 | 44.775 | 43.9036 | 0.18053 | 0.16738 | 0.16334 | 0.16246 | 0.17608 | 0.20793 | 0.27274 | 0.30293 | 0.31414 | 0.30715 | 0.30487 | 0.32328 | 0.36646 | 0.41936 | 0.45653 | 0.48116 | 0.49343 | 0.45729 | 0.40706 | 0.32219 | 0.29144 | 0.25393 | 0.20505 | 0.16592
Portfolio Adjusted1-in-2Size: 20 kW to 199.99 kWAll2018Typical Event Day | Portfolio Adjusted | 1-in-2 | Size: 20 kW to 199.99 kW | All | 2018 | Typical Event Day | 8 | 14.2782 | 13.5088 | 13.1045 | 12.9914 | 13.4732 | 14.9717 | 16.5427 | 19.0936 | 22.5357 | 25.4115 | 27.7196 | 29.239 | 30.1858 | 30.8819 | 31.1157 | 30.6806 | 29.4573 | 27.1848 | 24.5429 | 23.3834 | 22.8287 | 20.7588 | 18.0724 | 15.9007 | 0 | 0 | 0 | 0 | 0 | 0 | 0 | 0 | 0 | 0 | 0 | 0 | 0 | 0 | 0.46673 | 0.46021 | 0.44186 | 0.40777 | 0 | 0 | 0 | 0 | 0 | 0 | 70.4902 | 69.3626 | 68.3027 | 67.319 | 66.4693 | 65.6937 | 65.2027 | 65.4247 | 68.1909 | 73.0486 | 78.109 | 82.2684 | 85.3811 | 87.5361 | 88.863 | 89.5072 | 89.7128 | 89.0095 | 87.4191 | 84.8696 | 81.3166 | 77.9702 | 75.6881 | 74.1133 | 0.17566 | 0.16284 | 0.1589 | 0.15803 | 0.17128 | 0.2024 | 0.26547 | 0.29509 | 0.30614 | 0.2994 | 0.29716 | 0.31506 | 0.35701 | 0.40839 | 0.44442 | 0.46847 | 0.48037 | 0.44512 | 0.39622 | 0.31346 | 0.28348 | 0.24692 | 0.19937 | 0.16141
Portfolio Adjusted1-in-2Size: 20 kW to 199.99 kWAll2019January Monthly Peak | Portfolio Adjusted | 1-in-2 | Size: 20 kW to 199.99 kW | All | 2019 | January Monthly Peak | 1 | 12.309 | 11.966 | 11.8143 | 11.9223 | 12.5239 | 13.9501 | 16.1805 | 17.3301 | 19.034 | 19.9859 | 20.4071 | 20.4425 | 20.3932 | 20.4202 | 20.2655 | 19.7085 | 19.1907 | 19.8262 | 19.0443 | 18.2614 | 17.4142 | 16.3194 | 14.669 | 13.3776 | 0 | 0 | 0 | 0 | 0 | 0 | 0 | 0 | 0 | 0 | 0 | 0 | 0 | 0 | 0.30398 | 0.29563 | 0.28786 | 0.29739 | 0 | 0 | 0 | 0 | 0 | 0 | 49.0617 | 48.5995 | 48.3123 | 47.9074 | 47.5548 | 47.3599 | 47.4073 | 47.2631 | 47.6531 | 49.2161 | 51.2364 | 52.8631 | 54.1018 | 55.0358 | 55.5852 | 55.4585 | 55.2906 | 54.5645 | 53.0708 | 51.8499 | 51.0785 | 50.6799 | 50.0667 | 49.2925 | 0.1781 | 0.16511 | 0.16113 | 0.16026 | 0.1737 | 0.20517 | 0.2691 | 0.29896 | 0.31004 | 0.30311 | 0.30083 | 0.31899 | 0.36158 | 0.41373 | 0.45033 | 0.47469 | 0.48681 | 0.45115 | 0.40163 | 0.31782 | 0.28746 | 0.25041 | 0.2022 | 0.16366
Portfolio Adjusted1-in-2Size: 20 kW to 199.99 kWAll2019February Monthly Peak | Portfolio Adjusted | 1-in-2 | Size: 20 kW to 199.99 kW | All | 2019 | February Monthly Peak | 2 | 12.2094 | 11.8233 | 11.6034 | 11.6879 | 12.2515 | 13.6377 | 15.5169 | 16.7713 | 18.7192 | 19.9064 | 20.6336 | 20.94 | 21.1485 | 21.3623 | 21.3224 | 20.7879 | 20.0936 | 19.9007 | 19.7045 | 18.7225 | 17.7596 | 16.4641 | 14.7026 | 13.3021 | 0 | 0 | 0 | 0 | 0 | 0 | 0 | 0 | 0 | 0 | 0 | 0 | 0 | 0 | 0.31984 | 0.31182 | 0.3014 | 0.29851 | 0 | 0 | 0 | 0 | 0 | 0 | 49.8338 | 49.3325 | 48.9812 | 48.6469 | 48.518 | 48.2421 | 47.824 | 48.203 | 49.4599 | 52.8147 | 56.5449 | 59.4782 | 61.1384 | 61.9336 | 62.4304 | 62.507 | 62.2492 | 61.3371 | 59.212 | 57.0139 | 55.6906 | 54.4735 | 53.4107 | 52.0752 | 0.17612 | 0.16327 | 0.15931 | 0.15844 | 0.17172 | 0.20292 | 0.26615 | 0.29583 | 0.3069 | 0.30014 | 0.2979 | 0.31585 | 0.3579 | 0.40943 | 0.44556 | 0.46966 | 0.4816 | 0.44626 | 0.39723 | 0.31427 | 0.28422 | 0.24757 | 0.19989 | 0.16183
Portfolio Adjusted1-in-2Size: 20 kW to 199.99 kWAll2019March Monthly Peak | Portfolio Adjusted | 1-in-2 | Size: 20 kW to 199.99 kW | All | 2019 | March Monthly Peak | 3 | 12.3428 | 11.8141 | 11.5748 | 11.5891 | 12.1172 | 13.4466 | 15.4077 | 16.7096 | 18.5349 | 19.7505 | 20.5399 | 20.8999 | 21.1525 | 21.4416 | 21.5756 | 21.2114 | 20.4294 | 19.3986 | 18.6909 | 19.0098 | 18.1651 | 16.8167 | 14.9594 | 13.4658 | 0 | 0 | 0 | 0 | 0 | 0 | 0 | 0 | 0 | 0 | 0 | 0 | 0 | 0 | 0.32363 | 0.31817 | 0.30644 | 0.29098 | 0 | 0 | 0 | 0 | 0 | 0 | 51.3919 | 50.5401 | 49.8408 | 49.442 | 48.9279 | 48.5294 | 48.1454 | 48.2701 | 50.3241 | 52.9606 | 55.8151 | 58.4736 | 60.7277 | 62.3397 | 63.3716 | 63.9959 | 63.7607 | 62.9164 | 60.585 | 57.583 | 55.6862 | 54.2013 | 52.917 | 51.6496 | 0.1764 | 0.16354 | 0.15957 | 0.1587 | 0.17201 | 0.20324 | 0.26657 | 0.29627 | 0.30735 | 0.30057 | 0.29833 | 0.31631 | 0.35844 | 0.41006 | 0.44627 | 0.4704 | 0.48235 | 0.44697 | 0.39786 | 0.31479 | 0.2847 | 0.24799 | 0.20024 | 0.1621
Portfolio Adjusted1-in-2Size: 20 kW to 199.99 kWAll2019April Monthly Peak | Portfolio Adjusted | 1-in-2 | Size: 20 kW to 199.99 kW | All | 2019 | April Monthly Peak | 4 | 12.5794 | 11.9565 | 11.6618 | 11.6135 | 12.1047 | 13.3804 | 14.8003 | 16.477 | 19.0343 | 21.0886 | 22.6845 | 23.8134 | 24.6817 | 25.4038 | 25.7499 | 25.4011 | 24.3459 | 22.4862 | 20.6175 | 20.4685 | 19.7735 | 18.0339 | 15.7777 | 14.0006 | 0 | 0 | 0 | 0 | 0 | 0 | 0 | 0 | 0 | 0 | 0 | 0 | 0 | 0 | 0.38625 | 0.38102 | 0.36519 | 0.33729 | 0 | 0 | 0 | 0 | 0 | 0 | 62.9083 | 61.806 | 60.8017 | 59.9191 | 58.9686 | 58.2115 | 57.5854 | 57.5438 | 59.8227 | 64.0065 | 69.1443 | 73.8152 | 77.4257 | 79.4591 | 80.605 | 81.1516 | 80.8944 | 80.1178 | 78.751 | 76.5057 | 72.6791 | 70.0539 | 67.8987 | 65.8411 | 0.17584 | 0.16301 | 0.15906 | 0.15819 | 0.17145 | 0.20259 | 0.26572 | 0.29534 | 0.30639 | 0.29963 | 0.29739 | 0.31531 | 0.3573 | 0.40875 | 0.44483 | 0.46889 | 0.48081 | 0.44553 | 0.39659 | 0.31377 | 0.28377 | 0.24717 | 0.19958 | 0.16157
Portfolio Adjusted1-in-2Size: 20 kW to 199.99 kWAll2019May Monthly Peak | Portfolio Adjusted | 1-in-2 | Size: 20 kW to 199.99 kW | All | 2019 | May Monthly Peak | 5 | 12.8492 | 12.1993 | 11.8694 | 11.7934 | 12.2833 | 13.4509 | 14.5481 | 16.9302 | 19.966 | 22.3911 | 24.2246 | 25.4145 | 26.1906 | 26.8311 | 27.1087 | 26.6972 | 25.6199 | 23.6723 | 21.6145 | 20.696 | 20.4943 | 18.6702 | 16.2882 | 14.374 | 0 | 0 | 0 | 0 | 0 | 0 | 0 | 0 | 0 | 0 | 0 | 0 | 0 | 0 | 0.40663 | 0.40046 | 0.3843 | 0.35508 | 0 | 0 | 0 | 0 | 0 | 0 | 65.2494 | 64.056 | 62.9289 | 61.885 | 61.0691 | 60.1001 | 59.3422 | 60.1882 | 63.6715 | 67.8327 | 71.9825 | 75.9296 | 79.2668 | 81.5245 | 82.9658 | 83.7932 | 84.0079 | 83.3719 | 81.7715 | 79.4134 | 75.4795 | 72.1111 | 70.0825 | 68.3036 | 0.17571 | 0.16289 | 0.15894 | 0.15807 | 0.17132 | 0.20245 | 0.26553 | 0.29516 | 0.30622 | 0.29949 | 0.29726 | 0.31516 | 0.35712 | 0.40852 | 0.44456 | 0.46861 | 0.48051 | 0.44524 | 0.39632 | 0.31355 | 0.28356 | 0.24699 | 0.19943 | 0.16146
Portfolio Adjusted1-in-2Size: 20 kW to 199.99 kWAll2019June Monthly Peak | Portfolio Adjusted | 1-in-2 | Size: 20 kW to 199.99 kW | All | 2019 | June Monthly Peak | 6 | 13.6014 | 12.8768 | 12.5096 | 12.411 | 12.91 | 13.9529 | 15.2514 | 18.0377 | 21.1639 | 23.8137 | 25.8653 | 27.2424 | 28.1933 | 28.932 | 29.2738 | 28.8941 | 27.8001 | 25.7465 | 23.43 | 21.96 | 21.6457 | 19.897 | 17.3201 | 15.2468 | 0 | 0 | 0 | 0 | 0 | 0 | 0 | 0 | 0 | 0 | 0 | 0 | 0 | 0 | 0.43911 | 0.43341 | 0.417 | 0.3862 | 0 | 0 | 0 | 0 | 0 | 0 | 67.8689 | 66.4979 | 65.3088 | 64.419 | 63.425 | 62.617 | 61.9811 | 62.7877 | 66.2979 | 70.7297 | 74.8374 | 78.4893 | 81.1904 | 83.1585 | 84.4251 | 85.2474 | 85.7365 | 85.4186 | 84.2597 | 81.9632 | 78.8032 | 75.0311 | 72.3731 | 70.5937 | 0.1757 | 0.16288 | 0.15893 | 0.15806 | 0.17131 | 0.20244 | 0.26552 | 0.29513 | 0.30619 | 0.29944 | 0.2972 | 0.31511 | 0.35706 | 0.40846 | 0.4445 | 0.46855 | 0.48045 | 0.44519 | 0.39629 | 0.31352 | 0.28354 | 0.24697 | 0.19941 | 0.16144
Portfolio Adjusted1-in-2Size: 20 kW to 199.99 kWAll2019July Monthly Peak | Portfolio Adjusted | 1-in-2 | Size: 20 kW to 199.99 kW | All | 2019 | July Monthly Peak | 7 | 14.5315 | 13.7295 | 13.3057 | 13.1815 | 13.7003 | 15.0208 | 16.5545 | 19.5421 | 22.8814 | 25.6431 | 27.7612 | 29.1545 | 30.0469 | 30.7304 | 30.9985 | 30.5981 | 29.5103 | 27.3681 | 24.8747 | 23.2729 | 22.9388 | 21.1267 | 18.4143 | 16.1974 | 0 | 0 | 0 | 0 | 0 | 0 | 0 | 0 | 0 | 0 | 0 | 0 | 0 | 0 | 0.46498 | 0.45897 | 0.44265 | 0.41052 | 0 | 0 | 0 | 0 | 0 | 0 | 70.7089 | 69.9082 | 69.083 | 68.227 | 67.3477 | 66.7235 | 66.2534 | 66.626 | 69.3702 | 73.679 | 78.3637 | 81.9018 | 84.7035 | 86.944 | 88.6679 | 89.4781 | 89.7801 | 89.1054 | 87.6767 | 85.6832 | 82.2429 | 78.434 | 75.9575 | 74.4159 | 0.17539 | 0.16259 | 0.15864 | 0.15778 | 0.17101 | 0.20208 | 0.26505 | 0.29461 | 0.30565 | 0.29892 | 0.29669 | 0.31456 | 0.35644 | 0.40774 | 0.44372 | 0.46772 | 0.47961 | 0.44441 | 0.39559 | 0.31297 | 0.28303 | 0.24653 | 0.19905 | 0.16116
Portfolio Adjusted1-in-2Size: 20 kW to 199.99 kWAll2019August Monthly Peak | Portfolio Adjusted | 1-in-2 | Size: 20 kW to 199.99 kW | All | 2019 | August Monthly Peak | 8 | 14.7015 | 13.8881 | 13.4484 | 13.322 | 13.8092 | 15.3532 | 16.9912 | 19.7711 | 23.5528 | 26.71 | 29.2397 | 30.8763 | 31.8637 | 32.5683 | 32.793 | 32.3341 | 31.0344 | 28.6581 | 25.7756 | 24.4991 | 23.7922 | 21.5631 | 18.7348 | 16.4479 | 0 | 0 | 0 | 0 | 0 | 0 | 0 | 0 | 0 | 0 | 0 | 0 | 0 | 0 | 0.4919 | 0.48501 | 0.46552 | 0.42987 | 0 | 0 | 0 | 0 | 0 | 0 | 74.2513 | 73.0615 | 71.8994 | 70.7357 | 69.9616 | 69.0967 | 68.5063 | 68.457 | 71.3271 | 76.7644 | 81.931 | 85.9239 | 88.9785 | 91.1351 | 92.368 | 92.7759 | 92.9254 | 92.0464 | 90.3545 | 87.7755 | 83.7709 | 80.4877 | 78.3731 | 76.7366 | 0.17701 | 0.16409 | 0.16011 | 0.15924 | 0.17259 | 0.20395 | 0.2675 | 0.29735 | 0.30849 | 0.30168 | 0.29942 | 0.31745 | 0.35972 | 0.4115 | 0.44779 | 0.47203 | 0.48403 | 0.44851 | 0.39925 | 0.31585 | 0.28564 | 0.24879 | 0.20088 | 0.16264
Portfolio Adjusted1-in-2Size: 20 kW to 199.99 kWAll2019September Monthly Peak | Portfolio Adjusted | 1-in-2 | Size: 20 kW to 199.99 kW | All | 2019 | September Monthly Peak | 9 | 14.0456 | 13.3309 | 12.947 | 12.8646 | 13.3561 | 14.8652 | 16.8606 | 18.8716 | 22.2855 | 25.0972 | 27.3382 | 28.7848 | 29.7406 | 30.4611 | 30.7182 | 30.217 | 28.9306 | 26.5383 | 24.0584 | 23.6334 | 22.155 | 20.1169 | 17.5784 | 15.5364 | 0 | 0 | 0 | 0 | 0 | 0 | 0 | 0 | 0 | 0 | 0 | 0 | 0 | 0 | 0.46077 | 0.45326 | 0.43396 | 0.39807 | 0 | 0 | 0 | 0 | 0 | 0 | 69.1316 | 67.9828 | 66.9196 | 65.8943 | 65.143 | 64.3377 | 64.0698 | 63.8281 | 65.7684 | 71.0213 | 77.3039 | 82.7588 | 86.652 | 88.9069 | 89.9911 | 90.5275 | 90.4094 | 89.4676 | 87.3855 | 84.0564 | 80.4493 | 77.9281 | 76.0486 | 74.7072 | 0.17559 | 0.16278 | 0.15883 | 0.15797 | 0.17121 | 0.20232 | 0.26536 | 0.29496 | 0.30601 | 0.29927 | 0.29704 | 0.31493 | 0.35686 | 0.40823 | 0.44425 | 0.46828 | 0.48018 | 0.44494 | 0.39605 | 0.31334 | 0.28337 | 0.24682 | 0.19929 | 0.16135
Portfolio Adjusted1-in-2Size: 20 kW to 199.99 kWAll2019October Monthly Peak | Portfolio Adjusted | 1-in-2 | Size: 20 kW to 199.99 kW | All | 2019 | October Monthly Peak | 10 | 13.2425 | 12.5985 | 12.2372 | 12.165 | 12.6239 | 14.0359 | 16.1927 | 17.743 | 20.5519 | 23.2216 | 25.4518 | 27.025 | 28.1496 | 29.0091 | 29.3427 | 28.8298 | 27.4576 | 25.0744 | 23.787 | 22.8038 | 21.1186 | 19.1501 | 16.7084 | 14.7384 | 0 | 0 | 0 | 0 | 0 | 0 | 0 | 0 | 0 | 0 | 0 | 0 | 0 | 0 | 0.44014 | 0.43245 | 0.41186 | 0.37612 | 0 | 0 | 0 | 0 | 0 | 0 | 68.5934 | 67.7333 | 66.6863 | 65.9699 | 65.1365 | 64.408 | 64.0865 | 64.1384 | 65.0201 | 69.4865 | 75.4508 | 80.7353 | 84.2388 | 86.461 | 87.921 | 88.1782 | 87.6288 | 86.2377 | 83.8889 | 80.2687 | 76.4457 | 73.5767 | 71.4652 | 69.6279 | 0.17609 | 0.16324 | 0.15929 | 0.15842 | 0.17171 | 0.20289 | 0.26611 | 0.29576 | 0.30681 | 0.30003 | 0.29779 | 0.31573 | 0.3578 | 0.40932 | 0.44545 | 0.46955 | 0.4815 | 0.44617 | 0.39717 | 0.31423 | 0.28418 | 0.24754 | 0.19987 | 0.16181
Portfolio Adjusted1-in-2Size: 20 kW to 199.99 kWAll2019November Monthly Peak | Portfolio Adjusted | 1-in-2 | Size: 20 kW to 199.99 kW | All | 2019 | November Monthly Peak | 11 | 12.1144 | 11.6515 | 11.4356 | 11.4925 | 11.9983 | 13.4068 | 14.7786 | 16.2964 | 18.6262 | 20.4423 | 21.8266 | 22.7397 | 23.3005 | 23.7176 | 23.7186 | 22.9721 | 22.0962 | 21.9447 | 20.4974 | 19.3205 | 18.1695 | 16.6741 | 14.7954 | 13.2623 | 0 | 0 | 0 | 0 | 0 | 0 | 0 | 0 | 0 | 0 | 0 | 0 | 0 | 0 | 0.35578 | 0.34458 | 0.33144 | 0.32917 | 0 | 0 | 0 | 0 | 0 | 0 | 57.1805 | 56.412 | 55.5201 | 54.6867 | 53.9619 | 53.628 | 53.0569 | 53.0999 | 56.7103 | 62.0421 | 68.308 | 73.3034 | 76.7231 | 78.265 | 78.8818 | 78.5678 | 76.6707 | 72.849 | 68.5263 | 65.6718 | 63.5334 | 61.6703 | 60.5697 | 59.4203 | 0.17665 | 0.16376 | 0.15979 | 0.15892 | 0.17224 | 0.20354 | 0.26696 | 0.29675 | 0.30786 | 0.30108 | 0.29883 | 0.31683 | 0.35901 | 0.41069 | 0.44692 | 0.4711 | 0.48307 | 0.44762 | 0.39845 | 0.31522 | 0.28508 | 0.24831 | 0.20049 | 0.16232
Portfolio Adjusted1-in-2Size: 20 kW to 199.99 kWAll2019December Monthly Peak | Portfolio Adjusted | 1-in-2 | Size: 20 kW to 199.99 kW | All | 2019 | December Monthly Peak | 12 | 12.5778 | 12.1487 | 11.9725 | 12.0434 | 12.6298 | 14.1292 | 16.2736 | 17.5395 | 19.2439 | 20.1453 | 20.4613 | 20.22 | 19.8265 | 19.5045 | 19.1295 | 18.5159 | 18.6653 | 19.5533 | 18.7124 | 18.1378 | 17.347 | 16.3021 | 14.8739 | 13.608 | 0 | 0 | 0 | 0 | 0 | 0 | 0 | 0 | 0 | 0 | 0 | 0 | 0 | 0 | 0.28694 | 0.27774 | 0.27998 | 0.2933 | 0 | 0 | 0 | 0 | 0 | 0 | 44.9902 | 44.3394 | 43.3739 | 42.5496 | 41.8382 | 41.2059 | 41.1353 | 41.0667 | 41.5633 | 44.34 | 46.9636 | 48.9107 | 50.2922 | 51.1343 | 51.7917 | 51.9079 | 51.4305 | 50.145 | 48.5381 | 47.3484 | 46.4659 | 45.5857 | 44.775 | 43.9036 | 0.18053 | 0.16738 | 0.16334 | 0.16246 | 0.17608 | 0.20793 | 0.27274 | 0.30293 | 0.31414 | 0.30715 | 0.30487 | 0.32328 | 0.36646 | 0.41936 | 0.45653 | 0.48116 | 0.49343 | 0.45729 | 0.40706 | 0.32219 | 0.29144 | 0.25393 | 0.20505 | 0.16592
Portfolio Adjusted1-in-2Size: 20 kW to 199.99 kWAll2019Typical Event Day | Portfolio Adjusted | 1-in-2 | Size: 20 kW to 199.99 kW | All | 2019 | Typical Event Day | 8 | 14.2782 | 13.5088 | 13.1045 | 12.9914 | 13.4732 | 14.9717 | 16.5427 | 19.0936 | 22.5357 | 25.4115 | 27.7196 | 29.239 | 30.1858 | 30.8819 | 31.1157 | 30.6806 | 29.4573 | 27.1848 | 24.5429 | 23.3834 | 22.8287 | 20.7588 | 18.0724 | 15.9007 | 0 | 0 | 0 | 0 | 0 | 0 | 0 | 0 | 0 | 0 | 0 | 0 | 0 | 0 | 0.46673 | 0.46021 | 0.44186 | 0.40777 | 0 | 0 | 0 | 0 | 0 | 0 | 70.4902 | 69.3626 | 68.3027 | 67.319 | 66.4693 | 65.6937 | 65.2027 | 65.4247 | 68.1909 | 73.0486 | 78.109 | 82.2684 | 85.3811 | 87.5361 | 88.863 | 89.5072 | 89.7128 | 89.0095 | 87.4191 | 84.8696 | 81.3166 | 77.9702 | 75.6881 | 74.1133 | 0.17566 | 0.16284 | 0.1589 | 0.15803 | 0.17128 | 0.2024 | 0.26547 | 0.29509 | 0.30614 | 0.2994 | 0.29716 | 0.31506 | 0.35701 | 0.40839 | 0.44442 | 0.46847 | 0.48037 | 0.44512 | 0.39622 | 0.31346 | 0.28348 | 0.24692 | 0.19937 | 0.16141
Portfolio Adjusted1-in-2Size: 20 kW to 199.99 kWAll2020January Monthly Peak | Portfolio Adjusted | 1-in-2 | Size: 20 kW to 199.99 kW | All | 2020 | January Monthly Peak | 1 | 12.309 | 11.966 | 11.8143 | 11.9223 | 12.5239 | 13.9501 | 16.1805 | 17.3301 | 19.034 | 19.9859 | 20.4071 | 20.4425 | 20.3932 | 20.4202 | 20.2655 | 19.7085 | 19.1907 | 19.8262 | 19.0443 | 18.2614 | 17.4142 | 16.3194 | 14.669 | 13.3776 | 0 | 0 | 0 | 0 | 0 | 0 | 0 | 0 | 0 | 0 | 0 | 0 | 0 | 0 | 0.30398 | 0.29563 | 0.28786 | 0.29739 | 0 | 0 | 0 | 0 | 0 | 0 | 49.0617 | 48.5995 | 48.3123 | 47.9074 | 47.5548 | 47.3599 | 47.4073 | 47.2631 | 47.6531 | 49.2161 | 51.2364 | 52.8631 | 54.1018 | 55.0358 | 55.5852 | 55.4585 | 55.2906 | 54.5645 | 53.0708 | 51.8499 | 51.0785 | 50.6799 | 50.0667 | 49.2925 | 0.1781 | 0.16511 | 0.16113 | 0.16026 | 0.1737 | 0.20517 | 0.2691 | 0.29896 | 0.31004 | 0.30311 | 0.30083 | 0.31899 | 0.36158 | 0.41373 | 0.45033 | 0.47469 | 0.48681 | 0.45115 | 0.40163 | 0.31782 | 0.28746 | 0.25041 | 0.2022 | 0.16366
Portfolio Adjusted1-in-2Size: 20 kW to 199.99 kWAll2020February Monthly Peak | Portfolio Adjusted | 1-in-2 | Size: 20 kW to 199.99 kW | All | 2020 | February Monthly Peak | 2 | 12.2094 | 11.8233 | 11.6034 | 11.6879 | 12.2515 | 13.6377 | 15.5169 | 16.7713 | 18.7192 | 19.9064 | 20.6336 | 20.94 | 21.1485 | 21.3623 | 21.3224 | 20.7879 | 20.0936 | 19.9007 | 19.7045 | 18.7225 | 17.7596 | 16.4641 | 14.7026 | 13.3021 | 0 | 0 | 0 | 0 | 0 | 0 | 0 | 0 | 0 | 0 | 0 | 0 | 0 | 0 | 0.31984 | 0.31182 | 0.3014 | 0.29851 | 0 | 0 | 0 | 0 | 0 | 0 | 49.8338 | 49.3325 | 48.9812 | 48.6469 | 48.518 | 48.2421 | 47.824 | 48.203 | 49.4599 | 52.8147 | 56.5449 | 59.4782 | 61.1384 | 61.9336 | 62.4304 | 62.507 | 62.2492 | 61.3371 | 59.212 | 57.0139 | 55.6906 | 54.4735 | 53.4107 | 52.0752 | 0.17612 | 0.16327 | 0.15931 | 0.15844 | 0.17172 | 0.20292 | 0.26615 | 0.29583 | 0.3069 | 0.30014 | 0.2979 | 0.31585 | 0.3579 | 0.40943 | 0.44556 | 0.46966 | 0.4816 | 0.44626 | 0.39723 | 0.31427 | 0.28422 | 0.24757 | 0.19989 | 0.16183
Portfolio Adjusted1-in-2Size: 20 kW to 199.99 kWAll2020March Monthly Peak | Portfolio Adjusted | 1-in-2 | Size: 20 kW to 199.99 kW | All | 2020 | March Monthly Peak | 3 | 12.3428 | 11.8141 | 11.5748 | 11.5891 | 12.1172 | 13.4466 | 15.4077 | 16.7096 | 18.5349 | 19.7505 | 20.5399 | 20.8999 | 21.1525 | 21.4416 | 21.5756 | 21.2114 | 20.4294 | 19.3986 | 18.6909 | 19.0098 | 18.1651 | 16.8167 | 14.9594 | 13.4658 | 0 | 0 | 0 | 0 | 0 | 0 | 0 | 0 | 0 | 0 | 0 | 0 | 0 | 0 | 0.32363 | 0.31817 | 0.30644 | 0.29098 | 0 | 0 | 0 | 0 | 0 | 0 | 51.3919 | 50.5401 | 49.8408 | 49.442 | 48.9279 | 48.5294 | 48.1454 | 48.2701 | 50.3241 | 52.9606 | 55.8151 | 58.4736 | 60.7277 | 62.3397 | 63.3716 | 63.9959 | 63.7607 | 62.9164 | 60.585 | 57.583 | 55.6862 | 54.2013 | 52.917 | 51.6496 | 0.1764 | 0.16354 | 0.15957 | 0.1587 | 0.17201 | 0.20324 | 0.26657 | 0.29627 | 0.30735 | 0.30057 | 0.29833 | 0.31631 | 0.35844 | 0.41006 | 0.44627 | 0.4704 | 0.48235 | 0.44697 | 0.39786 | 0.31479 | 0.2847 | 0.24799 | 0.20024 | 0.1621
Portfolio Adjusted1-in-2Size: 20 kW to 199.99 kWAll2020April Monthly Peak | Portfolio Adjusted | 1-in-2 | Size: 20 kW to 199.99 kW | All | 2020 | April Monthly Peak | 4 | 12.5794 | 11.9565 | 11.6618 | 11.6135 | 12.1047 | 13.3804 | 14.8003 | 16.477 | 19.0343 | 21.0886 | 22.6845 | 23.8134 | 24.6817 | 25.4038 | 25.7499 | 25.4011 | 24.3459 | 22.4862 | 20.6175 | 20.4685 | 19.7735 | 18.0339 | 15.7777 | 14.0006 | 0 | 0 | 0 | 0 | 0 | 0 | 0 | 0 | 0 | 0 | 0 | 0 | 0 | 0 | 0.38625 | 0.38102 | 0.36519 | 0.33729 | 0 | 0 | 0 | 0 | 0 | 0 | 62.9083 | 61.806 | 60.8017 | 59.9191 | 58.9686 | 58.2115 | 57.5854 | 57.5438 | 59.8227 | 64.0065 | 69.1443 | 73.8152 | 77.4257 | 79.4591 | 80.605 | 81.1516 | 80.8944 | 80.1178 | 78.751 | 76.5057 | 72.6791 | 70.0539 | 67.8987 | 65.8411 | 0.17584 | 0.16301 | 0.15906 | 0.15819 | 0.17145 | 0.20259 | 0.26572 | 0.29534 | 0.30639 | 0.29963 | 0.29739 | 0.31531 | 0.3573 | 0.40875 | 0.44483 | 0.46889 | 0.48081 | 0.44553 | 0.39659 | 0.31377 | 0.28377 | 0.24717 | 0.19958 | 0.16157
Portfolio Adjusted1-in-2Size: 20 kW to 199.99 kWAll2020May Monthly Peak | Portfolio Adjusted | 1-in-2 | Size: 20 kW to 199.99 kW | All | 2020 | May Monthly Peak | 5 | 12.8492 | 12.1993 | 11.8694 | 11.7934 | 12.2833 | 13.4509 | 14.5481 | 16.9302 | 19.966 | 22.3911 | 24.2246 | 25.4145 | 26.1906 | 26.8311 | 27.1087 | 26.6972 | 25.6199 | 23.6723 | 21.6145 | 20.696 | 20.4943 | 18.6702 | 16.2882 | 14.374 | 0 | 0 | 0 | 0 | 0 | 0 | 0 | 0 | 0 | 0 | 0 | 0 | 0 | 0 | 0.40663 | 0.40046 | 0.3843 | 0.35508 | 0 | 0 | 0 | 0 | 0 | 0 | 65.2494 | 64.056 | 62.9289 | 61.885 | 61.0691 | 60.1001 | 59.3422 | 60.1882 | 63.6715 | 67.8327 | 71.9825 | 75.9296 | 79.2668 | 81.5245 | 82.9658 | 83.7931 | 84.0079 | 83.3719 | 81.7715 | 79.4134 | 75.4795 | 72.1111 | 70.0825 | 68.3036 | 0.17571 | 0.16289 | 0.15894 | 0.15807 | 0.17132 | 0.20245 | 0.26553 | 0.29516 | 0.30622 | 0.29949 | 0.29726 | 0.31516 | 0.35712 | 0.40852 | 0.44456 | 0.46861 | 0.48051 | 0.44524 | 0.39632 | 0.31355 | 0.28356 | 0.24699 | 0.19943 | 0.16146
Portfolio Adjusted1-in-2Size: 20 kW to 199.99 kWAll2020June Monthly Peak | Portfolio Adjusted | 1-in-2 | Size: 20 kW to 199.99 kW | All | 2020 | June Monthly Peak | 6 | 13.6014 | 12.8768 | 12.5096 | 12.411 | 12.91 | 13.9529 | 15.2514 | 18.0377 | 21.1639 | 23.8137 | 25.8653 | 27.2424 | 28.1933 | 28.932 | 29.2738 | 28.8941 | 27.8001 | 25.7465 | 23.43 | 21.96 | 21.6457 | 19.897 | 17.3201 | 15.2468 | 0 | 0 | 0 | 0 | 0 | 0 | 0 | 0 | 0 | 0 | 0 | 0 | 0 | 0 | 0.43911 | 0.43341 | 0.417 | 0.3862 | 0 | 0 | 0 | 0 | 0 | 0 | 67.8689 | 66.4979 | 65.3088 | 64.419 | 63.425 | 62.617 | 61.9811 | 62.7877 | 66.2979 | 70.7297 | 74.8374 | 78.4893 | 81.1904 | 83.1585 | 84.4251 | 85.2474 | 85.7365 | 85.4186 | 84.2597 | 81.9632 | 78.8032 | 75.0311 | 72.3731 | 70.5937 | 0.1757 | 0.16288 | 0.15893 | 0.15806 | 0.17131 | 0.20244 | 0.26552 | 0.29513 | 0.30619 | 0.29944 | 0.2972 | 0.31511 | 0.35706 | 0.40846 | 0.4445 | 0.46855 | 0.48045 | 0.44519 | 0.39629 | 0.31352 | 0.28354 | 0.24697 | 0.19941 | 0.16144
Portfolio Adjusted1-in-2Size: 20 kW to 199.99 kWAll2020July Monthly Peak | Portfolio Adjusted | 1-in-2 | Size: 20 kW to 199.99 kW | All | 2020 | July Monthly Peak | 7 | 14.5315 | 13.7295 | 13.3057 | 13.1815 | 13.7003 | 15.0208 | 16.5545 | 19.5421 | 22.8814 | 25.6431 | 27.7612 | 29.1545 | 30.0469 | 30.7304 | 30.9985 | 30.5981 | 29.5103 | 27.3681 | 24.8747 | 23.2729 | 22.9388 | 21.1267 | 18.4143 | 16.1974 | 0 | 0 | 0 | 0 | 0 | 0 | 0 | 0 | 0 | 0 | 0 | 0 | 0 | 0 | 0.46498 | 0.45897 | 0.44265 | 0.41052 | 0 | 0 | 0 | 0 | 0 | 0 | 70.7089 | 69.9082 | 69.083 | 68.227 | 67.3477 | 66.7235 | 66.2534 | 66.626 | 69.3702 | 73.679 | 78.3637 | 81.9018 | 84.7035 | 86.944 | 88.6679 | 89.4781 | 89.7801 | 89.1054 | 87.6767 | 85.6832 | 82.2429 | 78.434 | 75.9575 | 74.4159 | 0.17539 | 0.16259 | 0.15864 | 0.15778 | 0.17101 | 0.20208 | 0.26505 | 0.29461 | 0.30565 | 0.29892 | 0.29669 | 0.31456 | 0.35644 | 0.40774 | 0.44372 | 0.46772 | 0.47961 | 0.44441 | 0.39559 | 0.31297 | 0.28303 | 0.24653 | 0.19905 | 0.16116
Portfolio Adjusted1-in-2Size: 20 kW to 199.99 kWAll2020August Monthly Peak | Portfolio Adjusted | 1-in-2 | Size: 20 kW to 199.99 kW | All | 2020 | August Monthly Peak | 8 | 14.7015 | 13.8881 | 13.4484 | 13.322 | 13.8092 | 15.3532 | 16.9912 | 19.7711 | 23.5528 | 26.71 | 29.2397 | 30.8763 | 31.8637 | 32.5683 | 32.793 | 32.3341 | 31.0344 | 28.6581 | 25.7756 | 24.4991 | 23.7922 | 21.5631 | 18.7348 | 16.4479 | 0 | 0 | 0 | 0 | 0 | 0 | 0 | 0 | 0 | 0 | 0 | 0 | 0 | 0 | 0.4919 | 0.48501 | 0.46552 | 0.42987 | 0 | 0 | 0 | 0 | 0 | 0 | 74.2513 | 73.0615 | 71.8994 | 70.7357 | 69.9616 | 69.0967 | 68.5063 | 68.457 | 71.3271 | 76.7644 | 81.931 | 85.9238 | 88.9785 | 91.1351 | 92.368 | 92.7759 | 92.9254 | 92.0464 | 90.3545 | 87.7755 | 83.7709 | 80.4877 | 78.3731 | 76.7366 | 0.17701 | 0.16409 | 0.16011 | 0.15924 | 0.17259 | 0.20395 | 0.2675 | 0.29735 | 0.30849 | 0.30168 | 0.29942 | 0.31745 | 0.35972 | 0.4115 | 0.44779 | 0.47203 | 0.48403 | 0.44851 | 0.39925 | 0.31585 | 0.28564 | 0.24879 | 0.20088 | 0.16264
Portfolio Adjusted1-in-2Size: 20 kW to 199.99 kWAll2020September Monthly Peak | Portfolio Adjusted | 1-in-2 | Size: 20 kW to 199.99 kW | All | 2020 | September Monthly Peak | 9 | 14.0456 | 13.3309 | 12.947 | 12.8646 | 13.3561 | 14.8652 | 16.8606 | 18.8716 | 22.2855 | 25.0972 | 27.3382 | 28.7848 | 29.7406 | 30.4611 | 30.7182 | 30.217 | 28.9306 | 26.5383 | 24.0584 | 23.6334 | 22.155 | 20.1169 | 17.5784 | 15.5364 | 0 | 0 | 0 | 0 | 0 | 0 | 0 | 0 | 0 | 0 | 0 | 0 | 0 | 0 | 0.46077 | 0.45326 | 0.43396 | 0.39807 | 0 | 0 | 0 | 0 | 0 | 0 | 69.1316 | 67.9828 | 66.9196 | 65.8943 | 65.143 | 64.3377 | 64.0698 | 63.8281 | 65.7684 | 71.0213 | 77.3039 | 82.7588 | 86.652 | 88.9069 | 89.9911 | 90.5275 | 90.4094 | 89.4676 | 87.3855 | 84.0564 | 80.4493 | 77.9281 | 76.0486 | 74.7072 | 0.17559 | 0.16278 | 0.15883 | 0.15797 | 0.17121 | 0.20232 | 0.26536 | 0.29496 | 0.30601 | 0.29927 | 0.29704 | 0.31493 | 0.35686 | 0.40823 | 0.44425 | 0.46828 | 0.48018 | 0.44494 | 0.39605 | 0.31334 | 0.28337 | 0.24682 | 0.19929 | 0.16135
Portfolio Adjusted1-in-2Size: 20 kW to 199.99 kWAll2020October Monthly Peak | Portfolio Adjusted | 1-in-2 | Size: 20 kW to 199.99 kW | All | 2020 | October Monthly Peak | 10 | 13.2425 | 12.5985 | 12.2372 | 12.165 | 12.6239 | 14.0359 | 16.1927 | 17.743 | 20.5519 | 23.2216 | 25.4518 | 27.025 | 28.1496 | 29.0091 | 29.3427 | 28.8298 | 27.4576 | 25.0744 | 23.787 | 22.8038 | 21.1186 | 19.1501 | 16.7084 | 14.7384 | 0 | 0 | 0 | 0 | 0 | 0 | 0 | 0 | 0 | 0 | 0 | 0 | 0 | 0 | 0.44014 | 0.43245 | 0.41186 | 0.37612 | 0 | 0 | 0 | 0 | 0 | 0 | 68.5934 | 67.7333 | 66.6863 | 65.9699 | 65.1365 | 64.408 | 64.0865 | 64.1384 | 65.0201 | 69.4865 | 75.4508 | 80.7353 | 84.2388 | 86.461 | 87.921 | 88.1782 | 87.6288 | 86.2377 | 83.8889 | 80.2687 | 76.4457 | 73.5767 | 71.4652 | 69.6279 | 0.17609 | 0.16324 | 0.15929 | 0.15842 | 0.17171 | 0.20289 | 0.26611 | 0.29576 | 0.30681 | 0.30003 | 0.29779 | 0.31573 | 0.3578 | 0.40932 | 0.44545 | 0.46955 | 0.4815 | 0.44617 | 0.39717 | 0.31423 | 0.28418 | 0.24754 | 0.19987 | 0.16181
Portfolio Adjusted1-in-2Size: 20 kW to 199.99 kWAll2020November Monthly Peak | Portfolio Adjusted | 1-in-2 | Size: 20 kW to 199.99 kW | All | 2020 | November Monthly Peak | 11 | 12.1144 | 11.6515 | 11.4356 | 11.4925 | 11.9983 | 13.4068 | 14.7786 | 16.2964 | 18.6262 | 20.4423 | 21.8266 | 22.7397 | 23.3005 | 23.7176 | 23.7186 | 22.9721 | 22.0962 | 21.9447 | 20.4974 | 19.3205 | 18.1695 | 16.6741 | 14.7954 | 13.2623 | 0 | 0 | 0 | 0 | 0 | 0 | 0 | 0 | 0 | 0 | 0 | 0 | 0 | 0 | 0.35578 | 0.34458 | 0.33144 | 0.32917 | 0 | 0 | 0 | 0 | 0 | 0 | 57.1805 | 56.412 | 55.5201 | 54.6867 | 53.9619 | 53.628 | 53.0569 | 53.0999 | 56.7103 | 62.0421 | 68.308 | 73.3034 | 76.7231 | 78.265 | 78.8818 | 78.5678 | 76.6707 | 72.849 | 68.5263 | 65.6718 | 63.5333 | 61.6703 | 60.5697 | 59.4203 | 0.17665 | 0.16376 | 0.15979 | 0.15892 | 0.17224 | 0.20354 | 0.26696 | 0.29675 | 0.30786 | 0.30108 | 0.29883 | 0.31683 | 0.35901 | 0.41069 | 0.44692 | 0.4711 | 0.48307 | 0.44762 | 0.39845 | 0.31522 | 0.28508 | 0.24831 | 0.20049 | 0.16232
Portfolio Adjusted1-in-2Size: 20 kW to 199.99 kWAll2020December Monthly Peak | Portfolio Adjusted | 1-in-2 | Size: 20 kW to 199.99 kW | All | 2020 | December Monthly Peak | 12 | 12.5778 | 12.1487 | 11.9725 | 12.0434 | 12.6298 | 14.1292 | 16.2736 | 17.5395 | 19.2439 | 20.1453 | 20.4613 | 20.22 | 19.8265 | 19.5045 | 19.1295 | 18.5159 | 18.6653 | 19.5533 | 18.7124 | 18.1378 | 17.347 | 16.3021 | 14.8739 | 13.608 | 0 | 0 | 0 | 0 | 0 | 0 | 0 | 0 | 0 | 0 | 0 | 0 | 0 | 0 | 0.28694 | 0.27774 | 0.27998 | 0.2933 | 0 | 0 | 0 | 0 | 0 | 0 | 44.9902 | 44.3394 | 43.3739 | 42.5496 | 41.8382 | 41.2059 | 41.1353 | 41.0667 | 41.5633 | 44.34 | 46.9636 | 48.9107 | 50.2922 | 51.1343 | 51.7917 | 51.9079 | 51.4305 | 50.145 | 48.5381 | 47.3484 | 46.4659 | 45.5857 | 44.775 | 43.9036 | 0.18053 | 0.16738 | 0.16334 | 0.16246 | 0.17608 | 0.20793 | 0.27274 | 0.30293 | 0.31414 | 0.30715 | 0.30487 | 0.32328 | 0.36646 | 0.41936 | 0.45653 | 0.48116 | 0.49343 | 0.45729 | 0.40706 | 0.32219 | 0.29144 | 0.25393 | 0.20505 | 0.16592
Portfolio Adjusted1-in-2Size: 20 kW to 199.99 kWAll2020Typical Event Day | Portfolio Adjusted | 1-in-2 | Size: 20 kW to 199.99 kW | All | 2020 | Typical Event Day | 8 | 14.2782 | 13.5088 | 13.1045 | 12.9914 | 13.4732 | 14.9717 | 16.5427 | 19.0936 | 22.5357 | 25.4115 | 27.7196 | 29.239 | 30.1858 | 30.8819 | 31.1157 | 30.6806 | 29.4573 | 27.1848 | 24.5429 | 23.3834 | 22.8287 | 20.7588 | 18.0724 | 15.9007 | 0 | 0 | 0 | 0 | 0 | 0 | 0 | 0 | 0 | 0 | 0 | 0 | 0 | 0 | 0.46673 | 0.46021 | 0.44186 | 0.40777 | 0 | 0 | 0 | 0 | 0 | 0 | 70.4902 | 69.3626 | 68.3027 | 67.319 | 66.4693 | 65.6937 | 65.2027 | 65.4247 | 68.1909 | 73.0486 | 78.109 | 82.2684 | 85.3811 | 87.5361 | 88.863 | 89.5072 | 89.7128 | 89.0095 | 87.4191 | 84.8696 | 81.3166 | 77.9702 | 75.6881 | 74.1133 | 0.17566 | 0.16284 | 0.1589 | 0.15803 | 0.17128 | 0.2024 | 0.26547 | 0.29509 | 0.30614 | 0.2994 | 0.29716 | 0.31506 | 0.35701 | 0.40839 | 0.44442 | 0.46847 | 0.48037 | 0.44512 | 0.39622 | 0.31346 | 0.28348 | 0.24692 | 0.19937 | 0.16141
Portfolio Adjusted1-in-2Size: 20 kW to 199.99 kWAll2021January Monthly Peak | Portfolio Adjusted | 1-in-2 | Size: 20 kW to 199.99 kW | All | 2021 | January Monthly Peak | 1 | 12.309 | 11.966 | 11.8143 | 11.9223 | 12.5239 | 13.9501 | 16.1805 | 17.3301 | 19.034 | 19.9859 | 20.4071 | 20.4425 | 20.3932 | 20.4202 | 20.2655 | 19.7085 | 19.1907 | 19.8262 | 19.0443 | 18.2614 | 17.4142 | 16.3194 | 14.669 | 13.3776 | 0 | 0 | 0 | 0 | 0 | 0 | 0 | 0 | 0 | 0 | 0 | 0 | 0 | 0 | 0.30398 | 0.29563 | 0.28786 | 0.29739 | 0 | 0 | 0 | 0 | 0 | 0 | 49.0617 | 48.5995 | 48.3123 | 47.9074 | 47.5548 | 47.3599 | 47.4073 | 47.2631 | 47.6531 | 49.2161 | 51.2364 | 52.8631 | 54.1018 | 55.0358 | 55.5852 | 55.4585 | 55.2906 | 54.5645 | 53.0708 | 51.8499 | 51.0785 | 50.6799 | 50.0667 | 49.2925 | 0.1781 | 0.16511 | 0.16113 | 0.16026 | 0.1737 | 0.20517 | 0.2691 | 0.29896 | 0.31004 | 0.30311 | 0.30083 | 0.31899 | 0.36158 | 0.41373 | 0.45033 | 0.47469 | 0.48681 | 0.45115 | 0.40163 | 0.31782 | 0.28746 | 0.25041 | 0.2022 | 0.16366
Portfolio Adjusted1-in-2Size: 20 kW to 199.99 kWAll2021February Monthly Peak | Portfolio Adjusted | 1-in-2 | Size: 20 kW to 199.99 kW | All | 2021 | February Monthly Peak | 2 | 12.2094 | 11.8233 | 11.6034 | 11.6879 | 12.2515 | 13.6377 | 15.5169 | 16.7713 | 18.7192 | 19.9064 | 20.6336 | 20.94 | 21.1485 | 21.3623 | 21.3224 | 20.7879 | 20.0936 | 19.9007 | 19.7045 | 18.7225 | 17.7596 | 16.4641 | 14.7026 | 13.3021 | 0 | 0 | 0 | 0 | 0 | 0 | 0 | 0 | 0 | 0 | 0 | 0 | 0 | 0 | 0.31984 | 0.31182 | 0.3014 | 0.29851 | 0 | 0 | 0 | 0 | 0 | 0 | 49.8338 | 49.3325 | 48.9812 | 48.6469 | 48.518 | 48.2421 | 47.824 | 48.203 | 49.4599 | 52.8147 | 56.5449 | 59.4782 | 61.1384 | 61.9336 | 62.4304 | 62.507 | 62.2492 | 61.3371 | 59.212 | 57.0139 | 55.6906 | 54.4735 | 53.4107 | 52.0752 | 0.17612 | 0.16327 | 0.15931 | 0.15844 | 0.17172 | 0.20292 | 0.26615 | 0.29583 | 0.3069 | 0.30014 | 0.2979 | 0.31585 | 0.3579 | 0.40943 | 0.44556 | 0.46966 | 0.4816 | 0.44626 | 0.39723 | 0.31427 | 0.28422 | 0.24757 | 0.19989 | 0.16183
Portfolio Adjusted1-in-2Size: 20 kW to 199.99 kWAll2021March Monthly Peak | Portfolio Adjusted | 1-in-2 | Size: 20 kW to 199.99 kW | All | 2021 | March Monthly Peak | 3 | 12.3428 | 11.8141 | 11.5748 | 11.5891 | 12.1172 | 13.4466 | 15.4077 | 16.7096 | 18.5349 | 19.7505 | 20.5399 | 20.8999 | 21.1525 | 21.4416 | 21.5756 | 21.2114 | 20.4294 | 19.3986 | 18.6909 | 19.0098 | 18.1651 | 16.8167 | 14.9594 | 13.4658 | 0 | 0 | 0 | 0 | 0 | 0 | 0 | 0 | 0 | 0 | 0 | 0 | 0 | 0 | 0.32363 | 0.31817 | 0.30644 | 0.29098 | 0 | 0 | 0 | 0 | 0 | 0 | 51.3919 | 50.5401 | 49.8408 | 49.442 | 48.9279 | 48.5294 | 48.1454 | 48.2701 | 50.3241 | 52.9606 | 55.8151 | 58.4736 | 60.7277 | 62.3397 | 63.3716 | 63.9959 | 63.7607 | 62.9164 | 60.585 | 57.583 | 55.6862 | 54.2013 | 52.917 | 51.6496 | 0.1764 | 0.16354 | 0.15957 | 0.1587 | 0.17201 | 0.20324 | 0.26657 | 0.29627 | 0.30735 | 0.30057 | 0.29833 | 0.31631 | 0.35844 | 0.41006 | 0.44627 | 0.4704 | 0.48235 | 0.44697 | 0.39786 | 0.31479 | 0.2847 | 0.24799 | 0.20024 | 0.1621
Portfolio Adjusted1-in-2Size: 20 kW to 199.99 kWAll2021April Monthly Peak | Portfolio Adjusted | 1-in-2 | Size: 20 kW to 199.99 kW | All | 2021 | April Monthly Peak | 4 | 12.5794 | 11.9565 | 11.6618 | 11.6135 | 12.1047 | 13.3804 | 14.8003 | 16.477 | 19.0343 | 21.0886 | 22.6845 | 23.8134 | 24.6817 | 25.4038 | 25.7499 | 25.4011 | 24.3459 | 22.4862 | 20.6175 | 20.4685 | 19.7735 | 18.0339 | 15.7777 | 14.0006 | 0 | 0 | 0 | 0 | 0 | 0 | 0 | 0 | 0 | 0 | 0 | 0 | 0 | 0 | 0.38625 | 0.38102 | 0.36519 | 0.33729 | 0 | 0 | 0 | 0 | 0 | 0 | 62.9083 | 61.806 | 60.8017 | 59.9191 | 58.9686 | 58.2115 | 57.5854 | 57.5438 | 59.8227 | 64.0065 | 69.1443 | 73.8152 | 77.4256 | 79.4591 | 80.605 | 81.1516 | 80.8944 | 80.1178 | 78.751 | 76.5057 | 72.6791 | 70.0539 | 67.8987 | 65.8411 | 0.17584 | 0.16301 | 0.15906 | 0.15819 | 0.17145 | 0.20259 | 0.26572 | 0.29534 | 0.30639 | 0.29963 | 0.29739 | 0.31531 | 0.3573 | 0.40875 | 0.44483 | 0.46889 | 0.48081 | 0.44553 | 0.39659 | 0.31377 | 0.28377 | 0.24717 | 0.19958 | 0.16157
Portfolio Adjusted1-in-2Size: 20 kW to 199.99 kWAll2021May Monthly Peak | Portfolio Adjusted | 1-in-2 | Size: 20 kW to 199.99 kW | All | 2021 | May Monthly Peak | 5 | 12.8492 | 12.1993 | 11.8694 | 11.7934 | 12.2833 | 13.4509 | 14.5481 | 16.9302 | 19.966 | 22.3911 | 24.2246 | 25.4145 | 26.1906 | 26.8311 | 27.1087 | 26.6972 | 25.6199 | 23.6723 | 21.6145 | 20.696 | 20.4943 | 18.6702 | 16.2882 | 14.374 | 0 | 0 | 0 | 0 | 0 | 0 | 0 | 0 | 0 | 0 | 0 | 0 | 0 | 0 | 0.40663 | 0.40046 | 0.3843 | 0.35508 | 0 | 0 | 0 | 0 | 0 | 0 | 65.2494 | 64.056 | 62.9289 | 61.885 | 61.0691 | 60.1001 | 59.3422 | 60.1882 | 63.6715 | 67.8327 | 71.9825 | 75.9296 | 79.2668 | 81.5245 | 82.9658 | 83.7931 | 84.0079 | 83.3719 | 81.7715 | 79.4134 | 75.4795 | 72.1111 | 70.0825 | 68.3036 | 0.17571 | 0.16289 | 0.15894 | 0.15807 | 0.17132 | 0.20245 | 0.26553 | 0.29516 | 0.30622 | 0.29949 | 0.29726 | 0.31516 | 0.35712 | 0.40852 | 0.44456 | 0.46861 | 0.48051 | 0.44524 | 0.39632 | 0.31355 | 0.28356 | 0.24699 | 0.19943 | 0.16146
Portfolio Adjusted1-in-2Size: 20 kW to 199.99 kWAll2021June Monthly Peak | Portfolio Adjusted | 1-in-2 | Size: 20 kW to 199.99 kW | All | 2021 | June Monthly Peak | 6 | 13.6014 | 12.8768 | 12.5096 | 12.411 | 12.91 | 13.9529 | 15.2514 | 18.0377 | 21.1639 | 23.8137 | 25.8653 | 27.2424 | 28.1933 | 28.932 | 29.2738 | 28.8941 | 27.8001 | 25.7465 | 23.43 | 21.96 | 21.6457 | 19.897 | 17.3201 | 15.2468 | 0 | 0 | 0 | 0 | 0 | 0 | 0 | 0 | 0 | 0 | 0 | 0 | 0 | 0 | 0.43911 | 0.43341 | 0.417 | 0.3862 | 0 | 0 | 0 | 0 | 0 | 0 | 67.8689 | 66.4979 | 65.3088 | 64.419 | 63.425 | 62.617 | 61.9811 | 62.7877 | 66.2979 | 70.7297 | 74.8374 | 78.4893 | 81.1904 | 83.1585 | 84.4251 | 85.2474 | 85.7365 | 85.4186 | 84.2597 | 81.9632 | 78.8032 | 75.0311 | 72.3731 | 70.5937 | 0.1757 | 0.16288 | 0.15893 | 0.15806 | 0.17131 | 0.20244 | 0.26552 | 0.29513 | 0.30619 | 0.29944 | 0.2972 | 0.31511 | 0.35706 | 0.40846 | 0.4445 | 0.46855 | 0.48045 | 0.44519 | 0.39629 | 0.31352 | 0.28354 | 0.24697 | 0.19941 | 0.16144
Portfolio Adjusted1-in-2Size: 20 kW to 199.99 kWAll2021July Monthly Peak | Portfolio Adjusted | 1-in-2 | Size: 20 kW to 199.99 kW | All | 2021 | July Monthly Peak | 7 | 14.5315 | 13.7295 | 13.3057 | 13.1815 | 13.7003 | 15.0208 | 16.5545 | 19.5421 | 22.8814 | 25.6431 | 27.7612 | 29.1545 | 30.0469 | 30.7304 | 30.9986 | 30.5981 | 29.5103 | 27.3681 | 24.8747 | 23.2729 | 22.9388 | 21.1267 | 18.4143 | 16.1974 | 0 | 0 | 0 | 0 | 0 | 0 | 0 | 0 | 0 | 0 | 0 | 0 | 0 | 0 | 0.46498 | 0.45897 | 0.44265 | 0.41052 | 0 | 0 | 0 | 0 | 0 | 0 | 70.7089 | 69.9082 | 69.083 | 68.227 | 67.3477 | 66.7235 | 66.2534 | 66.626 | 69.3702 | 73.679 | 78.3637 | 81.9018 | 84.7035 | 86.944 | 88.6679 | 89.4781 | 89.7801 | 89.1054 | 87.6767 | 85.6832 | 82.2429 | 78.434 | 75.9575 | 74.4159 | 0.17539 | 0.16259 | 0.15864 | 0.15778 | 0.17101 | 0.20208 | 0.26505 | 0.29461 | 0.30565 | 0.29892 | 0.29669 | 0.31456 | 0.35644 | 0.40774 | 0.44372 | 0.46772 | 0.47961 | 0.44441 | 0.39559 | 0.31297 | 0.28303 | 0.24653 | 0.19905 | 0.16116
Portfolio Adjusted1-in-2Size: 20 kW to 199.99 kWAll2021August Monthly Peak | Portfolio Adjusted | 1-in-2 | Size: 20 kW to 199.99 kW | All | 2021 | August Monthly Peak | 8 | 14.7015 | 13.8881 | 13.4484 | 13.322 | 13.8092 | 15.3532 | 16.9912 | 19.7711 | 23.5528 | 26.71 | 29.2397 | 30.8763 | 31.8637 | 32.5683 | 32.793 | 32.3341 | 31.0344 | 28.6581 | 25.7756 | 24.4991 | 23.7922 | 21.5631 | 18.7348 | 16.4479 | 0 | 0 | 0 | 0 | 0 | 0 | 0 | 0 | 0 | 0 | 0 | 0 | 0 | 0 | 0.4919 | 0.48501 | 0.46552 | 0.42987 | 0 | 0 | 0 | 0 | 0 | 0 | 74.2513 | 73.0615 | 71.8994 | 70.7357 | 69.9616 | 69.0967 | 68.5063 | 68.457 | 71.3271 | 76.7644 | 81.9311 | 85.9239 | 88.9785 | 91.1351 | 92.368 | 92.7759 | 92.9254 | 92.0464 | 90.3545 | 87.7755 | 83.7709 | 80.4877 | 78.3731 | 76.7366 | 0.17701 | 0.16409 | 0.16011 | 0.15924 | 0.17259 | 0.20395 | 0.2675 | 0.29735 | 0.30849 | 0.30168 | 0.29942 | 0.31745 | 0.35972 | 0.4115 | 0.44779 | 0.47203 | 0.48403 | 0.44851 | 0.39925 | 0.31585 | 0.28564 | 0.24879 | 0.20088 | 0.16264
Portfolio Adjusted1-in-2Size: 20 kW to 199.99 kWAll2021September Monthly Peak | Portfolio Adjusted | 1-in-2 | Size: 20 kW to 199.99 kW | All | 2021 | September Monthly Peak | 9 | 14.0456 | 13.3309 | 12.947 | 12.8646 | 13.3561 | 14.8652 | 16.8606 | 18.8716 | 22.2855 | 25.0972 | 27.3382 | 28.7848 | 29.7406 | 30.4611 | 30.7182 | 30.217 | 28.9306 | 26.5383 | 24.0584 | 23.6334 | 22.155 | 20.1169 | 17.5784 | 15.5364 | 0 | 0 | 0 | 0 | 0 | 0 | 0 | 0 | 0 | 0 | 0 | 0 | 0 | 0 | 0.46077 | 0.45326 | 0.43396 | 0.39807 | 0 | 0 | 0 | 0 | 0 | 0 | 69.1316 | 67.9828 | 66.9196 | 65.8943 | 65.143 | 64.3377 | 64.0698 | 63.8281 | 65.7684 | 71.0213 | 77.3039 | 82.7588 | 86.652 | 88.9069 | 89.9911 | 90.5275 | 90.4094 | 89.4676 | 87.3855 | 84.0564 | 80.4493 | 77.9281 | 76.0486 | 74.7072 | 0.17559 | 0.16278 | 0.15883 | 0.15797 | 0.17121 | 0.20232 | 0.26536 | 0.29496 | 0.30601 | 0.29927 | 0.29704 | 0.31493 | 0.35686 | 0.40823 | 0.44425 | 0.46828 | 0.48018 | 0.44494 | 0.39605 | 0.31334 | 0.28337 | 0.24682 | 0.19929 | 0.16135
Portfolio Adjusted1-in-2Size: 20 kW to 199.99 kWAll2021October Monthly Peak | Portfolio Adjusted | 1-in-2 | Size: 20 kW to 199.99 kW | All | 2021 | October Monthly Peak | 10 | 13.2425 | 12.5985 | 12.2372 | 12.165 | 12.6239 | 14.0359 | 16.1927 | 17.743 | 20.5519 | 23.2216 | 25.4518 | 27.025 | 28.1496 | 29.0091 | 29.3427 | 28.8298 | 27.4576 | 25.0744 | 23.787 | 22.8038 | 21.1186 | 19.1501 | 16.7084 | 14.7384 | 0 | 0 | 0 | 0 | 0 | 0 | 0 | 0 | 0 | 0 | 0 | 0 | 0 | 0 | 0.44014 | 0.43245 | 0.41186 | 0.37612 | 0 | 0 | 0 | 0 | 0 | 0 | 68.5934 | 67.7333 | 66.6863 | 65.9699 | 65.1365 | 64.408 | 64.0865 | 64.1384 | 65.0201 | 69.4865 | 75.4508 | 80.7353 | 84.2388 | 86.461 | 87.921 | 88.1782 | 87.6288 | 86.2377 | 83.8889 | 80.2687 | 76.4457 | 73.5767 | 71.4652 | 69.6279 | 0.17609 | 0.16324 | 0.15929 | 0.15842 | 0.17171 | 0.20289 | 0.26611 | 0.29576 | 0.30681 | 0.30003 | 0.29779 | 0.31573 | 0.3578 | 0.40932 | 0.44545 | 0.46955 | 0.4815 | 0.44617 | 0.39717 | 0.31423 | 0.28418 | 0.24754 | 0.19987 | 0.16181
Portfolio Adjusted1-in-2Size: 20 kW to 199.99 kWAll2021November Monthly Peak | Portfolio Adjusted | 1-in-2 | Size: 20 kW to 199.99 kW | All | 2021 | November Monthly Peak | 11 | 12.1144 | 11.6515 | 11.4356 | 11.4925 | 11.9983 | 13.4068 | 14.7786 | 16.2964 | 18.6262 | 20.4423 | 21.8266 | 22.7397 | 23.3005 | 23.7176 | 23.7186 | 22.9721 | 22.0962 | 21.9447 | 20.4974 | 19.3205 | 18.1695 | 16.6741 | 14.7954 | 13.2623 | 0 | 0 | 0 | 0 | 0 | 0 | 0 | 0 | 0 | 0 | 0 | 0 | 0 | 0 | 0.35578 | 0.34458 | 0.33144 | 0.32917 | 0 | 0 | 0 | 0 | 0 | 0 | 57.1805 | 56.412 | 55.5201 | 54.6867 | 53.9619 | 53.628 | 53.0569 | 53.0999 | 56.7103 | 62.0421 | 68.308 | 73.3034 | 76.7231 | 78.265 | 78.8818 | 78.5678 | 76.6707 | 72.849 | 68.5263 | 65.6718 | 63.5334 | 61.6703 | 60.5697 | 59.4203 | 0.17665 | 0.16376 | 0.15979 | 0.15892 | 0.17224 | 0.20354 | 0.26696 | 0.29675 | 0.30786 | 0.30108 | 0.29883 | 0.31683 | 0.35901 | 0.41069 | 0.44692 | 0.4711 | 0.48307 | 0.44762 | 0.39845 | 0.31522 | 0.28508 | 0.24831 | 0.20049 | 0.16232
Portfolio Adjusted1-in-2Size: 20 kW to 199.99 kWAll2021December Monthly Peak | Portfolio Adjusted | 1-in-2 | Size: 20 kW to 199.99 kW | All | 2021 | December Monthly Peak | 12 | 12.5778 | 12.1487 | 11.9725 | 12.0434 | 12.6298 | 14.1292 | 16.2736 | 17.5395 | 19.2439 | 20.1453 | 20.4613 | 20.22 | 19.8265 | 19.5045 | 19.1295 | 18.5159 | 18.6653 | 19.5533 | 18.7124 | 18.1378 | 17.347 | 16.3021 | 14.8739 | 13.608 | 0 | 0 | 0 | 0 | 0 | 0 | 0 | 0 | 0 | 0 | 0 | 0 | 0 | 0 | 0.28694 | 0.27774 | 0.27998 | 0.2933 | 0 | 0 | 0 | 0 | 0 | 0 | 44.9902 | 44.3394 | 43.3739 | 42.5496 | 41.8382 | 41.2059 | 41.1353 | 41.0667 | 41.5633 | 44.34 | 46.9636 | 48.9107 | 50.2922 | 51.1343 | 51.7917 | 51.9079 | 51.4305 | 50.145 | 48.5381 | 47.3484 | 46.4659 | 45.5857 | 44.775 | 43.9036 | 0.18053 | 0.16738 | 0.16334 | 0.16246 | 0.17608 | 0.20793 | 0.27274 | 0.30293 | 0.31414 | 0.30715 | 0.30487 | 0.32328 | 0.36646 | 0.41936 | 0.45653 | 0.48116 | 0.49343 | 0.45729 | 0.40706 | 0.32219 | 0.29144 | 0.25393 | 0.20505 | 0.16592
Portfolio Adjusted1-in-2Size: 20 kW to 199.99 kWAll2021Typical Event Day | Portfolio Adjusted | 1-in-2 | Size: 20 kW to 199.99 kW | All | 2021 | Typical Event Day | 8 | 14.2782 | 13.5088 | 13.1045 | 12.9914 | 13.4732 | 14.9717 | 16.5427 | 19.0936 | 22.5358 | 25.4115 | 27.7196 | 29.239 | 30.1858 | 30.8819 | 31.1157 | 30.6806 | 29.4573 | 27.1848 | 24.5429 | 23.3834 | 22.8287 | 20.7588 | 18.0724 | 15.9007 | 0 | 0 | 0 | 0 | 0 | 0 | 0 | 0 | 0 | 0 | 0 | 0 | 0 | 0 | 0.46673 | 0.46021 | 0.44186 | 0.40777 | 0 | 0 | 0 | 0 | 0 | 0 | 70.4902 | 69.3626 | 68.3027 | 67.319 | 66.4693 | 65.6937 | 65.2027 | 65.4247 | 68.1909 | 73.0486 | 78.109 | 82.2684 | 85.3811 | 87.5361 | 88.863 | 89.5072 | 89.7128 | 89.0095 | 87.4191 | 84.8696 | 81.3166 | 77.9702 | 75.6881 | 74.1133 | 0.17566 | 0.16284 | 0.1589 | 0.15803 | 0.17128 | 0.2024 | 0.26547 | 0.29509 | 0.30614 | 0.2994 | 0.29716 | 0.31506 | 0.35701 | 0.40839 | 0.44442 | 0.46847 | 0.48037 | 0.44512 | 0.39622 | 0.31346 | 0.28348 | 0.24692 | 0.19937 | 0.16141
Portfolio Adjusted1-in-2Size: 20 kW to 199.99 kWAll2022January Monthly Peak | Portfolio Adjusted | 1-in-2 | Size: 20 kW to 199.99 kW | All | 2022 | January Monthly Peak | 1 | 12.309 | 11.966 | 11.8143 | 11.9223 | 12.5239 | 13.9501 | 16.1805 | 17.3301 | 19.034 | 19.9859 | 20.4071 | 20.4425 | 20.3932 | 20.4202 | 20.2655 | 19.7085 | 19.1907 | 19.8262 | 19.0443 | 18.2614 | 17.4142 | 16.3194 | 14.669 | 13.3776 | 0 | 0 | 0 | 0 | 0 | 0 | 0 | 0 | 0 | 0 | 0 | 0 | 0 | 0 | 0.30398 | 0.29563 | 0.28786 | 0.29739 | 0 | 0 | 0 | 0 | 0 | 0 | 49.0617 | 48.5995 | 48.3123 | 47.9074 | 47.5548 | 47.3599 | 47.4073 | 47.2631 | 47.6531 | 49.2161 | 51.2364 | 52.8631 | 54.1018 | 55.0358 | 55.5852 | 55.4585 | 55.2906 | 54.5645 | 53.0708 | 51.8499 | 51.0785 | 50.6799 | 50.0667 | 49.2925 | 0.1781 | 0.16511 | 0.16113 | 0.16026 | 0.1737 | 0.20517 | 0.2691 | 0.29896 | 0.31004 | 0.30311 | 0.30083 | 0.31899 | 0.36158 | 0.41373 | 0.45033 | 0.47469 | 0.48681 | 0.45115 | 0.40163 | 0.31782 | 0.28746 | 0.25041 | 0.2022 | 0.16366
Portfolio Adjusted1-in-2Size: 20 kW to 199.99 kWAll2022February Monthly Peak | Portfolio Adjusted | 1-in-2 | Size: 20 kW to 199.99 kW | All | 2022 | February Monthly Peak | 2 | 12.2094 | 11.8233 | 11.6034 | 11.6879 | 12.2515 | 13.6377 | 15.5169 | 16.7713 | 18.7192 | 19.9064 | 20.6336 | 20.94 | 21.1485 | 21.3623 | 21.3224 | 20.7879 | 20.0936 | 19.9007 | 19.7045 | 18.7225 | 17.7596 | 16.4641 | 14.7026 | 13.3021 | 0 | 0 | 0 | 0 | 0 | 0 | 0 | 0 | 0 | 0 | 0 | 0 | 0 | 0 | 0.31984 | 0.31182 | 0.3014 | 0.29851 | 0 | 0 | 0 | 0 | 0 | 0 | 49.8338 | 49.3325 | 48.9812 | 48.6469 | 48.518 | 48.2421 | 47.824 | 48.203 | 49.4599 | 52.8147 | 56.5449 | 59.4782 | 61.1384 | 61.9336 | 62.4304 | 62.507 | 62.2492 | 61.3371 | 59.212 | 57.0139 | 55.6906 | 54.4735 | 53.4107 | 52.0752 | 0.17612 | 0.16327 | 0.15931 | 0.15844 | 0.17172 | 0.20292 | 0.26615 | 0.29583 | 0.3069 | 0.30014 | 0.2979 | 0.31585 | 0.3579 | 0.40943 | 0.44556 | 0.46966 | 0.4816 | 0.44626 | 0.39723 | 0.31427 | 0.28422 | 0.24757 | 0.19989 | 0.16183
Portfolio Adjusted1-in-2Size: 20 kW to 199.99 kWAll2022March Monthly Peak | Portfolio Adjusted | 1-in-2 | Size: 20 kW to 199.99 kW | All | 2022 | March Monthly Peak | 3 | 12.3428 | 11.8141 | 11.5748 | 11.5891 | 12.1172 | 13.4466 | 15.4077 | 16.7096 | 18.5349 | 19.7505 | 20.5399 | 20.8999 | 21.1525 | 21.4416 | 21.5756 | 21.2114 | 20.4294 | 19.3985 | 18.6909 | 19.0098 | 18.1651 | 16.8167 | 14.9594 | 13.4658 | 0 | 0 | 0 | 0 | 0 | 0 | 0 | 0 | 0 | 0 | 0 | 0 | 0 | 0 | 0.32363 | 0.31817 | 0.30644 | 0.29098 | 0 | 0 | 0 | 0 | 0 | 0 | 51.3919 | 50.5401 | 49.8408 | 49.442 | 48.9279 | 48.5294 | 48.1454 | 48.2701 | 50.3241 | 52.9606 | 55.8151 | 58.4736 | 60.7277 | 62.3397 | 63.3716 | 63.9959 | 63.7607 | 62.9164 | 60.585 | 57.583 | 55.6862 | 54.2012 | 52.917 | 51.6496 | 0.1764 | 0.16354 | 0.15957 | 0.1587 | 0.17201 | 0.20324 | 0.26657 | 0.29627 | 0.30735 | 0.30057 | 0.29833 | 0.31631 | 0.35844 | 0.41006 | 0.44627 | 0.4704 | 0.48235 | 0.44697 | 0.39786 | 0.31479 | 0.2847 | 0.24799 | 0.20024 | 0.1621
Portfolio Adjusted1-in-2Size: 20 kW to 199.99 kWAll2022April Monthly Peak | Portfolio Adjusted | 1-in-2 | Size: 20 kW to 199.99 kW | All | 2022 | April Monthly Peak | 4 | 12.5794 | 11.9565 | 11.6618 | 11.6135 | 12.1047 | 13.3804 | 14.8003 | 16.477 | 19.0343 | 21.0886 | 22.6845 | 23.8134 | 24.6817 | 25.4038 | 25.7499 | 25.4011 | 24.3459 | 22.4862 | 20.6175 | 20.4685 | 19.7735 | 18.0339 | 15.7777 | 14.0006 | 0 | 0 | 0 | 0 | 0 | 0 | 0 | 0 | 0 | 0 | 0 | 0 | 0 | 0 | 0.38625 | 0.38102 | 0.36519 | 0.33729 | 0 | 0 | 0 | 0 | 0 | 0 | 62.9083 | 61.806 | 60.8017 | 59.9191 | 58.9686 | 58.2115 | 57.5854 | 57.5438 | 59.8227 | 64.0065 | 69.1443 | 73.8152 | 77.4257 | 79.4591 | 80.605 | 81.1516 | 80.8944 | 80.1178 | 78.751 | 76.5057 | 72.6791 | 70.0539 | 67.8987 | 65.8411 | 0.17584 | 0.16301 | 0.15906 | 0.15819 | 0.17145 | 0.20259 | 0.26572 | 0.29534 | 0.30639 | 0.29963 | 0.29739 | 0.31531 | 0.3573 | 0.40875 | 0.44483 | 0.46889 | 0.48081 | 0.44553 | 0.39659 | 0.31377 | 0.28377 | 0.24717 | 0.19958 | 0.16157
Portfolio Adjusted1-in-2Size: 20 kW to 199.99 kWAll2022May Monthly Peak | Portfolio Adjusted | 1-in-2 | Size: 20 kW to 199.99 kW | All | 2022 | May Monthly Peak | 5 | 12.8492 | 12.1993 | 11.8694 | 11.7934 | 12.2833 | 13.4509 | 14.5481 | 16.9302 | 19.966 | 22.3911 | 24.2246 | 25.4145 | 26.1906 | 26.8311 | 27.1087 | 26.6972 | 25.6199 | 23.6723 | 21.6145 | 20.696 | 20.4943 | 18.6702 | 16.2882 | 14.374 | 0 | 0 | 0 | 0 | 0 | 0 | 0 | 0 | 0 | 0 | 0 | 0 | 0 | 0 | 0.40663 | 0.40046 | 0.3843 | 0.35508 | 0 | 0 | 0 | 0 | 0 | 0 | 65.2494 | 64.056 | 62.9289 | 61.885 | 61.0691 | 60.1001 | 59.3422 | 60.1882 | 63.6715 | 67.8327 | 71.9825 | 75.9296 | 79.2668 | 81.5245 | 82.9658 | 83.7932 | 84.0079 | 83.3719 | 81.7715 | 79.4134 | 75.4795 | 72.1111 | 70.0825 | 68.3036 | 0.17571 | 0.16289 | 0.15894 | 0.15807 | 0.17132 | 0.20245 | 0.26553 | 0.29516 | 0.30622 | 0.29949 | 0.29726 | 0.31516 | 0.35712 | 0.40852 | 0.44456 | 0.46861 | 0.48051 | 0.44524 | 0.39632 | 0.31355 | 0.28356 | 0.24699 | 0.19943 | 0.16146
Portfolio Adjusted1-in-2Size: 20 kW to 199.99 kWAll2022June Monthly Peak | Portfolio Adjusted | 1-in-2 | Size: 20 kW to 199.99 kW | All | 2022 | June Monthly Peak | 6 | 13.6014 | 12.8768 | 12.5096 | 12.411 | 12.91 | 13.9529 | 15.2514 | 18.0377 | 21.1639 | 23.8137 | 25.8653 | 27.2424 | 28.1933 | 28.932 | 29.2738 | 28.8941 | 27.8001 | 25.7465 | 23.43 | 21.96 | 21.6457 | 19.897 | 17.3201 | 15.2468 | 0 | 0 | 0 | 0 | 0 | 0 | 0 | 0 | 0 | 0 | 0 | 0 | 0 | 0 | 0.43911 | 0.43341 | 0.417 | 0.3862 | 0 | 0 | 0 | 0 | 0 | 0 | 67.8689 | 66.4979 | 65.3088 | 64.419 | 63.425 | 62.617 | 61.9811 | 62.7877 | 66.2979 | 70.7298 | 74.8374 | 78.4893 | 81.1904 | 83.1585 | 84.4251 | 85.2474 | 85.7365 | 85.4186 | 84.2597 | 81.9632 | 78.8032 | 75.0311 | 72.3731 | 70.5937 | 0.1757 | 0.16288 | 0.15893 | 0.15806 | 0.17131 | 0.20244 | 0.26552 | 0.29513 | 0.30619 | 0.29944 | 0.2972 | 0.31511 | 0.35706 | 0.40846 | 0.4445 | 0.46855 | 0.48045 | 0.44519 | 0.39629 | 0.31352 | 0.28354 | 0.24697 | 0.19941 | 0.16144
Portfolio Adjusted1-in-2Size: 20 kW to 199.99 kWAll2022July Monthly Peak | Portfolio Adjusted | 1-in-2 | Size: 20 kW to 199.99 kW | All | 2022 | July Monthly Peak | 7 | 14.5315 | 13.7295 | 13.3057 | 13.1815 | 13.7003 | 15.0208 | 16.5545 | 19.5421 | 22.8814 | 25.6431 | 27.7612 | 29.1545 | 30.0469 | 30.7304 | 30.9985 | 30.5981 | 29.5103 | 27.3681 | 24.8747 | 23.2729 | 22.9388 | 21.1267 | 18.4143 | 16.1974 | 0 | 0 | 0 | 0 | 0 | 0 | 0 | 0 | 0 | 0 | 0 | 0 | 0 | 0 | 0.46498 | 0.45897 | 0.44265 | 0.41052 | 0 | 0 | 0 | 0 | 0 | 0 | 70.7089 | 69.9082 | 69.083 | 68.227 | 67.3477 | 66.7235 | 66.2534 | 66.626 | 69.3702 | 73.679 | 78.3637 | 81.9018 | 84.7035 | 86.944 | 88.6679 | 89.4781 | 89.7801 | 89.1054 | 87.6767 | 85.6832 | 82.2429 | 78.434 | 75.9575 | 74.4159 | 0.17539 | 0.16259 | 0.15864 | 0.15778 | 0.17101 | 0.20208 | 0.26505 | 0.29461 | 0.30565 | 0.29892 | 0.29669 | 0.31456 | 0.35644 | 0.40774 | 0.44372 | 0.46772 | 0.47961 | 0.44441 | 0.39559 | 0.31297 | 0.28303 | 0.24653 | 0.19905 | 0.16116
Portfolio Adjusted1-in-2Size: 20 kW to 199.99 kWAll2022August Monthly Peak | Portfolio Adjusted | 1-in-2 | Size: 20 kW to 199.99 kW | All | 2022 | August Monthly Peak | 8 | 14.7015 | 13.8881 | 13.4484 | 13.322 | 13.8092 | 15.3532 | 16.9912 | 19.7711 | 23.5528 | 26.71 | 29.2397 | 30.8763 | 31.8637 | 32.5683 | 32.793 | 32.3341 | 31.0344 | 28.6581 | 25.7756 | 24.4991 | 23.7922 | 21.5631 | 18.7348 | 16.4479 | 0 | 0 | 0 | 0 | 0 | 0 | 0 | 0 | 0 | 0 | 0 | 0 | 0 | 0 | 0.4919 | 0.48501 | 0.46552 | 0.42987 | 0 | 0 | 0 | 0 | 0 | 0 | 74.2513 | 73.0615 | 71.8994 | 70.7357 | 69.9616 | 69.0967 | 68.5063 | 68.457 | 71.3271 | 76.7644 | 81.931 | 85.9238 | 88.9785 | 91.1351 | 92.368 | 92.7759 | 92.9254 | 92.0464 | 90.3545 | 87.7755 | 83.7709 | 80.4877 | 78.3731 | 76.7366 | 0.17701 | 0.16409 | 0.16011 | 0.15924 | 0.17259 | 0.20395 | 0.2675 | 0.29735 | 0.30849 | 0.30168 | 0.29942 | 0.31745 | 0.35972 | 0.4115 | 0.44779 | 0.47203 | 0.48403 | 0.44851 | 0.39925 | 0.31585 | 0.28564 | 0.24879 | 0.20088 | 0.16264
Portfolio Adjusted1-in-2Size: 20 kW to 199.99 kWAll2022September Monthly Peak | Portfolio Adjusted | 1-in-2 | Size: 20 kW to 199.99 kW | All | 2022 | September Monthly Peak | 9 | 14.0456 | 13.3309 | 12.947 | 12.8646 | 13.3561 | 14.8652 | 16.8606 | 18.8716 | 22.2855 | 25.0972 | 27.3382 | 28.7848 | 29.7406 | 30.461 | 30.7182 | 30.217 | 28.9306 | 26.5383 | 24.0584 | 23.6334 | 22.155 | 20.1169 | 17.5784 | 15.5364 | 0 | 0 | 0 | 0 | 0 | 0 | 0 | 0 | 0 | 0 | 0 | 0 | 0 | 0 | 0.46077 | 0.45326 | 0.43396 | 0.39807 | 0 | 0 | 0 | 0 | 0 | 0 | 69.1316 | 67.9828 | 66.9196 | 65.8943 | 65.143 | 64.3377 | 64.0698 | 63.8281 | 65.7684 | 71.0213 | 77.3039 | 82.7588 | 86.652 | 88.9069 | 89.9911 | 90.5275 | 90.4094 | 89.4676 | 87.3855 | 84.0564 | 80.4493 | 77.9281 | 76.0486 | 74.7072 | 0.17559 | 0.16278 | 0.15883 | 0.15797 | 0.17121 | 0.20232 | 0.26536 | 0.29496 | 0.30601 | 0.29927 | 0.29704 | 0.31493 | 0.35686 | 0.40823 | 0.44425 | 0.46828 | 0.48018 | 0.44494 | 0.39605 | 0.31334 | 0.28337 | 0.24682 | 0.19929 | 0.16135
Portfolio Adjusted1-in-2Size: 20 kW to 199.99 kWAll2022October Monthly Peak | Portfolio Adjusted | 1-in-2 | Size: 20 kW to 199.99 kW | All | 2022 | October Monthly Peak | 10 | 13.2425 | 12.5985 | 12.2372 | 12.165 | 12.6239 | 14.0359 | 16.1927 | 17.743 | 20.5519 | 23.2216 | 25.4518 | 27.025 | 28.1496 | 29.0091 | 29.3427 | 28.8298 | 27.4576 | 25.0744 | 23.787 | 22.8038 | 21.1186 | 19.1501 | 16.7084 | 14.7384 | 0 | 0 | 0 | 0 | 0 | 0 | 0 | 0 | 0 | 0 | 0 | 0 | 0 | 0 | 0.44014 | 0.43245 | 0.41186 | 0.37612 | 0 | 0 | 0 | 0 | 0 | 0 | 68.5934 | 67.7333 | 66.6863 | 65.9699 | 65.1365 | 64.408 | 64.0865 | 64.1384 | 65.0201 | 69.4865 | 75.4508 | 80.7353 | 84.2388 | 86.461 | 87.921 | 88.1782 | 87.6288 | 86.2377 | 83.8889 | 80.2687 | 76.4457 | 73.5767 | 71.4652 | 69.6279 | 0.17609 | 0.16324 | 0.15929 | 0.15842 | 0.17171 | 0.20289 | 0.26611 | 0.29576 | 0.30681 | 0.30003 | 0.29779 | 0.31573 | 0.3578 | 0.40932 | 0.44545 | 0.46955 | 0.4815 | 0.44617 | 0.39717 | 0.31423 | 0.28418 | 0.24754 | 0.19987 | 0.16181
Portfolio Adjusted1-in-2Size: 20 kW to 199.99 kWAll2022November Monthly Peak | Portfolio Adjusted | 1-in-2 | Size: 20 kW to 199.99 kW | All | 2022 | November Monthly Peak | 11 | 12.1144 | 11.6515 | 11.4356 | 11.4925 | 11.9983 | 13.4068 | 14.7786 | 16.2964 | 18.6262 | 20.4423 | 21.8266 | 22.7397 | 23.3005 | 23.7176 | 23.7186 | 22.9721 | 22.0962 | 21.9447 | 20.4974 | 19.3205 | 18.1695 | 16.6741 | 14.7954 | 13.2623 | 0 | 0 | 0 | 0 | 0 | 0 | 0 | 0 | 0 | 0 | 0 | 0 | 0 | 0 | 0.35578 | 0.34458 | 0.33144 | 0.32917 | 0 | 0 | 0 | 0 | 0 | 0 | 57.1805 | 56.412 | 55.5201 | 54.6867 | 53.9619 | 53.628 | 53.0569 | 53.0999 | 56.7103 | 62.0421 | 68.308 | 73.3034 | 76.7231 | 78.265 | 78.8818 | 78.5678 | 76.6707 | 72.849 | 68.5263 | 65.6718 | 63.5334 | 61.6703 | 60.5697 | 59.4203 | 0.17665 | 0.16376 | 0.15979 | 0.15892 | 0.17224 | 0.20354 | 0.26696 | 0.29675 | 0.30786 | 0.30108 | 0.29883 | 0.31683 | 0.35901 | 0.41069 | 0.44692 | 0.4711 | 0.48307 | 0.44762 | 0.39845 | 0.31522 | 0.28508 | 0.24831 | 0.20049 | 0.16232
Portfolio Adjusted1-in-2Size: 20 kW to 199.99 kWAll2022December Monthly Peak | Portfolio Adjusted | 1-in-2 | Size: 20 kW to 199.99 kW | All | 2022 | December Monthly Peak | 12 | 12.5778 | 12.1487 | 11.9725 | 12.0434 | 12.6298 | 14.1292 | 16.2736 | 17.5395 | 19.2439 | 20.1453 | 20.4613 | 20.22 | 19.8265 | 19.5045 | 19.1295 | 18.5159 | 18.6653 | 19.5533 | 18.7124 | 18.1378 | 17.347 | 16.3021 | 14.8739 | 13.608 | 0 | 0 | 0 | 0 | 0 | 0 | 0 | 0 | 0 | 0 | 0 | 0 | 0 | 0 | 0.28694 | 0.27774 | 0.27998 | 0.2933 | 0 | 0 | 0 | 0 | 0 | 0 | 44.9902 | 44.3394 | 43.3739 | 42.5496 | 41.8382 | 41.2059 | 41.1353 | 41.0667 | 41.5633 | 44.34 | 46.9636 | 48.9107 | 50.2922 | 51.1343 | 51.7917 | 51.9079 | 51.4305 | 50.145 | 48.5381 | 47.3484 | 46.4659 | 45.5857 | 44.775 | 43.9036 | 0.18053 | 0.16738 | 0.16334 | 0.16246 | 0.17608 | 0.20793 | 0.27274 | 0.30293 | 0.31414 | 0.30715 | 0.30487 | 0.32328 | 0.36646 | 0.41936 | 0.45653 | 0.48116 | 0.49343 | 0.45729 | 0.40706 | 0.32219 | 0.29144 | 0.25393 | 0.20505 | 0.16592
Portfolio Adjusted1-in-2Size: 20 kW to 199.99 kWAll2022Typical Event Day | Portfolio Adjusted | 1-in-2 | Size: 20 kW to 199.99 kW | All | 2022 | Typical Event Day | 8 | 14.2782 | 13.5088 | 13.1045 | 12.9914 | 13.4732 | 14.9717 | 16.5427 | 19.0936 | 22.5357 | 25.4115 | 27.7196 | 29.239 | 30.1858 | 30.8819 | 31.1157 | 30.6806 | 29.4573 | 27.1848 | 24.5429 | 23.3834 | 22.8287 | 20.7588 | 18.0724 | 15.9007 | 0 | 0 | 0 | 0 | 0 | 0 | 0 | 0 | 0 | 0 | 0 | 0 | 0 | 0 | 0.46673 | 0.46021 | 0.44186 | 0.40777 | 0 | 0 | 0 | 0 | 0 | 0 | 70.4902 | 69.3626 | 68.3027 | 67.319 | 66.4693 | 65.6937 | 65.2027 | 65.4247 | 68.1909 | 73.0486 | 78.109 | 82.2684 | 85.3811 | 87.5361 | 88.863 | 89.5072 | 89.7128 | 89.0095 | 87.4191 | 84.8696 | 81.3166 | 77.9702 | 75.6881 | 74.1133 | 0.17566 | 0.16284 | 0.1589 | 0.15803 | 0.17128 | 0.2024 | 0.26547 | 0.29509 | 0.30614 | 0.2994 | 0.29716 | 0.31506 | 0.35701 | 0.40839 | 0.44442 | 0.46847 | 0.48037 | 0.44512 | 0.39622 | 0.31346 | 0.28348 | 0.24692 | 0.19937 | 0.16141
Portfolio Adjusted1-in-2Size: 20 kW to 199.99 kWAll2023January Monthly Peak | Portfolio Adjusted | 1-in-2 | Size: 20 kW to 199.99 kW | All | 2023 | January Monthly Peak | 1 | 12.309 | 11.966 | 11.8143 | 11.9223 | 12.5239 | 13.9501 | 16.1805 | 17.3301 | 19.034 | 19.9859 | 20.4071 | 20.4425 | 20.3932 | 20.4202 | 20.2655 | 19.7085 | 19.1907 | 19.8262 | 19.0443 | 18.2614 | 17.4142 | 16.3194 | 14.669 | 13.3776 | 0 | 0 | 0 | 0 | 0 | 0 | 0 | 0 | 0 | 0 | 0 | 0 | 0 | 0 | 0.30398 | 0.29563 | 0.28786 | 0.29739 | 0 | 0 | 0 | 0 | 0 | 0 | 49.0617 | 48.5995 | 48.3123 | 47.9074 | 47.5548 | 47.3599 | 47.4073 | 47.2631 | 47.6531 | 49.2161 | 51.2364 | 52.8631 | 54.1018 | 55.0358 | 55.5852 | 55.4585 | 55.2906 | 54.5645 | 53.0708 | 51.8499 | 51.0785 | 50.6799 | 50.0667 | 49.2925 | 0.1781 | 0.16511 | 0.16113 | 0.16026 | 0.1737 | 0.20517 | 0.2691 | 0.29896 | 0.31004 | 0.30311 | 0.30083 | 0.31899 | 0.36158 | 0.41373 | 0.45033 | 0.47469 | 0.48681 | 0.45115 | 0.40163 | 0.31782 | 0.28746 | 0.25041 | 0.2022 | 0.16366
Portfolio Adjusted1-in-2Size: 20 kW to 199.99 kWAll2023February Monthly Peak | Portfolio Adjusted | 1-in-2 | Size: 20 kW to 199.99 kW | All | 2023 | February Monthly Peak | 2 | 12.2094 | 11.8233 | 11.6034 | 11.6879 | 12.2515 | 13.6377 | 15.5169 | 16.7713 | 18.7192 | 19.9064 | 20.6336 | 20.94 | 21.1485 | 21.3623 | 21.3224 | 20.7879 | 20.0936 | 19.9007 | 19.7045 | 18.7225 | 17.7596 | 16.4641 | 14.7026 | 13.3021 | 0 | 0 | 0 | 0 | 0 | 0 | 0 | 0 | 0 | 0 | 0 | 0 | 0 | 0 | 0.31984 | 0.31182 | 0.3014 | 0.29851 | 0 | 0 | 0 | 0 | 0 | 0 | 49.8338 | 49.3325 | 48.9812 | 48.6469 | 48.518 | 48.2421 | 47.824 | 48.203 | 49.4599 | 52.8147 | 56.5449 | 59.4782 | 61.1384 | 61.9336 | 62.4304 | 62.507 | 62.2492 | 61.3371 | 59.212 | 57.0139 | 55.6906 | 54.4735 | 53.4107 | 52.0752 | 0.17612 | 0.16327 | 0.15931 | 0.15844 | 0.17172 | 0.20292 | 0.26615 | 0.29583 | 0.3069 | 0.30014 | 0.2979 | 0.31585 | 0.3579 | 0.40943 | 0.44556 | 0.46966 | 0.4816 | 0.44626 | 0.39723 | 0.31427 | 0.28422 | 0.24757 | 0.19989 | 0.16183
Portfolio Adjusted1-in-2Size: 20 kW to 199.99 kWAll2023March Monthly Peak | Portfolio Adjusted | 1-in-2 | Size: 20 kW to 199.99 kW | All | 2023 | March Monthly Peak | 3 | 12.3428 | 11.8141 | 11.5748 | 11.5891 | 12.1172 | 13.4466 | 15.4077 | 16.7096 | 18.5349 | 19.7505 | 20.5399 | 20.8999 | 21.1525 | 21.4416 | 21.5756 | 21.2114 | 20.4294 | 19.3986 | 18.6909 | 19.0098 | 18.1651 | 16.8167 | 14.9594 | 13.4658 | 0 | 0 | 0 | 0 | 0 | 0 | 0 | 0 | 0 | 0 | 0 | 0 | 0 | 0 | 0.32363 | 0.31817 | 0.30644 | 0.29098 | 0 | 0 | 0 | 0 | 0 | 0 | 51.3919 | 50.5401 | 49.8408 | 49.442 | 48.9279 | 48.5294 | 48.1454 | 48.2701 | 50.3241 | 52.9606 | 55.8151 | 58.4736 | 60.7277 | 62.3397 | 63.3716 | 63.9959 | 63.7607 | 62.9164 | 60.585 | 57.583 | 55.6862 | 54.2013 | 52.917 | 51.6496 | 0.1764 | 0.16354 | 0.15957 | 0.1587 | 0.17201 | 0.20324 | 0.26657 | 0.29627 | 0.30735 | 0.30057 | 0.29833 | 0.31631 | 0.35844 | 0.41006 | 0.44627 | 0.4704 | 0.48235 | 0.44697 | 0.39786 | 0.31479 | 0.2847 | 0.24799 | 0.20024 | 0.1621
Portfolio Adjusted1-in-2Size: 20 kW to 199.99 kWAll2023April Monthly Peak | Portfolio Adjusted | 1-in-2 | Size: 20 kW to 199.99 kW | All | 2023 | April Monthly Peak | 4 | 12.5794 | 11.9565 | 11.6618 | 11.6135 | 12.1047 | 13.3804 | 14.8003 | 16.477 | 19.0343 | 21.0886 | 22.6845 | 23.8134 | 24.6817 | 25.4038 | 25.7499 | 25.4011 | 24.3459 | 22.4862 | 20.6175 | 20.4685 | 19.7735 | 18.0339 | 15.7777 | 14.0006 | 0 | 0 | 0 | 0 | 0 | 0 | 0 | 0 | 0 | 0 | 0 | 0 | 0 | 0 | 0.38625 | 0.38102 | 0.36519 | 0.33729 | 0 | 0 | 0 | 0 | 0 | 0 | 62.9083 | 61.806 | 60.8017 | 59.9191 | 58.9686 | 58.2115 | 57.5854 | 57.5438 | 59.8227 | 64.0065 | 69.1443 | 73.8152 | 77.4257 | 79.4591 | 80.605 | 81.1516 | 80.8944 | 80.1178 | 78.751 | 76.5057 | 72.6791 | 70.0539 | 67.8987 | 65.8411 | 0.17584 | 0.16301 | 0.15906 | 0.15819 | 0.17145 | 0.20259 | 0.26572 | 0.29534 | 0.30639 | 0.29963 | 0.29739 | 0.31531 | 0.3573 | 0.40875 | 0.44483 | 0.46889 | 0.48081 | 0.44553 | 0.39659 | 0.31377 | 0.28377 | 0.24717 | 0.19958 | 0.16157
Portfolio Adjusted1-in-2Size: 20 kW to 199.99 kWAll2023May Monthly Peak | Portfolio Adjusted | 1-in-2 | Size: 20 kW to 199.99 kW | All | 2023 | May Monthly Peak | 5 | 12.8492 | 12.1993 | 11.8694 | 11.7934 | 12.2833 | 13.4509 | 14.5481 | 16.9302 | 19.966 | 22.3911 | 24.2246 | 25.4145 | 26.1906 | 26.8311 | 27.1087 | 26.6972 | 25.6199 | 23.6723 | 21.6145 | 20.696 | 20.4943 | 18.6702 | 16.2882 | 14.374 | 0 | 0 | 0 | 0 | 0 | 0 | 0 | 0 | 0 | 0 | 0 | 0 | 0 | 0 | 0.40663 | 0.40046 | 0.3843 | 0.35508 | 0 | 0 | 0 | 0 | 0 | 0 | 65.2494 | 64.056 | 62.9289 | 61.885 | 61.0691 | 60.1001 | 59.3422 | 60.1882 | 63.6715 | 67.8327 | 71.9825 | 75.9296 | 79.2668 | 81.5245 | 82.9658 | 83.7931 | 84.0079 | 83.3719 | 81.7715 | 79.4134 | 75.4795 | 72.1111 | 70.0825 | 68.3036 | 0.17571 | 0.16289 | 0.15894 | 0.15807 | 0.17132 | 0.20245 | 0.26553 | 0.29516 | 0.30622 | 0.29949 | 0.29726 | 0.31516 | 0.35712 | 0.40852 | 0.44456 | 0.46861 | 0.48051 | 0.44524 | 0.39632 | 0.31355 | 0.28356 | 0.24699 | 0.19943 | 0.16146
Portfolio Adjusted1-in-2Size: 20 kW to 199.99 kWAll2023June Monthly Peak | Portfolio Adjusted | 1-in-2 | Size: 20 kW to 199.99 kW | All | 2023 | June Monthly Peak | 6 | 13.6014 | 12.8768 | 12.5096 | 12.411 | 12.91 | 13.9529 | 15.2514 | 18.0377 | 21.1639 | 23.8137 | 25.8653 | 27.2424 | 28.1933 | 28.932 | 29.2738 | 28.8941 | 27.8001 | 25.7465 | 23.43 | 21.96 | 21.6457 | 19.897 | 17.3201 | 15.2468 | 0 | 0 | 0 | 0 | 0 | 0 | 0 | 0 | 0 | 0 | 0 | 0 | 0 | 0 | 0.43911 | 0.43341 | 0.417 | 0.3862 | 0 | 0 | 0 | 0 | 0 | 0 | 67.8689 | 66.4979 | 65.3088 | 64.419 | 63.425 | 62.617 | 61.9811 | 62.7877 | 66.2979 | 70.7297 | 74.8374 | 78.4893 | 81.1904 | 83.1585 | 84.4251 | 85.2474 | 85.7365 | 85.4186 | 84.2597 | 81.9632 | 78.8032 | 75.0311 | 72.3731 | 70.5937 | 0.1757 | 0.16288 | 0.15893 | 0.15806 | 0.17131 | 0.20244 | 0.26552 | 0.29513 | 0.30619 | 0.29944 | 0.2972 | 0.31511 | 0.35706 | 0.40846 | 0.4445 | 0.46855 | 0.48045 | 0.44519 | 0.39629 | 0.31352 | 0.28354 | 0.24697 | 0.19941 | 0.16144
Portfolio Adjusted1-in-2Size: 20 kW to 199.99 kWAll2023July Monthly Peak | Portfolio Adjusted | 1-in-2 | Size: 20 kW to 199.99 kW | All | 2023 | July Monthly Peak | 7 | 14.5315 | 13.7295 | 13.3057 | 13.1815 | 13.7003 | 15.0208 | 16.5545 | 19.5421 | 22.8814 | 25.6431 | 27.7612 | 29.1545 | 30.0469 | 30.7304 | 30.9985 | 30.5981 | 29.5103 | 27.3681 | 24.8747 | 23.2729 | 22.9388 | 21.1267 | 18.4143 | 16.1974 | 0 | 0 | 0 | 0 | 0 | 0 | 0 | 0 | 0 | 0 | 0 | 0 | 0 | 0 | 0.46498 | 0.45897 | 0.44265 | 0.41052 | 0 | 0 | 0 | 0 | 0 | 0 | 70.7089 | 69.9082 | 69.083 | 68.227 | 67.3477 | 66.7235 | 66.2534 | 66.626 | 69.3702 | 73.679 | 78.3637 | 81.9018 | 84.7035 | 86.944 | 88.6679 | 89.4781 | 89.7801 | 89.1054 | 87.6767 | 85.6832 | 82.2429 | 78.434 | 75.9575 | 74.4159 | 0.17539 | 0.16259 | 0.15864 | 0.15778 | 0.17101 | 0.20208 | 0.26505 | 0.29461 | 0.30565 | 0.29892 | 0.29669 | 0.31456 | 0.35644 | 0.40774 | 0.44372 | 0.46772 | 0.47961 | 0.44441 | 0.39559 | 0.31297 | 0.28303 | 0.24653 | 0.19905 | 0.16116
Portfolio Adjusted1-in-2Size: 20 kW to 199.99 kWAll2023August Monthly Peak | Portfolio Adjusted | 1-in-2 | Size: 20 kW to 199.99 kW | All | 2023 | August Monthly Peak | 8 | 14.7015 | 13.8881 | 13.4484 | 13.322 | 13.8092 | 15.3532 | 16.9912 | 19.7711 | 23.5528 | 26.71 | 29.2397 | 30.8763 | 31.8637 | 32.5683 | 32.793 | 32.3341 | 31.0344 | 28.6581 | 25.7756 | 24.4991 | 23.7922 | 21.5631 | 18.7348 | 16.4479 | 0 | 0 | 0 | 0 | 0 | 0 | 0 | 0 | 0 | 0 | 0 | 0 | 0 | 0 | 0.4919 | 0.48501 | 0.46552 | 0.42987 | 0 | 0 | 0 | 0 | 0 | 0 | 74.2513 | 73.0615 | 71.8994 | 70.7357 | 69.9616 | 69.0967 | 68.5063 | 68.457 | 71.3271 | 76.7644 | 81.931 | 85.9239 | 88.9785 | 91.1351 | 92.368 | 92.7759 | 92.9255 | 92.0464 | 90.3545 | 87.7755 | 83.7709 | 80.4877 | 78.3731 | 76.7366 | 0.17701 | 0.16409 | 0.16011 | 0.15924 | 0.17259 | 0.20395 | 0.2675 | 0.29735 | 0.30849 | 0.30168 | 0.29942 | 0.31745 | 0.35972 | 0.4115 | 0.44779 | 0.47203 | 0.48403 | 0.44851 | 0.39925 | 0.31585 | 0.28564 | 0.24879 | 0.20088 | 0.16264
Portfolio Adjusted1-in-2Size: 20 kW to 199.99 kWAll2023September Monthly Peak | Portfolio Adjusted | 1-in-2 | Size: 20 kW to 199.99 kW | All | 2023 | September Monthly Peak | 9 | 14.0456 | 13.3309 | 12.947 | 12.8646 | 13.3561 | 14.8652 | 16.8606 | 18.8716 | 22.2855 | 25.0972 | 27.3382 | 28.7848 | 29.7406 | 30.4611 | 30.7182 | 30.217 | 28.9306 | 26.5383 | 24.0584 | 23.6334 | 22.155 | 20.1169 | 17.5784 | 15.5364 | 0 | 0 | 0 | 0 | 0 | 0 | 0 | 0 | 0 | 0 | 0 | 0 | 0 | 0 | 0.46077 | 0.45326 | 0.43396 | 0.39807 | 0 | 0 | 0 | 0 | 0 | 0 | 69.1316 | 67.9828 | 66.9196 | 65.8943 | 65.143 | 64.3377 | 64.0698 | 63.8281 | 65.7684 | 71.0213 | 77.3039 | 82.7588 | 86.652 | 88.9069 | 89.9911 | 90.5275 | 90.4094 | 89.4676 | 87.3855 | 84.0564 | 80.4493 | 77.9281 | 76.0486 | 74.7072 | 0.17559 | 0.16278 | 0.15883 | 0.15797 | 0.17121 | 0.20232 | 0.26536 | 0.29496 | 0.30601 | 0.29927 | 0.29704 | 0.31493 | 0.35686 | 0.40823 | 0.44425 | 0.46828 | 0.48018 | 0.44494 | 0.39605 | 0.31334 | 0.28337 | 0.24682 | 0.19929 | 0.16135
Portfolio Adjusted1-in-2Size: 20 kW to 199.99 kWAll2023October Monthly Peak | Portfolio Adjusted | 1-in-2 | Size: 20 kW to 199.99 kW | All | 2023 | October Monthly Peak | 10 | 13.2425 | 12.5985 | 12.2372 | 12.165 | 12.6239 | 14.0359 | 16.1927 | 17.743 | 20.5519 | 23.2216 | 25.4518 | 27.025 | 28.1496 | 29.0091 | 29.3427 | 28.8298 | 27.4576 | 25.0744 | 23.787 | 22.8038 | 21.1186 | 19.1501 | 16.7084 | 14.7384 | 0 | 0 | 0 | 0 | 0 | 0 | 0 | 0 | 0 | 0 | 0 | 0 | 0 | 0 | 0.44014 | 0.43245 | 0.41186 | 0.37612 | 0 | 0 | 0 | 0 | 0 | 0 | 68.5934 | 67.7333 | 66.6863 | 65.9699 | 65.1365 | 64.408 | 64.0865 | 64.1384 | 65.0201 | 69.4865 | 75.4508 | 80.7353 | 84.2388 | 86.461 | 87.921 | 88.1782 | 87.6288 | 86.2377 | 83.8889 | 80.2687 | 76.4457 | 73.5767 | 71.4652 | 69.6279 | 0.17609 | 0.16324 | 0.15929 | 0.15842 | 0.17171 | 0.20289 | 0.26611 | 0.29576 | 0.30681 | 0.30003 | 0.29779 | 0.31573 | 0.3578 | 0.40932 | 0.44545 | 0.46955 | 0.4815 | 0.44617 | 0.39717 | 0.31423 | 0.28418 | 0.24754 | 0.19987 | 0.16181
Portfolio Adjusted1-in-2Size: 20 kW to 199.99 kWAll2023November Monthly Peak | Portfolio Adjusted | 1-in-2 | Size: 20 kW to 199.99 kW | All | 2023 | November Monthly Peak | 11 | 12.1144 | 11.6515 | 11.4356 | 11.4925 | 11.9983 | 13.4068 | 14.7786 | 16.2964 | 18.6262 | 20.4423 | 21.8266 | 22.7397 | 23.3005 | 23.7176 | 23.7186 | 22.9721 | 22.0962 | 21.9447 | 20.4974 | 19.3205 | 18.1695 | 16.6741 | 14.7954 | 13.2623 | 0 | 0 | 0 | 0 | 0 | 0 | 0 | 0 | 0 | 0 | 0 | 0 | 0 | 0 | 0.35578 | 0.34458 | 0.33144 | 0.32917 | 0 | 0 | 0 | 0 | 0 | 0 | 57.1805 | 56.412 | 55.5201 | 54.6867 | 53.9619 | 53.628 | 53.0569 | 53.0999 | 56.7103 | 62.0421 | 68.308 | 73.3034 | 76.7231 | 78.2649 | 78.8818 | 78.5678 | 76.6707 | 72.849 | 68.5263 | 65.6718 | 63.5334 | 61.6703 | 60.5697 | 59.4203 | 0.17665 | 0.16376 | 0.15979 | 0.15892 | 0.17224 | 0.20354 | 0.26696 | 0.29675 | 0.30786 | 0.30108 | 0.29883 | 0.31683 | 0.35901 | 0.41069 | 0.44692 | 0.4711 | 0.48307 | 0.44762 | 0.39845 | 0.31522 | 0.28508 | 0.24831 | 0.20049 | 0.16232
Portfolio Adjusted1-in-2Size: 20 kW to 199.99 kWAll2023December Monthly Peak | Portfolio Adjusted | 1-in-2 | Size: 20 kW to 199.99 kW | All | 2023 | December Monthly Peak | 12 | 12.5778 | 12.1487 | 11.9725 | 12.0434 | 12.6298 | 14.1292 | 16.2736 | 17.5395 | 19.2439 | 20.1453 | 20.4613 | 20.22 | 19.8265 | 19.5045 | 19.1295 | 18.5159 | 18.6653 | 19.5533 | 18.7124 | 18.1378 | 17.347 | 16.3021 | 14.8739 | 13.608 | 0 | 0 | 0 | 0 | 0 | 0 | 0 | 0 | 0 | 0 | 0 | 0 | 0 | 0 | 0.28694 | 0.27774 | 0.27998 | 0.2933 | 0 | 0 | 0 | 0 | 0 | 0 | 44.9902 | 44.3395 | 43.3739 | 42.5496 | 41.8382 | 41.2059 | 41.1353 | 41.0667 | 41.5633 | 44.34 | 46.9636 | 48.9107 | 50.2922 | 51.1343 | 51.7917 | 51.9079 | 51.4305 | 50.145 | 48.5381 | 47.3484 | 46.4659 | 45.5857 | 44.775 | 43.9036 | 0.18053 | 0.16738 | 0.16334 | 0.16246 | 0.17608 | 0.20793 | 0.27274 | 0.30293 | 0.31414 | 0.30715 | 0.30487 | 0.32328 | 0.36646 | 0.41936 | 0.45653 | 0.48116 | 0.49343 | 0.45729 | 0.40706 | 0.32219 | 0.29144 | 0.25393 | 0.20505 | 0.16592
Portfolio Adjusted1-in-2Size: 20 kW to 199.99 kWAll2023Typical Event Day | Portfolio Adjusted | 1-in-2 | Size: 20 kW to 199.99 kW | All | 2023 | Typical Event Day | 8 | 14.2782 | 13.5088 | 13.1045 | 12.9914 | 13.4732 | 14.9717 | 16.5427 | 19.0936 | 22.5357 | 25.4115 | 27.7196 | 29.239 | 30.1858 | 30.8819 | 31.1157 | 30.6806 | 29.4573 | 27.1848 | 24.5429 | 23.3834 | 22.8287 | 20.7588 | 18.0724 | 15.9007 | 0 | 0 | 0 | 0 | 0 | 0 | 0 | 0 | 0 | 0 | 0 | 0 | 0 | 0 | 0.46673 | 0.46021 | 0.44186 | 0.40777 | 0 | 0 | 0 | 0 | 0 | 0 | 70.4902 | 69.3626 | 68.3027 | 67.319 | 66.4693 | 65.6937 | 65.2027 | 65.4247 | 68.1909 | 73.0486 | 78.109 | 82.2684 | 85.3811 | 87.5361 | 88.863 | 89.5072 | 89.7128 | 89.0095 | 87.4191 | 84.8696 | 81.3166 | 77.9702 | 75.6881 | 74.1133 | 0.17566 | 0.16284 | 0.1589 | 0.15803 | 0.17128 | 0.2024 | 0.26547 | 0.29509 | 0.30614 | 0.2994 | 0.29716 | 0.31506 | 0.35701 | 0.40839 | 0.44442 | 0.46847 | 0.48037 | 0.44512 | 0.39622 | 0.31346 | 0.28348 | 0.24692 | 0.19937 | 0.16141
Portfolio Adjusted1-in-2Size: 20 kW to 199.99 kWAll2024January Monthly Peak | Portfolio Adjusted | 1-in-2 | Size: 20 kW to 199.99 kW | All | 2024 | January Monthly Peak | 1 | 12.309 | 11.966 | 11.8143 | 11.9223 | 12.5239 | 13.9501 | 16.1805 | 17.3301 | 19.034 | 19.9859 | 20.4071 | 20.4425 | 20.3932 | 20.4202 | 20.2655 | 19.7085 | 19.1907 | 19.8262 | 19.0443 | 18.2614 | 17.4142 | 16.3194 | 14.669 | 13.3776 | 0 | 0 | 0 | 0 | 0 | 0 | 0 | 0 | 0 | 0 | 0 | 0 | 0 | 0 | 0.30398 | 0.29563 | 0.28786 | 0.29739 | 0 | 0 | 0 | 0 | 0 | 0 | 49.0617 | 48.5995 | 48.3123 | 47.9074 | 47.5548 | 47.3599 | 47.4073 | 47.2631 | 47.6531 | 49.2161 | 51.2364 | 52.8631 | 54.1018 | 55.0358 | 55.5852 | 55.4585 | 55.2906 | 54.5645 | 53.0708 | 51.8499 | 51.0785 | 50.6799 | 50.0667 | 49.2925 | 0.1781 | 0.16511 | 0.16113 | 0.16026 | 0.1737 | 0.20517 | 0.2691 | 0.29896 | 0.31004 | 0.30311 | 0.30083 | 0.31899 | 0.36158 | 0.41373 | 0.45033 | 0.47469 | 0.48681 | 0.45115 | 0.40163 | 0.31782 | 0.28746 | 0.25041 | 0.2022 | 0.16366
Portfolio Adjusted1-in-2Size: 20 kW to 199.99 kWAll2024February Monthly Peak | Portfolio Adjusted | 1-in-2 | Size: 20 kW to 199.99 kW | All | 2024 | February Monthly Peak | 2 | 12.2094 | 11.8233 | 11.6034 | 11.6879 | 12.2515 | 13.6377 | 15.5169 | 16.7713 | 18.7192 | 19.9064 | 20.6336 | 20.94 | 21.1485 | 21.3623 | 21.3224 | 20.7879 | 20.0936 | 19.9007 | 19.7045 | 18.7225 | 17.7596 | 16.4641 | 14.7026 | 13.3021 | 0 | 0 | 0 | 0 | 0 | 0 | 0 | 0 | 0 | 0 | 0 | 0 | 0 | 0 | 0.31984 | 0.31182 | 0.3014 | 0.29851 | 0 | 0 | 0 | 0 | 0 | 0 | 49.8338 | 49.3325 | 48.9812 | 48.6469 | 48.518 | 48.2421 | 47.824 | 48.203 | 49.4599 | 52.8147 | 56.5449 | 59.4782 | 61.1384 | 61.9336 | 62.4304 | 62.507 | 62.2492 | 61.3371 | 59.212 | 57.0139 | 55.6906 | 54.4735 | 53.4107 | 52.0752 | 0.17612 | 0.16327 | 0.15931 | 0.15844 | 0.17172 | 0.20292 | 0.26615 | 0.29583 | 0.3069 | 0.30014 | 0.2979 | 0.31585 | 0.3579 | 0.40943 | 0.44556 | 0.46966 | 0.4816 | 0.44626 | 0.39723 | 0.31427 | 0.28422 | 0.24757 | 0.19989 | 0.16183
Portfolio Adjusted1-in-2Size: 20 kW to 199.99 kWAll2024March Monthly Peak | Portfolio Adjusted | 1-in-2 | Size: 20 kW to 199.99 kW | All | 2024 | March Monthly Peak | 3 | 12.3428 | 11.8141 | 11.5748 | 11.5891 | 12.1172 | 13.4466 | 15.4077 | 16.7096 | 18.5349 | 19.7505 | 20.5399 | 20.8999 | 21.1525 | 21.4416 | 21.5756 | 21.2114 | 20.4294 | 19.3986 | 18.6909 | 19.0098 | 18.1651 | 16.8167 | 14.9594 | 13.4658 | 0 | 0 | 0 | 0 | 0 | 0 | 0 | 0 | 0 | 0 | 0 | 0 | 0 | 0 | 0.32363 | 0.31817 | 0.30644 | 0.29098 | 0 | 0 | 0 | 0 | 0 | 0 | 51.3919 | 50.5401 | 49.8408 | 49.442 | 48.9279 | 48.5294 | 48.1454 | 48.2701 | 50.3241 | 52.9606 | 55.8151 | 58.4736 | 60.7277 | 62.3397 | 63.3717 | 63.9959 | 63.7607 | 62.9164 | 60.585 | 57.583 | 55.6862 | 54.2013 | 52.917 | 51.6496 | 0.1764 | 0.16354 | 0.15957 | 0.1587 | 0.17201 | 0.20324 | 0.26657 | 0.29627 | 0.30735 | 0.30057 | 0.29833 | 0.31631 | 0.35844 | 0.41006 | 0.44627 | 0.4704 | 0.48235 | 0.44697 | 0.39786 | 0.31479 | 0.2847 | 0.24799 | 0.20024 | 0.1621
Portfolio Adjusted1-in-2Size: 20 kW to 199.99 kWAll2024April Monthly Peak | Portfolio Adjusted | 1-in-2 | Size: 20 kW to 199.99 kW | All | 2024 | April Monthly Peak | 4 | 12.5794 | 11.9565 | 11.6618 | 11.6135 | 12.1047 | 13.3804 | 14.8003 | 16.477 | 19.0343 | 21.0886 | 22.6845 | 23.8134 | 24.6817 | 25.4038 | 25.7499 | 25.4011 | 24.3459 | 22.4862 | 20.6175 | 20.4685 | 19.7735 | 18.0339 | 15.7777 | 14.0006 | 0 | 0 | 0 | 0 | 0 | 0 | 0 | 0 | 0 | 0 | 0 | 0 | 0 | 0 | 0.38625 | 0.38102 | 0.36519 | 0.33729 | 0 | 0 | 0 | 0 | 0 | 0 | 62.9083 | 61.806 | 60.8017 | 59.9191 | 58.9686 | 58.2115 | 57.5854 | 57.5438 | 59.8227 | 64.0065 | 69.1443 | 73.8152 | 77.4257 | 79.4591 | 80.605 | 81.1516 | 80.8944 | 80.1178 | 78.751 | 76.5057 | 72.6791 | 70.0539 | 67.8987 | 65.8411 | 0.17584 | 0.16301 | 0.15906 | 0.15819 | 0.17145 | 0.20259 | 0.26572 | 0.29534 | 0.30639 | 0.29963 | 0.29739 | 0.31531 | 0.3573 | 0.40875 | 0.44483 | 0.46889 | 0.48081 | 0.44553 | 0.39659 | 0.31377 | 0.28377 | 0.24717 | 0.19958 | 0.16157
Portfolio Adjusted1-in-2Size: 20 kW to 199.99 kWAll2024May Monthly Peak | Portfolio Adjusted | 1-in-2 | Size: 20 kW to 199.99 kW | All | 2024 | May Monthly Peak | 5 | 12.8492 | 12.1993 | 11.8694 | 11.7934 | 12.2833 | 13.4509 | 14.5481 | 16.9302 | 19.966 | 22.3911 | 24.2246 | 25.4145 | 26.1906 | 26.8311 | 27.1087 | 26.6972 | 25.6199 | 23.6723 | 21.6145 | 20.696 | 20.4943 | 18.6702 | 16.2882 | 14.374 | 0 | 0 | 0 | 0 | 0 | 0 | 0 | 0 | 0 | 0 | 0 | 0 | 0 | 0 | 0.40663 | 0.40046 | 0.3843 | 0.35508 | 0 | 0 | 0 | 0 | 0 | 0 | 65.2494 | 64.056 | 62.9289 | 61.885 | 61.0691 | 60.1001 | 59.3422 | 60.1882 | 63.6715 | 67.8327 | 71.9825 | 75.9296 | 79.2668 | 81.5245 | 82.9658 | 83.7932 | 84.0079 | 83.3719 | 81.7715 | 79.4134 | 75.4795 | 72.1111 | 70.0825 | 68.3036 | 0.17571 | 0.16289 | 0.15894 | 0.15807 | 0.17132 | 0.20245 | 0.26553 | 0.29516 | 0.30622 | 0.29949 | 0.29726 | 0.31516 | 0.35712 | 0.40852 | 0.44456 | 0.46861 | 0.48051 | 0.44524 | 0.39632 | 0.31355 | 0.28356 | 0.24699 | 0.19943 | 0.16146
Portfolio Adjusted1-in-2Size: 20 kW to 199.99 kWAll2024June Monthly Peak | Portfolio Adjusted | 1-in-2 | Size: 20 kW to 199.99 kW | All | 2024 | June Monthly Peak | 6 | 13.6014 | 12.8768 | 12.5096 | 12.411 | 12.91 | 13.9529 | 15.2514 | 18.0377 | 21.1639 | 23.8137 | 25.8653 | 27.2424 | 28.1933 | 28.932 | 29.2738 | 28.8941 | 27.8001 | 25.7465 | 23.43 | 21.96 | 21.6457 | 19.897 | 17.3201 | 15.2468 | 0 | 0 | 0 | 0 | 0 | 0 | 0 | 0 | 0 | 0 | 0 | 0 | 0 | 0 | 0.43911 | 0.43341 | 0.417 | 0.3862 | 0 | 0 | 0 | 0 | 0 | 0 | 67.8689 | 66.4979 | 65.3088 | 64.419 | 63.425 | 62.617 | 61.9811 | 62.7877 | 66.2979 | 70.7297 | 74.8374 | 78.4893 | 81.1904 | 83.1585 | 84.4251 | 85.2474 | 85.7365 | 85.4186 | 84.2597 | 81.9632 | 78.8032 | 75.0311 | 72.3731 | 70.5937 | 0.1757 | 0.16288 | 0.15893 | 0.15806 | 0.17131 | 0.20244 | 0.26552 | 0.29513 | 0.30619 | 0.29944 | 0.2972 | 0.31511 | 0.35706 | 0.40846 | 0.4445 | 0.46855 | 0.48045 | 0.44519 | 0.39629 | 0.31352 | 0.28354 | 0.24697 | 0.19941 | 0.16144
Portfolio Adjusted1-in-2Size: 20 kW to 199.99 kWAll2024July Monthly Peak | Portfolio Adjusted | 1-in-2 | Size: 20 kW to 199.99 kW | All | 2024 | July Monthly Peak | 7 | 14.5315 | 13.7295 | 13.3057 | 13.1815 | 13.7003 | 15.0208 | 16.5545 | 19.5421 | 22.8814 | 25.6431 | 27.7612 | 29.1545 | 30.0469 | 30.7304 | 30.9985 | 30.5981 | 29.5103 | 27.3681 | 24.8747 | 23.2729 | 22.9388 | 21.1267 | 18.4143 | 16.1974 | 0 | 0 | 0 | 0 | 0 | 0 | 0 | 0 | 0 | 0 | 0 | 0 | 0 | 0 | 0.46498 | 0.45897 | 0.44265 | 0.41052 | 0 | 0 | 0 | 0 | 0 | 0 | 70.7089 | 69.9082 | 69.083 | 68.227 | 67.3477 | 66.7235 | 66.2534 | 66.626 | 69.3702 | 73.679 | 78.3637 | 81.9018 | 84.7035 | 86.944 | 88.6679 | 89.4781 | 89.7801 | 89.1054 | 87.6767 | 85.6832 | 82.2429 | 78.434 | 75.9575 | 74.4159 | 0.17539 | 0.16259 | 0.15864 | 0.15778 | 0.17101 | 0.20208 | 0.26505 | 0.29461 | 0.30565 | 0.29892 | 0.29669 | 0.31456 | 0.35644 | 0.40774 | 0.44372 | 0.46772 | 0.47961 | 0.44441 | 0.39559 | 0.31297 | 0.28303 | 0.24653 | 0.19905 | 0.16116
Portfolio Adjusted1-in-2Size: 20 kW to 199.99 kWAll2024August Monthly Peak | Portfolio Adjusted | 1-in-2 | Size: 20 kW to 199.99 kW | All | 2024 | August Monthly Peak | 8 | 14.7015 | 13.8881 | 13.4484 | 13.322 | 13.8092 | 15.3532 | 16.9912 | 19.7711 | 23.5528 | 26.71 | 29.2397 | 30.8763 | 31.8637 | 32.5683 | 32.793 | 32.3341 | 31.0344 | 28.6581 | 25.7756 | 24.4991 | 23.7922 | 21.5631 | 18.7348 | 16.4479 | 0 | 0 | 0 | 0 | 0 | 0 | 0 | 0 | 0 | 0 | 0 | 0 | 0 | 0 | 0.4919 | 0.48501 | 0.46552 | 0.42987 | 0 | 0 | 0 | 0 | 0 | 0 | 74.2513 | 73.0615 | 71.8994 | 70.7357 | 69.9616 | 69.0967 | 68.5063 | 68.457 | 71.3271 | 76.7644 | 81.931 | 85.9239 | 88.9785 | 91.1351 | 92.368 | 92.7759 | 92.9255 | 92.0464 | 90.3545 | 87.7755 | 83.7709 | 80.4877 | 78.3731 | 76.7366 | 0.17701 | 0.16409 | 0.16011 | 0.15924 | 0.17259 | 0.20395 | 0.2675 | 0.29735 | 0.30849 | 0.30168 | 0.29942 | 0.31745 | 0.35972 | 0.4115 | 0.44779 | 0.47203 | 0.48403 | 0.44851 | 0.39925 | 0.31585 | 0.28564 | 0.24879 | 0.20088 | 0.16264
Portfolio Adjusted1-in-2Size: 20 kW to 199.99 kWAll2024September Monthly Peak | Portfolio Adjusted | 1-in-2 | Size: 20 kW to 199.99 kW | All | 2024 | September Monthly Peak | 9 | 14.0456 | 13.3309 | 12.947 | 12.8646 | 13.3561 | 14.8652 | 16.8606 | 18.8716 | 22.2855 | 25.0972 | 27.3382 | 28.7848 | 29.7406 | 30.4611 | 30.7182 | 30.217 | 28.9306 | 26.5383 | 24.0584 | 23.6334 | 22.155 | 20.1169 | 17.5784 | 15.5364 | 0 | 0 | 0 | 0 | 0 | 0 | 0 | 0 | 0 | 0 | 0 | 0 | 0 | 0 | 0.46077 | 0.45326 | 0.43396 | 0.39807 | 0 | 0 | 0 | 0 | 0 | 0 | 69.1316 | 67.9828 | 66.9196 | 65.8943 | 65.143 | 64.3377 | 64.0698 | 63.8281 | 65.7684 | 71.0213 | 77.3039 | 82.7588 | 86.652 | 88.9069 | 89.9911 | 90.5275 | 90.4094 | 89.4676 | 87.3855 | 84.0564 | 80.4493 | 77.9281 | 76.0486 | 74.7072 | 0.17559 | 0.16278 | 0.15883 | 0.15797 | 0.17121 | 0.20232 | 0.26536 | 0.29496 | 0.30601 | 0.29927 | 0.29704 | 0.31493 | 0.35686 | 0.40823 | 0.44425 | 0.46828 | 0.48018 | 0.44494 | 0.39605 | 0.31334 | 0.28337 | 0.24682 | 0.19929 | 0.16135
Portfolio Adjusted1-in-2Size: 20 kW to 199.99 kWAll2024October Monthly Peak | Portfolio Adjusted | 1-in-2 | Size: 20 kW to 199.99 kW | All | 2024 | October Monthly Peak | 10 | 13.2425 | 12.5985 | 12.2372 | 12.165 | 12.6239 | 14.0359 | 16.1927 | 17.743 | 20.5519 | 23.2216 | 25.4518 | 27.025 | 28.1496 | 29.0091 | 29.3427 | 28.8298 | 27.4576 | 25.0744 | 23.787 | 22.8038 | 21.1186 | 19.1501 | 16.7084 | 14.7384 | 0 | 0 | 0 | 0 | 0 | 0 | 0 | 0 | 0 | 0 | 0 | 0 | 0 | 0 | 0.44014 | 0.43245 | 0.41186 | 0.37612 | 0 | 0 | 0 | 0 | 0 | 0 | 68.5934 | 67.7333 | 66.6863 | 65.9699 | 65.1365 | 64.408 | 64.0865 | 64.1384 | 65.0201 | 69.4865 | 75.4508 | 80.7353 | 84.2388 | 86.461 | 87.921 | 88.1782 | 87.6288 | 86.2377 | 83.8889 | 80.2687 | 76.4457 | 73.5767 | 71.4652 | 69.6279 | 0.17609 | 0.16324 | 0.15929 | 0.15842 | 0.17171 | 0.20289 | 0.26611 | 0.29576 | 0.30681 | 0.30003 | 0.29779 | 0.31573 | 0.3578 | 0.40932 | 0.44545 | 0.46955 | 0.4815 | 0.44617 | 0.39717 | 0.31423 | 0.28418 | 0.24754 | 0.19987 | 0.16181
Portfolio Adjusted1-in-2Size: 20 kW to 199.99 kWAll2024November Monthly Peak | Portfolio Adjusted | 1-in-2 | Size: 20 kW to 199.99 kW | All | 2024 | November Monthly Peak | 11 | 12.1144 | 11.6515 | 11.4356 | 11.4925 | 11.9983 | 13.4068 | 14.7786 | 16.2964 | 18.6262 | 20.4423 | 21.8266 | 22.7397 | 23.3005 | 23.7176 | 23.7186 | 22.9721 | 22.0962 | 21.9447 | 20.4974 | 19.3205 | 18.1695 | 16.6741 | 14.7954 | 13.2623 | 0 | 0 | 0 | 0 | 0 | 0 | 0 | 0 | 0 | 0 | 0 | 0 | 0 | 0 | 0.35578 | 0.34458 | 0.33144 | 0.32917 | 0 | 0 | 0 | 0 | 0 | 0 | 57.1805 | 56.412 | 55.5201 | 54.6867 | 53.9619 | 53.628 | 53.0569 | 53.0999 | 56.7103 | 62.0421 | 68.308 | 73.3034 | 76.7231 | 78.2649 | 78.8818 | 78.5678 | 76.6707 | 72.849 | 68.5263 | 65.6718 | 63.5334 | 61.6703 | 60.5697 | 59.4203 | 0.17665 | 0.16376 | 0.15979 | 0.15892 | 0.17224 | 0.20354 | 0.26696 | 0.29675 | 0.30786 | 0.30108 | 0.29883 | 0.31683 | 0.35901 | 0.41069 | 0.44692 | 0.4711 | 0.48307 | 0.44762 | 0.39845 | 0.31522 | 0.28508 | 0.24831 | 0.20049 | 0.16232
Portfolio Adjusted1-in-2Size: 20 kW to 199.99 kWAll2024December Monthly Peak | Portfolio Adjusted | 1-in-2 | Size: 20 kW to 199.99 kW | All | 2024 | December Monthly Peak | 12 | 12.5778 | 12.1487 | 11.9725 | 12.0434 | 12.6298 | 14.1292 | 16.2736 | 17.5395 | 19.2439 | 20.1453 | 20.4613 | 20.22 | 19.8265 | 19.5045 | 19.1295 | 18.5159 | 18.6653 | 19.5533 | 18.7124 | 18.1378 | 17.347 | 16.3021 | 14.8739 | 13.608 | 0 | 0 | 0 | 0 | 0 | 0 | 0 | 0 | 0 | 0 | 0 | 0 | 0 | 0 | 0.28694 | 0.27774 | 0.27998 | 0.2933 | 0 | 0 | 0 | 0 | 0 | 0 | 44.9902 | 44.3394 | 43.3739 | 42.5496 | 41.8382 | 41.2059 | 41.1353 | 41.0667 | 41.5633 | 44.34 | 46.9636 | 48.9107 | 50.2922 | 51.1343 | 51.7917 | 51.9079 | 51.4305 | 50.145 | 48.5381 | 47.3484 | 46.4659 | 45.5857 | 44.775 | 43.9036 | 0.18053 | 0.16738 | 0.16334 | 0.16246 | 0.17608 | 0.20793 | 0.27274 | 0.30293 | 0.31414 | 0.30715 | 0.30487 | 0.32328 | 0.36646 | 0.41936 | 0.45653 | 0.48116 | 0.49343 | 0.45729 | 0.40706 | 0.32219 | 0.29144 | 0.25393 | 0.20505 | 0.16592
Portfolio Adjusted1-in-2Size: 20 kW to 199.99 kWAll2024Typical Event Day | Portfolio Adjusted | 1-in-2 | Size: 20 kW to 199.99 kW | All | 2024 | Typical Event Day | 8 | 14.2782 | 13.5088 | 13.1045 | 12.9914 | 13.4732 | 14.9717 | 16.5427 | 19.0936 | 22.5358 | 25.4115 | 27.7196 | 29.239 | 30.1858 | 30.8819 | 31.1157 | 30.6806 | 29.4573 | 27.1848 | 24.5429 | 23.3834 | 22.8287 | 20.7588 | 18.0724 | 15.9007 | 0 | 0 | 0 | 0 | 0 | 0 | 0 | 0 | 0 | 0 | 0 | 0 | 0 | 0 | 0.46673 | 0.46021 | 0.44186 | 0.40777 | 0 | 0 | 0 | 0 | 0 | 0 | 70.4902 | 69.3626 | 68.3027 | 67.319 | 66.4693 | 65.6937 | 65.2027 | 65.4247 | 68.1909 | 73.0486 | 78.109 | 82.2684 | 85.3811 | 87.5361 | 88.863 | 89.5072 | 89.7128 | 89.0095 | 87.4191 | 84.8696 | 81.3166 | 77.9702 | 75.6881 | 74.1133 | 0.17566 | 0.16284 | 0.1589 | 0.15803 | 0.17128 | 0.2024 | 0.26547 | 0.29509 | 0.30614 | 0.2994 | 0.29716 | 0.31506 | 0.35701 | 0.40839 | 0.44442 | 0.46847 | 0.48037 | 0.44512 | 0.39622 | 0.31346 | 0.28348 | 0.24692 | 0.19937 | 0.16141
Portfolio Adjusted1-in-2Size: 20 kW to 199.99 kWAll2025January Monthly Peak | Portfolio Adjusted | 1-in-2 | Size: 20 kW to 199.99 kW | All | 2025 | January Monthly Peak | 1 | 12.309 | 11.966 | 11.8143 | 11.9223 | 12.5239 | 13.9501 | 16.1805 | 17.3301 | 19.034 | 19.9859 | 20.4071 | 20.4425 | 20.3932 | 20.4202 | 20.2655 | 19.7085 | 19.1907 | 19.8262 | 19.0443 | 18.2614 | 17.4142 | 16.3194 | 14.669 | 13.3776 | 0 | 0 | 0 | 0 | 0 | 0 | 0 | 0 | 0 | 0 | 0 | 0 | 0 | 0 | 0.30398 | 0.29563 | 0.28786 | 0.29739 | 0 | 0 | 0 | 0 | 0 | 0 | 49.0617 | 48.5995 | 48.3123 | 47.9074 | 47.5548 | 47.3599 | 47.4073 | 47.2631 | 47.6531 | 49.2161 | 51.2364 | 52.8631 | 54.1018 | 55.0358 | 55.5852 | 55.4585 | 55.2906 | 54.5645 | 53.0708 | 51.8499 | 51.0785 | 50.6799 | 50.0667 | 49.2925 | 0.1781 | 0.16511 | 0.16113 | 0.16026 | 0.1737 | 0.20517 | 0.2691 | 0.29896 | 0.31004 | 0.30311 | 0.30083 | 0.31899 | 0.36158 | 0.41373 | 0.45033 | 0.47469 | 0.48681 | 0.45115 | 0.40163 | 0.31782 | 0.28746 | 0.25041 | 0.2022 | 0.16366
Portfolio Adjusted1-in-2Size: 20 kW to 199.99 kWAll2025February Monthly Peak | Portfolio Adjusted | 1-in-2 | Size: 20 kW to 199.99 kW | All | 2025 | February Monthly Peak | 2 | 12.2094 | 11.8233 | 11.6034 | 11.6879 | 12.2515 | 13.6377 | 15.5169 | 16.7713 | 18.7192 | 19.9064 | 20.6336 | 20.94 | 21.1485 | 21.3623 | 21.3224 | 20.7879 | 20.0936 | 19.9007 | 19.7045 | 18.7225 | 17.7596 | 16.4641 | 14.7026 | 13.3021 | 0 | 0 | 0 | 0 | 0 | 0 | 0 | 0 | 0 | 0 | 0 | 0 | 0 | 0 | 0.31984 | 0.31182 | 0.3014 | 0.29851 | 0 | 0 | 0 | 0 | 0 | 0 | 49.8338 | 49.3325 | 48.9812 | 48.6469 | 48.518 | 48.2421 | 47.824 | 48.203 | 49.4599 | 52.8147 | 56.5449 | 59.4782 | 61.1384 | 61.9336 | 62.4304 | 62.507 | 62.2492 | 61.3371 | 59.212 | 57.0139 | 55.6906 | 54.4735 | 53.4107 | 52.0752 | 0.17612 | 0.16327 | 0.15931 | 0.15844 | 0.17172 | 0.20292 | 0.26615 | 0.29583 | 0.3069 | 0.30014 | 0.2979 | 0.31585 | 0.3579 | 0.40943 | 0.44556 | 0.46966 | 0.4816 | 0.44626 | 0.39723 | 0.31427 | 0.28422 | 0.24757 | 0.19989 | 0.16183
Portfolio Adjusted1-in-2Size: 20 kW to 199.99 kWAll2025March Monthly Peak | Portfolio Adjusted | 1-in-2 | Size: 20 kW to 199.99 kW | All | 2025 | March Monthly Peak | 3 | 12.3428 | 11.8141 | 11.5748 | 11.5891 | 12.1172 | 13.4466 | 15.4077 | 16.7096 | 18.5349 | 19.7505 | 20.5399 | 20.8999 | 21.1525 | 21.4416 | 21.5756 | 21.2114 | 20.4294 | 19.3986 | 18.6909 | 19.0098 | 18.1651 | 16.8167 | 14.9594 | 13.4658 | 0 | 0 | 0 | 0 | 0 | 0 | 0 | 0 | 0 | 0 | 0 | 0 | 0 | 0 | 0.32363 | 0.31817 | 0.30644 | 0.29098 | 0 | 0 | 0 | 0 | 0 | 0 | 51.3919 | 50.5401 | 49.8408 | 49.442 | 48.9279 | 48.5294 | 48.1454 | 48.2701 | 50.3241 | 52.9606 | 55.8151 | 58.4736 | 60.7277 | 62.3397 | 63.3716 | 63.9959 | 63.7607 | 62.9164 | 60.585 | 57.583 | 55.6862 | 54.2013 | 52.917 | 51.6496 | 0.1764 | 0.16354 | 0.15957 | 0.1587 | 0.17201 | 0.20324 | 0.26657 | 0.29627 | 0.30735 | 0.30057 | 0.29833 | 0.31631 | 0.35844 | 0.41006 | 0.44627 | 0.4704 | 0.48235 | 0.44697 | 0.39786 | 0.31479 | 0.2847 | 0.24799 | 0.20024 | 0.1621
Portfolio Adjusted1-in-2Size: 20 kW to 199.99 kWAll2025April Monthly Peak | Portfolio Adjusted | 1-in-2 | Size: 20 kW to 199.99 kW | All | 2025 | April Monthly Peak | 4 | 12.5794 | 11.9565 | 11.6618 | 11.6135 | 12.1047 | 13.3804 | 14.8003 | 16.477 | 19.0343 | 21.0886 | 22.6845 | 23.8134 | 24.6817 | 25.4038 | 25.7499 | 25.4011 | 24.3459 | 22.4862 | 20.6175 | 20.4685 | 19.7735 | 18.0339 | 15.7777 | 14.0006 | 0 | 0 | 0 | 0 | 0 | 0 | 0 | 0 | 0 | 0 | 0 | 0 | 0 | 0 | 0.38625 | 0.38102 | 0.36519 | 0.33729 | 0 | 0 | 0 | 0 | 0 | 0 | 62.9083 | 61.806 | 60.8017 | 59.9191 | 58.9686 | 58.2115 | 57.5854 | 57.5438 | 59.8227 | 64.0065 | 69.1443 | 73.8152 | 77.4256 | 79.4591 | 80.605 | 81.1516 | 80.8944 | 80.1178 | 78.751 | 76.5057 | 72.6791 | 70.0539 | 67.8987 | 65.8411 | 0.17584 | 0.16301 | 0.15906 | 0.15819 | 0.17145 | 0.20259 | 0.26572 | 0.29534 | 0.30639 | 0.29963 | 0.29739 | 0.31531 | 0.3573 | 0.40875 | 0.44483 | 0.46889 | 0.48081 | 0.44553 | 0.39659 | 0.31377 | 0.28377 | 0.24717 | 0.19958 | 0.16157
Portfolio Adjusted1-in-2Size: 20 kW to 199.99 kWAll2025May Monthly Peak | Portfolio Adjusted | 1-in-2 | Size: 20 kW to 199.99 kW | All | 2025 | May Monthly Peak | 5 | 12.8492 | 12.1993 | 11.8694 | 11.7934 | 12.2833 | 13.4509 | 14.5481 | 16.9302 | 19.966 | 22.3911 | 24.2246 | 25.4145 | 26.1906 | 26.8311 | 27.1087 | 26.6972 | 25.6199 | 23.6723 | 21.6145 | 20.696 | 20.4943 | 18.6702 | 16.2882 | 14.374 | 0 | 0 | 0 | 0 | 0 | 0 | 0 | 0 | 0 | 0 | 0 | 0 | 0 | 0 | 0.40663 | 0.40046 | 0.3843 | 0.35508 | 0 | 0 | 0 | 0 | 0 | 0 | 65.2494 | 64.056 | 62.9289 | 61.885 | 61.0691 | 60.1001 | 59.3422 | 60.1882 | 63.6715 | 67.8327 | 71.9825 | 75.9296 | 79.2668 | 81.5245 | 82.9658 | 83.7931 | 84.0079 | 83.3719 | 81.7715 | 79.4134 | 75.4795 | 72.1111 | 70.0825 | 68.3036 | 0.17571 | 0.16289 | 0.15894 | 0.15807 | 0.17132 | 0.20245 | 0.26553 | 0.29516 | 0.30622 | 0.29949 | 0.29726 | 0.31516 | 0.35712 | 0.40852 | 0.44456 | 0.46861 | 0.48051 | 0.44524 | 0.39632 | 0.31355 | 0.28356 | 0.24699 | 0.19943 | 0.16146
Portfolio Adjusted1-in-2Size: 20 kW to 199.99 kWAll2025June Monthly Peak | Portfolio Adjusted | 1-in-2 | Size: 20 kW to 199.99 kW | All | 2025 | June Monthly Peak | 6 | 13.6014 | 12.8768 | 12.5096 | 12.411 | 12.91 | 13.9529 | 15.2514 | 18.0377 | 21.1639 | 23.8137 | 25.8653 | 27.2424 | 28.1933 | 28.932 | 29.2738 | 28.8941 | 27.8001 | 25.7465 | 23.43 | 21.96 | 21.6457 | 19.897 | 17.3201 | 15.2468 | 0 | 0 | 0 | 0 | 0 | 0 | 0 | 0 | 0 | 0 | 0 | 0 | 0 | 0 | 0.43911 | 0.43341 | 0.417 | 0.3862 | 0 | 0 | 0 | 0 | 0 | 0 | 67.8689 | 66.4979 | 65.3088 | 64.419 | 63.425 | 62.617 | 61.9811 | 62.7877 | 66.2979 | 70.7297 | 74.8374 | 78.4893 | 81.1904 | 83.1585 | 84.4251 | 85.2474 | 85.7365 | 85.4186 | 84.2597 | 81.9632 | 78.8032 | 75.0311 | 72.3731 | 70.5937 | 0.1757 | 0.16288 | 0.15893 | 0.15806 | 0.17131 | 0.20244 | 0.26552 | 0.29513 | 0.30619 | 0.29944 | 0.2972 | 0.31511 | 0.35706 | 0.40846 | 0.4445 | 0.46855 | 0.48045 | 0.44519 | 0.39629 | 0.31352 | 0.28354 | 0.24697 | 0.19941 | 0.16144
Portfolio Adjusted1-in-2Size: 20 kW to 199.99 kWAll2025July Monthly Peak | Portfolio Adjusted | 1-in-2 | Size: 20 kW to 199.99 kW | All | 2025 | July Monthly Peak | 7 | 14.5315 | 13.7295 | 13.3057 | 13.1815 | 13.7003 | 15.0208 | 16.5545 | 19.5421 | 22.8814 | 25.6431 | 27.7612 | 29.1545 | 30.0469 | 30.7304 | 30.9985 | 30.5981 | 29.5103 | 27.3681 | 24.8747 | 23.2729 | 22.9388 | 21.1267 | 18.4143 | 16.1974 | 0 | 0 | 0 | 0 | 0 | 0 | 0 | 0 | 0 | 0 | 0 | 0 | 0 | 0 | 0.46498 | 0.45897 | 0.44265 | 0.41052 | 0 | 0 | 0 | 0 | 0 | 0 | 70.7089 | 69.9082 | 69.083 | 68.227 | 67.3477 | 66.7235 | 66.2534 | 66.626 | 69.3702 | 73.679 | 78.3637 | 81.9018 | 84.7035 | 86.944 | 88.6679 | 89.4781 | 89.7801 | 89.1054 | 87.6767 | 85.6832 | 82.2429 | 78.434 | 75.9575 | 74.4159 | 0.17539 | 0.16259 | 0.15864 | 0.15778 | 0.17101 | 0.20208 | 0.26505 | 0.29461 | 0.30565 | 0.29892 | 0.29669 | 0.31456 | 0.35644 | 0.40774 | 0.44372 | 0.46772 | 0.47961 | 0.44441 | 0.39559 | 0.31297 | 0.28303 | 0.24653 | 0.19905 | 0.16116
Portfolio Adjusted1-in-2Size: 20 kW to 199.99 kWAll2025August Monthly Peak | Portfolio Adjusted | 1-in-2 | Size: 20 kW to 199.99 kW | All | 2025 | August Monthly Peak | 8 | 14.7015 | 13.8881 | 13.4484 | 13.322 | 13.8092 | 15.3532 | 16.9912 | 19.7711 | 23.5528 | 26.71 | 29.2397 | 30.8763 | 31.8637 | 32.5683 | 32.793 | 32.3341 | 31.0344 | 28.6581 | 25.7756 | 24.4991 | 23.7922 | 21.5631 | 18.7348 | 16.4479 | 0 | 0 | 0 | 0 | 0 | 0 | 0 | 0 | 0 | 0 | 0 | 0 | 0 | 0 | 0.4919 | 0.48501 | 0.46552 | 0.42987 | 0 | 0 | 0 | 0 | 0 | 0 | 74.2513 | 73.0615 | 71.8994 | 70.7357 | 69.9616 | 69.0967 | 68.5063 | 68.457 | 71.3271 | 76.7644 | 81.9311 | 85.9238 | 88.9785 | 91.1351 | 92.368 | 92.7759 | 92.9254 | 92.0464 | 90.3545 | 87.7755 | 83.7709 | 80.4877 | 78.3731 | 76.7366 | 0.17701 | 0.16409 | 0.16011 | 0.15924 | 0.17259 | 0.20395 | 0.2675 | 0.29735 | 0.30849 | 0.30168 | 0.29942 | 0.31745 | 0.35972 | 0.4115 | 0.44779 | 0.47203 | 0.48403 | 0.44851 | 0.39925 | 0.31585 | 0.28564 | 0.24879 | 0.20088 | 0.16264
Portfolio Adjusted1-in-2Size: 20 kW to 199.99 kWAll2025September Monthly Peak | Portfolio Adjusted | 1-in-2 | Size: 20 kW to 199.99 kW | All | 2025 | September Monthly Peak | 9 | 14.0456 | 13.3309 | 12.947 | 12.8646 | 13.3561 | 14.8652 | 16.8606 | 18.8716 | 22.2855 | 25.0972 | 27.3382 | 28.7848 | 29.7406 | 30.4611 | 30.7182 | 30.217 | 28.9306 | 26.5383 | 24.0584 | 23.6334 | 22.155 | 20.1169 | 17.5784 | 15.5364 | 0 | 0 | 0 | 0 | 0 | 0 | 0 | 0 | 0 | 0 | 0 | 0 | 0 | 0 | 0.46077 | 0.45326 | 0.43396 | 0.39807 | 0 | 0 | 0 | 0 | 0 | 0 | 69.1316 | 67.9828 | 66.9196 | 65.8943 | 65.143 | 64.3377 | 64.0698 | 63.8281 | 65.7684 | 71.0213 | 77.3039 | 82.7588 | 86.652 | 88.9069 | 89.9911 | 90.5275 | 90.4094 | 89.4676 | 87.3855 | 84.0564 | 80.4493 | 77.9281 | 76.0486 | 74.7072 | 0.17559 | 0.16278 | 0.15883 | 0.15797 | 0.17121 | 0.20232 | 0.26536 | 0.29496 | 0.30601 | 0.29927 | 0.29704 | 0.31493 | 0.35686 | 0.40823 | 0.44425 | 0.46828 | 0.48018 | 0.44494 | 0.39605 | 0.31334 | 0.28337 | 0.24682 | 0.19929 | 0.16135
Portfolio Adjusted1-in-2Size: 20 kW to 199.99 kWAll2025October Monthly Peak | Portfolio Adjusted | 1-in-2 | Size: 20 kW to 199.99 kW | All | 2025 | October Monthly Peak | 10 | 13.2425 | 12.5985 | 12.2372 | 12.165 | 12.6239 | 14.0359 | 16.1927 | 17.743 | 20.5519 | 23.2216 | 25.4518 | 27.025 | 28.1496 | 29.0091 | 29.3427 | 28.8298 | 27.4576 | 25.0744 | 23.787 | 22.8038 | 21.1186 | 19.1501 | 16.7084 | 14.7384 | 0 | 0 | 0 | 0 | 0 | 0 | 0 | 0 | 0 | 0 | 0 | 0 | 0 | 0 | 0.44014 | 0.43245 | 0.41186 | 0.37612 | 0 | 0 | 0 | 0 | 0 | 0 | 68.5934 | 67.7333 | 66.6863 | 65.9699 | 65.1365 | 64.408 | 64.0865 | 64.1384 | 65.0201 | 69.4865 | 75.4508 | 80.7353 | 84.2388 | 86.461 | 87.921 | 88.1782 | 87.6288 | 86.2377 | 83.8889 | 80.2687 | 76.4457 | 73.5767 | 71.4652 | 69.6279 | 0.17609 | 0.16324 | 0.15929 | 0.15842 | 0.17171 | 0.20289 | 0.26611 | 0.29576 | 0.30681 | 0.30003 | 0.29779 | 0.31573 | 0.3578 | 0.40932 | 0.44545 | 0.46955 | 0.4815 | 0.44617 | 0.39717 | 0.31423 | 0.28418 | 0.24754 | 0.19987 | 0.16181
Portfolio Adjusted1-in-2Size: 20 kW to 199.99 kWAll2025November Monthly Peak | Portfolio Adjusted | 1-in-2 | Size: 20 kW to 199.99 kW | All | 2025 | November Monthly Peak | 11 | 12.1144 | 11.6515 | 11.4356 | 11.4925 | 11.9983 | 13.4068 | 14.7786 | 16.2964 | 18.6262 | 20.4423 | 21.8266 | 22.7397 | 23.3005 | 23.7176 | 23.7186 | 22.9721 | 22.0962 | 21.9447 | 20.4974 | 19.3205 | 18.1695 | 16.6741 | 14.7954 | 13.2623 | 0 | 0 | 0 | 0 | 0 | 0 | 0 | 0 | 0 | 0 | 0 | 0 | 0 | 0 | 0.35578 | 0.34458 | 0.33144 | 0.32917 | 0 | 0 | 0 | 0 | 0 | 0 | 57.1805 | 56.412 | 55.5201 | 54.6867 | 53.9619 | 53.628 | 53.0569 | 53.0999 | 56.7103 | 62.0421 | 68.308 | 73.3034 | 76.7231 | 78.2649 | 78.8818 | 78.5678 | 76.6707 | 72.849 | 68.5263 | 65.6718 | 63.5333 | 61.6703 | 60.5697 | 59.4203 | 0.17665 | 0.16376 | 0.15979 | 0.15892 | 0.17224 | 0.20354 | 0.26696 | 0.29675 | 0.30786 | 0.30108 | 0.29883 | 0.31683 | 0.35901 | 0.41069 | 0.44692 | 0.4711 | 0.48307 | 0.44762 | 0.39845 | 0.31522 | 0.28508 | 0.24831 | 0.20049 | 0.16232
Portfolio Adjusted1-in-2Size: 20 kW to 199.99 kWAll2025December Monthly Peak | Portfolio Adjusted | 1-in-2 | Size: 20 kW to 199.99 kW | All | 2025 | December Monthly Peak | 12 | 12.5778 | 12.1487 | 11.9725 | 12.0434 | 12.6298 | 14.1292 | 16.2736 | 17.5395 | 19.2439 | 20.1453 | 20.4613 | 20.22 | 19.8265 | 19.5045 | 19.1295 | 18.5159 | 18.6653 | 19.5533 | 18.7124 | 18.1378 | 17.347 | 16.3021 | 14.8739 | 13.608 | 0 | 0 | 0 | 0 | 0 | 0 | 0 | 0 | 0 | 0 | 0 | 0 | 0 | 0 | 0.28694 | 0.27774 | 0.27998 | 0.2933 | 0 | 0 | 0 | 0 | 0 | 0 | 44.9902 | 44.3394 | 43.3739 | 42.5496 | 41.8382 | 41.2059 | 41.1353 | 41.0667 | 41.5633 | 44.34 | 46.9636 | 48.9107 | 50.2922 | 51.1343 | 51.7917 | 51.9079 | 51.4305 | 50.145 | 48.5381 | 47.3484 | 46.4659 | 45.5857 | 44.775 | 43.9036 | 0.18053 | 0.16738 | 0.16334 | 0.16246 | 0.17608 | 0.20793 | 0.27274 | 0.30293 | 0.31414 | 0.30715 | 0.30487 | 0.32328 | 0.36646 | 0.41936 | 0.45653 | 0.48116 | 0.49343 | 0.45729 | 0.40706 | 0.32219 | 0.29144 | 0.25393 | 0.20505 | 0.16592
Portfolio Adjusted1-in-2Size: 20 kW to 199.99 kWAll2025Typical Event Day | Portfolio Adjusted | 1-in-2 | Size: 20 kW to 199.99 kW | All | 2025 | Typical Event Day | 8 | 14.2782 | 13.5088 | 13.1045 | 12.9914 | 13.4732 | 14.9717 | 16.5427 | 19.0936 | 22.5357 | 25.4115 | 27.7196 | 29.239 | 30.1858 | 30.8819 | 31.1157 | 30.6806 | 29.4573 | 27.1848 | 24.5429 | 23.3834 | 22.8287 | 20.7588 | 18.0724 | 15.9007 | 0 | 0 | 0 | 0 | 0 | 0 | 0 | 0 | 0 | 0 | 0 | 0 | 0 | 0 | 0.46673 | 0.46021 | 0.44186 | 0.40777 | 0 | 0 | 0 | 0 | 0 | 0 | 70.4902 | 69.3626 | 68.3027 | 67.319 | 66.4693 | 65.6937 | 65.2027 | 65.4247 | 68.1909 | 73.0486 | 78.109 | 82.2684 | 85.3811 | 87.5361 | 88.863 | 89.5072 | 89.7128 | 89.0095 | 87.4191 | 84.8696 | 81.3166 | 77.9702 | 75.6881 | 74.1133 | 0.17566 | 0.16284 | 0.1589 | 0.15803 | 0.17128 | 0.2024 | 0.26547 | 0.29509 | 0.30614 | 0.2994 | 0.29716 | 0.31506 | 0.35701 | 0.40839 | 0.44442 | 0.46847 | 0.48037 | 0.44512 | 0.39622 | 0.31346 | 0.28348 | 0.24692 | 0.19937 | 0.16141
Portfolio Adjusted1-in-10Size: 20 kW to 199.99 kWOrange County2015January Monthly Peak | Portfolio Adjusted | 1-in-10 | Size: 20 kW to 199.99 kW | Orange County | 2015 | January Monthly Peak | 1
Portfolio Adjusted1-in-10Size: 20 kW to 199.99 kWOrange County2015February Monthly Peak | Portfolio Adjusted | 1-in-10 | Size: 20 kW to 199.99 kW | Orange County | 2015 | February Monthly Peak | 2
Portfolio Adjusted1-in-10Size: 20 kW to 199.99 kWOrange County2015March Monthly Peak | Portfolio Adjusted | 1-in-10 | Size: 20 kW to 199.99 kW | Orange County | 2015 | March Monthly Peak | 3
Portfolio Adjusted1-in-10Size: 20 kW to 199.99 kWOrange County2015April Monthly Peak | Portfolio Adjusted | 1-in-10 | Size: 20 kW to 199.99 kW | Orange County | 2015 | April Monthly Peak | 4
Portfolio Adjusted1-in-10Size: 20 kW to 199.99 kWOrange County2015May Monthly Peak | Portfolio Adjusted | 1-in-10 | Size: 20 kW to 199.99 kW | Orange County | 2015 | May Monthly Peak | 5
Portfolio Adjusted1-in-10Size: 20 kW to 199.99 kWOrange County2015June Monthly Peak | Portfolio Adjusted | 1-in-10 | Size: 20 kW to 199.99 kW | Orange County | 2015 | June Monthly Peak | 6
Portfolio Adjusted1-in-10Size: 20 kW to 199.99 kWOrange County2015July Monthly Peak | Portfolio Adjusted | 1-in-10 | Size: 20 kW to 199.99 kW | Orange County | 2015 | July Monthly Peak | 7
Portfolio Adjusted1-in-10Size: 20 kW to 199.99 kWOrange County2015August Monthly Peak | Portfolio Adjusted | 1-in-10 | Size: 20 kW to 199.99 kW | Orange County | 2015 | August Monthly Peak | 8
Portfolio Adjusted1-in-10Size: 20 kW to 199.99 kWOrange County2015September Monthly Peak | Portfolio Adjusted | 1-in-10 | Size: 20 kW to 199.99 kW | Orange County | 2015 | September Monthly Peak | 9
Portfolio Adjusted1-in-10Size: 20 kW to 199.99 kWOrange County2015October Monthly Peak | Portfolio Adjusted | 1-in-10 | Size: 20 kW to 199.99 kW | Orange County | 2015 | October Monthly Peak | 10
Portfolio Adjusted1-in-10Size: 20 kW to 199.99 kWOrange County2015November Monthly Peak | Portfolio Adjusted | 1-in-10 | Size: 20 kW to 199.99 kW | Orange County | 2015 | November Monthly Peak | 11
Portfolio Adjusted1-in-10Size: 20 kW to 199.99 kWOrange County2015December Monthly Peak | Portfolio Adjusted | 1-in-10 | Size: 20 kW to 199.99 kW | Orange County | 2015 | December Monthly Peak | 12
Portfolio Adjusted1-in-10Size: 20 kW to 199.99 kWOrange County2015Typical Event Day | Portfolio Adjusted | 1-in-10 | Size: 20 kW to 199.99 kW | Orange County | 2015 | Typical Event Day | 8
Portfolio Adjusted1-in-10Size: 20 kW to 199.99 kWOrange County2016January Monthly Peak | Portfolio Adjusted | 1-in-10 | Size: 20 kW to 199.99 kW | Orange County | 2016 | January Monthly Peak | 1
Portfolio Adjusted1-in-10Size: 20 kW to 199.99 kWOrange County2016February Monthly Peak | Portfolio Adjusted | 1-in-10 | Size: 20 kW to 199.99 kW | Orange County | 2016 | February Monthly Peak | 2
Portfolio Adjusted1-in-10Size: 20 kW to 199.99 kWOrange County2016March Monthly Peak | Portfolio Adjusted | 1-in-10 | Size: 20 kW to 199.99 kW | Orange County | 2016 | March Monthly Peak | 3
Portfolio Adjusted1-in-10Size: 20 kW to 199.99 kWOrange County2016April Monthly Peak | Portfolio Adjusted | 1-in-10 | Size: 20 kW to 199.99 kW | Orange County | 2016 | April Monthly Peak | 4
Portfolio Adjusted1-in-10Size: 20 kW to 199.99 kWOrange County2016May Monthly Peak | Portfolio Adjusted | 1-in-10 | Size: 20 kW to 199.99 kW | Orange County | 2016 | May Monthly Peak | 5
Portfolio Adjusted1-in-10Size: 20 kW to 199.99 kWOrange County2016June Monthly Peak | Portfolio Adjusted | 1-in-10 | Size: 20 kW to 199.99 kW | Orange County | 2016 | June Monthly Peak | 6
Portfolio Adjusted1-in-10Size: 20 kW to 199.99 kWOrange County2016July Monthly Peak | Portfolio Adjusted | 1-in-10 | Size: 20 kW to 199.99 kW | Orange County | 2016 | July Monthly Peak | 7
Portfolio Adjusted1-in-10Size: 20 kW to 199.99 kWOrange County2016August Monthly Peak | Portfolio Adjusted | 1-in-10 | Size: 20 kW to 199.99 kW | Orange County | 2016 | August Monthly Peak | 8
Portfolio Adjusted1-in-10Size: 20 kW to 199.99 kWOrange County2016September Monthly Peak | Portfolio Adjusted | 1-in-10 | Size: 20 kW to 199.99 kW | Orange County | 2016 | September Monthly Peak | 9
Portfolio Adjusted1-in-10Size: 20 kW to 199.99 kWOrange County2016October Monthly Peak | Portfolio Adjusted | 1-in-10 | Size: 20 kW to 199.99 kW | Orange County | 2016 | October Monthly Peak | 10
Portfolio Adjusted1-in-10Size: 20 kW to 199.99 kWOrange County2016November Monthly Peak | Portfolio Adjusted | 1-in-10 | Size: 20 kW to 199.99 kW | Orange County | 2016 | November Monthly Peak | 11
Portfolio Adjusted1-in-10Size: 20 kW to 199.99 kWOrange County2016December Monthly Peak | Portfolio Adjusted | 1-in-10 | Size: 20 kW to 199.99 kW | Orange County | 2016 | December Monthly Peak | 12
Portfolio Adjusted1-in-10Size: 20 kW to 199.99 kWOrange County2016Typical Event Day | Portfolio Adjusted | 1-in-10 | Size: 20 kW to 199.99 kW | Orange County | 2016 | Typical Event Day | 8
Portfolio Adjusted1-in-10Size: 20 kW to 199.99 kWOrange County2017January Monthly Peak | Portfolio Adjusted | 1-in-10 | Size: 20 kW to 199.99 kW | Orange County | 2017 | January Monthly Peak | 1
Portfolio Adjusted1-in-10Size: 20 kW to 199.99 kWOrange County2017February Monthly Peak | Portfolio Adjusted | 1-in-10 | Size: 20 kW to 199.99 kW | Orange County | 2017 | February Monthly Peak | 2
Portfolio Adjusted1-in-10Size: 20 kW to 199.99 kWOrange County2017March Monthly Peak | Portfolio Adjusted | 1-in-10 | Size: 20 kW to 199.99 kW | Orange County | 2017 | March Monthly Peak | 3
Portfolio Adjusted1-in-10Size: 20 kW to 199.99 kWOrange County2017April Monthly Peak | Portfolio Adjusted | 1-in-10 | Size: 20 kW to 199.99 kW | Orange County | 2017 | April Monthly Peak | 4 | 12.9621 | 12.3342 | 12.0062 | 11.9714 | 12.5425 | 14.1194 | 15.7954 | 17.7792 | 20.7693 | 23.3064 | 25.345 | 26.6449 | 27.963 | 28.8756 | 29.2851 | 28.5351 | 27.0187 | 24.6217 | 22.1258 | 21.9983 | 20.994 | 18.9722 | 16.466 | 14.5478 | 0 | 0 | 0 | 0 | 0 | 0 | 0 | 0 | 0 | 0 | 0 | 0 | 0 | 0 | 0.43928 | 0.42803 | 0.40528 | 0.36933 | 0 | 0 | 0 | 0 | 0 | 0 | 71.354 | 69.5018 | 67.8819 | 66.1958 | 65.2352 | 64.56 | 63.9683 | 64.093 | 67.1652 | 72.7396 | 78.803 | 84.3193 | 87.9847 | 89.9253 | 90.6195 | 91.1394 | 91.1369 | 90.3162 | 88.6906 | 85.0839 | 80.0978 | 76.1344 | 73.5341 | 71.4806 | 0.32557 | 0.29729 | 0.28867 | 0.28495 | 0.3104 | 0.38435 | 0.50168 | 0.58723 | 0.62443 | 0.61634 | 0.61006 | 0.64176 | 0.71105 | 0.7955 | 0.84384 | 0.89992 | 0.91853 | 0.8415 | 0.7499 | 0.57311 | 0.50915 | 0.43268 | 0.34582 | 0.2931
Portfolio Adjusted1-in-10Size: 20 kW to 199.99 kWOrange County2017May Monthly Peak | Portfolio Adjusted | 1-in-10 | Size: 20 kW to 199.99 kW | Orange County | 2017 | May Monthly Peak | 5 | 13.4716 | 12.8078 | 12.4392 | 12.3437 | 12.9409 | 14.4249 | 15.6777 | 18.5685 | 22.3309 | 25.4506 | 27.8357 | 29.1972 | 30.384 | 31.1627 | 31.5224 | 30.7237 | 29.1551 | 26.5975 | 23.7393 | 22.685 | 22.3198 | 20.0439 | 17.3753 | 15.223 | 0 | 0 | 0 | 0 | 0 | 0 | 0 | 0 | 0 | 0 | 0 | 0 | 0 | 0 | 0.47284 | 0.46086 | 0.43733 | 0.39896 | 0 | 0 | 0 | 0 | 0 | 0 | 74.6219 | 72.9092 | 71.4066 | 70.7896 | 70.1068 | 69.2374 | 68.808 | 69.1299 | 72.7332 | 78.4954 | 83.4209 | 87.0437 | 89.5491 | 91.558 | 92.8693 | 93.2496 | 93.0955 | 92.0396 | 90.4615 | 87.7536 | 83.715 | 79.4459 | 76.9249 | 74.7743 | 0.32628 | 0.29793 | 0.2893 | 0.28557 | 0.31107 | 0.38518 | 0.50277 | 0.58851 | 0.62578 | 0.61768 | 0.61139 | 0.64316 | 0.71259 | 0.79723 | 0.84567 | 0.90188 | 0.92053 | 0.84332 | 0.75153 | 0.57436 | 0.51026 | 0.43362 | 0.34657 | 0.29374
Portfolio Adjusted1-in-10Size: 20 kW to 199.99 kWOrange County2017June Monthly Peak | Portfolio Adjusted | 1-in-10 | Size: 20 kW to 199.99 kW | Orange County | 2017 | June Monthly Peak | 6 | 13.8319 | 13.1324 | 12.7598 | 12.6811 | 13.2649 | 14.5927 | 16.038 | 19.274 | 22.9067 | 26.0081 | 28.4763 | 30.0127 | 31.4101 | 32.3458 | 32.8276 | 32.0737 | 30.4202 | 27.8112 | 24.8383 | 23.0605 | 22.7228 | 20.6815 | 17.9175 | 15.6369 | 0 | 0 | 0 | 0 | 0 | 0 | 0 | 0 | 0 | 0 | 0 | 0 | 0 | 0 | 0.49241 | 0.4811 | 0.4563 | 0.41717 | 0 | 0 | 0 | 0 | 0 | 0 | 72.6026 | 71.351 | 70.1236 | 69.1967 | 68.0301 | 67.2007 | 66.8316 | 67.8104 | 71.2503 | 76.2812 | 81.4441 | 85.9534 | 89.349 | 91.6952 | 93.3666 | 94.1353 | 94.4464 | 93.2867 | 91.7404 | 88.5832 | 84.3959 | 80.6624 | 78.139 | 76.226 | 0.32601 | 0.29769 | 0.28906 | 0.28534 | 0.31082 | 0.38487 | 0.50236 | 0.58803 | 0.62527 | 0.61718 | 0.61089 | 0.64263 | 0.71201 | 0.79658 | 0.84498 | 0.90114 | 0.91977 | 0.84264 | 0.75092 | 0.57389 | 0.50984 | 0.43326 | 0.34629 | 0.2935
Portfolio Adjusted1-in-10Size: 20 kW to 199.99 kWOrange County2017July Monthly Peak | Portfolio Adjusted | 1-in-10 | Size: 20 kW to 199.99 kW | Orange County | 2017 | July Monthly Peak | 7 | 14.8951 | 14.068 | 13.6045 | 13.4472 | 14.0318 | 15.6331 | 17.5694 | 21.1337 | 25.0562 | 28.2819 | 30.7503 | 32.2379 | 33.5546 | 34.4703 | 34.915 | 34.2004 | 32.7185 | 30.005 | 26.6885 | 24.6107 | 24.2471 | 22.1487 | 19.3761 | 16.8537 | 0 | 0 | 0 | 0 | 0 | 0 | 0 | 0 | 0 | 0 | 0 | 0 | 0 | 0 | 0.52373 | 0.51301 | 0.49078 | 0.45008 | 0 | 0 | 0 | 0 | 0 | 0 | 78.1288 | 76.8258 | 75.591 | 74.3643 | 73.5527 | 72.8142 | 72.102 | 72.5301 | 75.4871 | 80.2531 | 85.4074 | 89.7397 | 92.2212 | 93.4812 | 94.4273 | 94.358 | 94.1483 | 93.6492 | 92.1271 | 89.5781 | 85.7964 | 82.1503 | 79.8043 | 78.2577 | 0.32542 | 0.29715 | 0.28854 | 0.28482 | 0.31026 | 0.38417 | 0.50145 | 0.58696 | 0.62414 | 0.61606 | 0.60978 | 0.64147 | 0.71072 | 0.79514 | 0.84345 | 0.89951 | 0.91811 | 0.84111 | 0.74956 | 0.57285 | 0.50892 | 0.43248 | 0.34566 | 0.29297
Portfolio Adjusted1-in-10Size: 20 kW to 199.99 kWOrange County2017August Monthly Peak | Portfolio Adjusted | 1-in-10 | Size: 20 kW to 199.99 kW | Orange County | 2017 | August Monthly Peak | 8 | 15.1484 | 14.3256 | 13.8692 | 13.7206 | 14.1689 | 16.0587 | 18.0413 | 21.3133 | 25.7586 | 29.2795 | 32.1662 | 33.9258 | 35.3488 | 36.2162 | 36.5064 | 35.8039 | 34.0665 | 31.004 | 27.3292 | 25.838 | 25.0601 | 22.5293 | 19.6741 | 17.1109 | 0 | 0 | 0 | 0 | 0 | 0 | 0 | 0 | 0 | 0 | 0 | 0 | 0 | 0 | 0.5476 | 0.53706 | 0.511 | 0.46506 | 0 | 0 | 0 | 0 | 0 | 0 | 78.4064 | 77.6079 | 76.8129 | 75.9504 | 75.3256 | 74.7899 | 74.7745 | 75.3472 | 77.9466 | 82.6971 | 87.4049 | 91.7952 | 95.4006 | 97.5493 | 98.399 | 99.1685 | 99.2767 | 98.4806 | 97.655 | 94.8924 | 90.6328 | 87.1288 | 84.7083 | 82.6712 | 0.33117 | 0.3024 | 0.29364 | 0.28986 | 0.31574 | 0.39096 | 0.51031 | 0.59733 | 0.63517 | 0.62694 | 0.62055 | 0.6528 | 0.72328 | 0.80919 | 0.85835 | 0.9154 | 0.93433 | 0.85597 | 0.7628 | 0.58297 | 0.51791 | 0.44012 | 0.35177 | 0.29814
Portfolio Adjusted1-in-10Size: 20 kW to 199.99 kWOrange County2017September Monthly Peak | Portfolio Adjusted | 1-in-10 | Size: 20 kW to 199.99 kW | Orange County | 2017 | September Monthly Peak | 9 | 15.0195 | 14.2449 | 13.8245 | 13.7126 | 14.1846 | 16.187 | 18.7306 | 21.3081 | 25.7173 | 29.2034 | 32.0335 | 33.6319 | 34.9723 | 35.8366 | 36.1366 | 35.3279 | 33.5407 | 30.3812 | 26.9812 | 26.2369 | 24.295 | 21.9163 | 19.2559 | 16.877 | 0 | 0 | 0 | 0 | 0 | 0 | 0 | 0 | 0 | 0 | 0 | 0 | 0 | 0 | 0.54205 | 0.52992 | 0.50311 | 0.45572 | 0 | 0 | 0 | 0 | 0 | 0 | 80.0924 | 79.2241 | 78.2934 | 77.7941 | 77.0955 | 76.7838 | 76.1985 | 75.7887 | 77.7962 | 81.7404 | 86.1141 | 90.5487 | 93.7434 | 95.6479 | 96.5398 | 97.1604 | 97.2381 | 96.0175 | 94.1909 | 90.7923 | 86.7916 | 83.566 | 81.1466 | 79.1783 | 0.32777 | 0.2993 | 0.29063 | 0.28688 | 0.3125 | 0.38695 | 0.50507 | 0.5912 | 0.62865 | 0.62051 | 0.61419 | 0.64611 | 0.71586 | 0.80089 | 0.84955 | 0.90601 | 0.92475 | 0.84719 | 0.75498 | 0.57699 | 0.5126 | 0.43561 | 0.34816 | 0.29508
Portfolio Adjusted1-in-10Size: 20 kW to 199.99 kWOrange County2017October Monthly Peak | Portfolio Adjusted | 1-in-10 | Size: 20 kW to 199.99 kW | Orange County | 2017 | October Monthly Peak | 10 | 13.5392 | 12.8953 | 12.4989 | 12.4385 | 12.9085 | 14.6789 | 17.2895 | 19.0416 | 22.3215 | 25.3713 | 27.8262 | 29.473 | 30.9189 | 31.8733 | 32.2729 | 31.5037 | 29.6973 | 26.7147 | 25.2496 | 23.9869 | 21.972 | 19.8444 | 17.3727 | 15.2243 | 0 | 0 | 0 | 0 | 0 | 0 | 0 | 0 | 0 | 0 | 0 | 0 | 0 | 0 | 0.48409 | 0.47256 | 0.44546 | 0.40072 | 0 | 0 | 0 | 0 | 0 | 0 | 75.0118 | 73.4526 | 72.225 | 71.0434 | 70.0914 | 69.5412 | 69.1089 | 69.0024 | 70.4353 | 74.6697 | 80.2495 | 85.6288 | 90.1303 | 93.1282 | 94.2563 | 94.8722 | 94.7338 | 93.2462 | 90.1969 | 85.5831 | 81.2669 | 78.4785 | 76.5246 | 74.815 | 0.32599 | 0.29767 | 0.28904 | 0.28532 | 0.3108 | 0.38484 | 0.50232 | 0.58799 | 0.62523 | 0.61713 | 0.61084 | 0.64259 | 0.71196 | 0.79652 | 0.84492 | 0.90108 | 0.91971 | 0.84258 | 0.75087 | 0.57385 | 0.50981 | 0.43323 | 0.34627 | 0.29348
Portfolio Adjusted1-in-10Size: 20 kW to 199.99 kWOrange County2017November Monthly Peak | Portfolio Adjusted | 1-in-10 | Size: 20 kW to 199.99 kW | Orange County | 2017 | November Monthly Peak | 11 | 12.5224 | 12.0517 | 11.8285 | 11.8552 | 12.375 | 14.1478 | 15.7556 | 17.6264 | 20.5509 | 22.9964 | 24.8493 | 26.0736 | 27.0152 | 27.5594 | 27.6321 | 26.609 | 25.2291 | 24.8567 | 22.7464 | 21.2122 | 19.6286 | 17.7942 | 15.6276 | 13.8707 | 0 | 0 | 0 | 0 | 0 | 0 | 0 | 0 | 0 | 0 | 0 | 0 | 0 | 0 | 0.41448 | 0.39914 | 0.37844 | 0.37285 | 0 | 0 | 0 | 0 | 0 | 0 | 69.3363 | 67.5068 | 66.8696 | 65.5241 | 64.5101 | 63.5101 | 63.6646 | 63.9934 | 66.4227 | 71.0213 | 76.9407 | 82.0169 | 85.0968 | 86.7778 | 87.6974 | 87.4986 | 86.1884 | 83.559 | 80.2666 | 77.3804 | 74.9256 | 72.8347 | 70.9933 | 69.985 | 0.32685 | 0.29846 | 0.28981 | 0.28608 | 0.31162 | 0.38586 | 0.50365 | 0.58954 | 0.62688 | 0.61877 | 0.61246 | 0.64429 | 0.71385 | 0.79863 | 0.84716 | 0.90347 | 0.92215 | 0.84481 | 0.75286 | 0.57537 | 0.51116 | 0.43438 | 0.34718 | 0.29426
Portfolio Adjusted1-in-10Size: 20 kW to 199.99 kWOrange County2017December Monthly Peak | Portfolio Adjusted | 1-in-10 | Size: 20 kW to 199.99 kW | Orange County | 2017 | December Monthly Peak | 12 | 12.1962 | 11.8216 | 11.7067 | 11.8216 | 12.49 | 14.3062 | 16.6701 | 17.7264 | 19.191 | 20.2301 | 20.597 | 20.3147 | 20.1741 | 19.875 | 19.6105 | 18.7288 | 18.6038 | 19.4269 | 18.4593 | 17.7216 | 16.8162 | 15.7411 | 14.3965 | 13.1941 | 0 | 0 | 0 | 0 | 0 | 0 | 0 | 0 | 0 | 0 | 0 | 0 | 0 | 0 | 0.29416 | 0.28093 | 0.27906 | 0.2914 | 0 | 0 | 0 | 0 | 0 | 0 | 43.864 | 43.2616 | 43.0712 | 43.3026 | 43.5053 | 43.3918 | 43.6646 | 43.6251 | 44.2181 | 45.4018 | 46.542 | 48.0529 | 49.1686 | 49.6566 | 49.9274 | 49.8718 | 49.3863 | 48.4505 | 47.2412 | 46.039 | 44.9304 | 44.4608 | 44.0988 | 43.299 | 0.32623 | 0.29789 | 0.28926 | 0.28553 | 0.31102 | 0.38512 | 0.50269 | 0.58842 | 0.62569 | 0.61758 | 0.61129 | 0.64306 | 0.71248 | 0.79711 | 0.84554 | 0.90174 | 0.92038 | 0.8432 | 0.75142 | 0.57427 | 0.51018 | 0.43355 | 0.34652 | 0.29369
Portfolio Adjusted1-in-10Size: 20 kW to 199.99 kWOrange County2017Typical Event Day | Portfolio Adjusted | 1-in-10 | Size: 20 kW to 199.99 kW | Orange County | 2017 | Typical Event Day | 8 | 14.871 | 14.0771 | 13.6493 | 13.5105 | 13.9671 | 15.8216 | 17.7616 | 20.8684 | 25.0561 | 28.3692 | 31.0858 | 32.7614 | 34.1531 | 35.0176 | 35.3119 | 34.6376 | 32.9758 | 30.0003 | 26.4978 | 25.0833 | 24.425 | 22.0001 | 19.2202 | 16.743 | 0 | 0 | 0 | 0 | 0 | 0 | 0 | 0 | 0 | 0 | 0 | 0 | 0 | 0 | 0.52968 | 0.51956 | 0.49464 | 0.45 | 0 | 0 | 0 | 0 | 0 | 0 | 77.3075 | 76.2522 | 75.2052 | 74.3264 | 73.501 | 72.8972 | 72.4767 | 72.8691 | 75.6201 | 80.243 | 85.0926 | 89.5093 | 92.6786 | 94.5934 | 95.6832 | 96.2056 | 96.2774 | 95.3585 | 93.9283 | 90.9615 | 86.9042 | 83.3769 | 80.9495 | 79.0833 | 0.32717 | 0.29874 | 0.29009 | 0.28635 | 0.31192 | 0.38623 | 0.50414 | 0.59011 | 0.62748 | 0.61936 | 0.61305 | 0.64491 | 0.71453 | 0.7994 | 0.84797 | 0.90433 | 0.92303 | 0.84562 | 0.75358 | 0.57592 | 0.51164 | 0.4348 | 0.34752 | 0.29454
Portfolio Adjusted1-in-10Size: 20 kW to 199.99 kWOrange County2018January Monthly Peak | Portfolio Adjusted | 1-in-10 | Size: 20 kW to 199.99 kW | Orange County | 2018 | January Monthly Peak | 1 | 12.3137 | 12.0117 | 11.8501 | 12.0479 | 12.7788 | 14.4744 | 17.0603 | 18.1255 | 19.6595 | 20.4751 | 20.7 | 20.2915 | 20.1897 | 19.9708 | 19.8779 | 19.013 | 18.3558 | 19.1419 | 18.3666 | 17.6682 | 16.8048 | 16.0061 | 14.4966 | 13.3252 | 0 | 0 | 0 | 0 | 0 | 0 | 0 | 0 | 0 | 0 | 0 | 0 | 0 | 0 | 0.29817 | 0.2852 | 0.27534 | 0.28713 | 0 | 0 | 0 | 0 | 0 | 0 | 44.7927 | 44.0358 | 43.164 | 42.4734 | 42.0943 | 41.5648 | 41.13 | 40.9983 | 41.5313 | 43.8814 | 46.4313 | 48.1072 | 49.7828 | 50.6943 | 51.3243 | 51.3201 | 50.1444 | 48.53 | 46.3101 | 44.929 | 44.0796 | 43.6541 | 43.1564 | 42.4884 | 0.33295 | 0.30403 | 0.29522 | 0.29142 | 0.31744 | 0.39306 | 0.51305 | 0.60055 | 0.63858 | 0.63032 | 0.62389 | 0.65631 | 0.72717 | 0.81354 | 0.86297 | 0.92033 | 0.93936 | 0.86058 | 0.76691 | 0.58611 | 0.5207 | 0.44249 | 0.35366 | 0.29975
Portfolio Adjusted1-in-10Size: 20 kW to 199.99 kWOrange County2018February Monthly Peak | Portfolio Adjusted | 1-in-10 | Size: 20 kW to 199.99 kW | Orange County | 2018 | February Monthly Peak | 2 | 12.1901 | 11.8683 | 11.6393 | 11.7983 | 12.4797 | 14.0204 | 16.133 | 17.3517 | 19.0273 | 20.1102 | 20.7893 | 20.8425 | 21.1617 | 21.3564 | 21.3839 | 20.4755 | 19.5549 | 19.4906 | 19.3656 | 18.3549 | 17.3781 | 16.1522 | 14.5038 | 13.1954 | 0 | 0 | 0 | 0 | 0 | 0 | 0 | 0 | 0 | 0 | 0 | 0 | 0 | 0 | 0.32076 | 0.30713 | 0.29332 | 0.29236 | 0 | 0 | 0 | 0 | 0 | 0 | 50.6657 | 50.6359 | 50.1376 | 49.5827 | 49.5143 | 48.8201 | 47.5937 | 48.1849 | 49.2598 | 51.4443 | 53.5939 | 54.52 | 55.4093 | 56.69 | 57.7574 | 58.016 | 57.2502 | 56.7792 | 55.2452 | 53.7527 | 52.4803 | 51.0102 | 50.3814 | 49.592 | 0.32385 | 0.29571 | 0.28714 | 0.28345 | 0.30876 | 0.38232 | 0.49902 | 0.58412 | 0.62112 | 0.61308 | 0.60683 | 0.63837 | 0.70729 | 0.79129 | 0.83937 | 0.89516 | 0.91367 | 0.83704 | 0.74594 | 0.57008 | 0.50646 | 0.43039 | 0.34399 | 0.29155
Portfolio Adjusted1-in-10Size: 20 kW to 199.99 kWOrange County2018March Monthly Peak | Portfolio Adjusted | 1-in-10 | Size: 20 kW to 199.99 kW | Orange County | 2018 | March Monthly Peak | 3 | 12.4345 | 11.946 | 11.6615 | 11.6989 | 12.3224 | 13.7833 | 15.8191 | 17.1616 | 19.1346 | 20.7203 | 21.9988 | 22.6375 | 23.4106 | 24.0241 | 24.3836 | 23.7665 | 22.4794 | 20.8076 | 19.748 | 19.8805 | 18.7547 | 17.1631 | 15.0916 | 13.5241 | 0 | 0 | 0 | 0 | 0 | 0 | 0 | 0 | 0 | 0 | 0 | 0 | 0 | 0 | 0.36575 | 0.3565 | 0.33719 | 0.31211 | 0 | 0 | 0 | 0 | 0 | 0 | 61.0412 | 59.4243 | 57.9384 | 57.1637 | 56.6087 | 56.1724 | 55.9576 | 56.1058 | 57.2486 | 60.8855 | 65.0269 | 69.3997 | 72.9672 | 74.9156 | 75.9011 | 76.5286 | 76.5692 | 75.8866 | 74.3652 | 71.6904 | 68.2648 | 65.4384 | 63.204 | 60.8221 | 0.32319 | 0.29511 | 0.28656 | 0.28287 | 0.30813 | 0.38154 | 0.49802 | 0.58294 | 0.61987 | 0.61184 | 0.6056 | 0.63708 | 0.70586 | 0.78969 | 0.83767 | 0.89335 | 0.91182 | 0.83535 | 0.74443 | 0.56893 | 0.50543 | 0.42952 | 0.3433 | 0.29096
Portfolio Adjusted1-in-10Size: 20 kW to 199.99 kWOrange County2018April Monthly Peak | Portfolio Adjusted | 1-in-10 | Size: 20 kW to 199.99 kW | Orange County | 2018 | April Monthly Peak | 4 | 12.9621 | 12.3342 | 12.0062 | 11.9714 | 12.5425 | 14.1194 | 15.7954 | 17.7792 | 20.7693 | 23.3064 | 25.345 | 26.6449 | 27.963 | 28.8757 | 29.2851 | 28.5351 | 27.0187 | 24.6217 | 22.1258 | 21.9983 | 20.994 | 18.9722 | 16.466 | 14.5478 | 0 | 0 | 0 | 0 | 0 | 0 | 0 | 0 | 0 | 0 | 0 | 0 | 0 | 0 | 0.43928 | 0.42803 | 0.40528 | 0.36933 | 0 | 0 | 0 | 0 | 0 | 0 | 71.354 | 69.5018 | 67.8819 | 66.1958 | 65.2352 | 64.56 | 63.9683 | 64.093 | 67.1652 | 72.7396 | 78.803 | 84.3193 | 87.9847 | 89.9253 | 90.6195 | 91.1394 | 91.1369 | 90.3162 | 88.6906 | 85.0839 | 80.0978 | 76.1344 | 73.5341 | 71.4805 | 0.32557 | 0.29729 | 0.28867 | 0.28495 | 0.3104 | 0.38435 | 0.50168 | 0.58723 | 0.62443 | 0.61634 | 0.61006 | 0.64176 | 0.71105 | 0.7955 | 0.84384 | 0.89992 | 0.91853 | 0.8415 | 0.7499 | 0.57311 | 0.50915 | 0.43268 | 0.34582 | 0.2931
Portfolio Adjusted1-in-10Size: 20 kW to 199.99 kWOrange County2018May Monthly Peak | Portfolio Adjusted | 1-in-10 | Size: 20 kW to 199.99 kW | Orange County | 2018 | May Monthly Peak | 5 | 13.4716 | 12.8078 | 12.4392 | 12.3437 | 12.9409 | 14.4249 | 15.6777 | 18.5685 | 22.3309 | 25.4506 | 27.8357 | 29.1972 | 30.384 | 31.1627 | 31.5224 | 30.7237 | 29.1551 | 26.5975 | 23.7393 | 22.685 | 22.3198 | 20.0439 | 17.3753 | 15.223 | 0 | 0 | 0 | 0 | 0 | 0 | 0 | 0 | 0 | 0 | 0 | 0 | 0 | 0 | 0.47284 | 0.46086 | 0.43733 | 0.39896 | 0 | 0 | 0 | 0 | 0 | 0 | 74.6219 | 72.9092 | 71.4066 | 70.7896 | 70.1068 | 69.2374 | 68.808 | 69.1299 | 72.7332 | 78.4954 | 83.4209 | 87.0437 | 89.5491 | 91.558 | 92.8693 | 93.2496 | 93.0955 | 92.0396 | 90.4615 | 87.7536 | 83.715 | 79.4458 | 76.9249 | 74.7743 | 0.32628 | 0.29793 | 0.2893 | 0.28557 | 0.31107 | 0.38518 | 0.50277 | 0.58851 | 0.62578 | 0.61768 | 0.61139 | 0.64316 | 0.71259 | 0.79723 | 0.84567 | 0.90188 | 0.92053 | 0.84332 | 0.75153 | 0.57436 | 0.51026 | 0.43362 | 0.34657 | 0.29374
Portfolio Adjusted1-in-10Size: 20 kW to 199.99 kWOrange County2018June Monthly Peak | Portfolio Adjusted | 1-in-10 | Size: 20 kW to 199.99 kW | Orange County | 2018 | June Monthly Peak | 6 | 13.8319 | 13.1324 | 12.7598 | 12.6811 | 13.2649 | 14.5927 | 16.038 | 19.274 | 22.9067 | 26.0081 | 28.4763 | 30.0127 | 31.4101 | 32.3458 | 32.8276 | 32.0737 | 30.4202 | 27.8112 | 24.8383 | 23.0605 | 22.7228 | 20.6815 | 17.9175 | 15.6369 | 0 | 0 | 0 | 0 | 0 | 0 | 0 | 0 | 0 | 0 | 0 | 0 | 0 | 0 | 0.49241 | 0.4811 | 0.4563 | 0.41717 | 0 | 0 | 0 | 0 | 0 | 0 | 72.6026 | 71.351 | 70.1236 | 69.1967 | 68.0301 | 67.2007 | 66.8316 | 67.8104 | 71.2503 | 76.2812 | 81.4441 | 85.9534 | 89.349 | 91.6952 | 93.3666 | 94.1353 | 94.4464 | 93.2867 | 91.7404 | 88.5832 | 84.3959 | 80.6624 | 78.139 | 76.226 | 0.32601 | 0.29769 | 0.28906 | 0.28534 | 0.31082 | 0.38487 | 0.50236 | 0.58803 | 0.62527 | 0.61718 | 0.61089 | 0.64263 | 0.71201 | 0.79658 | 0.84498 | 0.90114 | 0.91977 | 0.84264 | 0.75092 | 0.57389 | 0.50984 | 0.43326 | 0.34629 | 0.2935
Portfolio Adjusted1-in-10Size: 20 kW to 199.99 kWOrange County2018July Monthly Peak | Portfolio Adjusted | 1-in-10 | Size: 20 kW to 199.99 kW | Orange County | 2018 | July Monthly Peak | 7 | 14.8951 | 14.068 | 13.6045 | 13.4472 | 14.0318 | 15.6331 | 17.5694 | 21.1337 | 25.0562 | 28.282 | 30.7503 | 32.2379 | 33.5546 | 34.4703 | 34.915 | 34.2004 | 32.7185 | 30.005 | 26.6885 | 24.6107 | 24.2471 | 22.1487 | 19.3761 | 16.8537 | 0 | 0 | 0 | 0 | 0 | 0 | 0 | 0 | 0 | 0 | 0 | 0 | 0 | 0 | 0.52373 | 0.51301 | 0.49078 | 0.45008 | 0 | 0 | 0 | 0 | 0 | 0 | 78.1288 | 76.8258 | 75.591 | 74.3643 | 73.5527 | 72.8142 | 72.102 | 72.5301 | 75.4871 | 80.2531 | 85.4074 | 89.7397 | 92.2212 | 93.4812 | 94.4273 | 94.358 | 94.1483 | 93.6492 | 92.1271 | 89.5781 | 85.7964 | 82.1503 | 79.8043 | 78.2577 | 0.32542 | 0.29715 | 0.28854 | 0.28482 | 0.31026 | 0.38417 | 0.50145 | 0.58696 | 0.62414 | 0.61606 | 0.60978 | 0.64147 | 0.71072 | 0.79514 | 0.84345 | 0.89951 | 0.91811 | 0.84111 | 0.74956 | 0.57285 | 0.50892 | 0.43248 | 0.34566 | 0.29297
Portfolio Adjusted1-in-10Size: 20 kW to 199.99 kWOrange County2018August Monthly Peak | Portfolio Adjusted | 1-in-10 | Size: 20 kW to 199.99 kW | Orange County | 2018 | August Monthly Peak | 8 | 15.1484 | 14.3256 | 13.8692 | 13.7206 | 14.1689 | 16.0587 | 18.0413 | 21.3133 | 25.7586 | 29.2795 | 32.1662 | 33.9258 | 35.3488 | 36.2162 | 36.5064 | 35.8039 | 34.0665 | 31.004 | 27.3292 | 25.838 | 25.0601 | 22.5293 | 19.6741 | 17.1109 | 0 | 0 | 0 | 0 | 0 | 0 | 0 | 0 | 0 | 0 | 0 | 0 | 0 | 0 | 0.5476 | 0.53706 | 0.511 | 0.46506 | 0 | 0 | 0 | 0 | 0 | 0 | 78.4064 | 77.6079 | 76.8129 | 75.9503 | 75.3256 | 74.7899 | 74.7745 | 75.3472 | 77.9466 | 82.6971 | 87.4049 | 91.7952 | 95.4006 | 97.5493 | 98.399 | 99.1685 | 99.2767 | 98.4806 | 97.655 | 94.8924 | 90.6328 | 87.1288 | 84.7083 | 82.6712 | 0.33117 | 0.3024 | 0.29364 | 0.28986 | 0.31574 | 0.39096 | 0.51031 | 0.59733 | 0.63517 | 0.62694 | 0.62055 | 0.6528 | 0.72328 | 0.80919 | 0.85835 | 0.9154 | 0.93433 | 0.85597 | 0.7628 | 0.58297 | 0.51791 | 0.44012 | 0.35177 | 0.29814
Portfolio Adjusted1-in-10Size: 20 kW to 199.99 kWOrange County2018September Monthly Peak | Portfolio Adjusted | 1-in-10 | Size: 20 kW to 199.99 kW | Orange County | 2018 | September Monthly Peak | 9 | 15.0195 | 14.2449 | 13.8245 | 13.7126 | 14.1846 | 16.187 | 18.7306 | 21.3081 | 25.7173 | 29.2034 | 32.0335 | 33.6319 | 34.9723 | 35.8366 | 36.1366 | 35.3279 | 33.5407 | 30.3812 | 26.9812 | 26.2369 | 24.295 | 21.9163 | 19.2559 | 16.877 | 0 | 0 | 0 | 0 | 0 | 0 | 0 | 0 | 0 | 0 | 0 | 0 | 0 | 0 | 0.54205 | 0.52992 | 0.50311 | 0.45572 | 0 | 0 | 0 | 0 | 0 | 0 | 80.0924 | 79.2241 | 78.2934 | 77.7941 | 77.0955 | 76.7838 | 76.1985 | 75.7887 | 77.7962 | 81.7404 | 86.1141 | 90.5487 | 93.7434 | 95.6479 | 96.5398 | 97.1604 | 97.2381 | 96.0175 | 94.1909 | 90.7923 | 86.7916 | 83.566 | 81.1466 | 79.1783 | 0.32777 | 0.2993 | 0.29063 | 0.28688 | 0.3125 | 0.38695 | 0.50507 | 0.5912 | 0.62865 | 0.62051 | 0.61419 | 0.64611 | 0.71586 | 0.80089 | 0.84955 | 0.90601 | 0.92475 | 0.84719 | 0.75498 | 0.57699 | 0.5126 | 0.43561 | 0.34816 | 0.29508
Portfolio Adjusted1-in-10Size: 20 kW to 199.99 kWOrange County2018October Monthly Peak | Portfolio Adjusted | 1-in-10 | Size: 20 kW to 199.99 kW | Orange County | 2018 | October Monthly Peak | 10 | 13.5392 | 12.8953 | 12.4989 | 12.4385 | 12.9085 | 14.6789 | 17.2895 | 19.0416 | 22.3215 | 25.3713 | 27.8262 | 29.473 | 30.9189 | 31.8733 | 32.2729 | 31.5037 | 29.6973 | 26.7147 | 25.2496 | 23.9869 | 21.972 | 19.8444 | 17.3727 | 15.2243 | 0 | 0 | 0 | 0 | 0 | 0 | 0 | 0 | 0 | 0 | 0 | 0 | 0 | 0 | 0.48409 | 0.47256 | 0.44546 | 0.40072 | 0 | 0 | 0 | 0 | 0 | 0 | 75.0118 | 73.4526 | 72.225 | 71.0434 | 70.0914 | 69.5412 | 69.1089 | 69.0024 | 70.4353 | 74.6697 | 80.2495 | 85.6288 | 90.1303 | 93.1282 | 94.2563 | 94.8722 | 94.7338 | 93.2462 | 90.1969 | 85.5831 | 81.2669 | 78.4785 | 76.5246 | 74.815 | 0.32599 | 0.29767 | 0.28904 | 0.28532 | 0.3108 | 0.38484 | 0.50232 | 0.58799 | 0.62523 | 0.61713 | 0.61084 | 0.64259 | 0.71196 | 0.79652 | 0.84492 | 0.90108 | 0.91971 | 0.84258 | 0.75087 | 0.57385 | 0.50981 | 0.43323 | 0.34627 | 0.29348
Portfolio Adjusted1-in-10Size: 20 kW to 199.99 kWOrange County2018November Monthly Peak | Portfolio Adjusted | 1-in-10 | Size: 20 kW to 199.99 kW | Orange County | 2018 | November Monthly Peak | 11 | 12.5224 | 12.0517 | 11.8285 | 11.8552 | 12.375 | 14.1478 | 15.7556 | 17.6264 | 20.5509 | 22.9964 | 24.8493 | 26.0736 | 27.0152 | 27.5594 | 27.6321 | 26.609 | 25.2291 | 24.8567 | 22.7464 | 21.2122 | 19.6286 | 17.7942 | 15.6276 | 13.8707 | 0 | 0 | 0 | 0 | 0 | 0 | 0 | 0 | 0 | 0 | 0 | 0 | 0 | 0 | 0.41448 | 0.39914 | 0.37844 | 0.37285 | 0 | 0 | 0 | 0 | 0 | 0 | 69.3363 | 67.5068 | 66.8696 | 65.5241 | 64.5101 | 63.5101 | 63.6646 | 63.9934 | 66.4227 | 71.0213 | 76.9407 | 82.0169 | 85.0968 | 86.7778 | 87.6974 | 87.4986 | 86.1884 | 83.559 | 80.2666 | 77.3804 | 74.9256 | 72.8347 | 70.9933 | 69.985 | 0.32685 | 0.29846 | 0.28981 | 0.28608 | 0.31162 | 0.38586 | 0.50365 | 0.58954 | 0.62688 | 0.61877 | 0.61246 | 0.64429 | 0.71385 | 0.79863 | 0.84716 | 0.90347 | 0.92215 | 0.84481 | 0.75286 | 0.57537 | 0.51116 | 0.43438 | 0.34718 | 0.29426
Portfolio Adjusted1-in-10Size: 20 kW to 199.99 kWOrange County2018December Monthly Peak | Portfolio Adjusted | 1-in-10 | Size: 20 kW to 199.99 kW | Orange County | 2018 | December Monthly Peak | 12 | 12.1962 | 11.8216 | 11.7067 | 11.8216 | 12.49 | 14.3062 | 16.6701 | 17.7264 | 19.191 | 20.2301 | 20.597 | 20.3147 | 20.1741 | 19.875 | 19.6105 | 18.7288 | 18.6038 | 19.4269 | 18.4593 | 17.7216 | 16.8162 | 15.7411 | 14.3965 | 13.1941 | 0 | 0 | 0 | 0 | 0 | 0 | 0 | 0 | 0 | 0 | 0 | 0 | 0 | 0 | 0.29416 | 0.28093 | 0.27906 | 0.2914 | 0 | 0 | 0 | 0 | 0 | 0 | 43.864 | 43.2616 | 43.0712 | 43.3026 | 43.5053 | 43.3918 | 43.6646 | 43.6251 | 44.2181 | 45.4018 | 46.542 | 48.0529 | 49.1686 | 49.6566 | 49.9274 | 49.8718 | 49.3863 | 48.4505 | 47.2412 | 46.039 | 44.9304 | 44.4608 | 44.0988 | 43.299 | 0.32623 | 0.29789 | 0.28926 | 0.28553 | 0.31102 | 0.38513 | 0.50269 | 0.58842 | 0.62569 | 0.61758 | 0.61129 | 0.64306 | 0.71248 | 0.79711 | 0.84554 | 0.90174 | 0.92038 | 0.8432 | 0.75142 | 0.57427 | 0.51018 | 0.43355 | 0.34652 | 0.29369
Portfolio Adjusted1-in-10Size: 20 kW to 199.99 kWOrange County2018Typical Event Day | Portfolio Adjusted | 1-in-10 | Size: 20 kW to 199.99 kW | Orange County | 2018 | Typical Event Day | 8 | 14.871 | 14.0771 | 13.6493 | 13.5105 | 13.9671 | 15.8216 | 17.7616 | 20.8684 | 25.0561 | 28.3692 | 31.0858 | 32.7614 | 34.1531 | 35.0176 | 35.3119 | 34.6376 | 32.9758 | 30.0003 | 26.4978 | 25.0833 | 24.425 | 22.0001 | 19.2202 | 16.743 | 0 | 0 | 0 | 0 | 0 | 0 | 0 | 0 | 0 | 0 | 0 | 0 | 0 | 0 | 0.52968 | 0.51956 | 0.49464 | 0.45 | 0 | 0 | 0 | 0 | 0 | 0 | 77.3075 | 76.2522 | 75.2052 | 74.3264 | 73.501 | 72.8971 | 72.4767 | 72.8691 | 75.6201 | 80.243 | 85.0926 | 89.5093 | 92.6785 | 94.5934 | 95.6832 | 96.2056 | 96.2774 | 95.3585 | 93.9283 | 90.9615 | 86.9042 | 83.3769 | 80.9495 | 79.0833 | 0.32717 | 0.29874 | 0.29009 | 0.28635 | 0.31192 | 0.38623 | 0.50414 | 0.59011 | 0.62748 | 0.61936 | 0.61305 | 0.64491 | 0.71453 | 0.7994 | 0.84797 | 0.90433 | 0.92303 | 0.84562 | 0.75358 | 0.57592 | 0.51164 | 0.4348 | 0.34752 | 0.29454
Portfolio Adjusted1-in-10Size: 20 kW to 199.99 kWOrange County2019January Monthly Peak | Portfolio Adjusted | 1-in-10 | Size: 20 kW to 199.99 kW | Orange County | 2019 | January Monthly Peak | 1 | 12.3137 | 12.0117 | 11.8501 | 12.0479 | 12.7788 | 14.4744 | 17.0603 | 18.1255 | 19.6595 | 20.4751 | 20.7 | 20.2915 | 20.1897 | 19.9708 | 19.8779 | 19.013 | 18.3558 | 19.1419 | 18.3666 | 17.6682 | 16.8048 | 16.0061 | 14.4966 | 13.3252 | 0 | 0 | 0 | 0 | 0 | 0 | 0 | 0 | 0 | 0 | 0 | 0 | 0 | 0 | 0.29817 | 0.2852 | 0.27534 | 0.28713 | 0 | 0 | 0 | 0 | 0 | 0 | 44.7927 | 44.0358 | 43.164 | 42.4734 | 42.0943 | 41.5648 | 41.13 | 40.9983 | 41.5313 | 43.8814 | 46.4313 | 48.1072 | 49.7828 | 50.6943 | 51.3243 | 51.3201 | 50.1444 | 48.53 | 46.3101 | 44.929 | 44.0796 | 43.6541 | 43.1564 | 42.4884 | 0.33295 | 0.30403 | 0.29522 | 0.29142 | 0.31744 | 0.39306 | 0.51305 | 0.60055 | 0.63858 | 0.63032 | 0.62389 | 0.65631 | 0.72717 | 0.81354 | 0.86297 | 0.92033 | 0.93936 | 0.86058 | 0.76691 | 0.58611 | 0.5207 | 0.44249 | 0.35366 | 0.29975
Portfolio Adjusted1-in-10Size: 20 kW to 199.99 kWOrange County2019February Monthly Peak | Portfolio Adjusted | 1-in-10 | Size: 20 kW to 199.99 kW | Orange County | 2019 | February Monthly Peak | 2 | 12.1901 | 11.8683 | 11.6393 | 11.7983 | 12.4797 | 14.0204 | 16.133 | 17.3517 | 19.0273 | 20.1102 | 20.7893 | 20.8425 | 21.1617 | 21.3564 | 21.3839 | 20.4755 | 19.5549 | 19.4906 | 19.3656 | 18.3549 | 17.3781 | 16.1522 | 14.5038 | 13.1954 | 0 | 0 | 0 | 0 | 0 | 0 | 0 | 0 | 0 | 0 | 0 | 0 | 0 | 0 | 0.32076 | 0.30713 | 0.29332 | 0.29236 | 0 | 0 | 0 | 0 | 0 | 0 | 50.6657 | 50.6359 | 50.1376 | 49.5827 | 49.5143 | 48.8201 | 47.5937 | 48.1849 | 49.2598 | 51.4443 | 53.5939 | 54.52 | 55.4093 | 56.69 | 57.7574 | 58.016 | 57.2502 | 56.7792 | 55.2452 | 53.7527 | 52.4803 | 51.0102 | 50.3814 | 49.592 | 0.32385 | 0.29571 | 0.28714 | 0.28345 | 0.30876 | 0.38232 | 0.49902 | 0.58412 | 0.62112 | 0.61308 | 0.60683 | 0.63837 | 0.70729 | 0.79129 | 0.83937 | 0.89516 | 0.91367 | 0.83704 | 0.74594 | 0.57008 | 0.50646 | 0.43039 | 0.34399 | 0.29155
Portfolio Adjusted1-in-10Size: 20 kW to 199.99 kWOrange County2019March Monthly Peak | Portfolio Adjusted | 1-in-10 | Size: 20 kW to 199.99 kW | Orange County | 2019 | March Monthly Peak | 3 | 12.4345 | 11.946 | 11.6615 | 11.6989 | 12.3224 | 13.7833 | 15.8191 | 17.1616 | 19.1346 | 20.7203 | 21.9988 | 22.6375 | 23.4106 | 24.024 | 24.3836 | 23.7665 | 22.4794 | 20.8076 | 19.748 | 19.8805 | 18.7547 | 17.1631 | 15.0916 | 13.5241 | 0 | 0 | 0 | 0 | 0 | 0 | 0 | 0 | 0 | 0 | 0 | 0 | 0 | 0 | 0.36575 | 0.3565 | 0.33719 | 0.31211 | 0 | 0 | 0 | 0 | 0 | 0 | 61.0412 | 59.4243 | 57.9384 | 57.1637 | 56.6087 | 56.1724 | 55.9575 | 56.1058 | 57.2486 | 60.8855 | 65.0269 | 69.3997 | 72.9672 | 74.9156 | 75.9011 | 76.5286 | 76.5692 | 75.8866 | 74.3652 | 71.6904 | 68.2648 | 65.4384 | 63.204 | 60.8221 | 0.32319 | 0.29511 | 0.28656 | 0.28287 | 0.30813 | 0.38154 | 0.49802 | 0.58294 | 0.61987 | 0.61184 | 0.6056 | 0.63708 | 0.70586 | 0.78969 | 0.83767 | 0.89335 | 0.91182 | 0.83535 | 0.74443 | 0.56893 | 0.50543 | 0.42952 | 0.3433 | 0.29096
Portfolio Adjusted1-in-10Size: 20 kW to 199.99 kWOrange County2019April Monthly Peak | Portfolio Adjusted | 1-in-10 | Size: 20 kW to 199.99 kW | Orange County | 2019 | April Monthly Peak | 4 | 12.9621 | 12.3342 | 12.0062 | 11.9714 | 12.5425 | 14.1194 | 15.7954 | 17.7792 | 20.7693 | 23.3064 | 25.345 | 26.6449 | 27.963 | 28.8757 | 29.2851 | 28.5351 | 27.0187 | 24.6217 | 22.1258 | 21.9983 | 20.994 | 18.9722 | 16.466 | 14.5478 | 0 | 0 | 0 | 0 | 0 | 0 | 0 | 0 | 0 | 0 | 0 | 0 | 0 | 0 | 0.43928 | 0.42803 | 0.40528 | 0.36933 | 0 | 0 | 0 | 0 | 0 | 0 | 71.354 | 69.5018 | 67.8819 | 66.1958 | 65.2352 | 64.56 | 63.9683 | 64.093 | 67.1652 | 72.7396 | 78.803 | 84.3193 | 87.9847 | 89.9253 | 90.6195 | 91.1394 | 91.1369 | 90.3162 | 88.6906 | 85.0839 | 80.0978 | 76.1344 | 73.5341 | 71.4805 | 0.32557 | 0.29729 | 0.28867 | 0.28495 | 0.3104 | 0.38435 | 0.50168 | 0.58723 | 0.62443 | 0.61634 | 0.61006 | 0.64176 | 0.71105 | 0.7955 | 0.84384 | 0.89992 | 0.91853 | 0.8415 | 0.7499 | 0.57311 | 0.50915 | 0.43268 | 0.34582 | 0.2931
Portfolio Adjusted1-in-10Size: 20 kW to 199.99 kWOrange County2019May Monthly Peak | Portfolio Adjusted | 1-in-10 | Size: 20 kW to 199.99 kW | Orange County | 2019 | May Monthly Peak | 5 | 13.4716 | 12.8078 | 12.4392 | 12.3437 | 12.9409 | 14.4249 | 15.6777 | 18.5685 | 22.3309 | 25.4506 | 27.8357 | 29.1972 | 30.384 | 31.1627 | 31.5224 | 30.7237 | 29.1551 | 26.5975 | 23.7393 | 22.685 | 22.3198 | 20.0439 | 17.3753 | 15.223 | 0 | 0 | 0 | 0 | 0 | 0 | 0 | 0 | 0 | 0 | 0 | 0 | 0 | 0 | 0.47284 | 0.46086 | 0.43733 | 0.39896 | 0 | 0 | 0 | 0 | 0 | 0 | 74.6219 | 72.9092 | 71.4066 | 70.7896 | 70.1068 | 69.2374 | 68.808 | 69.1299 | 72.7332 | 78.4954 | 83.4209 | 87.0437 | 89.5491 | 91.558 | 92.8693 | 93.2495 | 93.0955 | 92.0396 | 90.4615 | 87.7536 | 83.715 | 79.4458 | 76.9249 | 74.7743 | 0.32628 | 0.29793 | 0.2893 | 0.28557 | 0.31107 | 0.38518 | 0.50277 | 0.58851 | 0.62578 | 0.61768 | 0.61139 | 0.64316 | 0.71259 | 0.79723 | 0.84567 | 0.90188 | 0.92053 | 0.84332 | 0.75153 | 0.57436 | 0.51026 | 0.43362 | 0.34657 | 0.29374
Portfolio Adjusted1-in-10Size: 20 kW to 199.99 kWOrange County2019June Monthly Peak | Portfolio Adjusted | 1-in-10 | Size: 20 kW to 199.99 kW | Orange County | 2019 | June Monthly Peak | 6 | 13.8319 | 13.1324 | 12.7598 | 12.6811 | 13.2649 | 14.5927 | 16.038 | 19.274 | 22.9067 | 26.0081 | 28.4763 | 30.0127 | 31.4101 | 32.3458 | 32.8276 | 32.0737 | 30.4202 | 27.8112 | 24.8383 | 23.0605 | 22.7228 | 20.6815 | 17.9175 | 15.6369 | 0 | 0 | 0 | 0 | 0 | 0 | 0 | 0 | 0 | 0 | 0 | 0 | 0 | 0 | 0.49241 | 0.4811 | 0.4563 | 0.41717 | 0 | 0 | 0 | 0 | 0 | 0 | 72.6026 | 71.351 | 70.1236 | 69.1967 | 68.0301 | 67.2007 | 66.8316 | 67.8104 | 71.2503 | 76.2812 | 81.4441 | 85.9534 | 89.349 | 91.6952 | 93.3666 | 94.1353 | 94.4464 | 93.2867 | 91.7404 | 88.5832 | 84.3959 | 80.6624 | 78.139 | 76.226 | 0.32601 | 0.29769 | 0.28906 | 0.28534 | 0.31082 | 0.38487 | 0.50236 | 0.58803 | 0.62527 | 0.61718 | 0.61089 | 0.64263 | 0.71201 | 0.79658 | 0.84498 | 0.90114 | 0.91977 | 0.84264 | 0.75092 | 0.57389 | 0.50984 | 0.43326 | 0.34629 | 0.2935
Portfolio Adjusted1-in-10Size: 20 kW to 199.99 kWOrange County2019July Monthly Peak | Portfolio Adjusted | 1-in-10 | Size: 20 kW to 199.99 kW | Orange County | 2019 | July Monthly Peak | 7 | 14.8951 | 14.068 | 13.6045 | 13.4472 | 14.0318 | 15.6331 | 17.5694 | 21.1337 | 25.0562 | 28.2819 | 30.7503 | 32.2379 | 33.5546 | 34.4703 | 34.915 | 34.2004 | 32.7185 | 30.005 | 26.6885 | 24.6107 | 24.2471 | 22.1487 | 19.3761 | 16.8537 | 0 | 0 | 0 | 0 | 0 | 0 | 0 | 0 | 0 | 0 | 0 | 0 | 0 | 0 | 0.52373 | 0.51301 | 0.49078 | 0.45008 | 0 | 0 | 0 | 0 | 0 | 0 | 78.1288 | 76.8258 | 75.591 | 74.3643 | 73.5527 | 72.8142 | 72.102 | 72.5301 | 75.4871 | 80.2531 | 85.4073 | 89.7397 | 92.2212 | 93.4812 | 94.4273 | 94.358 | 94.1483 | 93.6492 | 92.1271 | 89.5781 | 85.7964 | 82.1503 | 79.8043 | 78.2577 | 0.32542 | 0.29715 | 0.28854 | 0.28482 | 0.31026 | 0.38417 | 0.50145 | 0.58696 | 0.62414 | 0.61606 | 0.60978 | 0.64147 | 0.71072 | 0.79514 | 0.84345 | 0.89951 | 0.91811 | 0.84111 | 0.74956 | 0.57285 | 0.50892 | 0.43248 | 0.34566 | 0.29297
Portfolio Adjusted1-in-10Size: 20 kW to 199.99 kWOrange County2019August Monthly Peak | Portfolio Adjusted | 1-in-10 | Size: 20 kW to 199.99 kW | Orange County | 2019 | August Monthly Peak | 8 | 15.1484 | 14.3256 | 13.8692 | 13.7206 | 14.1689 | 16.0587 | 18.0413 | 21.3133 | 25.7586 | 29.2795 | 32.1662 | 33.9258 | 35.3488 | 36.2162 | 36.5064 | 35.8039 | 34.0665 | 31.004 | 27.3292 | 25.838 | 25.0601 | 22.5293 | 19.6741 | 17.1109 | 0 | 0 | 0 | 0 | 0 | 0 | 0 | 0 | 0 | 0 | 0 | 0 | 0 | 0 | 0.5476 | 0.53706 | 0.511 | 0.46506 | 0 | 0 | 0 | 0 | 0 | 0 | 78.4064 | 77.6079 | 76.8129 | 75.9504 | 75.3256 | 74.7899 | 74.7745 | 75.3472 | 77.9466 | 82.6971 | 87.4049 | 91.7952 | 95.4006 | 97.5493 | 98.399 | 99.1685 | 99.2767 | 98.4806 | 97.655 | 94.8924 | 90.6328 | 87.1288 | 84.7083 | 82.6712 | 0.33117 | 0.3024 | 0.29364 | 0.28986 | 0.31574 | 0.39096 | 0.51031 | 0.59733 | 0.63517 | 0.62694 | 0.62055 | 0.6528 | 0.72328 | 0.80919 | 0.85835 | 0.9154 | 0.93433 | 0.85597 | 0.7628 | 0.58297 | 0.51791 | 0.44012 | 0.35177 | 0.29814
Portfolio Adjusted1-in-10Size: 20 kW to 199.99 kWOrange County2019September Monthly Peak | Portfolio Adjusted | 1-in-10 | Size: 20 kW to 199.99 kW | Orange County | 2019 | September Monthly Peak | 9 | 15.0195 | 14.2449 | 13.8245 | 13.7126 | 14.1846 | 16.187 | 18.7306 | 21.3081 | 25.7173 | 29.2034 | 32.0335 | 33.6319 | 34.9723 | 35.8366 | 36.1366 | 35.3279 | 33.5407 | 30.3812 | 26.9812 | 26.2369 | 24.295 | 21.9163 | 19.2559 | 16.877 | 0 | 0 | 0 | 0 | 0 | 0 | 0 | 0 | 0 | 0 | 0 | 0 | 0 | 0 | 0.54205 | 0.52992 | 0.50311 | 0.45572 | 0 | 0 | 0 | 0 | 0 | 0 | 80.0924 | 79.2241 | 78.2934 | 77.7941 | 77.0955 | 76.7838 | 76.1985 | 75.7887 | 77.7962 | 81.7404 | 86.1141 | 90.5487 | 93.7434 | 95.6479 | 96.5398 | 97.1604 | 97.2381 | 96.0175 | 94.1909 | 90.7923 | 86.7916 | 83.566 | 81.1466 | 79.1783 | 0.32777 | 0.2993 | 0.29063 | 0.28688 | 0.3125 | 0.38695 | 0.50507 | 0.5912 | 0.62865 | 0.62051 | 0.61419 | 0.64611 | 0.71586 | 0.80089 | 0.84955 | 0.90601 | 0.92475 | 0.84719 | 0.75498 | 0.57699 | 0.5126 | 0.43561 | 0.34816 | 0.29508
Portfolio Adjusted1-in-10Size: 20 kW to 199.99 kWOrange County2019October Monthly Peak | Portfolio Adjusted | 1-in-10 | Size: 20 kW to 199.99 kW | Orange County | 2019 | October Monthly Peak | 10 | 13.5392 | 12.8953 | 12.4989 | 12.4385 | 12.9085 | 14.6789 | 17.2895 | 19.0416 | 22.3215 | 25.3713 | 27.8262 | 29.473 | 30.9189 | 31.8733 | 32.2729 | 31.5037 | 29.6973 | 26.7147 | 25.2496 | 23.9869 | 21.972 | 19.8444 | 17.3727 | 15.2243 | 0 | 0 | 0 | 0 | 0 | 0 | 0 | 0 | 0 | 0 | 0 | 0 | 0 | 0 | 0.48409 | 0.47256 | 0.44546 | 0.40072 | 0 | 0 | 0 | 0 | 0 | 0 | 75.0118 | 73.4526 | 72.225 | 71.0434 | 70.0914 | 69.5412 | 69.1089 | 69.0024 | 70.4353 | 74.6696 | 80.2495 | 85.6288 | 90.1303 | 93.1282 | 94.2563 | 94.8722 | 94.7338 | 93.2462 | 90.1969 | 85.5831 | 81.2669 | 78.4785 | 76.5246 | 74.815 | 0.32599 | 0.29767 | 0.28904 | 0.28532 | 0.3108 | 0.38484 | 0.50232 | 0.58799 | 0.62523 | 0.61713 | 0.61084 | 0.64259 | 0.71196 | 0.79652 | 0.84492 | 0.90108 | 0.91971 | 0.84258 | 0.75087 | 0.57385 | 0.50981 | 0.43323 | 0.34627 | 0.29348
Portfolio Adjusted1-in-10Size: 20 kW to 199.99 kWOrange County2019November Monthly Peak | Portfolio Adjusted | 1-in-10 | Size: 20 kW to 199.99 kW | Orange County | 2019 | November Monthly Peak | 11 | 12.5224 | 12.0517 | 11.8285 | 11.8552 | 12.375 | 14.1478 | 15.7556 | 17.6264 | 20.5509 | 22.9964 | 24.8493 | 26.0736 | 27.0152 | 27.5594 | 27.6321 | 26.609 | 25.2291 | 24.8567 | 22.7464 | 21.2122 | 19.6286 | 17.7942 | 15.6276 | 13.8707 | 0 | 0 | 0 | 0 | 0 | 0 | 0 | 0 | 0 | 0 | 0 | 0 | 0 | 0 | 0.41448 | 0.39914 | 0.37844 | 0.37285 | 0 | 0 | 0 | 0 | 0 | 0 | 69.3363 | 67.5068 | 66.8696 | 65.5241 | 64.5101 | 63.5101 | 63.6646 | 63.9934 | 66.4227 | 71.0213 | 76.9407 | 82.0169 | 85.0968 | 86.7778 | 87.6974 | 87.4986 | 86.1884 | 83.559 | 80.2666 | 77.3804 | 74.9256 | 72.8347 | 70.9933 | 69.985 | 0.32685 | 0.29846 | 0.28981 | 0.28608 | 0.31162 | 0.38586 | 0.50365 | 0.58954 | 0.62688 | 0.61877 | 0.61246 | 0.64429 | 0.71385 | 0.79863 | 0.84716 | 0.90347 | 0.92215 | 0.84481 | 0.75286 | 0.57537 | 0.51116 | 0.43438 | 0.34718 | 0.29426
Portfolio Adjusted1-in-10Size: 20 kW to 199.99 kWOrange County2019December Monthly Peak | Portfolio Adjusted | 1-in-10 | Size: 20 kW to 199.99 kW | Orange County | 2019 | December Monthly Peak | 12 | 12.1962 | 11.8216 | 11.7067 | 11.8216 | 12.49 | 14.3062 | 16.6701 | 17.7264 | 19.191 | 20.2301 | 20.597 | 20.3147 | 20.1741 | 19.875 | 19.6105 | 18.7288 | 18.6038 | 19.4269 | 18.4593 | 17.7216 | 16.8162 | 15.7411 | 14.3965 | 13.1941 | 0 | 0 | 0 | 0 | 0 | 0 | 0 | 0 | 0 | 0 | 0 | 0 | 0 | 0 | 0.29416 | 0.28093 | 0.27906 | 0.2914 | 0 | 0 | 0 | 0 | 0 | 0 | 43.864 | 43.2616 | 43.0712 | 43.3026 | 43.5053 | 43.3918 | 43.6646 | 43.6251 | 44.2181 | 45.4018 | 46.542 | 48.0529 | 49.1686 | 49.6566 | 49.9274 | 49.8718 | 49.3863 | 48.4504 | 47.2412 | 46.039 | 44.9304 | 44.4608 | 44.0988 | 43.299 | 0.32623 | 0.29789 | 0.28926 | 0.28553 | 0.31102 | 0.38513 | 0.50269 | 0.58842 | 0.62569 | 0.61758 | 0.61129 | 0.64306 | 0.71248 | 0.79711 | 0.84554 | 0.90174 | 0.92038 | 0.8432 | 0.75142 | 0.57427 | 0.51018 | 0.43355 | 0.34652 | 0.29369
Portfolio Adjusted1-in-10Size: 20 kW to 199.99 kWOrange County2019Typical Event Day | Portfolio Adjusted | 1-in-10 | Size: 20 kW to 199.99 kW | Orange County | 2019 | Typical Event Day | 8 | 14.871 | 14.0771 | 13.6493 | 13.5105 | 13.9671 | 15.8216 | 17.7616 | 20.8684 | 25.0561 | 28.3692 | 31.0858 | 32.7614 | 34.1531 | 35.0176 | 35.3119 | 34.6376 | 32.9758 | 30.0003 | 26.4978 | 25.0833 | 24.425 | 22.0001 | 19.2202 | 16.743 | 0 | 0 | 0 | 0 | 0 | 0 | 0 | 0 | 0 | 0 | 0 | 0 | 0 | 0 | 0.52968 | 0.51956 | 0.49464 | 0.45 | 0 | 0 | 0 | 0 | 0 | 0 | 77.3075 | 76.2522 | 75.2052 | 74.3264 | 73.501 | 72.8971 | 72.4766 | 72.8691 | 75.6201 | 80.243 | 85.0926 | 89.5093 | 92.6785 | 94.5934 | 95.6832 | 96.2056 | 96.2774 | 95.3585 | 93.9283 | 90.9615 | 86.9042 | 83.3769 | 80.9496 | 79.0833 | 0.32717 | 0.29874 | 0.29009 | 0.28635 | 0.31192 | 0.38623 | 0.50414 | 0.59011 | 0.62748 | 0.61936 | 0.61305 | 0.64491 | 0.71453 | 0.7994 | 0.84797 | 0.90433 | 0.92303 | 0.84562 | 0.75358 | 0.57592 | 0.51164 | 0.4348 | 0.34752 | 0.29454
Portfolio Adjusted1-in-10Size: 20 kW to 199.99 kWOrange County2020January Monthly Peak | Portfolio Adjusted | 1-in-10 | Size: 20 kW to 199.99 kW | Orange County | 2020 | January Monthly Peak | 1 | 12.3137 | 12.0117 | 11.8501 | 12.0479 | 12.7788 | 14.4744 | 17.0603 | 18.1255 | 19.6595 | 20.4751 | 20.7 | 20.2915 | 20.1897 | 19.9708 | 19.8779 | 19.013 | 18.3558 | 19.1419 | 18.3666 | 17.6682 | 16.8048 | 16.0061 | 14.4966 | 13.3252 | 0 | 0 | 0 | 0 | 0 | 0 | 0 | 0 | 0 | 0 | 0 | 0 | 0 | 0 | 0.29817 | 0.2852 | 0.27534 | 0.28713 | 0 | 0 | 0 | 0 | 0 | 0 | 44.7927 | 44.0358 | 43.164 | 42.4734 | 42.0943 | 41.5648 | 41.13 | 40.9983 | 41.5313 | 43.8814 | 46.4313 | 48.1072 | 49.7828 | 50.6943 | 51.3243 | 51.3201 | 50.1444 | 48.53 | 46.3101 | 44.929 | 44.0796 | 43.6541 | 43.1564 | 42.4884 | 0.33295 | 0.30403 | 0.29522 | 0.29142 | 0.31744 | 0.39306 | 0.51305 | 0.60055 | 0.63858 | 0.63032 | 0.62389 | 0.65631 | 0.72717 | 0.81354 | 0.86297 | 0.92033 | 0.93936 | 0.86058 | 0.76691 | 0.58611 | 0.5207 | 0.44249 | 0.35366 | 0.29975
Portfolio Adjusted1-in-10Size: 20 kW to 199.99 kWOrange County2020February Monthly Peak | Portfolio Adjusted | 1-in-10 | Size: 20 kW to 199.99 kW | Orange County | 2020 | February Monthly Peak | 2 | 12.1901 | 11.8683 | 11.6393 | 11.7983 | 12.4797 | 14.0204 | 16.133 | 17.3517 | 19.0273 | 20.1102 | 20.7893 | 20.8425 | 21.1617 | 21.3564 | 21.3839 | 20.4755 | 19.5549 | 19.4906 | 19.3656 | 18.3549 | 17.3781 | 16.1522 | 14.5038 | 13.1954 | 0 | 0 | 0 | 0 | 0 | 0 | 0 | 0 | 0 | 0 | 0 | 0 | 0 | 0 | 0.32076 | 0.30713 | 0.29332 | 0.29236 | 0 | 0 | 0 | 0 | 0 | 0 | 50.6657 | 50.6359 | 50.1376 | 49.5827 | 49.5143 | 48.8201 | 47.5937 | 48.1849 | 49.2598 | 51.4443 | 53.5939 | 54.52 | 55.4093 | 56.69 | 57.7574 | 58.016 | 57.2502 | 56.7792 | 55.2452 | 53.7527 | 52.4803 | 51.0102 | 50.3814 | 49.592 | 0.32385 | 0.29571 | 0.28714 | 0.28345 | 0.30876 | 0.38232 | 0.49902 | 0.58412 | 0.62112 | 0.61308 | 0.60683 | 0.63837 | 0.70729 | 0.79129 | 0.83937 | 0.89516 | 0.91367 | 0.83704 | 0.74594 | 0.57008 | 0.50646 | 0.43039 | 0.34399 | 0.29155
Portfolio Adjusted1-in-10Size: 20 kW to 199.99 kWOrange County2020March Monthly Peak | Portfolio Adjusted | 1-in-10 | Size: 20 kW to 199.99 kW | Orange County | 2020 | March Monthly Peak | 3 | 12.4345 | 11.946 | 11.6615 | 11.6989 | 12.3224 | 13.7833 | 15.8191 | 17.1616 | 19.1346 | 20.7203 | 21.9988 | 22.6375 | 23.4106 | 24.024 | 24.3836 | 23.7665 | 22.4794 | 20.8076 | 19.748 | 19.8805 | 18.7547 | 17.1631 | 15.0916 | 13.5241 | 0 | 0 | 0 | 0 | 0 | 0 | 0 | 0 | 0 | 0 | 0 | 0 | 0 | 0 | 0.36575 | 0.3565 | 0.33719 | 0.31211 | 0 | 0 | 0 | 0 | 0 | 0 | 61.0412 | 59.4243 | 57.9384 | 57.1637 | 56.6087 | 56.1724 | 55.9575 | 56.1058 | 57.2486 | 60.8855 | 65.0269 | 69.3997 | 72.9672 | 74.9156 | 75.9011 | 76.5286 | 76.5692 | 75.8866 | 74.3652 | 71.6904 | 68.2648 | 65.4384 | 63.204 | 60.8221 | 0.32319 | 0.29511 | 0.28656 | 0.28287 | 0.30813 | 0.38154 | 0.49802 | 0.58294 | 0.61987 | 0.61184 | 0.6056 | 0.63708 | 0.70586 | 0.78969 | 0.83767 | 0.89335 | 0.91182 | 0.83535 | 0.74443 | 0.56893 | 0.50543 | 0.42952 | 0.3433 | 0.29096
Portfolio Adjusted1-in-10Size: 20 kW to 199.99 kWOrange County2020April Monthly Peak | Portfolio Adjusted | 1-in-10 | Size: 20 kW to 199.99 kW | Orange County | 2020 | April Monthly Peak | 4 | 12.9621 | 12.3342 | 12.0062 | 11.9714 | 12.5425 | 14.1194 | 15.7954 | 17.7792 | 20.7693 | 23.3064 | 25.345 | 26.6449 | 27.963 | 28.8756 | 29.2851 | 28.5351 | 27.0187 | 24.6217 | 22.1258 | 21.9983 | 20.994 | 18.9722 | 16.466 | 14.5478 | 0 | 0 | 0 | 0 | 0 | 0 | 0 | 0 | 0 | 0 | 0 | 0 | 0 | 0 | 0.43928 | 0.42803 | 0.40528 | 0.36933 | 0 | 0 | 0 | 0 | 0 | 0 | 71.354 | 69.5018 | 67.8819 | 66.1958 | 65.2352 | 64.56 | 63.9683 | 64.093 | 67.1652 | 72.7396 | 78.803 | 84.3193 | 87.9847 | 89.9253 | 90.6195 | 91.1394 | 91.1369 | 90.3162 | 88.6906 | 85.0839 | 80.0978 | 76.1344 | 73.5341 | 71.4806 | 0.32557 | 0.29729 | 0.28867 | 0.28495 | 0.3104 | 0.38435 | 0.50168 | 0.58723 | 0.62443 | 0.61634 | 0.61006 | 0.64176 | 0.71105 | 0.7955 | 0.84384 | 0.89992 | 0.91853 | 0.8415 | 0.7499 | 0.57311 | 0.50915 | 0.43268 | 0.34582 | 0.2931
Portfolio Adjusted1-in-10Size: 20 kW to 199.99 kWOrange County2020May Monthly Peak | Portfolio Adjusted | 1-in-10 | Size: 20 kW to 199.99 kW | Orange County | 2020 | May Monthly Peak | 5 | 13.4716 | 12.8078 | 12.4392 | 12.3437 | 12.9409 | 14.4249 | 15.6777 | 18.5685 | 22.3309 | 25.4506 | 27.8357 | 29.1972 | 30.384 | 31.1627 | 31.5224 | 30.7237 | 29.1551 | 26.5975 | 23.7393 | 22.685 | 22.3198 | 20.0439 | 17.3753 | 15.223 | 0 | 0 | 0 | 0 | 0 | 0 | 0 | 0 | 0 | 0 | 0 | 0 | 0 | 0 | 0.47284 | 0.46086 | 0.43733 | 0.39896 | 0 | 0 | 0 | 0 | 0 | 0 | 74.6219 | 72.9092 | 71.4066 | 70.7896 | 70.1068 | 69.2374 | 68.808 | 69.1299 | 72.7332 | 78.4954 | 83.4209 | 87.0437 | 89.5491 | 91.558 | 92.8693 | 93.2496 | 93.0955 | 92.0396 | 90.4615 | 87.7536 | 83.715 | 79.4458 | 76.9249 | 74.7743 | 0.32628 | 0.29793 | 0.2893 | 0.28557 | 0.31107 | 0.38518 | 0.50277 | 0.58851 | 0.62578 | 0.61768 | 0.61139 | 0.64316 | 0.71259 | 0.79723 | 0.84567 | 0.90188 | 0.92053 | 0.84332 | 0.75153 | 0.57436 | 0.51026 | 0.43362 | 0.34657 | 0.29374
Portfolio Adjusted1-in-10Size: 20 kW to 199.99 kWOrange County2020June Monthly Peak | Portfolio Adjusted | 1-in-10 | Size: 20 kW to 199.99 kW | Orange County | 2020 | June Monthly Peak | 6 | 13.8319 | 13.1324 | 12.7598 | 12.6811 | 13.2649 | 14.5927 | 16.038 | 19.2741 | 22.9067 | 26.0081 | 28.4763 | 30.0127 | 31.4101 | 32.3458 | 32.8276 | 32.0737 | 30.4202 | 27.8112 | 24.8383 | 23.0605 | 22.7228 | 20.6815 | 17.9175 | 15.6369 | 0 | 0 | 0 | 0 | 0 | 0 | 0 | 0 | 0 | 0 | 0 | 0 | 0 | 0 | 0.49241 | 0.4811 | 0.4563 | 0.41717 | 0 | 0 | 0 | 0 | 0 | 0 | 72.6026 | 71.351 | 70.1236 | 69.1967 | 68.0301 | 67.2007 | 66.8316 | 67.8104 | 71.2503 | 76.2812 | 81.4441 | 85.9534 | 89.349 | 91.6952 | 93.3666 | 94.1353 | 94.4464 | 93.2867 | 91.7404 | 88.5832 | 84.3959 | 80.6624 | 78.139 | 76.226 | 0.32601 | 0.29769 | 0.28906 | 0.28534 | 0.31082 | 0.38487 | 0.50236 | 0.58803 | 0.62527 | 0.61718 | 0.61089 | 0.64263 | 0.71201 | 0.79658 | 0.84498 | 0.90114 | 0.91977 | 0.84264 | 0.75092 | 0.57389 | 0.50984 | 0.43326 | 0.34629 | 0.2935
Portfolio Adjusted1-in-10Size: 20 kW to 199.99 kWOrange County2020July Monthly Peak | Portfolio Adjusted | 1-in-10 | Size: 20 kW to 199.99 kW | Orange County | 2020 | July Monthly Peak | 7 | 14.8951 | 14.068 | 13.6045 | 13.4472 | 14.0318 | 15.6331 | 17.5694 | 21.1337 | 25.0562 | 28.2819 | 30.7503 | 32.2379 | 33.5546 | 34.4703 | 34.915 | 34.2004 | 32.7185 | 30.005 | 26.6885 | 24.6107 | 24.2471 | 22.1487 | 19.3761 | 16.8537 | 0 | 0 | 0 | 0 | 0 | 0 | 0 | 0 | 0 | 0 | 0 | 0 | 0 | 0 | 0.52373 | 0.51301 | 0.49078 | 0.45008 | 0 | 0 | 0 | 0 | 0 | 0 | 78.1288 | 76.8258 | 75.591 | 74.3643 | 73.5527 | 72.8142 | 72.102 | 72.5301 | 75.4871 | 80.2531 | 85.4074 | 89.7397 | 92.2212 | 93.4812 | 94.4273 | 94.358 | 94.1483 | 93.6492 | 92.1271 | 89.5781 | 85.7964 | 82.1503 | 79.8043 | 78.2577 | 0.32542 | 0.29715 | 0.28854 | 0.28482 | 0.31026 | 0.38417 | 0.50145 | 0.58696 | 0.62414 | 0.61606 | 0.60978 | 0.64147 | 0.71072 | 0.79514 | 0.84345 | 0.89951 | 0.91811 | 0.84111 | 0.74956 | 0.57285 | 0.50892 | 0.43248 | 0.34566 | 0.29297
Portfolio Adjusted1-in-10Size: 20 kW to 199.99 kWOrange County2020August Monthly Peak | Portfolio Adjusted | 1-in-10 | Size: 20 kW to 199.99 kW | Orange County | 2020 | August Monthly Peak | 8 | 15.1484 | 14.3256 | 13.8692 | 13.7206 | 14.1689 | 16.0587 | 18.0413 | 21.3133 | 25.7586 | 29.2795 | 32.1662 | 33.9257 | 35.3488 | 36.2162 | 36.5064 | 35.8039 | 34.0665 | 31.004 | 27.3292 | 25.838 | 25.0601 | 22.5293 | 19.6741 | 17.1109 | 0 | 0 | 0 | 0 | 0 | 0 | 0 | 0 | 0 | 0 | 0 | 0 | 0 | 0 | 0.5476 | 0.53706 | 0.511 | 0.46506 | 0 | 0 | 0 | 0 | 0 | 0 | 78.4064 | 77.6079 | 76.8129 | 75.9503 | 75.3256 | 74.7899 | 74.7745 | 75.3472 | 77.9466 | 82.6971 | 87.4049 | 91.7952 | 95.4006 | 97.5493 | 98.399 | 99.1685 | 99.2767 | 98.4806 | 97.655 | 94.8924 | 90.6328 | 87.1288 | 84.7083 | 82.6712 | 0.33117 | 0.3024 | 0.29364 | 0.28986 | 0.31574 | 0.39096 | 0.51031 | 0.59733 | 0.63517 | 0.62694 | 0.62055 | 0.6528 | 0.72328 | 0.80919 | 0.85835 | 0.9154 | 0.93433 | 0.85597 | 0.7628 | 0.58297 | 0.51791 | 0.44012 | 0.35177 | 0.29814
Portfolio Adjusted1-in-10Size: 20 kW to 199.99 kWOrange County2020September Monthly Peak | Portfolio Adjusted | 1-in-10 | Size: 20 kW to 199.99 kW | Orange County | 2020 | September Monthly Peak | 9 | 15.0195 | 14.2449 | 13.8245 | 13.7126 | 14.1846 | 16.187 | 18.7306 | 21.3081 | 25.7173 | 29.2034 | 32.0335 | 33.6319 | 34.9723 | 35.8366 | 36.1366 | 35.3279 | 33.5407 | 30.3812 | 26.9812 | 26.2369 | 24.295 | 21.9163 | 19.2559 | 16.877 | 0 | 0 | 0 | 0 | 0 | 0 | 0 | 0 | 0 | 0 | 0 | 0 | 0 | 0 | 0.54205 | 0.52992 | 0.50311 | 0.45572 | 0 | 0 | 0 | 0 | 0 | 0 | 80.0924 | 79.2241 | 78.2934 | 77.7941 | 77.0955 | 76.7838 | 76.1985 | 75.7887 | 77.7962 | 81.7404 | 86.1141 | 90.5487 | 93.7434 | 95.6479 | 96.5398 | 97.1604 | 97.2381 | 96.0175 | 94.1909 | 90.7923 | 86.7916 | 83.566 | 81.1466 | 79.1783 | 0.32777 | 0.2993 | 0.29063 | 0.28688 | 0.3125 | 0.38695 | 0.50507 | 0.5912 | 0.62865 | 0.62051 | 0.61419 | 0.64611 | 0.71586 | 0.80089 | 0.84955 | 0.90601 | 0.92475 | 0.84719 | 0.75498 | 0.57699 | 0.5126 | 0.43561 | 0.34816 | 0.29508
Portfolio Adjusted1-in-10Size: 20 kW to 199.99 kWOrange County2020October Monthly Peak | Portfolio Adjusted | 1-in-10 | Size: 20 kW to 199.99 kW | Orange County | 2020 | October Monthly Peak | 10 | 13.5392 | 12.8953 | 12.4989 | 12.4385 | 12.9085 | 14.6789 | 17.2895 | 19.0416 | 22.3215 | 25.3713 | 27.8262 | 29.473 | 30.9189 | 31.8733 | 32.2729 | 31.5037 | 29.6973 | 26.7147 | 25.2496 | 23.9869 | 21.972 | 19.8444 | 17.3727 | 15.2243 | 0 | 0 | 0 | 0 | 0 | 0 | 0 | 0 | 0 | 0 | 0 | 0 | 0 | 0 | 0.48409 | 0.47256 | 0.44546 | 0.40072 | 0 | 0 | 0 | 0 | 0 | 0 | 75.0118 | 73.4526 | 72.225 | 71.0434 | 70.0914 | 69.5413 | 69.1089 | 69.0024 | 70.4353 | 74.6697 | 80.2495 | 85.6288 | 90.1303 | 93.1282 | 94.2563 | 94.8722 | 94.7338 | 93.2462 | 90.1969 | 85.5831 | 81.2669 | 78.4785 | 76.5246 | 74.815 | 0.32599 | 0.29767 | 0.28904 | 0.28532 | 0.3108 | 0.38484 | 0.50232 | 0.58799 | 0.62523 | 0.61713 | 0.61084 | 0.64259 | 0.71196 | 0.79652 | 0.84492 | 0.90108 | 0.91971 | 0.84258 | 0.75087 | 0.57385 | 0.50981 | 0.43323 | 0.34627 | 0.29348
Portfolio Adjusted1-in-10Size: 20 kW to 199.99 kWOrange County2020November Monthly Peak | Portfolio Adjusted | 1-in-10 | Size: 20 kW to 199.99 kW | Orange County | 2020 | November Monthly Peak | 11 | 12.5224 | 12.0517 | 11.8285 | 11.8552 | 12.375 | 14.1478 | 15.7556 | 17.6264 | 20.5509 | 22.9964 | 24.8493 | 26.0736 | 27.0152 | 27.5594 | 27.6321 | 26.609 | 25.2291 | 24.8567 | 22.7464 | 21.2122 | 19.6286 | 17.7942 | 15.6276 | 13.8707 | 0 | 0 | 0 | 0 | 0 | 0 | 0 | 0 | 0 | 0 | 0 | 0 | 0 | 0 | 0.41448 | 0.39914 | 0.37844 | 0.37285 | 0 | 0 | 0 | 0 | 0 | 0 | 69.3363 | 67.5068 | 66.8696 | 65.5241 | 64.5101 | 63.5101 | 63.6646 | 63.9934 | 66.4227 | 71.0213 | 76.9407 | 82.0169 | 85.0968 | 86.7778 | 87.6974 | 87.4986 | 86.1884 | 83.559 | 80.2666 | 77.3804 | 74.9256 | 72.8347 | 70.9933 | 69.985 | 0.32685 | 0.29846 | 0.28981 | 0.28608 | 0.31162 | 0.38586 | 0.50365 | 0.58954 | 0.62688 | 0.61877 | 0.61246 | 0.64429 | 0.71385 | 0.79863 | 0.84716 | 0.90347 | 0.92215 | 0.84481 | 0.75286 | 0.57537 | 0.51116 | 0.43438 | 0.34718 | 0.29426
Portfolio Adjusted1-in-10Size: 20 kW to 199.99 kWOrange County2020December Monthly Peak | Portfolio Adjusted | 1-in-10 | Size: 20 kW to 199.99 kW | Orange County | 2020 | December Monthly Peak | 12 | 12.1962 | 11.8216 | 11.7067 | 11.8216 | 12.49 | 14.3062 | 16.6701 | 17.7264 | 19.191 | 20.2301 | 20.597 | 20.3147 | 20.1741 | 19.875 | 19.6105 | 18.7288 | 18.6038 | 19.4269 | 18.4593 | 17.7216 | 16.8162 | 15.7411 | 14.3965 | 13.1941 | 0 | 0 | 0 | 0 | 0 | 0 | 0 | 0 | 0 | 0 | 0 | 0 | 0 | 0 | 0.29416 | 0.28093 | 0.27906 | 0.2914 | 0 | 0 | 0 | 0 | 0 | 0 | 43.864 | 43.2616 | 43.0712 | 43.3026 | 43.5053 | 43.3918 | 43.6646 | 43.6251 | 44.2181 | 45.4018 | 46.542 | 48.0529 | 49.1686 | 49.6566 | 49.9274 | 49.8718 | 49.3863 | 48.4505 | 47.2412 | 46.039 | 44.9304 | 44.4608 | 44.0988 | 43.299 | 0.32623 | 0.29789 | 0.28926 | 0.28553 | 0.31102 | 0.38513 | 0.50269 | 0.58842 | 0.62569 | 0.61758 | 0.61129 | 0.64306 | 0.71248 | 0.79711 | 0.84554 | 0.90174 | 0.92038 | 0.8432 | 0.75142 | 0.57427 | 0.51018 | 0.43355 | 0.34652 | 0.29369
Portfolio Adjusted1-in-10Size: 20 kW to 199.99 kWOrange County2020Typical Event Day | Portfolio Adjusted | 1-in-10 | Size: 20 kW to 199.99 kW | Orange County | 2020 | Typical Event Day | 8 | 14.871 | 14.0771 | 13.6493 | 13.5105 | 13.9671 | 15.8216 | 17.7616 | 20.8684 | 25.0561 | 28.3692 | 31.0858 | 32.7614 | 34.1531 | 35.0176 | 35.3119 | 34.6376 | 32.9758 | 30.0003 | 26.4978 | 25.0833 | 24.425 | 22.0001 | 19.2202 | 16.743 | 0 | 0 | 0 | 0 | 0 | 0 | 0 | 0 | 0 | 0 | 0 | 0 | 0 | 0 | 0.52968 | 0.51956 | 0.49464 | 0.45 | 0 | 0 | 0 | 0 | 0 | 0 | 77.3075 | 76.2522 | 75.2052 | 74.3264 | 73.501 | 72.8971 | 72.4767 | 72.8691 | 75.6201 | 80.243 | 85.0926 | 89.5093 | 92.6786 | 94.5934 | 95.6832 | 96.2056 | 96.2774 | 95.3585 | 93.9283 | 90.9615 | 86.9042 | 83.3769 | 80.9496 | 79.0833 | 0.32717 | 0.29874 | 0.29009 | 0.28635 | 0.31192 | 0.38623 | 0.50414 | 0.59011 | 0.62748 | 0.61936 | 0.61305 | 0.64491 | 0.71453 | 0.7994 | 0.84797 | 0.90433 | 0.92303 | 0.84562 | 0.75358 | 0.57592 | 0.51164 | 0.4348 | 0.34752 | 0.29454
Portfolio Adjusted1-in-10Size: 20 kW to 199.99 kWOrange County2021January Monthly Peak | Portfolio Adjusted | 1-in-10 | Size: 20 kW to 199.99 kW | Orange County | 2021 | January Monthly Peak | 1 | 12.3137 | 12.0117 | 11.8501 | 12.0479 | 12.7788 | 14.4744 | 17.0603 | 18.1255 | 19.6595 | 20.4751 | 20.7 | 20.2915 | 20.1897 | 19.9708 | 19.8779 | 19.013 | 18.3558 | 19.1419 | 18.3666 | 17.6682 | 16.8048 | 16.0061 | 14.4966 | 13.3252 | 0 | 0 | 0 | 0 | 0 | 0 | 0 | 0 | 0 | 0 | 0 | 0 | 0 | 0 | 0.29817 | 0.2852 | 0.27534 | 0.28713 | 0 | 0 | 0 | 0 | 0 | 0 | 44.7927 | 44.0358 | 43.164 | 42.4734 | 42.0943 | 41.5648 | 41.13 | 40.9983 | 41.5313 | 43.8814 | 46.4313 | 48.1072 | 49.7828 | 50.6943 | 51.3243 | 51.3201 | 50.1444 | 48.53 | 46.3101 | 44.929 | 44.0796 | 43.6541 | 43.1564 | 42.4884 | 0.33295 | 0.30403 | 0.29522 | 0.29142 | 0.31744 | 0.39306 | 0.51305 | 0.60055 | 0.63858 | 0.63032 | 0.62389 | 0.65631 | 0.72717 | 0.81354 | 0.86297 | 0.92033 | 0.93936 | 0.86058 | 0.76691 | 0.58611 | 0.5207 | 0.44249 | 0.35366 | 0.29975
Portfolio Adjusted1-in-10Size: 20 kW to 199.99 kWOrange County2021February Monthly Peak | Portfolio Adjusted | 1-in-10 | Size: 20 kW to 199.99 kW | Orange County | 2021 | February Monthly Peak | 2 | 12.1901 | 11.8683 | 11.6393 | 11.7983 | 12.4797 | 14.0204 | 16.133 | 17.3517 | 19.0273 | 20.1102 | 20.7893 | 20.8425 | 21.1617 | 21.3564 | 21.3839 | 20.4755 | 19.5549 | 19.4906 | 19.3656 | 18.3549 | 17.3781 | 16.1522 | 14.5038 | 13.1954 | 0 | 0 | 0 | 0 | 0 | 0 | 0 | 0 | 0 | 0 | 0 | 0 | 0 | 0 | 0.32076 | 0.30713 | 0.29332 | 0.29236 | 0 | 0 | 0 | 0 | 0 | 0 | 50.6657 | 50.6359 | 50.1376 | 49.5827 | 49.5143 | 48.8201 | 47.5937 | 48.1849 | 49.2598 | 51.4443 | 53.5939 | 54.52 | 55.4093 | 56.69 | 57.7574 | 58.016 | 57.2502 | 56.7792 | 55.2452 | 53.7527 | 52.4803 | 51.0102 | 50.3814 | 49.592 | 0.32385 | 0.29571 | 0.28714 | 0.28345 | 0.30876 | 0.38232 | 0.49902 | 0.58412 | 0.62112 | 0.61308 | 0.60683 | 0.63837 | 0.70729 | 0.79129 | 0.83937 | 0.89516 | 0.91367 | 0.83704 | 0.74594 | 0.57008 | 0.50646 | 0.43039 | 0.34399 | 0.29155
Portfolio Adjusted1-in-10Size: 20 kW to 199.99 kWOrange County2021March Monthly Peak | Portfolio Adjusted | 1-in-10 | Size: 20 kW to 199.99 kW | Orange County | 2021 | March Monthly Peak | 3 | 12.4345 | 11.946 | 11.6615 | 11.6989 | 12.3224 | 13.7833 | 15.8191 | 17.1616 | 19.1346 | 20.7203 | 21.9988 | 22.6375 | 23.4106 | 24.0241 | 24.3836 | 23.7665 | 22.4794 | 20.8076 | 19.748 | 19.8805 | 18.7547 | 17.1631 | 15.0916 | 13.5241 | 0 | 0 | 0 | 0 | 0 | 0 | 0 | 0 | 0 | 0 | 0 | 0 | 0 | 0 | 0.36575 | 0.3565 | 0.33719 | 0.31211 | 0 | 0 | 0 | 0 | 0 | 0 | 61.0412 | 59.4243 | 57.9384 | 57.1637 | 56.6087 | 56.1724 | 55.9575 | 56.1058 | 57.2486 | 60.8855 | 65.0269 | 69.3997 | 72.9672 | 74.9156 | 75.9011 | 76.5286 | 76.5692 | 75.8866 | 74.3652 | 71.6904 | 68.2648 | 65.4384 | 63.204 | 60.8221 | 0.32319 | 0.29511 | 0.28656 | 0.28287 | 0.30813 | 0.38154 | 0.49802 | 0.58294 | 0.61987 | 0.61184 | 0.6056 | 0.63708 | 0.70586 | 0.78969 | 0.83767 | 0.89335 | 0.91182 | 0.83535 | 0.74443 | 0.56893 | 0.50543 | 0.42952 | 0.3433 | 0.29096
Portfolio Adjusted1-in-10Size: 20 kW to 199.99 kWOrange County2021April Monthly Peak | Portfolio Adjusted | 1-in-10 | Size: 20 kW to 199.99 kW | Orange County | 2021 | April Monthly Peak | 4 | 12.9621 | 12.3342 | 12.0062 | 11.9714 | 12.5425 | 14.1194 | 15.7954 | 17.7792 | 20.7693 | 23.3064 | 25.345 | 26.6449 | 27.963 | 28.8757 | 29.2851 | 28.5351 | 27.0187 | 24.6217 | 22.1258 | 21.9983 | 20.994 | 18.9722 | 16.466 | 14.5478 | 0 | 0 | 0 | 0 | 0 | 0 | 0 | 0 | 0 | 0 | 0 | 0 | 0 | 0 | 0.43928 | 0.42803 | 0.40528 | 0.36933 | 0 | 0 | 0 | 0 | 0 | 0 | 71.354 | 69.5018 | 67.8819 | 66.1958 | 65.2352 | 64.56 | 63.9683 | 64.093 | 67.1652 | 72.7396 | 78.803 | 84.3193 | 87.9847 | 89.9253 | 90.6195 | 91.1394 | 91.1369 | 90.3162 | 88.6906 | 85.0839 | 80.0978 | 76.1344 | 73.5341 | 71.4806 | 0.32557 | 0.29729 | 0.28867 | 0.28495 | 0.3104 | 0.38435 | 0.50168 | 0.58723 | 0.62443 | 0.61634 | 0.61006 | 0.64176 | 0.71105 | 0.7955 | 0.84384 | 0.89992 | 0.91853 | 0.8415 | 0.7499 | 0.57311 | 0.50915 | 0.43268 | 0.34582 | 0.2931
Portfolio Adjusted1-in-10Size: 20 kW to 199.99 kWOrange County2021May Monthly Peak | Portfolio Adjusted | 1-in-10 | Size: 20 kW to 199.99 kW | Orange County | 2021 | May Monthly Peak | 5 | 13.4716 | 12.8078 | 12.4392 | 12.3437 | 12.9409 | 14.4249 | 15.6777 | 18.5685 | 22.3309 | 25.4506 | 27.8357 | 29.1972 | 30.384 | 31.1627 | 31.5224 | 30.7237 | 29.1551 | 26.5975 | 23.7393 | 22.685 | 22.3198 | 20.0439 | 17.3753 | 15.223 | 0 | 0 | 0 | 0 | 0 | 0 | 0 | 0 | 0 | 0 | 0 | 0 | 0 | 0 | 0.47284 | 0.46086 | 0.43733 | 0.39896 | 0 | 0 | 0 | 0 | 0 | 0 | 74.6219 | 72.9092 | 71.4066 | 70.7896 | 70.1068 | 69.2374 | 68.808 | 69.1299 | 72.7332 | 78.4954 | 83.4209 | 87.0437 | 89.5491 | 91.558 | 92.8693 | 93.2496 | 93.0955 | 92.0396 | 90.4615 | 87.7536 | 83.715 | 79.4458 | 76.9249 | 74.7743 | 0.32628 | 0.29793 | 0.2893 | 0.28557 | 0.31107 | 0.38518 | 0.50277 | 0.58851 | 0.62578 | 0.61768 | 0.61139 | 0.64316 | 0.71259 | 0.79723 | 0.84567 | 0.90188 | 0.92053 | 0.84332 | 0.75153 | 0.57436 | 0.51026 | 0.43362 | 0.34657 | 0.29374
Portfolio Adjusted1-in-10Size: 20 kW to 199.99 kWOrange County2021June Monthly Peak | Portfolio Adjusted | 1-in-10 | Size: 20 kW to 199.99 kW | Orange County | 2021 | June Monthly Peak | 6 | 13.8319 | 13.1324 | 12.7598 | 12.6811 | 13.2649 | 14.5927 | 16.038 | 19.2741 | 22.9067 | 26.0081 | 28.4763 | 30.0127 | 31.4101 | 32.3458 | 32.8276 | 32.0737 | 30.4202 | 27.8112 | 24.8383 | 23.0605 | 22.7228 | 20.6815 | 17.9175 | 15.6369 | 0 | 0 | 0 | 0 | 0 | 0 | 0 | 0 | 0 | 0 | 0 | 0 | 0 | 0 | 0.49241 | 0.4811 | 0.4563 | 0.41717 | 0 | 0 | 0 | 0 | 0 | 0 | 72.6026 | 71.351 | 70.1236 | 69.1967 | 68.0301 | 67.2007 | 66.8316 | 67.8104 | 71.2503 | 76.2812 | 81.4441 | 85.9534 | 89.349 | 91.6952 | 93.3666 | 94.1353 | 94.4464 | 93.2867 | 91.7404 | 88.5832 | 84.3959 | 80.6624 | 78.139 | 76.226 | 0.32601 | 0.29769 | 0.28906 | 0.28534 | 0.31082 | 0.38487 | 0.50236 | 0.58803 | 0.62527 | 0.61718 | 0.61089 | 0.64263 | 0.71201 | 0.79658 | 0.84498 | 0.90114 | 0.91977 | 0.84264 | 0.75092 | 0.57389 | 0.50984 | 0.43326 | 0.34629 | 0.2935
Portfolio Adjusted1-in-10Size: 20 kW to 199.99 kWOrange County2021July Monthly Peak | Portfolio Adjusted | 1-in-10 | Size: 20 kW to 199.99 kW | Orange County | 2021 | July Monthly Peak | 7 | 14.8951 | 14.068 | 13.6045 | 13.4472 | 14.0318 | 15.6331 | 17.5694 | 21.1337 | 25.0562 | 28.282 | 30.7503 | 32.2379 | 33.5546 | 34.4703 | 34.915 | 34.2004 | 32.7185 | 30.005 | 26.6885 | 24.6107 | 24.2471 | 22.1487 | 19.3761 | 16.8537 | 0 | 0 | 0 | 0 | 0 | 0 | 0 | 0 | 0 | 0 | 0 | 0 | 0 | 0 | 0.52373 | 0.51301 | 0.49078 | 0.45008 | 0 | 0 | 0 | 0 | 0 | 0 | 78.1288 | 76.8258 | 75.591 | 74.3643 | 73.5527 | 72.8142 | 72.102 | 72.5301 | 75.4871 | 80.2531 | 85.4073 | 89.7397 | 92.2212 | 93.4812 | 94.4273 | 94.358 | 94.1483 | 93.6492 | 92.1271 | 89.5781 | 85.7964 | 82.1503 | 79.8043 | 78.2577 | 0.32542 | 0.29715 | 0.28854 | 0.28482 | 0.31026 | 0.38417 | 0.50145 | 0.58696 | 0.62414 | 0.61606 | 0.60978 | 0.64147 | 0.71072 | 0.79514 | 0.84345 | 0.89951 | 0.91811 | 0.84111 | 0.74956 | 0.57285 | 0.50892 | 0.43248 | 0.34566 | 0.29297
Portfolio Adjusted1-in-10Size: 20 kW to 199.99 kWOrange County2021August Monthly Peak | Portfolio Adjusted | 1-in-10 | Size: 20 kW to 199.99 kW | Orange County | 2021 | August Monthly Peak | 8 | 15.1484 | 14.3256 | 13.8692 | 13.7206 | 14.1689 | 16.0587 | 18.0413 | 21.3133 | 25.7586 | 29.2795 | 32.1662 | 33.9258 | 35.3488 | 36.2162 | 36.5064 | 35.8039 | 34.0665 | 31.004 | 27.3292 | 25.838 | 25.0601 | 22.5293 | 19.6741 | 17.1109 | 0 | 0 | 0 | 0 | 0 | 0 | 0 | 0 | 0 | 0 | 0 | 0 | 0 | 0 | 0.5476 | 0.53706 | 0.511 | 0.46506 | 0 | 0 | 0 | 0 | 0 | 0 | 78.4064 | 77.6079 | 76.8129 | 75.9504 | 75.3256 | 74.7899 | 74.7745 | 75.3472 | 77.9466 | 82.6971 | 87.4048 | 91.7952 | 95.4006 | 97.5493 | 98.399 | 99.1685 | 99.2767 | 98.4806 | 97.655 | 94.8924 | 90.6328 | 87.1288 | 84.7083 | 82.6712 | 0.33117 | 0.3024 | 0.29364 | 0.28986 | 0.31574 | 0.39096 | 0.51031 | 0.59733 | 0.63517 | 0.62694 | 0.62055 | 0.6528 | 0.72328 | 0.80919 | 0.85835 | 0.9154 | 0.93433 | 0.85597 | 0.7628 | 0.58297 | 0.51791 | 0.44012 | 0.35177 | 0.29814
Portfolio Adjusted1-in-10Size: 20 kW to 199.99 kWOrange County2021September Monthly Peak | Portfolio Adjusted | 1-in-10 | Size: 20 kW to 199.99 kW | Orange County | 2021 | September Monthly Peak | 9 | 15.0195 | 14.2449 | 13.8245 | 13.7126 | 14.1846 | 16.187 | 18.7306 | 21.3081 | 25.7173 | 29.2034 | 32.0335 | 33.6319 | 34.9723 | 35.8366 | 36.1366 | 35.3279 | 33.5407 | 30.3812 | 26.9812 | 26.2369 | 24.295 | 21.9163 | 19.2559 | 16.877 | 0 | 0 | 0 | 0 | 0 | 0 | 0 | 0 | 0 | 0 | 0 | 0 | 0 | 0 | 0.54205 | 0.52992 | 0.50311 | 0.45572 | 0 | 0 | 0 | 0 | 0 | 0 | 80.0924 | 79.2241 | 78.2934 | 77.7941 | 77.0955 | 76.7838 | 76.1985 | 75.7887 | 77.7962 | 81.7404 | 86.1141 | 90.5487 | 93.7434 | 95.6479 | 96.5398 | 97.1604 | 97.2381 | 96.0175 | 94.1909 | 90.7923 | 86.7916 | 83.566 | 81.1466 | 79.1783 | 0.32777 | 0.2993 | 0.29063 | 0.28688 | 0.3125 | 0.38695 | 0.50507 | 0.5912 | 0.62865 | 0.62051 | 0.61419 | 0.64611 | 0.71586 | 0.80089 | 0.84955 | 0.90601 | 0.92475 | 0.84719 | 0.75498 | 0.57699 | 0.5126 | 0.43561 | 0.34816 | 0.29508
Portfolio Adjusted1-in-10Size: 20 kW to 199.99 kWOrange County2021October Monthly Peak | Portfolio Adjusted | 1-in-10 | Size: 20 kW to 199.99 kW | Orange County | 2021 | October Monthly Peak | 10 | 13.5392 | 12.8953 | 12.4989 | 12.4385 | 12.9085 | 14.6789 | 17.2895 | 19.0416 | 22.3215 | 25.3713 | 27.8262 | 29.473 | 30.9189 | 31.8733 | 32.2729 | 31.5037 | 29.6973 | 26.7147 | 25.2496 | 23.9869 | 21.972 | 19.8444 | 17.3727 | 15.2243 | 0 | 0 | 0 | 0 | 0 | 0 | 0 | 0 | 0 | 0 | 0 | 0 | 0 | 0 | 0.48409 | 0.47256 | 0.44546 | 0.40072 | 0 | 0 | 0 | 0 | 0 | 0 | 75.0118 | 73.4526 | 72.225 | 71.0434 | 70.0914 | 69.5413 | 69.1089 | 69.0024 | 70.4353 | 74.6697 | 80.2495 | 85.6288 | 90.1303 | 93.1282 | 94.2563 | 94.8722 | 94.7338 | 93.2462 | 90.1969 | 85.5831 | 81.2669 | 78.4785 | 76.5246 | 74.815 | 0.32599 | 0.29767 | 0.28904 | 0.28532 | 0.3108 | 0.38484 | 0.50232 | 0.58799 | 0.62523 | 0.61713 | 0.61084 | 0.64259 | 0.71196 | 0.79652 | 0.84492 | 0.90108 | 0.91971 | 0.84258 | 0.75087 | 0.57385 | 0.50981 | 0.43323 | 0.34627 | 0.29348
Portfolio Adjusted1-in-10Size: 20 kW to 199.99 kWOrange County2021November Monthly Peak | Portfolio Adjusted | 1-in-10 | Size: 20 kW to 199.99 kW | Orange County | 2021 | November Monthly Peak | 11 | 12.5224 | 12.0517 | 11.8285 | 11.8552 | 12.375 | 14.1478 | 15.7556 | 17.6264 | 20.5509 | 22.9964 | 24.8493 | 26.0736 | 27.0152 | 27.5594 | 27.6321 | 26.609 | 25.2291 | 24.8567 | 22.7464 | 21.2122 | 19.6286 | 17.7942 | 15.6276 | 13.8707 | 0 | 0 | 0 | 0 | 0 | 0 | 0 | 0 | 0 | 0 | 0 | 0 | 0 | 0 | 0.41448 | 0.39914 | 0.37844 | 0.37285 | 0 | 0 | 0 | 0 | 0 | 0 | 69.3363 | 67.5068 | 66.8696 | 65.5241 | 64.5101 | 63.5101 | 63.6646 | 63.9934 | 66.4227 | 71.0213 | 76.9407 | 82.0169 | 85.0968 | 86.7778 | 87.6974 | 87.4986 | 86.1884 | 83.559 | 80.2666 | 77.3804 | 74.9256 | 72.8347 | 70.9933 | 69.985 | 0.32685 | 0.29846 | 0.28981 | 0.28608 | 0.31162 | 0.38586 | 0.50365 | 0.58954 | 0.62688 | 0.61877 | 0.61246 | 0.64429 | 0.71385 | 0.79863 | 0.84716 | 0.90347 | 0.92215 | 0.84481 | 0.75286 | 0.57537 | 0.51116 | 0.43438 | 0.34718 | 0.29426
Portfolio Adjusted1-in-10Size: 20 kW to 199.99 kWOrange County2021December Monthly Peak | Portfolio Adjusted | 1-in-10 | Size: 20 kW to 199.99 kW | Orange County | 2021 | December Monthly Peak | 12 | 12.1962 | 11.8216 | 11.7067 | 11.8216 | 12.49 | 14.3062 | 16.6701 | 17.7264 | 19.191 | 20.2301 | 20.597 | 20.3147 | 20.1741 | 19.875 | 19.6105 | 18.7288 | 18.6038 | 19.4269 | 18.4593 | 17.7216 | 16.8162 | 15.7411 | 14.3965 | 13.1941 | 0 | 0 | 0 | 0 | 0 | 0 | 0 | 0 | 0 | 0 | 0 | 0 | 0 | 0 | 0.29416 | 0.28093 | 0.27906 | 0.2914 | 0 | 0 | 0 | 0 | 0 | 0 | 43.864 | 43.2616 | 43.0712 | 43.3026 | 43.5053 | 43.3918 | 43.6646 | 43.6251 | 44.2181 | 45.4018 | 46.542 | 48.0529 | 49.1686 | 49.6566 | 49.9274 | 49.8718 | 49.3863 | 48.4504 | 47.2412 | 46.039 | 44.9304 | 44.4608 | 44.0988 | 43.299 | 0.32623 | 0.29789 | 0.28926 | 0.28553 | 0.31102 | 0.38513 | 0.50269 | 0.58842 | 0.62569 | 0.61758 | 0.61129 | 0.64306 | 0.71248 | 0.79711 | 0.84554 | 0.90174 | 0.92038 | 0.8432 | 0.75142 | 0.57427 | 0.51018 | 0.43355 | 0.34652 | 0.29369
Portfolio Adjusted1-in-10Size: 20 kW to 199.99 kWOrange County2021Typical Event Day | Portfolio Adjusted | 1-in-10 | Size: 20 kW to 199.99 kW | Orange County | 2021 | Typical Event Day | 8 | 14.871 | 14.0771 | 13.6493 | 13.5105 | 13.9671 | 15.8216 | 17.7616 | 20.8684 | 25.0561 | 28.3692 | 31.0858 | 32.7614 | 34.1531 | 35.0176 | 35.3119 | 34.6376 | 32.9758 | 30.0003 | 26.4978 | 25.0833 | 24.425 | 22.0001 | 19.2202 | 16.743 | 0 | 0 | 0 | 0 | 0 | 0 | 0 | 0 | 0 | 0 | 0 | 0 | 0 | 0 | 0.52968 | 0.51956 | 0.49464 | 0.45 | 0 | 0 | 0 | 0 | 0 | 0 | 77.3075 | 76.2522 | 75.2052 | 74.3264 | 73.501 | 72.8971 | 72.4767 | 72.8691 | 75.6201 | 80.243 | 85.0926 | 89.5093 | 92.6785 | 94.5934 | 95.6832 | 96.2056 | 96.2774 | 95.3585 | 93.9283 | 90.9615 | 86.9042 | 83.3769 | 80.9495 | 79.0833 | 0.32717 | 0.29874 | 0.29009 | 0.28635 | 0.31192 | 0.38623 | 0.50414 | 0.59011 | 0.62748 | 0.61936 | 0.61305 | 0.64491 | 0.71453 | 0.7994 | 0.84797 | 0.90433 | 0.92303 | 0.84562 | 0.75358 | 0.57592 | 0.51164 | 0.4348 | 0.34752 | 0.29454
Portfolio Adjusted1-in-10Size: 20 kW to 199.99 kWOrange County2022January Monthly Peak | Portfolio Adjusted | 1-in-10 | Size: 20 kW to 199.99 kW | Orange County | 2022 | January Monthly Peak | 1 | 12.3137 | 12.0117 | 11.8501 | 12.0479 | 12.7788 | 14.4744 | 17.0603 | 18.1255 | 19.6595 | 20.4751 | 20.7 | 20.2915 | 20.1897 | 19.9708 | 19.8779 | 19.013 | 18.3558 | 19.1419 | 18.3666 | 17.6682 | 16.8048 | 16.0061 | 14.4966 | 13.3252 | 0 | 0 | 0 | 0 | 0 | 0 | 0 | 0 | 0 | 0 | 0 | 0 | 0 | 0 | 0.29817 | 0.2852 | 0.27534 | 0.28713 | 0 | 0 | 0 | 0 | 0 | 0 | 44.7927 | 44.0358 | 43.164 | 42.4734 | 42.0943 | 41.5648 | 41.13 | 40.9983 | 41.5313 | 43.8814 | 46.4313 | 48.1072 | 49.7828 | 50.6943 | 51.3243 | 51.3201 | 50.1443 | 48.53 | 46.3101 | 44.929 | 44.0796 | 43.6541 | 43.1564 | 42.4884 | 0.33295 | 0.30403 | 0.29522 | 0.29142 | 0.31744 | 0.39306 | 0.51305 | 0.60055 | 0.63858 | 0.63032 | 0.62389 | 0.65631 | 0.72717 | 0.81354 | 0.86297 | 0.92033 | 0.93936 | 0.86058 | 0.76691 | 0.58611 | 0.5207 | 0.44249 | 0.35366 | 0.29975
Portfolio Adjusted1-in-10Size: 20 kW to 199.99 kWOrange County2022February Monthly Peak | Portfolio Adjusted | 1-in-10 | Size: 20 kW to 199.99 kW | Orange County | 2022 | February Monthly Peak | 2 | 12.1901 | 11.8683 | 11.6393 | 11.7983 | 12.4797 | 14.0204 | 16.133 | 17.3517 | 19.0273 | 20.1102 | 20.7893 | 20.8425 | 21.1617 | 21.3564 | 21.3839 | 20.4755 | 19.5549 | 19.4906 | 19.3656 | 18.3549 | 17.3781 | 16.1522 | 14.5038 | 13.1954 | 0 | 0 | 0 | 0 | 0 | 0 | 0 | 0 | 0 | 0 | 0 | 0 | 0 | 0 | 0.32076 | 0.30713 | 0.29332 | 0.29236 | 0 | 0 | 0 | 0 | 0 | 0 | 50.6657 | 50.6359 | 50.1376 | 49.5827 | 49.5143 | 48.8201 | 47.5937 | 48.1849 | 49.2598 | 51.4443 | 53.5939 | 54.52 | 55.4093 | 56.69 | 57.7574 | 58.016 | 57.2502 | 56.7792 | 55.2452 | 53.7527 | 52.4803 | 51.0102 | 50.3813 | 49.592 | 0.32385 | 0.29571 | 0.28714 | 0.28345 | 0.30876 | 0.38232 | 0.49902 | 0.58412 | 0.62112 | 0.61308 | 0.60683 | 0.63837 | 0.70729 | 0.79129 | 0.83937 | 0.89516 | 0.91367 | 0.83704 | 0.74594 | 0.57008 | 0.50646 | 0.43039 | 0.34399 | 0.29155
Portfolio Adjusted1-in-10Size: 20 kW to 199.99 kWOrange County2022March Monthly Peak | Portfolio Adjusted | 1-in-10 | Size: 20 kW to 199.99 kW | Orange County | 2022 | March Monthly Peak | 3 | 12.4345 | 11.946 | 11.6615 | 11.6989 | 12.3224 | 13.7833 | 15.8191 | 17.1616 | 19.1346 | 20.7203 | 21.9988 | 22.6375 | 23.4106 | 24.024 | 24.3836 | 23.7665 | 22.4794 | 20.8076 | 19.748 | 19.8805 | 18.7547 | 17.1631 | 15.0916 | 13.5241 | 0 | 0 | 0 | 0 | 0 | 0 | 0 | 0 | 0 | 0 | 0 | 0 | 0 | 0 | 0.36575 | 0.3565 | 0.33719 | 0.31211 | 0 | 0 | 0 | 0 | 0 | 0 | 61.0412 | 59.4243 | 57.9384 | 57.1637 | 56.6087 | 56.1724 | 55.9575 | 56.1058 | 57.2486 | 60.8855 | 65.0269 | 69.3997 | 72.9672 | 74.9156 | 75.9011 | 76.5286 | 76.5692 | 75.8866 | 74.3652 | 71.6904 | 68.2648 | 65.4384 | 63.204 | 60.8221 | 0.32319 | 0.29511 | 0.28656 | 0.28287 | 0.30813 | 0.38154 | 0.49802 | 0.58294 | 0.61987 | 0.61184 | 0.6056 | 0.63708 | 0.70586 | 0.78969 | 0.83767 | 0.89335 | 0.91182 | 0.83535 | 0.74443 | 0.56893 | 0.50543 | 0.42952 | 0.3433 | 0.29096
Portfolio Adjusted1-in-10Size: 20 kW to 199.99 kWOrange County2022April Monthly Peak | Portfolio Adjusted | 1-in-10 | Size: 20 kW to 199.99 kW | Orange County | 2022 | April Monthly Peak | 4 | 12.9621 | 12.3342 | 12.0062 | 11.9714 | 12.5425 | 14.1194 | 15.7954 | 17.7792 | 20.7693 | 23.3064 | 25.345 | 26.6449 | 27.963 | 28.8757 | 29.2851 | 28.5351 | 27.0187 | 24.6217 | 22.1258 | 21.9983 | 20.994 | 18.9722 | 16.466 | 14.5478 | 0 | 0 | 0 | 0 | 0 | 0 | 0 | 0 | 0 | 0 | 0 | 0 | 0 | 0 | 0.43928 | 0.42803 | 0.40528 | 0.36933 | 0 | 0 | 0 | 0 | 0 | 0 | 71.354 | 69.5018 | 67.8819 | 66.1958 | 65.2352 | 64.56 | 63.9683 | 64.093 | 67.1652 | 72.7396 | 78.803 | 84.3193 | 87.9847 | 89.9253 | 90.6195 | 91.1394 | 91.1369 | 90.3162 | 88.6906 | 85.0839 | 80.0978 | 76.1344 | 73.5341 | 71.4806 | 0.32557 | 0.29729 | 0.28867 | 0.28495 | 0.3104 | 0.38435 | 0.50168 | 0.58723 | 0.62443 | 0.61634 | 0.61006 | 0.64176 | 0.71105 | 0.7955 | 0.84384 | 0.89992 | 0.91853 | 0.8415 | 0.7499 | 0.57311 | 0.50915 | 0.43268 | 0.34582 | 0.2931
Portfolio Adjusted1-in-10Size: 20 kW to 199.99 kWOrange County2022May Monthly Peak | Portfolio Adjusted | 1-in-10 | Size: 20 kW to 199.99 kW | Orange County | 2022 | May Monthly Peak | 5 | 13.4716 | 12.8078 | 12.4392 | 12.3437 | 12.9409 | 14.4249 | 15.6777 | 18.5685 | 22.3309 | 25.4506 | 27.8357 | 29.1972 | 30.384 | 31.1627 | 31.5224 | 30.7237 | 29.1551 | 26.5975 | 23.7393 | 22.685 | 22.3198 | 20.0439 | 17.3753 | 15.223 | 0 | 0 | 0 | 0 | 0 | 0 | 0 | 0 | 0 | 0 | 0 | 0 | 0 | 0 | 0.47284 | 0.46086 | 0.43733 | 0.39896 | 0 | 0 | 0 | 0 | 0 | 0 | 74.6219 | 72.9092 | 71.4066 | 70.7896 | 70.1068 | 69.2374 | 68.808 | 69.1299 | 72.7332 | 78.4954 | 83.4209 | 87.0437 | 89.5491 | 91.558 | 92.8693 | 93.2496 | 93.0955 | 92.0396 | 90.4615 | 87.7536 | 83.715 | 79.4458 | 76.9249 | 74.7743 | 0.32628 | 0.29793 | 0.2893 | 0.28557 | 0.31107 | 0.38518 | 0.50277 | 0.58851 | 0.62578 | 0.61768 | 0.61139 | 0.64316 | 0.71259 | 0.79723 | 0.84567 | 0.90188 | 0.92053 | 0.84332 | 0.75153 | 0.57436 | 0.51026 | 0.43362 | 0.34657 | 0.29374
Portfolio Adjusted1-in-10Size: 20 kW to 199.99 kWOrange County2022June Monthly Peak | Portfolio Adjusted | 1-in-10 | Size: 20 kW to 199.99 kW | Orange County | 2022 | June Monthly Peak | 6 | 13.8319 | 13.1324 | 12.7598 | 12.6811 | 13.2649 | 14.5927 | 16.038 | 19.2741 | 22.9067 | 26.0081 | 28.4763 | 30.0127 | 31.4101 | 32.3458 | 32.8276 | 32.0737 | 30.4202 | 27.8112 | 24.8383 | 23.0605 | 22.7228 | 20.6815 | 17.9175 | 15.6369 | 0 | 0 | 0 | 0 | 0 | 0 | 0 | 0 | 0 | 0 | 0 | 0 | 0 | 0 | 0.49241 | 0.4811 | 0.4563 | 0.41717 | 0 | 0 | 0 | 0 | 0 | 0 | 72.6026 | 71.351 | 70.1236 | 69.1967 | 68.0301 | 67.2007 | 66.8316 | 67.8104 | 71.2503 | 76.2812 | 81.4441 | 85.9534 | 89.349 | 91.6952 | 93.3666 | 94.1353 | 94.4464 | 93.2867 | 91.7404 | 88.5832 | 84.3959 | 80.6624 | 78.139 | 76.226 | 0.32601 | 0.29769 | 0.28906 | 0.28534 | 0.31082 | 0.38487 | 0.50236 | 0.58803 | 0.62527 | 0.61718 | 0.61089 | 0.64263 | 0.71201 | 0.79658 | 0.84498 | 0.90114 | 0.91977 | 0.84264 | 0.75092 | 0.57389 | 0.50984 | 0.43326 | 0.34629 | 0.2935
Portfolio Adjusted1-in-10Size: 20 kW to 199.99 kWOrange County2022July Monthly Peak | Portfolio Adjusted | 1-in-10 | Size: 20 kW to 199.99 kW | Orange County | 2022 | July Monthly Peak | 7 | 14.8951 | 14.068 | 13.6045 | 13.4472 | 14.0318 | 15.6331 | 17.5694 | 21.1337 | 25.0562 | 28.2819 | 30.7503 | 32.2379 | 33.5546 | 34.4703 | 34.915 | 34.2004 | 32.7185 | 30.005 | 26.6885 | 24.6107 | 24.2471 | 22.1487 | 19.3761 | 16.8537 | 0 | 0 | 0 | 0 | 0 | 0 | 0 | 0 | 0 | 0 | 0 | 0 | 0 | 0 | 0.52373 | 0.51301 | 0.49078 | 0.45008 | 0 | 0 | 0 | 0 | 0 | 0 | 78.1288 | 76.8258 | 75.591 | 74.3643 | 73.5527 | 72.8142 | 72.102 | 72.5301 | 75.4871 | 80.2531 | 85.4074 | 89.7397 | 92.2212 | 93.4812 | 94.4273 | 94.358 | 94.1483 | 93.6492 | 92.1271 | 89.5781 | 85.7964 | 82.1503 | 79.8043 | 78.2577 | 0.32542 | 0.29715 | 0.28854 | 0.28482 | 0.31026 | 0.38417 | 0.50145 | 0.58696 | 0.62414 | 0.61606 | 0.60978 | 0.64147 | 0.71072 | 0.79514 | 0.84345 | 0.89951 | 0.91811 | 0.84111 | 0.74956 | 0.57285 | 0.50892 | 0.43248 | 0.34566 | 0.29297
Portfolio Adjusted1-in-10Size: 20 kW to 199.99 kWOrange County2022August Monthly Peak | Portfolio Adjusted | 1-in-10 | Size: 20 kW to 199.99 kW | Orange County | 2022 | August Monthly Peak | 8 | 15.1484 | 14.3256 | 13.8692 | 13.7206 | 14.1689 | 16.0587 | 18.0413 | 21.3133 | 25.7586 | 29.2795 | 32.1662 | 33.9258 | 35.3488 | 36.2162 | 36.5064 | 35.8039 | 34.0665 | 31.004 | 27.3292 | 25.838 | 25.0601 | 22.5293 | 19.6741 | 17.1109 | 0 | 0 | 0 | 0 | 0 | 0 | 0 | 0 | 0 | 0 | 0 | 0 | 0 | 0 | 0.5476 | 0.53706 | 0.511 | 0.46506 | 0 | 0 | 0 | 0 | 0 | 0 | 78.4064 | 77.6079 | 76.8129 | 75.9503 | 75.3256 | 74.7899 | 74.7745 | 75.3472 | 77.9466 | 82.6971 | 87.4048 | 91.7952 | 95.4006 | 97.5493 | 98.399 | 99.1685 | 99.2767 | 98.4806 | 97.655 | 94.8924 | 90.6328 | 87.1288 | 84.7083 | 82.6712 | 0.33117 | 0.3024 | 0.29364 | 0.28986 | 0.31574 | 0.39096 | 0.51031 | 0.59733 | 0.63517 | 0.62694 | 0.62055 | 0.6528 | 0.72328 | 0.80919 | 0.85835 | 0.9154 | 0.93433 | 0.85597 | 0.7628 | 0.58297 | 0.51791 | 0.44012 | 0.35177 | 0.29814
Portfolio Adjusted1-in-10Size: 20 kW to 199.99 kWOrange County2022September Monthly Peak | Portfolio Adjusted | 1-in-10 | Size: 20 kW to 199.99 kW | Orange County | 2022 | September Monthly Peak | 9 | 15.0195 | 14.2449 | 13.8245 | 13.7126 | 14.1846 | 16.187 | 18.7306 | 21.3081 | 25.7173 | 29.2034 | 32.0335 | 33.6319 | 34.9723 | 35.8366 | 36.1366 | 35.3279 | 33.5407 | 30.3812 | 26.9812 | 26.2369 | 24.295 | 21.9163 | 19.2559 | 16.877 | 0 | 0 | 0 | 0 | 0 | 0 | 0 | 0 | 0 | 0 | 0 | 0 | 0 | 0 | 0.54205 | 0.52992 | 0.50311 | 0.45572 | 0 | 0 | 0 | 0 | 0 | 0 | 80.0924 | 79.2241 | 78.2934 | 77.7941 | 77.0955 | 76.7838 | 76.1985 | 75.7887 | 77.7962 | 81.7404 | 86.1141 | 90.5487 | 93.7434 | 95.6479 | 96.5398 | 97.1604 | 97.2381 | 96.0175 | 94.1909 | 90.7923 | 86.7916 | 83.566 | 81.1466 | 79.1783 | 0.32777 | 0.2993 | 0.29063 | 0.28688 | 0.3125 | 0.38695 | 0.50507 | 0.5912 | 0.62865 | 0.62051 | 0.61419 | 0.64611 | 0.71586 | 0.80089 | 0.84955 | 0.90601 | 0.92475 | 0.84719 | 0.75498 | 0.57699 | 0.5126 | 0.43561 | 0.34816 | 0.29508
Portfolio Adjusted1-in-10Size: 20 kW to 199.99 kWOrange County2022October Monthly Peak | Portfolio Adjusted | 1-in-10 | Size: 20 kW to 199.99 kW | Orange County | 2022 | October Monthly Peak | 10 | 13.5392 | 12.8953 | 12.4989 | 12.4385 | 12.9085 | 14.6789 | 17.2895 | 19.0416 | 22.3215 | 25.3713 | 27.8262 | 29.473 | 30.9189 | 31.8733 | 32.2729 | 31.5037 | 29.6973 | 26.7147 | 25.2496 | 23.9869 | 21.972 | 19.8444 | 17.3727 | 15.2243 | 0 | 0 | 0 | 0 | 0 | 0 | 0 | 0 | 0 | 0 | 0 | 0 | 0 | 0 | 0.48409 | 0.47256 | 0.44546 | 0.40072 | 0 | 0 | 0 | 0 | 0 | 0 | 75.0118 | 73.4526 | 72.225 | 71.0434 | 70.0914 | 69.5413 | 69.1089 | 69.0024 | 70.4353 | 74.6697 | 80.2495 | 85.6288 | 90.1303 | 93.1282 | 94.2563 | 94.8722 | 94.7338 | 93.2462 | 90.1969 | 85.5831 | 81.2669 | 78.4785 | 76.5246 | 74.815 | 0.32599 | 0.29767 | 0.28904 | 0.28532 | 0.3108 | 0.38484 | 0.50232 | 0.58799 | 0.62523 | 0.61713 | 0.61084 | 0.64259 | 0.71196 | 0.79652 | 0.84492 | 0.90108 | 0.91971 | 0.84258 | 0.75087 | 0.57385 | 0.50981 | 0.43323 | 0.34627 | 0.29348
Portfolio Adjusted1-in-10Size: 20 kW to 199.99 kWOrange County2022November Monthly Peak | Portfolio Adjusted | 1-in-10 | Size: 20 kW to 199.99 kW | Orange County | 2022 | November Monthly Peak | 11 | 12.5224 | 12.0517 | 11.8285 | 11.8552 | 12.375 | 14.1478 | 15.7556 | 17.6264 | 20.5509 | 22.9964 | 24.8493 | 26.0736 | 27.0152 | 27.5594 | 27.6321 | 26.609 | 25.2291 | 24.8567 | 22.7464 | 21.2122 | 19.6286 | 17.7942 | 15.6276 | 13.8707 | 0 | 0 | 0 | 0 | 0 | 0 | 0 | 0 | 0 | 0 | 0 | 0 | 0 | 0 | 0.41448 | 0.39914 | 0.37844 | 0.37285 | 0 | 0 | 0 | 0 | 0 | 0 | 69.3363 | 67.5068 | 66.8696 | 65.5241 | 64.5101 | 63.5101 | 63.6646 | 63.9934 | 66.4227 | 71.0213 | 76.9407 | 82.0169 | 85.0968 | 86.7778 | 87.6974 | 87.4986 | 86.1884 | 83.559 | 80.2666 | 77.3804 | 74.9256 | 72.8347 | 70.9933 | 69.985 | 0.32685 | 0.29846 | 0.28981 | 0.28608 | 0.31162 | 0.38586 | 0.50365 | 0.58954 | 0.62688 | 0.61877 | 0.61246 | 0.64429 | 0.71385 | 0.79863 | 0.84716 | 0.90347 | 0.92215 | 0.84481 | 0.75286 | 0.57537 | 0.51116 | 0.43438 | 0.34718 | 0.29426
Portfolio Adjusted1-in-10Size: 20 kW to 199.99 kWOrange County2022December Monthly Peak | Portfolio Adjusted | 1-in-10 | Size: 20 kW to 199.99 kW | Orange County | 2022 | December Monthly Peak | 12 | 12.1962 | 11.8216 | 11.7067 | 11.8216 | 12.49 | 14.3062 | 16.6701 | 17.7264 | 19.191 | 20.2301 | 20.597 | 20.3147 | 20.1741 | 19.875 | 19.6105 | 18.7288 | 18.6038 | 19.4269 | 18.4593 | 17.7216 | 16.8162 | 15.7411 | 14.3965 | 13.1941 | 0 | 0 | 0 | 0 | 0 | 0 | 0 | 0 | 0 | 0 | 0 | 0 | 0 | 0 | 0.29416 | 0.28093 | 0.27906 | 0.2914 | 0 | 0 | 0 | 0 | 0 | 0 | 43.864 | 43.2616 | 43.0712 | 43.3026 | 43.5053 | 43.3918 | 43.6646 | 43.6251 | 44.2181 | 45.4018 | 46.542 | 48.0529 | 49.1686 | 49.6566 | 49.9274 | 49.8718 | 49.3863 | 48.4505 | 47.2412 | 46.039 | 44.9304 | 44.4608 | 44.0988 | 43.299 | 0.32623 | 0.29789 | 0.28926 | 0.28553 | 0.31102 | 0.38513 | 0.50269 | 0.58842 | 0.62569 | 0.61758 | 0.61129 | 0.64306 | 0.71248 | 0.79711 | 0.84554 | 0.90174 | 0.92038 | 0.8432 | 0.75142 | 0.57427 | 0.51018 | 0.43355 | 0.34652 | 0.29369
Portfolio Adjusted1-in-10Size: 20 kW to 199.99 kWOrange County2022Typical Event Day | Portfolio Adjusted | 1-in-10 | Size: 20 kW to 199.99 kW | Orange County | 2022 | Typical Event Day | 8 | 14.871 | 14.0771 | 13.6493 | 13.5105 | 13.9671 | 15.8216 | 17.7616 | 20.8684 | 25.0561 | 28.3692 | 31.0858 | 32.7614 | 34.1531 | 35.0176 | 35.3119 | 34.6376 | 32.9758 | 30.0003 | 26.4978 | 25.0833 | 24.425 | 22.0001 | 19.2202 | 16.7429 | 0 | 0 | 0 | 0 | 0 | 0 | 0 | 0 | 0 | 0 | 0 | 0 | 0 | 0 | 0.52968 | 0.51956 | 0.49464 | 0.45 | 0 | 0 | 0 | 0 | 0 | 0 | 77.3075 | 76.2522 | 75.2052 | 74.3264 | 73.501 | 72.8972 | 72.4767 | 72.8691 | 75.6201 | 80.243 | 85.0926 | 89.5093 | 92.6785 | 94.5934 | 95.6832 | 96.2056 | 96.2774 | 95.3585 | 93.9283 | 90.9615 | 86.9042 | 83.3769 | 80.9495 | 79.0833 | 0.32717 | 0.29874 | 0.29009 | 0.28635 | 0.31192 | 0.38623 | 0.50414 | 0.59011 | 0.62748 | 0.61936 | 0.61305 | 0.64491 | 0.71453 | 0.7994 | 0.84797 | 0.90433 | 0.92303 | 0.84562 | 0.75358 | 0.57592 | 0.51164 | 0.4348 | 0.34752 | 0.29454
Portfolio Adjusted1-in-10Size: 20 kW to 199.99 kWOrange County2023January Monthly Peak | Portfolio Adjusted | 1-in-10 | Size: 20 kW to 199.99 kW | Orange County | 2023 | January Monthly Peak | 1 | 12.3137 | 12.0117 | 11.8501 | 12.0479 | 12.7788 | 14.4744 | 17.0603 | 18.1255 | 19.6595 | 20.4751 | 20.7 | 20.2915 | 20.1897 | 19.9708 | 19.8779 | 19.013 | 18.3558 | 19.1419 | 18.3666 | 17.6682 | 16.8048 | 16.0061 | 14.4966 | 13.3252 | 0 | 0 | 0 | 0 | 0 | 0 | 0 | 0 | 0 | 0 | 0 | 0 | 0 | 0 | 0.29817 | 0.2852 | 0.27534 | 0.28713 | 0 | 0 | 0 | 0 | 0 | 0 | 44.7927 | 44.0358 | 43.164 | 42.4734 | 42.0943 | 41.5648 | 41.13 | 40.9983 | 41.5313 | 43.8814 | 46.4313 | 48.1072 | 49.7828 | 50.6943 | 51.3243 | 51.3201 | 50.1444 | 48.53 | 46.3101 | 44.929 | 44.0796 | 43.6541 | 43.1564 | 42.4884 | 0.33295 | 0.30403 | 0.29522 | 0.29142 | 0.31744 | 0.39306 | 0.51305 | 0.60055 | 0.63858 | 0.63032 | 0.62389 | 0.65631 | 0.72717 | 0.81354 | 0.86297 | 0.92033 | 0.93936 | 0.86058 | 0.76691 | 0.58611 | 0.5207 | 0.44249 | 0.35366 | 0.29975
Portfolio Adjusted1-in-10Size: 20 kW to 199.99 kWOrange County2023February Monthly Peak | Portfolio Adjusted | 1-in-10 | Size: 20 kW to 199.99 kW | Orange County | 2023 | February Monthly Peak | 2 | 12.1901 | 11.8683 | 11.6393 | 11.7983 | 12.4797 | 14.0204 | 16.133 | 17.3517 | 19.0273 | 20.1102 | 20.7893 | 20.8425 | 21.1617 | 21.3564 | 21.3839 | 20.4755 | 19.5549 | 19.4906 | 19.3656 | 18.3549 | 17.3781 | 16.1522 | 14.5038 | 13.1954 | 0 | 0 | 0 | 0 | 0 | 0 | 0 | 0 | 0 | 0 | 0 | 0 | 0 | 0 | 0.32076 | 0.30713 | 0.29332 | 0.29236 | 0 | 0 | 0 | 0 | 0 | 0 | 50.6657 | 50.6359 | 50.1376 | 49.5827 | 49.5143 | 48.8201 | 47.5937 | 48.1849 | 49.2598 | 51.4443 | 53.5939 | 54.52 | 55.4093 | 56.69 | 57.7574 | 58.016 | 57.2502 | 56.7792 | 55.2452 | 53.7527 | 52.4803 | 51.0102 | 50.3814 | 49.592 | 0.32385 | 0.29571 | 0.28714 | 0.28345 | 0.30876 | 0.38232 | 0.49902 | 0.58412 | 0.62112 | 0.61308 | 0.60683 | 0.63837 | 0.70729 | 0.79129 | 0.83937 | 0.89516 | 0.91367 | 0.83704 | 0.74594 | 0.57008 | 0.50646 | 0.43039 | 0.34399 | 0.29155
Portfolio Adjusted1-in-10Size: 20 kW to 199.99 kWOrange County2023March Monthly Peak | Portfolio Adjusted | 1-in-10 | Size: 20 kW to 199.99 kW | Orange County | 2023 | March Monthly Peak | 3 | 12.4345 | 11.946 | 11.6615 | 11.6989 | 12.3224 | 13.7833 | 15.8191 | 17.1616 | 19.1346 | 20.7203 | 21.9988 | 22.6375 | 23.4106 | 24.024 | 24.3836 | 23.7665 | 22.4794 | 20.8076 | 19.748 | 19.8805 | 18.7547 | 17.1631 | 15.0916 | 13.5241 | 0 | 0 | 0 | 0 | 0 | 0 | 0 | 0 | 0 | 0 | 0 | 0 | 0 | 0 | 0.36575 | 0.3565 | 0.33719 | 0.31211 | 0 | 0 | 0 | 0 | 0 | 0 | 61.0412 | 59.4243 | 57.9384 | 57.1637 | 56.6087 | 56.1724 | 55.9575 | 56.1058 | 57.2486 | 60.8855 | 65.0269 | 69.3997 | 72.9672 | 74.9156 | 75.9011 | 76.5286 | 76.5692 | 75.8866 | 74.3652 | 71.6904 | 68.2648 | 65.4384 | 63.204 | 60.8221 | 0.32319 | 0.29511 | 0.28656 | 0.28287 | 0.30813 | 0.38154 | 0.49802 | 0.58294 | 0.61987 | 0.61184 | 0.6056 | 0.63708 | 0.70586 | 0.78969 | 0.83767 | 0.89335 | 0.91182 | 0.83535 | 0.74443 | 0.56893 | 0.50543 | 0.42952 | 0.3433 | 0.29096
Portfolio Adjusted1-in-10Size: 20 kW to 199.99 kWOrange County2023April Monthly Peak | Portfolio Adjusted | 1-in-10 | Size: 20 kW to 199.99 kW | Orange County | 2023 | April Monthly Peak | 4 | 12.9621 | 12.3342 | 12.0062 | 11.9714 | 12.5425 | 14.1194 | 15.7954 | 17.7792 | 20.7693 | 23.3064 | 25.345 | 26.6449 | 27.963 | 28.8757 | 29.2851 | 28.5351 | 27.0187 | 24.6217 | 22.1258 | 21.9983 | 20.994 | 18.9722 | 16.466 | 14.5478 | 0 | 0 | 0 | 0 | 0 | 0 | 0 | 0 | 0 | 0 | 0 | 0 | 0 | 0 | 0.43928 | 0.42803 | 0.40528 | 0.36933 | 0 | 0 | 0 | 0 | 0 | 0 | 71.354 | 69.5018 | 67.8819 | 66.1958 | 65.2352 | 64.56 | 63.9683 | 64.093 | 67.1652 | 72.7396 | 78.803 | 84.3193 | 87.9847 | 89.9253 | 90.6195 | 91.1394 | 91.1369 | 90.3162 | 88.6906 | 85.0839 | 80.0978 | 76.1344 | 73.5341 | 71.4805 | 0.32557 | 0.29729 | 0.28867 | 0.28495 | 0.3104 | 0.38435 | 0.50168 | 0.58723 | 0.62443 | 0.61634 | 0.61006 | 0.64176 | 0.71105 | 0.7955 | 0.84384 | 0.89992 | 0.91853 | 0.8415 | 0.7499 | 0.57311 | 0.50915 | 0.43268 | 0.34582 | 0.2931
Portfolio Adjusted1-in-10Size: 20 kW to 199.99 kWOrange County2023May Monthly Peak | Portfolio Adjusted | 1-in-10 | Size: 20 kW to 199.99 kW | Orange County | 2023 | May Monthly Peak | 5 | 13.4716 | 12.8078 | 12.4392 | 12.3437 | 12.9409 | 14.4249 | 15.6777 | 18.5685 | 22.3309 | 25.4506 | 27.8357 | 29.1972 | 30.384 | 31.1627 | 31.5224 | 30.7237 | 29.1551 | 26.5975 | 23.7393 | 22.685 | 22.3198 | 20.0439 | 17.3753 | 15.223 | 0 | 0 | 0 | 0 | 0 | 0 | 0 | 0 | 0 | 0 | 0 | 0 | 0 | 0 | 0.47284 | 0.46086 | 0.43733 | 0.39896 | 0 | 0 | 0 | 0 | 0 | 0 | 74.6219 | 72.9092 | 71.4066 | 70.7896 | 70.1068 | 69.2374 | 68.808 | 69.1299 | 72.7332 | 78.4954 | 83.4209 | 87.0437 | 89.5491 | 91.558 | 92.8693 | 93.2495 | 93.0955 | 92.0396 | 90.4615 | 87.7536 | 83.715 | 79.4458 | 76.9249 | 74.7743 | 0.32628 | 0.29793 | 0.2893 | 0.28557 | 0.31107 | 0.38518 | 0.50277 | 0.58851 | 0.62578 | 0.61768 | 0.61139 | 0.64316 | 0.71259 | 0.79723 | 0.84567 | 0.90188 | 0.92053 | 0.84332 | 0.75153 | 0.57436 | 0.51026 | 0.43362 | 0.34657 | 0.29374
Portfolio Adjusted1-in-10Size: 20 kW to 199.99 kWOrange County2023June Monthly Peak | Portfolio Adjusted | 1-in-10 | Size: 20 kW to 199.99 kW | Orange County | 2023 | June Monthly Peak | 6 | 13.8319 | 13.1324 | 12.7598 | 12.6811 | 13.2649 | 14.5927 | 16.038 | 19.274 | 22.9067 | 26.0081 | 28.4763 | 30.0127 | 31.4101 | 32.3458 | 32.8276 | 32.0737 | 30.4202 | 27.8112 | 24.8383 | 23.0605 | 22.7228 | 20.6815 | 17.9175 | 15.6369 | 0 | 0 | 0 | 0 | 0 | 0 | 0 | 0 | 0 | 0 | 0 | 0 | 0 | 0 | 0.49241 | 0.4811 | 0.4563 | 0.41717 | 0 | 0 | 0 | 0 | 0 | 0 | 72.6026 | 71.351 | 70.1236 | 69.1967 | 68.0301 | 67.2007 | 66.8316 | 67.8104 | 71.2503 | 76.2812 | 81.4441 | 85.9534 | 89.349 | 91.6952 | 93.3666 | 94.1353 | 94.4464 | 93.2867 | 91.7404 | 88.5832 | 84.3959 | 80.6624 | 78.139 | 76.226 | 0.32601 | 0.29769 | 0.28906 | 0.28534 | 0.31082 | 0.38487 | 0.50236 | 0.58803 | 0.62527 | 0.61718 | 0.61089 | 0.64263 | 0.71201 | 0.79658 | 0.84498 | 0.90114 | 0.91977 | 0.84264 | 0.75092 | 0.57389 | 0.50984 | 0.43326 | 0.34629 | 0.2935
Portfolio Adjusted1-in-10Size: 20 kW to 199.99 kWOrange County2023July Monthly Peak | Portfolio Adjusted | 1-in-10 | Size: 20 kW to 199.99 kW | Orange County | 2023 | July Monthly Peak | 7 | 14.8951 | 14.068 | 13.6045 | 13.4472 | 14.0318 | 15.6331 | 17.5694 | 21.1337 | 25.0562 | 28.2819 | 30.7503 | 32.2379 | 33.5546 | 34.4703 | 34.915 | 34.2004 | 32.7185 | 30.005 | 26.6885 | 24.6107 | 24.2471 | 22.1487 | 19.3761 | 16.8537 | 0 | 0 | 0 | 0 | 0 | 0 | 0 | 0 | 0 | 0 | 0 | 0 | 0 | 0 | 0.52373 | 0.51301 | 0.49078 | 0.45008 | 0 | 0 | 0 | 0 | 0 | 0 | 78.1288 | 76.8258 | 75.591 | 74.3643 | 73.5527 | 72.8142 | 72.102 | 72.5301 | 75.4871 | 80.2531 | 85.4074 | 89.7397 | 92.2212 | 93.4812 | 94.4273 | 94.358 | 94.1483 | 93.6492 | 92.1271 | 89.5781 | 85.7964 | 82.1503 | 79.8043 | 78.2577 | 0.32542 | 0.29715 | 0.28854 | 0.28482 | 0.31026 | 0.38417 | 0.50145 | 0.58696 | 0.62414 | 0.61606 | 0.60978 | 0.64147 | 0.71072 | 0.79514 | 0.84345 | 0.89951 | 0.91811 | 0.84111 | 0.74956 | 0.57285 | 0.50892 | 0.43248 | 0.34566 | 0.29297
Portfolio Adjusted1-in-10Size: 20 kW to 199.99 kWOrange County2023August Monthly Peak | Portfolio Adjusted | 1-in-10 | Size: 20 kW to 199.99 kW | Orange County | 2023 | August Monthly Peak | 8 | 15.1484 | 14.3256 | 13.8692 | 13.7206 | 14.1689 | 16.0587 | 18.0413 | 21.3133 | 25.7586 | 29.2795 | 32.1662 | 33.9257 | 35.3488 | 36.2162 | 36.5064 | 35.8039 | 34.0665 | 31.004 | 27.3292 | 25.838 | 25.0601 | 22.5293 | 19.6741 | 17.1109 | 0 | 0 | 0 | 0 | 0 | 0 | 0 | 0 | 0 | 0 | 0 | 0 | 0 | 0 | 0.5476 | 0.53706 | 0.511 | 0.46506 | 0 | 0 | 0 | 0 | 0 | 0 | 78.4064 | 77.6079 | 76.8129 | 75.9504 | 75.3256 | 74.7899 | 74.7745 | 75.3472 | 77.9466 | 82.6971 | 87.4049 | 91.7952 | 95.4006 | 97.5493 | 98.399 | 99.1685 | 99.2767 | 98.4806 | 97.655 | 94.8924 | 90.6328 | 87.1288 | 84.7083 | 82.6712 | 0.33117 | 0.3024 | 0.29364 | 0.28986 | 0.31574 | 0.39096 | 0.51031 | 0.59733 | 0.63517 | 0.62694 | 0.62055 | 0.6528 | 0.72328 | 0.80919 | 0.85835 | 0.9154 | 0.93433 | 0.85597 | 0.7628 | 0.58297 | 0.51791 | 0.44012 | 0.35177 | 0.29814
Portfolio Adjusted1-in-10Size: 20 kW to 199.99 kWOrange County2023September Monthly Peak | Portfolio Adjusted | 1-in-10 | Size: 20 kW to 199.99 kW | Orange County | 2023 | September Monthly Peak | 9 | 15.0195 | 14.2449 | 13.8245 | 13.7126 | 14.1846 | 16.187 | 18.7306 | 21.3081 | 25.7173 | 29.2034 | 32.0335 | 33.6319 | 34.9723 | 35.8366 | 36.1366 | 35.3279 | 33.5407 | 30.3812 | 26.9812 | 26.2369 | 24.295 | 21.9163 | 19.2559 | 16.877 | 0 | 0 | 0 | 0 | 0 | 0 | 0 | 0 | 0 | 0 | 0 | 0 | 0 | 0 | 0.54205 | 0.52992 | 0.50311 | 0.45572 | 0 | 0 | 0 | 0 | 0 | 0 | 80.0924 | 79.2241 | 78.2934 | 77.7941 | 77.0955 | 76.7838 | 76.1985 | 75.7887 | 77.7962 | 81.7404 | 86.1141 | 90.5487 | 93.7434 | 95.6479 | 96.5398 | 97.1604 | 97.2381 | 96.0175 | 94.1909 | 90.7923 | 86.7916 | 83.566 | 81.1466 | 79.1783 | 0.32777 | 0.2993 | 0.29063 | 0.28688 | 0.3125 | 0.38695 | 0.50507 | 0.5912 | 0.62865 | 0.62051 | 0.61419 | 0.64611 | 0.71586 | 0.80089 | 0.84955 | 0.90601 | 0.92475 | 0.84719 | 0.75498 | 0.57699 | 0.5126 | 0.43561 | 0.34816 | 0.29508
Portfolio Adjusted1-in-10Size: 20 kW to 199.99 kWOrange County2023October Monthly Peak | Portfolio Adjusted | 1-in-10 | Size: 20 kW to 199.99 kW | Orange County | 2023 | October Monthly Peak | 10 | 13.5392 | 12.8953 | 12.4989 | 12.4385 | 12.9085 | 14.6789 | 17.2895 | 19.0416 | 22.3215 | 25.3713 | 27.8262 | 29.473 | 30.9189 | 31.8733 | 32.2729 | 31.5037 | 29.6973 | 26.7147 | 25.2496 | 23.9869 | 21.972 | 19.8444 | 17.3727 | 15.2243 | 0 | 0 | 0 | 0 | 0 | 0 | 0 | 0 | 0 | 0 | 0 | 0 | 0 | 0 | 0.48409 | 0.47256 | 0.44546 | 0.40072 | 0 | 0 | 0 | 0 | 0 | 0 | 75.0118 | 73.4526 | 72.225 | 71.0434 | 70.0914 | 69.5413 | 69.1089 | 69.0024 | 70.4353 | 74.6697 | 80.2495 | 85.6288 | 90.1303 | 93.1282 | 94.2563 | 94.8722 | 94.7338 | 93.2462 | 90.1969 | 85.5831 | 81.2669 | 78.4785 | 76.5246 | 74.815 | 0.32599 | 0.29767 | 0.28904 | 0.28532 | 0.3108 | 0.38484 | 0.50232 | 0.58799 | 0.62523 | 0.61713 | 0.61084 | 0.64259 | 0.71196 | 0.79652 | 0.84492 | 0.90108 | 0.91971 | 0.84258 | 0.75087 | 0.57385 | 0.50981 | 0.43323 | 0.34627 | 0.29348
Portfolio Adjusted1-in-10Size: 20 kW to 199.99 kWOrange County2023November Monthly Peak | Portfolio Adjusted | 1-in-10 | Size: 20 kW to 199.99 kW | Orange County | 2023 | November Monthly Peak | 11 | 12.5224 | 12.0517 | 11.8285 | 11.8552 | 12.375 | 14.1478 | 15.7556 | 17.6264 | 20.5509 | 22.9964 | 24.8493 | 26.0736 | 27.0152 | 27.5594 | 27.6321 | 26.609 | 25.2291 | 24.8567 | 22.7464 | 21.2122 | 19.6286 | 17.7942 | 15.6276 | 13.8707 | 0 | 0 | 0 | 0 | 0 | 0 | 0 | 0 | 0 | 0 | 0 | 0 | 0 | 0 | 0.41448 | 0.39914 | 0.37844 | 0.37285 | 0 | 0 | 0 | 0 | 0 | 0 | 69.3363 | 67.5068 | 66.8696 | 65.5241 | 64.5101 | 63.5101 | 63.6646 | 63.9934 | 66.4227 | 71.0213 | 76.9407 | 82.0169 | 85.0968 | 86.7778 | 87.6974 | 87.4986 | 86.1884 | 83.559 | 80.2666 | 77.3804 | 74.9256 | 72.8347 | 70.9933 | 69.985 | 0.32685 | 0.29846 | 0.28981 | 0.28608 | 0.31162 | 0.38586 | 0.50365 | 0.58954 | 0.62688 | 0.61877 | 0.61246 | 0.64429 | 0.71385 | 0.79863 | 0.84716 | 0.90347 | 0.92215 | 0.84481 | 0.75286 | 0.57537 | 0.51116 | 0.43438 | 0.34718 | 0.29426
Portfolio Adjusted1-in-10Size: 20 kW to 199.99 kWOrange County2023December Monthly Peak | Portfolio Adjusted | 1-in-10 | Size: 20 kW to 199.99 kW | Orange County | 2023 | December Monthly Peak | 12 | 12.1962 | 11.8216 | 11.7067 | 11.8216 | 12.49 | 14.3062 | 16.6701 | 17.7264 | 19.191 | 20.2301 | 20.597 | 20.3147 | 20.1741 | 19.875 | 19.6105 | 18.7288 | 18.6038 | 19.4269 | 18.4593 | 17.7216 | 16.8162 | 15.7411 | 14.3965 | 13.1941 | 0 | 0 | 0 | 0 | 0 | 0 | 0 | 0 | 0 | 0 | 0 | 0 | 0 | 0 | 0.29416 | 0.28093 | 0.27906 | 0.2914 | 0 | 0 | 0 | 0 | 0 | 0 | 43.864 | 43.2616 | 43.0712 | 43.3026 | 43.5053 | 43.3918 | 43.6646 | 43.6251 | 44.2181 | 45.4018 | 46.542 | 48.0529 | 49.1686 | 49.6566 | 49.9274 | 49.8718 | 49.3863 | 48.4505 | 47.2412 | 46.039 | 44.9304 | 44.4608 | 44.0988 | 43.299 | 0.32623 | 0.29789 | 0.28926 | 0.28553 | 0.31102 | 0.38513 | 0.50269 | 0.58842 | 0.62569 | 0.61758 | 0.61129 | 0.64306 | 0.71248 | 0.79711 | 0.84554 | 0.90174 | 0.92038 | 0.8432 | 0.75142 | 0.57427 | 0.51018 | 0.43355 | 0.34652 | 0.29369
Portfolio Adjusted1-in-10Size: 20 kW to 199.99 kWOrange County2023Typical Event Day | Portfolio Adjusted | 1-in-10 | Size: 20 kW to 199.99 kW | Orange County | 2023 | Typical Event Day | 8 | 14.871 | 14.0771 | 13.6493 | 13.5105 | 13.9671 | 15.8216 | 17.7616 | 20.8684 | 25.0561 | 28.3692 | 31.0858 | 32.7614 | 34.1531 | 35.0176 | 35.3119 | 34.6376 | 32.9758 | 30.0003 | 26.4978 | 25.0833 | 24.425 | 22.0001 | 19.2202 | 16.7429 | 0 | 0 | 0 | 0 | 0 | 0 | 0 | 0 | 0 | 0 | 0 | 0 | 0 | 0 | 0.52968 | 0.51956 | 0.49464 | 0.45 | 0 | 0 | 0 | 0 | 0 | 0 | 77.3075 | 76.2522 | 75.2052 | 74.3264 | 73.501 | 72.8972 | 72.4767 | 72.8691 | 75.6201 | 80.243 | 85.0926 | 89.5093 | 92.6785 | 94.5934 | 95.6832 | 96.2056 | 96.2774 | 95.3585 | 93.9283 | 90.9615 | 86.9042 | 83.3769 | 80.9495 | 79.0833 | 0.32717 | 0.29874 | 0.29009 | 0.28635 | 0.31192 | 0.38623 | 0.50414 | 0.59011 | 0.62748 | 0.61936 | 0.61305 | 0.64491 | 0.71453 | 0.7994 | 0.84797 | 0.90433 | 0.92303 | 0.84562 | 0.75358 | 0.57592 | 0.51164 | 0.4348 | 0.34752 | 0.29454
Portfolio Adjusted1-in-10Size: 20 kW to 199.99 kWOrange County2024January Monthly Peak | Portfolio Adjusted | 1-in-10 | Size: 20 kW to 199.99 kW | Orange County | 2024 | January Monthly Peak | 1 | 12.3137 | 12.0117 | 11.8501 | 12.0479 | 12.7788 | 14.4744 | 17.0603 | 18.1255 | 19.6595 | 20.4751 | 20.7 | 20.2915 | 20.1897 | 19.9708 | 19.8779 | 19.013 | 18.3558 | 19.1419 | 18.3666 | 17.6682 | 16.8048 | 16.0061 | 14.4966 | 13.3252 | 0 | 0 | 0 | 0 | 0 | 0 | 0 | 0 | 0 | 0 | 0 | 0 | 0 | 0 | 0.29817 | 0.2852 | 0.27534 | 0.28713 | 0 | 0 | 0 | 0 | 0 | 0 | 44.7927 | 44.0358 | 43.164 | 42.4734 | 42.0943 | 41.5648 | 41.13 | 40.9983 | 41.5313 | 43.8814 | 46.4313 | 48.1072 | 49.7828 | 50.6943 | 51.3243 | 51.3201 | 50.1444 | 48.53 | 46.3101 | 44.929 | 44.0796 | 43.6541 | 43.1564 | 42.4884 | 0.33295 | 0.30403 | 0.29522 | 0.29142 | 0.31744 | 0.39306 | 0.51305 | 0.60055 | 0.63858 | 0.63032 | 0.62389 | 0.65631 | 0.72717 | 0.81354 | 0.86297 | 0.92033 | 0.93936 | 0.86058 | 0.76691 | 0.58611 | 0.5207 | 0.44249 | 0.35366 | 0.29975
Portfolio Adjusted1-in-10Size: 20 kW to 199.99 kWOrange County2024February Monthly Peak | Portfolio Adjusted | 1-in-10 | Size: 20 kW to 199.99 kW | Orange County | 2024 | February Monthly Peak | 2 | 12.1901 | 11.8683 | 11.6393 | 11.7983 | 12.4797 | 14.0204 | 16.133 | 17.3517 | 19.0273 | 20.1102 | 20.7893 | 20.8425 | 21.1617 | 21.3564 | 21.3839 | 20.4755 | 19.5549 | 19.4906 | 19.3656 | 18.3549 | 17.3781 | 16.1522 | 14.5038 | 13.1954 | 0 | 0 | 0 | 0 | 0 | 0 | 0 | 0 | 0 | 0 | 0 | 0 | 0 | 0 | 0.32076 | 0.30713 | 0.29332 | 0.29236 | 0 | 0 | 0 | 0 | 0 | 0 | 50.6657 | 50.6359 | 50.1376 | 49.5827 | 49.5143 | 48.8201 | 47.5937 | 48.1849 | 49.2598 | 51.4443 | 53.5939 | 54.52 | 55.4093 | 56.69 | 57.7574 | 58.016 | 57.2502 | 56.7792 | 55.2452 | 53.7527 | 52.4803 | 51.0102 | 50.3814 | 49.592 | 0.32385 | 0.29571 | 0.28714 | 0.28345 | 0.30876 | 0.38232 | 0.49902 | 0.58412 | 0.62112 | 0.61308 | 0.60683 | 0.63837 | 0.70729 | 0.79129 | 0.83937 | 0.89516 | 0.91367 | 0.83704 | 0.74594 | 0.57008 | 0.50646 | 0.43039 | 0.34399 | 0.29155
Portfolio Adjusted1-in-10Size: 20 kW to 199.99 kWOrange County2024March Monthly Peak | Portfolio Adjusted | 1-in-10 | Size: 20 kW to 199.99 kW | Orange County | 2024 | March Monthly Peak | 3 | 12.4345 | 11.946 | 11.6615 | 11.6989 | 12.3224 | 13.7833 | 15.8191 | 17.1616 | 19.1346 | 20.7203 | 21.9988 | 22.6375 | 23.4106 | 24.0241 | 24.3836 | 23.7665 | 22.4794 | 20.8076 | 19.748 | 19.8805 | 18.7547 | 17.1631 | 15.0916 | 13.5241 | 0 | 0 | 0 | 0 | 0 | 0 | 0 | 0 | 0 | 0 | 0 | 0 | 0 | 0 | 0.36575 | 0.3565 | 0.33719 | 0.31211 | 0 | 0 | 0 | 0 | 0 | 0 | 61.0412 | 59.4243 | 57.9384 | 57.1637 | 56.6087 | 56.1724 | 55.9575 | 56.1058 | 57.2486 | 60.8855 | 65.0269 | 69.3997 | 72.9672 | 74.9156 | 75.9011 | 76.5286 | 76.5692 | 75.8866 | 74.3652 | 71.6904 | 68.2648 | 65.4384 | 63.204 | 60.8221 | 0.32319 | 0.29511 | 0.28656 | 0.28287 | 0.30813 | 0.38154 | 0.49802 | 0.58294 | 0.61987 | 0.61184 | 0.6056 | 0.63708 | 0.70586 | 0.78969 | 0.83767 | 0.89335 | 0.91182 | 0.83535 | 0.74443 | 0.56893 | 0.50543 | 0.42952 | 0.3433 | 0.29096
Portfolio Adjusted1-in-10Size: 20 kW to 199.99 kWOrange County2024April Monthly Peak | Portfolio Adjusted | 1-in-10 | Size: 20 kW to 199.99 kW | Orange County | 2024 | April Monthly Peak | 4 | 12.9621 | 12.3342 | 12.0062 | 11.9714 | 12.5425 | 14.1194 | 15.7954 | 17.7792 | 20.7693 | 23.3064 | 25.345 | 26.6449 | 27.963 | 28.8757 | 29.2851 | 28.5351 | 27.0187 | 24.6217 | 22.1258 | 21.9983 | 20.994 | 18.9722 | 16.466 | 14.5478 | 0 | 0 | 0 | 0 | 0 | 0 | 0 | 0 | 0 | 0 | 0 | 0 | 0 | 0 | 0.43928 | 0.42803 | 0.40528 | 0.36933 | 0 | 0 | 0 | 0 | 0 | 0 | 71.354 | 69.5018 | 67.8819 | 66.1958 | 65.2352 | 64.56 | 63.9683 | 64.093 | 67.1652 | 72.7396 | 78.803 | 84.3193 | 87.9847 | 89.9253 | 90.6195 | 91.1394 | 91.1369 | 90.3162 | 88.6906 | 85.0839 | 80.0978 | 76.1344 | 73.5341 | 71.4806 | 0.32557 | 0.29729 | 0.28867 | 0.28495 | 0.3104 | 0.38435 | 0.50168 | 0.58723 | 0.62443 | 0.61634 | 0.61006 | 0.64176 | 0.71105 | 0.7955 | 0.84384 | 0.89992 | 0.91853 | 0.8415 | 0.7499 | 0.57311 | 0.50915 | 0.43268 | 0.34582 | 0.2931
Portfolio Adjusted1-in-10Size: 20 kW to 199.99 kWOrange County2024May Monthly Peak | Portfolio Adjusted | 1-in-10 | Size: 20 kW to 199.99 kW | Orange County | 2024 | May Monthly Peak | 5 | 13.4716 | 12.8078 | 12.4392 | 12.3437 | 12.9409 | 14.4249 | 15.6777 | 18.5685 | 22.3309 | 25.4506 | 27.8357 | 29.1972 | 30.384 | 31.1627 | 31.5224 | 30.7237 | 29.1551 | 26.5975 | 23.7393 | 22.685 | 22.3198 | 20.0439 | 17.3753 | 15.223 | 0 | 0 | 0 | 0 | 0 | 0 | 0 | 0 | 0 | 0 | 0 | 0 | 0 | 0 | 0.47284 | 0.46086 | 0.43733 | 0.39896 | 0 | 0 | 0 | 0 | 0 | 0 | 74.6219 | 72.9092 | 71.4066 | 70.7896 | 70.1068 | 69.2374 | 68.808 | 69.1299 | 72.7332 | 78.4954 | 83.4209 | 87.0437 | 89.5491 | 91.558 | 92.8693 | 93.2496 | 93.0955 | 92.0396 | 90.4615 | 87.7536 | 83.715 | 79.4458 | 76.9249 | 74.7743 | 0.32628 | 0.29793 | 0.2893 | 0.28557 | 0.31107 | 0.38518 | 0.50277 | 0.58851 | 0.62578 | 0.61768 | 0.61139 | 0.64316 | 0.71259 | 0.79723 | 0.84567 | 0.90188 | 0.92053 | 0.84332 | 0.75153 | 0.57436 | 0.51026 | 0.43362 | 0.34657 | 0.29374
Portfolio Adjusted1-in-10Size: 20 kW to 199.99 kWOrange County2024June Monthly Peak | Portfolio Adjusted | 1-in-10 | Size: 20 kW to 199.99 kW | Orange County | 2024 | June Monthly Peak | 6 | 13.8319 | 13.1324 | 12.7598 | 12.6811 | 13.2649 | 14.5927 | 16.038 | 19.2741 | 22.9067 | 26.0081 | 28.4763 | 30.0127 | 31.4101 | 32.3458 | 32.8276 | 32.0737 | 30.4202 | 27.8112 | 24.8383 | 23.0605 | 22.7228 | 20.6815 | 17.9175 | 15.6369 | 0 | 0 | 0 | 0 | 0 | 0 | 0 | 0 | 0 | 0 | 0 | 0 | 0 | 0 | 0.49241 | 0.4811 | 0.4563 | 0.41717 | 0 | 0 | 0 | 0 | 0 | 0 | 72.6026 | 71.351 | 70.1236 | 69.1967 | 68.0301 | 67.2007 | 66.8316 | 67.8104 | 71.2503 | 76.2812 | 81.4441 | 85.9534 | 89.349 | 91.6952 | 93.3666 | 94.1353 | 94.4464 | 93.2867 | 91.7404 | 88.5832 | 84.3959 | 80.6624 | 78.139 | 76.226 | 0.32601 | 0.29769 | 0.28906 | 0.28534 | 0.31082 | 0.38487 | 0.50236 | 0.58803 | 0.62527 | 0.61718 | 0.61089 | 0.64263 | 0.71201 | 0.79658 | 0.84498 | 0.90114 | 0.91977 | 0.84264 | 0.75092 | 0.57389 | 0.50984 | 0.43326 | 0.34629 | 0.2935
Portfolio Adjusted1-in-10Size: 20 kW to 199.99 kWOrange County2024July Monthly Peak | Portfolio Adjusted | 1-in-10 | Size: 20 kW to 199.99 kW | Orange County | 2024 | July Monthly Peak | 7 | 14.8951 | 14.068 | 13.6045 | 13.4472 | 14.0318 | 15.6331 | 17.5694 | 21.1337 | 25.0562 | 28.2819 | 30.7503 | 32.2379 | 33.5546 | 34.4703 | 34.915 | 34.2004 | 32.7185 | 30.005 | 26.6885 | 24.6107 | 24.2471 | 22.1487 | 19.3761 | 16.8537 | 0 | 0 | 0 | 0 | 0 | 0 | 0 | 0 | 0 | 0 | 0 | 0 | 0 | 0 | 0.52373 | 0.51301 | 0.49078 | 0.45008 | 0 | 0 | 0 | 0 | 0 | 0 | 78.1288 | 76.8258 | 75.591 | 74.3643 | 73.5527 | 72.8142 | 72.102 | 72.5301 | 75.4871 | 80.2531 | 85.4073 | 89.7397 | 92.2212 | 93.4812 | 94.4273 | 94.358 | 94.1483 | 93.6492 | 92.1271 | 89.5781 | 85.7964 | 82.1503 | 79.8043 | 78.2577 | 0.32542 | 0.29715 | 0.28854 | 0.28482 | 0.31026 | 0.38417 | 0.50145 | 0.58696 | 0.62414 | 0.61606 | 0.60978 | 0.64147 | 0.71072 | 0.79514 | 0.84345 | 0.89951 | 0.91811 | 0.84111 | 0.74956 | 0.57285 | 0.50892 | 0.43248 | 0.34566 | 0.29297
Portfolio Adjusted1-in-10Size: 20 kW to 199.99 kWOrange County2024August Monthly Peak | Portfolio Adjusted | 1-in-10 | Size: 20 kW to 199.99 kW | Orange County | 2024 | August Monthly Peak | 8 | 15.1484 | 14.3256 | 13.8692 | 13.7206 | 14.1689 | 16.0587 | 18.0413 | 21.3133 | 25.7586 | 29.2795 | 32.1662 | 33.9257 | 35.3488 | 36.2162 | 36.5064 | 35.8039 | 34.0665 | 31.004 | 27.3292 | 25.838 | 25.0601 | 22.5293 | 19.6741 | 17.1109 | 0 | 0 | 0 | 0 | 0 | 0 | 0 | 0 | 0 | 0 | 0 | 0 | 0 | 0 | 0.5476 | 0.53706 | 0.511 | 0.46506 | 0 | 0 | 0 | 0 | 0 | 0 | 78.4064 | 77.6079 | 76.8129 | 75.9504 | 75.3256 | 74.7899 | 74.7745 | 75.3472 | 77.9466 | 82.6971 | 87.4049 | 91.7952 | 95.4006 | 97.5493 | 98.399 | 99.1685 | 99.2767 | 98.4806 | 97.655 | 94.8924 | 90.6328 | 87.1288 | 84.7083 | 82.6712 | 0.33117 | 0.3024 | 0.29364 | 0.28986 | 0.31574 | 0.39096 | 0.51031 | 0.59733 | 0.63517 | 0.62694 | 0.62055 | 0.6528 | 0.72328 | 0.80919 | 0.85835 | 0.9154 | 0.93433 | 0.85597 | 0.7628 | 0.58297 | 0.51791 | 0.44012 | 0.35177 | 0.29814
Portfolio Adjusted1-in-10Size: 20 kW to 199.99 kWOrange County2024September Monthly Peak | Portfolio Adjusted | 1-in-10 | Size: 20 kW to 199.99 kW | Orange County | 2024 | September Monthly Peak | 9 | 15.0195 | 14.2449 | 13.8245 | 13.7126 | 14.1846 | 16.187 | 18.7306 | 21.3081 | 25.7173 | 29.2034 | 32.0335 | 33.6319 | 34.9723 | 35.8366 | 36.1366 | 35.3279 | 33.5407 | 30.3812 | 26.9812 | 26.2369 | 24.295 | 21.9163 | 19.2559 | 16.877 | 0 | 0 | 0 | 0 | 0 | 0 | 0 | 0 | 0 | 0 | 0 | 0 | 0 | 0 | 0.54205 | 0.52992 | 0.50311 | 0.45572 | 0 | 0 | 0 | 0 | 0 | 0 | 80.0924 | 79.2241 | 78.2934 | 77.7941 | 77.0955 | 76.7838 | 76.1985 | 75.7887 | 77.7962 | 81.7404 | 86.1141 | 90.5487 | 93.7434 | 95.6479 | 96.5398 | 97.1604 | 97.2381 | 96.0175 | 94.1909 | 90.7923 | 86.7916 | 83.566 | 81.1466 | 79.1783 | 0.32777 | 0.2993 | 0.29063 | 0.28688 | 0.3125 | 0.38695 | 0.50507 | 0.5912 | 0.62865 | 0.62051 | 0.61419 | 0.64611 | 0.71586 | 0.80089 | 0.84955 | 0.90601 | 0.92475 | 0.84719 | 0.75498 | 0.57699 | 0.5126 | 0.43561 | 0.34816 | 0.29508
Portfolio Adjusted1-in-10Size: 20 kW to 199.99 kWOrange County2024October Monthly Peak | Portfolio Adjusted | 1-in-10 | Size: 20 kW to 199.99 kW | Orange County | 2024 | October Monthly Peak | 10 | 13.5392 | 12.8953 | 12.4989 | 12.4385 | 12.9085 | 14.6789 | 17.2895 | 19.0416 | 22.3215 | 25.3713 | 27.8262 | 29.473 | 30.9189 | 31.8733 | 32.2729 | 31.5037 | 29.6973 | 26.7147 | 25.2496 | 23.9869 | 21.972 | 19.8444 | 17.3727 | 15.2243 | 0 | 0 | 0 | 0 | 0 | 0 | 0 | 0 | 0 | 0 | 0 | 0 | 0 | 0 | 0.48409 | 0.47256 | 0.44546 | 0.40072 | 0 | 0 | 0 | 0 | 0 | 0 | 75.0118 | 73.4526 | 72.225 | 71.0434 | 70.0914 | 69.5412 | 69.1089 | 69.0024 | 70.4353 | 74.6697 | 80.2495 | 85.6288 | 90.1303 | 93.1282 | 94.2563 | 94.8722 | 94.7338 | 93.2462 | 90.1969 | 85.5831 | 81.2669 | 78.4785 | 76.5246 | 74.815 | 0.32599 | 0.29767 | 0.28904 | 0.28532 | 0.3108 | 0.38484 | 0.50232 | 0.58799 | 0.62523 | 0.61713 | 0.61084 | 0.64259 | 0.71196 | 0.79652 | 0.84492 | 0.90108 | 0.91971 | 0.84258 | 0.75087 | 0.57385 | 0.50981 | 0.43323 | 0.34627 | 0.29348
Portfolio Adjusted1-in-10Size: 20 kW to 199.99 kWOrange County2024November Monthly Peak | Portfolio Adjusted | 1-in-10 | Size: 20 kW to 199.99 kW | Orange County | 2024 | November Monthly Peak | 11 | 12.5224 | 12.0517 | 11.8285 | 11.8552 | 12.375 | 14.1478 | 15.7556 | 17.6264 | 20.5509 | 22.9964 | 24.8493 | 26.0736 | 27.0152 | 27.5594 | 27.6321 | 26.609 | 25.2291 | 24.8567 | 22.7464 | 21.2122 | 19.6286 | 17.7942 | 15.6276 | 13.8707 | 0 | 0 | 0 | 0 | 0 | 0 | 0 | 0 | 0 | 0 | 0 | 0 | 0 | 0 | 0.41448 | 0.39914 | 0.37844 | 0.37285 | 0 | 0 | 0 | 0 | 0 | 0 | 69.3363 | 67.5068 | 66.8696 | 65.5241 | 64.5101 | 63.5101 | 63.6646 | 63.9934 | 66.4227 | 71.0213 | 76.9407 | 82.0169 | 85.0968 | 86.7778 | 87.6974 | 87.4986 | 86.1884 | 83.559 | 80.2666 | 77.3804 | 74.9256 | 72.8347 | 70.9933 | 69.985 | 0.32685 | 0.29846 | 0.28981 | 0.28608 | 0.31162 | 0.38586 | 0.50365 | 0.58954 | 0.62688 | 0.61877 | 0.61246 | 0.64429 | 0.71385 | 0.79863 | 0.84716 | 0.90347 | 0.92215 | 0.84481 | 0.75286 | 0.57537 | 0.51116 | 0.43438 | 0.34718 | 0.29426
Portfolio Adjusted1-in-10Size: 20 kW to 199.99 kWOrange County2024December Monthly Peak | Portfolio Adjusted | 1-in-10 | Size: 20 kW to 199.99 kW | Orange County | 2024 | December Monthly Peak | 12 | 12.1962 | 11.8216 | 11.7067 | 11.8216 | 12.49 | 14.3062 | 16.6701 | 17.7264 | 19.191 | 20.2301 | 20.597 | 20.3147 | 20.1741 | 19.875 | 19.6105 | 18.7288 | 18.6038 | 19.4269 | 18.4593 | 17.7216 | 16.8162 | 15.7411 | 14.3965 | 13.1941 | 0 | 0 | 0 | 0 | 0 | 0 | 0 | 0 | 0 | 0 | 0 | 0 | 0 | 0 | 0.29416 | 0.28093 | 0.27906 | 0.2914 | 0 | 0 | 0 | 0 | 0 | 0 | 43.864 | 43.2616 | 43.0712 | 43.3026 | 43.5053 | 43.3918 | 43.6646 | 43.6251 | 44.2181 | 45.4018 | 46.542 | 48.0529 | 49.1686 | 49.6566 | 49.9274 | 49.8718 | 49.3863 | 48.4505 | 47.2412 | 46.039 | 44.9304 | 44.4608 | 44.0988 | 43.299 | 0.32623 | 0.29789 | 0.28926 | 0.28553 | 0.31102 | 0.38513 | 0.50269 | 0.58842 | 0.62569 | 0.61758 | 0.61129 | 0.64306 | 0.71248 | 0.79711 | 0.84554 | 0.90174 | 0.92038 | 0.8432 | 0.75142 | 0.57427 | 0.51018 | 0.43355 | 0.34652 | 0.29369
Portfolio Adjusted1-in-10Size: 20 kW to 199.99 kWOrange County2024Typical Event Day | Portfolio Adjusted | 1-in-10 | Size: 20 kW to 199.99 kW | Orange County | 2024 | Typical Event Day | 8 | 14.871 | 14.0771 | 13.6493 | 13.5105 | 13.9671 | 15.8216 | 17.7616 | 20.8684 | 25.0561 | 28.3692 | 31.0858 | 32.7614 | 34.1531 | 35.0176 | 35.3119 | 34.6376 | 32.9758 | 30.0003 | 26.4978 | 25.0833 | 24.425 | 22.0001 | 19.2202 | 16.7429 | 0 | 0 | 0 | 0 | 0 | 0 | 0 | 0 | 0 | 0 | 0 | 0 | 0 | 0 | 0.52968 | 0.51956 | 0.49464 | 0.45 | 0 | 0 | 0 | 0 | 0 | 0 | 77.3075 | 76.2522 | 75.2052 | 74.3264 | 73.501 | 72.8971 | 72.4767 | 72.8691 | 75.6201 | 80.243 | 85.0926 | 89.5093 | 92.6786 | 94.5934 | 95.6832 | 96.2056 | 96.2774 | 95.3585 | 93.9283 | 90.9615 | 86.9042 | 83.3769 | 80.9496 | 79.0833 | 0.32717 | 0.29874 | 0.29009 | 0.28635 | 0.31192 | 0.38623 | 0.50414 | 0.59011 | 0.62748 | 0.61936 | 0.61305 | 0.64491 | 0.71453 | 0.7994 | 0.84797 | 0.90433 | 0.92303 | 0.84562 | 0.75358 | 0.57592 | 0.51164 | 0.4348 | 0.34752 | 0.29454
Portfolio Adjusted1-in-10Size: 20 kW to 199.99 kWOrange County2025January Monthly Peak | Portfolio Adjusted | 1-in-10 | Size: 20 kW to 199.99 kW | Orange County | 2025 | January Monthly Peak | 1 | 12.3137 | 12.0117 | 11.8501 | 12.0479 | 12.7788 | 14.4744 | 17.0603 | 18.1255 | 19.6595 | 20.4751 | 20.7 | 20.2915 | 20.1897 | 19.9708 | 19.8779 | 19.013 | 18.3558 | 19.1419 | 18.3666 | 17.6682 | 16.8048 | 16.0061 | 14.4966 | 13.3252 | 0 | 0 | 0 | 0 | 0 | 0 | 0 | 0 | 0 | 0 | 0 | 0 | 0 | 0 | 0.29817 | 0.2852 | 0.27534 | 0.28713 | 0 | 0 | 0 | 0 | 0 | 0 | 44.7927 | 44.0358 | 43.164 | 42.4734 | 42.0943 | 41.5648 | 41.13 | 40.9983 | 41.5313 | 43.8814 | 46.4313 | 48.1072 | 49.7828 | 50.6943 | 51.3243 | 51.3201 | 50.1444 | 48.53 | 46.3101 | 44.929 | 44.0796 | 43.6541 | 43.1564 | 42.4884 | 0.33295 | 0.30403 | 0.29522 | 0.29142 | 0.31744 | 0.39306 | 0.51305 | 0.60055 | 0.63858 | 0.63032 | 0.62389 | 0.65631 | 0.72717 | 0.81354 | 0.86297 | 0.92033 | 0.93936 | 0.86058 | 0.76691 | 0.58611 | 0.5207 | 0.44249 | 0.35366 | 0.29975
Portfolio Adjusted1-in-10Size: 20 kW to 199.99 kWOrange County2025February Monthly Peak | Portfolio Adjusted | 1-in-10 | Size: 20 kW to 199.99 kW | Orange County | 2025 | February Monthly Peak | 2 | 12.1901 | 11.8683 | 11.6393 | 11.7983 | 12.4797 | 14.0204 | 16.133 | 17.3517 | 19.0273 | 20.1102 | 20.7893 | 20.8425 | 21.1617 | 21.3564 | 21.3839 | 20.4755 | 19.5549 | 19.4906 | 19.3656 | 18.3549 | 17.3781 | 16.1522 | 14.5038 | 13.1954 | 0 | 0 | 0 | 0 | 0 | 0 | 0 | 0 | 0 | 0 | 0 | 0 | 0 | 0 | 0.32076 | 0.30713 | 0.29332 | 0.29236 | 0 | 0 | 0 | 0 | 0 | 0 | 50.6657 | 50.6359 | 50.1376 | 49.5827 | 49.5143 | 48.8201 | 47.5937 | 48.1849 | 49.2598 | 51.4443 | 53.5939 | 54.52 | 55.4093 | 56.69 | 57.7574 | 58.016 | 57.2502 | 56.7792 | 55.2452 | 53.7527 | 52.4803 | 51.0102 | 50.3813 | 49.592 | 0.32385 | 0.29571 | 0.28714 | 0.28345 | 0.30876 | 0.38232 | 0.49902 | 0.58412 | 0.62112 | 0.61308 | 0.60683 | 0.63837 | 0.70729 | 0.79129 | 0.83937 | 0.89516 | 0.91367 | 0.83704 | 0.74594 | 0.57008 | 0.50646 | 0.43039 | 0.34399 | 0.29155
Portfolio Adjusted1-in-10Size: 20 kW to 199.99 kWOrange County2025March Monthly Peak | Portfolio Adjusted | 1-in-10 | Size: 20 kW to 199.99 kW | Orange County | 2025 | March Monthly Peak | 3 | 12.4345 | 11.946 | 11.6615 | 11.6989 | 12.3224 | 13.7833 | 15.8191 | 17.1616 | 19.1346 | 20.7203 | 21.9988 | 22.6375 | 23.4106 | 24.024 | 24.3836 | 23.7665 | 22.4794 | 20.8076 | 19.748 | 19.8805 | 18.7547 | 17.1631 | 15.0916 | 13.5241 | 0 | 0 | 0 | 0 | 0 | 0 | 0 | 0 | 0 | 0 | 0 | 0 | 0 | 0 | 0.36575 | 0.3565 | 0.33719 | 0.31211 | 0 | 0 | 0 | 0 | 0 | 0 | 61.0412 | 59.4243 | 57.9384 | 57.1637 | 56.6087 | 56.1724 | 55.9575 | 56.1058 | 57.2486 | 60.8855 | 65.0269 | 69.3997 | 72.9672 | 74.9156 | 75.9011 | 76.5286 | 76.5692 | 75.8866 | 74.3652 | 71.6904 | 68.2648 | 65.4384 | 63.204 | 60.8221 | 0.32319 | 0.29511 | 0.28656 | 0.28287 | 0.30813 | 0.38154 | 0.49802 | 0.58294 | 0.61987 | 0.61184 | 0.6056 | 0.63708 | 0.70586 | 0.78969 | 0.83767 | 0.89335 | 0.91182 | 0.83535 | 0.74443 | 0.56893 | 0.50543 | 0.42952 | 0.3433 | 0.29096
Portfolio Adjusted1-in-10Size: 20 kW to 199.99 kWOrange County2025April Monthly Peak | Portfolio Adjusted | 1-in-10 | Size: 20 kW to 199.99 kW | Orange County | 2025 | April Monthly Peak | 4 | 12.9621 | 12.3342 | 12.0062 | 11.9714 | 12.5425 | 14.1194 | 15.7954 | 17.7792 | 20.7693 | 23.3064 | 25.345 | 26.6449 | 27.963 | 28.8757 | 29.2851 | 28.5351 | 27.0187 | 24.6217 | 22.1258 | 21.9983 | 20.994 | 18.9722 | 16.466 | 14.5478 | 0 | 0 | 0 | 0 | 0 | 0 | 0 | 0 | 0 | 0 | 0 | 0 | 0 | 0 | 0.43928 | 0.42803 | 0.40528 | 0.36933 | 0 | 0 | 0 | 0 | 0 | 0 | 71.354 | 69.5018 | 67.8819 | 66.1958 | 65.2352 | 64.56 | 63.9683 | 64.093 | 67.1652 | 72.7396 | 78.803 | 84.3193 | 87.9847 | 89.9253 | 90.6195 | 91.1394 | 91.1369 | 90.3162 | 88.6906 | 85.0839 | 80.0978 | 76.1344 | 73.5341 | 71.4805 | 0.32557 | 0.29729 | 0.28867 | 0.28495 | 0.3104 | 0.38435 | 0.50168 | 0.58723 | 0.62443 | 0.61634 | 0.61006 | 0.64176 | 0.71105 | 0.7955 | 0.84384 | 0.89992 | 0.91853 | 0.8415 | 0.7499 | 0.57311 | 0.50915 | 0.43268 | 0.34582 | 0.2931
Portfolio Adjusted1-in-10Size: 20 kW to 199.99 kWOrange County2025May Monthly Peak | Portfolio Adjusted | 1-in-10 | Size: 20 kW to 199.99 kW | Orange County | 2025 | May Monthly Peak | 5 | 13.4716 | 12.8078 | 12.4392 | 12.3437 | 12.9409 | 14.4249 | 15.6777 | 18.5685 | 22.3309 | 25.4506 | 27.8357 | 29.1972 | 30.384 | 31.1627 | 31.5224 | 30.7237 | 29.1551 | 26.5975 | 23.7393 | 22.685 | 22.3198 | 20.0439 | 17.3753 | 15.223 | 0 | 0 | 0 | 0 | 0 | 0 | 0 | 0 | 0 | 0 | 0 | 0 | 0 | 0 | 0.47284 | 0.46086 | 0.43733 | 0.39896 | 0 | 0 | 0 | 0 | 0 | 0 | 74.6219 | 72.9092 | 71.4066 | 70.7896 | 70.1068 | 69.2374 | 68.808 | 69.1299 | 72.7332 | 78.4954 | 83.4209 | 87.0437 | 89.5491 | 91.558 | 92.8693 | 93.2496 | 93.0955 | 92.0396 | 90.4615 | 87.7536 | 83.715 | 79.4458 | 76.9249 | 74.7743 | 0.32628 | 0.29793 | 0.2893 | 0.28557 | 0.31107 | 0.38518 | 0.50277 | 0.58851 | 0.62578 | 0.61768 | 0.61139 | 0.64316 | 0.71259 | 0.79723 | 0.84567 | 0.90188 | 0.92053 | 0.84332 | 0.75153 | 0.57436 | 0.51026 | 0.43362 | 0.34657 | 0.29374
Portfolio Adjusted1-in-10Size: 20 kW to 199.99 kWOrange County2025June Monthly Peak | Portfolio Adjusted | 1-in-10 | Size: 20 kW to 199.99 kW | Orange County | 2025 | June Monthly Peak | 6 | 13.8319 | 13.1324 | 12.7598 | 12.6811 | 13.2649 | 14.5927 | 16.038 | 19.2741 | 22.9067 | 26.0081 | 28.4763 | 30.0127 | 31.4101 | 32.3458 | 32.8276 | 32.0737 | 30.4202 | 27.8112 | 24.8383 | 23.0605 | 22.7228 | 20.6815 | 17.9175 | 15.6369 | 0 | 0 | 0 | 0 | 0 | 0 | 0 | 0 | 0 | 0 | 0 | 0 | 0 | 0 | 0.49241 | 0.4811 | 0.4563 | 0.41717 | 0 | 0 | 0 | 0 | 0 | 0 | 72.6026 | 71.351 | 70.1236 | 69.1967 | 68.0301 | 67.2007 | 66.8316 | 67.8104 | 71.2503 | 76.2812 | 81.4441 | 85.9534 | 89.349 | 91.6952 | 93.3666 | 94.1353 | 94.4464 | 93.2867 | 91.7404 | 88.5832 | 84.3959 | 80.6624 | 78.139 | 76.226 | 0.32601 | 0.29769 | 0.28906 | 0.28534 | 0.31082 | 0.38487 | 0.50236 | 0.58803 | 0.62527 | 0.61718 | 0.61089 | 0.64263 | 0.71201 | 0.79658 | 0.84498 | 0.90114 | 0.91977 | 0.84264 | 0.75092 | 0.57389 | 0.50984 | 0.43326 | 0.34629 | 0.2935
Portfolio Adjusted1-in-10Size: 20 kW to 199.99 kWOrange County2025July Monthly Peak | Portfolio Adjusted | 1-in-10 | Size: 20 kW to 199.99 kW | Orange County | 2025 | July Monthly Peak | 7 | 14.8951 | 14.068 | 13.6045 | 13.4472 | 14.0318 | 15.6331 | 17.5694 | 21.1337 | 25.0562 | 28.2819 | 30.7503 | 32.2379 | 33.5546 | 34.4703 | 34.915 | 34.2004 | 32.7185 | 30.005 | 26.6885 | 24.6107 | 24.2471 | 22.1487 | 19.3761 | 16.8537 | 0 | 0 | 0 | 0 | 0 | 0 | 0 | 0 | 0 | 0 | 0 | 0 | 0 | 0 | 0.52373 | 0.51301 | 0.49078 | 0.45008 | 0 | 0 | 0 | 0 | 0 | 0 | 78.1288 | 76.8258 | 75.591 | 74.3643 | 73.5527 | 72.8142 | 72.102 | 72.5301 | 75.4871 | 80.2531 | 85.4074 | 89.7397 | 92.2212 | 93.4812 | 94.4273 | 94.358 | 94.1483 | 93.6492 | 92.1271 | 89.5781 | 85.7964 | 82.1503 | 79.8043 | 78.2577 | 0.32542 | 0.29715 | 0.28854 | 0.28482 | 0.31026 | 0.38417 | 0.50145 | 0.58696 | 0.62414 | 0.61606 | 0.60978 | 0.64147 | 0.71072 | 0.79514 | 0.84345 | 0.89951 | 0.91811 | 0.84111 | 0.74956 | 0.57285 | 0.50892 | 0.43248 | 0.34566 | 0.29297
Portfolio Adjusted1-in-10Size: 20 kW to 199.99 kWOrange County2025August Monthly Peak | Portfolio Adjusted | 1-in-10 | Size: 20 kW to 199.99 kW | Orange County | 2025 | August Monthly Peak | 8 | 15.1484 | 14.3256 | 13.8692 | 13.7206 | 14.1689 | 16.0587 | 18.0413 | 21.3133 | 25.7586 | 29.2795 | 32.1662 | 33.9258 | 35.3488 | 36.2162 | 36.5064 | 35.8039 | 34.0665 | 31.004 | 27.3292 | 25.838 | 25.0601 | 22.5293 | 19.6741 | 17.1109 | 0 | 0 | 0 | 0 | 0 | 0 | 0 | 0 | 0 | 0 | 0 | 0 | 0 | 0 | 0.5476 | 0.53706 | 0.511 | 0.46506 | 0 | 0 | 0 | 0 | 0 | 0 | 78.4064 | 77.6079 | 76.8129 | 75.9504 | 75.3256 | 74.7899 | 74.7745 | 75.3472 | 77.9466 | 82.6971 | 87.4049 | 91.7952 | 95.4006 | 97.5493 | 98.399 | 99.1685 | 99.2767 | 98.4806 | 97.655 | 94.8924 | 90.6328 | 87.1288 | 84.7083 | 82.6712 | 0.33117 | 0.3024 | 0.29364 | 0.28986 | 0.31574 | 0.39096 | 0.51031 | 0.59733 | 0.63517 | 0.62694 | 0.62055 | 0.6528 | 0.72328 | 0.80919 | 0.85835 | 0.9154 | 0.93433 | 0.85597 | 0.7628 | 0.58297 | 0.51791 | 0.44012 | 0.35177 | 0.29814
Portfolio Adjusted1-in-10Size: 20 kW to 199.99 kWOrange County2025September Monthly Peak | Portfolio Adjusted | 1-in-10 | Size: 20 kW to 199.99 kW | Orange County | 2025 | September Monthly Peak | 9 | 15.0195 | 14.2449 | 13.8245 | 13.7126 | 14.1846 | 16.187 | 18.7306 | 21.3081 | 25.7173 | 29.2034 | 32.0335 | 33.6319 | 34.9723 | 35.8366 | 36.1366 | 35.3279 | 33.5407 | 30.3812 | 26.9812 | 26.2369 | 24.295 | 21.9163 | 19.2559 | 16.877 | 0 | 0 | 0 | 0 | 0 | 0 | 0 | 0 | 0 | 0 | 0 | 0 | 0 | 0 | 0.54205 | 0.52992 | 0.50311 | 0.45572 | 0 | 0 | 0 | 0 | 0 | 0 | 80.0924 | 79.2241 | 78.2934 | 77.7941 | 77.0955 | 76.7838 | 76.1985 | 75.7887 | 77.7962 | 81.7404 | 86.1141 | 90.5487 | 93.7434 | 95.6479 | 96.5398 | 97.1604 | 97.2381 | 96.0175 | 94.1909 | 90.7923 | 86.7916 | 83.566 | 81.1466 | 79.1783 | 0.32777 | 0.2993 | 0.29063 | 0.28688 | 0.3125 | 0.38695 | 0.50507 | 0.5912 | 0.62865 | 0.62051 | 0.61419 | 0.64611 | 0.71586 | 0.80089 | 0.84955 | 0.90601 | 0.92475 | 0.84719 | 0.75498 | 0.57699 | 0.5126 | 0.43561 | 0.34816 | 0.29508
Portfolio Adjusted1-in-10Size: 20 kW to 199.99 kWOrange County2025October Monthly Peak | Portfolio Adjusted | 1-in-10 | Size: 20 kW to 199.99 kW | Orange County | 2025 | October Monthly Peak | 10 | 13.5392 | 12.8953 | 12.4989 | 12.4385 | 12.9085 | 14.6789 | 17.2895 | 19.0416 | 22.3215 | 25.3713 | 27.8262 | 29.473 | 30.9189 | 31.8733 | 32.2729 | 31.5037 | 29.6973 | 26.7147 | 25.2496 | 23.9869 | 21.972 | 19.8444 | 17.3727 | 15.2243 | 0 | 0 | 0 | 0 | 0 | 0 | 0 | 0 | 0 | 0 | 0 | 0 | 0 | 0 | 0.48409 | 0.47256 | 0.44546 | 0.40072 | 0 | 0 | 0 | 0 | 0 | 0 | 75.0118 | 73.4526 | 72.225 | 71.0434 | 70.0914 | 69.5412 | 69.1089 | 69.0024 | 70.4353 | 74.6697 | 80.2495 | 85.6288 | 90.1303 | 93.1282 | 94.2563 | 94.8722 | 94.7338 | 93.2462 | 90.1969 | 85.5831 | 81.2669 | 78.4785 | 76.5246 | 74.815 | 0.32599 | 0.29767 | 0.28904 | 0.28532 | 0.3108 | 0.38484 | 0.50232 | 0.58799 | 0.62523 | 0.61713 | 0.61084 | 0.64259 | 0.71196 | 0.79652 | 0.84492 | 0.90108 | 0.91971 | 0.84258 | 0.75087 | 0.57385 | 0.50981 | 0.43323 | 0.34627 | 0.29348
Portfolio Adjusted1-in-10Size: 20 kW to 199.99 kWOrange County2025November Monthly Peak | Portfolio Adjusted | 1-in-10 | Size: 20 kW to 199.99 kW | Orange County | 2025 | November Monthly Peak | 11 | 12.5224 | 12.0517 | 11.8285 | 11.8552 | 12.375 | 14.1478 | 15.7556 | 17.6264 | 20.5509 | 22.9964 | 24.8493 | 26.0736 | 27.0152 | 27.5594 | 27.6321 | 26.609 | 25.2291 | 24.8567 | 22.7464 | 21.2122 | 19.6286 | 17.7942 | 15.6276 | 13.8707 | 0 | 0 | 0 | 0 | 0 | 0 | 0 | 0 | 0 | 0 | 0 | 0 | 0 | 0 | 0.41448 | 0.39914 | 0.37844 | 0.37285 | 0 | 0 | 0 | 0 | 0 | 0 | 69.3363 | 67.5068 | 66.8696 | 65.5241 | 64.5101 | 63.5101 | 63.6646 | 63.9934 | 66.4227 | 71.0213 | 76.9407 | 82.0169 | 85.0968 | 86.7778 | 87.6974 | 87.4986 | 86.1884 | 83.559 | 80.2666 | 77.3804 | 74.9256 | 72.8347 | 70.9933 | 69.985 | 0.32685 | 0.29846 | 0.28981 | 0.28608 | 0.31162 | 0.38586 | 0.50365 | 0.58954 | 0.62688 | 0.61877 | 0.61246 | 0.64429 | 0.71385 | 0.79863 | 0.84716 | 0.90347 | 0.92215 | 0.84481 | 0.75286 | 0.57537 | 0.51116 | 0.43438 | 0.34718 | 0.29426
Portfolio Adjusted1-in-10Size: 20 kW to 199.99 kWOrange County2025December Monthly Peak | Portfolio Adjusted | 1-in-10 | Size: 20 kW to 199.99 kW | Orange County | 2025 | December Monthly Peak | 12 | 12.1962 | 11.8216 | 11.7067 | 11.8216 | 12.49 | 14.3062 | 16.6701 | 17.7264 | 19.191 | 20.2301 | 20.597 | 20.3147 | 20.1741 | 19.875 | 19.6105 | 18.7288 | 18.6038 | 19.4269 | 18.4593 | 17.7216 | 16.8162 | 15.7411 | 14.3965 | 13.1941 | 0 | 0 | 0 | 0 | 0 | 0 | 0 | 0 | 0 | 0 | 0 | 0 | 0 | 0 | 0.29416 | 0.28093 | 0.27906 | 0.2914 | 0 | 0 | 0 | 0 | 0 | 0 | 43.864 | 43.2616 | 43.0712 | 43.3026 | 43.5053 | 43.3918 | 43.6646 | 43.6251 | 44.2181 | 45.4018 | 46.542 | 48.0529 | 49.1686 | 49.6566 | 49.9274 | 49.8718 | 49.3863 | 48.4505 | 47.2412 | 46.039 | 44.9304 | 44.4608 | 44.0988 | 43.299 | 0.32623 | 0.29789 | 0.28926 | 0.28553 | 0.31102 | 0.38513 | 0.50269 | 0.58842 | 0.62569 | 0.61758 | 0.61129 | 0.64306 | 0.71248 | 0.79711 | 0.84554 | 0.90174 | 0.92038 | 0.8432 | 0.75142 | 0.57427 | 0.51018 | 0.43355 | 0.34652 | 0.29369
Portfolio Adjusted1-in-10Size: 20 kW to 199.99 kWOrange County2025Typical Event Day | Portfolio Adjusted | 1-in-10 | Size: 20 kW to 199.99 kW | Orange County | 2025 | Typical Event Day | 8 | 14.871 | 14.0771 | 13.6493 | 13.5105 | 13.9671 | 15.8216 | 17.7616 | 20.8684 | 25.0561 | 28.3692 | 31.0858 | 32.7614 | 34.1531 | 35.0176 | 35.3119 | 34.6376 | 32.9758 | 30.0003 | 26.4978 | 25.0833 | 24.425 | 22.0001 | 19.2202 | 16.743 | 0 | 0 | 0 | 0 | 0 | 0 | 0 | 0 | 0 | 0 | 0 | 0 | 0 | 0 | 0.52968 | 0.51956 | 0.49464 | 0.45 | 0 | 0 | 0 | 0 | 0 | 0 | 77.3075 | 76.2522 | 75.2052 | 74.3264 | 73.501 | 72.8971 | 72.4767 | 72.8691 | 75.6201 | 80.243 | 85.0926 | 89.5093 | 92.6785 | 94.5934 | 95.6832 | 96.2056 | 96.2774 | 95.3585 | 93.9283 | 90.9615 | 86.9042 | 83.3769 | 80.9495 | 79.0833 | 0.32717 | 0.29874 | 0.29009 | 0.28635 | 0.31192 | 0.38623 | 0.50414 | 0.59011 | 0.62748 | 0.61936 | 0.61305 | 0.64491 | 0.71453 | 0.7994 | 0.84797 | 0.90433 | 0.92303 | 0.84562 | 0.75358 | 0.57592 | 0.51164 | 0.4348 | 0.34752 | 0.29454
Portfolio Adjusted1-in-2Size: 20 kW to 199.99 kWOrange County2015January Monthly Peak | Portfolio Adjusted | 1-in-2 | Size: 20 kW to 199.99 kW | Orange County | 2015 | January Monthly Peak | 1
Portfolio Adjusted1-in-2Size: 20 kW to 199.99 kWOrange County2015February Monthly Peak | Portfolio Adjusted | 1-in-2 | Size: 20 kW to 199.99 kW | Orange County | 2015 | February Monthly Peak | 2
Portfolio Adjusted1-in-2Size: 20 kW to 199.99 kWOrange County2015March Monthly Peak | Portfolio Adjusted | 1-in-2 | Size: 20 kW to 199.99 kW | Orange County | 2015 | March Monthly Peak | 3
Portfolio Adjusted1-in-2Size: 20 kW to 199.99 kWOrange County2015April Monthly Peak | Portfolio Adjusted | 1-in-2 | Size: 20 kW to 199.99 kW | Orange County | 2015 | April Monthly Peak | 4
Portfolio Adjusted1-in-2Size: 20 kW to 199.99 kWOrange County2015May Monthly Peak | Portfolio Adjusted | 1-in-2 | Size: 20 kW to 199.99 kW | Orange County | 2015 | May Monthly Peak | 5
Portfolio Adjusted1-in-2Size: 20 kW to 199.99 kWOrange County2015June Monthly Peak | Portfolio Adjusted | 1-in-2 | Size: 20 kW to 199.99 kW | Orange County | 2015 | June Monthly Peak | 6
Portfolio Adjusted1-in-2Size: 20 kW to 199.99 kWOrange County2015July Monthly Peak | Portfolio Adjusted | 1-in-2 | Size: 20 kW to 199.99 kW | Orange County | 2015 | July Monthly Peak | 7
Portfolio Adjusted1-in-2Size: 20 kW to 199.99 kWOrange County2015August Monthly Peak | Portfolio Adjusted | 1-in-2 | Size: 20 kW to 199.99 kW | Orange County | 2015 | August Monthly Peak | 8
Portfolio Adjusted1-in-2Size: 20 kW to 199.99 kWOrange County2015September Monthly Peak | Portfolio Adjusted | 1-in-2 | Size: 20 kW to 199.99 kW | Orange County | 2015 | September Monthly Peak | 9
Portfolio Adjusted1-in-2Size: 20 kW to 199.99 kWOrange County2015October Monthly Peak | Portfolio Adjusted | 1-in-2 | Size: 20 kW to 199.99 kW | Orange County | 2015 | October Monthly Peak | 10
Portfolio Adjusted1-in-2Size: 20 kW to 199.99 kWOrange County2015November Monthly Peak | Portfolio Adjusted | 1-in-2 | Size: 20 kW to 199.99 kW | Orange County | 2015 | November Monthly Peak | 11
Portfolio Adjusted1-in-2Size: 20 kW to 199.99 kWOrange County2015December Monthly Peak | Portfolio Adjusted | 1-in-2 | Size: 20 kW to 199.99 kW | Orange County | 2015 | December Monthly Peak | 12
Portfolio Adjusted1-in-2Size: 20 kW to 199.99 kWOrange County2015Typical Event Day | Portfolio Adjusted | 1-in-2 | Size: 20 kW to 199.99 kW | Orange County | 2015 | Typical Event Day | 8
Portfolio Adjusted1-in-2Size: 20 kW to 199.99 kWOrange County2016January Monthly Peak | Portfolio Adjusted | 1-in-2 | Size: 20 kW to 199.99 kW | Orange County | 2016 | January Monthly Peak | 1
Portfolio Adjusted1-in-2Size: 20 kW to 199.99 kWOrange County2016February Monthly Peak | Portfolio Adjusted | 1-in-2 | Size: 20 kW to 199.99 kW | Orange County | 2016 | February Monthly Peak | 2
Portfolio Adjusted1-in-2Size: 20 kW to 199.99 kWOrange County2016March Monthly Peak | Portfolio Adjusted | 1-in-2 | Size: 20 kW to 199.99 kW | Orange County | 2016 | March Monthly Peak | 3
Portfolio Adjusted1-in-2Size: 20 kW to 199.99 kWOrange County2016April Monthly Peak | Portfolio Adjusted | 1-in-2 | Size: 20 kW to 199.99 kW | Orange County | 2016 | April Monthly Peak | 4
Portfolio Adjusted1-in-2Size: 20 kW to 199.99 kWOrange County2016May Monthly Peak | Portfolio Adjusted | 1-in-2 | Size: 20 kW to 199.99 kW | Orange County | 2016 | May Monthly Peak | 5
Portfolio Adjusted1-in-2Size: 20 kW to 199.99 kWOrange County2016June Monthly Peak | Portfolio Adjusted | 1-in-2 | Size: 20 kW to 199.99 kW | Orange County | 2016 | June Monthly Peak | 6
Portfolio Adjusted1-in-2Size: 20 kW to 199.99 kWOrange County2016July Monthly Peak | Portfolio Adjusted | 1-in-2 | Size: 20 kW to 199.99 kW | Orange County | 2016 | July Monthly Peak | 7
Portfolio Adjusted1-in-2Size: 20 kW to 199.99 kWOrange County2016August Monthly Peak | Portfolio Adjusted | 1-in-2 | Size: 20 kW to 199.99 kW | Orange County | 2016 | August Monthly Peak | 8
Portfolio Adjusted1-in-2Size: 20 kW to 199.99 kWOrange County2016September Monthly Peak | Portfolio Adjusted | 1-in-2 | Size: 20 kW to 199.99 kW | Orange County | 2016 | September Monthly Peak | 9
Portfolio Adjusted1-in-2Size: 20 kW to 199.99 kWOrange County2016October Monthly Peak | Portfolio Adjusted | 1-in-2 | Size: 20 kW to 199.99 kW | Orange County | 2016 | October Monthly Peak | 10
Portfolio Adjusted1-in-2Size: 20 kW to 199.99 kWOrange County2016November Monthly Peak | Portfolio Adjusted | 1-in-2 | Size: 20 kW to 199.99 kW | Orange County | 2016 | November Monthly Peak | 11
Portfolio Adjusted1-in-2Size: 20 kW to 199.99 kWOrange County2016December Monthly Peak | Portfolio Adjusted | 1-in-2 | Size: 20 kW to 199.99 kW | Orange County | 2016 | December Monthly Peak | 12
Portfolio Adjusted1-in-2Size: 20 kW to 199.99 kWOrange County2016Typical Event Day | Portfolio Adjusted | 1-in-2 | Size: 20 kW to 199.99 kW | Orange County | 2016 | Typical Event Day | 8
Portfolio Adjusted1-in-2Size: 20 kW to 199.99 kWOrange County2017January Monthly Peak | Portfolio Adjusted | 1-in-2 | Size: 20 kW to 199.99 kW | Orange County | 2017 | January Monthly Peak | 1
Portfolio Adjusted1-in-2Size: 20 kW to 199.99 kWOrange County2017February Monthly Peak | Portfolio Adjusted | 1-in-2 | Size: 20 kW to 199.99 kW | Orange County | 2017 | February Monthly Peak | 2
Portfolio Adjusted1-in-2Size: 20 kW to 199.99 kWOrange County2017March Monthly Peak | Portfolio Adjusted | 1-in-2 | Size: 20 kW to 199.99 kW | Orange County | 2017 | March Monthly Peak | 3
Portfolio Adjusted1-in-2Size: 20 kW to 199.99 kWOrange County2017April Monthly Peak | Portfolio Adjusted | 1-in-2 | Size: 20 kW to 199.99 kW | Orange County | 2017 | April Monthly Peak | 4 | 12.4458 | 11.8794 | 11.6129 | 11.6034 | 12.1954 | 13.7165 | 15.3596 | 17.04 | 19.4736 | 21.5141 | 23.1069 | 24.1076 | 25.2491 | 26.0634 | 26.443 | 25.7513 | 24.4261 | 22.3086 | 20.2391 | 20.3455 | 19.6216 | 17.8631 | 15.5542 | 13.835 | 0 | 0 | 0 | 0 | 0 | 0 | 0 | 0 | 0 | 0 | 0 | 0 | 0 | 0 | 0.39665 | 0.38627 | 0.36639 | 0.33463 | 0 | 0 | 0 | 0 | 0 | 0 | 63.0005 | 61.9626 | 61.0968 | 60.4618 | 59.4506 | 58.7308 | 58.02 | 58.0994 | 60.5724 | 64.8825 | 69.7934 | 74.7802 | 79.3077 | 82.1734 | 83.7371 | 84.5186 | 84.168 | 82.9595 | 80.6675 | 77.558 | 72.7331 | 69.8704 | 67.8982 | 65.9727 | 0.32253 | 0.29451 | 0.28598 | 0.28229 | 0.3075 | 0.38076 | 0.49699 | 0.58175 | 0.6186 | 0.61058 | 0.60436 | 0.63577 | 0.70441 | 0.78807 | 0.83596 | 0.89152 | 0.90995 | 0.83364 | 0.7429 | 0.56776 | 0.5044 | 0.42864 | 0.34259 | 0.29036
Portfolio Adjusted1-in-2Size: 20 kW to 199.99 kWOrange County2017May Monthly Peak | Portfolio Adjusted | 1-in-2 | Size: 20 kW to 199.99 kW | Orange County | 2017 | May Monthly Peak | 5 | 12.7301 | 12.1504 | 11.8657 | 11.8028 | 12.4271 | 13.8257 | 15.0065 | 17.4592 | 20.4635 | 22.9284 | 24.7422 | 25.7503 | 26.7466 | 27.4336 | 27.7705 | 27.0524 | 25.7314 | 23.5126 | 21.2103 | 20.4435 | 20.4501 | 18.5172 | 16.1015 | 14.214 | 0 | 0 | 0 | 0 | 0 | 0 | 0 | 0 | 0 | 0 | 0 | 0 | 0 | 0 | 0.41656 | 0.40579 | 0.38597 | 0.35269 | 0 | 0 | 0 | 0 | 0 | 0 | 65.6302 | 64.5834 | 63.4421 | 62.4191 | 61.7125 | 60.8226 | 60.408 | 60.7906 | 63.5784 | 67.5197 | 71.8688 | 76.3592 | 80.5153 | 83.384 | 85.2979 | 86.3769 | 86.6569 | 85.6683 | 83.3603 | 80.3596 | 76.0074 | 72.7653 | 70.9738 | 69.4303 | 0.3225 | 0.29448 | 0.28595 | 0.28227 | 0.30747 | 0.38073 | 0.49695 | 0.5817 | 0.61854 | 0.61053 | 0.60431 | 0.63572 | 0.70435 | 0.78801 | 0.83589 | 0.89144 | 0.90987 | 0.83357 | 0.74284 | 0.56771 | 0.50435 | 0.4286 | 0.34256 | 0.29034
Portfolio Adjusted1-in-2Size: 20 kW to 199.99 kWOrange County2017June Monthly Peak | Portfolio Adjusted | 1-in-2 | Size: 20 kW to 199.99 kW | Orange County | 2017 | June Monthly Peak | 6 | 13.3649 | 12.718 | 12.3977 | 12.3391 | 12.9397 | 14.2131 | 15.6101 | 18.5702 | 21.7301 | 24.4259 | 26.5421 | 27.8647 | 29.1492 | 30.0329 | 30.5026 | 29.7991 | 28.2984 | 25.8956 | 23.2664 | 21.6641 | 21.557 | 19.7276 | 17.1194 | 15.0032 | 0 | 0 | 0 | 0 | 0 | 0 | 0 | 0 | 0 | 0 | 0 | 0 | 0 | 0 | 0.45754 | 0.44699 | 0.42448 | 0.38843 | 0 | 0 | 0 | 0 | 0 | 0 | 68.3855 | 67.2908 | 66.1278 | 65.2886 | 64.5703 | 63.8871 | 63.2321 | 63.8117 | 66.8588 | 71.3381 | 75.2555 | 79.0044 | 81.7323 | 84.0565 | 85.8114 | 86.9533 | 87.5923 | 87.0781 | 85.6141 | 82.747 | 78.9883 | 75.0731 | 72.6019 | 70.9602 | 0.32272 | 0.29469 | 0.28615 | 0.28246 | 0.30768 | 0.38099 | 0.49729 | 0.58209 | 0.61896 | 0.61095 | 0.60472 | 0.63615 | 0.70483 | 0.78854 | 0.83646 | 0.89205 | 0.9105 | 0.83414 | 0.74335 | 0.5681 | 0.5047 | 0.42889 | 0.3428 | 0.29054
Portfolio Adjusted1-in-2Size: 20 kW to 199.99 kWOrange County2017July Monthly Peak | Portfolio Adjusted | 1-in-2 | Size: 20 kW to 199.99 kW | Orange County | 2017 | July Monthly Peak | 7 | 14.3819 | 13.61 | 13.2012 | 13.0636 | 13.6648 | 15.2031 | 17.071 | 20.3305 | 23.7592 | 26.5757 | 28.7002 | 30.0005 | 31.2326 | 32.1219 | 32.5659 | 31.9047 | 30.5739 | 28.0479 | 25.074 | 23.1587 | 23.0293 | 21.1418 | 18.5214 | 16.1666 | 0 | 0 | 0 | 0 | 0 | 0 | 0 | 0 | 0 | 0 | 0 | 0 | 0 | 0 | 0.48849 | 0.47857 | 0.45861 | 0.42072 | 0 | 0 | 0 | 0 | 0 | 0 | 71.0921 | 70.3359 | 69.5497 | 68.7581 | 68.0872 | 67.6073 | 67.483 | 67.901 | 70.3083 | 74.5929 | 80.2954 | 83.975 | 87.2182 | 89.7305 | 91.6195 | 92.3706 | 92.8212 | 92.0277 | 90.3252 | 87.6301 | 83.6672 | 79.6828 | 77.1239 | 75.6902 | 0.32213 | 0.29415 | 0.28562 | 0.28194 | 0.30712 | 0.38029 | 0.49638 | 0.58103 | 0.61783 | 0.60983 | 0.60362 | 0.63498 | 0.70354 | 0.7871 | 0.83492 | 0.89042 | 0.90883 | 0.83261 | 0.74198 | 0.56706 | 0.50377 | 0.42811 | 0.34217 | 0.29001
Portfolio Adjusted1-in-2Size: 20 kW to 199.99 kWOrange County2017August Monthly Peak | Portfolio Adjusted | 1-in-2 | Size: 20 kW to 199.99 kW | Orange County | 2017 | August Monthly Peak | 8 | 14.7559 | 13.9741 | 13.5583 | 13.4237 | 13.8838 | 15.724 | 17.6472 | 20.6854 | 24.7648 | 27.9895 | 30.633 | 32.271 | 33.6474 | 34.5089 | 34.8042 | 34.1418 | 32.5122 | 29.5751 | 26.1462 | 24.7654 | 24.1578 | 21.7782 | 19.0306 | 16.5897 | 0 | 0 | 0 | 0 | 0 | 0 | 0 | 0 | 0 | 0 | 0 | 0 | 0 | 0 | 0.52206 | 0.51213 | 0.48768 | 0.44363 | 0 | 0 | 0 | 0 | 0 | 0 | 76.171 | 75.0587 | 74.1834 | 73.0622 | 72.6625 | 71.8659 | 71.5378 | 71.8034 | 74.2031 | 79.2073 | 84.1711 | 88.5345 | 91.6521 | 93.7671 | 95.1792 | 95.3614 | 95.5905 | 94.4823 | 92.3787 | 89.4506 | 85.0238 | 81.5255 | 79.5929 | 77.9479 | 0.32585 | 0.29754 | 0.28892 | 0.2852 | 0.31067 | 0.38468 | 0.50212 | 0.58774 | 0.62497 | 0.61688 | 0.61059 | 0.64232 | 0.71167 | 0.79619 | 0.84457 | 0.90071 | 0.91933 | 0.84223 | 0.75056 | 0.57361 | 0.50959 | 0.43305 | 0.34612 | 0.29336
Portfolio Adjusted1-in-2Size: 20 kW to 199.99 kWOrange County2017September Monthly Peak | Portfolio Adjusted | 1-in-2 | Size: 20 kW to 199.99 kW | Orange County | 2017 | September Monthly Peak | 9 | 14.3042 | 13.6053 | 13.2599 | 13.1743 | 13.6685 | 15.5815 | 18.0226 | 20.1745 | 23.9077 | 26.8407 | 29.212 | 30.5719 | 31.8131 | 32.6554 | 32.9602 | 32.2251 | 30.6405 | 27.7236 | 24.7844 | 24.2523 | 22.6277 | 20.5326 | 18.0751 | 15.9238 | 0 | 0 | 0 | 0 | 0 | 0 | 0 | 0 | 0 | 0 | 0 | 0 | 0 | 0 | 0.4944 | 0.48338 | 0.45961 | 0.41585 | 0 | 0 | 0 | 0 | 0 | 0 | 71.0258 | 69.8579 | 69.1307 | 68.7031 | 68.3208 | 67.7026 | 67.8401 | 67.8652 | 69.4317 | 74.5963 | 81.578 | 86.7496 | 91.1348 | 93.6356 | 94.7123 | 94.9963 | 94.7699 | 93.4895 | 90.9049 | 87.0068 | 83.5827 | 81.1255 | 79.395 | 77.8141 | 0.32239 | 0.29438 | 0.28585 | 0.28217 | 0.30736 | 0.38059 | 0.49677 | 0.58149 | 0.61832 | 0.61031 | 0.60409 | 0.63548 | 0.70409 | 0.78772 | 0.83558 | 0.89112 | 0.90954 | 0.83326 | 0.74257 | 0.56751 | 0.50417 | 0.42844 | 0.34244 | 0.29023
Portfolio Adjusted1-in-2Size: 20 kW to 199.99 kWOrange County2017October Monthly Peak | Portfolio Adjusted | 1-in-2 | Size: 20 kW to 199.99 kW | Orange County | 2017 | October Monthly Peak | 10 | 13.194 | 12.5882 | 12.2295 | 12.1831 | 12.6649 | 14.394 | 16.9638 | 18.5114 | 21.4506 | 24.2129 | 26.4222 | 27.927 | 29.3029 | 30.2292 | 30.6241 | 29.8915 | 28.1923 | 25.3489 | 24.126 | 22.9828 | 21.1318 | 19.1534 | 16.7904 | 14.7591 | 0 | 0 | 0 | 0 | 0 | 0 | 0 | 0 | 0 | 0 | 0 | 0 | 0 | 0 | 0.45936 | 0.44837 | 0.42288 | 0.38023 | 0 | 0 | 0 | 0 | 0 | 0 | 70.1177 | 68.8955 | 68.183 | 67.7297 | 66.9669 | 66.1849 | 66.6951 | 67.8912 | 68.4138 | 72.3349 | 77.3285 | 82.2305 | 85.728 | 88.0345 | 89.7072 | 90.3625 | 90.12 | 88.6846 | 85.9181 | 81.9445 | 78.5006 | 75.7353 | 73.8004 | 72.1588 | 0.323 | 0.29493 | 0.28639 | 0.2827 | 0.30794 | 0.38131 | 0.49771 | 0.58259 | 0.61949 | 0.61147 | 0.60524 | 0.63669 | 0.70543 | 0.78921 | 0.83716 | 0.89281 | 0.91127 | 0.83484 | 0.74397 | 0.56858 | 0.50513 | 0.42926 | 0.34309 | 0.29078
Portfolio Adjusted1-in-2Size: 20 kW to 199.99 kWOrange County2017November Monthly Peak | Portfolio Adjusted | 1-in-2 | Size: 20 kW to 199.99 kW | Orange County | 2017 | November Monthly Peak | 11 | 12.1446 | 11.72 | 11.5429 | 11.5891 | 12.125 | 13.8581 | 15.4481 | 17.0975 | 19.6044 | 21.6717 | 23.1812 | 24.1673 | 24.9638 | 25.4235 | 25.4693 | 24.4897 | 23.2565 | 23.1045 | 21.3203 | 19.9694 | 18.5988 | 16.966 | 14.9515 | 13.3454 | 0 | 0 | 0 | 0 | 0 | 0 | 0 | 0 | 0 | 0 | 0 | 0 | 0 | 0 | 0.38204 | 0.36735 | 0.34885 | 0.34657 | 0 | 0 | 0 | 0 | 0 | 0 | 60.1664 | 59.6011 | 59.1684 | 58.6829 | 58.1944 | 58.2611 | 57.8815 | 57.9011 | 61.9322 | 66.7071 | 72.6286 | 77.5126 | 81.0926 | 82.5508 | 83.1231 | 82.5624 | 80.5456 | 76.2785 | 71.7804 | 69.1401 | 67.1018 | 65.3541 | 63.9117 | 62.6779 | 0.32459 | 0.29639 | 0.2878 | 0.28409 | 0.30946 | 0.38319 | 0.50016 | 0.58546 | 0.62254 | 0.61448 | 0.60822 | 0.63982 | 0.7089 | 0.7931 | 0.84129 | 0.8972 | 0.91575 | 0.83895 | 0.74764 | 0.57138 | 0.50761 | 0.43137 | 0.34478 | 0.29222
Portfolio Adjusted1-in-2Size: 20 kW to 199.99 kWOrange County2017December Monthly Peak | Portfolio Adjusted | 1-in-2 | Size: 20 kW to 199.99 kW | Orange County | 2017 | December Monthly Peak | 12 | 12.1424 | 11.7693 | 11.6556 | 11.7685 | 12.4356 | 14.2397 | 16.5706 | 17.5927 | 19.0486 | 20.1061 | 20.5089 | 20.2868 | 20.2033 | 19.9533 | 19.7095 | 18.8302 | 18.6928 | 19.47 | 18.4794 | 17.708 | 16.7949 | 15.7049 | 14.3444 | 13.1377 | 0 | 0 | 0 | 0 | 0 | 0 | 0 | 0 | 0 | 0 | 0 | 0 | 0 | 0 | 0.29564 | 0.28245 | 0.28039 | 0.29205 | 0 | 0 | 0 | 0 | 0 | 0 | 46.7095 | 46.0085 | 45.2275 | 44.2489 | 43.6175 | 42.8405 | 42.5958 | 42.4156 | 42.9867 | 45.6443 | 47.8034 | 49.5441 | 51.054 | 52.1652 | 52.6079 | 52.5272 | 51.9603 | 51.0545 | 49.7737 | 48.6186 | 47.8259 | 47.0903 | 46.5174 | 45.8358 | 0.32491 | 0.29668 | 0.28809 | 0.28438 | 0.30977 | 0.38357 | 0.50067 | 0.58604 | 0.62316 | 0.61509 | 0.60883 | 0.64047 | 0.70961 | 0.79389 | 0.84213 | 0.8981 | 0.91667 | 0.83979 | 0.74839 | 0.57195 | 0.50812 | 0.4318 | 0.34512 | 0.29251
Portfolio Adjusted1-in-2Size: 20 kW to 199.99 kWOrange County2017Typical Event Day | Portfolio Adjusted | 1-in-2 | Size: 20 kW to 199.99 kW | Orange County | 2017 | Typical Event Day | 8 | 14.3435 | 13.6061 | 13.2344 | 13.1158 | 13.5893 | 15.3789 | 17.2477 | 20.0411 | 23.7228 | 26.6172 | 28.9829 | 30.4687 | 31.7757 | 32.6148 | 32.9091 | 32.2897 | 30.7821 | 27.9971 | 24.8447 | 23.5956 | 23.177 | 20.9675 | 18.3429 | 16.0372 | 0 | 0 | 0 | 0 | 0 | 0 | 0 | 0 | 0 | 0 | 0 | 0 | 0 | 0 | 0.49364 | 0.48434 | 0.46173 | 0.41996 | 0 | 0 | 0 | 0 | 0 | 0 | 71.6686 | 70.6358 | 69.7479 | 68.953 | 68.4102 | 67.7657 | 67.5233 | 67.8454 | 70.2005 | 74.9336 | 80.325 | 84.5659 | 87.9343 | 90.2975 | 91.8306 | 92.4204 | 92.6935 | 91.7694 | 89.8057 | 86.7086 | 82.8155 | 79.3517 | 77.1784 | 75.6031 | 0.32283 | 0.29479 | 0.28625 | 0.28256 | 0.30779 | 0.38112 | 0.49746 | 0.58229 | 0.61918 | 0.61116 | 0.60493 | 0.63637 | 0.70507 | 0.78881 | 0.83674 | 0.89236 | 0.91081 | 0.83442 | 0.7436 | 0.56829 | 0.50487 | 0.42904 | 0.34291 | 0.29064
Portfolio Adjusted1-in-2Size: 20 kW to 199.99 kWOrange County2018January Monthly Peak | Portfolio Adjusted | 1-in-2 | Size: 20 kW to 199.99 kW | Orange County | 2018 | January Monthly Peak | 1 | 12.0874 | 11.7881 | 11.6271 | 11.8135 | 12.5361 | 14.1764 | 16.6012 | 17.5203 | 19.0546 | 19.9998 | 20.4375 | 20.3506 | 20.5454 | 20.5771 | 20.5897 | 19.732 | 18.9984 | 19.5352 | 18.6126 | 17.7292 | 16.806 | 15.9132 | 14.3091 | 13.1011 | 0 | 0 | 0 | 0 | 0 | 0 | 0 | 0 | 0 | 0 | 0 | 0 | 0 | 0 | 0.30885 | 0.29598 | 0.28498 | 0.29303 | 0 | 0 | 0 | 0 | 0 | 0 | 51.1997 | 50.7681 | 50.3206 | 49.7682 | 49.5813 | 49.2504 | 49.1879 | 49.1821 | 49.7438 | 50.9945 | 52.6795 | 53.7925 | 54.2509 | 55.1336 | 55.6224 | 55.5354 | 55.2749 | 54.7718 | 53.6984 | 52.5859 | 51.7974 | 51.6134 | 51.5691 | 50.8979 | 0.32448 | 0.29629 | 0.28771 | 0.284 | 0.30936 | 0.38306 | 0.5 | 0.58527 | 0.62234 | 0.61428 | 0.60802 | 0.63962 | 0.70867 | 0.79284 | 0.84101 | 0.89691 | 0.91546 | 0.83868 | 0.7474 | 0.5712 | 0.50745 | 0.43123 | 0.34467 | 0.29212
Portfolio Adjusted1-in-2Size: 20 kW to 199.99 kWOrange County2018February Monthly Peak | Portfolio Adjusted | 1-in-2 | Size: 20 kW to 199.99 kW | Orange County | 2018 | February Monthly Peak | 2 | 12.1537 | 11.827 | 11.5923 | 11.7446 | 12.4208 | 13.9459 | 16.0004 | 17.1927 | 18.9218 | 20.1017 | 20.9044 | 21.1085 | 21.5574 | 21.8568 | 21.9273 | 21.016 | 20.048 | 19.8621 | 19.6402 | 18.5368 | 17.5103 | 16.2234 | 14.52 | 13.1787 | 0 | 0 | 0 | 0 | 0 | 0 | 0 | 0 | 0 | 0 | 0 | 0 | 0 | 0 | 0.32891 | 0.31524 | 0.30072 | 0.29793 | 0 | 0 | 0 | 0 | 0 | 0 | 51.3737 | 51.1773 | 51.1548 | 50.9209 | 50.3151 | 50.3456 | 50.04 | 50.3471 | 51.5512 | 54.5089 | 57.6652 | 60.425 | 61.8697 | 62.4969 | 63.0375 | 62.7537 | 62.1449 | 61.0093 | 59.1885 | 57.6269 | 56.5884 | 55.4592 | 54.3793 | 53.0609 | 0.32308 | 0.29501 | 0.28647 | 0.28278 | 0.30803 | 0.38141 | 0.49785 | 0.58274 | 0.61965 | 0.61163 | 0.6054 | 0.63686 | 0.70561 | 0.78942 | 0.83739 | 0.89305 | 0.91151 | 0.83506 | 0.74417 | 0.56873 | 0.50526 | 0.42937 | 0.34318 | 0.29086
Portfolio Adjusted1-in-2Size: 20 kW to 199.99 kWOrange County2018March Monthly Peak | Portfolio Adjusted | 1-in-2 | Size: 20 kW to 199.99 kW | Orange County | 2018 | March Monthly Peak | 3 | 12.2992 | 11.8431 | 11.5924 | 11.6516 | 12.2924 | 13.7594 | 15.8852 | 17.1571 | 18.8197 | 20.0413 | 20.9282 | 21.1837 | 21.6587 | 22.0487 | 22.3206 | 21.7312 | 20.602 | 19.2539 | 18.531 | 18.9184 | 17.989 | 16.6075 | 14.7098 | 13.2778 | 0 | 0 | 0 | 0 | 0 | 0 | 0 | 0 | 0 | 0 | 0 | 0 | 0 | 0 | 0.33481 | 0.32597 | 0.30903 | 0.28881 | 0 | 0 | 0 | 0 | 0 | 0 | 52.2507 | 51.2808 | 50.7164 | 50.5164 | 50.0578 | 49.654 | 49.3368 | 49.6399 | 51.6825 | 54.0019 | 57.0355 | 59.9315 | 61.971 | 63.8269 | 65.1616 | 65.8277 | 65.8055 | 64.9909 | 62.379 | 58.9417 | 57.0617 | 55.5347 | 54.4771 | 52.9434 | 0.3229 | 0.29484 | 0.2863 | 0.28261 | 0.30785 | 0.38119 | 0.49756 | 0.58241 | 0.61929 | 0.61128 | 0.60505 | 0.63649 | 0.70521 | 0.78897 | 0.8369 | 0.89253 | 0.91098 | 0.83458 | 0.74374 | 0.5684 | 0.50497 | 0.42912 | 0.34298 | 0.29069
Portfolio Adjusted1-in-2Size: 20 kW to 199.99 kWOrange County2018April Monthly Peak | Portfolio Adjusted | 1-in-2 | Size: 20 kW to 199.99 kW | Orange County | 2018 | April Monthly Peak | 4 | 12.4458 | 11.8794 | 11.6129 | 11.6034 | 12.1954 | 13.7165 | 15.3596 | 17.04 | 19.4736 | 21.5141 | 23.1069 | 24.1076 | 25.2491 | 26.0634 | 26.443 | 25.7513 | 24.4261 | 22.3086 | 20.2391 | 20.3455 | 19.6216 | 17.8631 | 15.5542 | 13.835 | 0 | 0 | 0 | 0 | 0 | 0 | 0 | 0 | 0 | 0 | 0 | 0 | 0 | 0 | 0.39665 | 0.38627 | 0.36639 | 0.33463 | 0 | 0 | 0 | 0 | 0 | 0 | 63.0005 | 61.9626 | 61.0968 | 60.4618 | 59.4506 | 58.7308 | 58.02 | 58.0994 | 60.5724 | 64.8825 | 69.7934 | 74.7802 | 79.3077 | 82.1734 | 83.7371 | 84.5186 | 84.168 | 82.9595 | 80.6675 | 77.558 | 72.7331 | 69.8704 | 67.8982 | 65.9727 | 0.32253 | 0.29451 | 0.28598 | 0.28229 | 0.3075 | 0.38076 | 0.49699 | 0.58175 | 0.6186 | 0.61058 | 0.60436 | 0.63577 | 0.70441 | 0.78807 | 0.83596 | 0.89152 | 0.90995 | 0.83364 | 0.7429 | 0.56776 | 0.5044 | 0.42864 | 0.34259 | 0.29036
Portfolio Adjusted1-in-2Size: 20 kW to 199.99 kWOrange County2018May Monthly Peak | Portfolio Adjusted | 1-in-2 | Size: 20 kW to 199.99 kW | Orange County | 2018 | May Monthly Peak | 5 | 12.7301 | 12.1504 | 11.8657 | 11.8028 | 12.4271 | 13.8257 | 15.0065 | 17.4592 | 20.4635 | 22.9284 | 24.7422 | 25.7503 | 26.7466 | 27.4336 | 27.7705 | 27.0524 | 25.7314 | 23.5126 | 21.2103 | 20.4435 | 20.4501 | 18.5172 | 16.1015 | 14.214 | 0 | 0 | 0 | 0 | 0 | 0 | 0 | 0 | 0 | 0 | 0 | 0 | 0 | 0 | 0.41656 | 0.40579 | 0.38597 | 0.35269 | 0 | 0 | 0 | 0 | 0 | 0 | 65.6302 | 64.5834 | 63.4421 | 62.4191 | 61.7125 | 60.8226 | 60.408 | 60.7906 | 63.5784 | 67.5197 | 71.8688 | 76.3592 | 80.5153 | 83.384 | 85.2979 | 86.3769 | 86.6569 | 85.6683 | 83.3603 | 80.3596 | 76.0073 | 72.7653 | 70.9738 | 69.4303 | 0.3225 | 0.29448 | 0.28595 | 0.28227 | 0.30747 | 0.38073 | 0.49695 | 0.5817 | 0.61854 | 0.61053 | 0.60431 | 0.63572 | 0.70435 | 0.78801 | 0.83589 | 0.89144 | 0.90987 | 0.83357 | 0.74284 | 0.56771 | 0.50435 | 0.4286 | 0.34256 | 0.29034
Portfolio Adjusted1-in-2Size: 20 kW to 199.99 kWOrange County2018June Monthly Peak | Portfolio Adjusted | 1-in-2 | Size: 20 kW to 199.99 kW | Orange County | 2018 | June Monthly Peak | 6 | 13.3649 | 12.718 | 12.3977 | 12.3391 | 12.9397 | 14.2131 | 15.6101 | 18.5702 | 21.7301 | 24.4259 | 26.5421 | 27.8647 | 29.1492 | 30.0329 | 30.5026 | 29.7991 | 28.2984 | 25.8956 | 23.2664 | 21.6641 | 21.557 | 19.7276 | 17.1194 | 15.0032 | 0 | 0 | 0 | 0 | 0 | 0 | 0 | 0 | 0 | 0 | 0 | 0 | 0 | 0 | 0.45754 | 0.44699 | 0.42448 | 0.38843 | 0 | 0 | 0 | 0 | 0 | 0 | 68.3855 | 67.2908 | 66.1278 | 65.2886 | 64.5703 | 63.8871 | 63.2321 | 63.8117 | 66.8588 | 71.3381 | 75.2555 | 79.0044 | 81.7323 | 84.0565 | 85.8114 | 86.9533 | 87.5923 | 87.0781 | 85.6141 | 82.747 | 78.9883 | 75.0731 | 72.6019 | 70.9602 | 0.32272 | 0.29469 | 0.28615 | 0.28246 | 0.30768 | 0.38099 | 0.49729 | 0.58209 | 0.61896 | 0.61095 | 0.60472 | 0.63615 | 0.70483 | 0.78854 | 0.83646 | 0.89205 | 0.9105 | 0.83414 | 0.74335 | 0.5681 | 0.5047 | 0.42889 | 0.3428 | 0.29054
Portfolio Adjusted1-in-2Size: 20 kW to 199.99 kWOrange County2018July Monthly Peak | Portfolio Adjusted | 1-in-2 | Size: 20 kW to 199.99 kW | Orange County | 2018 | July Monthly Peak | 7 | 14.3819 | 13.61 | 13.2012 | 13.0636 | 13.6648 | 15.2031 | 17.071 | 20.3305 | 23.7592 | 26.5757 | 28.7002 | 30.0005 | 31.2326 | 32.1219 | 32.5659 | 31.9047 | 30.5739 | 28.0479 | 25.074 | 23.1587 | 23.0293 | 21.1418 | 18.5214 | 16.1666 | 0 | 0 | 0 | 0 | 0 | 0 | 0 | 0 | 0 | 0 | 0 | 0 | 0 | 0 | 0.48849 | 0.47857 | 0.45861 | 0.42072 | 0 | 0 | 0 | 0 | 0 | 0 | 71.0921 | 70.3359 | 69.5497 | 68.7581 | 68.0872 | 67.6073 | 67.483 | 67.901 | 70.3083 | 74.5929 | 80.2954 | 83.975 | 87.2182 | 89.7305 | 91.6195 | 92.3706 | 92.8212 | 92.0277 | 90.3251 | 87.6301 | 83.6672 | 79.6828 | 77.1239 | 75.6902 | 0.32213 | 0.29415 | 0.28562 | 0.28194 | 0.30712 | 0.38029 | 0.49638 | 0.58103 | 0.61783 | 0.60983 | 0.60362 | 0.63498 | 0.70354 | 0.7871 | 0.83492 | 0.89042 | 0.90883 | 0.83261 | 0.74198 | 0.56706 | 0.50377 | 0.42811 | 0.34217 | 0.29001
Portfolio Adjusted1-in-2Size: 20 kW to 199.99 kWOrange County2018August Monthly Peak | Portfolio Adjusted | 1-in-2 | Size: 20 kW to 199.99 kW | Orange County | 2018 | August Monthly Peak | 8 | 14.7559 | 13.9741 | 13.5583 | 13.4237 | 13.8838 | 15.724 | 17.6472 | 20.6854 | 24.7648 | 27.9895 | 30.633 | 32.271 | 33.6475 | 34.5089 | 34.8042 | 34.1418 | 32.5122 | 29.5751 | 26.1462 | 24.7654 | 24.1578 | 21.7782 | 19.0306 | 16.5897 | 0 | 0 | 0 | 0 | 0 | 0 | 0 | 0 | 0 | 0 | 0 | 0 | 0 | 0 | 0.52206 | 0.51213 | 0.48768 | 0.44363 | 0 | 0 | 0 | 0 | 0 | 0 | 76.171 | 75.0587 | 74.1834 | 73.0622 | 72.6625 | 71.8659 | 71.5378 | 71.8034 | 74.2031 | 79.2073 | 84.1711 | 88.5345 | 91.6521 | 93.7671 | 95.1792 | 95.3614 | 95.5905 | 94.4823 | 92.3787 | 89.4506 | 85.0238 | 81.5254 | 79.5929 | 77.9479 | 0.32585 | 0.29754 | 0.28892 | 0.2852 | 0.31067 | 0.38468 | 0.50212 | 0.58774 | 0.62497 | 0.61688 | 0.61059 | 0.64232 | 0.71167 | 0.79619 | 0.84457 | 0.90071 | 0.91933 | 0.84223 | 0.75056 | 0.57361 | 0.50959 | 0.43305 | 0.34612 | 0.29336
Portfolio Adjusted1-in-2Size: 20 kW to 199.99 kWOrange County2018September Monthly Peak | Portfolio Adjusted | 1-in-2 | Size: 20 kW to 199.99 kW | Orange County | 2018 | September Monthly Peak | 9 | 14.3042 | 13.6053 | 13.2599 | 13.1743 | 13.6685 | 15.5815 | 18.0226 | 20.1745 | 23.9077 | 26.8407 | 29.212 | 30.5719 | 31.8131 | 32.6554 | 32.9602 | 32.2251 | 30.6405 | 27.7236 | 24.7844 | 24.2523 | 22.6277 | 20.5326 | 18.0751 | 15.9238 | 0 | 0 | 0 | 0 | 0 | 0 | 0 | 0 | 0 | 0 | 0 | 0 | 0 | 0 | 0.4944 | 0.48338 | 0.45961 | 0.41585 | 0 | 0 | 0 | 0 | 0 | 0 | 71.0258 | 69.8579 | 69.1307 | 68.7031 | 68.3208 | 67.7026 | 67.8401 | 67.8652 | 69.4317 | 74.5963 | 81.578 | 86.7496 | 91.1348 | 93.6356 | 94.7123 | 94.9963 | 94.7699 | 93.4895 | 90.9049 | 87.0068 | 83.5827 | 81.1255 | 79.395 | 77.8141 | 0.32239 | 0.29438 | 0.28585 | 0.28217 | 0.30736 | 0.38059 | 0.49677 | 0.58149 | 0.61832 | 0.61031 | 0.60409 | 0.63548 | 0.70409 | 0.78772 | 0.83558 | 0.89112 | 0.90954 | 0.83326 | 0.74257 | 0.56751 | 0.50417 | 0.42844 | 0.34244 | 0.29023
Portfolio Adjusted1-in-2Size: 20 kW to 199.99 kWOrange County2018October Monthly Peak | Portfolio Adjusted | 1-in-2 | Size: 20 kW to 199.99 kW | Orange County | 2018 | October Monthly Peak | 10 | 13.194 | 12.5882 | 12.2295 | 12.1831 | 12.6649 | 14.394 | 16.9638 | 18.5114 | 21.4506 | 24.2129 | 26.4222 | 27.927 | 29.3029 | 30.2292 | 30.6241 | 29.8915 | 28.1923 | 25.3489 | 24.126 | 22.9828 | 21.1318 | 19.1534 | 16.7904 | 14.7591 | 0 | 0 | 0 | 0 | 0 | 0 | 0 | 0 | 0 | 0 | 0 | 0 | 0 | 0 | 0.45936 | 0.44837 | 0.42288 | 0.38023 | 0 | 0 | 0 | 0 | 0 | 0 | 70.1177 | 68.8955 | 68.183 | 67.7297 | 66.9669 | 66.1849 | 66.6951 | 67.8912 | 68.4139 | 72.3349 | 77.3285 | 82.2305 | 85.728 | 88.0345 | 89.7072 | 90.3625 | 90.12 | 88.6846 | 85.9181 | 81.9445 | 78.5006 | 75.7353 | 73.8004 | 72.1588 | 0.323 | 0.29493 | 0.28639 | 0.2827 | 0.30794 | 0.38131 | 0.49771 | 0.58259 | 0.61949 | 0.61147 | 0.60524 | 0.63669 | 0.70543 | 0.78921 | 0.83716 | 0.89281 | 0.91127 | 0.83484 | 0.74397 | 0.56858 | 0.50513 | 0.42926 | 0.34309 | 0.29078
Portfolio Adjusted1-in-2Size: 20 kW to 199.99 kWOrange County2018November Monthly Peak | Portfolio Adjusted | 1-in-2 | Size: 20 kW to 199.99 kW | Orange County | 2018 | November Monthly Peak | 11 | 12.1446 | 11.72 | 11.5429 | 11.5891 | 12.125 | 13.8581 | 15.4481 | 17.0975 | 19.6044 | 21.6717 | 23.1812 | 24.1673 | 24.9638 | 25.4235 | 25.4693 | 24.4897 | 23.2565 | 23.1045 | 21.3203 | 19.9694 | 18.5988 | 16.966 | 14.9515 | 13.3454 | 0 | 0 | 0 | 0 | 0 | 0 | 0 | 0 | 0 | 0 | 0 | 0 | 0 | 0 | 0.38204 | 0.36735 | 0.34885 | 0.34657 | 0 | 0 | 0 | 0 | 0 | 0 | 60.1664 | 59.6011 | 59.1684 | 58.6829 | 58.1944 | 58.2611 | 57.8815 | 57.9011 | 61.9322 | 66.7071 | 72.6286 | 77.5126 | 81.0926 | 82.5508 | 83.1231 | 82.5624 | 80.5456 | 76.2785 | 71.7804 | 69.1401 | 67.1018 | 65.3541 | 63.9117 | 62.6779 | 0.32459 | 0.29639 | 0.2878 | 0.28409 | 0.30946 | 0.38319 | 0.50016 | 0.58546 | 0.62254 | 0.61448 | 0.60822 | 0.63982 | 0.7089 | 0.7931 | 0.84129 | 0.8972 | 0.91575 | 0.83895 | 0.74764 | 0.57138 | 0.50761 | 0.43137 | 0.34478 | 0.29222
Portfolio Adjusted1-in-2Size: 20 kW to 199.99 kWOrange County2018December Monthly Peak | Portfolio Adjusted | 1-in-2 | Size: 20 kW to 199.99 kW | Orange County | 2018 | December Monthly Peak | 12 | 12.1424 | 11.7693 | 11.6555 | 11.7685 | 12.4356 | 14.2397 | 16.5706 | 17.5927 | 19.0486 | 20.1061 | 20.5089 | 20.2868 | 20.2033 | 19.9533 | 19.7095 | 18.8302 | 18.6928 | 19.47 | 18.4794 | 17.708 | 16.7949 | 15.7049 | 14.3444 | 13.1377 | 0 | 0 | 0 | 0 | 0 | 0 | 0 | 0 | 0 | 0 | 0 | 0 | 0 | 0 | 0.29564 | 0.28245 | 0.28039 | 0.29205 | 0 | 0 | 0 | 0 | 0 | 0 | 46.7095 | 46.0085 | 45.2275 | 44.2489 | 43.6175 | 42.8405 | 42.5958 | 42.4156 | 42.9867 | 45.6443 | 47.8034 | 49.5441 | 51.054 | 52.1652 | 52.6079 | 52.5272 | 51.9603 | 51.0545 | 49.7737 | 48.6186 | 47.8259 | 47.0903 | 46.5174 | 45.8358 | 0.32491 | 0.29668 | 0.28809 | 0.28438 | 0.30977 | 0.38357 | 0.50067 | 0.58604 | 0.62316 | 0.61509 | 0.60883 | 0.64047 | 0.70961 | 0.79389 | 0.84213 | 0.8981 | 0.91667 | 0.83979 | 0.74839 | 0.57195 | 0.50812 | 0.4318 | 0.34512 | 0.29251
Portfolio Adjusted1-in-2Size: 20 kW to 199.99 kWOrange County2018Typical Event Day | Portfolio Adjusted | 1-in-2 | Size: 20 kW to 199.99 kW | Orange County | 2018 | Typical Event Day | 8 | 14.3435 | 13.6061 | 13.2344 | 13.1158 | 13.5893 | 15.3789 | 17.2477 | 20.0411 | 23.7227 | 26.6172 | 28.9829 | 30.4687 | 31.7757 | 32.6148 | 32.9091 | 32.2897 | 30.7821 | 27.9971 | 24.8447 | 23.5956 | 23.1769 | 20.9675 | 18.3429 | 16.0372 | 0 | 0 | 0 | 0 | 0 | 0 | 0 | 0 | 0 | 0 | 0 | 0 | 0 | 0 | 0.49364 | 0.48434 | 0.46173 | 0.41996 | 0 | 0 | 0 | 0 | 0 | 0 | 71.6686 | 70.6358 | 69.7479 | 68.953 | 68.4102 | 67.7657 | 67.5233 | 67.8453 | 70.2005 | 74.9336 | 80.325 | 84.5659 | 87.9343 | 90.2975 | 91.8306 | 92.4204 | 92.6935 | 91.7694 | 89.8057 | 86.7086 | 82.8155 | 79.3517 | 77.1784 | 75.6031 | 0.32283 | 0.29479 | 0.28625 | 0.28256 | 0.30779 | 0.38112 | 0.49746 | 0.58229 | 0.61918 | 0.61116 | 0.60493 | 0.63637 | 0.70507 | 0.78881 | 0.83674 | 0.89236 | 0.91081 | 0.83442 | 0.7436 | 0.56829 | 0.50487 | 0.42904 | 0.34291 | 0.29064
Portfolio Adjusted1-in-2Size: 20 kW to 199.99 kWOrange County2019January Monthly Peak | Portfolio Adjusted | 1-in-2 | Size: 20 kW to 199.99 kW | Orange County | 2019 | January Monthly Peak | 1 | 12.0874 | 11.7881 | 11.6271 | 11.8135 | 12.5361 | 14.1764 | 16.6012 | 17.5203 | 19.0546 | 19.9998 | 20.4375 | 20.3506 | 20.5454 | 20.5771 | 20.5897 | 19.732 | 18.9984 | 19.5352 | 18.6126 | 17.7292 | 16.806 | 15.9132 | 14.3091 | 13.1011 | 0 | 0 | 0 | 0 | 0 | 0 | 0 | 0 | 0 | 0 | 0 | 0 | 0 | 0 | 0.30885 | 0.29598 | 0.28498 | 0.29303 | 0 | 0 | 0 | 0 | 0 | 0 | 51.1997 | 50.7681 | 50.3206 | 49.7682 | 49.5813 | 49.2504 | 49.1879 | 49.1821 | 49.7438 | 50.9945 | 52.6795 | 53.7925 | 54.2509 | 55.1336 | 55.6224 | 55.5354 | 55.2749 | 54.7718 | 53.6984 | 52.5859 | 51.7974 | 51.6134 | 51.5691 | 50.8979 | 0.32448 | 0.29629 | 0.28771 | 0.284 | 0.30936 | 0.38306 | 0.5 | 0.58527 | 0.62234 | 0.61428 | 0.60802 | 0.63962 | 0.70867 | 0.79284 | 0.84101 | 0.89691 | 0.91546 | 0.83868 | 0.7474 | 0.5712 | 0.50745 | 0.43123 | 0.34467 | 0.29212
Portfolio Adjusted1-in-2Size: 20 kW to 199.99 kWOrange County2019February Monthly Peak | Portfolio Adjusted | 1-in-2 | Size: 20 kW to 199.99 kW | Orange County | 2019 | February Monthly Peak | 2 | 12.1537 | 11.827 | 11.5923 | 11.7446 | 12.4208 | 13.9459 | 16.0004 | 17.1927 | 18.9218 | 20.1017 | 20.9044 | 21.1085 | 21.5574 | 21.8568 | 21.9273 | 21.016 | 20.048 | 19.8621 | 19.6402 | 18.5368 | 17.5103 | 16.2234 | 14.52 | 13.1787 | 0 | 0 | 0 | 0 | 0 | 0 | 0 | 0 | 0 | 0 | 0 | 0 | 0 | 0 | 0.32891 | 0.31524 | 0.30072 | 0.29793 | 0 | 0 | 0 | 0 | 0 | 0 | 51.3737 | 51.1773 | 51.1548 | 50.9209 | 50.3151 | 50.3456 | 50.04 | 50.3471 | 51.5512 | 54.5089 | 57.6652 | 60.425 | 61.8697 | 62.4968 | 63.0375 | 62.7537 | 62.1449 | 61.0093 | 59.1885 | 57.6269 | 56.5884 | 55.4592 | 54.3793 | 53.0609 | 0.32308 | 0.29501 | 0.28647 | 0.28278 | 0.30803 | 0.38141 | 0.49785 | 0.58274 | 0.61965 | 0.61163 | 0.6054 | 0.63686 | 0.70561 | 0.78942 | 0.83739 | 0.89305 | 0.91151 | 0.83506 | 0.74417 | 0.56873 | 0.50526 | 0.42937 | 0.34318 | 0.29086
Portfolio Adjusted1-in-2Size: 20 kW to 199.99 kWOrange County2019March Monthly Peak | Portfolio Adjusted | 1-in-2 | Size: 20 kW to 199.99 kW | Orange County | 2019 | March Monthly Peak | 3 | 12.2992 | 11.8431 | 11.5924 | 11.6516 | 12.2924 | 13.7594 | 15.8852 | 17.1571 | 18.8197 | 20.0413 | 20.9282 | 21.1837 | 21.6587 | 22.0487 | 22.3206 | 21.7312 | 20.602 | 19.2539 | 18.531 | 18.9184 | 17.989 | 16.6075 | 14.7098 | 13.2778 | 0 | 0 | 0 | 0 | 0 | 0 | 0 | 0 | 0 | 0 | 0 | 0 | 0 | 0 | 0.33481 | 0.32597 | 0.30903 | 0.28881 | 0 | 0 | 0 | 0 | 0 | 0 | 52.2507 | 51.2808 | 50.7164 | 50.5164 | 50.0578 | 49.654 | 49.3368 | 49.6399 | 51.6825 | 54.0019 | 57.0355 | 59.9315 | 61.971 | 63.8269 | 65.1616 | 65.8277 | 65.8055 | 64.9909 | 62.379 | 58.9417 | 57.0617 | 55.5347 | 54.4771 | 52.9434 | 0.3229 | 0.29484 | 0.2863 | 0.28261 | 0.30785 | 0.38119 | 0.49756 | 0.58241 | 0.61929 | 0.61128 | 0.60505 | 0.63649 | 0.70521 | 0.78897 | 0.8369 | 0.89253 | 0.91098 | 0.83458 | 0.74374 | 0.5684 | 0.50497 | 0.42912 | 0.34298 | 0.29069
Portfolio Adjusted1-in-2Size: 20 kW to 199.99 kWOrange County2019April Monthly Peak | Portfolio Adjusted | 1-in-2 | Size: 20 kW to 199.99 kW | Orange County | 2019 | April Monthly Peak | 4 | 12.4458 | 11.8794 | 11.6129 | 11.6034 | 12.1954 | 13.7165 | 15.3596 | 17.04 | 19.4736 | 21.5141 | 23.1069 | 24.1076 | 25.2491 | 26.0634 | 26.443 | 25.7513 | 24.4261 | 22.3086 | 20.2391 | 20.3455 | 19.6216 | 17.8631 | 15.5542 | 13.835 | 0 | 0 | 0 | 0 | 0 | 0 | 0 | 0 | 0 | 0 | 0 | 0 | 0 | 0 | 0.39665 | 0.38627 | 0.36639 | 0.33463 | 0 | 0 | 0 | 0 | 0 | 0 | 63.0005 | 61.9626 | 61.0968 | 60.4618 | 59.4506 | 58.7308 | 58.02 | 58.0994 | 60.5724 | 64.8825 | 69.7934 | 74.7802 | 79.3077 | 82.1734 | 83.7371 | 84.5186 | 84.168 | 82.9595 | 80.6675 | 77.558 | 72.7331 | 69.8704 | 67.8982 | 65.9727 | 0.32253 | 0.29451 | 0.28598 | 0.28229 | 0.3075 | 0.38076 | 0.49699 | 0.58175 | 0.6186 | 0.61058 | 0.60436 | 0.63577 | 0.70441 | 0.78807 | 0.83596 | 0.89152 | 0.90995 | 0.83364 | 0.7429 | 0.56776 | 0.5044 | 0.42864 | 0.34259 | 0.29036
Portfolio Adjusted1-in-2Size: 20 kW to 199.99 kWOrange County2019May Monthly Peak | Portfolio Adjusted | 1-in-2 | Size: 20 kW to 199.99 kW | Orange County | 2019 | May Monthly Peak | 5 | 12.7301 | 12.1504 | 11.8657 | 11.8028 | 12.4271 | 13.8257 | 15.0065 | 17.4592 | 20.4635 | 22.9284 | 24.7422 | 25.7503 | 26.7466 | 27.4336 | 27.7705 | 27.0524 | 25.7314 | 23.5126 | 21.2103 | 20.4435 | 20.4501 | 18.5172 | 16.1015 | 14.214 | 0 | 0 | 0 | 0 | 0 | 0 | 0 | 0 | 0 | 0 | 0 | 0 | 0 | 0 | 0.41656 | 0.40579 | 0.38597 | 0.35269 | 0 | 0 | 0 | 0 | 0 | 0 | 65.6302 | 64.5834 | 63.4421 | 62.4191 | 61.7125 | 60.8226 | 60.408 | 60.7906 | 63.5784 | 67.5197 | 71.8688 | 76.3592 | 80.5153 | 83.384 | 85.2979 | 86.3769 | 86.6569 | 85.6683 | 83.3603 | 80.3596 | 76.0074 | 72.7653 | 70.9738 | 69.4303 | 0.3225 | 0.29448 | 0.28595 | 0.28227 | 0.30747 | 0.38073 | 0.49695 | 0.5817 | 0.61854 | 0.61053 | 0.60431 | 0.63572 | 0.70435 | 0.78801 | 0.83589 | 0.89144 | 0.90987 | 0.83357 | 0.74284 | 0.56771 | 0.50435 | 0.4286 | 0.34256 | 0.29034
Portfolio Adjusted1-in-2Size: 20 kW to 199.99 kWOrange County2019June Monthly Peak | Portfolio Adjusted | 1-in-2 | Size: 20 kW to 199.99 kW | Orange County | 2019 | June Monthly Peak | 6 | 13.3649 | 12.718 | 12.3977 | 12.3391 | 12.9397 | 14.2131 | 15.6101 | 18.5702 | 21.7301 | 24.4259 | 26.5421 | 27.8647 | 29.1492 | 30.0329 | 30.5026 | 29.7991 | 28.2984 | 25.8956 | 23.2664 | 21.6641 | 21.557 | 19.7276 | 17.1194 | 15.0032 | 0 | 0 | 0 | 0 | 0 | 0 | 0 | 0 | 0 | 0 | 0 | 0 | 0 | 0 | 0.45754 | 0.44699 | 0.42448 | 0.38843 | 0 | 0 | 0 | 0 | 0 | 0 | 68.3855 | 67.2908 | 66.1278 | 65.2886 | 64.5703 | 63.8871 | 63.2321 | 63.8117 | 66.8588 | 71.3381 | 75.2555 | 79.0044 | 81.7323 | 84.0565 | 85.8114 | 86.9533 | 87.5923 | 87.0781 | 85.6141 | 82.747 | 78.9883 | 75.0731 | 72.6019 | 70.9602 | 0.32272 | 0.29469 | 0.28615 | 0.28246 | 0.30768 | 0.38099 | 0.49729 | 0.58209 | 0.61896 | 0.61095 | 0.60472 | 0.63615 | 0.70483 | 0.78854 | 0.83646 | 0.89205 | 0.9105 | 0.83414 | 0.74335 | 0.5681 | 0.5047 | 0.42889 | 0.3428 | 0.29054
Portfolio Adjusted1-in-2Size: 20 kW to 199.99 kWOrange County2019July Monthly Peak | Portfolio Adjusted | 1-in-2 | Size: 20 kW to 199.99 kW | Orange County | 2019 | July Monthly Peak | 7 | 14.3819 | 13.61 | 13.2012 | 13.0636 | 13.6648 | 15.2031 | 17.071 | 20.3305 | 23.7592 | 26.5757 | 28.7002 | 30.0005 | 31.2326 | 32.1219 | 32.5659 | 31.9047 | 30.5739 | 28.0479 | 25.074 | 23.1587 | 23.0293 | 21.1418 | 18.5214 | 16.1666 | 0 | 0 | 0 | 0 | 0 | 0 | 0 | 0 | 0 | 0 | 0 | 0 | 0 | 0 | 0.48849 | 0.47857 | 0.45861 | 0.42072 | 0 | 0 | 0 | 0 | 0 | 0 | 71.0921 | 70.3359 | 69.5497 | 68.7581 | 68.0872 | 67.6073 | 67.483 | 67.901 | 70.3083 | 74.5929 | 80.2954 | 83.975 | 87.2182 | 89.7305 | 91.6195 | 92.3706 | 92.8212 | 92.0277 | 90.3251 | 87.6301 | 83.6672 | 79.6828 | 77.1239 | 75.6902 | 0.32213 | 0.29415 | 0.28562 | 0.28194 | 0.30712 | 0.38029 | 0.49638 | 0.58103 | 0.61783 | 0.60983 | 0.60362 | 0.63498 | 0.70354 | 0.7871 | 0.83492 | 0.89042 | 0.90883 | 0.83261 | 0.74198 | 0.56706 | 0.50377 | 0.42811 | 0.34217 | 0.29001
Portfolio Adjusted1-in-2Size: 20 kW to 199.99 kWOrange County2019August Monthly Peak | Portfolio Adjusted | 1-in-2 | Size: 20 kW to 199.99 kW | Orange County | 2019 | August Monthly Peak | 8 | 14.7559 | 13.9741 | 13.5583 | 13.4237 | 13.8838 | 15.724 | 17.6472 | 20.6854 | 24.7648 | 27.9895 | 30.633 | 32.271 | 33.6474 | 34.5089 | 34.8042 | 34.1418 | 32.5122 | 29.5751 | 26.1462 | 24.7654 | 24.1578 | 21.7781 | 19.0306 | 16.5897 | 0 | 0 | 0 | 0 | 0 | 0 | 0 | 0 | 0 | 0 | 0 | 0 | 0 | 0 | 0.52206 | 0.51213 | 0.48768 | 0.44363 | 0 | 0 | 0 | 0 | 0 | 0 | 76.1711 | 75.0587 | 74.1834 | 73.0622 | 72.6625 | 71.8659 | 71.5378 | 71.8034 | 74.2031 | 79.2073 | 84.1711 | 88.5345 | 91.6521 | 93.7671 | 95.1792 | 95.3614 | 95.5905 | 94.4823 | 92.3787 | 89.4506 | 85.0238 | 81.5254 | 79.5929 | 77.9479 | 0.32585 | 0.29754 | 0.28892 | 0.2852 | 0.31067 | 0.38468 | 0.50212 | 0.58774 | 0.62497 | 0.61688 | 0.61059 | 0.64232 | 0.71167 | 0.79619 | 0.84457 | 0.90071 | 0.91933 | 0.84223 | 0.75056 | 0.57361 | 0.50959 | 0.43305 | 0.34612 | 0.29336
Portfolio Adjusted1-in-2Size: 20 kW to 199.99 kWOrange County2019September Monthly Peak | Portfolio Adjusted | 1-in-2 | Size: 20 kW to 199.99 kW | Orange County | 2019 | September Monthly Peak | 9 | 14.3042 | 13.6053 | 13.2599 | 13.1743 | 13.6685 | 15.5815 | 18.0226 | 20.1745 | 23.9077 | 26.8407 | 29.212 | 30.5719 | 31.8131 | 32.6554 | 32.9602 | 32.2251 | 30.6405 | 27.7236 | 24.7844 | 24.2523 | 22.6277 | 20.5326 | 18.0751 | 15.9238 | 0 | 0 | 0 | 0 | 0 | 0 | 0 | 0 | 0 | 0 | 0 | 0 | 0 | 0 | 0.4944 | 0.48338 | 0.45961 | 0.41585 | 0 | 0 | 0 | 0 | 0 | 0 | 71.0258 | 69.8579 | 69.1307 | 68.7031 | 68.3208 | 67.7026 | 67.8401 | 67.8652 | 69.4317 | 74.5963 | 81.578 | 86.7496 | 91.1348 | 93.6356 | 94.7123 | 94.9963 | 94.7699 | 93.4895 | 90.9049 | 87.0068 | 83.5827 | 81.1254 | 79.395 | 77.8141 | 0.32239 | 0.29438 | 0.28585 | 0.28217 | 0.30736 | 0.38059 | 0.49677 | 0.58149 | 0.61832 | 0.61031 | 0.60409 | 0.63548 | 0.70409 | 0.78772 | 0.83558 | 0.89112 | 0.90954 | 0.83326 | 0.74257 | 0.56751 | 0.50417 | 0.42844 | 0.34244 | 0.29023
Portfolio Adjusted1-in-2Size: 20 kW to 199.99 kWOrange County2019October Monthly Peak | Portfolio Adjusted | 1-in-2 | Size: 20 kW to 199.99 kW | Orange County | 2019 | October Monthly Peak | 10 | 13.194 | 12.5882 | 12.2295 | 12.1831 | 12.6649 | 14.394 | 16.9638 | 18.5114 | 21.4506 | 24.2129 | 26.4222 | 27.927 | 29.3029 | 30.2292 | 30.6241 | 29.8915 | 28.1923 | 25.3489 | 24.126 | 22.9828 | 21.1318 | 19.1534 | 16.7904 | 14.7591 | 0 | 0 | 0 | 0 | 0 | 0 | 0 | 0 | 0 | 0 | 0 | 0 | 0 | 0 | 0.45936 | 0.44837 | 0.42288 | 0.38023 | 0 | 0 | 0 | 0 | 0 | 0 | 70.1177 | 68.8955 | 68.183 | 67.7297 | 66.9669 | 66.1849 | 66.6951 | 67.8912 | 68.4138 | 72.3349 | 77.3285 | 82.2305 | 85.728 | 88.0345 | 89.7072 | 90.3625 | 90.12 | 88.6846 | 85.9181 | 81.9445 | 78.5006 | 75.7353 | 73.8004 | 72.1588 | 0.323 | 0.29493 | 0.28639 | 0.2827 | 0.30794 | 0.38131 | 0.49771 | 0.58259 | 0.61949 | 0.61147 | 0.60524 | 0.63669 | 0.70543 | 0.78921 | 0.83716 | 0.89281 | 0.91127 | 0.83484 | 0.74397 | 0.56858 | 0.50513 | 0.42926 | 0.34309 | 0.29078
Portfolio Adjusted1-in-2Size: 20 kW to 199.99 kWOrange County2019November Monthly Peak | Portfolio Adjusted | 1-in-2 | Size: 20 kW to 199.99 kW | Orange County | 2019 | November Monthly Peak | 11 | 12.1446 | 11.72 | 11.5429 | 11.5891 | 12.125 | 13.8581 | 15.4481 | 17.0975 | 19.6044 | 21.6717 | 23.1812 | 24.1673 | 24.9638 | 25.4235 | 25.4693 | 24.4897 | 23.2565 | 23.1045 | 21.3203 | 19.9694 | 18.5988 | 16.966 | 14.9515 | 13.3454 | 0 | 0 | 0 | 0 | 0 | 0 | 0 | 0 | 0 | 0 | 0 | 0 | 0 | 0 | 0.38204 | 0.36735 | 0.34885 | 0.34657 | 0 | 0 | 0 | 0 | 0 | 0 | 60.1664 | 59.6011 | 59.1684 | 58.6829 | 58.1944 | 58.2611 | 57.8815 | 57.9011 | 61.9322 | 66.7071 | 72.6286 | 77.5126 | 81.0926 | 82.5508 | 83.1231 | 82.5624 | 80.5456 | 76.2785 | 71.7804 | 69.1401 | 67.1018 | 65.3541 | 63.9117 | 62.6779 | 0.32459 | 0.29639 | 0.2878 | 0.28409 | 0.30946 | 0.38319 | 0.50016 | 0.58546 | 0.62254 | 0.61448 | 0.60822 | 0.63982 | 0.7089 | 0.7931 | 0.84129 | 0.8972 | 0.91575 | 0.83895 | 0.74764 | 0.57138 | 0.50761 | 0.43137 | 0.34478 | 0.29222
Portfolio Adjusted1-in-2Size: 20 kW to 199.99 kWOrange County2019December Monthly Peak | Portfolio Adjusted | 1-in-2 | Size: 20 kW to 199.99 kW | Orange County | 2019 | December Monthly Peak | 12 | 12.1424 | 11.7693 | 11.6555 | 11.7685 | 12.4356 | 14.2397 | 16.5706 | 17.5927 | 19.0486 | 20.1061 | 20.5089 | 20.2868 | 20.2033 | 19.9533 | 19.7095 | 18.8302 | 18.6928 | 19.47 | 18.4794 | 17.708 | 16.7949 | 15.7049 | 14.3444 | 13.1377 | 0 | 0 | 0 | 0 | 0 | 0 | 0 | 0 | 0 | 0 | 0 | 0 | 0 | 0 | 0.29564 | 0.28245 | 0.28039 | 0.29205 | 0 | 0 | 0 | 0 | 0 | 0 | 46.7095 | 46.0085 | 45.2275 | 44.2489 | 43.6175 | 42.8405 | 42.5958 | 42.4156 | 42.9867 | 45.6443 | 47.8034 | 49.5441 | 51.054 | 52.1652 | 52.6079 | 52.5272 | 51.9603 | 51.0545 | 49.7737 | 48.6186 | 47.8259 | 47.0903 | 46.5174 | 45.8358 | 0.32491 | 0.29668 | 0.28809 | 0.28438 | 0.30977 | 0.38357 | 0.50067 | 0.58604 | 0.62316 | 0.61509 | 0.60883 | 0.64047 | 0.70961 | 0.79389 | 0.84213 | 0.8981 | 0.91667 | 0.83979 | 0.74839 | 0.57195 | 0.50812 | 0.4318 | 0.34512 | 0.29251
Portfolio Adjusted1-in-2Size: 20 kW to 199.99 kWOrange County2019Typical Event Day | Portfolio Adjusted | 1-in-2 | Size: 20 kW to 199.99 kW | Orange County | 2019 | Typical Event Day | 8 | 14.3435 | 13.6061 | 13.2344 | 13.1158 | 13.5893 | 15.3789 | 17.2477 | 20.0411 | 23.7227 | 26.6172 | 28.9829 | 30.4687 | 31.7757 | 32.6148 | 32.9091 | 32.2897 | 30.7821 | 27.9971 | 24.8447 | 23.5956 | 23.177 | 20.9675 | 18.3429 | 16.0372 | 0 | 0 | 0 | 0 | 0 | 0 | 0 | 0 | 0 | 0 | 0 | 0 | 0 | 0 | 0.49364 | 0.48434 | 0.46173 | 0.41996 | 0 | 0 | 0 | 0 | 0 | 0 | 71.6686 | 70.6358 | 69.7479 | 68.953 | 68.4102 | 67.7657 | 67.5233 | 67.8453 | 70.2005 | 74.9336 | 80.325 | 84.5659 | 87.9343 | 90.2975 | 91.8306 | 92.4204 | 92.6935 | 91.7694 | 89.8057 | 86.7086 | 82.8155 | 79.3517 | 77.1784 | 75.6031 | 0.32283 | 0.29479 | 0.28625 | 0.28256 | 0.30779 | 0.38112 | 0.49746 | 0.58229 | 0.61918 | 0.61116 | 0.60493 | 0.63637 | 0.70507 | 0.78881 | 0.83674 | 0.89236 | 0.91081 | 0.83442 | 0.7436 | 0.56829 | 0.50487 | 0.42904 | 0.34291 | 0.29064
Portfolio Adjusted1-in-2Size: 20 kW to 199.99 kWOrange County2020January Monthly Peak | Portfolio Adjusted | 1-in-2 | Size: 20 kW to 199.99 kW | Orange County | 2020 | January Monthly Peak | 1 | 12.0874 | 11.7881 | 11.6271 | 11.8135 | 12.5361 | 14.1764 | 16.6012 | 17.5203 | 19.0546 | 19.9998 | 20.4375 | 20.3506 | 20.5454 | 20.5771 | 20.5897 | 19.732 | 18.9984 | 19.5352 | 18.6126 | 17.7292 | 16.806 | 15.9132 | 14.3091 | 13.1011 | 0 | 0 | 0 | 0 | 0 | 0 | 0 | 0 | 0 | 0 | 0 | 0 | 0 | 0 | 0.30885 | 0.29598 | 0.28498 | 0.29303 | 0 | 0 | 0 | 0 | 0 | 0 | 51.1997 | 50.7681 | 50.3206 | 49.7682 | 49.5813 | 49.2504 | 49.1879 | 49.1821 | 49.7438 | 50.9945 | 52.6795 | 53.7925 | 54.2509 | 55.1336 | 55.6224 | 55.5354 | 55.2749 | 54.7718 | 53.6984 | 52.5859 | 51.7974 | 51.6134 | 51.5691 | 50.8979 | 0.32448 | 0.29629 | 0.28771 | 0.284 | 0.30936 | 0.38306 | 0.5 | 0.58527 | 0.62234 | 0.61428 | 0.60802 | 0.63962 | 0.70867 | 0.79284 | 0.84101 | 0.89691 | 0.91546 | 0.83868 | 0.7474 | 0.5712 | 0.50745 | 0.43123 | 0.34467 | 0.29212
Portfolio Adjusted1-in-2Size: 20 kW to 199.99 kWOrange County2020February Monthly Peak | Portfolio Adjusted | 1-in-2 | Size: 20 kW to 199.99 kW | Orange County | 2020 | February Monthly Peak | 2 | 12.1537 | 11.827 | 11.5923 | 11.7446 | 12.4208 | 13.9459 | 16.0004 | 17.1927 | 18.9218 | 20.1017 | 20.9044 | 21.1085 | 21.5574 | 21.8568 | 21.9273 | 21.016 | 20.048 | 19.8621 | 19.6402 | 18.5368 | 17.5103 | 16.2234 | 14.52 | 13.1787 | 0 | 0 | 0 | 0 | 0 | 0 | 0 | 0 | 0 | 0 | 0 | 0 | 0 | 0 | 0.32891 | 0.31524 | 0.30072 | 0.29793 | 0 | 0 | 0 | 0 | 0 | 0 | 51.3737 | 51.1773 | 51.1548 | 50.9209 | 50.3151 | 50.3456 | 50.04 | 50.3471 | 51.5512 | 54.5089 | 57.6652 | 60.425 | 61.8697 | 62.4969 | 63.0375 | 62.7537 | 62.1449 | 61.0093 | 59.1885 | 57.6269 | 56.5884 | 55.4592 | 54.3793 | 53.0609 | 0.32308 | 0.29501 | 0.28647 | 0.28278 | 0.30803 | 0.38141 | 0.49785 | 0.58274 | 0.61965 | 0.61163 | 0.6054 | 0.63686 | 0.70561 | 0.78942 | 0.83739 | 0.89305 | 0.91151 | 0.83506 | 0.74417 | 0.56873 | 0.50526 | 0.42937 | 0.34318 | 0.29086
Portfolio Adjusted1-in-2Size: 20 kW to 199.99 kWOrange County2020March Monthly Peak | Portfolio Adjusted | 1-in-2 | Size: 20 kW to 199.99 kW | Orange County | 2020 | March Monthly Peak | 3 | 12.2992 | 11.8431 | 11.5924 | 11.6516 | 12.2924 | 13.7594 | 15.8852 | 17.1571 | 18.8197 | 20.0413 | 20.9282 | 21.1837 | 21.6587 | 22.0487 | 22.3206 | 21.7312 | 20.602 | 19.2539 | 18.531 | 18.9184 | 17.989 | 16.6075 | 14.7098 | 13.2778 | 0 | 0 | 0 | 0 | 0 | 0 | 0 | 0 | 0 | 0 | 0 | 0 | 0 | 0 | 0.33481 | 0.32597 | 0.30903 | 0.28881 | 0 | 0 | 0 | 0 | 0 | 0 | 52.2507 | 51.2808 | 50.7164 | 50.5164 | 50.0578 | 49.654 | 49.3368 | 49.6399 | 51.6825 | 54.0019 | 57.0355 | 59.9315 | 61.971 | 63.8269 | 65.1616 | 65.8277 | 65.8055 | 64.9909 | 62.379 | 58.9417 | 57.0617 | 55.5347 | 54.4771 | 52.9434 | 0.3229 | 0.29484 | 0.2863 | 0.28261 | 0.30785 | 0.38119 | 0.49756 | 0.58241 | 0.6193 | 0.61128 | 0.60505 | 0.63649 | 0.70521 | 0.78897 | 0.8369 | 0.89253 | 0.91098 | 0.83458 | 0.74374 | 0.5684 | 0.50497 | 0.42912 | 0.34298 | 0.29069
Portfolio Adjusted1-in-2Size: 20 kW to 199.99 kWOrange County2020April Monthly Peak | Portfolio Adjusted | 1-in-2 | Size: 20 kW to 199.99 kW | Orange County | 2020 | April Monthly Peak | 4 | 12.4458 | 11.8794 | 11.6129 | 11.6034 | 12.1954 | 13.7165 | 15.3596 | 17.04 | 19.4736 | 21.5141 | 23.1069 | 24.1076 | 25.2491 | 26.0634 | 26.443 | 25.7513 | 24.4261 | 22.3086 | 20.2391 | 20.3455 | 19.6216 | 17.8631 | 15.5542 | 13.835 | 0 | 0 | 0 | 0 | 0 | 0 | 0 | 0 | 0 | 0 | 0 | 0 | 0 | 0 | 0.39665 | 0.38627 | 0.36639 | 0.33463 | 0 | 0 | 0 | 0 | 0 | 0 | 63.0005 | 61.9626 | 61.0968 | 60.4618 | 59.4506 | 58.7308 | 58.02 | 58.0994 | 60.5724 | 64.8825 | 69.7934 | 74.7802 | 79.3077 | 82.1734 | 83.7371 | 84.5186 | 84.168 | 82.9595 | 80.6675 | 77.558 | 72.7331 | 69.8704 | 67.8982 | 65.9727 | 0.32253 | 0.29451 | 0.28598 | 0.28229 | 0.3075 | 0.38076 | 0.49699 | 0.58175 | 0.6186 | 0.61058 | 0.60436 | 0.63577 | 0.70441 | 0.78807 | 0.83596 | 0.89152 | 0.90995 | 0.83364 | 0.7429 | 0.56776 | 0.5044 | 0.42864 | 0.34259 | 0.29036
Portfolio Adjusted1-in-2Size: 20 kW to 199.99 kWOrange County2020May Monthly Peak | Portfolio Adjusted | 1-in-2 | Size: 20 kW to 199.99 kW | Orange County | 2020 | May Monthly Peak | 5 | 12.7301 | 12.1504 | 11.8657 | 11.8028 | 12.4271 | 13.8257 | 15.0065 | 17.4592 | 20.4635 | 22.9284 | 24.7422 | 25.7503 | 26.7466 | 27.4336 | 27.7705 | 27.0524 | 25.7314 | 23.5126 | 21.2103 | 20.4435 | 20.4501 | 18.5172 | 16.1015 | 14.214 | 0 | 0 | 0 | 0 | 0 | 0 | 0 | 0 | 0 | 0 | 0 | 0 | 0 | 0 | 0.41656 | 0.40579 | 0.38597 | 0.35269 | 0 | 0 | 0 | 0 | 0 | 0 | 65.6302 | 64.5834 | 63.4421 | 62.4191 | 61.7125 | 60.8226 | 60.408 | 60.7906 | 63.5784 | 67.5196 | 71.8688 | 76.3592 | 80.5153 | 83.384 | 85.2979 | 86.3769 | 86.6569 | 85.6683 | 83.3603 | 80.3596 | 76.0074 | 72.7653 | 70.9738 | 69.4303 | 0.3225 | 0.29448 | 0.28595 | 0.28227 | 0.30747 | 0.38073 | 0.49695 | 0.5817 | 0.61854 | 0.61053 | 0.60431 | 0.63572 | 0.70435 | 0.78801 | 0.83589 | 0.89144 | 0.90987 | 0.83357 | 0.74284 | 0.56771 | 0.50435 | 0.4286 | 0.34256 | 0.29034
Portfolio Adjusted1-in-2Size: 20 kW to 199.99 kWOrange County2020June Monthly Peak | Portfolio Adjusted | 1-in-2 | Size: 20 kW to 199.99 kW | Orange County | 2020 | June Monthly Peak | 6 | 13.3649 | 12.718 | 12.3977 | 12.3391 | 12.9397 | 14.2131 | 15.6101 | 18.5702 | 21.7301 | 24.4259 | 26.5421 | 27.8647 | 29.1492 | 30.0329 | 30.5026 | 29.7991 | 28.2984 | 25.8956 | 23.2664 | 21.6641 | 21.557 | 19.7276 | 17.1194 | 15.0032 | 0 | 0 | 0 | 0 | 0 | 0 | 0 | 0 | 0 | 0 | 0 | 0 | 0 | 0 | 0.45754 | 0.44699 | 0.42448 | 0.38843 | 0 | 0 | 0 | 0 | 0 | 0 | 68.3855 | 67.2908 | 66.1278 | 65.2886 | 64.5703 | 63.8871 | 63.2321 | 63.8117 | 66.8588 | 71.3381 | 75.2555 | 79.0044 | 81.7323 | 84.0565 | 85.8114 | 86.9533 | 87.5923 | 87.0781 | 85.6141 | 82.747 | 78.9883 | 75.0731 | 72.6019 | 70.9602 | 0.32272 | 0.29469 | 0.28615 | 0.28246 | 0.30768 | 0.38099 | 0.49729 | 0.58209 | 0.61896 | 0.61095 | 0.60472 | 0.63615 | 0.70483 | 0.78854 | 0.83646 | 0.89205 | 0.9105 | 0.83414 | 0.74335 | 0.5681 | 0.5047 | 0.42889 | 0.3428 | 0.29054
Portfolio Adjusted1-in-2Size: 20 kW to 199.99 kWOrange County2020July Monthly Peak | Portfolio Adjusted | 1-in-2 | Size: 20 kW to 199.99 kW | Orange County | 2020 | July Monthly Peak | 7 | 14.3819 | 13.61 | 13.2012 | 13.0636 | 13.6648 | 15.2031 | 17.071 | 20.3305 | 23.7592 | 26.5757 | 28.7002 | 30.0005 | 31.2326 | 32.1219 | 32.5659 | 31.9047 | 30.5739 | 28.0479 | 25.074 | 23.1587 | 23.0293 | 21.1418 | 18.5214 | 16.1666 | 0 | 0 | 0 | 0 | 0 | 0 | 0 | 0 | 0 | 0 | 0 | 0 | 0 | 0 | 0.48849 | 0.47857 | 0.45861 | 0.42072 | 0 | 0 | 0 | 0 | 0 | 0 | 71.0921 | 70.3359 | 69.5497 | 68.7581 | 68.0872 | 67.6073 | 67.483 | 67.901 | 70.3083 | 74.5929 | 80.2954 | 83.975 | 87.2182 | 89.7305 | 91.6195 | 92.3706 | 92.8212 | 92.0277 | 90.3252 | 87.6301 | 83.6672 | 79.6828 | 77.1239 | 75.6902 | 0.32213 | 0.29415 | 0.28562 | 0.28194 | 0.30712 | 0.38029 | 0.49638 | 0.58103 | 0.61783 | 0.60983 | 0.60362 | 0.63498 | 0.70354 | 0.7871 | 0.83492 | 0.89042 | 0.90883 | 0.83261 | 0.74198 | 0.56706 | 0.50377 | 0.42811 | 0.34217 | 0.29001
Portfolio Adjusted1-in-2Size: 20 kW to 199.99 kWOrange County2020August Monthly Peak | Portfolio Adjusted | 1-in-2 | Size: 20 kW to 199.99 kW | Orange County | 2020 | August Monthly Peak | 8 | 14.7559 | 13.9741 | 13.5583 | 13.4237 | 13.8838 | 15.724 | 17.6472 | 20.6854 | 24.7648 | 27.9895 | 30.633 | 32.271 | 33.6474 | 34.5089 | 34.8042 | 34.1418 | 32.5122 | 29.5751 | 26.1462 | 24.7654 | 24.1578 | 21.7782 | 19.0306 | 16.5897 | 0 | 0 | 0 | 0 | 0 | 0 | 0 | 0 | 0 | 0 | 0 | 0 | 0 | 0 | 0.52206 | 0.51213 | 0.48768 | 0.44363 | 0 | 0 | 0 | 0 | 0 | 0 | 76.171 | 75.0587 | 74.1834 | 73.0622 | 72.6625 | 71.8659 | 71.5378 | 71.8034 | 74.2031 | 79.2073 | 84.1711 | 88.5345 | 91.6521 | 93.7671 | 95.1792 | 95.3614 | 95.5905 | 94.4823 | 92.3787 | 89.4506 | 85.0238 | 81.5254 | 79.5929 | 77.9479 | 0.32585 | 0.29754 | 0.28892 | 0.2852 | 0.31067 | 0.38468 | 0.50212 | 0.58774 | 0.62497 | 0.61688 | 0.61059 | 0.64232 | 0.71167 | 0.79619 | 0.84457 | 0.90071 | 0.91933 | 0.84223 | 0.75056 | 0.57361 | 0.50959 | 0.43305 | 0.34612 | 0.29336
Portfolio Adjusted1-in-2Size: 20 kW to 199.99 kWOrange County2020September Monthly Peak | Portfolio Adjusted | 1-in-2 | Size: 20 kW to 199.99 kW | Orange County | 2020 | September Monthly Peak | 9 | 14.3042 | 13.6053 | 13.2599 | 13.1743 | 13.6685 | 15.5815 | 18.0226 | 20.1745 | 23.9077 | 26.8407 | 29.212 | 30.5719 | 31.8131 | 32.6554 | 32.9602 | 32.2251 | 30.6405 | 27.7236 | 24.7844 | 24.2523 | 22.6277 | 20.5326 | 18.0751 | 15.9238 | 0 | 0 | 0 | 0 | 0 | 0 | 0 | 0 | 0 | 0 | 0 | 0 | 0 | 0 | 0.4944 | 0.48338 | 0.45961 | 0.41585 | 0 | 0 | 0 | 0 | 0 | 0 | 71.0258 | 69.8579 | 69.1307 | 68.7031 | 68.3208 | 67.7026 | 67.8401 | 67.8652 | 69.4317 | 74.5963 | 81.578 | 86.7496 | 91.1348 | 93.6356 | 94.7123 | 94.9963 | 94.7699 | 93.4895 | 90.9049 | 87.0068 | 83.5827 | 81.1254 | 79.395 | 77.8141 | 0.32239 | 0.29438 | 0.28585 | 0.28217 | 0.30736 | 0.38059 | 0.49677 | 0.58149 | 0.61832 | 0.61031 | 0.60409 | 0.63548 | 0.70409 | 0.78772 | 0.83558 | 0.89112 | 0.90954 | 0.83326 | 0.74257 | 0.56751 | 0.50417 | 0.42844 | 0.34244 | 0.29023
Portfolio Adjusted1-in-2Size: 20 kW to 199.99 kWOrange County2020October Monthly Peak | Portfolio Adjusted | 1-in-2 | Size: 20 kW to 199.99 kW | Orange County | 2020 | October Monthly Peak | 10 | 13.194 | 12.5882 | 12.2295 | 12.1831 | 12.6649 | 14.394 | 16.9638 | 18.5114 | 21.4506 | 24.2129 | 26.4222 | 27.927 | 29.3029 | 30.2292 | 30.6241 | 29.8915 | 28.1923 | 25.3489 | 24.126 | 22.9828 | 21.1318 | 19.1534 | 16.7904 | 14.7591 | 0 | 0 | 0 | 0 | 0 | 0 | 0 | 0 | 0 | 0 | 0 | 0 | 0 | 0 | 0.45936 | 0.44837 | 0.42288 | 0.38023 | 0 | 0 | 0 | 0 | 0 | 0 | 70.1177 | 68.8955 | 68.183 | 67.7297 | 66.9669 | 66.1849 | 66.6951 | 67.8912 | 68.4138 | 72.3349 | 77.3285 | 82.2305 | 85.728 | 88.0345 | 89.7072 | 90.3625 | 90.12 | 88.6846 | 85.9181 | 81.9445 | 78.5006 | 75.7353 | 73.8004 | 72.1588 | 0.323 | 0.29493 | 0.28639 | 0.2827 | 0.30794 | 0.38131 | 0.49771 | 0.58259 | 0.61949 | 0.61147 | 0.60524 | 0.63669 | 0.70543 | 0.78921 | 0.83716 | 0.89281 | 0.91127 | 0.83484 | 0.74397 | 0.56858 | 0.50513 | 0.42926 | 0.34309 | 0.29078
Portfolio Adjusted1-in-2Size: 20 kW to 199.99 kWOrange County2020November Monthly Peak | Portfolio Adjusted | 1-in-2 | Size: 20 kW to 199.99 kW | Orange County | 2020 | November Monthly Peak | 11 | 12.1446 | 11.72 | 11.5429 | 11.5891 | 12.125 | 13.8581 | 15.4481 | 17.0975 | 19.6044 | 21.6717 | 23.1812 | 24.1673 | 24.9638 | 25.4235 | 25.4693 | 24.4897 | 23.2565 | 23.1045 | 21.3203 | 19.9694 | 18.5988 | 16.966 | 14.9515 | 13.3454 | 0 | 0 | 0 | 0 | 0 | 0 | 0 | 0 | 0 | 0 | 0 | 0 | 0 | 0 | 0.38204 | 0.36735 | 0.34885 | 0.34657 | 0 | 0 | 0 | 0 | 0 | 0 | 60.1664 | 59.6011 | 59.1684 | 58.6829 | 58.1944 | 58.2611 | 57.8815 | 57.9011 | 61.9322 | 66.7071 | 72.6286 | 77.5126 | 81.0926 | 82.5508 | 83.1231 | 82.5624 | 80.5456 | 76.2785 | 71.7804 | 69.1401 | 67.1018 | 65.3541 | 63.9117 | 62.6779 | 0.32459 | 0.29639 | 0.2878 | 0.28409 | 0.30946 | 0.38319 | 0.50016 | 0.58546 | 0.62254 | 0.61448 | 0.60822 | 0.63982 | 0.7089 | 0.7931 | 0.84129 | 0.8972 | 0.91575 | 0.83895 | 0.74764 | 0.57138 | 0.50761 | 0.43137 | 0.34478 | 0.29222
Portfolio Adjusted1-in-2Size: 20 kW to 199.99 kWOrange County2020December Monthly Peak | Portfolio Adjusted | 1-in-2 | Size: 20 kW to 199.99 kW | Orange County | 2020 | December Monthly Peak | 12 | 12.1424 | 11.7693 | 11.6556 | 11.7685 | 12.4356 | 14.2397 | 16.5706 | 17.5927 | 19.0486 | 20.1061 | 20.5089 | 20.2868 | 20.2033 | 19.9533 | 19.7095 | 18.8302 | 18.6928 | 19.47 | 18.4794 | 17.708 | 16.7949 | 15.7049 | 14.3444 | 13.1377 | 0 | 0 | 0 | 0 | 0 | 0 | 0 | 0 | 0 | 0 | 0 | 0 | 0 | 0 | 0.29564 | 0.28245 | 0.28039 | 0.29205 | 0 | 0 | 0 | 0 | 0 | 0 | 46.7095 | 46.0085 | 45.2275 | 44.2489 | 43.6175 | 42.8405 | 42.5958 | 42.4156 | 42.9867 | 45.6443 | 47.8034 | 49.5441 | 51.054 | 52.1652 | 52.6079 | 52.5272 | 51.9603 | 51.0545 | 49.7737 | 48.6186 | 47.8259 | 47.0903 | 46.5174 | 45.8358 | 0.32491 | 0.29668 | 0.28809 | 0.28438 | 0.30977 | 0.38357 | 0.50067 | 0.58604 | 0.62316 | 0.61509 | 0.60883 | 0.64047 | 0.70961 | 0.79389 | 0.84213 | 0.8981 | 0.91667 | 0.83979 | 0.74839 | 0.57195 | 0.50812 | 0.4318 | 0.34512 | 0.29251
Portfolio Adjusted1-in-2Size: 20 kW to 199.99 kWOrange County2020Typical Event Day | Portfolio Adjusted | 1-in-2 | Size: 20 kW to 199.99 kW | Orange County | 2020 | Typical Event Day | 8 | 14.3435 | 13.6061 | 13.2344 | 13.1158 | 13.5893 | 15.3789 | 17.2477 | 20.0411 | 23.7227 | 26.6172 | 28.9829 | 30.4687 | 31.7757 | 32.6148 | 32.9091 | 32.2897 | 30.7821 | 27.9971 | 24.8447 | 23.5956 | 23.177 | 20.9675 | 18.3429 | 16.0372 | 0 | 0 | 0 | 0 | 0 | 0 | 0 | 0 | 0 | 0 | 0 | 0 | 0 | 0 | 0.49364 | 0.48434 | 0.46173 | 0.41996 | 0 | 0 | 0 | 0 | 0 | 0 | 71.6686 | 70.6358 | 69.7479 | 68.953 | 68.4102 | 67.7657 | 67.5233 | 67.8453 | 70.2005 | 74.9336 | 80.325 | 84.5659 | 87.9343 | 90.2975 | 91.8306 | 92.4204 | 92.6935 | 91.7694 | 89.8057 | 86.7086 | 82.8155 | 79.3517 | 77.1784 | 75.6031 | 0.32283 | 0.29479 | 0.28625 | 0.28256 | 0.30779 | 0.38112 | 0.49746 | 0.58229 | 0.61918 | 0.61116 | 0.60493 | 0.63637 | 0.70507 | 0.78881 | 0.83674 | 0.89236 | 0.91081 | 0.83442 | 0.7436 | 0.56829 | 0.50487 | 0.42904 | 0.34291 | 0.29064
Portfolio Adjusted1-in-2Size: 20 kW to 199.99 kWOrange County2021January Monthly Peak | Portfolio Adjusted | 1-in-2 | Size: 20 kW to 199.99 kW | Orange County | 2021 | January Monthly Peak | 1 | 12.0874 | 11.7881 | 11.6271 | 11.8135 | 12.5361 | 14.1764 | 16.6012 | 17.5203 | 19.0546 | 19.9998 | 20.4375 | 20.3506 | 20.5454 | 20.5771 | 20.5897 | 19.732 | 18.9984 | 19.5352 | 18.6126 | 17.7292 | 16.806 | 15.9132 | 14.3091 | 13.1011 | 0 | 0 | 0 | 0 | 0 | 0 | 0 | 0 | 0 | 0 | 0 | 0 | 0 | 0 | 0.30885 | 0.29598 | 0.28498 | 0.29303 | 0 | 0 | 0 | 0 | 0 | 0 | 51.1996 | 50.7681 | 50.3206 | 49.7682 | 49.5813 | 49.2504 | 49.1879 | 49.1821 | 49.7438 | 50.9945 | 52.6795 | 53.7925 | 54.2509 | 55.1336 | 55.6224 | 55.5354 | 55.2749 | 54.7718 | 53.6984 | 52.5859 | 51.7974 | 51.6134 | 51.5691 | 50.8979 | 0.32448 | 0.29629 | 0.28771 | 0.284 | 0.30936 | 0.38306 | 0.5 | 0.58527 | 0.62234 | 0.61428 | 0.60802 | 0.63962 | 0.70867 | 0.79284 | 0.84101 | 0.89691 | 0.91546 | 0.83868 | 0.7474 | 0.5712 | 0.50745 | 0.43123 | 0.34467 | 0.29212
Portfolio Adjusted1-in-2Size: 20 kW to 199.99 kWOrange County2021February Monthly Peak | Portfolio Adjusted | 1-in-2 | Size: 20 kW to 199.99 kW | Orange County | 2021 | February Monthly Peak | 2 | 12.1537 | 11.827 | 11.5923 | 11.7446 | 12.4208 | 13.9459 | 16.0004 | 17.1927 | 18.9218 | 20.1017 | 20.9044 | 21.1085 | 21.5574 | 21.8568 | 21.9273 | 21.016 | 20.048 | 19.8621 | 19.6402 | 18.5368 | 17.5103 | 16.2234 | 14.5201 | 13.1787 | 0 | 0 | 0 | 0 | 0 | 0 | 0 | 0 | 0 | 0 | 0 | 0 | 0 | 0 | 0.32891 | 0.31524 | 0.30072 | 0.29793 | 0 | 0 | 0 | 0 | 0 | 0 | 51.3737 | 51.1773 | 51.1548 | 50.9209 | 50.3151 | 50.3456 | 50.04 | 50.3471 | 51.5512 | 54.5089 | 57.6652 | 60.425 | 61.8697 | 62.4969 | 63.0376 | 62.7537 | 62.1449 | 61.0093 | 59.1885 | 57.6269 | 56.5884 | 55.4592 | 54.3793 | 53.0609 | 0.32308 | 0.29501 | 0.28647 | 0.28278 | 0.30803 | 0.38141 | 0.49785 | 0.58274 | 0.61965 | 0.61163 | 0.6054 | 0.63686 | 0.70561 | 0.78942 | 0.83739 | 0.89305 | 0.91151 | 0.83506 | 0.74417 | 0.56873 | 0.50526 | 0.42937 | 0.34318 | 0.29086
Portfolio Adjusted1-in-2Size: 20 kW to 199.99 kWOrange County2021March Monthly Peak | Portfolio Adjusted | 1-in-2 | Size: 20 kW to 199.99 kW | Orange County | 2021 | March Monthly Peak | 3 | 12.2992 | 11.8431 | 11.5924 | 11.6516 | 12.2924 | 13.7594 | 15.8852 | 17.1571 | 18.8197 | 20.0413 | 20.9282 | 21.1837 | 21.6587 | 22.0487 | 22.3206 | 21.7312 | 20.602 | 19.2539 | 18.531 | 18.9184 | 17.989 | 16.6075 | 14.7098 | 13.2778 | 0 | 0 | 0 | 0 | 0 | 0 | 0 | 0 | 0 | 0 | 0 | 0 | 0 | 0 | 0.33481 | 0.32597 | 0.30903 | 0.28881 | 0 | 0 | 0 | 0 | 0 | 0 | 52.2507 | 51.2808 | 50.7164 | 50.5164 | 50.0578 | 49.654 | 49.3368 | 49.6399 | 51.6825 | 54.0019 | 57.0355 | 59.9315 | 61.971 | 63.8269 | 65.1616 | 65.8277 | 65.8055 | 64.9909 | 62.379 | 58.9417 | 57.0617 | 55.5347 | 54.4771 | 52.9434 | 0.3229 | 0.29484 | 0.2863 | 0.28261 | 0.30785 | 0.38119 | 0.49756 | 0.58241 | 0.61929 | 0.61128 | 0.60505 | 0.63649 | 0.70521 | 0.78897 | 0.8369 | 0.89253 | 0.91098 | 0.83458 | 0.74374 | 0.5684 | 0.50497 | 0.42912 | 0.34298 | 0.29069
Portfolio Adjusted1-in-2Size: 20 kW to 199.99 kWOrange County2021April Monthly Peak | Portfolio Adjusted | 1-in-2 | Size: 20 kW to 199.99 kW | Orange County | 2021 | April Monthly Peak | 4 | 12.4458 | 11.8794 | 11.6129 | 11.6034 | 12.1954 | 13.7165 | 15.3596 | 17.04 | 19.4736 | 21.5141 | 23.1069 | 24.1076 | 25.2491 | 26.0634 | 26.443 | 25.7513 | 24.4261 | 22.3086 | 20.2391 | 20.3455 | 19.6216 | 17.8631 | 15.5542 | 13.835 | 0 | 0 | 0 | 0 | 0 | 0 | 0 | 0 | 0 | 0 | 0 | 0 | 0 | 0 | 0.39665 | 0.38627 | 0.36639 | 0.33463 | 0 | 0 | 0 | 0 | 0 | 0 | 63.0005 | 61.9626 | 61.0968 | 60.4618 | 59.4506 | 58.7308 | 58.02 | 58.0994 | 60.5724 | 64.8825 | 69.7934 | 74.7802 | 79.3077 | 82.1734 | 83.7371 | 84.5186 | 84.168 | 82.9595 | 80.6675 | 77.558 | 72.7331 | 69.8704 | 67.8982 | 65.9727 | 0.32253 | 0.29451 | 0.28598 | 0.28229 | 0.3075 | 0.38076 | 0.49699 | 0.58175 | 0.6186 | 0.61058 | 0.60436 | 0.63577 | 0.70441 | 0.78807 | 0.83596 | 0.89152 | 0.90995 | 0.83364 | 0.7429 | 0.56776 | 0.5044 | 0.42864 | 0.34259 | 0.29036
Portfolio Adjusted1-in-2Size: 20 kW to 199.99 kWOrange County2021May Monthly Peak | Portfolio Adjusted | 1-in-2 | Size: 20 kW to 199.99 kW | Orange County | 2021 | May Monthly Peak | 5 | 12.7301 | 12.1504 | 11.8657 | 11.8028 | 12.4271 | 13.8257 | 15.0065 | 17.4592 | 20.4635 | 22.9284 | 24.7422 | 25.7503 | 26.7466 | 27.4336 | 27.7705 | 27.0524 | 25.7314 | 23.5126 | 21.2103 | 20.4435 | 20.4501 | 18.5172 | 16.1015 | 14.214 | 0 | 0 | 0 | 0 | 0 | 0 | 0 | 0 | 0 | 0 | 0 | 0 | 0 | 0 | 0.41656 | 0.40579 | 0.38597 | 0.35269 | 0 | 0 | 0 | 0 | 0 | 0 | 65.6302 | 64.5834 | 63.4421 | 62.4191 | 61.7125 | 60.8226 | 60.408 | 60.7906 | 63.5784 | 67.5197 | 71.8688 | 76.3592 | 80.5153 | 83.384 | 85.2979 | 86.3769 | 86.6569 | 85.6683 | 83.3603 | 80.3596 | 76.0074 | 72.7653 | 70.9738 | 69.4303 | 0.3225 | 0.29448 | 0.28595 | 0.28227 | 0.30747 | 0.38073 | 0.49695 | 0.5817 | 0.61854 | 0.61053 | 0.60431 | 0.63572 | 0.70435 | 0.78801 | 0.83589 | 0.89144 | 0.90987 | 0.83357 | 0.74284 | 0.56771 | 0.50435 | 0.4286 | 0.34256 | 0.29034
Portfolio Adjusted1-in-2Size: 20 kW to 199.99 kWOrange County2021June Monthly Peak | Portfolio Adjusted | 1-in-2 | Size: 20 kW to 199.99 kW | Orange County | 2021 | June Monthly Peak | 6 | 13.3649 | 12.718 | 12.3977 | 12.3391 | 12.9397 | 14.2131 | 15.6101 | 18.5702 | 21.7301 | 24.4259 | 26.5421 | 27.8647 | 29.1492 | 30.0329 | 30.5026 | 29.7991 | 28.2984 | 25.8956 | 23.2664 | 21.6641 | 21.557 | 19.7276 | 17.1194 | 15.0032 | 0 | 0 | 0 | 0 | 0 | 0 | 0 | 0 | 0 | 0 | 0 | 0 | 0 | 0 | 0.45754 | 0.44699 | 0.42448 | 0.38843 | 0 | 0 | 0 | 0 | 0 | 0 | 68.3855 | 67.2908 | 66.1278 | 65.2886 | 64.5703 | 63.8871 | 63.2321 | 63.8117 | 66.8588 | 71.3381 | 75.2555 | 79.0044 | 81.7323 | 84.0565 | 85.8114 | 86.9533 | 87.5923 | 87.0781 | 85.6141 | 82.747 | 78.9883 | 75.0731 | 72.6019 | 70.9602 | 0.32272 | 0.29469 | 0.28615 | 0.28246 | 0.30768 | 0.38099 | 0.49729 | 0.58209 | 0.61896 | 0.61095 | 0.60472 | 0.63615 | 0.70483 | 0.78854 | 0.83646 | 0.89205 | 0.9105 | 0.83414 | 0.74335 | 0.5681 | 0.5047 | 0.42889 | 0.3428 | 0.29054
Portfolio Adjusted1-in-2Size: 20 kW to 199.99 kWOrange County2021July Monthly Peak | Portfolio Adjusted | 1-in-2 | Size: 20 kW to 199.99 kW | Orange County | 2021 | July Monthly Peak | 7 | 14.3819 | 13.61 | 13.2012 | 13.0636 | 13.6648 | 15.2031 | 17.071 | 20.3305 | 23.7592 | 26.5757 | 28.7002 | 30.0005 | 31.2326 | 32.1219 | 32.5659 | 31.9047 | 30.5739 | 28.0479 | 25.074 | 23.1587 | 23.0293 | 21.1418 | 18.5214 | 16.1666 | 0 | 0 | 0 | 0 | 0 | 0 | 0 | 0 | 0 | 0 | 0 | 0 | 0 | 0 | 0.48849 | 0.47857 | 0.45861 | 0.42072 | 0 | 0 | 0 | 0 | 0 | 0 | 71.0921 | 70.3359 | 69.5497 | 68.7581 | 68.0872 | 67.6073 | 67.483 | 67.901 | 70.3083 | 74.5929 | 80.2954 | 83.975 | 87.2182 | 89.7305 | 91.6195 | 92.3706 | 92.8212 | 92.0277 | 90.3252 | 87.6301 | 83.6672 | 79.6828 | 77.1239 | 75.6902 | 0.32213 | 0.29415 | 0.28562 | 0.28194 | 0.30712 | 0.38029 | 0.49638 | 0.58103 | 0.61783 | 0.60983 | 0.60362 | 0.63498 | 0.70354 | 0.7871 | 0.83492 | 0.89042 | 0.90883 | 0.83261 | 0.74198 | 0.56706 | 0.50377 | 0.42811 | 0.34217 | 0.29001
Portfolio Adjusted1-in-2Size: 20 kW to 199.99 kWOrange County2021August Monthly Peak | Portfolio Adjusted | 1-in-2 | Size: 20 kW to 199.99 kW | Orange County | 2021 | August Monthly Peak | 8 | 14.7559 | 13.9741 | 13.5583 | 13.4237 | 13.8838 | 15.724 | 17.6472 | 20.6854 | 24.7648 | 27.9895 | 30.633 | 32.271 | 33.6474 | 34.5089 | 34.8042 | 34.1418 | 32.5122 | 29.5751 | 26.1462 | 24.7654 | 24.1578 | 21.7782 | 19.0306 | 16.5897 | 0 | 0 | 0 | 0 | 0 | 0 | 0 | 0 | 0 | 0 | 0 | 0 | 0 | 0 | 0.52206 | 0.51213 | 0.48768 | 0.44363 | 0 | 0 | 0 | 0 | 0 | 0 | 76.171 | 75.0587 | 74.1834 | 73.0622 | 72.6625 | 71.8659 | 71.5379 | 71.8034 | 74.2031 | 79.2073 | 84.1711 | 88.5345 | 91.6521 | 93.7671 | 95.1792 | 95.3614 | 95.5905 | 94.4823 | 92.3787 | 89.4506 | 85.0238 | 81.5254 | 79.5929 | 77.9479 | 0.32585 | 0.29754 | 0.28892 | 0.2852 | 0.31067 | 0.38468 | 0.50212 | 0.58774 | 0.62497 | 0.61688 | 0.61059 | 0.64232 | 0.71167 | 0.79619 | 0.84457 | 0.90071 | 0.91933 | 0.84223 | 0.75056 | 0.57361 | 0.50959 | 0.43305 | 0.34612 | 0.29336
Portfolio Adjusted1-in-2Size: 20 kW to 199.99 kWOrange County2021September Monthly Peak | Portfolio Adjusted | 1-in-2 | Size: 20 kW to 199.99 kW | Orange County | 2021 | September Monthly Peak | 9 | 14.3042 | 13.6053 | 13.2599 | 13.1743 | 13.6685 | 15.5815 | 18.0226 | 20.1745 | 23.9077 | 26.8407 | 29.212 | 30.5719 | 31.8131 | 32.6554 | 32.9602 | 32.2251 | 30.6405 | 27.7236 | 24.7844 | 24.2523 | 22.6277 | 20.5326 | 18.0751 | 15.9238 | 0 | 0 | 0 | 0 | 0 | 0 | 0 | 0 | 0 | 0 | 0 | 0 | 0 | 0 | 0.4944 | 0.48338 | 0.45961 | 0.41585 | 0 | 0 | 0 | 0 | 0 | 0 | 71.0258 | 69.8579 | 69.1307 | 68.7031 | 68.3208 | 67.7026 | 67.8401 | 67.8652 | 69.4317 | 74.5963 | 81.578 | 86.7496 | 91.1348 | 93.6356 | 94.7123 | 94.9963 | 94.7699 | 93.4895 | 90.9049 | 87.0068 | 83.5827 | 81.1255 | 79.395 | 77.8141 | 0.32239 | 0.29438 | 0.28585 | 0.28217 | 0.30736 | 0.38059 | 0.49677 | 0.58149 | 0.61832 | 0.61031 | 0.60409 | 0.63548 | 0.70409 | 0.78772 | 0.83558 | 0.89112 | 0.90954 | 0.83326 | 0.74257 | 0.56751 | 0.50417 | 0.42844 | 0.34244 | 0.29023
Portfolio Adjusted1-in-2Size: 20 kW to 199.99 kWOrange County2021October Monthly Peak | Portfolio Adjusted | 1-in-2 | Size: 20 kW to 199.99 kW | Orange County | 2021 | October Monthly Peak | 10 | 13.194 | 12.5882 | 12.2295 | 12.1831 | 12.6649 | 14.394 | 16.9638 | 18.5114 | 21.4506 | 24.2129 | 26.4222 | 27.927 | 29.3029 | 30.2292 | 30.6241 | 29.8915 | 28.1923 | 25.3489 | 24.126 | 22.9828 | 21.1318 | 19.1534 | 16.7904 | 14.7591 | 0 | 0 | 0 | 0 | 0 | 0 | 0 | 0 | 0 | 0 | 0 | 0 | 0 | 0 | 0.45936 | 0.44837 | 0.42288 | 0.38023 | 0 | 0 | 0 | 0 | 0 | 0 | 70.1177 | 68.8955 | 68.183 | 67.7297 | 66.9669 | 66.1849 | 66.6951 | 67.8912 | 68.4138 | 72.3349 | 77.3285 | 82.2305 | 85.728 | 88.0345 | 89.7072 | 90.3625 | 90.12 | 88.6846 | 85.9181 | 81.9445 | 78.5006 | 75.7353 | 73.8004 | 72.1588 | 0.323 | 0.29493 | 0.28639 | 0.2827 | 0.30794 | 0.38131 | 0.49771 | 0.58259 | 0.61949 | 0.61147 | 0.60524 | 0.63669 | 0.70543 | 0.78921 | 0.83716 | 0.89281 | 0.91127 | 0.83484 | 0.74397 | 0.56858 | 0.50513 | 0.42926 | 0.34309 | 0.29078
Portfolio Adjusted1-in-2Size: 20 kW to 199.99 kWOrange County2021November Monthly Peak | Portfolio Adjusted | 1-in-2 | Size: 20 kW to 199.99 kW | Orange County | 2021 | November Monthly Peak | 11 | 12.1446 | 11.72 | 11.5429 | 11.5891 | 12.125 | 13.8581 | 15.4481 | 17.0975 | 19.6044 | 21.6717 | 23.1812 | 24.1673 | 24.9638 | 25.4235 | 25.4693 | 24.4897 | 23.2565 | 23.1045 | 21.3203 | 19.9694 | 18.5988 | 16.966 | 14.9515 | 13.3454 | 0 | 0 | 0 | 0 | 0 | 0 | 0 | 0 | 0 | 0 | 0 | 0 | 0 | 0 | 0.38204 | 0.36735 | 0.34885 | 0.34657 | 0 | 0 | 0 | 0 | 0 | 0 | 60.1664 | 59.6011 | 59.1684 | 58.6829 | 58.1944 | 58.2611 | 57.8815 | 57.9011 | 61.9322 | 66.7071 | 72.6286 | 77.5126 | 81.0926 | 82.5508 | 83.1231 | 82.5624 | 80.5456 | 76.2785 | 71.7804 | 69.1401 | 67.1018 | 65.3541 | 63.9117 | 62.6779 | 0.32459 | 0.29639 | 0.2878 | 0.28409 | 0.30946 | 0.38319 | 0.50016 | 0.58546 | 0.62254 | 0.61448 | 0.60822 | 0.63982 | 0.7089 | 0.7931 | 0.84129 | 0.8972 | 0.91575 | 0.83895 | 0.74764 | 0.57138 | 0.50761 | 0.43137 | 0.34478 | 0.29222
Portfolio Adjusted1-in-2Size: 20 kW to 199.99 kWOrange County2021December Monthly Peak | Portfolio Adjusted | 1-in-2 | Size: 20 kW to 199.99 kW | Orange County | 2021 | December Monthly Peak | 12 | 12.1424 | 11.7693 | 11.6556 | 11.7685 | 12.4356 | 14.2397 | 16.5706 | 17.5927 | 19.0486 | 20.1061 | 20.5089 | 20.2868 | 20.2033 | 19.9533 | 19.7095 | 18.8302 | 18.6928 | 19.47 | 18.4794 | 17.708 | 16.7949 | 15.7049 | 14.3444 | 13.1377 | 0 | 0 | 0 | 0 | 0 | 0 | 0 | 0 | 0 | 0 | 0 | 0 | 0 | 0 | 0.29564 | 0.28245 | 0.28039 | 0.29205 | 0 | 0 | 0 | 0 | 0 | 0 | 46.7095 | 46.0085 | 45.2275 | 44.2489 | 43.6175 | 42.8405 | 42.5958 | 42.4156 | 42.9867 | 45.6443 | 47.8034 | 49.5441 | 51.054 | 52.1652 | 52.6079 | 52.5272 | 51.9603 | 51.0545 | 49.7737 | 48.6186 | 47.8259 | 47.0903 | 46.5174 | 45.8358 | 0.32491 | 0.29668 | 0.28809 | 0.28438 | 0.30977 | 0.38357 | 0.50067 | 0.58604 | 0.62316 | 0.61509 | 0.60883 | 0.64047 | 0.70961 | 0.79389 | 0.84213 | 0.8981 | 0.91667 | 0.83979 | 0.74839 | 0.57195 | 0.50812 | 0.4318 | 0.34512 | 0.29251
Portfolio Adjusted1-in-2Size: 20 kW to 199.99 kWOrange County2021Typical Event Day | Portfolio Adjusted | 1-in-2 | Size: 20 kW to 199.99 kW | Orange County | 2021 | Typical Event Day | 8 | 14.3435 | 13.6061 | 13.2344 | 13.1158 | 13.5893 | 15.3789 | 17.2477 | 20.0411 | 23.7227 | 26.6172 | 28.9829 | 30.4687 | 31.7757 | 32.6148 | 32.9091 | 32.2896 | 30.7821 | 27.9971 | 24.8447 | 23.5956 | 23.177 | 20.9675 | 18.3429 | 16.0372 | 0 | 0 | 0 | 0 | 0 | 0 | 0 | 0 | 0 | 0 | 0 | 0 | 0 | 0 | 0.49364 | 0.48434 | 0.46173 | 0.41996 | 0 | 0 | 0 | 0 | 0 | 0 | 71.6686 | 70.6358 | 69.7479 | 68.953 | 68.4102 | 67.7657 | 67.5233 | 67.8454 | 70.2005 | 74.9336 | 80.325 | 84.5659 | 87.9343 | 90.2975 | 91.8306 | 92.4204 | 92.6935 | 91.7694 | 89.8057 | 86.7086 | 82.8155 | 79.3517 | 77.1784 | 75.6031 | 0.32283 | 0.29479 | 0.28625 | 0.28256 | 0.30779 | 0.38112 | 0.49746 | 0.58229 | 0.61918 | 0.61116 | 0.60493 | 0.63637 | 0.70507 | 0.78881 | 0.83674 | 0.89236 | 0.91081 | 0.83442 | 0.7436 | 0.56829 | 0.50487 | 0.42904 | 0.34291 | 0.29064
Portfolio Adjusted1-in-2Size: 20 kW to 199.99 kWOrange County2022January Monthly Peak | Portfolio Adjusted | 1-in-2 | Size: 20 kW to 199.99 kW | Orange County | 2022 | January Monthly Peak | 1 | 12.0874 | 11.7881 | 11.6271 | 11.8135 | 12.5361 | 14.1764 | 16.6012 | 17.5203 | 19.0546 | 19.9998 | 20.4375 | 20.3506 | 20.5454 | 20.5771 | 20.5897 | 19.732 | 18.9984 | 19.5352 | 18.6126 | 17.7292 | 16.806 | 15.9132 | 14.3091 | 13.1011 | 0 | 0 | 0 | 0 | 0 | 0 | 0 | 0 | 0 | 0 | 0 | 0 | 0 | 0 | 0.30885 | 0.29598 | 0.28498 | 0.29303 | 0 | 0 | 0 | 0 | 0 | 0 | 51.1996 | 50.7681 | 50.3206 | 49.7682 | 49.5813 | 49.2504 | 49.1879 | 49.1821 | 49.7438 | 50.9945 | 52.6795 | 53.7925 | 54.2509 | 55.1336 | 55.6224 | 55.5354 | 55.2749 | 54.7718 | 53.6984 | 52.5859 | 51.7974 | 51.6134 | 51.5691 | 50.8979 | 0.32448 | 0.29629 | 0.28771 | 0.284 | 0.30936 | 0.38306 | 0.5 | 0.58527 | 0.62234 | 0.61428 | 0.60802 | 0.63962 | 0.70867 | 0.79284 | 0.84101 | 0.89691 | 0.91546 | 0.83868 | 0.7474 | 0.5712 | 0.50745 | 0.43123 | 0.34467 | 0.29212
Portfolio Adjusted1-in-2Size: 20 kW to 199.99 kWOrange County2022February Monthly Peak | Portfolio Adjusted | 1-in-2 | Size: 20 kW to 199.99 kW | Orange County | 2022 | February Monthly Peak | 2 | 12.1537 | 11.827 | 11.5923 | 11.7446 | 12.4208 | 13.9459 | 16.0004 | 17.1927 | 18.9218 | 20.1017 | 20.9044 | 21.1085 | 21.5574 | 21.8568 | 21.9273 | 21.016 | 20.048 | 19.8621 | 19.6402 | 18.5368 | 17.5103 | 16.2234 | 14.5201 | 13.1787 | 0 | 0 | 0 | 0 | 0 | 0 | 0 | 0 | 0 | 0 | 0 | 0 | 0 | 0 | 0.32891 | 0.31524 | 0.30072 | 0.29793 | 0 | 0 | 0 | 0 | 0 | 0 | 51.3737 | 51.1773 | 51.1548 | 50.9209 | 50.3151 | 50.3456 | 50.04 | 50.3471 | 51.5512 | 54.5089 | 57.6652 | 60.425 | 61.8697 | 62.4968 | 63.0375 | 62.7537 | 62.1449 | 61.0093 | 59.1885 | 57.6269 | 56.5884 | 55.4592 | 54.3793 | 53.0609 | 0.32308 | 0.29501 | 0.28647 | 0.28278 | 0.30803 | 0.38141 | 0.49785 | 0.58274 | 0.61965 | 0.61163 | 0.6054 | 0.63686 | 0.70561 | 0.78942 | 0.83739 | 0.89305 | 0.91151 | 0.83506 | 0.74417 | 0.56873 | 0.50526 | 0.42937 | 0.34318 | 0.29086
Portfolio Adjusted1-in-2Size: 20 kW to 199.99 kWOrange County2022March Monthly Peak | Portfolio Adjusted | 1-in-2 | Size: 20 kW to 199.99 kW | Orange County | 2022 | March Monthly Peak | 3 | 12.2992 | 11.8431 | 11.5924 | 11.6516 | 12.2924 | 13.7594 | 15.8852 | 17.1571 | 18.8197 | 20.0413 | 20.9282 | 21.1837 | 21.6587 | 22.0487 | 22.3206 | 21.7312 | 20.602 | 19.2539 | 18.531 | 18.9184 | 17.989 | 16.6075 | 14.7098 | 13.2778 | 0 | 0 | 0 | 0 | 0 | 0 | 0 | 0 | 0 | 0 | 0 | 0 | 0 | 0 | 0.33481 | 0.32597 | 0.30903 | 0.28881 | 0 | 0 | 0 | 0 | 0 | 0 | 52.2507 | 51.2808 | 50.7164 | 50.5164 | 50.0578 | 49.654 | 49.3368 | 49.6399 | 51.6825 | 54.0019 | 57.0355 | 59.9315 | 61.971 | 63.8269 | 65.1616 | 65.8277 | 65.8055 | 64.9909 | 62.379 | 58.9417 | 57.0617 | 55.5347 | 54.4771 | 52.9434 | 0.3229 | 0.29484 | 0.2863 | 0.28261 | 0.30785 | 0.38119 | 0.49756 | 0.58241 | 0.6193 | 0.61128 | 0.60505 | 0.63649 | 0.70521 | 0.78897 | 0.8369 | 0.89253 | 0.91098 | 0.83458 | 0.74374 | 0.5684 | 0.50497 | 0.42912 | 0.34298 | 0.29069
Portfolio Adjusted1-in-2Size: 20 kW to 199.99 kWOrange County2022April Monthly Peak | Portfolio Adjusted | 1-in-2 | Size: 20 kW to 199.99 kW | Orange County | 2022 | April Monthly Peak | 4 | 12.4458 | 11.8794 | 11.6129 | 11.6034 | 12.1954 | 13.7165 | 15.3596 | 17.04 | 19.4736 | 21.5141 | 23.1069 | 24.1076 | 25.2491 | 26.0634 | 26.443 | 25.7513 | 24.4261 | 22.3086 | 20.2391 | 20.3455 | 19.6216 | 17.8631 | 15.5542 | 13.835 | 0 | 0 | 0 | 0 | 0 | 0 | 0 | 0 | 0 | 0 | 0 | 0 | 0 | 0 | 0.39665 | 0.38627 | 0.36639 | 0.33463 | 0 | 0 | 0 | 0 | 0 | 0 | 63.0005 | 61.9626 | 61.0968 | 60.4618 | 59.4506 | 58.7308 | 58.02 | 58.0994 | 60.5724 | 64.8825 | 69.7934 | 74.7802 | 79.3077 | 82.1734 | 83.7371 | 84.5186 | 84.168 | 82.9595 | 80.6675 | 77.558 | 72.7331 | 69.8704 | 67.8982 | 65.9727 | 0.32253 | 0.29451 | 0.28598 | 0.28229 | 0.3075 | 0.38076 | 0.49699 | 0.58175 | 0.6186 | 0.61058 | 0.60436 | 0.63577 | 0.70441 | 0.78807 | 0.83596 | 0.89152 | 0.90995 | 0.83364 | 0.7429 | 0.56776 | 0.5044 | 0.42864 | 0.34259 | 0.29036
Portfolio Adjusted1-in-2Size: 20 kW to 199.99 kWOrange County2022May Monthly Peak | Portfolio Adjusted | 1-in-2 | Size: 20 kW to 199.99 kW | Orange County | 2022 | May Monthly Peak | 5 | 12.7301 | 12.1504 | 11.8657 | 11.8028 | 12.4271 | 13.8257 | 15.0065 | 17.4592 | 20.4635 | 22.9284 | 24.7422 | 25.7503 | 26.7466 | 27.4336 | 27.7705 | 27.0524 | 25.7314 | 23.5126 | 21.2103 | 20.4435 | 20.4501 | 18.5172 | 16.1015 | 14.214 | 0 | 0 | 0 | 0 | 0 | 0 | 0 | 0 | 0 | 0 | 0 | 0 | 0 | 0 | 0.41656 | 0.40579 | 0.38597 | 0.35269 | 0 | 0 | 0 | 0 | 0 | 0 | 65.6302 | 64.5834 | 63.4421 | 62.4191 | 61.7125 | 60.8226 | 60.408 | 60.7906 | 63.5784 | 67.5196 | 71.8688 | 76.3592 | 80.5153 | 83.384 | 85.2979 | 86.3769 | 86.6569 | 85.6683 | 83.3603 | 80.3596 | 76.0073 | 72.7653 | 70.9738 | 69.4303 | 0.3225 | 0.29448 | 0.28595 | 0.28227 | 0.30747 | 0.38073 | 0.49695 | 0.5817 | 0.61854 | 0.61053 | 0.60431 | 0.63572 | 0.70435 | 0.78801 | 0.83589 | 0.89144 | 0.90987 | 0.83357 | 0.74284 | 0.56771 | 0.50435 | 0.4286 | 0.34256 | 0.29034
Portfolio Adjusted1-in-2Size: 20 kW to 199.99 kWOrange County2022June Monthly Peak | Portfolio Adjusted | 1-in-2 | Size: 20 kW to 199.99 kW | Orange County | 2022 | June Monthly Peak | 6 | 13.3649 | 12.718 | 12.3977 | 12.3391 | 12.9397 | 14.2131 | 15.6101 | 18.5702 | 21.7301 | 24.4259 | 26.5421 | 27.8647 | 29.1492 | 30.0329 | 30.5026 | 29.7991 | 28.2984 | 25.8956 | 23.2664 | 21.6641 | 21.557 | 19.7276 | 17.1194 | 15.0032 | 0 | 0 | 0 | 0 | 0 | 0 | 0 | 0 | 0 | 0 | 0 | 0 | 0 | 0 | 0.45754 | 0.44699 | 0.42448 | 0.38843 | 0 | 0 | 0 | 0 | 0 | 0 | 68.3855 | 67.2908 | 66.1278 | 65.2886 | 64.5703 | 63.8871 | 63.2321 | 63.8117 | 66.8588 | 71.3381 | 75.2555 | 79.0044 | 81.7323 | 84.0565 | 85.8114 | 86.9533 | 87.5923 | 87.0781 | 85.6141 | 82.747 | 78.9883 | 75.0731 | 72.6019 | 70.9602 | 0.32272 | 0.29469 | 0.28615 | 0.28246 | 0.30768 | 0.38099 | 0.49729 | 0.58209 | 0.61896 | 0.61095 | 0.60472 | 0.63615 | 0.70483 | 0.78854 | 0.83646 | 0.89205 | 0.9105 | 0.83414 | 0.74335 | 0.5681 | 0.5047 | 0.42889 | 0.3428 | 0.29054
Portfolio Adjusted1-in-2Size: 20 kW to 199.99 kWOrange County2022July Monthly Peak | Portfolio Adjusted | 1-in-2 | Size: 20 kW to 199.99 kW | Orange County | 2022 | July Monthly Peak | 7 | 14.3819 | 13.61 | 13.2012 | 13.0636 | 13.6648 | 15.2031 | 17.071 | 20.3305 | 23.7592 | 26.5757 | 28.7002 | 30.0005 | 31.2326 | 32.1219 | 32.5659 | 31.9047 | 30.5739 | 28.0479 | 25.074 | 23.1587 | 23.0293 | 21.1418 | 18.5214 | 16.1666 | 0 | 0 | 0 | 0 | 0 | 0 | 0 | 0 | 0 | 0 | 0 | 0 | 0 | 0 | 0.48849 | 0.47857 | 0.45861 | 0.42072 | 0 | 0 | 0 | 0 | 0 | 0 | 71.0921 | 70.3359 | 69.5497 | 68.7581 | 68.0872 | 67.6073 | 67.483 | 67.901 | 70.3083 | 74.5929 | 80.2954 | 83.975 | 87.2182 | 89.7305 | 91.6195 | 92.3706 | 92.8212 | 92.0277 | 90.3251 | 87.6301 | 83.6672 | 79.6828 | 77.1239 | 75.6902 | 0.32213 | 0.29415 | 0.28562 | 0.28194 | 0.30712 | 0.38029 | 0.49638 | 0.58103 | 0.61783 | 0.60983 | 0.60362 | 0.63498 | 0.70354 | 0.7871 | 0.83492 | 0.89042 | 0.90883 | 0.83261 | 0.74198 | 0.56706 | 0.50377 | 0.42811 | 0.34217 | 0.29001
Portfolio Adjusted1-in-2Size: 20 kW to 199.99 kWOrange County2022August Monthly Peak | Portfolio Adjusted | 1-in-2 | Size: 20 kW to 199.99 kW | Orange County | 2022 | August Monthly Peak | 8 | 14.7559 | 13.9741 | 13.5583 | 13.4237 | 13.8838 | 15.724 | 17.6472 | 20.6854 | 24.7648 | 27.9895 | 30.633 | 32.271 | 33.6475 | 34.5089 | 34.8042 | 34.1418 | 32.5122 | 29.5751 | 26.1462 | 24.7654 | 24.1578 | 21.7781 | 19.0306 | 16.5897 | 0 | 0 | 0 | 0 | 0 | 0 | 0 | 0 | 0 | 0 | 0 | 0 | 0 | 0 | 0.52206 | 0.51213 | 0.48768 | 0.44363 | 0 | 0 | 0 | 0 | 0 | 0 | 76.1711 | 75.0587 | 74.1834 | 73.0622 | 72.6625 | 71.8659 | 71.5378 | 71.8034 | 74.2031 | 79.2073 | 84.1711 | 88.5345 | 91.6521 | 93.7671 | 95.1792 | 95.3614 | 95.5905 | 94.4823 | 92.3787 | 89.4506 | 85.0238 | 81.5254 | 79.5929 | 77.9479 | 0.32585 | 0.29754 | 0.28892 | 0.2852 | 0.31067 | 0.38468 | 0.50212 | 0.58774 | 0.62497 | 0.61688 | 0.61059 | 0.64232 | 0.71167 | 0.79619 | 0.84457 | 0.90071 | 0.91933 | 0.84223 | 0.75056 | 0.57361 | 0.50959 | 0.43305 | 0.34612 | 0.29336
Portfolio Adjusted1-in-2Size: 20 kW to 199.99 kWOrange County2022September Monthly Peak | Portfolio Adjusted | 1-in-2 | Size: 20 kW to 199.99 kW | Orange County | 2022 | September Monthly Peak | 9 | 14.3042 | 13.6053 | 13.2599 | 13.1743 | 13.6685 | 15.5815 | 18.0226 | 20.1745 | 23.9077 | 26.8407 | 29.212 | 30.5719 | 31.8131 | 32.6554 | 32.9602 | 32.2251 | 30.6405 | 27.7236 | 24.7844 | 24.2523 | 22.6277 | 20.5326 | 18.0751 | 15.9238 | 0 | 0 | 0 | 0 | 0 | 0 | 0 | 0 | 0 | 0 | 0 | 0 | 0 | 0 | 0.4944 | 0.48338 | 0.45961 | 0.41585 | 0 | 0 | 0 | 0 | 0 | 0 | 71.0258 | 69.8579 | 69.1307 | 68.7031 | 68.3208 | 67.7026 | 67.8401 | 67.8652 | 69.4317 | 74.5963 | 81.578 | 86.7496 | 91.1348 | 93.6356 | 94.7123 | 94.9963 | 94.7699 | 93.4895 | 90.9049 | 87.0068 | 83.5827 | 81.1255 | 79.395 | 77.8141 | 0.32239 | 0.29438 | 0.28585 | 0.28217 | 0.30736 | 0.38059 | 0.49677 | 0.58149 | 0.61832 | 0.61031 | 0.60409 | 0.63548 | 0.70409 | 0.78772 | 0.83558 | 0.89112 | 0.90954 | 0.83326 | 0.74257 | 0.56751 | 0.50417 | 0.42844 | 0.34244 | 0.29023
Portfolio Adjusted1-in-2Size: 20 kW to 199.99 kWOrange County2022October Monthly Peak | Portfolio Adjusted | 1-in-2 | Size: 20 kW to 199.99 kW | Orange County | 2022 | October Monthly Peak | 10 | 13.194 | 12.5882 | 12.2295 | 12.1831 | 12.6649 | 14.394 | 16.9638 | 18.5114 | 21.4506 | 24.2129 | 26.4222 | 27.927 | 29.3029 | 30.2292 | 30.6241 | 29.8915 | 28.1923 | 25.3489 | 24.126 | 22.9828 | 21.1318 | 19.1534 | 16.7904 | 14.7591 | 0 | 0 | 0 | 0 | 0 | 0 | 0 | 0 | 0 | 0 | 0 | 0 | 0 | 0 | 0.45936 | 0.44837 | 0.42288 | 0.38023 | 0 | 0 | 0 | 0 | 0 | 0 | 70.1177 | 68.8955 | 68.183 | 67.7297 | 66.9669 | 66.1849 | 66.6951 | 67.8912 | 68.4138 | 72.3349 | 77.3285 | 82.2305 | 85.728 | 88.0345 | 89.7072 | 90.3625 | 90.12 | 88.6846 | 85.9181 | 81.9445 | 78.5006 | 75.7353 | 73.8004 | 72.1588 | 0.323 | 0.29493 | 0.28639 | 0.2827 | 0.30794 | 0.38131 | 0.49771 | 0.58259 | 0.61949 | 0.61147 | 0.60524 | 0.63669 | 0.70543 | 0.78921 | 0.83716 | 0.89281 | 0.91127 | 0.83484 | 0.74397 | 0.56858 | 0.50513 | 0.42926 | 0.34309 | 0.29078
Portfolio Adjusted1-in-2Size: 20 kW to 199.99 kWOrange County2022November Monthly Peak | Portfolio Adjusted | 1-in-2 | Size: 20 kW to 199.99 kW | Orange County | 2022 | November Monthly Peak | 11 | 12.1446 | 11.72 | 11.5429 | 11.5891 | 12.125 | 13.8581 | 15.4481 | 17.0975 | 19.6044 | 21.6717 | 23.1812 | 24.1673 | 24.9638 | 25.4235 | 25.4693 | 24.4897 | 23.2565 | 23.1045 | 21.3203 | 19.9694 | 18.5988 | 16.966 | 14.9515 | 13.3454 | 0 | 0 | 0 | 0 | 0 | 0 | 0 | 0 | 0 | 0 | 0 | 0 | 0 | 0 | 0.38204 | 0.36735 | 0.34885 | 0.34657 | 0 | 0 | 0 | 0 | 0 | 0 | 60.1664 | 59.6011 | 59.1684 | 58.6829 | 58.1944 | 58.2611 | 57.8815 | 57.9011 | 61.9322 | 66.7071 | 72.6286 | 77.5126 | 81.0926 | 82.5508 | 83.1231 | 82.5624 | 80.5456 | 76.2785 | 71.7804 | 69.1401 | 67.1018 | 65.3541 | 63.9117 | 62.678 | 0.32459 | 0.29639 | 0.2878 | 0.28409 | 0.30946 | 0.38319 | 0.50016 | 0.58546 | 0.62254 | 0.61448 | 0.60822 | 0.63982 | 0.7089 | 0.7931 | 0.84129 | 0.8972 | 0.91575 | 0.83895 | 0.74764 | 0.57138 | 0.50761 | 0.43137 | 0.34478 | 0.29222
Portfolio Adjusted1-in-2Size: 20 kW to 199.99 kWOrange County2022December Monthly Peak | Portfolio Adjusted | 1-in-2 | Size: 20 kW to 199.99 kW | Orange County | 2022 | December Monthly Peak | 12 | 12.1424 | 11.7693 | 11.6555 | 11.7685 | 12.4356 | 14.2397 | 16.5706 | 17.5927 | 19.0486 | 20.1061 | 20.5089 | 20.2868 | 20.2033 | 19.9533 | 19.7095 | 18.8302 | 18.6928 | 19.47 | 18.4794 | 17.708 | 16.7949 | 15.7049 | 14.3444 | 13.1377 | 0 | 0 | 0 | 0 | 0 | 0 | 0 | 0 | 0 | 0 | 0 | 0 | 0 | 0 | 0.29564 | 0.28245 | 0.28039 | 0.29205 | 0 | 0 | 0 | 0 | 0 | 0 | 46.7095 | 46.0085 | 45.2275 | 44.2489 | 43.6175 | 42.8405 | 42.5958 | 42.4156 | 42.9867 | 45.6443 | 47.8034 | 49.5441 | 51.054 | 52.1652 | 52.6079 | 52.5272 | 51.9603 | 51.0545 | 49.7737 | 48.6186 | 47.8259 | 47.0903 | 46.5174 | 45.8358 | 0.32491 | 0.29668 | 0.28809 | 0.28438 | 0.30977 | 0.38357 | 0.50067 | 0.58604 | 0.62316 | 0.61509 | 0.60883 | 0.64047 | 0.70961 | 0.79389 | 0.84213 | 0.8981 | 0.91667 | 0.83979 | 0.74839 | 0.57195 | 0.50812 | 0.4318 | 0.34512 | 0.29251
Portfolio Adjusted1-in-2Size: 20 kW to 199.99 kWOrange County2022Typical Event Day | Portfolio Adjusted | 1-in-2 | Size: 20 kW to 199.99 kW | Orange County | 2022 | Typical Event Day | 8 | 14.3435 | 13.6061 | 13.2344 | 13.1158 | 13.5893 | 15.3789 | 17.2477 | 20.0411 | 23.7228 | 26.6172 | 28.9829 | 30.4687 | 31.7757 | 32.6148 | 32.9091 | 32.2897 | 30.7821 | 27.9971 | 24.8447 | 23.5956 | 23.177 | 20.9675 | 18.3429 | 16.0372 | 0 | 0 | 0 | 0 | 0 | 0 | 0 | 0 | 0 | 0 | 0 | 0 | 0 | 0 | 0.49364 | 0.48434 | 0.46173 | 0.41996 | 0 | 0 | 0 | 0 | 0 | 0 | 71.6686 | 70.6358 | 69.7479 | 68.953 | 68.4102 | 67.7657 | 67.5233 | 67.8454 | 70.2005 | 74.9336 | 80.325 | 84.5659 | 87.9343 | 90.2975 | 91.8306 | 92.4204 | 92.6935 | 91.7694 | 89.8057 | 86.7086 | 82.8155 | 79.3517 | 77.1784 | 75.6031 | 0.32283 | 0.29479 | 0.28625 | 0.28256 | 0.30779 | 0.38112 | 0.49746 | 0.58229 | 0.61918 | 0.61116 | 0.60493 | 0.63637 | 0.70507 | 0.78881 | 0.83674 | 0.89236 | 0.91081 | 0.83442 | 0.7436 | 0.56829 | 0.50487 | 0.42904 | 0.34291 | 0.29064
Portfolio Adjusted1-in-2Size: 20 kW to 199.99 kWOrange County2023January Monthly Peak | Portfolio Adjusted | 1-in-2 | Size: 20 kW to 199.99 kW | Orange County | 2023 | January Monthly Peak | 1 | 12.0874 | 11.7881 | 11.6271 | 11.8135 | 12.5361 | 14.1764 | 16.6012 | 17.5203 | 19.0546 | 19.9998 | 20.4375 | 20.3506 | 20.5454 | 20.5771 | 20.5897 | 19.732 | 18.9984 | 19.5352 | 18.6126 | 17.7292 | 16.806 | 15.9132 | 14.3091 | 13.1011 | 0 | 0 | 0 | 0 | 0 | 0 | 0 | 0 | 0 | 0 | 0 | 0 | 0 | 0 | 0.30885 | 0.29598 | 0.28498 | 0.29303 | 0 | 0 | 0 | 0 | 0 | 0 | 51.1997 | 50.7681 | 50.3206 | 49.7682 | 49.5813 | 49.2504 | 49.1879 | 49.1821 | 49.7438 | 50.9945 | 52.6795 | 53.7925 | 54.2509 | 55.1336 | 55.6224 | 55.5354 | 55.2749 | 54.7718 | 53.6984 | 52.5859 | 51.7974 | 51.6134 | 51.5691 | 50.8979 | 0.32448 | 0.29629 | 0.28771 | 0.284 | 0.30936 | 0.38306 | 0.5 | 0.58527 | 0.62234 | 0.61428 | 0.60802 | 0.63962 | 0.70867 | 0.79284 | 0.84101 | 0.89691 | 0.91546 | 0.83868 | 0.7474 | 0.5712 | 0.50745 | 0.43123 | 0.34467 | 0.29212
Portfolio Adjusted1-in-2Size: 20 kW to 199.99 kWOrange County2023February Monthly Peak | Portfolio Adjusted | 1-in-2 | Size: 20 kW to 199.99 kW | Orange County | 2023 | February Monthly Peak | 2 | 12.1537 | 11.827 | 11.5923 | 11.7446 | 12.4208 | 13.9459 | 16.0004 | 17.1927 | 18.9218 | 20.1017 | 20.9044 | 21.1085 | 21.5574 | 21.8568 | 21.9273 | 21.016 | 20.048 | 19.8621 | 19.6402 | 18.5368 | 17.5103 | 16.2234 | 14.5201 | 13.1787 | 0 | 0 | 0 | 0 | 0 | 0 | 0 | 0 | 0 | 0 | 0 | 0 | 0 | 0 | 0.32891 | 0.31524 | 0.30072 | 0.29793 | 0 | 0 | 0 | 0 | 0 | 0 | 51.3737 | 51.1773 | 51.1548 | 50.9209 | 50.3151 | 50.3456 | 50.04 | 50.3471 | 51.5512 | 54.5089 | 57.6652 | 60.425 | 61.8697 | 62.4968 | 63.0375 | 62.7537 | 62.1449 | 61.0093 | 59.1885 | 57.6269 | 56.5884 | 55.4592 | 54.3793 | 53.0609 | 0.32308 | 0.29501 | 0.28647 | 0.28278 | 0.30803 | 0.38141 | 0.49785 | 0.58274 | 0.61965 | 0.61163 | 0.6054 | 0.63686 | 0.70561 | 0.78942 | 0.83739 | 0.89305 | 0.91151 | 0.83506 | 0.74417 | 0.56873 | 0.50526 | 0.42937 | 0.34318 | 0.29086
Portfolio Adjusted1-in-2Size: 20 kW to 199.99 kWOrange County2023March Monthly Peak | Portfolio Adjusted | 1-in-2 | Size: 20 kW to 199.99 kW | Orange County | 2023 | March Monthly Peak | 3 | 12.2992 | 11.8431 | 11.5924 | 11.6516 | 12.2924 | 13.7594 | 15.8852 | 17.1571 | 18.8197 | 20.0413 | 20.9282 | 21.1837 | 21.6587 | 22.0487 | 22.3206 | 21.7312 | 20.602 | 19.2539 | 18.531 | 18.9184 | 17.989 | 16.6075 | 14.7098 | 13.2778 | 0 | 0 | 0 | 0 | 0 | 0 | 0 | 0 | 0 | 0 | 0 | 0 | 0 | 0 | 0.33481 | 0.32597 | 0.30903 | 0.28881 | 0 | 0 | 0 | 0 | 0 | 0 | 52.2507 | 51.2808 | 50.7164 | 50.5164 | 50.0578 | 49.654 | 49.3368 | 49.6399 | 51.6825 | 54.0019 | 57.0355 | 59.9315 | 61.971 | 63.8269 | 65.1616 | 65.8277 | 65.8055 | 64.9909 | 62.379 | 58.9417 | 57.0617 | 55.5347 | 54.4771 | 52.9434 | 0.3229 | 0.29484 | 0.2863 | 0.28261 | 0.30785 | 0.38119 | 0.49756 | 0.58241 | 0.61929 | 0.61128 | 0.60505 | 0.63649 | 0.70521 | 0.78897 | 0.8369 | 0.89253 | 0.91098 | 0.83458 | 0.74374 | 0.5684 | 0.50497 | 0.42912 | 0.34298 | 0.29069
Portfolio Adjusted1-in-2Size: 20 kW to 199.99 kWOrange County2023April Monthly Peak | Portfolio Adjusted | 1-in-2 | Size: 20 kW to 199.99 kW | Orange County | 2023 | April Monthly Peak | 4 | 12.4458 | 11.8794 | 11.6129 | 11.6034 | 12.1954 | 13.7165 | 15.3596 | 17.04 | 19.4736 | 21.5141 | 23.1069 | 24.1076 | 25.2491 | 26.0634 | 26.443 | 25.7513 | 24.4261 | 22.3086 | 20.2391 | 20.3455 | 19.6216 | 17.8631 | 15.5542 | 13.835 | 0 | 0 | 0 | 0 | 0 | 0 | 0 | 0 | 0 | 0 | 0 | 0 | 0 | 0 | 0.39665 | 0.38627 | 0.36639 | 0.33463 | 0 | 0 | 0 | 0 | 0 | 0 | 63.0005 | 61.9626 | 61.0968 | 60.4618 | 59.4506 | 58.7308 | 58.02 | 58.0994 | 60.5724 | 64.8825 | 69.7934 | 74.7802 | 79.3077 | 82.1734 | 83.7371 | 84.5186 | 84.168 | 82.9595 | 80.6675 | 77.558 | 72.7331 | 69.8704 | 67.8982 | 65.9727 | 0.32253 | 0.29451 | 0.28598 | 0.28229 | 0.3075 | 0.38076 | 0.49699 | 0.58175 | 0.6186 | 0.61058 | 0.60436 | 0.63577 | 0.70441 | 0.78807 | 0.83596 | 0.89152 | 0.90995 | 0.83364 | 0.7429 | 0.56776 | 0.5044 | 0.42864 | 0.34259 | 0.29036
Portfolio Adjusted1-in-2Size: 20 kW to 199.99 kWOrange County2023May Monthly Peak | Portfolio Adjusted | 1-in-2 | Size: 20 kW to 199.99 kW | Orange County | 2023 | May Monthly Peak | 5 | 12.7301 | 12.1504 | 11.8657 | 11.8028 | 12.4271 | 13.8257 | 15.0065 | 17.4592 | 20.4635 | 22.9284 | 24.7422 | 25.7503 | 26.7466 | 27.4336 | 27.7705 | 27.0524 | 25.7314 | 23.5126 | 21.2103 | 20.4435 | 20.4501 | 18.5172 | 16.1015 | 14.214 | 0 | 0 | 0 | 0 | 0 | 0 | 0 | 0 | 0 | 0 | 0 | 0 | 0 | 0 | 0.41656 | 0.40579 | 0.38597 | 0.35269 | 0 | 0 | 0 | 0 | 0 | 0 | 65.6302 | 64.5834 | 63.4421 | 62.4191 | 61.7125 | 60.8226 | 60.408 | 60.7906 | 63.5784 | 67.5197 | 71.8688 | 76.3592 | 80.5153 | 83.384 | 85.2979 | 86.3769 | 86.6569 | 85.6683 | 83.3603 | 80.3596 | 76.0073 | 72.7653 | 70.9738 | 69.4303 | 0.3225 | 0.29448 | 0.28595 | 0.28227 | 0.30747 | 0.38073 | 0.49695 | 0.5817 | 0.61854 | 0.61053 | 0.60431 | 0.63572 | 0.70435 | 0.78801 | 0.83589 | 0.89144 | 0.90987 | 0.83357 | 0.74284 | 0.56771 | 0.50435 | 0.4286 | 0.34256 | 0.29034
Portfolio Adjusted1-in-2Size: 20 kW to 199.99 kWOrange County2023June Monthly Peak | Portfolio Adjusted | 1-in-2 | Size: 20 kW to 199.99 kW | Orange County | 2023 | June Monthly Peak | 6 | 13.3649 | 12.718 | 12.3977 | 12.3391 | 12.9397 | 14.2131 | 15.6101 | 18.5702 | 21.7301 | 24.4259 | 26.5421 | 27.8647 | 29.1492 | 30.0329 | 30.5026 | 29.7991 | 28.2984 | 25.8956 | 23.2664 | 21.6641 | 21.557 | 19.7276 | 17.1194 | 15.0032 | 0 | 0 | 0 | 0 | 0 | 0 | 0 | 0 | 0 | 0 | 0 | 0 | 0 | 0 | 0.45754 | 0.44699 | 0.42448 | 0.38843 | 0 | 0 | 0 | 0 | 0 | 0 | 68.3855 | 67.2908 | 66.1278 | 65.2886 | 64.5703 | 63.8871 | 63.2321 | 63.8117 | 66.8588 | 71.3381 | 75.2555 | 79.0044 | 81.7323 | 84.0565 | 85.8114 | 86.9533 | 87.5923 | 87.0781 | 85.6141 | 82.747 | 78.9883 | 75.0731 | 72.6019 | 70.9602 | 0.32272 | 0.29469 | 0.28615 | 0.28246 | 0.30768 | 0.38099 | 0.49729 | 0.58209 | 0.61896 | 0.61095 | 0.60472 | 0.63615 | 0.70483 | 0.78854 | 0.83646 | 0.89205 | 0.9105 | 0.83414 | 0.74335 | 0.5681 | 0.5047 | 0.42889 | 0.3428 | 0.29054
Portfolio Adjusted1-in-2Size: 20 kW to 199.99 kWOrange County2023July Monthly Peak | Portfolio Adjusted | 1-in-2 | Size: 20 kW to 199.99 kW | Orange County | 2023 | July Monthly Peak | 7 | 14.3819 | 13.61 | 13.2012 | 13.0636 | 13.6648 | 15.2031 | 17.071 | 20.3305 | 23.7592 | 26.5757 | 28.7002 | 30.0005 | 31.2326 | 32.1219 | 32.5659 | 31.9047 | 30.5739 | 28.0479 | 25.074 | 23.1587 | 23.0293 | 21.1418 | 18.5214 | 16.1666 | 0 | 0 | 0 | 0 | 0 | 0 | 0 | 0 | 0 | 0 | 0 | 0 | 0 | 0 | 0.48849 | 0.47857 | 0.45861 | 0.42072 | 0 | 0 | 0 | 0 | 0 | 0 | 71.0921 | 70.3359 | 69.5497 | 68.7581 | 68.0872 | 67.6073 | 67.483 | 67.901 | 70.3083 | 74.5929 | 80.2954 | 83.975 | 87.2182 | 89.7305 | 91.6195 | 92.3706 | 92.8212 | 92.0277 | 90.3252 | 87.6301 | 83.6672 | 79.6828 | 77.1239 | 75.6902 | 0.32213 | 0.29415 | 0.28562 | 0.28194 | 0.30712 | 0.38029 | 0.49638 | 0.58103 | 0.61783 | 0.60983 | 0.60362 | 0.63498 | 0.70354 | 0.7871 | 0.83492 | 0.89042 | 0.90883 | 0.83261 | 0.74198 | 0.56706 | 0.50377 | 0.42811 | 0.34217 | 0.29001
Portfolio Adjusted1-in-2Size: 20 kW to 199.99 kWOrange County2023August Monthly Peak | Portfolio Adjusted | 1-in-2 | Size: 20 kW to 199.99 kW | Orange County | 2023 | August Monthly Peak | 8 | 14.7559 | 13.9741 | 13.5583 | 13.4237 | 13.8838 | 15.724 | 17.6472 | 20.6854 | 24.7648 | 27.9895 | 30.633 | 32.271 | 33.6474 | 34.5089 | 34.8042 | 34.1418 | 32.5122 | 29.5751 | 26.1462 | 24.7654 | 24.1578 | 21.7782 | 19.0306 | 16.5897 | 0 | 0 | 0 | 0 | 0 | 0 | 0 | 0 | 0 | 0 | 0 | 0 | 0 | 0 | 0.52206 | 0.51213 | 0.48768 | 0.44363 | 0 | 0 | 0 | 0 | 0 | 0 | 76.171 | 75.0587 | 74.1834 | 73.0622 | 72.6625 | 71.8659 | 71.5378 | 71.8034 | 74.2031 | 79.2073 | 84.1711 | 88.5345 | 91.6521 | 93.7671 | 95.1792 | 95.3614 | 95.5905 | 94.4823 | 92.3787 | 89.4506 | 85.0238 | 81.5255 | 79.5929 | 77.9479 | 0.32585 | 0.29754 | 0.28892 | 0.2852 | 0.31067 | 0.38468 | 0.50212 | 0.58774 | 0.62497 | 0.61688 | 0.61059 | 0.64232 | 0.71167 | 0.79619 | 0.84457 | 0.90071 | 0.91933 | 0.84223 | 0.75056 | 0.57361 | 0.50959 | 0.43305 | 0.34612 | 0.29336
Portfolio Adjusted1-in-2Size: 20 kW to 199.99 kWOrange County2023September Monthly Peak | Portfolio Adjusted | 1-in-2 | Size: 20 kW to 199.99 kW | Orange County | 2023 | September Monthly Peak | 9 | 14.3042 | 13.6053 | 13.2599 | 13.1743 | 13.6685 | 15.5815 | 18.0226 | 20.1745 | 23.9077 | 26.8407 | 29.212 | 30.5719 | 31.8131 | 32.6554 | 32.9602 | 32.2251 | 30.6405 | 27.7236 | 24.7844 | 24.2523 | 22.6277 | 20.5326 | 18.0751 | 15.9238 | 0 | 0 | 0 | 0 | 0 | 0 | 0 | 0 | 0 | 0 | 0 | 0 | 0 | 0 | 0.4944 | 0.48338 | 0.45961 | 0.41585 | 0 | 0 | 0 | 0 | 0 | 0 | 71.0258 | 69.8579 | 69.1307 | 68.7031 | 68.3208 | 67.7026 | 67.8401 | 67.8652 | 69.4317 | 74.5963 | 81.578 | 86.7496 | 91.1348 | 93.6356 | 94.7123 | 94.9963 | 94.7699 | 93.4895 | 90.9049 | 87.0068 | 83.5827 | 81.1255 | 79.395 | 77.8141 | 0.32239 | 0.29438 | 0.28585 | 0.28217 | 0.30736 | 0.38059 | 0.49677 | 0.58149 | 0.61832 | 0.61031 | 0.60409 | 0.63548 | 0.70409 | 0.78772 | 0.83558 | 0.89112 | 0.90954 | 0.83326 | 0.74257 | 0.56751 | 0.50417 | 0.42844 | 0.34244 | 0.29023
Portfolio Adjusted1-in-2Size: 20 kW to 199.99 kWOrange County2023October Monthly Peak | Portfolio Adjusted | 1-in-2 | Size: 20 kW to 199.99 kW | Orange County | 2023 | October Monthly Peak | 10 | 13.194 | 12.5882 | 12.2295 | 12.1831 | 12.6649 | 14.394 | 16.9638 | 18.5114 | 21.4506 | 24.2129 | 26.4222 | 27.927 | 29.3029 | 30.2292 | 30.6241 | 29.8915 | 28.1923 | 25.3489 | 24.126 | 22.9828 | 21.1318 | 19.1534 | 16.7904 | 14.7591 | 0 | 0 | 0 | 0 | 0 | 0 | 0 | 0 | 0 | 0 | 0 | 0 | 0 | 0 | 0.45936 | 0.44837 | 0.42288 | 0.38023 | 0 | 0 | 0 | 0 | 0 | 0 | 70.1177 | 68.8955 | 68.183 | 67.7297 | 66.9669 | 66.1849 | 66.6951 | 67.8912 | 68.4138 | 72.3349 | 77.3285 | 82.2305 | 85.728 | 88.0345 | 89.7072 | 90.3625 | 90.12 | 88.6846 | 85.9181 | 81.9445 | 78.5006 | 75.7353 | 73.8004 | 72.1588 | 0.323 | 0.29493 | 0.28639 | 0.2827 | 0.30794 | 0.38131 | 0.49771 | 0.58259 | 0.61949 | 0.61147 | 0.60524 | 0.63669 | 0.70543 | 0.78921 | 0.83716 | 0.89281 | 0.91127 | 0.83484 | 0.74397 | 0.56858 | 0.50513 | 0.42926 | 0.34309 | 0.29078
Portfolio Adjusted1-in-2Size: 20 kW to 199.99 kWOrange County2023November Monthly Peak | Portfolio Adjusted | 1-in-2 | Size: 20 kW to 199.99 kW | Orange County | 2023 | November Monthly Peak | 11 | 12.1446 | 11.72 | 11.5429 | 11.5891 | 12.125 | 13.8581 | 15.4481 | 17.0975 | 19.6044 | 21.6717 | 23.1812 | 24.1673 | 24.9638 | 25.4235 | 25.4693 | 24.4897 | 23.2565 | 23.1045 | 21.3203 | 19.9694 | 18.5988 | 16.966 | 14.9515 | 13.3454 | 0 | 0 | 0 | 0 | 0 | 0 | 0 | 0 | 0 | 0 | 0 | 0 | 0 | 0 | 0.38204 | 0.36735 | 0.34885 | 0.34657 | 0 | 0 | 0 | 0 | 0 | 0 | 60.1664 | 59.6011 | 59.1684 | 58.6829 | 58.1944 | 58.2611 | 57.8815 | 57.9011 | 61.9322 | 66.7071 | 72.6286 | 77.5126 | 81.0926 | 82.5508 | 83.1231 | 82.5624 | 80.5456 | 76.2785 | 71.7804 | 69.1401 | 67.1018 | 65.3541 | 63.9117 | 62.6779 | 0.32459 | 0.29639 | 0.2878 | 0.28409 | 0.30946 | 0.38319 | 0.50016 | 0.58546 | 0.62254 | 0.61448 | 0.60822 | 0.63982 | 0.7089 | 0.7931 | 0.84129 | 0.8972 | 0.91575 | 0.83895 | 0.74764 | 0.57138 | 0.50761 | 0.43137 | 0.34478 | 0.29222
Portfolio Adjusted1-in-2Size: 20 kW to 199.99 kWOrange County2023December Monthly Peak | Portfolio Adjusted | 1-in-2 | Size: 20 kW to 199.99 kW | Orange County | 2023 | December Monthly Peak | 12 | 12.1424 | 11.7693 | 11.6556 | 11.7685 | 12.4356 | 14.2397 | 16.5706 | 17.5927 | 19.0486 | 20.1061 | 20.5089 | 20.2868 | 20.2033 | 19.9533 | 19.7095 | 18.8302 | 18.6928 | 19.47 | 18.4794 | 17.708 | 16.7949 | 15.7049 | 14.3444 | 13.1377 | 0 | 0 | 0 | 0 | 0 | 0 | 0 | 0 | 0 | 0 | 0 | 0 | 0 | 0 | 0.29564 | 0.28245 | 0.28039 | 0.29205 | 0 | 0 | 0 | 0 | 0 | 0 | 46.7095 | 46.0085 | 45.2275 | 44.2489 | 43.6175 | 42.8405 | 42.5958 | 42.4156 | 42.9867 | 45.6443 | 47.8034 | 49.5441 | 51.054 | 52.1652 | 52.6079 | 52.5272 | 51.9603 | 51.0545 | 49.7737 | 48.6186 | 47.8259 | 47.0903 | 46.5174 | 45.8358 | 0.32491 | 0.29668 | 0.28809 | 0.28438 | 0.30977 | 0.38357 | 0.50067 | 0.58604 | 0.62316 | 0.61509 | 0.60883 | 0.64047 | 0.70961 | 0.79389 | 0.84213 | 0.8981 | 0.91667 | 0.83979 | 0.74839 | 0.57195 | 0.50812 | 0.4318 | 0.34512 | 0.29251
Portfolio Adjusted1-in-2Size: 20 kW to 199.99 kWOrange County2023Typical Event Day | Portfolio Adjusted | 1-in-2 | Size: 20 kW to 199.99 kW | Orange County | 2023 | Typical Event Day | 8 | 14.3435 | 13.6061 | 13.2344 | 13.1158 | 13.5893 | 15.3789 | 17.2477 | 20.0411 | 23.7228 | 26.6172 | 28.9829 | 30.4687 | 31.7757 | 32.6148 | 32.9091 | 32.2896 | 30.7821 | 27.9971 | 24.8447 | 23.5956 | 23.177 | 20.9675 | 18.3429 | 16.0372 | 0 | 0 | 0 | 0 | 0 | 0 | 0 | 0 | 0 | 0 | 0 | 0 | 0 | 0 | 0.49364 | 0.48434 | 0.46173 | 0.41996 | 0 | 0 | 0 | 0 | 0 | 0 | 71.6686 | 70.6358 | 69.7479 | 68.953 | 68.4102 | 67.7657 | 67.5233 | 67.8454 | 70.2005 | 74.9336 | 80.325 | 84.5659 | 87.9343 | 90.2975 | 91.8306 | 92.4204 | 92.6935 | 91.7694 | 89.8057 | 86.7086 | 82.8155 | 79.3517 | 77.1784 | 75.6031 | 0.32283 | 0.29479 | 0.28625 | 0.28256 | 0.30779 | 0.38112 | 0.49746 | 0.58229 | 0.61918 | 0.61116 | 0.60493 | 0.63637 | 0.70507 | 0.78881 | 0.83674 | 0.89236 | 0.91081 | 0.83442 | 0.7436 | 0.56829 | 0.50487 | 0.42904 | 0.34291 | 0.29064
Portfolio Adjusted1-in-2Size: 20 kW to 199.99 kWOrange County2024January Monthly Peak | Portfolio Adjusted | 1-in-2 | Size: 20 kW to 199.99 kW | Orange County | 2024 | January Monthly Peak | 1 | 12.0874 | 11.7881 | 11.6271 | 11.8135 | 12.5361 | 14.1764 | 16.6012 | 17.5203 | 19.0546 | 19.9998 | 20.4375 | 20.3506 | 20.5454 | 20.5771 | 20.5897 | 19.732 | 18.9984 | 19.5352 | 18.6126 | 17.7292 | 16.806 | 15.9132 | 14.3091 | 13.1011 | 0 | 0 | 0 | 0 | 0 | 0 | 0 | 0 | 0 | 0 | 0 | 0 | 0 | 0 | 0.30885 | 0.29598 | 0.28498 | 0.29303 | 0 | 0 | 0 | 0 | 0 | 0 | 51.1996 | 50.7681 | 50.3206 | 49.7682 | 49.5813 | 49.2504 | 49.1879 | 49.1821 | 49.7438 | 50.9945 | 52.6795 | 53.7925 | 54.2509 | 55.1336 | 55.6224 | 55.5354 | 55.2749 | 54.7718 | 53.6984 | 52.5859 | 51.7974 | 51.6134 | 51.5691 | 50.8979 | 0.32448 | 0.29629 | 0.28771 | 0.284 | 0.30936 | 0.38306 | 0.5 | 0.58527 | 0.62234 | 0.61428 | 0.60802 | 0.63962 | 0.70867 | 0.79284 | 0.84101 | 0.89691 | 0.91546 | 0.83868 | 0.7474 | 0.5712 | 0.50745 | 0.43123 | 0.34467 | 0.29212
Portfolio Adjusted1-in-2Size: 20 kW to 199.99 kWOrange County2024February Monthly Peak | Portfolio Adjusted | 1-in-2 | Size: 20 kW to 199.99 kW | Orange County | 2024 | February Monthly Peak | 2 | 12.1537 | 11.827 | 11.5923 | 11.7446 | 12.4208 | 13.9459 | 16.0004 | 17.1927 | 18.9218 | 20.1017 | 20.9044 | 21.1085 | 21.5574 | 21.8568 | 21.9273 | 21.016 | 20.048 | 19.8621 | 19.6402 | 18.5368 | 17.5103 | 16.2234 | 14.5201 | 13.1787 | 0 | 0 | 0 | 0 | 0 | 0 | 0 | 0 | 0 | 0 | 0 | 0 | 0 | 0 | 0.32891 | 0.31524 | 0.30072 | 0.29793 | 0 | 0 | 0 | 0 | 0 | 0 | 51.3737 | 51.1773 | 51.1548 | 50.9209 | 50.3151 | 50.3456 | 50.04 | 50.3471 | 51.5512 | 54.5089 | 57.6652 | 60.425 | 61.8697 | 62.4969 | 63.0375 | 62.7537 | 62.1449 | 61.0093 | 59.1885 | 57.6269 | 56.5884 | 55.4592 | 54.3793 | 53.0609 | 0.32308 | 0.29501 | 0.28647 | 0.28278 | 0.30803 | 0.38141 | 0.49785 | 0.58274 | 0.61965 | 0.61163 | 0.6054 | 0.63686 | 0.70561 | 0.78942 | 0.83739 | 0.89305 | 0.91151 | 0.83506 | 0.74417 | 0.56873 | 0.50526 | 0.42937 | 0.34318 | 0.29086
Portfolio Adjusted1-in-2Size: 20 kW to 199.99 kWOrange County2024March Monthly Peak | Portfolio Adjusted | 1-in-2 | Size: 20 kW to 199.99 kW | Orange County | 2024 | March Monthly Peak | 3 | 12.2992 | 11.8431 | 11.5924 | 11.6516 | 12.2924 | 13.7594 | 15.8852 | 17.1571 | 18.8197 | 20.0413 | 20.9282 | 21.1837 | 21.6587 | 22.0487 | 22.3206 | 21.7312 | 20.602 | 19.2539 | 18.531 | 18.9184 | 17.989 | 16.6075 | 14.7098 | 13.2778 | 0 | 0 | 0 | 0 | 0 | 0 | 0 | 0 | 0 | 0 | 0 | 0 | 0 | 0 | 0.33481 | 0.32597 | 0.30903 | 0.28881 | 0 | 0 | 0 | 0 | 0 | 0 | 52.2507 | 51.2808 | 50.7164 | 50.5164 | 50.0578 | 49.654 | 49.3368 | 49.6399 | 51.6825 | 54.0019 | 57.0355 | 59.9315 | 61.971 | 63.8269 | 65.1616 | 65.8277 | 65.8055 | 64.9909 | 62.379 | 58.9417 | 57.0617 | 55.5347 | 54.4771 | 52.9434 | 0.3229 | 0.29484 | 0.2863 | 0.28261 | 0.30785 | 0.38119 | 0.49756 | 0.58241 | 0.6193 | 0.61128 | 0.60505 | 0.63649 | 0.70521 | 0.78897 | 0.8369 | 0.89253 | 0.91098 | 0.83458 | 0.74374 | 0.5684 | 0.50497 | 0.42912 | 0.34298 | 0.29069
Portfolio Adjusted1-in-2Size: 20 kW to 199.99 kWOrange County2024April Monthly Peak | Portfolio Adjusted | 1-in-2 | Size: 20 kW to 199.99 kW | Orange County | 2024 | April Monthly Peak | 4 | 12.4458 | 11.8794 | 11.6129 | 11.6034 | 12.1954 | 13.7165 | 15.3596 | 17.04 | 19.4736 | 21.5141 | 23.1069 | 24.1076 | 25.2491 | 26.0634 | 26.443 | 25.7513 | 24.4261 | 22.3086 | 20.2391 | 20.3455 | 19.6216 | 17.8631 | 15.5542 | 13.835 | 0 | 0 | 0 | 0 | 0 | 0 | 0 | 0 | 0 | 0 | 0 | 0 | 0 | 0 | 0.39665 | 0.38627 | 0.36639 | 0.33463 | 0 | 0 | 0 | 0 | 0 | 0 | 63.0005 | 61.9626 | 61.0968 | 60.4618 | 59.4506 | 58.7308 | 58.02 | 58.0994 | 60.5724 | 64.8825 | 69.7934 | 74.7802 | 79.3077 | 82.1734 | 83.7371 | 84.5186 | 84.168 | 82.9595 | 80.6675 | 77.558 | 72.7331 | 69.8704 | 67.8982 | 65.9727 | 0.32253 | 0.29451 | 0.28598 | 0.28229 | 0.3075 | 0.38076 | 0.49699 | 0.58175 | 0.6186 | 0.61058 | 0.60436 | 0.63577 | 0.70441 | 0.78807 | 0.83596 | 0.89152 | 0.90995 | 0.83364 | 0.7429 | 0.56776 | 0.5044 | 0.42864 | 0.34259 | 0.29036
Portfolio Adjusted1-in-2Size: 20 kW to 199.99 kWOrange County2024May Monthly Peak | Portfolio Adjusted | 1-in-2 | Size: 20 kW to 199.99 kW | Orange County | 2024 | May Monthly Peak | 5 | 12.7301 | 12.1504 | 11.8657 | 11.8028 | 12.4271 | 13.8257 | 15.0065 | 17.4592 | 20.4635 | 22.9284 | 24.7422 | 25.7503 | 26.7466 | 27.4336 | 27.7705 | 27.0524 | 25.7314 | 23.5126 | 21.2103 | 20.4435 | 20.4501 | 18.5172 | 16.1015 | 14.214 | 0 | 0 | 0 | 0 | 0 | 0 | 0 | 0 | 0 | 0 | 0 | 0 | 0 | 0 | 0.41656 | 0.40579 | 0.38597 | 0.35269 | 0 | 0 | 0 | 0 | 0 | 0 | 65.6302 | 64.5834 | 63.4421 | 62.4191 | 61.7125 | 60.8226 | 60.408 | 60.7906 | 63.5784 | 67.5196 | 71.8688 | 76.3592 | 80.5153 | 83.384 | 85.2979 | 86.3769 | 86.6569 | 85.6683 | 83.3603 | 80.3596 | 76.0074 | 72.7653 | 70.9738 | 69.4303 | 0.3225 | 0.29448 | 0.28595 | 0.28227 | 0.30747 | 0.38073 | 0.49695 | 0.5817 | 0.61854 | 0.61053 | 0.60431 | 0.63572 | 0.70435 | 0.78801 | 0.83589 | 0.89144 | 0.90987 | 0.83357 | 0.74284 | 0.56771 | 0.50435 | 0.4286 | 0.34256 | 0.29034
Portfolio Adjusted1-in-2Size: 20 kW to 199.99 kWOrange County2024June Monthly Peak | Portfolio Adjusted | 1-in-2 | Size: 20 kW to 199.99 kW | Orange County | 2024 | June Monthly Peak | 6 | 13.3649 | 12.718 | 12.3977 | 12.3391 | 12.9397 | 14.2131 | 15.6101 | 18.5702 | 21.7301 | 24.4259 | 26.5421 | 27.8647 | 29.1492 | 30.0329 | 30.5026 | 29.799 | 28.2984 | 25.8956 | 23.2664 | 21.6641 | 21.557 | 19.7276 | 17.1194 | 15.0032 | 0 | 0 | 0 | 0 | 0 | 0 | 0 | 0 | 0 | 0 | 0 | 0 | 0 | 0 | 0.45754 | 0.44699 | 0.42448 | 0.38843 | 0 | 0 | 0 | 0 | 0 | 0 | 68.3855 | 67.2908 | 66.1278 | 65.2886 | 64.5703 | 63.8871 | 63.2321 | 63.8117 | 66.8588 | 71.3381 | 75.2555 | 79.0044 | 81.7323 | 84.0565 | 85.8114 | 86.9533 | 87.5923 | 87.0781 | 85.6141 | 82.747 | 78.9883 | 75.0731 | 72.6019 | 70.9602 | 0.32272 | 0.29469 | 0.28615 | 0.28246 | 0.30768 | 0.38099 | 0.49729 | 0.58209 | 0.61896 | 0.61095 | 0.60472 | 0.63615 | 0.70483 | 0.78854 | 0.83646 | 0.89205 | 0.9105 | 0.83414 | 0.74335 | 0.5681 | 0.5047 | 0.42889 | 0.3428 | 0.29054
Portfolio Adjusted1-in-2Size: 20 kW to 199.99 kWOrange County2024July Monthly Peak | Portfolio Adjusted | 1-in-2 | Size: 20 kW to 199.99 kW | Orange County | 2024 | July Monthly Peak | 7 | 14.3819 | 13.61 | 13.2012 | 13.0636 | 13.6648 | 15.2031 | 17.071 | 20.3305 | 23.7592 | 26.5757 | 28.7002 | 30.0005 | 31.2326 | 32.1219 | 32.5659 | 31.9047 | 30.5739 | 28.0479 | 25.074 | 23.1587 | 23.0293 | 21.1418 | 18.5214 | 16.1666 | 0 | 0 | 0 | 0 | 0 | 0 | 0 | 0 | 0 | 0 | 0 | 0 | 0 | 0 | 0.48849 | 0.47857 | 0.45861 | 0.42072 | 0 | 0 | 0 | 0 | 0 | 0 | 71.0921 | 70.3359 | 69.5497 | 68.7581 | 68.0872 | 67.6073 | 67.483 | 67.901 | 70.3083 | 74.5929 | 80.2954 | 83.975 | 87.2182 | 89.7305 | 91.6195 | 92.3706 | 92.8212 | 92.0277 | 90.3252 | 87.6301 | 83.6672 | 79.6828 | 77.1239 | 75.6902 | 0.32213 | 0.29415 | 0.28562 | 0.28194 | 0.30712 | 0.38029 | 0.49638 | 0.58103 | 0.61783 | 0.60983 | 0.60362 | 0.63498 | 0.70354 | 0.7871 | 0.83492 | 0.89042 | 0.90883 | 0.83261 | 0.74198 | 0.56706 | 0.50377 | 0.42811 | 0.34217 | 0.29001
Portfolio Adjusted1-in-2Size: 20 kW to 199.99 kWOrange County2024August Monthly Peak | Portfolio Adjusted | 1-in-2 | Size: 20 kW to 199.99 kW | Orange County | 2024 | August Monthly Peak | 8 | 14.7559 | 13.9741 | 13.5583 | 13.4237 | 13.8838 | 15.724 | 17.6472 | 20.6854 | 24.7648 | 27.9895 | 30.633 | 32.271 | 33.6475 | 34.5089 | 34.8042 | 34.1418 | 32.5122 | 29.5751 | 26.1462 | 24.7654 | 24.1578 | 21.7782 | 19.0306 | 16.5897 | 0 | 0 | 0 | 0 | 0 | 0 | 0 | 0 | 0 | 0 | 0 | 0 | 0 | 0 | 0.52206 | 0.51213 | 0.48768 | 0.44363 | 0 | 0 | 0 | 0 | 0 | 0 | 76.1711 | 75.0587 | 74.1834 | 73.0622 | 72.6625 | 71.8659 | 71.5378 | 71.8034 | 74.2031 | 79.2073 | 84.1711 | 88.5345 | 91.6521 | 93.7671 | 95.1792 | 95.3614 | 95.5905 | 94.4823 | 92.3787 | 89.4506 | 85.0238 | 81.5254 | 79.5929 | 77.9479 | 0.32585 | 0.29754 | 0.28892 | 0.2852 | 0.31067 | 0.38468 | 0.50212 | 0.58774 | 0.62497 | 0.61688 | 0.61059 | 0.64232 | 0.71167 | 0.79619 | 0.84457 | 0.90071 | 0.91933 | 0.84223 | 0.75056 | 0.57361 | 0.50959 | 0.43305 | 0.34612 | 0.29336
Portfolio Adjusted1-in-2Size: 20 kW to 199.99 kWOrange County2024September Monthly Peak | Portfolio Adjusted | 1-in-2 | Size: 20 kW to 199.99 kW | Orange County | 2024 | September Monthly Peak | 9 | 14.3042 | 13.6053 | 13.2599 | 13.1743 | 13.6685 | 15.5815 | 18.0226 | 20.1745 | 23.9077 | 26.8407 | 29.212 | 30.5719 | 31.8131 | 32.6554 | 32.9602 | 32.2251 | 30.6405 | 27.7236 | 24.7844 | 24.2523 | 22.6277 | 20.5326 | 18.0751 | 15.9238 | 0 | 0 | 0 | 0 | 0 | 0 | 0 | 0 | 0 | 0 | 0 | 0 | 0 | 0 | 0.4944 | 0.48338 | 0.45961 | 0.41585 | 0 | 0 | 0 | 0 | 0 | 0 | 71.0258 | 69.8579 | 69.1307 | 68.7031 | 68.3208 | 67.7026 | 67.8401 | 67.8652 | 69.4317 | 74.5963 | 81.578 | 86.7496 | 91.1348 | 93.6356 | 94.7123 | 94.9963 | 94.7699 | 93.4895 | 90.9049 | 87.0068 | 83.5827 | 81.1255 | 79.395 | 77.8141 | 0.32239 | 0.29438 | 0.28585 | 0.28217 | 0.30736 | 0.38059 | 0.49677 | 0.58149 | 0.61832 | 0.61031 | 0.60409 | 0.63548 | 0.70409 | 0.78772 | 0.83558 | 0.89112 | 0.90954 | 0.83326 | 0.74257 | 0.56751 | 0.50417 | 0.42844 | 0.34244 | 0.29023
Portfolio Adjusted1-in-2Size: 20 kW to 199.99 kWOrange County2024October Monthly Peak | Portfolio Adjusted | 1-in-2 | Size: 20 kW to 199.99 kW | Orange County | 2024 | October Monthly Peak | 10 | 13.194 | 12.5882 | 12.2295 | 12.1831 | 12.6649 | 14.394 | 16.9638 | 18.5114 | 21.4506 | 24.2129 | 26.4222 | 27.927 | 29.3029 | 30.2292 | 30.6241 | 29.8915 | 28.1923 | 25.3489 | 24.126 | 22.9828 | 21.1318 | 19.1534 | 16.7904 | 14.7591 | 0 | 0 | 0 | 0 | 0 | 0 | 0 | 0 | 0 | 0 | 0 | 0 | 0 | 0 | 0.45936 | 0.44837 | 0.42288 | 0.38023 | 0 | 0 | 0 | 0 | 0 | 0 | 70.1177 | 68.8955 | 68.183 | 67.7297 | 66.9669 | 66.1849 | 66.6951 | 67.8912 | 68.4138 | 72.3349 | 77.3285 | 82.2305 | 85.728 | 88.0345 | 89.7072 | 90.3625 | 90.12 | 88.6846 | 85.9181 | 81.9445 | 78.5006 | 75.7353 | 73.8004 | 72.1588 | 0.323 | 0.29493 | 0.28639 | 0.2827 | 0.30794 | 0.38131 | 0.49771 | 0.58259 | 0.61949 | 0.61147 | 0.60524 | 0.63669 | 0.70543 | 0.78921 | 0.83716 | 0.89281 | 0.91127 | 0.83484 | 0.74397 | 0.56858 | 0.50513 | 0.42926 | 0.34309 | 0.29078
Portfolio Adjusted1-in-2Size: 20 kW to 199.99 kWOrange County2024November Monthly Peak | Portfolio Adjusted | 1-in-2 | Size: 20 kW to 199.99 kW | Orange County | 2024 | November Monthly Peak | 11 | 12.1446 | 11.72 | 11.5429 | 11.5891 | 12.125 | 13.8581 | 15.4481 | 17.0975 | 19.6044 | 21.6717 | 23.1812 | 24.1673 | 24.9638 | 25.4235 | 25.4693 | 24.4897 | 23.2565 | 23.1045 | 21.3203 | 19.9694 | 18.5988 | 16.966 | 14.9515 | 13.3454 | 0 | 0 | 0 | 0 | 0 | 0 | 0 | 0 | 0 | 0 | 0 | 0 | 0 | 0 | 0.38204 | 0.36735 | 0.34885 | 0.34657 | 0 | 0 | 0 | 0 | 0 | 0 | 60.1664 | 59.6011 | 59.1684 | 58.6829 | 58.1944 | 58.2611 | 57.8815 | 57.9011 | 61.9322 | 66.7071 | 72.6286 | 77.5126 | 81.0926 | 82.5508 | 83.1231 | 82.5624 | 80.5456 | 76.2785 | 71.7804 | 69.1401 | 67.1018 | 65.3541 | 63.9117 | 62.6779 | 0.32459 | 0.29639 | 0.2878 | 0.28409 | 0.30946 | 0.38319 | 0.50016 | 0.58546 | 0.62254 | 0.61448 | 0.60822 | 0.63982 | 0.7089 | 0.7931 | 0.84129 | 0.8972 | 0.91575 | 0.83895 | 0.74764 | 0.57138 | 0.50761 | 0.43137 | 0.34478 | 0.29222
Portfolio Adjusted1-in-2Size: 20 kW to 199.99 kWOrange County2024December Monthly Peak | Portfolio Adjusted | 1-in-2 | Size: 20 kW to 199.99 kW | Orange County | 2024 | December Monthly Peak | 12 | 12.1424 | 11.7693 | 11.6556 | 11.7685 | 12.4356 | 14.2397 | 16.5706 | 17.5927 | 19.0486 | 20.1061 | 20.5089 | 20.2868 | 20.2033 | 19.9533 | 19.7095 | 18.8302 | 18.6928 | 19.47 | 18.4794 | 17.708 | 16.7949 | 15.7049 | 14.3444 | 13.1377 | 0 | 0 | 0 | 0 | 0 | 0 | 0 | 0 | 0 | 0 | 0 | 0 | 0 | 0 | 0.29564 | 0.28245 | 0.28039 | 0.29205 | 0 | 0 | 0 | 0 | 0 | 0 | 46.7095 | 46.0085 | 45.2275 | 44.2489 | 43.6175 | 42.8405 | 42.5958 | 42.4156 | 42.9867 | 45.6443 | 47.8034 | 49.5441 | 51.054 | 52.1652 | 52.6079 | 52.5272 | 51.9603 | 51.0545 | 49.7737 | 48.6186 | 47.8259 | 47.0903 | 46.5174 | 45.8358 | 0.32491 | 0.29668 | 0.28809 | 0.28438 | 0.30977 | 0.38357 | 0.50067 | 0.58604 | 0.62316 | 0.61509 | 0.60883 | 0.64047 | 0.70961 | 0.79389 | 0.84213 | 0.8981 | 0.91667 | 0.83979 | 0.74839 | 0.57195 | 0.50812 | 0.4318 | 0.34512 | 0.29251
Portfolio Adjusted1-in-2Size: 20 kW to 199.99 kWOrange County2024Typical Event Day | Portfolio Adjusted | 1-in-2 | Size: 20 kW to 199.99 kW | Orange County | 2024 | Typical Event Day | 8 | 14.3435 | 13.6061 | 13.2344 | 13.1158 | 13.5893 | 15.3789 | 17.2477 | 20.0411 | 23.7227 | 26.6172 | 28.9829 | 30.4687 | 31.7757 | 32.6148 | 32.9091 | 32.2897 | 30.7821 | 27.9971 | 24.8447 | 23.5956 | 23.177 | 20.9675 | 18.3429 | 16.0372 | 0 | 0 | 0 | 0 | 0 | 0 | 0 | 0 | 0 | 0 | 0 | 0 | 0 | 0 | 0.49364 | 0.48434 | 0.46173 | 0.41996 | 0 | 0 | 0 | 0 | 0 | 0 | 71.6686 | 70.6358 | 69.7479 | 68.953 | 68.4102 | 67.7657 | 67.5233 | 67.8453 | 70.2005 | 74.9336 | 80.325 | 84.5659 | 87.9343 | 90.2975 | 91.8306 | 92.4204 | 92.6935 | 91.7694 | 89.8057 | 86.7086 | 82.8155 | 79.3517 | 77.1784 | 75.6031 | 0.32283 | 0.29479 | 0.28625 | 0.28256 | 0.30779 | 0.38112 | 0.49746 | 0.58229 | 0.61918 | 0.61116 | 0.60493 | 0.63637 | 0.70507 | 0.78881 | 0.83674 | 0.89236 | 0.91081 | 0.83442 | 0.7436 | 0.56829 | 0.50487 | 0.42904 | 0.34291 | 0.29064
Portfolio Adjusted1-in-2Size: 20 kW to 199.99 kWOrange County2025January Monthly Peak | Portfolio Adjusted | 1-in-2 | Size: 20 kW to 199.99 kW | Orange County | 2025 | January Monthly Peak | 1 | 12.0874 | 11.7881 | 11.6271 | 11.8135 | 12.5361 | 14.1764 | 16.6012 | 17.5203 | 19.0546 | 19.9998 | 20.4375 | 20.3506 | 20.5454 | 20.5771 | 20.5897 | 19.732 | 18.9984 | 19.5352 | 18.6126 | 17.7292 | 16.806 | 15.9132 | 14.3091 | 13.1011 | 0 | 0 | 0 | 0 | 0 | 0 | 0 | 0 | 0 | 0 | 0 | 0 | 0 | 0 | 0.30885 | 0.29598 | 0.28498 | 0.29303 | 0 | 0 | 0 | 0 | 0 | 0 | 51.1996 | 50.7681 | 50.3206 | 49.7682 | 49.5813 | 49.2504 | 49.1879 | 49.1821 | 49.7438 | 50.9945 | 52.6795 | 53.7925 | 54.2509 | 55.1336 | 55.6224 | 55.5354 | 55.2749 | 54.7718 | 53.6984 | 52.5859 | 51.7974 | 51.6134 | 51.5691 | 50.8979 | 0.32448 | 0.29629 | 0.28771 | 0.284 | 0.30936 | 0.38306 | 0.5 | 0.58527 | 0.62234 | 0.61428 | 0.60802 | 0.63962 | 0.70867 | 0.79284 | 0.84101 | 0.89691 | 0.91546 | 0.83868 | 0.7474 | 0.5712 | 0.50745 | 0.43123 | 0.34467 | 0.29212
Portfolio Adjusted1-in-2Size: 20 kW to 199.99 kWOrange County2025February Monthly Peak | Portfolio Adjusted | 1-in-2 | Size: 20 kW to 199.99 kW | Orange County | 2025 | February Monthly Peak | 2 | 12.1537 | 11.827 | 11.5923 | 11.7446 | 12.4208 | 13.9459 | 16.0004 | 17.1927 | 18.9218 | 20.1017 | 20.9044 | 21.1085 | 21.5574 | 21.8568 | 21.9273 | 21.016 | 20.048 | 19.8621 | 19.6402 | 18.5368 | 17.5103 | 16.2234 | 14.52 | 13.1787 | 0 | 0 | 0 | 0 | 0 | 0 | 0 | 0 | 0 | 0 | 0 | 0 | 0 | 0 | 0.32891 | 0.31524 | 0.30072 | 0.29793 | 0 | 0 | 0 | 0 | 0 | 0 | 51.3737 | 51.1773 | 51.1548 | 50.9209 | 50.3151 | 50.3456 | 50.04 | 50.3471 | 51.5512 | 54.5089 | 57.6652 | 60.425 | 61.8697 | 62.4969 | 63.0375 | 62.7537 | 62.1449 | 61.0093 | 59.1885 | 57.6269 | 56.5884 | 55.4592 | 54.3793 | 53.0609 | 0.32308 | 0.29501 | 0.28647 | 0.28278 | 0.30803 | 0.38141 | 0.49785 | 0.58274 | 0.61965 | 0.61163 | 0.6054 | 0.63686 | 0.70561 | 0.78942 | 0.83739 | 0.89305 | 0.91151 | 0.83506 | 0.74417 | 0.56873 | 0.50526 | 0.42937 | 0.34318 | 0.29086
Portfolio Adjusted1-in-2Size: 20 kW to 199.99 kWOrange County2025March Monthly Peak | Portfolio Adjusted | 1-in-2 | Size: 20 kW to 199.99 kW | Orange County | 2025 | March Monthly Peak | 3 | 12.2992 | 11.8431 | 11.5924 | 11.6516 | 12.2924 | 13.7594 | 15.8852 | 17.1571 | 18.8197 | 20.0413 | 20.9282 | 21.1837 | 21.6587 | 22.0487 | 22.3206 | 21.7312 | 20.602 | 19.2539 | 18.531 | 18.9184 | 17.989 | 16.6075 | 14.7098 | 13.2778 | 0 | 0 | 0 | 0 | 0 | 0 | 0 | 0 | 0 | 0 | 0 | 0 | 0 | 0 | 0.33481 | 0.32597 | 0.30903 | 0.28881 | 0 | 0 | 0 | 0 | 0 | 0 | 52.2507 | 51.2808 | 50.7164 | 50.5164 | 50.0578 | 49.654 | 49.3368 | 49.6399 | 51.6825 | 54.0019 | 57.0355 | 59.9315 | 61.971 | 63.8269 | 65.1616 | 65.8277 | 65.8055 | 64.9909 | 62.379 | 58.9417 | 57.0617 | 55.5347 | 54.4771 | 52.9434 | 0.3229 | 0.29484 | 0.2863 | 0.28261 | 0.30785 | 0.38119 | 0.49756 | 0.58241 | 0.6193 | 0.61128 | 0.60505 | 0.63649 | 0.70521 | 0.78897 | 0.8369 | 0.89253 | 0.91098 | 0.83458 | 0.74374 | 0.5684 | 0.50497 | 0.42912 | 0.34298 | 0.29069
Portfolio Adjusted1-in-2Size: 20 kW to 199.99 kWOrange County2025April Monthly Peak | Portfolio Adjusted | 1-in-2 | Size: 20 kW to 199.99 kW | Orange County | 2025 | April Monthly Peak | 4 | 12.4458 | 11.8794 | 11.6129 | 11.6034 | 12.1954 | 13.7165 | 15.3596 | 17.04 | 19.4736 | 21.5141 | 23.1069 | 24.1076 | 25.2491 | 26.0634 | 26.443 | 25.7513 | 24.4261 | 22.3086 | 20.2391 | 20.3455 | 19.6216 | 17.8631 | 15.5542 | 13.835 | 0 | 0 | 0 | 0 | 0 | 0 | 0 | 0 | 0 | 0 | 0 | 0 | 0 | 0 | 0.39665 | 0.38627 | 0.36639 | 0.33463 | 0 | 0 | 0 | 0 | 0 | 0 | 63.0005 | 61.9626 | 61.0968 | 60.4618 | 59.4506 | 58.7308 | 58.02 | 58.0994 | 60.5724 | 64.8825 | 69.7934 | 74.7802 | 79.3077 | 82.1734 | 83.7371 | 84.5186 | 84.168 | 82.9595 | 80.6675 | 77.558 | 72.7331 | 69.8704 | 67.8982 | 65.9727 | 0.32253 | 0.29451 | 0.28598 | 0.28229 | 0.3075 | 0.38076 | 0.49699 | 0.58175 | 0.6186 | 0.61058 | 0.60436 | 0.63577 | 0.70441 | 0.78807 | 0.83596 | 0.89152 | 0.90995 | 0.83364 | 0.7429 | 0.56776 | 0.5044 | 0.42864 | 0.34259 | 0.29036
Portfolio Adjusted1-in-2Size: 20 kW to 199.99 kWOrange County2025May Monthly Peak | Portfolio Adjusted | 1-in-2 | Size: 20 kW to 199.99 kW | Orange County | 2025 | May Monthly Peak | 5 | 12.7301 | 12.1504 | 11.8657 | 11.8028 | 12.4271 | 13.8257 | 15.0065 | 17.4592 | 20.4635 | 22.9284 | 24.7422 | 25.7503 | 26.7466 | 27.4336 | 27.7705 | 27.0524 | 25.7314 | 23.5126 | 21.2103 | 20.4435 | 20.4501 | 18.5172 | 16.1015 | 14.214 | 0 | 0 | 0 | 0 | 0 | 0 | 0 | 0 | 0 | 0 | 0 | 0 | 0 | 0 | 0.41656 | 0.40579 | 0.38597 | 0.35269 | 0 | 0 | 0 | 0 | 0 | 0 | 65.6302 | 64.5834 | 63.4421 | 62.4191 | 61.7125 | 60.8226 | 60.408 | 60.7906 | 63.5784 | 67.5197 | 71.8688 | 76.3592 | 80.5153 | 83.384 | 85.2979 | 86.3769 | 86.6569 | 85.6683 | 83.3603 | 80.3596 | 76.0074 | 72.7653 | 70.9738 | 69.4303 | 0.3225 | 0.29448 | 0.28595 | 0.28227 | 0.30747 | 0.38073 | 0.49695 | 0.5817 | 0.61854 | 0.61053 | 0.60431 | 0.63572 | 0.70435 | 0.78801 | 0.83589 | 0.89144 | 0.90987 | 0.83357 | 0.74284 | 0.56771 | 0.50435 | 0.4286 | 0.34256 | 0.29034
Portfolio Adjusted1-in-2Size: 20 kW to 199.99 kWOrange County2025June Monthly Peak | Portfolio Adjusted | 1-in-2 | Size: 20 kW to 199.99 kW | Orange County | 2025 | June Monthly Peak | 6 | 13.3649 | 12.718 | 12.3977 | 12.3391 | 12.9397 | 14.2131 | 15.6101 | 18.5702 | 21.7301 | 24.4259 | 26.5421 | 27.8647 | 29.1492 | 30.0329 | 30.5026 | 29.7991 | 28.2984 | 25.8956 | 23.2664 | 21.6641 | 21.557 | 19.7276 | 17.1194 | 15.0032 | 0 | 0 | 0 | 0 | 0 | 0 | 0 | 0 | 0 | 0 | 0 | 0 | 0 | 0 | 0.45754 | 0.44699 | 0.42448 | 0.38843 | 0 | 0 | 0 | 0 | 0 | 0 | 68.3855 | 67.2908 | 66.1278 | 65.2886 | 64.5703 | 63.8871 | 63.2321 | 63.8117 | 66.8588 | 71.3381 | 75.2555 | 79.0044 | 81.7323 | 84.0565 | 85.8114 | 86.9533 | 87.5923 | 87.0781 | 85.6141 | 82.747 | 78.9883 | 75.0731 | 72.6019 | 70.9602 | 0.32272 | 0.29469 | 0.28615 | 0.28246 | 0.30768 | 0.38099 | 0.49729 | 0.58209 | 0.61896 | 0.61095 | 0.60472 | 0.63615 | 0.70483 | 0.78854 | 0.83646 | 0.89205 | 0.9105 | 0.83414 | 0.74335 | 0.5681 | 0.5047 | 0.42889 | 0.3428 | 0.29054
Portfolio Adjusted1-in-2Size: 20 kW to 199.99 kWOrange County2025July Monthly Peak | Portfolio Adjusted | 1-in-2 | Size: 20 kW to 199.99 kW | Orange County | 2025 | July Monthly Peak | 7 | 14.3819 | 13.61 | 13.2012 | 13.0636 | 13.6648 | 15.2031 | 17.071 | 20.3305 | 23.7592 | 26.5757 | 28.7002 | 30.0005 | 31.2326 | 32.1219 | 32.5659 | 31.9047 | 30.5739 | 28.0479 | 25.074 | 23.1587 | 23.0293 | 21.1418 | 18.5214 | 16.1666 | 0 | 0 | 0 | 0 | 0 | 0 | 0 | 0 | 0 | 0 | 0 | 0 | 0 | 0 | 0.48849 | 0.47857 | 0.45861 | 0.42072 | 0 | 0 | 0 | 0 | 0 | 0 | 71.0921 | 70.3359 | 69.5497 | 68.7581 | 68.0872 | 67.6073 | 67.483 | 67.901 | 70.3083 | 74.5929 | 80.2954 | 83.975 | 87.2182 | 89.7305 | 91.6195 | 92.3706 | 92.8212 | 92.0277 | 90.3251 | 87.6301 | 83.6672 | 79.6828 | 77.1239 | 75.6902 | 0.32213 | 0.29415 | 0.28562 | 0.28194 | 0.30712 | 0.38029 | 0.49638 | 0.58103 | 0.61783 | 0.60983 | 0.60362 | 0.63498 | 0.70354 | 0.7871 | 0.83492 | 0.89042 | 0.90883 | 0.83261 | 0.74198 | 0.56706 | 0.50377 | 0.42811 | 0.34217 | 0.29001
Portfolio Adjusted1-in-2Size: 20 kW to 199.99 kWOrange County2025August Monthly Peak | Portfolio Adjusted | 1-in-2 | Size: 20 kW to 199.99 kW | Orange County | 2025 | August Monthly Peak | 8 | 14.7559 | 13.9741 | 13.5583 | 13.4237 | 13.8838 | 15.724 | 17.6472 | 20.6854 | 24.7648 | 27.9895 | 30.633 | 32.271 | 33.6474 | 34.5089 | 34.8042 | 34.1418 | 32.5122 | 29.5751 | 26.1462 | 24.7654 | 24.1578 | 21.7782 | 19.0306 | 16.5897 | 0 | 0 | 0 | 0 | 0 | 0 | 0 | 0 | 0 | 0 | 0 | 0 | 0 | 0 | 0.52206 | 0.51213 | 0.48768 | 0.44363 | 0 | 0 | 0 | 0 | 0 | 0 | 76.1711 | 75.0587 | 74.1834 | 73.0622 | 72.6625 | 71.8659 | 71.5378 | 71.8034 | 74.2031 | 79.2073 | 84.1711 | 88.5345 | 91.6521 | 93.7671 | 95.1792 | 95.3614 | 95.5905 | 94.4823 | 92.3787 | 89.4506 | 85.0238 | 81.5254 | 79.5929 | 77.9479 | 0.32585 | 0.29754 | 0.28892 | 0.2852 | 0.31067 | 0.38468 | 0.50212 | 0.58774 | 0.62497 | 0.61688 | 0.61059 | 0.64232 | 0.71167 | 0.79619 | 0.84457 | 0.90071 | 0.91933 | 0.84223 | 0.75056 | 0.57361 | 0.50959 | 0.43305 | 0.34612 | 0.29336
Portfolio Adjusted1-in-2Size: 20 kW to 199.99 kWOrange County2025September Monthly Peak | Portfolio Adjusted | 1-in-2 | Size: 20 kW to 199.99 kW | Orange County | 2025 | September Monthly Peak | 9 | 14.3042 | 13.6053 | 13.2599 | 13.1743 | 13.6685 | 15.5815 | 18.0226 | 20.1745 | 23.9077 | 26.8407 | 29.212 | 30.5719 | 31.8131 | 32.6554 | 32.9602 | 32.2251 | 30.6405 | 27.7236 | 24.7844 | 24.2523 | 22.6277 | 20.5326 | 18.0751 | 15.9238 | 0 | 0 | 0 | 0 | 0 | 0 | 0 | 0 | 0 | 0 | 0 | 0 | 0 | 0 | 0.4944 | 0.48338 | 0.45961 | 0.41585 | 0 | 0 | 0 | 0 | 0 | 0 | 71.0258 | 69.8579 | 69.1307 | 68.7031 | 68.3208 | 67.7026 | 67.8401 | 67.8652 | 69.4317 | 74.5963 | 81.578 | 86.7496 | 91.1348 | 93.6356 | 94.7123 | 94.9963 | 94.7699 | 93.4894 | 90.9049 | 87.0068 | 83.5827 | 81.1254 | 79.395 | 77.8141 | 0.32239 | 0.29438 | 0.28585 | 0.28217 | 0.30736 | 0.38059 | 0.49677 | 0.58149 | 0.61832 | 0.61031 | 0.60409 | 0.63548 | 0.70409 | 0.78772 | 0.83558 | 0.89112 | 0.90954 | 0.83326 | 0.74257 | 0.56751 | 0.50417 | 0.42844 | 0.34244 | 0.29023
Portfolio Adjusted1-in-2Size: 20 kW to 199.99 kWOrange County2025October Monthly Peak | Portfolio Adjusted | 1-in-2 | Size: 20 kW to 199.99 kW | Orange County | 2025 | October Monthly Peak | 10 | 13.194 | 12.5882 | 12.2295 | 12.1831 | 12.6649 | 14.394 | 16.9638 | 18.5114 | 21.4506 | 24.2129 | 26.4222 | 27.927 | 29.3029 | 30.2292 | 30.6241 | 29.8915 | 28.1923 | 25.3489 | 24.126 | 22.9828 | 21.1318 | 19.1534 | 16.7904 | 14.7591 | 0 | 0 | 0 | 0 | 0 | 0 | 0 | 0 | 0 | 0 | 0 | 0 | 0 | 0 | 0.45936 | 0.44837 | 0.42288 | 0.38023 | 0 | 0 | 0 | 0 | 0 | 0 | 70.1177 | 68.8955 | 68.183 | 67.7297 | 66.9669 | 66.1849 | 66.6951 | 67.8912 | 68.4138 | 72.3349 | 77.3285 | 82.2305 | 85.728 | 88.0345 | 89.7072 | 90.3625 | 90.12 | 88.6846 | 85.9181 | 81.9445 | 78.5006 | 75.7353 | 73.8004 | 72.1588 | 0.323 | 0.29493 | 0.28639 | 0.2827 | 0.30794 | 0.38131 | 0.49771 | 0.58259 | 0.61949 | 0.61147 | 0.60524 | 0.63669 | 0.70543 | 0.78921 | 0.83716 | 0.89281 | 0.91127 | 0.83484 | 0.74397 | 0.56858 | 0.50513 | 0.42926 | 0.34309 | 0.29078
Portfolio Adjusted1-in-2Size: 20 kW to 199.99 kWOrange County2025November Monthly Peak | Portfolio Adjusted | 1-in-2 | Size: 20 kW to 199.99 kW | Orange County | 2025 | November Monthly Peak | 11 | 12.1446 | 11.72 | 11.5429 | 11.5891 | 12.125 | 13.8581 | 15.4481 | 17.0975 | 19.6044 | 21.6717 | 23.1812 | 24.1673 | 24.9638 | 25.4235 | 25.4693 | 24.4897 | 23.2565 | 23.1045 | 21.3203 | 19.9694 | 18.5988 | 16.966 | 14.9515 | 13.3454 | 0 | 0 | 0 | 0 | 0 | 0 | 0 | 0 | 0 | 0 | 0 | 0 | 0 | 0 | 0.38204 | 0.36735 | 0.34885 | 0.34657 | 0 | 0 | 0 | 0 | 0 | 0 | 60.1664 | 59.6011 | 59.1684 | 58.6829 | 58.1944 | 58.2611 | 57.8815 | 57.9011 | 61.9322 | 66.7071 | 72.6286 | 77.5126 | 81.0926 | 82.5508 | 83.1231 | 82.5624 | 80.5456 | 76.2785 | 71.7804 | 69.1401 | 67.1018 | 65.3541 | 63.9117 | 62.6779 | 0.32459 | 0.29639 | 0.2878 | 0.28409 | 0.30946 | 0.38319 | 0.50016 | 0.58546 | 0.62254 | 0.61448 | 0.60822 | 0.63982 | 0.7089 | 0.7931 | 0.84129 | 0.8972 | 0.91575 | 0.83895 | 0.74764 | 0.57138 | 0.50761 | 0.43137 | 0.34478 | 0.29222
Portfolio Adjusted1-in-2Size: 20 kW to 199.99 kWOrange County2025December Monthly Peak | Portfolio Adjusted | 1-in-2 | Size: 20 kW to 199.99 kW | Orange County | 2025 | December Monthly Peak | 12 | 12.1424 | 11.7693 | 11.6556 | 11.7685 | 12.4356 | 14.2397 | 16.5706 | 17.5927 | 19.0486 | 20.1061 | 20.5089 | 20.2868 | 20.2033 | 19.9533 | 19.7095 | 18.8302 | 18.6928 | 19.47 | 18.4794 | 17.708 | 16.7949 | 15.7049 | 14.3444 | 13.1377 | 0 | 0 | 0 | 0 | 0 | 0 | 0 | 0 | 0 | 0 | 0 | 0 | 0 | 0 | 0.29564 | 0.28245 | 0.28039 | 0.29205 | 0 | 0 | 0 | 0 | 0 | 0 | 46.7095 | 46.0085 | 45.2275 | 44.2489 | 43.6175 | 42.8405 | 42.5958 | 42.4156 | 42.9867 | 45.6443 | 47.8034 | 49.5441 | 51.054 | 52.1652 | 52.6079 | 52.5272 | 51.9603 | 51.0545 | 49.7737 | 48.6186 | 47.8259 | 47.0903 | 46.5174 | 45.8358 | 0.32491 | 0.29668 | 0.28809 | 0.28438 | 0.30977 | 0.38357 | 0.50067 | 0.58604 | 0.62316 | 0.61509 | 0.60883 | 0.64047 | 0.70961 | 0.79389 | 0.84213 | 0.8981 | 0.91667 | 0.83979 | 0.74839 | 0.57195 | 0.50812 | 0.4318 | 0.34512 | 0.29251
Portfolio Adjusted1-in-2Size: 20 kW to 199.99 kWOrange County2025Typical Event Day | Portfolio Adjusted | 1-in-2 | Size: 20 kW to 199.99 kW | Orange County | 2025 | Typical Event Day | 8 | 14.3435 | 13.6061 | 13.2344 | 13.1158 | 13.5893 | 15.3789 | 17.2477 | 20.0411 | 23.7228 | 26.6172 | 28.9829 | 30.4687 | 31.7757 | 32.6148 | 32.9091 | 32.2897 | 30.7821 | 27.9971 | 24.8447 | 23.5956 | 23.1769 | 20.9675 | 18.3429 | 16.0372 | 0 | 0 | 0 | 0 | 0 | 0 | 0 | 0 | 0 | 0 | 0 | 0 | 0 | 0 | 0.49364 | 0.48434 | 0.46173 | 0.41996 | 0 | 0 | 0 | 0 | 0 | 0 | 71.6686 | 70.6358 | 69.7479 | 68.953 | 68.4102 | 67.7657 | 67.5233 | 67.8453 | 70.2005 | 74.9336 | 80.325 | 84.5659 | 87.9343 | 90.2974 | 91.8306 | 92.4204 | 92.6935 | 91.7694 | 89.8057 | 86.7086 | 82.8155 | 79.3517 | 77.1784 | 75.6031 | 0.32283 | 0.29479 | 0.28625 | 0.28256 | 0.30779 | 0.38112 | 0.49746 | 0.58229 | 0.61918 | 0.61116 | 0.60493 | 0.63637 | 0.70507 | 0.78881 | 0.83674 | 0.89236 | 0.91081 | 0.83442 | 0.7436 | 0.56829 | 0.50487 | 0.42904 | 0.34291 | 0.29064
Portfolio Adjusted1-in-10Size: 20 kW to 199.99 kWSouth of Lugo2015January Monthly Peak | Portfolio Adjusted | 1-in-10 | Size: 20 kW to 199.99 kW | South of Lugo | 2015 | January Monthly Peak | 1
Portfolio Adjusted1-in-10Size: 20 kW to 199.99 kWSouth of Lugo2015February Monthly Peak | Portfolio Adjusted | 1-in-10 | Size: 20 kW to 199.99 kW | South of Lugo | 2015 | February Monthly Peak | 2
Portfolio Adjusted1-in-10Size: 20 kW to 199.99 kWSouth of Lugo2015March Monthly Peak | Portfolio Adjusted | 1-in-10 | Size: 20 kW to 199.99 kW | South of Lugo | 2015 | March Monthly Peak | 3
Portfolio Adjusted1-in-10Size: 20 kW to 199.99 kWSouth of Lugo2015April Monthly Peak | Portfolio Adjusted | 1-in-10 | Size: 20 kW to 199.99 kW | South of Lugo | 2015 | April Monthly Peak | 4
Portfolio Adjusted1-in-10Size: 20 kW to 199.99 kWSouth of Lugo2015May Monthly Peak | Portfolio Adjusted | 1-in-10 | Size: 20 kW to 199.99 kW | South of Lugo | 2015 | May Monthly Peak | 5
Portfolio Adjusted1-in-10Size: 20 kW to 199.99 kWSouth of Lugo2015June Monthly Peak | Portfolio Adjusted | 1-in-10 | Size: 20 kW to 199.99 kW | South of Lugo | 2015 | June Monthly Peak | 6
Portfolio Adjusted1-in-10Size: 20 kW to 199.99 kWSouth of Lugo2015July Monthly Peak | Portfolio Adjusted | 1-in-10 | Size: 20 kW to 199.99 kW | South of Lugo | 2015 | July Monthly Peak | 7
Portfolio Adjusted1-in-10Size: 20 kW to 199.99 kWSouth of Lugo2015August Monthly Peak | Portfolio Adjusted | 1-in-10 | Size: 20 kW to 199.99 kW | South of Lugo | 2015 | August Monthly Peak | 8
Portfolio Adjusted1-in-10Size: 20 kW to 199.99 kWSouth of Lugo2015September Monthly Peak | Portfolio Adjusted | 1-in-10 | Size: 20 kW to 199.99 kW | South of Lugo | 2015 | September Monthly Peak | 9
Portfolio Adjusted1-in-10Size: 20 kW to 199.99 kWSouth of Lugo2015October Monthly Peak | Portfolio Adjusted | 1-in-10 | Size: 20 kW to 199.99 kW | South of Lugo | 2015 | October Monthly Peak | 10
Portfolio Adjusted1-in-10Size: 20 kW to 199.99 kWSouth of Lugo2015November Monthly Peak | Portfolio Adjusted | 1-in-10 | Size: 20 kW to 199.99 kW | South of Lugo | 2015 | November Monthly Peak | 11
Portfolio Adjusted1-in-10Size: 20 kW to 199.99 kWSouth of Lugo2015December Monthly Peak | Portfolio Adjusted | 1-in-10 | Size: 20 kW to 199.99 kW | South of Lugo | 2015 | December Monthly Peak | 12
Portfolio Adjusted1-in-10Size: 20 kW to 199.99 kWSouth of Lugo2015Typical Event Day | Portfolio Adjusted | 1-in-10 | Size: 20 kW to 199.99 kW | South of Lugo | 2015 | Typical Event Day | 8
Portfolio Adjusted1-in-10Size: 20 kW to 199.99 kWSouth of Lugo2016January Monthly Peak | Portfolio Adjusted | 1-in-10 | Size: 20 kW to 199.99 kW | South of Lugo | 2016 | January Monthly Peak | 1
Portfolio Adjusted1-in-10Size: 20 kW to 199.99 kWSouth of Lugo2016February Monthly Peak | Portfolio Adjusted | 1-in-10 | Size: 20 kW to 199.99 kW | South of Lugo | 2016 | February Monthly Peak | 2
Portfolio Adjusted1-in-10Size: 20 kW to 199.99 kWSouth of Lugo2016March Monthly Peak | Portfolio Adjusted | 1-in-10 | Size: 20 kW to 199.99 kW | South of Lugo | 2016 | March Monthly Peak | 3
Portfolio Adjusted1-in-10Size: 20 kW to 199.99 kWSouth of Lugo2016April Monthly Peak | Portfolio Adjusted | 1-in-10 | Size: 20 kW to 199.99 kW | South of Lugo | 2016 | April Monthly Peak | 4
Portfolio Adjusted1-in-10Size: 20 kW to 199.99 kWSouth of Lugo2016May Monthly Peak | Portfolio Adjusted | 1-in-10 | Size: 20 kW to 199.99 kW | South of Lugo | 2016 | May Monthly Peak | 5
Portfolio Adjusted1-in-10Size: 20 kW to 199.99 kWSouth of Lugo2016June Monthly Peak | Portfolio Adjusted | 1-in-10 | Size: 20 kW to 199.99 kW | South of Lugo | 2016 | June Monthly Peak | 6
Portfolio Adjusted1-in-10Size: 20 kW to 199.99 kWSouth of Lugo2016July Monthly Peak | Portfolio Adjusted | 1-in-10 | Size: 20 kW to 199.99 kW | South of Lugo | 2016 | July Monthly Peak | 7
Portfolio Adjusted1-in-10Size: 20 kW to 199.99 kWSouth of Lugo2016August Monthly Peak | Portfolio Adjusted | 1-in-10 | Size: 20 kW to 199.99 kW | South of Lugo | 2016 | August Monthly Peak | 8
Portfolio Adjusted1-in-10Size: 20 kW to 199.99 kWSouth of Lugo2016September Monthly Peak | Portfolio Adjusted | 1-in-10 | Size: 20 kW to 199.99 kW | South of Lugo | 2016 | September Monthly Peak | 9
Portfolio Adjusted1-in-10Size: 20 kW to 199.99 kWSouth of Lugo2016October Monthly Peak | Portfolio Adjusted | 1-in-10 | Size: 20 kW to 199.99 kW | South of Lugo | 2016 | October Monthly Peak | 10
Portfolio Adjusted1-in-10Size: 20 kW to 199.99 kWSouth of Lugo2016November Monthly Peak | Portfolio Adjusted | 1-in-10 | Size: 20 kW to 199.99 kW | South of Lugo | 2016 | November Monthly Peak | 11
Portfolio Adjusted1-in-10Size: 20 kW to 199.99 kWSouth of Lugo2016December Monthly Peak | Portfolio Adjusted | 1-in-10 | Size: 20 kW to 199.99 kW | South of Lugo | 2016 | December Monthly Peak | 12
Portfolio Adjusted1-in-10Size: 20 kW to 199.99 kWSouth of Lugo2016Typical Event Day | Portfolio Adjusted | 1-in-10 | Size: 20 kW to 199.99 kW | South of Lugo | 2016 | Typical Event Day | 8
Portfolio Adjusted1-in-10Size: 20 kW to 199.99 kWSouth of Lugo2017January Monthly Peak | Portfolio Adjusted | 1-in-10 | Size: 20 kW to 199.99 kW | South of Lugo | 2017 | January Monthly Peak | 1
Portfolio Adjusted1-in-10Size: 20 kW to 199.99 kWSouth of Lugo2017February Monthly Peak | Portfolio Adjusted | 1-in-10 | Size: 20 kW to 199.99 kW | South of Lugo | 2017 | February Monthly Peak | 2
Portfolio Adjusted1-in-10Size: 20 kW to 199.99 kWSouth of Lugo2017March Monthly Peak | Portfolio Adjusted | 1-in-10 | Size: 20 kW to 199.99 kW | South of Lugo | 2017 | March Monthly Peak | 3
Portfolio Adjusted1-in-10Size: 20 kW to 199.99 kWSouth of Lugo2017April Monthly Peak | Portfolio Adjusted | 1-in-10 | Size: 20 kW to 199.99 kW | South of Lugo | 2017 | April Monthly Peak | 4 | 13.8001 | 12.9621 | 12.5339 | 12.5139 | 12.7262 | 14.0379 | 15.9315 | 18.3418 | 21.8971 | 25.1392 | 27.4668 | 29.1446 | 30.3392 | 31.0408 | 31.5192 | 31.2553 | 29.7202 | 27.0841 | 24.1035 | 23.1404 | 21.876 | 20.0543 | 17.7167 | 15.5872 | 0 | 0 | 0 | 0 | 0 | 0 | 0 | 0 | 0 | 0 | 0 | 0 | 0 | 0 | 0.47279 | 0.46883 | 0.4458 | 0.40626 | 0 | 0 | 0 | 0 | 0 | 0 | 70.3297 | 69.3332 | 67.7547 | 66.1664 | 64.8025 | 63.9443 | 63.5473 | 63.6303 | 66.3386 | 71.9476 | 77.2377 | 82.3496 | 85.3848 | 86.3111 | 85.3969 | 85.323 | 85.2868 | 85.3341 | 83.9617 | 79.9147 | 75.1375 | 70.5425 | 68.2168 | 67.1946 | 0.31875 | 0.29929 | 0.26843 | 0.26341 | 0.28555 | 0.36636 | 0.48947 | 0.61075 | 0.69061 | 0.73965 | 0.75198 | 0.78538 | 0.83716 | 0.92312 | 0.98118 | 1.0068 | 0.99103 | 0.88695 | 0.73653 | 0.57575 | 0.51453 | 0.45387 | 0.36039 | 0.29541
Portfolio Adjusted1-in-10Size: 20 kW to 199.99 kWSouth of Lugo2017May Monthly Peak | Portfolio Adjusted | 1-in-10 | Size: 20 kW to 199.99 kW | South of Lugo | 2017 | May Monthly Peak | 5 | 14.2295 | 13.3754 | 12.8831 | 12.8973 | 13.1354 | 14.4139 | 16.2481 | 19.3912 | 23.4665 | 27.1317 | 29.7026 | 31.3847 | 32.1796 | 32.7429 | 33.1191 | 32.7009 | 31.1382 | 28.2148 | 25.2092 | 23.5528 | 22.5586 | 20.6087 | 18.1856 | 15.9332 | 0 | 0 | 0 | 0 | 0 | 0 | 0 | 0 | 0 | 0 | 0 | 0 | 0 | 0 | 0.49679 | 0.49051 | 0.46707 | 0.42322 | 0 | 0 | 0 | 0 | 0 | 0 | 70.8593 | 69.6759 | 68.472 | 68.1558 | 67.8133 | 67.4674 | 67.5709 | 67.6277 | 70.9143 | 76.2273 | 80.8352 | 84.1963 | 85.6084 | 85.8682 | 86.6622 | 86.8189 | 86.814 | 85.8669 | 85.386 | 82.9431 | 78.6669 | 74.0243 | 71.4401 | 69.0706 | 0.31703 | 0.29767 | 0.26698 | 0.26199 | 0.28401 | 0.36438 | 0.48683 | 0.60745 | 0.68688 | 0.73565 | 0.74792 | 0.78114 | 0.83263 | 0.91813 | 0.97587 | 1.0014 | 0.98567 | 0.88216 | 0.73255 | 0.57264 | 0.51175 | 0.45141 | 0.35845 | 0.29381
Portfolio Adjusted1-in-10Size: 20 kW to 199.99 kWSouth of Lugo2017June Monthly Peak | Portfolio Adjusted | 1-in-10 | Size: 20 kW to 199.99 kW | South of Lugo | 2017 | June Monthly Peak | 6 | 14.0629 | 13.2753 | 12.8556 | 12.9047 | 13.2218 | 14.4183 | 16.2757 | 19.4053 | 22.9497 | 26.3998 | 28.6855 | 30.3341 | 31.2842 | 31.9529 | 32.2916 | 32.0438 | 30.5971 | 27.8132 | 24.6803 | 22.7483 | 22.0152 | 20.3026 | 17.9603 | 15.7524 | 0 | 0 | 0 | 0 | 0 | 0 | 0 | 0 | 0 | 0 | 0 | 0 | 0 | 0 | 0.48437 | 0.48066 | 0.45896 | 0.4172 | 0 | 0 | 0 | 0 | 0 | 0 | 65.6864 | 65.3072 | 65.468 | 65.449 | 64.3545 | 63.3802 | 62.859 | 63.9766 | 66.6077 | 70.2695 | 74.9844 | 79.296 | 81.121 | 81.1168 | 81.769 | 82.2308 | 83.4939 | 82.7378 | 82.6647 | 78.592 | 74.1142 | 71.0338 | 69.1589 | 68.4007 | 0.31629 | 0.29698 | 0.26636 | 0.26138 | 0.28335 | 0.36353 | 0.4857 | 0.60604 | 0.68529 | 0.73395 | 0.74619 | 0.77933 | 0.83071 | 0.916 | 0.97362 | 0.99906 | 0.98339 | 0.88011 | 0.73085 | 0.57131 | 0.51057 | 0.45037 | 0.35762 | 0.29313
Portfolio Adjusted1-in-10Size: 20 kW to 199.99 kWSouth of Lugo2017July Monthly Peak | Portfolio Adjusted | 1-in-10 | Size: 20 kW to 199.99 kW | South of Lugo | 2017 | July Monthly Peak | 7 | 14.7677 | 14.0465 | 13.6254 | 13.5907 | 13.8487 | 15.3191 | 17.6315 | 21.1222 | 24.9493 | 28.6758 | 31.2204 | 32.8576 | 33.5816 | 34.1506 | 34.2743 | 34.0431 | 32.5247 | 29.5857 | 26.1829 | 24.1306 | 23.2565 | 21.4594 | 18.8425 | 16.5484 | 0 | 0 | 0 | 0 | 0 | 0 | 0 | 0 | 0 | 0 | 0 | 0 | 0 | 0 | 0.51411 | 0.51065 | 0.48787 | 0.44379 | 0 | 0 | 0 | 0 | 0 | 0 | 70.0624 | 68.8259 | 68.261 | 67.871 | 67.5445 | 67.2496 | 67.6003 | 68.5205 | 70.885 | 74.9577 | 79.4679 | 82.0908 | 80.852 | 80.3073 | 82.7364 | 83.1696 | 82.5084 | 81.9214 | 80.7438 | 78.8785 | 75.63 | 72.9792 | 71.6929 | 70.9467 | 0.31562 | 0.29635 | 0.2658 | 0.26083 | 0.28275 | 0.36276 | 0.48467 | 0.60476 | 0.68383 | 0.73239 | 0.74461 | 0.77768 | 0.82894 | 0.91406 | 0.97155 | 0.99695 | 0.98131 | 0.87825 | 0.7293 | 0.5701 | 0.50948 | 0.44942 | 0.35686 | 0.29251
Portfolio Adjusted1-in-10Size: 20 kW to 199.99 kWSouth of Lugo2017August Monthly Peak | Portfolio Adjusted | 1-in-10 | Size: 20 kW to 199.99 kW | South of Lugo | 2017 | August Monthly Peak | 8 | 15.1402 | 14.4041 | 13.9076 | 13.8297 | 14.1635 | 15.8935 | 18.2031 | 21.5688 | 25.6944 | 29.6284 | 32.553 | 34.3811 | 35.211 | 35.7416 | 35.9005 | 35.4939 | 33.6827 | 30.7213 | 26.9934 | 25.4068 | 24.0236 | 21.8934 | 19.1486 | 16.8452 | 0 | 0 | 0 | 0 | 0 | 0 | 0 | 0 | 0 | 0 | 0 | 0 | 0 | 0 | 0.53851 | 0.53241 | 0.50524 | 0.46082 | 0 | 0 | 0 | 0 | 0 | 0 | 71.0431 | 70.4286 | 69.9257 | 69.4564 | 69.2465 | 69.5058 | 69.643 | 69.8447 | 72.1743 | 76.2101 | 79.5698 | 83.371 | 85.1808 | 86.2111 | 86.7458 | 88.5383 | 90.529 | 92.2879 | 92.1218 | 88.086 | 81.8856 | 78.1061 | 76.1017 | 73.818 | 0.31708 | 0.29772 | 0.26702 | 0.26203 | 0.28405 | 0.36443 | 0.48691 | 0.60755 | 0.68699 | 0.73577 | 0.74804 | 0.78126 | 0.83277 | 0.91827 | 0.97603 | 1.0015 | 0.98583 | 0.8823 | 0.73267 | 0.57273 | 0.51183 | 0.45149 | 0.3585 | 0.29386
Portfolio Adjusted1-in-10Size: 20 kW to 199.99 kWSouth of Lugo2017September Monthly Peak | Portfolio Adjusted | 1-in-10 | Size: 20 kW to 199.99 kW | South of Lugo | 2017 | September Monthly Peak | 9 | 15.496 | 14.744 | 14.2045 | 14.1885 | 14.5746 | 16.3321 | 18.9689 | 22.4024 | 27.1266 | 31.2507 | 34.3054 | 36.0813 | 36.9488 | 37.453 | 37.6128 | 37.0216 | 35.1369 | 31.9479 | 28.1326 | 26.9744 | 24.6963 | 22.4724 | 19.6498 | 17.3106 | 0 | 0 | 0 | 0 | 0 | 0 | 0 | 0 | 0 | 0 | 0 | 0 | 0 | 0 | 0.56419 | 0.55532 | 0.52705 | 0.47922 | 0 | 0 | 0 | 0 | 0 | 0 | 75.8832 | 75.2226 | 74.4601 | 73.5646 | 72.7256 | 72.4023 | 72.3514 | 72.6167 | 74.7213 | 78.8299 | 82.5877 | 86.6463 | 89.2957 | 90.4942 | 90.1974 | 90.5577 | 90.4824 | 89.8138 | 88.3717 | 84.4658 | 80.1027 | 76.955 | 74.7527 | 73.3826 | 0.31814 | 0.29872 | 0.26792 | 0.26291 | 0.285 | 0.36566 | 0.48854 | 0.60958 | 0.68929 | 0.73824 | 0.75055 | 0.78388 | 0.83556 | 0.92135 | 0.9793 | 1.0049 | 0.98914 | 0.88526 | 0.73512 | 0.57465 | 0.51355 | 0.453 | 0.35971 | 0.29484
Portfolio Adjusted1-in-10Size: 20 kW to 199.99 kWSouth of Lugo2017October Monthly Peak | Portfolio Adjusted | 1-in-10 | Size: 20 kW to 199.99 kW | South of Lugo | 2017 | October Monthly Peak | 10 | 14.2038 | 13.5791 | 13.1467 | 13.1061 | 13.309 | 14.7133 | 17.327 | 19.6104 | 23.0831 | 26.664 | 29.3049 | 31.1646 | 32.4258 | 33.2473 | 33.6064 | 33.0858 | 31.2221 | 28.061 | 25.8672 | 24.3918 | 22.4733 | 20.5258 | 17.9204 | 15.8228 | 0 | 0 | 0 | 0 | 0 | 0 | 0 | 0 | 0 | 0 | 0 | 0 | 0 | 0 | 0.5041 | 0.49629 | 0.46833 | 0.42091 | 0 | 0 | 0 | 0 | 0 | 0 | 70.9118 | 69.9684 | 68.8978 | 67.8382 | 66.7772 | 66.504 | 66.5415 | 66.5045 | 67.7153 | 70.7482 | 75.0831 | 79.9448 | 84.0497 | 85.917 | 86.1473 | 86.1465 | 85.6002 | 84.7054 | 81.9757 | 78.05 | 74.4466 | 72.2998 | 70.7406 | 69.6343 | 0.31589 | 0.29661 | 0.26603 | 0.26105 | 0.28299 | 0.36307 | 0.48509 | 0.60528 | 0.68442 | 0.73303 | 0.74525 | 0.77835 | 0.82966 | 0.91485 | 0.97239 | 0.99781 | 0.98215 | 0.87901 | 0.72993 | 0.57059 | 0.50992 | 0.4498 | 0.35717 | 0.29276
Portfolio Adjusted1-in-10Size: 20 kW to 199.99 kWSouth of Lugo2017November Monthly Peak | Portfolio Adjusted | 1-in-10 | Size: 20 kW to 199.99 kW | South of Lugo | 2017 | November Monthly Peak | 11 | 13.4191 | 12.9352 | 12.5655 | 12.5968 | 12.8871 | 14.3354 | 15.9899 | 18.2102 | 21.6619 | 25.076 | 27.4927 | 29.1771 | 30.1716 | 30.7495 | 30.8576 | 29.8483 | 28.2466 | 27.0445 | 24.5472 | 22.7017 | 21.0638 | 19.1431 | 16.8923 | 15.0419 | 0 | 0 | 0 | 0 | 0 | 0 | 0 | 0 | 0 | 0 | 0 | 0 | 0 | 0 | 0.46286 | 0.44772 | 0.4237 | 0.40567 | 0 | 0 | 0 | 0 | 0 | 0 | 68.7354 | 66.9334 | 66.2223 | 64.6498 | 63.8716 | 62.8177 | 62.2512 | 62.7847 | 65.7294 | 71.5431 | 78.2881 | 83.6787 | 85.7829 | 87.2486 | 87.6934 | 86.308 | 84.1587 | 81.7766 | 79.4035 | 76.5264 | 74.6362 | 72.8854 | 70.7648 | 69.1941 | 0.31951 | 0.3 | 0.26907 | 0.26404 | 0.28623 | 0.36723 | 0.49064 | 0.61221 | 0.69226 | 0.74142 | 0.75378 | 0.78726 | 0.83916 | 0.92533 | 0.98353 | 1.0092 | 0.9934 | 0.88907 | 0.73829 | 0.57713 | 0.51576 | 0.45495 | 0.36126 | 0.29611
Portfolio Adjusted1-in-10Size: 20 kW to 199.99 kWSouth of Lugo2017December Monthly Peak | Portfolio Adjusted | 1-in-10 | Size: 20 kW to 199.99 kW | South of Lugo | 2017 | December Monthly Peak | 12 | 13.6469 | 13.134 | 12.665 | 12.6814 | 13.153 | 14.7057 | 17.3359 | 19.2079 | 21.5723 | 22.9984 | 23.6269 | 23.3539 | 22.9577 | 22.6447 | 22.3788 | 21.712 | 21.6424 | 22.1894 | 21.0602 | 20.3057 | 19.3387 | 18.1078 | 16.4398 | 14.9952 | 0 | 0 | 0 | 0 | 0 | 0 | 0 | 0 | 0 | 0 | 0 | 0 | 0 | 0 | 0.33568 | 0.32568 | 0.32464 | 0.33284 | 0 | 0 | 0 | 0 | 0 | 0 | 48.1501 | 47.2119 | 46.8514 | 47.149 | 47.6844 | 47.3261 | 48.3092 | 48.449 | 49.3663 | 50.8393 | 52.0132 | 53.4368 | 54.9846 | 54.6518 | 54.5485 | 54.321 | 53.753 | 52.4031 | 51.2972 | 49.4315 | 47.473 | 47.7382 | 47.6639 | 46.9066 | 0.32683 | 0.30687 | 0.27523 | 0.27009 | 0.29279 | 0.37564 | 0.50188 | 0.62623 | 0.70811 | 0.75839 | 0.77104 | 0.80528 | 0.85837 | 0.94651 | 1.006 | 1.0323 | 1.0161 | 0.90943 | 0.75519 | 0.59034 | 0.52757 | 0.46537 | 0.36953 | 0.30289
Portfolio Adjusted1-in-10Size: 20 kW to 199.99 kWSouth of Lugo2017Typical Event Day | Portfolio Adjusted | 1-in-10 | Size: 20 kW to 199.99 kW | South of Lugo | 2017 | Typical Event Day | 8 | 15.0315 | 14.3046 | 13.8208 | 13.7453 | 14.0719 | 15.7872 | 18.0634 | 21.3352 | 25.324 | 29.1596 | 32.0008 | 33.8006 | 34.6212 | 35.1573 | 35.3297 | 34.9332 | 33.1569 | 30.2403 | 26.6015 | 25.0656 | 23.7454 | 21.6727 | 18.9745 | 16.7039 | 0 | 0 | 0 | 0 | 0 | 0 | 0 | 0 | 0 | 0 | 0 | 0 | 0 | 0 | 0.52995 | 0.524 | 0.49735 | 0.45361 | 0 | 0 | 0 | 0 | 0 | 0 | 70.6688 | 69.9461 | 69.5287 | 69.0853 | 68.4678 | 68.1345 | 68.1134 | 68.7396 | 71.0971 | 75.0668 | 79.1525 | 82.851 | 84.1124 | 84.5324 | 85.3621 | 86.1241 | 86.7534 | 86.6902 | 85.9755 | 82.5056 | 77.9331 | 74.7685 | 72.9266 | 71.637 | 0.3164 | 0.29708 | 0.26645 | 0.26147 | 0.28344 | 0.36365 | 0.48586 | 0.60625 | 0.68552 | 0.7342 | 0.74644 | 0.77959 | 0.83099 | 0.91631 | 0.97394 | 0.9994 | 0.98372 | 0.88041 | 0.7311 | 0.57151 | 0.51074 | 0.45052 | 0.35774 | 0.29323
Portfolio Adjusted1-in-10Size: 20 kW to 199.99 kWSouth of Lugo2018January Monthly Peak | Portfolio Adjusted | 1-in-10 | Size: 20 kW to 199.99 kW | South of Lugo | 2018 | January Monthly Peak | 1 | 13.4713 | 12.9549 | 12.6227 | 12.6279 | 13.1143 | 14.6328 | 17.5321 | 19.6087 | 21.9597 | 23.2103 | 23.6046 | 23.2824 | 23.055 | 22.9877 | 22.8145 | 21.9793 | 21.2461 | 21.8366 | 20.8286 | 20.0288 | 19.0895 | 17.9828 | 16.3659 | 14.9928 | 0 | 0 | 0 | 0 | 0 | 0 | 0 | 0 | 0 | 0 | 0 | 0 | 0 | 0 | 0.34222 | 0.32969 | 0.31869 | 0.32755 | 0 | 0 | 0 | 0 | 0 | 0 | 48.6489 | 47.744 | 46.7523 | 46.456 | 45.8485 | 46.0196 | 45.7825 | 45.5281 | 45.3535 | 48.3644 | 51.6599 | 53.0959 | 54.7724 | 55.7935 | 55.6298 | 54.5134 | 52.9807 | 51.8135 | 50.3263 | 48.4533 | 47.247 | 46.266 | 46.09 | 45.6251 | 0.32975 | 0.30962 | 0.2777 | 0.2725 | 0.29541 | 0.379 | 0.50637 | 0.63183 | 0.71445 | 0.76518 | 0.77794 | 0.81249 | 0.86606 | 0.95498 | 1.015 | 1.0416 | 1.0252 | 0.91757 | 0.76195 | 0.59562 | 0.53229 | 0.46954 | 0.37284 | 0.3056
Portfolio Adjusted1-in-10Size: 20 kW to 199.99 kWSouth of Lugo2018February Monthly Peak | Portfolio Adjusted | 1-in-10 | Size: 20 kW to 199.99 kW | South of Lugo | 2018 | February Monthly Peak | 2 | 13.2807 | 12.72 | 12.2833 | 12.3223 | 12.6691 | 14.157 | 16.5282 | 18.5751 | 21.0547 | 22.8658 | 23.8297 | 24.2292 | 24.4928 | 24.6411 | 24.7968 | 24.2588 | 23.4557 | 22.6514 | 21.7069 | 20.4083 | 19.3411 | 18.1233 | 16.3285 | 14.8424 | 0 | 0 | 0 | 0 | 0 | 0 | 0 | 0 | 0 | 0 | 0 | 0 | 0 | 0 | 0.37195 | 0.36388 | 0.35184 | 0.33977 | 0 | 0 | 0 | 0 | 0 | 0 | 54.5115 | 53.4995 | 52.322 | 51.6248 | 51.8919 | 51.1994 | 48.6083 | 51.329 | 53.3443 | 55.812 | 58.6479 | 59.4049 | 60.6412 | 62.197 | 63.1161 | 63.4692 | 62.6463 | 61.9843 | 60.6665 | 59.0065 | 57.4726 | 56.1014 | 55.4728 | 54.0047 | 0.31706 | 0.2977 | 0.26701 | 0.26202 | 0.28404 | 0.36442 | 0.48688 | 0.60752 | 0.68695 | 0.73574 | 0.748 | 0.78122 | 0.83273 | 0.91823 | 0.97598 | 1.0015 | 0.98578 | 0.88225 | 0.73263 | 0.5727 | 0.51181 | 0.45147 | 0.35849 | 0.29384
Portfolio Adjusted1-in-10Size: 20 kW to 199.99 kWSouth of Lugo2018March Monthly Peak | Portfolio Adjusted | 1-in-10 | Size: 20 kW to 199.99 kW | South of Lugo | 2018 | March Monthly Peak | 3 | 13.4378 | 12.6778 | 12.3332 | 12.2786 | 12.5487 | 13.8839 | 16.0591 | 18.0159 | 20.5937 | 22.9204 | 24.3728 | 25.3446 | 26.0708 | 26.5099 | 26.9176 | 26.5547 | 25.3469 | 23.6045 | 21.8356 | 21.4487 | 20.1934 | 18.8013 | 16.9014 | 15.0823 | 0 | 0 | 0 | 0 | 0 | 0 | 0 | 0 | 0 | 0 | 0 | 0 | 0 | 0 | 0.40376 | 0.39832 | 0.3802 | 0.35407 | 0 | 0 | 0 | 0 | 0 | 0 | 61.5036 | 59.9359 | 58.8957 | 57.628 | 56.64 | 55.6765 | 54.9382 | 54.657 | 56.1943 | 59.935 | 64.1892 | 68.4838 | 72.5688 | 73.9523 | 74.6976 | 74.2584 | 73.1674 | 71.5628 | 70.742 | 69.2031 | 66.8275 | 64.283 | 61.9297 | 60.1592 | 0.31649 | 0.29717 | 0.26653 | 0.26155 | 0.28353 | 0.36376 | 0.48601 | 0.60642 | 0.68572 | 0.73441 | 0.74665 | 0.77982 | 0.83123 | 0.91658 | 0.97423 | 0.99969 | 0.98401 | 0.88067 | 0.73131 | 0.57167 | 0.51089 | 0.45065 | 0.35784 | 0.29331
Portfolio Adjusted1-in-10Size: 20 kW to 199.99 kWSouth of Lugo2018April Monthly Peak | Portfolio Adjusted | 1-in-10 | Size: 20 kW to 199.99 kW | South of Lugo | 2018 | April Monthly Peak | 4 | 13.8001 | 12.9621 | 12.5339 | 12.5139 | 12.7262 | 14.0379 | 15.9315 | 18.3418 | 21.8971 | 25.1392 | 27.4668 | 29.1446 | 30.3392 | 31.0408 | 31.5192 | 31.2553 | 29.7202 | 27.0841 | 24.1035 | 23.1404 | 21.876 | 20.0543 | 17.7167 | 15.5872 | 0 | 0 | 0 | 0 | 0 | 0 | 0 | 0 | 0 | 0 | 0 | 0 | 0 | 0 | 0.47279 | 0.46883 | 0.4458 | 0.40626 | 0 | 0 | 0 | 0 | 0 | 0 | 70.3297 | 69.3332 | 67.7547 | 66.1664 | 64.8025 | 63.9443 | 63.5473 | 63.6303 | 66.3386 | 71.9476 | 77.2377 | 82.3496 | 85.3848 | 86.3111 | 85.3969 | 85.323 | 85.2868 | 85.3342 | 83.9617 | 79.9147 | 75.1375 | 70.5425 | 68.2168 | 67.1946 | 0.31875 | 0.29929 | 0.26843 | 0.26341 | 0.28555 | 0.36636 | 0.48947 | 0.61075 | 0.69061 | 0.73965 | 0.75198 | 0.78538 | 0.83716 | 0.92312 | 0.98118 | 1.0068 | 0.99103 | 0.88695 | 0.73653 | 0.57575 | 0.51453 | 0.45387 | 0.36039 | 0.29541
Portfolio Adjusted1-in-10Size: 20 kW to 199.99 kWSouth of Lugo2018May Monthly Peak | Portfolio Adjusted | 1-in-10 | Size: 20 kW to 199.99 kW | South of Lugo | 2018 | May Monthly Peak | 5 | 14.2295 | 13.3754 | 12.8831 | 12.8973 | 13.1354 | 14.4139 | 16.2481 | 19.3912 | 23.4665 | 27.1317 | 29.7026 | 31.3847 | 32.1796 | 32.7429 | 33.1191 | 32.7009 | 31.1382 | 28.2148 | 25.2092 | 23.5528 | 22.5586 | 20.6087 | 18.1856 | 15.9332 | 0 | 0 | 0 | 0 | 0 | 0 | 0 | 0 | 0 | 0 | 0 | 0 | 0 | 0 | 0.49679 | 0.49051 | 0.46707 | 0.42322 | 0 | 0 | 0 | 0 | 0 | 0 | 70.8593 | 69.6759 | 68.472 | 68.1558 | 67.8133 | 67.4674 | 67.5709 | 67.6277 | 70.9143 | 76.2273 | 80.8352 | 84.1963 | 85.6084 | 85.8682 | 86.6622 | 86.8189 | 86.814 | 85.8669 | 85.386 | 82.9431 | 78.6669 | 74.0243 | 71.4401 | 69.0706 | 0.31703 | 0.29767 | 0.26698 | 0.26199 | 0.28401 | 0.36438 | 0.48683 | 0.60745 | 0.68688 | 0.73565 | 0.74792 | 0.78114 | 0.83263 | 0.91813 | 0.97587 | 1.0014 | 0.98567 | 0.88216 | 0.73255 | 0.57264 | 0.51175 | 0.45141 | 0.35845 | 0.29381
Portfolio Adjusted1-in-10Size: 20 kW to 199.99 kWSouth of Lugo2018June Monthly Peak | Portfolio Adjusted | 1-in-10 | Size: 20 kW to 199.99 kW | South of Lugo | 2018 | June Monthly Peak | 6 | 14.0629 | 13.2753 | 12.8556 | 12.9047 | 13.2218 | 14.4183 | 16.2757 | 19.4053 | 22.9497 | 26.3998 | 28.6855 | 30.3341 | 31.2842 | 31.9529 | 32.2916 | 32.0438 | 30.5971 | 27.8132 | 24.6803 | 22.7483 | 22.0152 | 20.3026 | 17.9603 | 15.7524 | 0 | 0 | 0 | 0 | 0 | 0 | 0 | 0 | 0 | 0 | 0 | 0 | 0 | 0 | 0.48437 | 0.48066 | 0.45896 | 0.4172 | 0 | 0 | 0 | 0 | 0 | 0 | 65.6864 | 65.3072 | 65.468 | 65.449 | 64.3545 | 63.3802 | 62.859 | 63.9766 | 66.6077 | 70.2695 | 74.9844 | 79.296 | 81.121 | 81.1168 | 81.7689 | 82.2308 | 83.4939 | 82.7378 | 82.6647 | 78.592 | 74.1142 | 71.0338 | 69.1589 | 68.4007 | 0.31629 | 0.29698 | 0.26636 | 0.26138 | 0.28335 | 0.36353 | 0.4857 | 0.60604 | 0.68529 | 0.73395 | 0.74619 | 0.77933 | 0.83071 | 0.916 | 0.97362 | 0.99906 | 0.98339 | 0.88011 | 0.73085 | 0.57131 | 0.51057 | 0.45037 | 0.35762 | 0.29313
Portfolio Adjusted1-in-10Size: 20 kW to 199.99 kWSouth of Lugo2018July Monthly Peak | Portfolio Adjusted | 1-in-10 | Size: 20 kW to 199.99 kW | South of Lugo | 2018 | July Monthly Peak | 7 | 14.7677 | 14.0465 | 13.6254 | 13.5907 | 13.8487 | 15.3191 | 17.6315 | 21.1222 | 24.9493 | 28.6758 | 31.2204 | 32.8576 | 33.5816 | 34.1506 | 34.2743 | 34.0431 | 32.5247 | 29.5857 | 26.1829 | 24.1306 | 23.2565 | 21.4594 | 18.8425 | 16.5484 | 0 | 0 | 0 | 0 | 0 | 0 | 0 | 0 | 0 | 0 | 0 | 0 | 0 | 0 | 0.51411 | 0.51065 | 0.48787 | 0.44379 | 0 | 0 | 0 | 0 | 0 | 0 | 70.0624 | 68.8259 | 68.261 | 67.871 | 67.5445 | 67.2496 | 67.6003 | 68.5205 | 70.885 | 74.9577 | 79.4679 | 82.0908 | 80.852 | 80.3073 | 82.7364 | 83.1696 | 82.5084 | 81.9214 | 80.7438 | 78.8785 | 75.63 | 72.9792 | 71.6929 | 70.9467 | 0.31562 | 0.29635 | 0.2658 | 0.26083 | 0.28275 | 0.36276 | 0.48467 | 0.60476 | 0.68383 | 0.73239 | 0.74461 | 0.77768 | 0.82894 | 0.91406 | 0.97155 | 0.99695 | 0.98131 | 0.87825 | 0.7293 | 0.5701 | 0.50948 | 0.44942 | 0.35686 | 0.29251
Portfolio Adjusted1-in-10Size: 20 kW to 199.99 kWSouth of Lugo2018August Monthly Peak | Portfolio Adjusted | 1-in-10 | Size: 20 kW to 199.99 kW | South of Lugo | 2018 | August Monthly Peak | 8 | 15.1402 | 14.4041 | 13.9076 | 13.8297 | 14.1635 | 15.8935 | 18.2031 | 21.5688 | 25.6944 | 29.6284 | 32.553 | 34.3811 | 35.211 | 35.7416 | 35.9005 | 35.4939 | 33.6827 | 30.7213 | 26.9934 | 25.4068 | 24.0236 | 21.8934 | 19.1486 | 16.8452 | 0 | 0 | 0 | 0 | 0 | 0 | 0 | 0 | 0 | 0 | 0 | 0 | 0 | 0 | 0.53851 | 0.53241 | 0.50524 | 0.46082 | 0 | 0 | 0 | 0 | 0 | 0 | 71.0431 | 70.4286 | 69.9257 | 69.4564 | 69.2465 | 69.5058 | 69.643 | 69.8447 | 72.1743 | 76.2101 | 79.5698 | 83.371 | 85.1808 | 86.2111 | 86.7457 | 88.5383 | 90.529 | 92.2879 | 92.1218 | 88.086 | 81.8856 | 78.1061 | 76.1017 | 73.818 | 0.31708 | 0.29772 | 0.26702 | 0.26203 | 0.28405 | 0.36443 | 0.48691 | 0.60755 | 0.68699 | 0.73577 | 0.74804 | 0.78126 | 0.83277 | 0.91827 | 0.97603 | 1.0015 | 0.98583 | 0.8823 | 0.73267 | 0.57273 | 0.51183 | 0.45149 | 0.3585 | 0.29386
Portfolio Adjusted1-in-10Size: 20 kW to 199.99 kWSouth of Lugo2018September Monthly Peak | Portfolio Adjusted | 1-in-10 | Size: 20 kW to 199.99 kW | South of Lugo | 2018 | September Monthly Peak | 9 | 15.496 | 14.744 | 14.2045 | 14.1885 | 14.5746 | 16.3321 | 18.9689 | 22.4024 | 27.1266 | 31.2507 | 34.3054 | 36.0813 | 36.9488 | 37.453 | 37.6128 | 37.0216 | 35.1369 | 31.9479 | 28.1326 | 26.9744 | 24.6963 | 22.4724 | 19.6498 | 17.3106 | 0 | 0 | 0 | 0 | 0 | 0 | 0 | 0 | 0 | 0 | 0 | 0 | 0 | 0 | 0.56419 | 0.55532 | 0.52705 | 0.47922 | 0 | 0 | 0 | 0 | 0 | 0 | 75.8832 | 75.2226 | 74.4601 | 73.5646 | 72.7256 | 72.4023 | 72.3514 | 72.6167 | 74.7213 | 78.8299 | 82.5877 | 86.6463 | 89.2957 | 90.4942 | 90.1974 | 90.5577 | 90.4824 | 89.8138 | 88.3717 | 84.4658 | 80.1027 | 76.955 | 74.7527 | 73.3826 | 0.31814 | 0.29872 | 0.26792 | 0.26291 | 0.285 | 0.36566 | 0.48854 | 0.60958 | 0.68929 | 0.73824 | 0.75055 | 0.78388 | 0.83556 | 0.92135 | 0.9793 | 1.0049 | 0.98914 | 0.88526 | 0.73512 | 0.57465 | 0.51355 | 0.453 | 0.35971 | 0.29484
Portfolio Adjusted1-in-10Size: 20 kW to 199.99 kWSouth of Lugo2018October Monthly Peak | Portfolio Adjusted | 1-in-10 | Size: 20 kW to 199.99 kW | South of Lugo | 2018 | October Monthly Peak | 10 | 14.2038 | 13.5791 | 13.1467 | 13.1061 | 13.309 | 14.7133 | 17.327 | 19.6104 | 23.0831 | 26.664 | 29.3049 | 31.1646 | 32.4258 | 33.2473 | 33.6063 | 33.0858 | 31.2221 | 28.061 | 25.8672 | 24.3918 | 22.4733 | 20.5258 | 17.9204 | 15.8228 | 0 | 0 | 0 | 0 | 0 | 0 | 0 | 0 | 0 | 0 | 0 | 0 | 0 | 0 | 0.5041 | 0.49629 | 0.46833 | 0.42091 | 0 | 0 | 0 | 0 | 0 | 0 | 70.9118 | 69.9684 | 68.8978 | 67.8382 | 66.7772 | 66.504 | 66.5415 | 66.5045 | 67.7153 | 70.7482 | 75.0831 | 79.9448 | 84.0497 | 85.917 | 86.1473 | 86.1465 | 85.6002 | 84.7054 | 81.9757 | 78.05 | 74.4466 | 72.2998 | 70.7406 | 69.6343 | 0.31589 | 0.29661 | 0.26603 | 0.26105 | 0.28299 | 0.36307 | 0.48509 | 0.60528 | 0.68442 | 0.73303 | 0.74525 | 0.77835 | 0.82966 | 0.91485 | 0.97239 | 0.99781 | 0.98215 | 0.87901 | 0.72993 | 0.57059 | 0.50992 | 0.4498 | 0.35717 | 0.29276
Portfolio Adjusted1-in-10Size: 20 kW to 199.99 kWSouth of Lugo2018November Monthly Peak | Portfolio Adjusted | 1-in-10 | Size: 20 kW to 199.99 kW | South of Lugo | 2018 | November Monthly Peak | 11 | 13.4191 | 12.9353 | 12.5655 | 12.5968 | 12.8871 | 14.3354 | 15.9899 | 18.2102 | 21.6619 | 25.076 | 27.4927 | 29.1771 | 30.1716 | 30.7495 | 30.8576 | 29.8483 | 28.2466 | 27.0445 | 24.5472 | 22.7017 | 21.0638 | 19.1431 | 16.8923 | 15.0419 | 0 | 0 | 0 | 0 | 0 | 0 | 0 | 0 | 0 | 0 | 0 | 0 | 0 | 0 | 0.46286 | 0.44772 | 0.4237 | 0.40567 | 0 | 0 | 0 | 0 | 0 | 0 | 68.7354 | 66.9335 | 66.2223 | 64.6498 | 63.8716 | 62.8177 | 62.2512 | 62.7847 | 65.7294 | 71.5431 | 78.2881 | 83.6787 | 85.7829 | 87.2486 | 87.6934 | 86.308 | 84.1587 | 81.7766 | 79.4035 | 76.5264 | 74.6362 | 72.8854 | 70.7648 | 69.1941 | 0.31951 | 0.3 | 0.26907 | 0.26404 | 0.28623 | 0.36723 | 0.49064 | 0.61221 | 0.69226 | 0.74142 | 0.75378 | 0.78726 | 0.83916 | 0.92533 | 0.98353 | 1.0092 | 0.9934 | 0.88907 | 0.73829 | 0.57713 | 0.51576 | 0.45495 | 0.36126 | 0.29611
Portfolio Adjusted1-in-10Size: 20 kW to 199.99 kWSouth of Lugo2018December Monthly Peak | Portfolio Adjusted | 1-in-10 | Size: 20 kW to 199.99 kW | South of Lugo | 2018 | December Monthly Peak | 12 | 13.6469 | 13.134 | 12.665 | 12.6814 | 13.153 | 14.7057 | 17.3359 | 19.2079 | 21.5723 | 22.9984 | 23.6269 | 23.3539 | 22.9577 | 22.6447 | 22.3788 | 21.712 | 21.6424 | 22.1894 | 21.0602 | 20.3057 | 19.3387 | 18.1078 | 16.4398 | 14.9952 | 0 | 0 | 0 | 0 | 0 | 0 | 0 | 0 | 0 | 0 | 0 | 0 | 0 | 0 | 0.33568 | 0.32568 | 0.32464 | 0.33284 | 0 | 0 | 0 | 0 | 0 | 0 | 48.1501 | 47.2119 | 46.8514 | 47.149 | 47.6844 | 47.3261 | 48.3091 | 48.449 | 49.3663 | 50.8393 | 52.0132 | 53.4368 | 54.9846 | 54.6518 | 54.5485 | 54.321 | 53.753 | 52.4031 | 51.2972 | 49.4315 | 47.473 | 47.7382 | 47.6639 | 46.9066 | 0.32683 | 0.30687 | 0.27523 | 0.27009 | 0.29279 | 0.37564 | 0.50188 | 0.62623 | 0.70811 | 0.75839 | 0.77104 | 0.80528 | 0.85837 | 0.94651 | 1.006 | 1.0323 | 1.0161 | 0.90943 | 0.75519 | 0.59034 | 0.52757 | 0.46537 | 0.36953 | 0.30289
Portfolio Adjusted1-in-10Size: 20 kW to 199.99 kWSouth of Lugo2018Typical Event Day | Portfolio Adjusted | 1-in-10 | Size: 20 kW to 199.99 kW | South of Lugo | 2018 | Typical Event Day | 8 | 15.0315 | 14.3046 | 13.8208 | 13.7453 | 14.0719 | 15.7872 | 18.0634 | 21.3352 | 25.324 | 29.1596 | 32.0008 | 33.8006 | 34.6212 | 35.1573 | 35.3297 | 34.9332 | 33.1569 | 30.2403 | 26.6015 | 25.0656 | 23.7454 | 21.6727 | 18.9745 | 16.7039 | 0 | 0 | 0 | 0 | 0 | 0 | 0 | 0 | 0 | 0 | 0 | 0 | 0 | 0 | 0.52995 | 0.524 | 0.49735 | 0.45361 | 0 | 0 | 0 | 0 | 0 | 0 | 70.6688 | 69.9461 | 69.5287 | 69.0853 | 68.4678 | 68.1345 | 68.1134 | 68.7396 | 71.0971 | 75.0668 | 79.1524 | 82.851 | 84.1124 | 84.5324 | 85.3621 | 86.1241 | 86.7534 | 86.6902 | 85.9755 | 82.5056 | 77.9331 | 74.7685 | 72.9266 | 71.637 | 0.3164 | 0.29708 | 0.26645 | 0.26147 | 0.28344 | 0.36365 | 0.48586 | 0.60625 | 0.68552 | 0.7342 | 0.74644 | 0.77959 | 0.83099 | 0.91631 | 0.97394 | 0.9994 | 0.98372 | 0.88041 | 0.7311 | 0.57151 | 0.51074 | 0.45052 | 0.35774 | 0.29323
Portfolio Adjusted1-in-10Size: 20 kW to 199.99 kWSouth of Lugo2019January Monthly Peak | Portfolio Adjusted | 1-in-10 | Size: 20 kW to 199.99 kW | South of Lugo | 2019 | January Monthly Peak | 1 | 13.4713 | 12.9549 | 12.6227 | 12.6279 | 13.1143 | 14.6328 | 17.5321 | 19.6087 | 21.9597 | 23.2103 | 23.6046 | 23.2824 | 23.055 | 22.9877 | 22.8145 | 21.9793 | 21.2461 | 21.8366 | 20.8286 | 20.0288 | 19.0895 | 17.9828 | 16.3659 | 14.9928 | 0 | 0 | 0 | 0 | 0 | 0 | 0 | 0 | 0 | 0 | 0 | 0 | 0 | 0 | 0.34222 | 0.32969 | 0.31869 | 0.32755 | 0 | 0 | 0 | 0 | 0 | 0 | 48.6489 | 47.744 | 46.7523 | 46.456 | 45.8485 | 46.0196 | 45.7825 | 45.5281 | 45.3535 | 48.3644 | 51.6599 | 53.0959 | 54.7724 | 55.7934 | 55.6298 | 54.5134 | 52.9807 | 51.8135 | 50.3263 | 48.4533 | 47.247 | 46.266 | 46.09 | 45.6251 | 0.32975 | 0.30962 | 0.2777 | 0.2725 | 0.29541 | 0.379 | 0.50637 | 0.63183 | 0.71445 | 0.76518 | 0.77794 | 0.81249 | 0.86606 | 0.95498 | 1.015 | 1.0416 | 1.0252 | 0.91757 | 0.76195 | 0.59562 | 0.53229 | 0.46954 | 0.37284 | 0.3056
Portfolio Adjusted1-in-10Size: 20 kW to 199.99 kWSouth of Lugo2019February Monthly Peak | Portfolio Adjusted | 1-in-10 | Size: 20 kW to 199.99 kW | South of Lugo | 2019 | February Monthly Peak | 2 | 13.2807 | 12.72 | 12.2833 | 12.3223 | 12.6691 | 14.157 | 16.5282 | 18.5751 | 21.0547 | 22.8658 | 23.8297 | 24.2292 | 24.4928 | 24.6411 | 24.7968 | 24.2588 | 23.4557 | 22.6514 | 21.7069 | 20.4083 | 19.3411 | 18.1233 | 16.3285 | 14.8424 | 0 | 0 | 0 | 0 | 0 | 0 | 0 | 0 | 0 | 0 | 0 | 0 | 0 | 0 | 0.37195 | 0.36388 | 0.35184 | 0.33977 | 0 | 0 | 0 | 0 | 0 | 0 | 54.5115 | 53.4995 | 52.322 | 51.6248 | 51.8919 | 51.1994 | 48.6083 | 51.329 | 53.3443 | 55.812 | 58.6479 | 59.4049 | 60.6412 | 62.197 | 63.1161 | 63.4692 | 62.6463 | 61.9843 | 60.6665 | 59.0065 | 57.4726 | 56.1014 | 55.4728 | 54.0047 | 0.31706 | 0.2977 | 0.26701 | 0.26202 | 0.28404 | 0.36442 | 0.48688 | 0.60752 | 0.68695 | 0.73574 | 0.748 | 0.78122 | 0.83273 | 0.91823 | 0.97598 | 1.0015 | 0.98578 | 0.88225 | 0.73263 | 0.5727 | 0.51181 | 0.45147 | 0.35849 | 0.29384
Portfolio Adjusted1-in-10Size: 20 kW to 199.99 kWSouth of Lugo2019March Monthly Peak | Portfolio Adjusted | 1-in-10 | Size: 20 kW to 199.99 kW | South of Lugo | 2019 | March Monthly Peak | 3 | 13.4378 | 12.6778 | 12.3332 | 12.2786 | 12.5487 | 13.8839 | 16.0591 | 18.0159 | 20.5937 | 22.9204 | 24.3728 | 25.3446 | 26.0708 | 26.5099 | 26.9176 | 26.5547 | 25.3469 | 23.6045 | 21.8356 | 21.4487 | 20.1934 | 18.8013 | 16.9014 | 15.0823 | 0 | 0 | 0 | 0 | 0 | 0 | 0 | 0 | 0 | 0 | 0 | 0 | 0 | 0 | 0.40376 | 0.39832 | 0.3802 | 0.35407 | 0 | 0 | 0 | 0 | 0 | 0 | 61.5035 | 59.9359 | 58.8957 | 57.628 | 56.64 | 55.6765 | 54.9382 | 54.657 | 56.1943 | 59.935 | 64.1892 | 68.4838 | 72.5688 | 73.9523 | 74.6976 | 74.2584 | 73.1674 | 71.5628 | 70.742 | 69.2031 | 66.8275 | 64.283 | 61.9297 | 60.1592 | 0.31649 | 0.29717 | 0.26653 | 0.26155 | 0.28353 | 0.36376 | 0.48601 | 0.60642 | 0.68572 | 0.73441 | 0.74665 | 0.77982 | 0.83123 | 0.91658 | 0.97423 | 0.99969 | 0.98401 | 0.88067 | 0.73131 | 0.57167 | 0.51089 | 0.45065 | 0.35784 | 0.29331
Portfolio Adjusted1-in-10Size: 20 kW to 199.99 kWSouth of Lugo2019April Monthly Peak | Portfolio Adjusted | 1-in-10 | Size: 20 kW to 199.99 kW | South of Lugo | 2019 | April Monthly Peak | 4 | 13.8001 | 12.9621 | 12.5339 | 12.5139 | 12.7262 | 14.0379 | 15.9315 | 18.3418 | 21.8971 | 25.1392 | 27.4668 | 29.1446 | 30.3392 | 31.0408 | 31.5192 | 31.2553 | 29.7202 | 27.0841 | 24.1035 | 23.1404 | 21.876 | 20.0543 | 17.7167 | 15.5872 | 0 | 0 | 0 | 0 | 0 | 0 | 0 | 0 | 0 | 0 | 0 | 0 | 0 | 0 | 0.47279 | 0.46883 | 0.4458 | 0.40626 | 0 | 0 | 0 | 0 | 0 | 0 | 70.3297 | 69.3332 | 67.7547 | 66.1664 | 64.8025 | 63.9443 | 63.5473 | 63.6303 | 66.3386 | 71.9476 | 77.2377 | 82.3496 | 85.3848 | 86.3111 | 85.3969 | 85.323 | 85.2868 | 85.3342 | 83.9617 | 79.9147 | 75.1375 | 70.5425 | 68.2168 | 67.1946 | 0.31875 | 0.29929 | 0.26843 | 0.26341 | 0.28555 | 0.36636 | 0.48947 | 0.61075 | 0.69061 | 0.73965 | 0.75198 | 0.78538 | 0.83716 | 0.92312 | 0.98118 | 1.0068 | 0.99103 | 0.88695 | 0.73653 | 0.57575 | 0.51453 | 0.45387 | 0.36039 | 0.29541
Portfolio Adjusted1-in-10Size: 20 kW to 199.99 kWSouth of Lugo2019May Monthly Peak | Portfolio Adjusted | 1-in-10 | Size: 20 kW to 199.99 kW | South of Lugo | 2019 | May Monthly Peak | 5 | 14.2295 | 13.3754 | 12.8831 | 12.8973 | 13.1354 | 14.4139 | 16.2481 | 19.3912 | 23.4665 | 27.1317 | 29.7026 | 31.3847 | 32.1796 | 32.7429 | 33.1191 | 32.7009 | 31.1382 | 28.2148 | 25.2092 | 23.5528 | 22.5586 | 20.6087 | 18.1856 | 15.9332 | 0 | 0 | 0 | 0 | 0 | 0 | 0 | 0 | 0 | 0 | 0 | 0 | 0 | 0 | 0.49679 | 0.49051 | 0.46707 | 0.42322 | 0 | 0 | 0 | 0 | 0 | 0 | 70.8593 | 69.6759 | 68.472 | 68.1558 | 67.8133 | 67.4674 | 67.5709 | 67.6277 | 70.9143 | 76.2273 | 80.8352 | 84.1963 | 85.6084 | 85.8682 | 86.6622 | 86.8189 | 86.814 | 85.8669 | 85.386 | 82.9431 | 78.6669 | 74.0243 | 71.4401 | 69.0706 | 0.31703 | 0.29767 | 0.26698 | 0.26199 | 0.28401 | 0.36438 | 0.48683 | 0.60745 | 0.68688 | 0.73565 | 0.74792 | 0.78114 | 0.83263 | 0.91813 | 0.97587 | 1.0014 | 0.98567 | 0.88216 | 0.73255 | 0.57264 | 0.51175 | 0.45141 | 0.35845 | 0.29381
Portfolio Adjusted1-in-10Size: 20 kW to 199.99 kWSouth of Lugo2019June Monthly Peak | Portfolio Adjusted | 1-in-10 | Size: 20 kW to 199.99 kW | South of Lugo | 2019 | June Monthly Peak | 6 | 14.0629 | 13.2753 | 12.8556 | 12.9047 | 13.2218 | 14.4182 | 16.2757 | 19.4053 | 22.9497 | 26.3998 | 28.6855 | 30.3341 | 31.2842 | 31.9529 | 32.2916 | 32.0438 | 30.5971 | 27.8132 | 24.6803 | 22.7483 | 22.0152 | 20.3026 | 17.9603 | 15.7524 | 0 | 0 | 0 | 0 | 0 | 0 | 0 | 0 | 0 | 0 | 0 | 0 | 0 | 0 | 0.48437 | 0.48066 | 0.45896 | 0.4172 | 0 | 0 | 0 | 0 | 0 | 0 | 65.6864 | 65.3072 | 65.468 | 65.449 | 64.3545 | 63.3802 | 62.859 | 63.9766 | 66.6077 | 70.2695 | 74.9844 | 79.296 | 81.121 | 81.1168 | 81.769 | 82.2308 | 83.4939 | 82.7378 | 82.6647 | 78.592 | 74.1142 | 71.0338 | 69.1589 | 68.4007 | 0.31629 | 0.29698 | 0.26636 | 0.26138 | 0.28335 | 0.36353 | 0.4857 | 0.60604 | 0.68529 | 0.73395 | 0.74619 | 0.77933 | 0.83071 | 0.916 | 0.97362 | 0.99906 | 0.98339 | 0.88011 | 0.73085 | 0.57131 | 0.51057 | 0.45037 | 0.35762 | 0.29313
Portfolio Adjusted1-in-10Size: 20 kW to 199.99 kWSouth of Lugo2019July Monthly Peak | Portfolio Adjusted | 1-in-10 | Size: 20 kW to 199.99 kW | South of Lugo | 2019 | July Monthly Peak | 7 | 14.7677 | 14.0465 | 13.6254 | 13.5907 | 13.8487 | 15.3191 | 17.6315 | 21.1222 | 24.9493 | 28.6758 | 31.2204 | 32.8576 | 33.5816 | 34.1506 | 34.2743 | 34.0431 | 32.5247 | 29.5857 | 26.1829 | 24.1306 | 23.2565 | 21.4594 | 18.8425 | 16.5484 | 0 | 0 | 0 | 0 | 0 | 0 | 0 | 0 | 0 | 0 | 0 | 0 | 0 | 0 | 0.51411 | 0.51065 | 0.48787 | 0.44379 | 0 | 0 | 0 | 0 | 0 | 0 | 70.0624 | 68.8259 | 68.261 | 67.871 | 67.5445 | 67.2496 | 67.6003 | 68.5205 | 70.885 | 74.9577 | 79.4679 | 82.0908 | 80.852 | 80.3073 | 82.7364 | 83.1696 | 82.5084 | 81.9214 | 80.7438 | 78.8785 | 75.63 | 72.9792 | 71.6929 | 70.9467 | 0.31562 | 0.29635 | 0.2658 | 0.26083 | 0.28275 | 0.36276 | 0.48467 | 0.60476 | 0.68383 | 0.73239 | 0.74461 | 0.77768 | 0.82894 | 0.91406 | 0.97155 | 0.99695 | 0.98131 | 0.87825 | 0.7293 | 0.5701 | 0.50948 | 0.44942 | 0.35686 | 0.29251
Portfolio Adjusted1-in-10Size: 20 kW to 199.99 kWSouth of Lugo2019August Monthly Peak | Portfolio Adjusted | 1-in-10 | Size: 20 kW to 199.99 kW | South of Lugo | 2019 | August Monthly Peak | 8 | 15.1402 | 14.4041 | 13.9076 | 13.8297 | 14.1635 | 15.8935 | 18.2031 | 21.5688 | 25.6944 | 29.6284 | 32.553 | 34.3811 | 35.211 | 35.7416 | 35.9005 | 35.4939 | 33.6827 | 30.7213 | 26.9934 | 25.4068 | 24.0236 | 21.8934 | 19.1486 | 16.8452 | 0 | 0 | 0 | 0 | 0 | 0 | 0 | 0 | 0 | 0 | 0 | 0 | 0 | 0 | 0.53851 | 0.53241 | 0.50524 | 0.46082 | 0 | 0 | 0 | 0 | 0 | 0 | 71.0431 | 70.4286 | 69.9257 | 69.4564 | 69.2465 | 69.5058 | 69.643 | 69.8447 | 72.1743 | 76.2101 | 79.5698 | 83.371 | 85.1808 | 86.2111 | 86.7458 | 88.5383 | 90.529 | 92.2879 | 92.1218 | 88.086 | 81.8856 | 78.1061 | 76.1017 | 73.818 | 0.31708 | 0.29772 | 0.26702 | 0.26203 | 0.28405 | 0.36443 | 0.48691 | 0.60755 | 0.68699 | 0.73577 | 0.74804 | 0.78126 | 0.83277 | 0.91827 | 0.97603 | 1.0015 | 0.98583 | 0.8823 | 0.73267 | 0.57273 | 0.51183 | 0.45149 | 0.3585 | 0.29386
Portfolio Adjusted1-in-10Size: 20 kW to 199.99 kWSouth of Lugo2019September Monthly Peak | Portfolio Adjusted | 1-in-10 | Size: 20 kW to 199.99 kW | South of Lugo | 2019 | September Monthly Peak | 9 | 15.496 | 14.744 | 14.2045 | 14.1885 | 14.5746 | 16.3321 | 18.9689 | 22.4024 | 27.1266 | 31.2507 | 34.3054 | 36.0813 | 36.9488 | 37.453 | 37.6128 | 37.0216 | 35.1369 | 31.9479 | 28.1326 | 26.9744 | 24.6963 | 22.4724 | 19.6498 | 17.3106 | 0 | 0 | 0 | 0 | 0 | 0 | 0 | 0 | 0 | 0 | 0 | 0 | 0 | 0 | 0.56419 | 0.55532 | 0.52705 | 0.47922 | 0 | 0 | 0 | 0 | 0 | 0 | 75.8832 | 75.2226 | 74.4601 | 73.5646 | 72.7256 | 72.4023 | 72.3514 | 72.6167 | 74.7213 | 78.8299 | 82.5877 | 86.6463 | 89.2957 | 90.4942 | 90.1974 | 90.5577 | 90.4824 | 89.8138 | 88.3717 | 84.4658 | 80.1027 | 76.955 | 74.7527 | 73.3826 | 0.31814 | 0.29872 | 0.26792 | 0.26291 | 0.285 | 0.36566 | 0.48854 | 0.60958 | 0.68929 | 0.73824 | 0.75055 | 0.78388 | 0.83556 | 0.92135 | 0.9793 | 1.0049 | 0.98914 | 0.88526 | 0.73512 | 0.57465 | 0.51355 | 0.453 | 0.35971 | 0.29484
Portfolio Adjusted1-in-10Size: 20 kW to 199.99 kWSouth of Lugo2019October Monthly Peak | Portfolio Adjusted | 1-in-10 | Size: 20 kW to 199.99 kW | South of Lugo | 2019 | October Monthly Peak | 10 | 14.2038 | 13.5791 | 13.1467 | 13.1061 | 13.309 | 14.7133 | 17.327 | 19.6104 | 23.0831 | 26.664 | 29.3049 | 31.1646 | 32.4258 | 33.2473 | 33.6063 | 33.0858 | 31.2221 | 28.061 | 25.8672 | 24.3918 | 22.4733 | 20.5258 | 17.9204 | 15.8228 | 0 | 0 | 0 | 0 | 0 | 0 | 0 | 0 | 0 | 0 | 0 | 0 | 0 | 0 | 0.5041 | 0.49629 | 0.46833 | 0.42091 | 0 | 0 | 0 | 0 | 0 | 0 | 70.9118 | 69.9684 | 68.8978 | 67.8382 | 66.7772 | 66.504 | 66.5415 | 66.5045 | 67.7153 | 70.7482 | 75.0831 | 79.9448 | 84.0497 | 85.917 | 86.1473 | 86.1465 | 85.6002 | 84.7054 | 81.9757 | 78.05 | 74.4466 | 72.2998 | 70.7406 | 69.6343 | 0.31589 | 0.29661 | 0.26603 | 0.26105 | 0.28299 | 0.36307 | 0.48509 | 0.60528 | 0.68442 | 0.73303 | 0.74525 | 0.77835 | 0.82966 | 0.91485 | 0.97239 | 0.99781 | 0.98215 | 0.87901 | 0.72993 | 0.57059 | 0.50992 | 0.4498 | 0.35717 | 0.29276
Portfolio Adjusted1-in-10Size: 20 kW to 199.99 kWSouth of Lugo2019November Monthly Peak | Portfolio Adjusted | 1-in-10 | Size: 20 kW to 199.99 kW | South of Lugo | 2019 | November Monthly Peak | 11 | 13.4191 | 12.9352 | 12.5655 | 12.5968 | 12.8871 | 14.3354 | 15.9899 | 18.2102 | 21.6619 | 25.076 | 27.4927 | 29.1771 | 30.1716 | 30.7495 | 30.8576 | 29.8483 | 28.2466 | 27.0445 | 24.5472 | 22.7017 | 21.0638 | 19.1431 | 16.8923 | 15.0419 | 0 | 0 | 0 | 0 | 0 | 0 | 0 | 0 | 0 | 0 | 0 | 0 | 0 | 0 | 0.46286 | 0.44772 | 0.4237 | 0.40567 | 0 | 0 | 0 | 0 | 0 | 0 | 68.7354 | 66.9335 | 66.2223 | 64.6498 | 63.8716 | 62.8177 | 62.2512 | 62.7847 | 65.7294 | 71.5431 | 78.2881 | 83.6787 | 85.7829 | 87.2486 | 87.6934 | 86.308 | 84.1587 | 81.7766 | 79.4035 | 76.5264 | 74.6362 | 72.8854 | 70.7648 | 69.1941 | 0.31951 | 0.3 | 0.26907 | 0.26404 | 0.28623 | 0.36723 | 0.49064 | 0.61221 | 0.69226 | 0.74142 | 0.75378 | 0.78726 | 0.83916 | 0.92533 | 0.98353 | 1.0092 | 0.9934 | 0.88907 | 0.73829 | 0.57713 | 0.51576 | 0.45495 | 0.36126 | 0.29611
Portfolio Adjusted1-in-10Size: 20 kW to 199.99 kWSouth of Lugo2019December Monthly Peak | Portfolio Adjusted | 1-in-10 | Size: 20 kW to 199.99 kW | South of Lugo | 2019 | December Monthly Peak | 12 | 13.6469 | 13.134 | 12.665 | 12.6814 | 13.153 | 14.7057 | 17.3359 | 19.2079 | 21.5723 | 22.9984 | 23.6269 | 23.3539 | 22.9577 | 22.6447 | 22.3788 | 21.712 | 21.6424 | 22.1894 | 21.0602 | 20.3057 | 19.3387 | 18.1078 | 16.4398 | 14.9952 | 0 | 0 | 0 | 0 | 0 | 0 | 0 | 0 | 0 | 0 | 0 | 0 | 0 | 0 | 0.33568 | 0.32568 | 0.32464 | 0.33284 | 0 | 0 | 0 | 0 | 0 | 0 | 48.1501 | 47.2119 | 46.8514 | 47.149 | 47.6844 | 47.3261 | 48.3092 | 48.449 | 49.3663 | 50.8393 | 52.0132 | 53.4368 | 54.9846 | 54.6518 | 54.5485 | 54.321 | 53.753 | 52.4031 | 51.2972 | 49.4315 | 47.473 | 47.7382 | 47.6639 | 46.9066 | 0.32683 | 0.30687 | 0.27523 | 0.27009 | 0.29279 | 0.37564 | 0.50188 | 0.62623 | 0.70811 | 0.75839 | 0.77104 | 0.80528 | 0.85837 | 0.94651 | 1.006 | 1.0323 | 1.0161 | 0.90943 | 0.75519 | 0.59034 | 0.52757 | 0.46537 | 0.36953 | 0.30289
Portfolio Adjusted1-in-10Size: 20 kW to 199.99 kWSouth of Lugo2019Typical Event Day | Portfolio Adjusted | 1-in-10 | Size: 20 kW to 199.99 kW | South of Lugo | 2019 | Typical Event Day | 8 | 15.0315 | 14.3046 | 13.8208 | 13.7453 | 14.0719 | 15.7872 | 18.0634 | 21.3352 | 25.324 | 29.1596 | 32.0008 | 33.8006 | 34.6212 | 35.1573 | 35.3297 | 34.9332 | 33.1569 | 30.2403 | 26.6015 | 25.0656 | 23.7454 | 21.6727 | 18.9745 | 16.7039 | 0 | 0 | 0 | 0 | 0 | 0 | 0 | 0 | 0 | 0 | 0 | 0 | 0 | 0 | 0.52995 | 0.524 | 0.49735 | 0.45361 | 0 | 0 | 0 | 0 | 0 | 0 | 70.6688 | 69.9461 | 69.5287 | 69.0853 | 68.4678 | 68.1345 | 68.1134 | 68.7396 | 71.0971 | 75.0668 | 79.1525 | 82.851 | 84.1124 | 84.5324 | 85.3621 | 86.1241 | 86.7534 | 86.6902 | 85.9755 | 82.5056 | 77.9331 | 74.7685 | 72.9266 | 71.637 | 0.3164 | 0.29708 | 0.26645 | 0.26147 | 0.28344 | 0.36365 | 0.48586 | 0.60625 | 0.68552 | 0.7342 | 0.74644 | 0.77959 | 0.83099 | 0.91631 | 0.97394 | 0.9994 | 0.98372 | 0.88041 | 0.7311 | 0.57151 | 0.51074 | 0.45052 | 0.35774 | 0.29323
Portfolio Adjusted1-in-10Size: 20 kW to 199.99 kWSouth of Lugo2020January Monthly Peak | Portfolio Adjusted | 1-in-10 | Size: 20 kW to 199.99 kW | South of Lugo | 2020 | January Monthly Peak | 1 | 13.4713 | 12.9549 | 12.6227 | 12.6279 | 13.1143 | 14.6328 | 17.5321 | 19.6087 | 21.9597 | 23.2103 | 23.6046 | 23.2824 | 23.055 | 22.9877 | 22.8145 | 21.9793 | 21.2461 | 21.8366 | 20.8286 | 20.0288 | 19.0895 | 17.9828 | 16.3659 | 14.9928 | 0 | 0 | 0 | 0 | 0 | 0 | 0 | 0 | 0 | 0 | 0 | 0 | 0 | 0 | 0.34222 | 0.32969 | 0.31869 | 0.32755 | 0 | 0 | 0 | 0 | 0 | 0 | 48.6489 | 47.744 | 46.7523 | 46.456 | 45.8485 | 46.0196 | 45.7825 | 45.5281 | 45.3535 | 48.3644 | 51.6599 | 53.0959 | 54.7724 | 55.7935 | 55.6298 | 54.5134 | 52.9807 | 51.8135 | 50.3263 | 48.4533 | 47.247 | 46.266 | 46.09 | 45.6251 | 0.32975 | 0.30962 | 0.2777 | 0.2725 | 0.29541 | 0.379 | 0.50637 | 0.63183 | 0.71445 | 0.76518 | 0.77794 | 0.81249 | 0.86606 | 0.95498 | 1.015 | 1.0416 | 1.0252 | 0.91757 | 0.76195 | 0.59562 | 0.53229 | 0.46954 | 0.37284 | 0.3056
Portfolio Adjusted1-in-10Size: 20 kW to 199.99 kWSouth of Lugo2020February Monthly Peak | Portfolio Adjusted | 1-in-10 | Size: 20 kW to 199.99 kW | South of Lugo | 2020 | February Monthly Peak | 2 | 13.2807 | 12.72 | 12.2833 | 12.3223 | 12.6691 | 14.157 | 16.5282 | 18.5751 | 21.0547 | 22.8658 | 23.8297 | 24.2292 | 24.4928 | 24.6411 | 24.7968 | 24.2588 | 23.4557 | 22.6514 | 21.7069 | 20.4083 | 19.3411 | 18.1233 | 16.3285 | 14.8424 | 0 | 0 | 0 | 0 | 0 | 0 | 0 | 0 | 0 | 0 | 0 | 0 | 0 | 0 | 0.37195 | 0.36388 | 0.35184 | 0.33977 | 0 | 0 | 0 | 0 | 0 | 0 | 54.5115 | 53.4995 | 52.322 | 51.6248 | 51.8919 | 51.1994 | 48.6083 | 51.329 | 53.3443 | 55.812 | 58.6479 | 59.4049 | 60.6412 | 62.197 | 63.1161 | 63.4692 | 62.6463 | 61.9843 | 60.6665 | 59.0065 | 57.4726 | 56.1014 | 55.4728 | 54.0047 | 0.31706 | 0.2977 | 0.26701 | 0.26202 | 0.28404 | 0.36442 | 0.48688 | 0.60752 | 0.68695 | 0.73574 | 0.748 | 0.78122 | 0.83273 | 0.91823 | 0.97598 | 1.0015 | 0.98578 | 0.88225 | 0.73263 | 0.5727 | 0.51181 | 0.45147 | 0.35849 | 0.29384
Portfolio Adjusted1-in-10Size: 20 kW to 199.99 kWSouth of Lugo2020March Monthly Peak | Portfolio Adjusted | 1-in-10 | Size: 20 kW to 199.99 kW | South of Lugo | 2020 | March Monthly Peak | 3 | 13.4378 | 12.6778 | 12.3332 | 12.2786 | 12.5487 | 13.8839 | 16.0591 | 18.0159 | 20.5937 | 22.9204 | 24.3728 | 25.3446 | 26.0708 | 26.5099 | 26.9176 | 26.5547 | 25.3469 | 23.6045 | 21.8356 | 21.4487 | 20.1934 | 18.8013 | 16.9014 | 15.0823 | 0 | 0 | 0 | 0 | 0 | 0 | 0 | 0 | 0 | 0 | 0 | 0 | 0 | 0 | 0.40376 | 0.39832 | 0.3802 | 0.35407 | 0 | 0 | 0 | 0 | 0 | 0 | 61.5036 | 59.9359 | 58.8957 | 57.628 | 56.64 | 55.6765 | 54.9382 | 54.657 | 56.1943 | 59.935 | 64.1892 | 68.4838 | 72.5688 | 73.9523 | 74.6976 | 74.2584 | 73.1674 | 71.5628 | 70.742 | 69.2031 | 66.8275 | 64.283 | 61.9297 | 60.1592 | 0.31649 | 0.29717 | 0.26653 | 0.26155 | 0.28353 | 0.36376 | 0.48601 | 0.60642 | 0.68572 | 0.73441 | 0.74665 | 0.77982 | 0.83123 | 0.91658 | 0.97423 | 0.99969 | 0.98401 | 0.88067 | 0.73131 | 0.57167 | 0.51089 | 0.45065 | 0.35784 | 0.29331
Portfolio Adjusted1-in-10Size: 20 kW to 199.99 kWSouth of Lugo2020April Monthly Peak | Portfolio Adjusted | 1-in-10 | Size: 20 kW to 199.99 kW | South of Lugo | 2020 | April Monthly Peak | 4 | 13.8001 | 12.9621 | 12.5339 | 12.5139 | 12.7262 | 14.0379 | 15.9315 | 18.3418 | 21.8971 | 25.1392 | 27.4668 | 29.1446 | 30.3392 | 31.0408 | 31.5192 | 31.2553 | 29.7202 | 27.0841 | 24.1035 | 23.1404 | 21.876 | 20.0543 | 17.7167 | 15.5872 | 0 | 0 | 0 | 0 | 0 | 0 | 0 | 0 | 0 | 0 | 0 | 0 | 0 | 0 | 0.47279 | 0.46883 | 0.4458 | 0.40626 | 0 | 0 | 0 | 0 | 0 | 0 | 70.3297 | 69.3332 | 67.7547 | 66.1664 | 64.8025 | 63.9443 | 63.5473 | 63.6303 | 66.3386 | 71.9476 | 77.2377 | 82.3496 | 85.3848 | 86.3111 | 85.3969 | 85.323 | 85.2868 | 85.3342 | 83.9617 | 79.9147 | 75.1375 | 70.5425 | 68.2168 | 67.1946 | 0.31875 | 0.29929 | 0.26843 | 0.26341 | 0.28555 | 0.36636 | 0.48947 | 0.61075 | 0.69061 | 0.73965 | 0.75198 | 0.78538 | 0.83716 | 0.92312 | 0.98118 | 1.0068 | 0.99103 | 0.88695 | 0.73653 | 0.57575 | 0.51453 | 0.45387 | 0.36039 | 0.29541
Portfolio Adjusted1-in-10Size: 20 kW to 199.99 kWSouth of Lugo2020May Monthly Peak | Portfolio Adjusted | 1-in-10 | Size: 20 kW to 199.99 kW | South of Lugo | 2020 | May Monthly Peak | 5 | 14.2295 | 13.3754 | 12.8831 | 12.8973 | 13.1354 | 14.4139 | 16.2481 | 19.3912 | 23.4665 | 27.1317 | 29.7026 | 31.3847 | 32.1796 | 32.7429 | 33.1191 | 32.7009 | 31.1382 | 28.2148 | 25.2092 | 23.5528 | 22.5586 | 20.6087 | 18.1856 | 15.9332 | 0 | 0 | 0 | 0 | 0 | 0 | 0 | 0 | 0 | 0 | 0 | 0 | 0 | 0 | 0.49679 | 0.49051 | 0.46707 | 0.42322 | 0 | 0 | 0 | 0 | 0 | 0 | 70.8593 | 69.6759 | 68.472 | 68.1558 | 67.8133 | 67.4674 | 67.5709 | 67.6277 | 70.9143 | 76.2273 | 80.8352 | 84.1963 | 85.6084 | 85.8682 | 86.6622 | 86.8189 | 86.814 | 85.8669 | 85.386 | 82.9431 | 78.6669 | 74.0243 | 71.4401 | 69.0706 | 0.31703 | 0.29767 | 0.26698 | 0.26199 | 0.28401 | 0.36438 | 0.48683 | 0.60745 | 0.68688 | 0.73565 | 0.74792 | 0.78114 | 0.83263 | 0.91813 | 0.97587 | 1.0014 | 0.98567 | 0.88216 | 0.73255 | 0.57264 | 0.51175 | 0.45141 | 0.35845 | 0.29381
Portfolio Adjusted1-in-10Size: 20 kW to 199.99 kWSouth of Lugo2020June Monthly Peak | Portfolio Adjusted | 1-in-10 | Size: 20 kW to 199.99 kW | South of Lugo | 2020 | June Monthly Peak | 6 | 14.0629 | 13.2753 | 12.8556 | 12.9047 | 13.2218 | 14.4183 | 16.2757 | 19.4053 | 22.9497 | 26.3998 | 28.6855 | 30.3341 | 31.2842 | 31.9529 | 32.2916 | 32.0438 | 30.5971 | 27.8132 | 24.6803 | 22.7483 | 22.0152 | 20.3026 | 17.9603 | 15.7524 | 0 | 0 | 0 | 0 | 0 | 0 | 0 | 0 | 0 | 0 | 0 | 0 | 0 | 0 | 0.48437 | 0.48066 | 0.45896 | 0.4172 | 0 | 0 | 0 | 0 | 0 | 0 | 65.6864 | 65.3072 | 65.468 | 65.449 | 64.3545 | 63.3802 | 62.859 | 63.9766 | 66.6077 | 70.2695 | 74.9844 | 79.296 | 81.121 | 81.1168 | 81.769 | 82.2308 | 83.4939 | 82.7378 | 82.6647 | 78.592 | 74.1142 | 71.0338 | 69.1589 | 68.4007 | 0.31629 | 0.29698 | 0.26636 | 0.26138 | 0.28335 | 0.36353 | 0.4857 | 0.60604 | 0.68529 | 0.73395 | 0.74619 | 0.77933 | 0.83071 | 0.916 | 0.97362 | 0.99906 | 0.98339 | 0.88011 | 0.73085 | 0.57131 | 0.51057 | 0.45037 | 0.35762 | 0.29313
Portfolio Adjusted1-in-10Size: 20 kW to 199.99 kWSouth of Lugo2020July Monthly Peak | Portfolio Adjusted | 1-in-10 | Size: 20 kW to 199.99 kW | South of Lugo | 2020 | July Monthly Peak | 7 | 14.7677 | 14.0465 | 13.6254 | 13.5907 | 13.8487 | 15.3191 | 17.6315 | 21.1222 | 24.9493 | 28.6758 | 31.2204 | 32.8576 | 33.5816 | 34.1506 | 34.2743 | 34.0431 | 32.5247 | 29.5857 | 26.1829 | 24.1306 | 23.2565 | 21.4594 | 18.8425 | 16.5484 | 0 | 0 | 0 | 0 | 0 | 0 | 0 | 0 | 0 | 0 | 0 | 0 | 0 | 0 | 0.51411 | 0.51065 | 0.48787 | 0.44379 | 0 | 0 | 0 | 0 | 0 | 0 | 70.0624 | 68.8259 | 68.261 | 67.871 | 67.5445 | 67.2496 | 67.6003 | 68.5205 | 70.885 | 74.9577 | 79.4679 | 82.0908 | 80.852 | 80.3073 | 82.7364 | 83.1696 | 82.5084 | 81.9214 | 80.7438 | 78.8785 | 75.63 | 72.9792 | 71.6929 | 70.9467 | 0.31562 | 0.29635 | 0.2658 | 0.26083 | 0.28275 | 0.36276 | 0.48467 | 0.60476 | 0.68383 | 0.73239 | 0.74461 | 0.77768 | 0.82894 | 0.91406 | 0.97155 | 0.99695 | 0.98131 | 0.87825 | 0.7293 | 0.5701 | 0.50948 | 0.44942 | 0.35686 | 0.29251
Portfolio Adjusted1-in-10Size: 20 kW to 199.99 kWSouth of Lugo2020August Monthly Peak | Portfolio Adjusted | 1-in-10 | Size: 20 kW to 199.99 kW | South of Lugo | 2020 | August Monthly Peak | 8 | 15.1402 | 14.4041 | 13.9076 | 13.8297 | 14.1635 | 15.8935 | 18.2031 | 21.5688 | 25.6944 | 29.6284 | 32.553 | 34.3811 | 35.211 | 35.7416 | 35.9005 | 35.4939 | 33.6827 | 30.7213 | 26.9934 | 25.4068 | 24.0236 | 21.8934 | 19.1486 | 16.8452 | 0 | 0 | 0 | 0 | 0 | 0 | 0 | 0 | 0 | 0 | 0 | 0 | 0 | 0 | 0.53851 | 0.53241 | 0.50524 | 0.46082 | 0 | 0 | 0 | 0 | 0 | 0 | 71.0431 | 70.4286 | 69.9257 | 69.4564 | 69.2465 | 69.5058 | 69.643 | 69.8447 | 72.1743 | 76.2101 | 79.5698 | 83.371 | 85.1808 | 86.2111 | 86.7458 | 88.5383 | 90.529 | 92.2879 | 92.1218 | 88.086 | 81.8856 | 78.1061 | 76.1017 | 73.818 | 0.31708 | 0.29772 | 0.26702 | 0.26203 | 0.28405 | 0.36443 | 0.48691 | 0.60755 | 0.68699 | 0.73577 | 0.74804 | 0.78126 | 0.83277 | 0.91827 | 0.97603 | 1.0015 | 0.98583 | 0.8823 | 0.73267 | 0.57273 | 0.51183 | 0.45149 | 0.3585 | 0.29386
Portfolio Adjusted1-in-10Size: 20 kW to 199.99 kWSouth of Lugo2020September Monthly Peak | Portfolio Adjusted | 1-in-10 | Size: 20 kW to 199.99 kW | South of Lugo | 2020 | September Monthly Peak | 9 | 15.496 | 14.744 | 14.2045 | 14.1885 | 14.5746 | 16.3321 | 18.9689 | 22.4024 | 27.1266 | 31.2507 | 34.3054 | 36.0813 | 36.9488 | 37.453 | 37.6128 | 37.0216 | 35.1369 | 31.9479 | 28.1326 | 26.9744 | 24.6963 | 22.4724 | 19.6498 | 17.3106 | 0 | 0 | 0 | 0 | 0 | 0 | 0 | 0 | 0 | 0 | 0 | 0 | 0 | 0 | 0.56419 | 0.55532 | 0.52705 | 0.47922 | 0 | 0 | 0 | 0 | 0 | 0 | 75.8832 | 75.2226 | 74.4601 | 73.5646 | 72.7256 | 72.4023 | 72.3514 | 72.6167 | 74.7213 | 78.8299 | 82.5877 | 86.6463 | 89.2957 | 90.4942 | 90.1974 | 90.5577 | 90.4824 | 89.8138 | 88.3717 | 84.4658 | 80.1027 | 76.955 | 74.7527 | 73.3826 | 0.31814 | 0.29872 | 0.26792 | 0.26291 | 0.285 | 0.36566 | 0.48854 | 0.60958 | 0.68929 | 0.73824 | 0.75055 | 0.78388 | 0.83556 | 0.92135 | 0.9793 | 1.0049 | 0.98914 | 0.88526 | 0.73512 | 0.57465 | 0.51355 | 0.453 | 0.35971 | 0.29484
Portfolio Adjusted1-in-10Size: 20 kW to 199.99 kWSouth of Lugo2020October Monthly Peak | Portfolio Adjusted | 1-in-10 | Size: 20 kW to 199.99 kW | South of Lugo | 2020 | October Monthly Peak | 10 | 14.2038 | 13.5791 | 13.1467 | 13.1061 | 13.309 | 14.7133 | 17.327 | 19.6104 | 23.0831 | 26.664 | 29.3049 | 31.1646 | 32.4258 | 33.2473 | 33.6064 | 33.0858 | 31.2221 | 28.061 | 25.8672 | 24.3918 | 22.4733 | 20.5258 | 17.9204 | 15.8228 | 0 | 0 | 0 | 0 | 0 | 0 | 0 | 0 | 0 | 0 | 0 | 0 | 0 | 0 | 0.5041 | 0.49629 | 0.46833 | 0.42091 | 0 | 0 | 0 | 0 | 0 | 0 | 70.9118 | 69.9684 | 68.8978 | 67.8382 | 66.7772 | 66.504 | 66.5415 | 66.5045 | 67.7153 | 70.7482 | 75.0831 | 79.9448 | 84.0497 | 85.917 | 86.1473 | 86.1465 | 85.6002 | 84.7054 | 81.9757 | 78.0499 | 74.4466 | 72.2998 | 70.7406 | 69.6343 | 0.31589 | 0.29661 | 0.26603 | 0.26105 | 0.28299 | 0.36307 | 0.48509 | 0.60528 | 0.68442 | 0.73303 | 0.74525 | 0.77835 | 0.82966 | 0.91485 | 0.97239 | 0.99781 | 0.98215 | 0.87901 | 0.72993 | 0.57059 | 0.50992 | 0.4498 | 0.35717 | 0.29276
Portfolio Adjusted1-in-10Size: 20 kW to 199.99 kWSouth of Lugo2020November Monthly Peak | Portfolio Adjusted | 1-in-10 | Size: 20 kW to 199.99 kW | South of Lugo | 2020 | November Monthly Peak | 11 | 13.4191 | 12.9352 | 12.5655 | 12.5968 | 12.8871 | 14.3354 | 15.9899 | 18.2102 | 21.6619 | 25.076 | 27.4927 | 29.1771 | 30.1716 | 30.7495 | 30.8576 | 29.8483 | 28.2466 | 27.0445 | 24.5472 | 22.7017 | 21.0638 | 19.1431 | 16.8923 | 15.0419 | 0 | 0 | 0 | 0 | 0 | 0 | 0 | 0 | 0 | 0 | 0 | 0 | 0 | 0 | 0.46286 | 0.44772 | 0.4237 | 0.40567 | 0 | 0 | 0 | 0 | 0 | 0 | 68.7354 | 66.9335 | 66.2223 | 64.6498 | 63.8716 | 62.8177 | 62.2512 | 62.7847 | 65.7294 | 71.5431 | 78.2881 | 83.6787 | 85.7829 | 87.2486 | 87.6934 | 86.308 | 84.1587 | 81.7766 | 79.4035 | 76.5264 | 74.6362 | 72.8854 | 70.7648 | 69.1941 | 0.31951 | 0.3 | 0.26907 | 0.26404 | 0.28623 | 0.36723 | 0.49064 | 0.61221 | 0.69226 | 0.74142 | 0.75378 | 0.78726 | 0.83916 | 0.92533 | 0.98353 | 1.0092 | 0.9934 | 0.88907 | 0.73829 | 0.57713 | 0.51576 | 0.45495 | 0.36126 | 0.29611
Portfolio Adjusted1-in-10Size: 20 kW to 199.99 kWSouth of Lugo2020December Monthly Peak | Portfolio Adjusted | 1-in-10 | Size: 20 kW to 199.99 kW | South of Lugo | 2020 | December Monthly Peak | 12 | 13.6469 | 13.134 | 12.665 | 12.6814 | 13.153 | 14.7057 | 17.3359 | 19.2079 | 21.5723 | 22.9984 | 23.6269 | 23.3539 | 22.9577 | 22.6447 | 22.3788 | 21.712 | 21.6424 | 22.1894 | 21.0602 | 20.3057 | 19.3387 | 18.1078 | 16.4398 | 14.9952 | 0 | 0 | 0 | 0 | 0 | 0 | 0 | 0 | 0 | 0 | 0 | 0 | 0 | 0 | 0.33568 | 0.32568 | 0.32464 | 0.33284 | 0 | 0 | 0 | 0 | 0 | 0 | 48.1501 | 47.2119 | 46.8514 | 47.149 | 47.6844 | 47.3261 | 48.3091 | 48.449 | 49.3663 | 50.8393 | 52.0132 | 53.4368 | 54.9846 | 54.6518 | 54.5485 | 54.321 | 53.753 | 52.4031 | 51.2972 | 49.4315 | 47.473 | 47.7382 | 47.6639 | 46.9066 | 0.32683 | 0.30687 | 0.27523 | 0.27009 | 0.29279 | 0.37564 | 0.50188 | 0.62623 | 0.70811 | 0.75839 | 0.77104 | 0.80528 | 0.85837 | 0.94651 | 1.006 | 1.0323 | 1.0161 | 0.90943 | 0.75519 | 0.59034 | 0.52757 | 0.46537 | 0.36953 | 0.30289
Portfolio Adjusted1-in-10Size: 20 kW to 199.99 kWSouth of Lugo2020Typical Event Day | Portfolio Adjusted | 1-in-10 | Size: 20 kW to 199.99 kW | South of Lugo | 2020 | Typical Event Day | 8 | 15.0315 | 14.3046 | 13.8208 | 13.7453 | 14.0719 | 15.7872 | 18.0634 | 21.3352 | 25.324 | 29.1596 | 32.0008 | 33.8006 | 34.6212 | 35.1573 | 35.3297 | 34.9332 | 33.1569 | 30.2403 | 26.6015 | 25.0656 | 23.7454 | 21.6727 | 18.9745 | 16.7039 | 0 | 0 | 0 | 0 | 0 | 0 | 0 | 0 | 0 | 0 | 0 | 0 | 0 | 0 | 0.52995 | 0.524 | 0.49735 | 0.45361 | 0 | 0 | 0 | 0 | 0 | 0 | 70.6688 | 69.9461 | 69.5287 | 69.0853 | 68.4678 | 68.1345 | 68.1134 | 68.7396 | 71.0971 | 75.0668 | 79.1524 | 82.851 | 84.1124 | 84.5324 | 85.3621 | 86.1241 | 86.7534 | 86.6902 | 85.9755 | 82.5056 | 77.9331 | 74.7685 | 72.9266 | 71.637 | 0.3164 | 0.29708 | 0.26645 | 0.26147 | 0.28344 | 0.36365 | 0.48586 | 0.60625 | 0.68552 | 0.7342 | 0.74644 | 0.77959 | 0.83099 | 0.91631 | 0.97394 | 0.9994 | 0.98372 | 0.88041 | 0.7311 | 0.57151 | 0.51074 | 0.45052 | 0.35774 | 0.29323
Portfolio Adjusted1-in-10Size: 20 kW to 199.99 kWSouth of Lugo2021January Monthly Peak | Portfolio Adjusted | 1-in-10 | Size: 20 kW to 199.99 kW | South of Lugo | 2021 | January Monthly Peak | 1 | 13.4713 | 12.9549 | 12.6227 | 12.6279 | 13.1143 | 14.6328 | 17.5321 | 19.6087 | 21.9597 | 23.2103 | 23.6046 | 23.2824 | 23.055 | 22.9877 | 22.8145 | 21.9793 | 21.2461 | 21.8366 | 20.8287 | 20.0288 | 19.0895 | 17.9828 | 16.3659 | 14.9928 | 0 | 0 | 0 | 0 | 0 | 0 | 0 | 0 | 0 | 0 | 0 | 0 | 0 | 0 | 0.34222 | 0.32969 | 0.31869 | 0.32755 | 0 | 0 | 0 | 0 | 0 | 0 | 48.6489 | 47.744 | 46.7523 | 46.456 | 45.8485 | 46.0196 | 45.7825 | 45.5281 | 45.3535 | 48.3644 | 51.6599 | 53.0959 | 54.7724 | 55.7935 | 55.6298 | 54.5134 | 52.9807 | 51.8135 | 50.3263 | 48.4533 | 47.247 | 46.266 | 46.09 | 45.6251 | 0.32975 | 0.30962 | 0.2777 | 0.2725 | 0.29541 | 0.379 | 0.50637 | 0.63183 | 0.71445 | 0.76518 | 0.77794 | 0.81249 | 0.86606 | 0.95498 | 1.015 | 1.0416 | 1.0252 | 0.91757 | 0.76195 | 0.59562 | 0.53229 | 0.46954 | 0.37284 | 0.3056
Portfolio Adjusted1-in-10Size: 20 kW to 199.99 kWSouth of Lugo2021February Monthly Peak | Portfolio Adjusted | 1-in-10 | Size: 20 kW to 199.99 kW | South of Lugo | 2021 | February Monthly Peak | 2 | 13.2807 | 12.72 | 12.2833 | 12.3223 | 12.6691 | 14.157 | 16.5282 | 18.5751 | 21.0547 | 22.8658 | 23.8297 | 24.2292 | 24.4928 | 24.6411 | 24.7968 | 24.2588 | 23.4557 | 22.6514 | 21.7069 | 20.4083 | 19.3411 | 18.1233 | 16.3285 | 14.8424 | 0 | 0 | 0 | 0 | 0 | 0 | 0 | 0 | 0 | 0 | 0 | 0 | 0 | 0 | 0.37195 | 0.36388 | 0.35184 | 0.33977 | 0 | 0 | 0 | 0 | 0 | 0 | 54.5115 | 53.4995 | 52.322 | 51.6248 | 51.8919 | 51.1994 | 48.6083 | 51.329 | 53.3443 | 55.812 | 58.6479 | 59.4049 | 60.6412 | 62.197 | 63.1161 | 63.4692 | 62.6463 | 61.9843 | 60.6665 | 59.0065 | 57.4726 | 56.1014 | 55.4728 | 54.0047 | 0.31706 | 0.2977 | 0.26701 | 0.26202 | 0.28404 | 0.36442 | 0.48688 | 0.60752 | 0.68695 | 0.73574 | 0.748 | 0.78122 | 0.83273 | 0.91823 | 0.97598 | 1.0015 | 0.98578 | 0.88225 | 0.73263 | 0.5727 | 0.51181 | 0.45147 | 0.35849 | 0.29384
Portfolio Adjusted1-in-10Size: 20 kW to 199.99 kWSouth of Lugo2021March Monthly Peak | Portfolio Adjusted | 1-in-10 | Size: 20 kW to 199.99 kW | South of Lugo | 2021 | March Monthly Peak | 3 | 13.4378 | 12.6778 | 12.3332 | 12.2786 | 12.5487 | 13.8839 | 16.0591 | 18.0159 | 20.5937 | 22.9204 | 24.3728 | 25.3446 | 26.0708 | 26.5099 | 26.9176 | 26.5547 | 25.3469 | 23.6045 | 21.8356 | 21.4487 | 20.1934 | 18.8013 | 16.9014 | 15.0823 | 0 | 0 | 0 | 0 | 0 | 0 | 0 | 0 | 0 | 0 | 0 | 0 | 0 | 0 | 0.40376 | 0.39832 | 0.3802 | 0.35407 | 0 | 0 | 0 | 0 | 0 | 0 | 61.5036 | 59.9359 | 58.8957 | 57.628 | 56.64 | 55.6765 | 54.9382 | 54.657 | 56.1943 | 59.935 | 64.1892 | 68.4838 | 72.5688 | 73.9523 | 74.6976 | 74.2584 | 73.1674 | 71.5628 | 70.742 | 69.2031 | 66.8275 | 64.283 | 61.9297 | 60.1592 | 0.31649 | 0.29717 | 0.26653 | 0.26155 | 0.28353 | 0.36376 | 0.48601 | 0.60642 | 0.68572 | 0.73441 | 0.74665 | 0.77982 | 0.83123 | 0.91658 | 0.97423 | 0.99969 | 0.98401 | 0.88067 | 0.73131 | 0.57167 | 0.51089 | 0.45065 | 0.35784 | 0.29331
Portfolio Adjusted1-in-10Size: 20 kW to 199.99 kWSouth of Lugo2021April Monthly Peak | Portfolio Adjusted | 1-in-10 | Size: 20 kW to 199.99 kW | South of Lugo | 2021 | April Monthly Peak | 4 | 13.8001 | 12.9621 | 12.5339 | 12.5139 | 12.7262 | 14.0379 | 15.9315 | 18.3418 | 21.8971 | 25.1392 | 27.4668 | 29.1446 | 30.3392 | 31.0408 | 31.5192 | 31.2553 | 29.7203 | 27.0841 | 24.1035 | 23.1404 | 21.876 | 20.0543 | 17.7167 | 15.5872 | 0 | 0 | 0 | 0 | 0 | 0 | 0 | 0 | 0 | 0 | 0 | 0 | 0 | 0 | 0.47279 | 0.46883 | 0.4458 | 0.40626 | 0 | 0 | 0 | 0 | 0 | 0 | 70.3297 | 69.3332 | 67.7547 | 66.1664 | 64.8025 | 63.9443 | 63.5473 | 63.6303 | 66.3386 | 71.9476 | 77.2377 | 82.3496 | 85.3848 | 86.3111 | 85.3969 | 85.323 | 85.2868 | 85.3342 | 83.9617 | 79.9147 | 75.1375 | 70.5425 | 68.2168 | 67.1946 | 0.31875 | 0.29929 | 0.26843 | 0.26341 | 0.28555 | 0.36636 | 0.48947 | 0.61075 | 0.69061 | 0.73965 | 0.75198 | 0.78538 | 0.83716 | 0.92312 | 0.98118 | 1.0068 | 0.99103 | 0.88695 | 0.73653 | 0.57575 | 0.51453 | 0.45387 | 0.36039 | 0.29541
Portfolio Adjusted1-in-10Size: 20 kW to 199.99 kWSouth of Lugo2021May Monthly Peak | Portfolio Adjusted | 1-in-10 | Size: 20 kW to 199.99 kW | South of Lugo | 2021 | May Monthly Peak | 5 | 14.2295 | 13.3754 | 12.8831 | 12.8973 | 13.1354 | 14.4139 | 16.2481 | 19.3912 | 23.4665 | 27.1317 | 29.7026 | 31.3847 | 32.1796 | 32.7429 | 33.1191 | 32.7009 | 31.1382 | 28.2148 | 25.2092 | 23.5528 | 22.5586 | 20.6087 | 18.1856 | 15.9332 | 0 | 0 | 0 | 0 | 0 | 0 | 0 | 0 | 0 | 0 | 0 | 0 | 0 | 0 | 0.49679 | 0.49051 | 0.46707 | 0.42322 | 0 | 0 | 0 | 0 | 0 | 0 | 70.8593 | 69.6759 | 68.472 | 68.1558 | 67.8133 | 67.4674 | 67.5709 | 67.6277 | 70.9143 | 76.2273 | 80.8352 | 84.1963 | 85.6084 | 85.8682 | 86.6622 | 86.8189 | 86.814 | 85.8669 | 85.386 | 82.9431 | 78.6669 | 74.0243 | 71.4401 | 69.0706 | 0.31703 | 0.29767 | 0.26698 | 0.26199 | 0.28401 | 0.36438 | 0.48683 | 0.60745 | 0.68688 | 0.73565 | 0.74792 | 0.78114 | 0.83263 | 0.91813 | 0.97587 | 1.0014 | 0.98567 | 0.88216 | 0.73255 | 0.57264 | 0.51175 | 0.45141 | 0.35845 | 0.29381
Portfolio Adjusted1-in-10Size: 20 kW to 199.99 kWSouth of Lugo2021June Monthly Peak | Portfolio Adjusted | 1-in-10 | Size: 20 kW to 199.99 kW | South of Lugo | 2021 | June Monthly Peak | 6 | 14.0629 | 13.2753 | 12.8556 | 12.9047 | 13.2218 | 14.4183 | 16.2757 | 19.4053 | 22.9497 | 26.3998 | 28.6855 | 30.3341 | 31.2842 | 31.9529 | 32.2916 | 32.0438 | 30.5971 | 27.8132 | 24.6803 | 22.7483 | 22.0152 | 20.3026 | 17.9603 | 15.7524 | 0 | 0 | 0 | 0 | 0 | 0 | 0 | 0 | 0 | 0 | 0 | 0 | 0 | 0 | 0.48437 | 0.48066 | 0.45896 | 0.4172 | 0 | 0 | 0 | 0 | 0 | 0 | 65.6864 | 65.3072 | 65.468 | 65.449 | 64.3545 | 63.3802 | 62.859 | 63.9766 | 66.6077 | 70.2695 | 74.9844 | 79.296 | 81.121 | 81.1168 | 81.7689 | 82.2308 | 83.4939 | 82.7378 | 82.6647 | 78.592 | 74.1142 | 71.0338 | 69.1589 | 68.4007 | 0.31629 | 0.29698 | 0.26636 | 0.26138 | 0.28335 | 0.36353 | 0.4857 | 0.60604 | 0.68529 | 0.73395 | 0.74619 | 0.77933 | 0.83071 | 0.916 | 0.97362 | 0.99906 | 0.98339 | 0.88011 | 0.73085 | 0.57131 | 0.51057 | 0.45037 | 0.35762 | 0.29313
Portfolio Adjusted1-in-10Size: 20 kW to 199.99 kWSouth of Lugo2021July Monthly Peak | Portfolio Adjusted | 1-in-10 | Size: 20 kW to 199.99 kW | South of Lugo | 2021 | July Monthly Peak | 7 | 14.7677 | 14.0465 | 13.6254 | 13.5907 | 13.8487 | 15.3191 | 17.6315 | 21.1222 | 24.9493 | 28.6758 | 31.2204 | 32.8576 | 33.5816 | 34.1506 | 34.2743 | 34.0431 | 32.5247 | 29.5857 | 26.1829 | 24.1306 | 23.2565 | 21.4594 | 18.8425 | 16.5484 | 0 | 0 | 0 | 0 | 0 | 0 | 0 | 0 | 0 | 0 | 0 | 0 | 0 | 0 | 0.51411 | 0.51065 | 0.48787 | 0.44379 | 0 | 0 | 0 | 0 | 0 | 0 | 70.0624 | 68.8259 | 68.261 | 67.871 | 67.5445 | 67.2496 | 67.6003 | 68.5205 | 70.885 | 74.9577 | 79.4679 | 82.0908 | 80.852 | 80.3073 | 82.7364 | 83.1696 | 82.5084 | 81.9214 | 80.7438 | 78.8785 | 75.63 | 72.9792 | 71.6929 | 70.9467 | 0.31562 | 0.29635 | 0.2658 | 0.26083 | 0.28275 | 0.36276 | 0.48467 | 0.60476 | 0.68383 | 0.73239 | 0.74461 | 0.77768 | 0.82894 | 0.91406 | 0.97155 | 0.99695 | 0.98131 | 0.87825 | 0.7293 | 0.5701 | 0.50948 | 0.44942 | 0.35686 | 0.29251
Portfolio Adjusted1-in-10Size: 20 kW to 199.99 kWSouth of Lugo2021August Monthly Peak | Portfolio Adjusted | 1-in-10 | Size: 20 kW to 199.99 kW | South of Lugo | 2021 | August Monthly Peak | 8 | 15.1402 | 14.4041 | 13.9076 | 13.8297 | 14.1635 | 15.8935 | 18.2031 | 21.5688 | 25.6944 | 29.6284 | 32.553 | 34.3811 | 35.211 | 35.7416 | 35.9005 | 35.4939 | 33.6827 | 30.7213 | 26.9934 | 25.4068 | 24.0236 | 21.8934 | 19.1486 | 16.8452 | 0 | 0 | 0 | 0 | 0 | 0 | 0 | 0 | 0 | 0 | 0 | 0 | 0 | 0 | 0.53851 | 0.53241 | 0.50524 | 0.46082 | 0 | 0 | 0 | 0 | 0 | 0 | 71.0431 | 70.4286 | 69.9257 | 69.4564 | 69.2465 | 69.5058 | 69.643 | 69.8447 | 72.1743 | 76.2101 | 79.5698 | 83.371 | 85.1808 | 86.2111 | 86.7458 | 88.5383 | 90.529 | 92.2879 | 92.1218 | 88.086 | 81.8856 | 78.1061 | 76.1017 | 73.818 | 0.31708 | 0.29772 | 0.26702 | 0.26203 | 0.28405 | 0.36443 | 0.48691 | 0.60755 | 0.68699 | 0.73577 | 0.74804 | 0.78126 | 0.83277 | 0.91827 | 0.97603 | 1.0015 | 0.98583 | 0.8823 | 0.73267 | 0.57273 | 0.51183 | 0.45149 | 0.3585 | 0.29386
Portfolio Adjusted1-in-10Size: 20 kW to 199.99 kWSouth of Lugo2021September Monthly Peak | Portfolio Adjusted | 1-in-10 | Size: 20 kW to 199.99 kW | South of Lugo | 2021 | September Monthly Peak | 9 | 15.496 | 14.744 | 14.2045 | 14.1885 | 14.5746 | 16.3321 | 18.9689 | 22.4024 | 27.1266 | 31.2507 | 34.3054 | 36.0813 | 36.9488 | 37.453 | 37.6128 | 37.0216 | 35.1369 | 31.9479 | 28.1326 | 26.9744 | 24.6963 | 22.4724 | 19.6498 | 17.3106 | 0 | 0 | 0 | 0 | 0 | 0 | 0 | 0 | 0 | 0 | 0 | 0 | 0 | 0 | 0.56419 | 0.55532 | 0.52705 | 0.47922 | 0 | 0 | 0 | 0 | 0 | 0 | 75.8832 | 75.2226 | 74.4601 | 73.5646 | 72.7256 | 72.4023 | 72.3514 | 72.6167 | 74.7213 | 78.8299 | 82.5877 | 86.6463 | 89.2957 | 90.4942 | 90.1974 | 90.5577 | 90.4824 | 89.8138 | 88.3717 | 84.4658 | 80.1027 | 76.955 | 74.7527 | 73.3826 | 0.31814 | 0.29872 | 0.26792 | 0.26291 | 0.285 | 0.36566 | 0.48854 | 0.60958 | 0.68929 | 0.73824 | 0.75055 | 0.78388 | 0.83556 | 0.92135 | 0.9793 | 1.0049 | 0.98914 | 0.88526 | 0.73512 | 0.57465 | 0.51355 | 0.453 | 0.35971 | 0.29484
Portfolio Adjusted1-in-10Size: 20 kW to 199.99 kWSouth of Lugo2021October Monthly Peak | Portfolio Adjusted | 1-in-10 | Size: 20 kW to 199.99 kW | South of Lugo | 2021 | October Monthly Peak | 10 | 14.2038 | 13.5791 | 13.1467 | 13.1061 | 13.309 | 14.7133 | 17.327 | 19.6104 | 23.0831 | 26.664 | 29.3049 | 31.1646 | 32.4258 | 33.2473 | 33.6063 | 33.0858 | 31.2221 | 28.061 | 25.8672 | 24.3918 | 22.4733 | 20.5258 | 17.9204 | 15.8228 | 0 | 0 | 0 | 0 | 0 | 0 | 0 | 0 | 0 | 0 | 0 | 0 | 0 | 0 | 0.5041 | 0.49629 | 0.46833 | 0.42091 | 0 | 0 | 0 | 0 | 0 | 0 | 70.9118 | 69.9684 | 68.8978 | 67.8382 | 66.7772 | 66.504 | 66.5415 | 66.5045 | 67.7153 | 70.7482 | 75.0831 | 79.9448 | 84.0497 | 85.917 | 86.1473 | 86.1465 | 85.6002 | 84.7054 | 81.9757 | 78.05 | 74.4466 | 72.2998 | 70.7406 | 69.6343 | 0.31589 | 0.29661 | 0.26603 | 0.26105 | 0.28299 | 0.36307 | 0.48509 | 0.60528 | 0.68442 | 0.73303 | 0.74525 | 0.77835 | 0.82966 | 0.91485 | 0.97239 | 0.99781 | 0.98215 | 0.87901 | 0.72993 | 0.57059 | 0.50992 | 0.4498 | 0.35717 | 0.29276
Portfolio Adjusted1-in-10Size: 20 kW to 199.99 kWSouth of Lugo2021November Monthly Peak | Portfolio Adjusted | 1-in-10 | Size: 20 kW to 199.99 kW | South of Lugo | 2021 | November Monthly Peak | 11 | 13.4191 | 12.9353 | 12.5655 | 12.5968 | 12.8871 | 14.3354 | 15.9899 | 18.2102 | 21.6619 | 25.076 | 27.4927 | 29.1771 | 30.1716 | 30.7495 | 30.8576 | 29.8483 | 28.2466 | 27.0445 | 24.5472 | 22.7017 | 21.0638 | 19.1431 | 16.8923 | 15.0419 | 0 | 0 | 0 | 0 | 0 | 0 | 0 | 0 | 0 | 0 | 0 | 0 | 0 | 0 | 0.46286 | 0.44772 | 0.4237 | 0.40567 | 0 | 0 | 0 | 0 | 0 | 0 | 68.7354 | 66.9334 | 66.2223 | 64.6498 | 63.8716 | 62.8177 | 62.2512 | 62.7847 | 65.7294 | 71.5431 | 78.2881 | 83.6787 | 85.7829 | 87.2486 | 87.6934 | 86.308 | 84.1587 | 81.7766 | 79.4035 | 76.5264 | 74.6362 | 72.8854 | 70.7648 | 69.1941 | 0.31951 | 0.3 | 0.26907 | 0.26404 | 0.28623 | 0.36723 | 0.49064 | 0.61221 | 0.69226 | 0.74142 | 0.75378 | 0.78726 | 0.83916 | 0.92533 | 0.98353 | 1.0092 | 0.9934 | 0.88907 | 0.73829 | 0.57713 | 0.51576 | 0.45495 | 0.36126 | 0.29611
Portfolio Adjusted1-in-10Size: 20 kW to 199.99 kWSouth of Lugo2021December Monthly Peak | Portfolio Adjusted | 1-in-10 | Size: 20 kW to 199.99 kW | South of Lugo | 2021 | December Monthly Peak | 12 | 13.6469 | 13.134 | 12.665 | 12.6814 | 13.153 | 14.7057 | 17.3359 | 19.2079 | 21.5723 | 22.9984 | 23.6269 | 23.3539 | 22.9577 | 22.6447 | 22.3788 | 21.712 | 21.6424 | 22.1894 | 21.0602 | 20.3057 | 19.3387 | 18.1078 | 16.4398 | 14.9952 | 0 | 0 | 0 | 0 | 0 | 0 | 0 | 0 | 0 | 0 | 0 | 0 | 0 | 0 | 0.33568 | 0.32568 | 0.32464 | 0.33284 | 0 | 0 | 0 | 0 | 0 | 0 | 48.1501 | 47.2119 | 46.8514 | 47.149 | 47.6844 | 47.3261 | 48.3092 | 48.449 | 49.3663 | 50.8393 | 52.0132 | 53.4368 | 54.9846 | 54.6518 | 54.5485 | 54.321 | 53.753 | 52.4031 | 51.2972 | 49.4315 | 47.473 | 47.7382 | 47.6639 | 46.9066 | 0.32683 | 0.30687 | 0.27523 | 0.27009 | 0.29279 | 0.37564 | 0.50188 | 0.62623 | 0.70811 | 0.75839 | 0.77104 | 0.80528 | 0.85837 | 0.94651 | 1.006 | 1.0323 | 1.0161 | 0.90943 | 0.75519 | 0.59034 | 0.52757 | 0.46537 | 0.36953 | 0.30289
Portfolio Adjusted1-in-10Size: 20 kW to 199.99 kWSouth of Lugo2021Typical Event Day | Portfolio Adjusted | 1-in-10 | Size: 20 kW to 199.99 kW | South of Lugo | 2021 | Typical Event Day | 8 | 15.0315 | 14.3046 | 13.8208 | 13.7453 | 14.0719 | 15.7872 | 18.0634 | 21.3352 | 25.324 | 29.1596 | 32.0008 | 33.8006 | 34.6212 | 35.1573 | 35.3297 | 34.9332 | 33.1569 | 30.2403 | 26.6015 | 25.0656 | 23.7454 | 21.6727 | 18.9745 | 16.7039 | 0 | 0 | 0 | 0 | 0 | 0 | 0 | 0 | 0 | 0 | 0 | 0 | 0 | 0 | 0.52995 | 0.524 | 0.49735 | 0.45361 | 0 | 0 | 0 | 0 | 0 | 0 | 70.6688 | 69.9461 | 69.5287 | 69.0853 | 68.4678 | 68.1345 | 68.1134 | 68.7396 | 71.0971 | 75.0668 | 79.1524 | 82.851 | 84.1124 | 84.5324 | 85.3621 | 86.1241 | 86.7534 | 86.6902 | 85.9755 | 82.5056 | 77.9331 | 74.7685 | 72.9266 | 71.637 | 0.3164 | 0.29708 | 0.26645 | 0.26147 | 0.28344 | 0.36365 | 0.48586 | 0.60625 | 0.68552 | 0.7342 | 0.74644 | 0.77959 | 0.83099 | 0.91631 | 0.97394 | 0.9994 | 0.98372 | 0.88041 | 0.7311 | 0.57151 | 0.51074 | 0.45052 | 0.35774 | 0.29323
Portfolio Adjusted1-in-10Size: 20 kW to 199.99 kWSouth of Lugo2022January Monthly Peak | Portfolio Adjusted | 1-in-10 | Size: 20 kW to 199.99 kW | South of Lugo | 2022 | January Monthly Peak | 1 | 13.4713 | 12.9549 | 12.6227 | 12.6279 | 13.1143 | 14.6328 | 17.5321 | 19.6087 | 21.9597 | 23.2103 | 23.6046 | 23.2824 | 23.055 | 22.9877 | 22.8145 | 21.9793 | 21.2461 | 21.8366 | 20.8286 | 20.0288 | 19.0895 | 17.9828 | 16.3659 | 14.9928 | 0 | 0 | 0 | 0 | 0 | 0 | 0 | 0 | 0 | 0 | 0 | 0 | 0 | 0 | 0.34222 | 0.32969 | 0.31869 | 0.32755 | 0 | 0 | 0 | 0 | 0 | 0 | 48.6489 | 47.744 | 46.7523 | 46.456 | 45.8485 | 46.0196 | 45.7825 | 45.5281 | 45.3535 | 48.3644 | 51.6599 | 53.0959 | 54.7724 | 55.7935 | 55.6298 | 54.5134 | 52.9807 | 51.8135 | 50.3263 | 48.4533 | 47.247 | 46.266 | 46.09 | 45.6251 | 0.32975 | 0.30962 | 0.2777 | 0.2725 | 0.29541 | 0.379 | 0.50637 | 0.63183 | 0.71445 | 0.76518 | 0.77794 | 0.81249 | 0.86606 | 0.95498 | 1.015 | 1.0416 | 1.0252 | 0.91757 | 0.76195 | 0.59562 | 0.53229 | 0.46954 | 0.37284 | 0.3056
Portfolio Adjusted1-in-10Size: 20 kW to 199.99 kWSouth of Lugo2022February Monthly Peak | Portfolio Adjusted | 1-in-10 | Size: 20 kW to 199.99 kW | South of Lugo | 2022 | February Monthly Peak | 2 | 13.2807 | 12.72 | 12.2833 | 12.3223 | 12.6691 | 14.157 | 16.5282 | 18.5751 | 21.0547 | 22.8658 | 23.8297 | 24.2292 | 24.4928 | 24.6411 | 24.7968 | 24.2588 | 23.4557 | 22.6514 | 21.7069 | 20.4083 | 19.3411 | 18.1233 | 16.3285 | 14.8424 | 0 | 0 | 0 | 0 | 0 | 0 | 0 | 0 | 0 | 0 | 0 | 0 | 0 | 0 | 0.37195 | 0.36388 | 0.35184 | 0.33977 | 0 | 0 | 0 | 0 | 0 | 0 | 54.5115 | 53.4995 | 52.322 | 51.6248 | 51.8919 | 51.1994 | 48.6083 | 51.329 | 53.3443 | 55.812 | 58.6479 | 59.4049 | 60.6412 | 62.197 | 63.1161 | 63.4692 | 62.6463 | 61.9843 | 60.6665 | 59.0065 | 57.4726 | 56.1014 | 55.4728 | 54.0047 | 0.31706 | 0.2977 | 0.26701 | 0.26202 | 0.28404 | 0.36442 | 0.48688 | 0.60752 | 0.68695 | 0.73574 | 0.748 | 0.78122 | 0.83273 | 0.91823 | 0.97598 | 1.0015 | 0.98578 | 0.88225 | 0.73263 | 0.5727 | 0.51181 | 0.45147 | 0.35849 | 0.29384
Portfolio Adjusted1-in-10Size: 20 kW to 199.99 kWSouth of Lugo2022March Monthly Peak | Portfolio Adjusted | 1-in-10 | Size: 20 kW to 199.99 kW | South of Lugo | 2022 | March Monthly Peak | 3 | 13.4378 | 12.6778 | 12.3332 | 12.2786 | 12.5487 | 13.8839 | 16.0591 | 18.0159 | 20.5937 | 22.9204 | 24.3728 | 25.3446 | 26.0708 | 26.5099 | 26.9176 | 26.5547 | 25.3469 | 23.6045 | 21.8356 | 21.4487 | 20.1934 | 18.8013 | 16.9014 | 15.0823 | 0 | 0 | 0 | 0 | 0 | 0 | 0 | 0 | 0 | 0 | 0 | 0 | 0 | 0 | 0.40376 | 0.39832 | 0.3802 | 0.35407 | 0 | 0 | 0 | 0 | 0 | 0 | 61.5036 | 59.9359 | 58.8957 | 57.628 | 56.64 | 55.6765 | 54.9382 | 54.657 | 56.1943 | 59.935 | 64.1892 | 68.4838 | 72.5688 | 73.9523 | 74.6976 | 74.2584 | 73.1674 | 71.5628 | 70.742 | 69.2031 | 66.8275 | 64.283 | 61.9297 | 60.1592 | 0.31649 | 0.29717 | 0.26653 | 0.26155 | 0.28353 | 0.36376 | 0.48601 | 0.60642 | 0.68572 | 0.73441 | 0.74665 | 0.77982 | 0.83123 | 0.91658 | 0.97423 | 0.99969 | 0.98401 | 0.88067 | 0.73131 | 0.57167 | 0.51089 | 0.45065 | 0.35784 | 0.29331
Portfolio Adjusted1-in-10Size: 20 kW to 199.99 kWSouth of Lugo2022April Monthly Peak | Portfolio Adjusted | 1-in-10 | Size: 20 kW to 199.99 kW | South of Lugo | 2022 | April Monthly Peak | 4 | 13.8001 | 12.9621 | 12.5339 | 12.5139 | 12.7262 | 14.0379 | 15.9315 | 18.3418 | 21.8971 | 25.1392 | 27.4668 | 29.1446 | 30.3392 | 31.0408 | 31.5192 | 31.2553 | 29.7202 | 27.0841 | 24.1035 | 23.1404 | 21.876 | 20.0543 | 17.7167 | 15.5872 | 0 | 0 | 0 | 0 | 0 | 0 | 0 | 0 | 0 | 0 | 0 | 0 | 0 | 0 | 0.47279 | 0.46883 | 0.4458 | 0.40626 | 0 | 0 | 0 | 0 | 0 | 0 | 70.3297 | 69.3332 | 67.7547 | 66.1664 | 64.8025 | 63.9443 | 63.5473 | 63.6303 | 66.3386 | 71.9476 | 77.2377 | 82.3496 | 85.3848 | 86.3111 | 85.3969 | 85.323 | 85.2868 | 85.3341 | 83.9617 | 79.9147 | 75.1375 | 70.5425 | 68.2168 | 67.1946 | 0.31875 | 0.29929 | 0.26843 | 0.26341 | 0.28555 | 0.36636 | 0.48947 | 0.61075 | 0.69061 | 0.73965 | 0.75198 | 0.78538 | 0.83716 | 0.92312 | 0.98118 | 1.0068 | 0.99103 | 0.88695 | 0.73653 | 0.57575 | 0.51453 | 0.45387 | 0.36039 | 0.29541
Portfolio Adjusted1-in-10Size: 20 kW to 199.99 kWSouth of Lugo2022May Monthly Peak | Portfolio Adjusted | 1-in-10 | Size: 20 kW to 199.99 kW | South of Lugo | 2022 | May Monthly Peak | 5 | 14.2295 | 13.3754 | 12.8831 | 12.8973 | 13.1354 | 14.4139 | 16.2481 | 19.3912 | 23.4665 | 27.1317 | 29.7026 | 31.3847 | 32.1796 | 32.7429 | 33.1191 | 32.7009 | 31.1382 | 28.2148 | 25.2092 | 23.5528 | 22.5586 | 20.6087 | 18.1856 | 15.9332 | 0 | 0 | 0 | 0 | 0 | 0 | 0 | 0 | 0 | 0 | 0 | 0 | 0 | 0 | 0.49679 | 0.49051 | 0.46707 | 0.42322 | 0 | 0 | 0 | 0 | 0 | 0 | 70.8593 | 69.6759 | 68.472 | 68.1558 | 67.8133 | 67.4674 | 67.5709 | 67.6277 | 70.9143 | 76.2273 | 80.8352 | 84.1963 | 85.6084 | 85.8682 | 86.6622 | 86.8189 | 86.814 | 85.8669 | 85.386 | 82.9431 | 78.6669 | 74.0243 | 71.4401 | 69.0706 | 0.31703 | 0.29767 | 0.26698 | 0.26199 | 0.28401 | 0.36438 | 0.48683 | 0.60745 | 0.68688 | 0.73565 | 0.74792 | 0.78114 | 0.83263 | 0.91813 | 0.97587 | 1.0014 | 0.98567 | 0.88216 | 0.73255 | 0.57264 | 0.51175 | 0.45141 | 0.35845 | 0.29381
Portfolio Adjusted1-in-10Size: 20 kW to 199.99 kWSouth of Lugo2022June Monthly Peak | Portfolio Adjusted | 1-in-10 | Size: 20 kW to 199.99 kW | South of Lugo | 2022 | June Monthly Peak | 6 | 14.0629 | 13.2753 | 12.8556 | 12.9047 | 13.2218 | 14.4182 | 16.2757 | 19.4053 | 22.9497 | 26.3998 | 28.6855 | 30.3341 | 31.2842 | 31.9529 | 32.2916 | 32.0438 | 30.5971 | 27.8132 | 24.6803 | 22.7483 | 22.0152 | 20.3026 | 17.9603 | 15.7524 | 0 | 0 | 0 | 0 | 0 | 0 | 0 | 0 | 0 | 0 | 0 | 0 | 0 | 0 | 0.48437 | 0.48066 | 0.45896 | 0.4172 | 0 | 0 | 0 | 0 | 0 | 0 | 65.6864 | 65.3072 | 65.468 | 65.449 | 64.3545 | 63.3802 | 62.859 | 63.9766 | 66.6077 | 70.2695 | 74.9844 | 79.296 | 81.121 | 81.1168 | 81.7689 | 82.2308 | 83.4939 | 82.7378 | 82.6647 | 78.592 | 74.1142 | 71.0338 | 69.1589 | 68.4007 | 0.31629 | 0.29698 | 0.26636 | 0.26138 | 0.28335 | 0.36353 | 0.4857 | 0.60604 | 0.68529 | 0.73395 | 0.74619 | 0.77933 | 0.83071 | 0.916 | 0.97362 | 0.99906 | 0.98339 | 0.88011 | 0.73085 | 0.57131 | 0.51057 | 0.45037 | 0.35762 | 0.29313
Portfolio Adjusted1-in-10Size: 20 kW to 199.99 kWSouth of Lugo2022July Monthly Peak | Portfolio Adjusted | 1-in-10 | Size: 20 kW to 199.99 kW | South of Lugo | 2022 | July Monthly Peak | 7 | 14.7677 | 14.0465 | 13.6254 | 13.5907 | 13.8487 | 15.3191 | 17.6315 | 21.1222 | 24.9493 | 28.6758 | 31.2204 | 32.8576 | 33.5816 | 34.1506 | 34.2743 | 34.0431 | 32.5247 | 29.5857 | 26.1829 | 24.1306 | 23.2565 | 21.4594 | 18.8425 | 16.5484 | 0 | 0 | 0 | 0 | 0 | 0 | 0 | 0 | 0 | 0 | 0 | 0 | 0 | 0 | 0.51411 | 0.51065 | 0.48787 | 0.44379 | 0 | 0 | 0 | 0 | 0 | 0 | 70.0624 | 68.8259 | 68.261 | 67.871 | 67.5445 | 67.2496 | 67.6003 | 68.5205 | 70.885 | 74.9577 | 79.4679 | 82.0908 | 80.852 | 80.3073 | 82.7364 | 83.1696 | 82.5084 | 81.9214 | 80.7438 | 78.8785 | 75.63 | 72.9792 | 71.6929 | 70.9467 | 0.31562 | 0.29635 | 0.2658 | 0.26083 | 0.28275 | 0.36276 | 0.48467 | 0.60476 | 0.68383 | 0.73239 | 0.74461 | 0.77768 | 0.82894 | 0.91406 | 0.97155 | 0.99695 | 0.98131 | 0.87825 | 0.7293 | 0.5701 | 0.50948 | 0.44942 | 0.35686 | 0.29251
Portfolio Adjusted1-in-10Size: 20 kW to 199.99 kWSouth of Lugo2022August Monthly Peak | Portfolio Adjusted | 1-in-10 | Size: 20 kW to 199.99 kW | South of Lugo | 2022 | August Monthly Peak | 8 | 15.1402 | 14.4041 | 13.9076 | 13.8297 | 14.1635 | 15.8935 | 18.2031 | 21.5688 | 25.6944 | 29.6284 | 32.553 | 34.3811 | 35.211 | 35.7416 | 35.9005 | 35.4939 | 33.6827 | 30.7213 | 26.9934 | 25.4068 | 24.0236 | 21.8934 | 19.1486 | 16.8452 | 0 | 0 | 0 | 0 | 0 | 0 | 0 | 0 | 0 | 0 | 0 | 0 | 0 | 0 | 0.53851 | 0.53241 | 0.50524 | 0.46082 | 0 | 0 | 0 | 0 | 0 | 0 | 71.0431 | 70.4286 | 69.9257 | 69.4564 | 69.2465 | 69.5058 | 69.643 | 69.8447 | 72.1743 | 76.2101 | 79.5698 | 83.371 | 85.1808 | 86.2111 | 86.7457 | 88.5383 | 90.529 | 92.2879 | 92.1218 | 88.086 | 81.8856 | 78.1061 | 76.1017 | 73.818 | 0.31708 | 0.29772 | 0.26702 | 0.26203 | 0.28405 | 0.36443 | 0.48691 | 0.60755 | 0.68699 | 0.73577 | 0.74804 | 0.78126 | 0.83277 | 0.91827 | 0.97603 | 1.0015 | 0.98583 | 0.8823 | 0.73267 | 0.57273 | 0.51183 | 0.45149 | 0.3585 | 0.29386
Portfolio Adjusted1-in-10Size: 20 kW to 199.99 kWSouth of Lugo2022September Monthly Peak | Portfolio Adjusted | 1-in-10 | Size: 20 kW to 199.99 kW | South of Lugo | 2022 | September Monthly Peak | 9 | 15.496 | 14.744 | 14.2045 | 14.1885 | 14.5746 | 16.3321 | 18.9689 | 22.4024 | 27.1266 | 31.2507 | 34.3054 | 36.0813 | 36.9488 | 37.453 | 37.6128 | 37.0216 | 35.1369 | 31.9479 | 28.1326 | 26.9744 | 24.6963 | 22.4724 | 19.6498 | 17.3106 | 0 | 0 | 0 | 0 | 0 | 0 | 0 | 0 | 0 | 0 | 0 | 0 | 0 | 0 | 0.56419 | 0.55532 | 0.52705 | 0.47922 | 0 | 0 | 0 | 0 | 0 | 0 | 75.8832 | 75.2226 | 74.4601 | 73.5646 | 72.7256 | 72.4023 | 72.3514 | 72.6167 | 74.7213 | 78.8299 | 82.5877 | 86.6463 | 89.2957 | 90.4942 | 90.1974 | 90.5577 | 90.4824 | 89.8138 | 88.3717 | 84.4658 | 80.1027 | 76.955 | 74.7527 | 73.3826 | 0.31814 | 0.29872 | 0.26792 | 0.26291 | 0.285 | 0.36566 | 0.48854 | 0.60958 | 0.68929 | 0.73824 | 0.75055 | 0.78388 | 0.83556 | 0.92135 | 0.9793 | 1.0049 | 0.98914 | 0.88526 | 0.73512 | 0.57465 | 0.51355 | 0.453 | 0.35971 | 0.29484
Portfolio Adjusted1-in-10Size: 20 kW to 199.99 kWSouth of Lugo2022October Monthly Peak | Portfolio Adjusted | 1-in-10 | Size: 20 kW to 199.99 kW | South of Lugo | 2022 | October Monthly Peak | 10 | 14.2038 | 13.5791 | 13.1467 | 13.1061 | 13.309 | 14.7133 | 17.327 | 19.6104 | 23.0831 | 26.664 | 29.3049 | 31.1646 | 32.4258 | 33.2473 | 33.6063 | 33.0858 | 31.2221 | 28.061 | 25.8672 | 24.3918 | 22.4733 | 20.5258 | 17.9204 | 15.8228 | 0 | 0 | 0 | 0 | 0 | 0 | 0 | 0 | 0 | 0 | 0 | 0 | 0 | 0 | 0.5041 | 0.49629 | 0.46833 | 0.42091 | 0 | 0 | 0 | 0 | 0 | 0 | 70.9118 | 69.9684 | 68.8978 | 67.8382 | 66.7772 | 66.504 | 66.5415 | 66.5045 | 67.7153 | 70.7482 | 75.0831 | 79.9448 | 84.0497 | 85.917 | 86.1473 | 86.1465 | 85.6002 | 84.7054 | 81.9757 | 78.0499 | 74.4466 | 72.2998 | 70.7406 | 69.6343 | 0.31589 | 0.29661 | 0.26603 | 0.26105 | 0.28299 | 0.36307 | 0.48509 | 0.60528 | 0.68442 | 0.73303 | 0.74525 | 0.77835 | 0.82966 | 0.91485 | 0.97239 | 0.99781 | 0.98215 | 0.87901 | 0.72993 | 0.57059 | 0.50992 | 0.4498 | 0.35717 | 0.29276
Portfolio Adjusted1-in-10Size: 20 kW to 199.99 kWSouth of Lugo2022November Monthly Peak | Portfolio Adjusted | 1-in-10 | Size: 20 kW to 199.99 kW | South of Lugo | 2022 | November Monthly Peak | 11 | 13.4191 | 12.9352 | 12.5655 | 12.5968 | 12.8871 | 14.3354 | 15.9899 | 18.2102 | 21.6619 | 25.076 | 27.4927 | 29.1771 | 30.1716 | 30.7495 | 30.8576 | 29.8483 | 28.2466 | 27.0445 | 24.5472 | 22.7017 | 21.0638 | 19.1431 | 16.8923 | 15.0419 | 0 | 0 | 0 | 0 | 0 | 0 | 0 | 0 | 0 | 0 | 0 | 0 | 0 | 0 | 0.46286 | 0.44772 | 0.4237 | 0.40567 | 0 | 0 | 0 | 0 | 0 | 0 | 68.7354 | 66.9334 | 66.2223 | 64.6498 | 63.8716 | 62.8177 | 62.2512 | 62.7847 | 65.7294 | 71.5431 | 78.2881 | 83.6787 | 85.7829 | 87.2486 | 87.6934 | 86.308 | 84.1587 | 81.7766 | 79.4035 | 76.5264 | 74.6362 | 72.8854 | 70.7648 | 69.1941 | 0.31951 | 0.3 | 0.26907 | 0.26404 | 0.28623 | 0.36723 | 0.49064 | 0.61221 | 0.69226 | 0.74142 | 0.75378 | 0.78726 | 0.83916 | 0.92533 | 0.98353 | 1.0092 | 0.9934 | 0.88907 | 0.73829 | 0.57713 | 0.51576 | 0.45495 | 0.36126 | 0.29611
Portfolio Adjusted1-in-10Size: 20 kW to 199.99 kWSouth of Lugo2022December Monthly Peak | Portfolio Adjusted | 1-in-10 | Size: 20 kW to 199.99 kW | South of Lugo | 2022 | December Monthly Peak | 12 | 13.6469 | 13.134 | 12.665 | 12.6814 | 13.153 | 14.7057 | 17.3359 | 19.2079 | 21.5723 | 22.9984 | 23.6269 | 23.3539 | 22.9577 | 22.6447 | 22.3788 | 21.712 | 21.6424 | 22.1894 | 21.0602 | 20.3057 | 19.3387 | 18.1078 | 16.4398 | 14.9952 | 0 | 0 | 0 | 0 | 0 | 0 | 0 | 0 | 0 | 0 | 0 | 0 | 0 | 0 | 0.33568 | 0.32568 | 0.32464 | 0.33284 | 0 | 0 | 0 | 0 | 0 | 0 | 48.1501 | 47.2119 | 46.8514 | 47.149 | 47.6844 | 47.3261 | 48.3092 | 48.449 | 49.3663 | 50.8393 | 52.0132 | 53.4368 | 54.9846 | 54.6518 | 54.5485 | 54.321 | 53.753 | 52.4031 | 51.2972 | 49.4315 | 47.473 | 47.7382 | 47.6639 | 46.9066 | 0.32683 | 0.30687 | 0.27523 | 0.27009 | 0.29279 | 0.37564 | 0.50188 | 0.62623 | 0.70811 | 0.75839 | 0.77104 | 0.80528 | 0.85837 | 0.94651 | 1.006 | 1.0323 | 1.0161 | 0.90943 | 0.75519 | 0.59034 | 0.52757 | 0.46537 | 0.36953 | 0.30289
Portfolio Adjusted1-in-10Size: 20 kW to 199.99 kWSouth of Lugo2022Typical Event Day | Portfolio Adjusted | 1-in-10 | Size: 20 kW to 199.99 kW | South of Lugo | 2022 | Typical Event Day | 8 | 15.0315 | 14.3046 | 13.8208 | 13.7453 | 14.0719 | 15.7872 | 18.0634 | 21.3352 | 25.324 | 29.1596 | 32.0008 | 33.8006 | 34.6212 | 35.1573 | 35.3297 | 34.9332 | 33.1569 | 30.2403 | 26.6015 | 25.0656 | 23.7454 | 21.6727 | 18.9745 | 16.7039 | 0 | 0 | 0 | 0 | 0 | 0 | 0 | 0 | 0 | 0 | 0 | 0 | 0 | 0 | 0.52995 | 0.524 | 0.49735 | 0.45361 | 0 | 0 | 0 | 0 | 0 | 0 | 70.6688 | 69.9461 | 69.5287 | 69.0853 | 68.4678 | 68.1345 | 68.1134 | 68.7396 | 71.0971 | 75.0668 | 79.1524 | 82.851 | 84.1124 | 84.5324 | 85.3621 | 86.1241 | 86.7534 | 86.6902 | 85.9755 | 82.5056 | 77.9331 | 74.7685 | 72.9266 | 71.637 | 0.3164 | 0.29708 | 0.26645 | 0.26147 | 0.28344 | 0.36365 | 0.48586 | 0.60625 | 0.68552 | 0.7342 | 0.74644 | 0.77959 | 0.83099 | 0.91631 | 0.97394 | 0.9994 | 0.98372 | 0.88041 | 0.7311 | 0.57151 | 0.51074 | 0.45052 | 0.35774 | 0.29323
Portfolio Adjusted1-in-10Size: 20 kW to 199.99 kWSouth of Lugo2023January Monthly Peak | Portfolio Adjusted | 1-in-10 | Size: 20 kW to 199.99 kW | South of Lugo | 2023 | January Monthly Peak | 1 | 13.4713 | 12.9549 | 12.6227 | 12.6279 | 13.1143 | 14.6328 | 17.5321 | 19.6087 | 21.9597 | 23.2103 | 23.6046 | 23.2824 | 23.055 | 22.9877 | 22.8145 | 21.9793 | 21.2461 | 21.8366 | 20.8286 | 20.0288 | 19.0895 | 17.9828 | 16.3659 | 14.9928 | 0 | 0 | 0 | 0 | 0 | 0 | 0 | 0 | 0 | 0 | 0 | 0 | 0 | 0 | 0.34222 | 0.32969 | 0.31869 | 0.32755 | 0 | 0 | 0 | 0 | 0 | 0 | 48.6489 | 47.744 | 46.7523 | 46.456 | 45.8485 | 46.0196 | 45.7825 | 45.5281 | 45.3535 | 48.3644 | 51.6599 | 53.0959 | 54.7724 | 55.7935 | 55.6298 | 54.5134 | 52.9807 | 51.8135 | 50.3263 | 48.4533 | 47.247 | 46.266 | 46.09 | 45.6251 | 0.32975 | 0.30962 | 0.2777 | 0.2725 | 0.29541 | 0.379 | 0.50637 | 0.63183 | 0.71445 | 0.76518 | 0.77794 | 0.81249 | 0.86606 | 0.95498 | 1.015 | 1.0416 | 1.0252 | 0.91757 | 0.76195 | 0.59562 | 0.53229 | 0.46954 | 0.37284 | 0.3056
Portfolio Adjusted1-in-10Size: 20 kW to 199.99 kWSouth of Lugo2023February Monthly Peak | Portfolio Adjusted | 1-in-10 | Size: 20 kW to 199.99 kW | South of Lugo | 2023 | February Monthly Peak | 2 | 13.2807 | 12.72 | 12.2833 | 12.3223 | 12.6691 | 14.157 | 16.5282 | 18.5751 | 21.0547 | 22.8658 | 23.8297 | 24.2292 | 24.4928 | 24.6411 | 24.7968 | 24.2588 | 23.4557 | 22.6514 | 21.7069 | 20.4083 | 19.3411 | 18.1233 | 16.3285 | 14.8424 | 0 | 0 | 0 | 0 | 0 | 0 | 0 | 0 | 0 | 0 | 0 | 0 | 0 | 0 | 0.37195 | 0.36388 | 0.35184 | 0.33977 | 0 | 0 | 0 | 0 | 0 | 0 | 54.5115 | 53.4995 | 52.322 | 51.6248 | 51.8919 | 51.1994 | 48.6083 | 51.329 | 53.3443 | 55.812 | 58.6479 | 59.4049 | 60.6412 | 62.197 | 63.1161 | 63.4692 | 62.6463 | 61.9843 | 60.6665 | 59.0065 | 57.4726 | 56.1014 | 55.4728 | 54.0047 | 0.31706 | 0.2977 | 0.26701 | 0.26202 | 0.28404 | 0.36442 | 0.48688 | 0.60752 | 0.68695 | 0.73574 | 0.748 | 0.78122 | 0.83273 | 0.91823 | 0.97598 | 1.0015 | 0.98578 | 0.88225 | 0.73263 | 0.5727 | 0.51181 | 0.45147 | 0.35849 | 0.29384
Portfolio Adjusted1-in-10Size: 20 kW to 199.99 kWSouth of Lugo2023March Monthly Peak | Portfolio Adjusted | 1-in-10 | Size: 20 kW to 199.99 kW | South of Lugo | 2023 | March Monthly Peak | 3 | 13.4378 | 12.6778 | 12.3332 | 12.2786 | 12.5487 | 13.8839 | 16.0591 | 18.0159 | 20.5937 | 22.9204 | 24.3728 | 25.3446 | 26.0708 | 26.5099 | 26.9176 | 26.5547 | 25.3469 | 23.6045 | 21.8356 | 21.4487 | 20.1934 | 18.8013 | 16.9014 | 15.0823 | 0 | 0 | 0 | 0 | 0 | 0 | 0 | 0 | 0 | 0 | 0 | 0 | 0 | 0 | 0.40376 | 0.39832 | 0.3802 | 0.35407 | 0 | 0 | 0 | 0 | 0 | 0 | 61.5036 | 59.9359 | 58.8957 | 57.628 | 56.64 | 55.6765 | 54.9382 | 54.657 | 56.1943 | 59.935 | 64.1892 | 68.4838 | 72.5688 | 73.9523 | 74.6976 | 74.2584 | 73.1674 | 71.5628 | 70.742 | 69.2031 | 66.8275 | 64.283 | 61.9297 | 60.1592 | 0.31649 | 0.29717 | 0.26653 | 0.26155 | 0.28353 | 0.36376 | 0.48601 | 0.60642 | 0.68572 | 0.73441 | 0.74665 | 0.77982 | 0.83123 | 0.91658 | 0.97423 | 0.99969 | 0.98401 | 0.88067 | 0.73131 | 0.57167 | 0.51089 | 0.45065 | 0.35784 | 0.29331
Portfolio Adjusted1-in-10Size: 20 kW to 199.99 kWSouth of Lugo2023April Monthly Peak | Portfolio Adjusted | 1-in-10 | Size: 20 kW to 199.99 kW | South of Lugo | 2023 | April Monthly Peak | 4 | 13.8001 | 12.9621 | 12.5339 | 12.5139 | 12.7262 | 14.0379 | 15.9315 | 18.3418 | 21.8971 | 25.1392 | 27.4668 | 29.1446 | 30.3392 | 31.0408 | 31.5192 | 31.2553 | 29.7202 | 27.0841 | 24.1035 | 23.1404 | 21.876 | 20.0543 | 17.7167 | 15.5872 | 0 | 0 | 0 | 0 | 0 | 0 | 0 | 0 | 0 | 0 | 0 | 0 | 0 | 0 | 0.47279 | 0.46883 | 0.4458 | 0.40626 | 0 | 0 | 0 | 0 | 0 | 0 | 70.3297 | 69.3332 | 67.7547 | 66.1664 | 64.8025 | 63.9443 | 63.5473 | 63.6303 | 66.3386 | 71.9476 | 77.2377 | 82.3496 | 85.3848 | 86.3111 | 85.3969 | 85.323 | 85.2868 | 85.3342 | 83.9617 | 79.9147 | 75.1375 | 70.5425 | 68.2168 | 67.1946 | 0.31875 | 0.29929 | 0.26843 | 0.26341 | 0.28555 | 0.36636 | 0.48947 | 0.61075 | 0.69061 | 0.73965 | 0.75198 | 0.78538 | 0.83716 | 0.92312 | 0.98118 | 1.0068 | 0.99103 | 0.88695 | 0.73653 | 0.57575 | 0.51453 | 0.45387 | 0.36039 | 0.29541
Portfolio Adjusted1-in-10Size: 20 kW to 199.99 kWSouth of Lugo2023May Monthly Peak | Portfolio Adjusted | 1-in-10 | Size: 20 kW to 199.99 kW | South of Lugo | 2023 | May Monthly Peak | 5 | 14.2295 | 13.3754 | 12.8831 | 12.8973 | 13.1354 | 14.4139 | 16.2481 | 19.3912 | 23.4665 | 27.1317 | 29.7026 | 31.3847 | 32.1796 | 32.7429 | 33.1191 | 32.7009 | 31.1382 | 28.2148 | 25.2092 | 23.5528 | 22.5586 | 20.6087 | 18.1856 | 15.9332 | 0 | 0 | 0 | 0 | 0 | 0 | 0 | 0 | 0 | 0 | 0 | 0 | 0 | 0 | 0.49679 | 0.49051 | 0.46707 | 0.42322 | 0 | 0 | 0 | 0 | 0 | 0 | 70.8593 | 69.6759 | 68.472 | 68.1558 | 67.8133 | 67.4674 | 67.5709 | 67.6277 | 70.9143 | 76.2273 | 80.8352 | 84.1963 | 85.6084 | 85.8682 | 86.6622 | 86.8189 | 86.814 | 85.8669 | 85.386 | 82.9431 | 78.6669 | 74.0243 | 71.4401 | 69.0706 | 0.31703 | 0.29767 | 0.26698 | 0.26199 | 0.28401 | 0.36438 | 0.48683 | 0.60745 | 0.68688 | 0.73565 | 0.74792 | 0.78114 | 0.83263 | 0.91813 | 0.97587 | 1.0014 | 0.98567 | 0.88216 | 0.73255 | 0.57264 | 0.51175 | 0.45141 | 0.35845 | 0.29381
Portfolio Adjusted1-in-10Size: 20 kW to 199.99 kWSouth of Lugo2023June Monthly Peak | Portfolio Adjusted | 1-in-10 | Size: 20 kW to 199.99 kW | South of Lugo | 2023 | June Monthly Peak | 6 | 14.0629 | 13.2753 | 12.8556 | 12.9047 | 13.2218 | 14.4183 | 16.2757 | 19.4053 | 22.9497 | 26.3998 | 28.6855 | 30.3341 | 31.2842 | 31.9529 | 32.2916 | 32.0438 | 30.5971 | 27.8132 | 24.6803 | 22.7483 | 22.0152 | 20.3026 | 17.9603 | 15.7524 | 0 | 0 | 0 | 0 | 0 | 0 | 0 | 0 | 0 | 0 | 0 | 0 | 0 | 0 | 0.48437 | 0.48066 | 0.45896 | 0.4172 | 0 | 0 | 0 | 0 | 0 | 0 | 65.6864 | 65.3072 | 65.468 | 65.449 | 64.3545 | 63.3802 | 62.859 | 63.9766 | 66.6077 | 70.2695 | 74.9844 | 79.296 | 81.121 | 81.1168 | 81.7689 | 82.2308 | 83.4939 | 82.7378 | 82.6647 | 78.592 | 74.1142 | 71.0338 | 69.1589 | 68.4007 | 0.31629 | 0.29698 | 0.26636 | 0.26138 | 0.28335 | 0.36353 | 0.4857 | 0.60604 | 0.68529 | 0.73395 | 0.74619 | 0.77933 | 0.83071 | 0.916 | 0.97362 | 0.99906 | 0.98339 | 0.88011 | 0.73085 | 0.57131 | 0.51057 | 0.45037 | 0.35762 | 0.29313
Portfolio Adjusted1-in-10Size: 20 kW to 199.99 kWSouth of Lugo2023July Monthly Peak | Portfolio Adjusted | 1-in-10 | Size: 20 kW to 199.99 kW | South of Lugo | 2023 | July Monthly Peak | 7 | 14.7677 | 14.0465 | 13.6254 | 13.5907 | 13.8487 | 15.3191 | 17.6315 | 21.1222 | 24.9493 | 28.6758 | 31.2204 | 32.8575 | 33.5816 | 34.1506 | 34.2743 | 34.0431 | 32.5247 | 29.5857 | 26.1829 | 24.1306 | 23.2565 | 21.4594 | 18.8425 | 16.5484 | 0 | 0 | 0 | 0 | 0 | 0 | 0 | 0 | 0 | 0 | 0 | 0 | 0 | 0 | 0.51411 | 0.51065 | 0.48787 | 0.44379 | 0 | 0 | 0 | 0 | 0 | 0 | 70.0624 | 68.8259 | 68.261 | 67.871 | 67.5445 | 67.2496 | 67.6003 | 68.5205 | 70.885 | 74.9577 | 79.4679 | 82.0908 | 80.852 | 80.3073 | 82.7364 | 83.1696 | 82.5084 | 81.9214 | 80.7438 | 78.8785 | 75.63 | 72.9792 | 71.6929 | 70.9467 | 0.31562 | 0.29635 | 0.2658 | 0.26083 | 0.28275 | 0.36276 | 0.48467 | 0.60476 | 0.68383 | 0.73239 | 0.74461 | 0.77768 | 0.82894 | 0.91406 | 0.97155 | 0.99695 | 0.98131 | 0.87825 | 0.7293 | 0.5701 | 0.50948 | 0.44942 | 0.35686 | 0.29251
Portfolio Adjusted1-in-10Size: 20 kW to 199.99 kWSouth of Lugo2023August Monthly Peak | Portfolio Adjusted | 1-in-10 | Size: 20 kW to 199.99 kW | South of Lugo | 2023 | August Monthly Peak | 8 | 15.1402 | 14.4041 | 13.9076 | 13.8297 | 14.1635 | 15.8935 | 18.2031 | 21.5688 | 25.6944 | 29.6284 | 32.553 | 34.3811 | 35.211 | 35.7416 | 35.9005 | 35.4939 | 33.6827 | 30.7213 | 26.9934 | 25.4068 | 24.0236 | 21.8934 | 19.1486 | 16.8452 | 0 | 0 | 0 | 0 | 0 | 0 | 0 | 0 | 0 | 0 | 0 | 0 | 0 | 0 | 0.53851 | 0.53241 | 0.50524 | 0.46082 | 0 | 0 | 0 | 0 | 0 | 0 | 71.0431 | 70.4286 | 69.9257 | 69.4564 | 69.2465 | 69.5058 | 69.643 | 69.8447 | 72.1743 | 76.2101 | 79.5698 | 83.371 | 85.1808 | 86.2111 | 86.7458 | 88.5383 | 90.529 | 92.2879 | 92.1218 | 88.086 | 81.8856 | 78.1061 | 76.1017 | 73.818 | 0.31708 | 0.29772 | 0.26702 | 0.26203 | 0.28405 | 0.36443 | 0.48691 | 0.60755 | 0.68699 | 0.73577 | 0.74804 | 0.78126 | 0.83277 | 0.91827 | 0.97603 | 1.0015 | 0.98583 | 0.8823 | 0.73267 | 0.57273 | 0.51183 | 0.45149 | 0.3585 | 0.29386
Portfolio Adjusted1-in-10Size: 20 kW to 199.99 kWSouth of Lugo2023September Monthly Peak | Portfolio Adjusted | 1-in-10 | Size: 20 kW to 199.99 kW | South of Lugo | 2023 | September Monthly Peak | 9 | 15.496 | 14.744 | 14.2045 | 14.1885 | 14.5746 | 16.3321 | 18.9689 | 22.4024 | 27.1266 | 31.2507 | 34.3054 | 36.0813 | 36.9488 | 37.453 | 37.6128 | 37.0216 | 35.1369 | 31.9479 | 28.1326 | 26.9744 | 24.6963 | 22.4724 | 19.6498 | 17.3106 | 0 | 0 | 0 | 0 | 0 | 0 | 0 | 0 | 0 | 0 | 0 | 0 | 0 | 0 | 0.56419 | 0.55532 | 0.52705 | 0.47922 | 0 | 0 | 0 | 0 | 0 | 0 | 75.8832 | 75.2226 | 74.4601 | 73.5646 | 72.7256 | 72.4023 | 72.3514 | 72.6167 | 74.7213 | 78.8299 | 82.5877 | 86.6463 | 89.2957 | 90.4942 | 90.1974 | 90.5577 | 90.4824 | 89.8138 | 88.3717 | 84.4658 | 80.1027 | 76.955 | 74.7527 | 73.3826 | 0.31814 | 0.29872 | 0.26792 | 0.26291 | 0.285 | 0.36566 | 0.48854 | 0.60958 | 0.68929 | 0.73824 | 0.75055 | 0.78388 | 0.83556 | 0.92135 | 0.9793 | 1.0049 | 0.98914 | 0.88526 | 0.73512 | 0.57465 | 0.51355 | 0.453 | 0.35971 | 0.29484
Portfolio Adjusted1-in-10Size: 20 kW to 199.99 kWSouth of Lugo2023October Monthly Peak | Portfolio Adjusted | 1-in-10 | Size: 20 kW to 199.99 kW | South of Lugo | 2023 | October Monthly Peak | 10 | 14.2038 | 13.5791 | 13.1467 | 13.1061 | 13.309 | 14.7133 | 17.327 | 19.6104 | 23.0831 | 26.664 | 29.3049 | 31.1646 | 32.4258 | 33.2473 | 33.6063 | 33.0858 | 31.2221 | 28.061 | 25.8672 | 24.3918 | 22.4733 | 20.5258 | 17.9204 | 15.8228 | 0 | 0 | 0 | 0 | 0 | 0 | 0 | 0 | 0 | 0 | 0 | 0 | 0 | 0 | 0.5041 | 0.49629 | 0.46833 | 0.42091 | 0 | 0 | 0 | 0 | 0 | 0 | 70.9118 | 69.9684 | 68.8978 | 67.8382 | 66.7772 | 66.504 | 66.5415 | 66.5045 | 67.7153 | 70.7482 | 75.0831 | 79.9448 | 84.0497 | 85.917 | 86.1473 | 86.1465 | 85.6002 | 84.7054 | 81.9757 | 78.0499 | 74.4466 | 72.2998 | 70.7406 | 69.6343 | 0.31589 | 0.29661 | 0.26603 | 0.26105 | 0.28299 | 0.36307 | 0.48509 | 0.60528 | 0.68442 | 0.73303 | 0.74525 | 0.77835 | 0.82966 | 0.91485 | 0.97239 | 0.99781 | 0.98215 | 0.87901 | 0.72993 | 0.57059 | 0.50992 | 0.4498 | 0.35717 | 0.29276
Portfolio Adjusted1-in-10Size: 20 kW to 199.99 kWSouth of Lugo2023November Monthly Peak | Portfolio Adjusted | 1-in-10 | Size: 20 kW to 199.99 kW | South of Lugo | 2023 | November Monthly Peak | 11 | 13.4191 | 12.9353 | 12.5655 | 12.5968 | 12.8871 | 14.3354 | 15.9899 | 18.2102 | 21.6619 | 25.076 | 27.4927 | 29.1771 | 30.1716 | 30.7495 | 30.8576 | 29.8483 | 28.2466 | 27.0445 | 24.5472 | 22.7017 | 21.0638 | 19.1431 | 16.8923 | 15.0419 | 0 | 0 | 0 | 0 | 0 | 0 | 0 | 0 | 0 | 0 | 0 | 0 | 0 | 0 | 0.46286 | 0.44772 | 0.4237 | 0.40567 | 0 | 0 | 0 | 0 | 0 | 0 | 68.7354 | 66.9335 | 66.2223 | 64.6498 | 63.8716 | 62.8177 | 62.2512 | 62.7847 | 65.7294 | 71.5431 | 78.2881 | 83.6787 | 85.7829 | 87.2486 | 87.6934 | 86.308 | 84.1587 | 81.7766 | 79.4035 | 76.5264 | 74.6362 | 72.8854 | 70.7648 | 69.1941 | 0.31951 | 0.3 | 0.26907 | 0.26404 | 0.28623 | 0.36723 | 0.49064 | 0.61221 | 0.69226 | 0.74142 | 0.75378 | 0.78726 | 0.83916 | 0.92533 | 0.98353 | 1.0092 | 0.9934 | 0.88907 | 0.73829 | 0.57713 | 0.51576 | 0.45495 | 0.36126 | 0.29611
Portfolio Adjusted1-in-10Size: 20 kW to 199.99 kWSouth of Lugo2023December Monthly Peak | Portfolio Adjusted | 1-in-10 | Size: 20 kW to 199.99 kW | South of Lugo | 2023 | December Monthly Peak | 12 | 13.6469 | 13.134 | 12.665 | 12.6814 | 13.153 | 14.7057 | 17.3359 | 19.2079 | 21.5723 | 22.9984 | 23.6269 | 23.3539 | 22.9577 | 22.6447 | 22.3788 | 21.712 | 21.6424 | 22.1894 | 21.0602 | 20.3057 | 19.3387 | 18.1078 | 16.4398 | 14.9952 | 0 | 0 | 0 | 0 | 0 | 0 | 0 | 0 | 0 | 0 | 0 | 0 | 0 | 0 | 0.33568 | 0.32568 | 0.32464 | 0.33284 | 0 | 0 | 0 | 0 | 0 | 0 | 48.1501 | 47.2119 | 46.8514 | 47.149 | 47.6844 | 47.3261 | 48.3092 | 48.449 | 49.3663 | 50.8393 | 52.0132 | 53.4368 | 54.9846 | 54.6518 | 54.5485 | 54.321 | 53.753 | 52.4031 | 51.2972 | 49.4315 | 47.473 | 47.7382 | 47.6639 | 46.9066 | 0.32683 | 0.30687 | 0.27523 | 0.27009 | 0.29279 | 0.37564 | 0.50188 | 0.62623 | 0.70811 | 0.75839 | 0.77104 | 0.80528 | 0.85837 | 0.94651 | 1.006 | 1.0323 | 1.0161 | 0.90943 | 0.75519 | 0.59034 | 0.52757 | 0.46537 | 0.36953 | 0.30289
Portfolio Adjusted1-in-10Size: 20 kW to 199.99 kWSouth of Lugo2023Typical Event Day | Portfolio Adjusted | 1-in-10 | Size: 20 kW to 199.99 kW | South of Lugo | 2023 | Typical Event Day | 8 | 15.0315 | 14.3046 | 13.8208 | 13.7453 | 14.0719 | 15.7872 | 18.0634 | 21.3352 | 25.324 | 29.1596 | 32.0008 | 33.8006 | 34.6212 | 35.1573 | 35.3297 | 34.9332 | 33.1569 | 30.2403 | 26.6015 | 25.0656 | 23.7454 | 21.6727 | 18.9745 | 16.7039 | 0 | 0 | 0 | 0 | 0 | 0 | 0 | 0 | 0 | 0 | 0 | 0 | 0 | 0 | 0.52995 | 0.524 | 0.49735 | 0.45361 | 0 | 0 | 0 | 0 | 0 | 0 | 70.6688 | 69.9461 | 69.5287 | 69.0853 | 68.4678 | 68.1345 | 68.1134 | 68.7396 | 71.0971 | 75.0668 | 79.1524 | 82.851 | 84.1124 | 84.5324 | 85.3621 | 86.1241 | 86.7534 | 86.6902 | 85.9755 | 82.5056 | 77.9331 | 74.7685 | 72.9266 | 71.637 | 0.3164 | 0.29708 | 0.26645 | 0.26147 | 0.28344 | 0.36365 | 0.48586 | 0.60625 | 0.68552 | 0.7342 | 0.74644 | 0.77959 | 0.83099 | 0.91631 | 0.97394 | 0.9994 | 0.98372 | 0.88041 | 0.7311 | 0.57151 | 0.51074 | 0.45052 | 0.35774 | 0.29323
Portfolio Adjusted1-in-10Size: 20 kW to 199.99 kWSouth of Lugo2024January Monthly Peak | Portfolio Adjusted | 1-in-10 | Size: 20 kW to 199.99 kW | South of Lugo | 2024 | January Monthly Peak | 1 | 13.4713 | 12.9549 | 12.6227 | 12.6279 | 13.1143 | 14.6328 | 17.5321 | 19.6087 | 21.9597 | 23.2103 | 23.6046 | 23.2824 | 23.055 | 22.9877 | 22.8145 | 21.9793 | 21.2461 | 21.8366 | 20.8287 | 20.0288 | 19.0895 | 17.9828 | 16.3659 | 14.9928 | 0 | 0 | 0 | 0 | 0 | 0 | 0 | 0 | 0 | 0 | 0 | 0 | 0 | 0 | 0.34222 | 0.32969 | 0.31869 | 0.32755 | 0 | 0 | 0 | 0 | 0 | 0 | 48.6489 | 47.744 | 46.7523 | 46.456 | 45.8485 | 46.0196 | 45.7825 | 45.5282 | 45.3535 | 48.3644 | 51.6599 | 53.0959 | 54.7724 | 55.7935 | 55.6298 | 54.5134 | 52.9807 | 51.8135 | 50.3263 | 48.4533 | 47.247 | 46.266 | 46.09 | 45.6251 | 0.32975 | 0.30962 | 0.2777 | 0.2725 | 0.29541 | 0.379 | 0.50637 | 0.63183 | 0.71445 | 0.76518 | 0.77794 | 0.81249 | 0.86606 | 0.95498 | 1.015 | 1.0416 | 1.0252 | 0.91757 | 0.76195 | 0.59562 | 0.53229 | 0.46954 | 0.37284 | 0.3056
Portfolio Adjusted1-in-10Size: 20 kW to 199.99 kWSouth of Lugo2024February Monthly Peak | Portfolio Adjusted | 1-in-10 | Size: 20 kW to 199.99 kW | South of Lugo | 2024 | February Monthly Peak | 2 | 13.2807 | 12.72 | 12.2833 | 12.3223 | 12.6691 | 14.157 | 16.5282 | 18.5751 | 21.0547 | 22.8658 | 23.8297 | 24.2292 | 24.4928 | 24.6411 | 24.7968 | 24.2588 | 23.4557 | 22.6514 | 21.7069 | 20.4083 | 19.3411 | 18.1233 | 16.3285 | 14.8424 | 0 | 0 | 0 | 0 | 0 | 0 | 0 | 0 | 0 | 0 | 0 | 0 | 0 | 0 | 0.37195 | 0.36388 | 0.35184 | 0.33977 | 0 | 0 | 0 | 0 | 0 | 0 | 54.5115 | 53.4995 | 52.322 | 51.6248 | 51.8919 | 51.1994 | 48.6083 | 51.329 | 53.3443 | 55.812 | 58.6479 | 59.4049 | 60.6412 | 62.197 | 63.1161 | 63.4692 | 62.6463 | 61.9843 | 60.6665 | 59.0065 | 57.4726 | 56.1014 | 55.4728 | 54.0047 | 0.31706 | 0.2977 | 0.26701 | 0.26202 | 0.28404 | 0.36442 | 0.48688 | 0.60752 | 0.68695 | 0.73574 | 0.748 | 0.78122 | 0.83273 | 0.91823 | 0.97598 | 1.0015 | 0.98578 | 0.88225 | 0.73263 | 0.5727 | 0.51181 | 0.45147 | 0.35849 | 0.29384
Portfolio Adjusted1-in-10Size: 20 kW to 199.99 kWSouth of Lugo2024March Monthly Peak | Portfolio Adjusted | 1-in-10 | Size: 20 kW to 199.99 kW | South of Lugo | 2024 | March Monthly Peak | 3 | 13.4378 | 12.6778 | 12.3332 | 12.2786 | 12.5487 | 13.8839 | 16.0591 | 18.0159 | 20.5937 | 22.9204 | 24.3728 | 25.3446 | 26.0708 | 26.5099 | 26.9176 | 26.5547 | 25.3469 | 23.6045 | 21.8356 | 21.4487 | 20.1934 | 18.8013 | 16.9014 | 15.0823 | 0 | 0 | 0 | 0 | 0 | 0 | 0 | 0 | 0 | 0 | 0 | 0 | 0 | 0 | 0.40376 | 0.39832 | 0.3802 | 0.35407 | 0 | 0 | 0 | 0 | 0 | 0 | 61.5036 | 59.9359 | 58.8957 | 57.628 | 56.64 | 55.6765 | 54.9382 | 54.657 | 56.1943 | 59.935 | 64.1892 | 68.4838 | 72.5688 | 73.9523 | 74.6976 | 74.2584 | 73.1674 | 71.5628 | 70.742 | 69.2031 | 66.8275 | 64.283 | 61.9297 | 60.1592 | 0.31649 | 0.29717 | 0.26653 | 0.26155 | 0.28353 | 0.36376 | 0.48601 | 0.60642 | 0.68572 | 0.73441 | 0.74665 | 0.77982 | 0.83123 | 0.91658 | 0.97423 | 0.99969 | 0.98401 | 0.88067 | 0.73131 | 0.57167 | 0.51089 | 0.45065 | 0.35784 | 0.29331
Portfolio Adjusted1-in-10Size: 20 kW to 199.99 kWSouth of Lugo2024April Monthly Peak | Portfolio Adjusted | 1-in-10 | Size: 20 kW to 199.99 kW | South of Lugo | 2024 | April Monthly Peak | 4 | 13.8001 | 12.9621 | 12.5339 | 12.5139 | 12.7262 | 14.0379 | 15.9315 | 18.3418 | 21.8971 | 25.1392 | 27.4668 | 29.1446 | 30.3392 | 31.0408 | 31.5192 | 31.2553 | 29.7202 | 27.0841 | 24.1035 | 23.1404 | 21.876 | 20.0543 | 17.7167 | 15.5872 | 0 | 0 | 0 | 0 | 0 | 0 | 0 | 0 | 0 | 0 | 0 | 0 | 0 | 0 | 0.47279 | 0.46883 | 0.4458 | 0.40626 | 0 | 0 | 0 | 0 | 0 | 0 | 70.3297 | 69.3332 | 67.7547 | 66.1664 | 64.8025 | 63.9443 | 63.5473 | 63.6303 | 66.3386 | 71.9476 | 77.2377 | 82.3496 | 85.3848 | 86.3111 | 85.3969 | 85.323 | 85.2868 | 85.3342 | 83.9617 | 79.9147 | 75.1375 | 70.5425 | 68.2168 | 67.1946 | 0.31875 | 0.29929 | 0.26843 | 0.26341 | 0.28555 | 0.36636 | 0.48947 | 0.61075 | 0.69061 | 0.73965 | 0.75198 | 0.78538 | 0.83716 | 0.92312 | 0.98118 | 1.0068 | 0.99103 | 0.88695 | 0.73653 | 0.57575 | 0.51453 | 0.45387 | 0.36039 | 0.29541
Portfolio Adjusted1-in-10Size: 20 kW to 199.99 kWSouth of Lugo2024May Monthly Peak | Portfolio Adjusted | 1-in-10 | Size: 20 kW to 199.99 kW | South of Lugo | 2024 | May Monthly Peak | 5 | 14.2295 | 13.3754 | 12.8831 | 12.8973 | 13.1354 | 14.4139 | 16.2481 | 19.3912 | 23.4665 | 27.1317 | 29.7026 | 31.3847 | 32.1796 | 32.7429 | 33.1191 | 32.7009 | 31.1382 | 28.2148 | 25.2092 | 23.5528 | 22.5586 | 20.6087 | 18.1856 | 15.9332 | 0 | 0 | 0 | 0 | 0 | 0 | 0 | 0 | 0 | 0 | 0 | 0 | 0 | 0 | 0.49679 | 0.49051 | 0.46707 | 0.42322 | 0 | 0 | 0 | 0 | 0 | 0 | 70.8593 | 69.6759 | 68.472 | 68.1558 | 67.8133 | 67.4674 | 67.5709 | 67.6277 | 70.9143 | 76.2273 | 80.8352 | 84.1963 | 85.6084 | 85.8682 | 86.6622 | 86.8189 | 86.814 | 85.8669 | 85.386 | 82.9431 | 78.6669 | 74.0243 | 71.4401 | 69.0706 | 0.31703 | 0.29767 | 0.26698 | 0.26199 | 0.28401 | 0.36438 | 0.48683 | 0.60745 | 0.68688 | 0.73565 | 0.74792 | 0.78114 | 0.83263 | 0.91813 | 0.97587 | 1.0014 | 0.98567 | 0.88216 | 0.73255 | 0.57264 | 0.51175 | 0.45141 | 0.35845 | 0.29381
Portfolio Adjusted1-in-10Size: 20 kW to 199.99 kWSouth of Lugo2024June Monthly Peak | Portfolio Adjusted | 1-in-10 | Size: 20 kW to 199.99 kW | South of Lugo | 2024 | June Monthly Peak | 6 | 14.0629 | 13.2753 | 12.8556 | 12.9047 | 13.2218 | 14.4183 | 16.2757 | 19.4053 | 22.9497 | 26.3998 | 28.6855 | 30.3341 | 31.2842 | 31.9529 | 32.2916 | 32.0438 | 30.5971 | 27.8132 | 24.6803 | 22.7483 | 22.0152 | 20.3026 | 17.9603 | 15.7524 | 0 | 0 | 0 | 0 | 0 | 0 | 0 | 0 | 0 | 0 | 0 | 0 | 0 | 0 | 0.48437 | 0.48066 | 0.45896 | 0.4172 | 0 | 0 | 0 | 0 | 0 | 0 | 65.6864 | 65.3072 | 65.468 | 65.449 | 64.3545 | 63.3802 | 62.859 | 63.9766 | 66.6077 | 70.2695 | 74.9844 | 79.296 | 81.121 | 81.1168 | 81.7689 | 82.2308 | 83.4939 | 82.7378 | 82.6647 | 78.592 | 74.1142 | 71.0338 | 69.1589 | 68.4007 | 0.31629 | 0.29698 | 0.26636 | 0.26138 | 0.28335 | 0.36353 | 0.4857 | 0.60604 | 0.68529 | 0.73395 | 0.74619 | 0.77933 | 0.83071 | 0.916 | 0.97362 | 0.99906 | 0.98339 | 0.88011 | 0.73085 | 0.57131 | 0.51057 | 0.45037 | 0.35762 | 0.29313
Portfolio Adjusted1-in-10Size: 20 kW to 199.99 kWSouth of Lugo2024July Monthly Peak | Portfolio Adjusted | 1-in-10 | Size: 20 kW to 199.99 kW | South of Lugo | 2024 | July Monthly Peak | 7 | 14.7677 | 14.0465 | 13.6254 | 13.5907 | 13.8487 | 15.3191 | 17.6315 | 21.1222 | 24.9493 | 28.6758 | 31.2204 | 32.8576 | 33.5816 | 34.1506 | 34.2743 | 34.0431 | 32.5247 | 29.5857 | 26.1829 | 24.1306 | 23.2565 | 21.4594 | 18.8425 | 16.5484 | 0 | 0 | 0 | 0 | 0 | 0 | 0 | 0 | 0 | 0 | 0 | 0 | 0 | 0 | 0.51411 | 0.51065 | 0.48787 | 0.44379 | 0 | 0 | 0 | 0 | 0 | 0 | 70.0624 | 68.8259 | 68.261 | 67.871 | 67.5445 | 67.2496 | 67.6003 | 68.5205 | 70.885 | 74.9577 | 79.4679 | 82.0908 | 80.852 | 80.3073 | 82.7364 | 83.1696 | 82.5084 | 81.9214 | 80.7438 | 78.8785 | 75.63 | 72.9792 | 71.6929 | 70.9467 | 0.31562 | 0.29635 | 0.2658 | 0.26083 | 0.28275 | 0.36276 | 0.48467 | 0.60476 | 0.68383 | 0.73239 | 0.74461 | 0.77768 | 0.82894 | 0.91406 | 0.97155 | 0.99695 | 0.98131 | 0.87825 | 0.7293 | 0.5701 | 0.50948 | 0.44942 | 0.35686 | 0.29251
Portfolio Adjusted1-in-10Size: 20 kW to 199.99 kWSouth of Lugo2024August Monthly Peak | Portfolio Adjusted | 1-in-10 | Size: 20 kW to 199.99 kW | South of Lugo | 2024 | August Monthly Peak | 8 | 15.1402 | 14.4041 | 13.9076 | 13.8297 | 14.1635 | 15.8935 | 18.2031 | 21.5688 | 25.6944 | 29.6284 | 32.553 | 34.3811 | 35.211 | 35.7416 | 35.9005 | 35.4939 | 33.6827 | 30.7213 | 26.9934 | 25.4068 | 24.0236 | 21.8934 | 19.1486 | 16.8452 | 0 | 0 | 0 | 0 | 0 | 0 | 0 | 0 | 0 | 0 | 0 | 0 | 0 | 0 | 0.53851 | 0.53241 | 0.50524 | 0.46082 | 0 | 0 | 0 | 0 | 0 | 0 | 71.0431 | 70.4286 | 69.9257 | 69.4564 | 69.2465 | 69.5058 | 69.643 | 69.8447 | 72.1743 | 76.2101 | 79.5698 | 83.371 | 85.1808 | 86.2111 | 86.7458 | 88.5383 | 90.529 | 92.2879 | 92.1218 | 88.086 | 81.8856 | 78.1061 | 76.1017 | 73.818 | 0.31708 | 0.29772 | 0.26702 | 0.26203 | 0.28405 | 0.36443 | 0.48691 | 0.60755 | 0.68699 | 0.73577 | 0.74804 | 0.78126 | 0.83277 | 0.91827 | 0.97603 | 1.0015 | 0.98583 | 0.8823 | 0.73267 | 0.57273 | 0.51183 | 0.45149 | 0.3585 | 0.29386
Portfolio Adjusted1-in-10Size: 20 kW to 199.99 kWSouth of Lugo2024September Monthly Peak | Portfolio Adjusted | 1-in-10 | Size: 20 kW to 199.99 kW | South of Lugo | 2024 | September Monthly Peak | 9 | 15.496 | 14.744 | 14.2045 | 14.1885 | 14.5746 | 16.3321 | 18.9689 | 22.4024 | 27.1266 | 31.2507 | 34.3054 | 36.0813 | 36.9488 | 37.453 | 37.6128 | 37.0216 | 35.1369 | 31.9479 | 28.1326 | 26.9744 | 24.6963 | 22.4724 | 19.6498 | 17.3106 | 0 | 0 | 0 | 0 | 0 | 0 | 0 | 0 | 0 | 0 | 0 | 0 | 0 | 0 | 0.56419 | 0.55532 | 0.52705 | 0.47922 | 0 | 0 | 0 | 0 | 0 | 0 | 75.8832 | 75.2226 | 74.4601 | 73.5646 | 72.7256 | 72.4023 | 72.3514 | 72.6167 | 74.7213 | 78.8299 | 82.5877 | 86.6463 | 89.2957 | 90.4942 | 90.1974 | 90.5577 | 90.4824 | 89.8138 | 88.3717 | 84.4658 | 80.1027 | 76.955 | 74.7527 | 73.3826 | 0.31814 | 0.29872 | 0.26792 | 0.26291 | 0.285 | 0.36566 | 0.48854 | 0.60958 | 0.68929 | 0.73824 | 0.75055 | 0.78388 | 0.83556 | 0.92135 | 0.9793 | 1.0049 | 0.98914 | 0.88526 | 0.73512 | 0.57465 | 0.51355 | 0.453 | 0.35971 | 0.29484
Portfolio Adjusted1-in-10Size: 20 kW to 199.99 kWSouth of Lugo2024October Monthly Peak | Portfolio Adjusted | 1-in-10 | Size: 20 kW to 199.99 kW | South of Lugo | 2024 | October Monthly Peak | 10 | 14.2038 | 13.5791 | 13.1467 | 13.1061 | 13.309 | 14.7133 | 17.327 | 19.6104 | 23.0831 | 26.664 | 29.3049 | 31.1646 | 32.4258 | 33.2473 | 33.6064 | 33.0858 | 31.2221 | 28.061 | 25.8672 | 24.3918 | 22.4733 | 20.5258 | 17.9204 | 15.8228 | 0 | 0 | 0 | 0 | 0 | 0 | 0 | 0 | 0 | 0 | 0 | 0 | 0 | 0 | 0.5041 | 0.49629 | 0.46833 | 0.42091 | 0 | 0 | 0 | 0 | 0 | 0 | 70.9118 | 69.9684 | 68.8978 | 67.8382 | 66.7772 | 66.504 | 66.5415 | 66.5045 | 67.7153 | 70.7482 | 75.0831 | 79.9448 | 84.0497 | 85.917 | 86.1473 | 86.1465 | 85.6002 | 84.7054 | 81.9757 | 78.05 | 74.4466 | 72.2998 | 70.7406 | 69.6343 | 0.31589 | 0.29661 | 0.26603 | 0.26105 | 0.28299 | 0.36307 | 0.48509 | 0.60528 | 0.68442 | 0.73303 | 0.74525 | 0.77835 | 0.82966 | 0.91485 | 0.97239 | 0.99781 | 0.98215 | 0.87901 | 0.72993 | 0.57059 | 0.50992 | 0.4498 | 0.35717 | 0.29276
Portfolio Adjusted1-in-10Size: 20 kW to 199.99 kWSouth of Lugo2024November Monthly Peak | Portfolio Adjusted | 1-in-10 | Size: 20 kW to 199.99 kW | South of Lugo | 2024 | November Monthly Peak | 11 | 13.4191 | 12.9353 | 12.5655 | 12.5968 | 12.8871 | 14.3354 | 15.9899 | 18.2102 | 21.6619 | 25.076 | 27.4927 | 29.1771 | 30.1716 | 30.7495 | 30.8576 | 29.8483 | 28.2466 | 27.0445 | 24.5472 | 22.7017 | 21.0638 | 19.1431 | 16.8923 | 15.0419 | 0 | 0 | 0 | 0 | 0 | 0 | 0 | 0 | 0 | 0 | 0 | 0 | 0 | 0 | 0.46286 | 0.44772 | 0.4237 | 0.40567 | 0 | 0 | 0 | 0 | 0 | 0 | 68.7354 | 66.9335 | 66.2223 | 64.6498 | 63.8716 | 62.8177 | 62.2512 | 62.7847 | 65.7294 | 71.5431 | 78.2881 | 83.6787 | 85.7829 | 87.2486 | 87.6934 | 86.308 | 84.1587 | 81.7766 | 79.4035 | 76.5264 | 74.6362 | 72.8854 | 70.7648 | 69.1941 | 0.31951 | 0.3 | 0.26907 | 0.26404 | 0.28623 | 0.36723 | 0.49064 | 0.61221 | 0.69226 | 0.74142 | 0.75378 | 0.78726 | 0.83916 | 0.92533 | 0.98353 | 1.0092 | 0.9934 | 0.88907 | 0.73829 | 0.57713 | 0.51576 | 0.45495 | 0.36126 | 0.29611
Portfolio Adjusted1-in-10Size: 20 kW to 199.99 kWSouth of Lugo2024December Monthly Peak | Portfolio Adjusted | 1-in-10 | Size: 20 kW to 199.99 kW | South of Lugo | 2024 | December Monthly Peak | 12 | 13.6469 | 13.134 | 12.665 | 12.6814 | 13.153 | 14.7057 | 17.3359 | 19.2079 | 21.5723 | 22.9984 | 23.6269 | 23.3539 | 22.9577 | 22.6447 | 22.3788 | 21.712 | 21.6424 | 22.1894 | 21.0602 | 20.3057 | 19.3387 | 18.1078 | 16.4398 | 14.9952 | 0 | 0 | 0 | 0 | 0 | 0 | 0 | 0 | 0 | 0 | 0 | 0 | 0 | 0 | 0.33568 | 0.32568 | 0.32464 | 0.33284 | 0 | 0 | 0 | 0 | 0 | 0 | 48.1501 | 47.2119 | 46.8514 | 47.149 | 47.6844 | 47.3261 | 48.3091 | 48.449 | 49.3663 | 50.8393 | 52.0132 | 53.4368 | 54.9846 | 54.6518 | 54.5485 | 54.321 | 53.753 | 52.4031 | 51.2972 | 49.4315 | 47.473 | 47.7382 | 47.6639 | 46.9066 | 0.32683 | 0.30687 | 0.27523 | 0.27009 | 0.29279 | 0.37564 | 0.50188 | 0.62623 | 0.70811 | 0.75839 | 0.77104 | 0.80528 | 0.85837 | 0.94651 | 1.006 | 1.0323 | 1.0161 | 0.90943 | 0.75519 | 0.59034 | 0.52757 | 0.46537 | 0.36953 | 0.30289
Portfolio Adjusted1-in-10Size: 20 kW to 199.99 kWSouth of Lugo2024Typical Event Day | Portfolio Adjusted | 1-in-10 | Size: 20 kW to 199.99 kW | South of Lugo | 2024 | Typical Event Day | 8 | 15.0315 | 14.3046 | 13.8208 | 13.7453 | 14.0719 | 15.7872 | 18.0634 | 21.3352 | 25.324 | 29.1596 | 32.0008 | 33.8006 | 34.6212 | 35.1573 | 35.3297 | 34.9332 | 33.1569 | 30.2403 | 26.6015 | 25.0656 | 23.7454 | 21.6727 | 18.9745 | 16.7039 | 0 | 0 | 0 | 0 | 0 | 0 | 0 | 0 | 0 | 0 | 0 | 0 | 0 | 0 | 0.52995 | 0.524 | 0.49735 | 0.45361 | 0 | 0 | 0 | 0 | 0 | 0 | 70.6688 | 69.9461 | 69.5287 | 69.0853 | 68.4678 | 68.1345 | 68.1134 | 68.7396 | 71.0971 | 75.0668 | 79.1525 | 82.851 | 84.1124 | 84.5324 | 85.3621 | 86.1241 | 86.7534 | 86.6902 | 85.9755 | 82.5056 | 77.9331 | 74.7685 | 72.9266 | 71.637 | 0.3164 | 0.29708 | 0.26645 | 0.26147 | 0.28344 | 0.36365 | 0.48586 | 0.60625 | 0.68552 | 0.7342 | 0.74644 | 0.77959 | 0.83099 | 0.91631 | 0.97394 | 0.9994 | 0.98372 | 0.88041 | 0.7311 | 0.57151 | 0.51074 | 0.45052 | 0.35774 | 0.29323
Portfolio Adjusted1-in-10Size: 20 kW to 199.99 kWSouth of Lugo2025January Monthly Peak | Portfolio Adjusted | 1-in-10 | Size: 20 kW to 199.99 kW | South of Lugo | 2025 | January Monthly Peak | 1 | 13.4713 | 12.9549 | 12.6227 | 12.6279 | 13.1143 | 14.6328 | 17.5321 | 19.6087 | 21.9597 | 23.2103 | 23.6046 | 23.2824 | 23.055 | 22.9877 | 22.8145 | 21.9793 | 21.2461 | 21.8366 | 20.8286 | 20.0288 | 19.0895 | 17.9828 | 16.3659 | 14.9928 | 0 | 0 | 0 | 0 | 0 | 0 | 0 | 0 | 0 | 0 | 0 | 0 | 0 | 0 | 0.34222 | 0.32969 | 0.31869 | 0.32755 | 0 | 0 | 0 | 0 | 0 | 0 | 48.6489 | 47.744 | 46.7523 | 46.456 | 45.8485 | 46.0196 | 45.7825 | 45.5281 | 45.3535 | 48.3644 | 51.6599 | 53.0959 | 54.7724 | 55.7935 | 55.6298 | 54.5134 | 52.9807 | 51.8135 | 50.3263 | 48.4533 | 47.247 | 46.266 | 46.09 | 45.6251 | 0.32975 | 0.30962 | 0.2777 | 0.2725 | 0.29541 | 0.379 | 0.50637 | 0.63183 | 0.71445 | 0.76518 | 0.77794 | 0.81249 | 0.86606 | 0.95498 | 1.015 | 1.0416 | 1.0252 | 0.91757 | 0.76195 | 0.59562 | 0.53229 | 0.46954 | 0.37284 | 0.3056
Portfolio Adjusted1-in-10Size: 20 kW to 199.99 kWSouth of Lugo2025February Monthly Peak | Portfolio Adjusted | 1-in-10 | Size: 20 kW to 199.99 kW | South of Lugo | 2025 | February Monthly Peak | 2 | 13.2807 | 12.72 | 12.2833 | 12.3223 | 12.6691 | 14.157 | 16.5282 | 18.5751 | 21.0547 | 22.8658 | 23.8297 | 24.2292 | 24.4928 | 24.6411 | 24.7968 | 24.2588 | 23.4557 | 22.6514 | 21.7069 | 20.4083 | 19.3411 | 18.1233 | 16.3285 | 14.8424 | 0 | 0 | 0 | 0 | 0 | 0 | 0 | 0 | 0 | 0 | 0 | 0 | 0 | 0 | 0.37195 | 0.36388 | 0.35184 | 0.33977 | 0 | 0 | 0 | 0 | 0 | 0 | 54.5115 | 53.4995 | 52.322 | 51.6248 | 51.8919 | 51.1994 | 48.6083 | 51.329 | 53.3443 | 55.812 | 58.6479 | 59.4049 | 60.6412 | 62.197 | 63.1161 | 63.4692 | 62.6463 | 61.9843 | 60.6665 | 59.0065 | 57.4726 | 56.1014 | 55.4728 | 54.0047 | 0.31706 | 0.2977 | 0.26701 | 0.26202 | 0.28404 | 0.36442 | 0.48688 | 0.60752 | 0.68695 | 0.73574 | 0.748 | 0.78122 | 0.83273 | 0.91823 | 0.97598 | 1.0015 | 0.98578 | 0.88225 | 0.73263 | 0.5727 | 0.51181 | 0.45147 | 0.35849 | 0.29384
Portfolio Adjusted1-in-10Size: 20 kW to 199.99 kWSouth of Lugo2025March Monthly Peak | Portfolio Adjusted | 1-in-10 | Size: 20 kW to 199.99 kW | South of Lugo | 2025 | March Monthly Peak | 3 | 13.4378 | 12.6778 | 12.3332 | 12.2786 | 12.5487 | 13.8839 | 16.0591 | 18.0159 | 20.5937 | 22.9204 | 24.3728 | 25.3446 | 26.0708 | 26.5099 | 26.9176 | 26.5547 | 25.3469 | 23.6045 | 21.8356 | 21.4487 | 20.1934 | 18.8013 | 16.9014 | 15.0823 | 0 | 0 | 0 | 0 | 0 | 0 | 0 | 0 | 0 | 0 | 0 | 0 | 0 | 0 | 0.40376 | 0.39832 | 0.3802 | 0.35407 | 0 | 0 | 0 | 0 | 0 | 0 | 61.5035 | 59.9359 | 58.8957 | 57.628 | 56.64 | 55.6765 | 54.9382 | 54.657 | 56.1943 | 59.935 | 64.1892 | 68.4838 | 72.5688 | 73.9523 | 74.6976 | 74.2584 | 73.1674 | 71.5628 | 70.742 | 69.2031 | 66.8275 | 64.283 | 61.9297 | 60.1592 | 0.31649 | 0.29717 | 0.26653 | 0.26155 | 0.28353 | 0.36376 | 0.48601 | 0.60642 | 0.68572 | 0.73441 | 0.74665 | 0.77982 | 0.83123 | 0.91658 | 0.97423 | 0.99969 | 0.98401 | 0.88067 | 0.73131 | 0.57167 | 0.51089 | 0.45065 | 0.35784 | 0.29331
Portfolio Adjusted1-in-10Size: 20 kW to 199.99 kWSouth of Lugo2025April Monthly Peak | Portfolio Adjusted | 1-in-10 | Size: 20 kW to 199.99 kW | South of Lugo | 2025 | April Monthly Peak | 4 | 13.8001 | 12.9621 | 12.5339 | 12.5139 | 12.7262 | 14.0379 | 15.9315 | 18.3418 | 21.8971 | 25.1392 | 27.4668 | 29.1446 | 30.3392 | 31.0408 | 31.5192 | 31.2553 | 29.7203 | 27.0841 | 24.1035 | 23.1404 | 21.876 | 20.0543 | 17.7167 | 15.5872 | 0 | 0 | 0 | 0 | 0 | 0 | 0 | 0 | 0 | 0 | 0 | 0 | 0 | 0 | 0.47279 | 0.46883 | 0.4458 | 0.40626 | 0 | 0 | 0 | 0 | 0 | 0 | 70.3297 | 69.3332 | 67.7547 | 66.1664 | 64.8025 | 63.9443 | 63.5473 | 63.6303 | 66.3386 | 71.9476 | 77.2377 | 82.3496 | 85.3848 | 86.3111 | 85.3969 | 85.323 | 85.2868 | 85.3342 | 83.9617 | 79.9147 | 75.1375 | 70.5425 | 68.2168 | 67.1946 | 0.31875 | 0.29929 | 0.26843 | 0.26341 | 0.28555 | 0.36636 | 0.48947 | 0.61075 | 0.69061 | 0.73965 | 0.75198 | 0.78538 | 0.83716 | 0.92312 | 0.98118 | 1.0068 | 0.99103 | 0.88695 | 0.73653 | 0.57575 | 0.51453 | 0.45387 | 0.36039 | 0.29541
Portfolio Adjusted1-in-10Size: 20 kW to 199.99 kWSouth of Lugo2025May Monthly Peak | Portfolio Adjusted | 1-in-10 | Size: 20 kW to 199.99 kW | South of Lugo | 2025 | May Monthly Peak | 5 | 14.2295 | 13.3754 | 12.8831 | 12.8973 | 13.1354 | 14.4139 | 16.2481 | 19.3912 | 23.4665 | 27.1317 | 29.7026 | 31.3847 | 32.1796 | 32.7429 | 33.1191 | 32.7008 | 31.1382 | 28.2148 | 25.2092 | 23.5528 | 22.5586 | 20.6087 | 18.1856 | 15.9332 | 0 | 0 | 0 | 0 | 0 | 0 | 0 | 0 | 0 | 0 | 0 | 0 | 0 | 0 | 0.49679 | 0.49051 | 0.46707 | 0.42322 | 0 | 0 | 0 | 0 | 0 | 0 | 70.8593 | 69.6759 | 68.472 | 68.1558 | 67.8133 | 67.4674 | 67.5709 | 67.6277 | 70.9143 | 76.2273 | 80.8352 | 84.1963 | 85.6084 | 85.8682 | 86.6622 | 86.8189 | 86.814 | 85.8669 | 85.386 | 82.9431 | 78.6669 | 74.0243 | 71.4401 | 69.0706 | 0.31703 | 0.29767 | 0.26698 | 0.26199 | 0.28401 | 0.36438 | 0.48683 | 0.60745 | 0.68688 | 0.73565 | 0.74792 | 0.78114 | 0.83263 | 0.91813 | 0.97587 | 1.0014 | 0.98567 | 0.88216 | 0.73255 | 0.57264 | 0.51175 | 0.45141 | 0.35845 | 0.29381
Portfolio Adjusted1-in-10Size: 20 kW to 199.99 kWSouth of Lugo2025June Monthly Peak | Portfolio Adjusted | 1-in-10 | Size: 20 kW to 199.99 kW | South of Lugo | 2025 | June Monthly Peak | 6 | 14.0629 | 13.2753 | 12.8556 | 12.9047 | 13.2218 | 14.4182 | 16.2757 | 19.4053 | 22.9497 | 26.3998 | 28.6855 | 30.3341 | 31.2842 | 31.9529 | 32.2916 | 32.0438 | 30.5971 | 27.8132 | 24.6803 | 22.7483 | 22.0152 | 20.3026 | 17.9603 | 15.7524 | 0 | 0 | 0 | 0 | 0 | 0 | 0 | 0 | 0 | 0 | 0 | 0 | 0 | 0 | 0.48437 | 0.48066 | 0.45896 | 0.4172 | 0 | 0 | 0 | 0 | 0 | 0 | 65.6864 | 65.3072 | 65.468 | 65.449 | 64.3545 | 63.3802 | 62.859 | 63.9766 | 66.6077 | 70.2695 | 74.9844 | 79.296 | 81.121 | 81.1168 | 81.769 | 82.2308 | 83.4939 | 82.7378 | 82.6647 | 78.592 | 74.1142 | 71.0338 | 69.1589 | 68.4007 | 0.31629 | 0.29698 | 0.26636 | 0.26138 | 0.28335 | 0.36353 | 0.4857 | 0.60604 | 0.68529 | 0.73395 | 0.74619 | 0.77933 | 0.83071 | 0.916 | 0.97362 | 0.99906 | 0.98339 | 0.88011 | 0.73085 | 0.57131 | 0.51057 | 0.45037 | 0.35762 | 0.29313
Portfolio Adjusted1-in-10Size: 20 kW to 199.99 kWSouth of Lugo2025July Monthly Peak | Portfolio Adjusted | 1-in-10 | Size: 20 kW to 199.99 kW | South of Lugo | 2025 | July Monthly Peak | 7 | 14.7677 | 14.0465 | 13.6254 | 13.5907 | 13.8487 | 15.3191 | 17.6315 | 21.1222 | 24.9493 | 28.6758 | 31.2204 | 32.8576 | 33.5816 | 34.1506 | 34.2743 | 34.0431 | 32.5247 | 29.5857 | 26.1829 | 24.1306 | 23.2565 | 21.4594 | 18.8425 | 16.5484 | 0 | 0 | 0 | 0 | 0 | 0 | 0 | 0 | 0 | 0 | 0 | 0 | 0 | 0 | 0.51411 | 0.51065 | 0.48787 | 0.44379 | 0 | 0 | 0 | 0 | 0 | 0 | 70.0624 | 68.8259 | 68.261 | 67.871 | 67.5445 | 67.2496 | 67.6003 | 68.5205 | 70.885 | 74.9577 | 79.4679 | 82.0908 | 80.852 | 80.3073 | 82.7364 | 83.1696 | 82.5084 | 81.9214 | 80.7438 | 78.8785 | 75.63 | 72.9792 | 71.6929 | 70.9467 | 0.31562 | 0.29635 | 0.2658 | 0.26083 | 0.28275 | 0.36276 | 0.48467 | 0.60476 | 0.68383 | 0.73239 | 0.74461 | 0.77768 | 0.82894 | 0.91406 | 0.97155 | 0.99695 | 0.98131 | 0.87825 | 0.7293 | 0.5701 | 0.50948 | 0.44942 | 0.35686 | 0.29251
Portfolio Adjusted1-in-10Size: 20 kW to 199.99 kWSouth of Lugo2025August Monthly Peak | Portfolio Adjusted | 1-in-10 | Size: 20 kW to 199.99 kW | South of Lugo | 2025 | August Monthly Peak | 8 | 15.1402 | 14.4041 | 13.9076 | 13.8297 | 14.1635 | 15.8935 | 18.2031 | 21.5688 | 25.6944 | 29.6284 | 32.553 | 34.3811 | 35.211 | 35.7416 | 35.9005 | 35.4939 | 33.6827 | 30.7213 | 26.9934 | 25.4068 | 24.0236 | 21.8934 | 19.1486 | 16.8452 | 0 | 0 | 0 | 0 | 0 | 0 | 0 | 0 | 0 | 0 | 0 | 0 | 0 | 0 | 0.53851 | 0.53241 | 0.50524 | 0.46082 | 0 | 0 | 0 | 0 | 0 | 0 | 71.0431 | 70.4286 | 69.9257 | 69.4564 | 69.2465 | 69.5058 | 69.643 | 69.8447 | 72.1743 | 76.2101 | 79.5698 | 83.371 | 85.1808 | 86.2111 | 86.7458 | 88.5383 | 90.529 | 92.2879 | 92.1218 | 88.086 | 81.8856 | 78.1061 | 76.1017 | 73.818 | 0.31708 | 0.29772 | 0.26702 | 0.26203 | 0.28405 | 0.36443 | 0.48691 | 0.60755 | 0.68699 | 0.73577 | 0.74804 | 0.78126 | 0.83277 | 0.91827 | 0.97603 | 1.0015 | 0.98583 | 0.8823 | 0.73267 | 0.57273 | 0.51183 | 0.45149 | 0.3585 | 0.29386
Portfolio Adjusted1-in-10Size: 20 kW to 199.99 kWSouth of Lugo2025September Monthly Peak | Portfolio Adjusted | 1-in-10 | Size: 20 kW to 199.99 kW | South of Lugo | 2025 | September Monthly Peak | 9 | 15.496 | 14.744 | 14.2045 | 14.1885 | 14.5746 | 16.3321 | 18.9689 | 22.4024 | 27.1266 | 31.2507 | 34.3054 | 36.0813 | 36.9488 | 37.453 | 37.6128 | 37.0216 | 35.1369 | 31.9479 | 28.1326 | 26.9744 | 24.6963 | 22.4724 | 19.6498 | 17.3106 | 0 | 0 | 0 | 0 | 0 | 0 | 0 | 0 | 0 | 0 | 0 | 0 | 0 | 0 | 0.56419 | 0.55532 | 0.52705 | 0.47922 | 0 | 0 | 0 | 0 | 0 | 0 | 75.8832 | 75.2226 | 74.4601 | 73.5646 | 72.7256 | 72.4023 | 72.3514 | 72.6167 | 74.7213 | 78.8299 | 82.5877 | 86.6463 | 89.2957 | 90.4942 | 90.1974 | 90.5577 | 90.4824 | 89.8138 | 88.3717 | 84.4658 | 80.1027 | 76.955 | 74.7527 | 73.3826 | 0.31814 | 0.29872 | 0.26792 | 0.26291 | 0.285 | 0.36566 | 0.48854 | 0.60958 | 0.68929 | 0.73824 | 0.75055 | 0.78388 | 0.83556 | 0.92135 | 0.9793 | 1.0049 | 0.98914 | 0.88526 | 0.73512 | 0.57465 | 0.51355 | 0.453 | 0.35971 | 0.29484
Portfolio Adjusted1-in-10Size: 20 kW to 199.99 kWSouth of Lugo2025October Monthly Peak | Portfolio Adjusted | 1-in-10 | Size: 20 kW to 199.99 kW | South of Lugo | 2025 | October Monthly Peak | 10 | 14.2038 | 13.5791 | 13.1467 | 13.1061 | 13.309 | 14.7133 | 17.327 | 19.6104 | 23.0831 | 26.664 | 29.3049 | 31.1646 | 32.4258 | 33.2473 | 33.6063 | 33.0858 | 31.2221 | 28.061 | 25.8672 | 24.3918 | 22.4733 | 20.5258 | 17.9204 | 15.8228 | 0 | 0 | 0 | 0 | 0 | 0 | 0 | 0 | 0 | 0 | 0 | 0 | 0 | 0 | 0.5041 | 0.49629 | 0.46833 | 0.42091 | 0 | 0 | 0 | 0 | 0 | 0 | 70.9118 | 69.9684 | 68.8978 | 67.8382 | 66.7772 | 66.504 | 66.5415 | 66.5045 | 67.7153 | 70.7482 | 75.0831 | 79.9448 | 84.0497 | 85.917 | 86.1473 | 86.1465 | 85.6002 | 84.7054 | 81.9757 | 78.0499 | 74.4466 | 72.2998 | 70.7406 | 69.6343 | 0.31589 | 0.29661 | 0.26603 | 0.26105 | 0.28299 | 0.36307 | 0.48509 | 0.60528 | 0.68442 | 0.73303 | 0.74525 | 0.77835 | 0.82966 | 0.91485 | 0.97239 | 0.99781 | 0.98215 | 0.87901 | 0.72993 | 0.57059 | 0.50992 | 0.4498 | 0.35717 | 0.29276
Portfolio Adjusted1-in-10Size: 20 kW to 199.99 kWSouth of Lugo2025November Monthly Peak | Portfolio Adjusted | 1-in-10 | Size: 20 kW to 199.99 kW | South of Lugo | 2025 | November Monthly Peak | 11 | 13.4191 | 12.9353 | 12.5655 | 12.5968 | 12.8871 | 14.3354 | 15.9899 | 18.2102 | 21.6619 | 25.076 | 27.4927 | 29.1771 | 30.1716 | 30.7495 | 30.8576 | 29.8483 | 28.2466 | 27.0445 | 24.5472 | 22.7017 | 21.0638 | 19.1431 | 16.8923 | 15.0419 | 0 | 0 | 0 | 0 | 0 | 0 | 0 | 0 | 0 | 0 | 0 | 0 | 0 | 0 | 0.46286 | 0.44772 | 0.4237 | 0.40567 | 0 | 0 | 0 | 0 | 0 | 0 | 68.7354 | 66.9335 | 66.2223 | 64.6498 | 63.8716 | 62.8177 | 62.2512 | 62.7847 | 65.7294 | 71.5431 | 78.2881 | 83.6787 | 85.7829 | 87.2486 | 87.6934 | 86.308 | 84.1587 | 81.7766 | 79.4035 | 76.5264 | 74.6362 | 72.8854 | 70.7648 | 69.1941 | 0.31951 | 0.3 | 0.26907 | 0.26404 | 0.28623 | 0.36723 | 0.49064 | 0.61221 | 0.69226 | 0.74142 | 0.75378 | 0.78726 | 0.83916 | 0.92533 | 0.98353 | 1.0092 | 0.9934 | 0.88907 | 0.73829 | 0.57713 | 0.51576 | 0.45495 | 0.36126 | 0.29611
Portfolio Adjusted1-in-10Size: 20 kW to 199.99 kWSouth of Lugo2025December Monthly Peak | Portfolio Adjusted | 1-in-10 | Size: 20 kW to 199.99 kW | South of Lugo | 2025 | December Monthly Peak | 12 | 13.6469 | 13.134 | 12.665 | 12.6814 | 13.153 | 14.7057 | 17.3359 | 19.2079 | 21.5723 | 22.9984 | 23.6269 | 23.3539 | 22.9577 | 22.6447 | 22.3788 | 21.712 | 21.6424 | 22.1894 | 21.0602 | 20.3057 | 19.3387 | 18.1078 | 16.4398 | 14.9952 | 0 | 0 | 0 | 0 | 0 | 0 | 0 | 0 | 0 | 0 | 0 | 0 | 0 | 0 | 0.33568 | 0.32568 | 0.32464 | 0.33284 | 0 | 0 | 0 | 0 | 0 | 0 | 48.1501 | 47.2119 | 46.8514 | 47.149 | 47.6844 | 47.3261 | 48.3092 | 48.449 | 49.3663 | 50.8393 | 52.0132 | 53.4368 | 54.9846 | 54.6518 | 54.5485 | 54.321 | 53.753 | 52.4031 | 51.2972 | 49.4315 | 47.473 | 47.7382 | 47.6639 | 46.9066 | 0.32683 | 0.30687 | 0.27523 | 0.27009 | 0.29279 | 0.37564 | 0.50188 | 0.62623 | 0.70811 | 0.75839 | 0.77104 | 0.80528 | 0.85837 | 0.94651 | 1.006 | 1.0323 | 1.0161 | 0.90943 | 0.75519 | 0.59034 | 0.52757 | 0.46537 | 0.36953 | 0.30289
Portfolio Adjusted1-in-10Size: 20 kW to 199.99 kWSouth of Lugo2025Typical Event Day | Portfolio Adjusted | 1-in-10 | Size: 20 kW to 199.99 kW | South of Lugo | 2025 | Typical Event Day | 8 | 15.0315 | 14.3046 | 13.8208 | 13.7453 | 14.0719 | 15.7872 | 18.0634 | 21.3352 | 25.324 | 29.1596 | 32.0008 | 33.8006 | 34.6212 | 35.1573 | 35.3297 | 34.9332 | 33.1569 | 30.2403 | 26.6015 | 25.0656 | 23.7454 | 21.6727 | 18.9745 | 16.7039 | 0 | 0 | 0 | 0 | 0 | 0 | 0 | 0 | 0 | 0 | 0 | 0 | 0 | 0 | 0.52995 | 0.524 | 0.49735 | 0.45361 | 0 | 0 | 0 | 0 | 0 | 0 | 70.6688 | 69.9461 | 69.5287 | 69.0853 | 68.4678 | 68.1345 | 68.1134 | 68.7396 | 71.0971 | 75.0668 | 79.1525 | 82.851 | 84.1124 | 84.5324 | 85.3621 | 86.1241 | 86.7534 | 86.6902 | 85.9755 | 82.5056 | 77.9331 | 74.7685 | 72.9266 | 71.637 | 0.3164 | 0.29708 | 0.26645 | 0.26147 | 0.28344 | 0.36365 | 0.48586 | 0.60625 | 0.68552 | 0.7342 | 0.74644 | 0.77959 | 0.83099 | 0.91631 | 0.97394 | 0.9994 | 0.98372 | 0.88041 | 0.7311 | 0.57151 | 0.51074 | 0.45052 | 0.35774 | 0.29323
Portfolio Adjusted1-in-2Size: 20 kW to 199.99 kWSouth of Lugo2015January Monthly Peak | Portfolio Adjusted | 1-in-2 | Size: 20 kW to 199.99 kW | South of Lugo | 2015 | January Monthly Peak | 1
Portfolio Adjusted1-in-2Size: 20 kW to 199.99 kWSouth of Lugo2015February Monthly Peak | Portfolio Adjusted | 1-in-2 | Size: 20 kW to 199.99 kW | South of Lugo | 2015 | February Monthly Peak | 2
Portfolio Adjusted1-in-2Size: 20 kW to 199.99 kWSouth of Lugo2015March Monthly Peak | Portfolio Adjusted | 1-in-2 | Size: 20 kW to 199.99 kW | South of Lugo | 2015 | March Monthly Peak | 3
Portfolio Adjusted1-in-2Size: 20 kW to 199.99 kWSouth of Lugo2015April Monthly Peak | Portfolio Adjusted | 1-in-2 | Size: 20 kW to 199.99 kW | South of Lugo | 2015 | April Monthly Peak | 4
Portfolio Adjusted1-in-2Size: 20 kW to 199.99 kWSouth of Lugo2015May Monthly Peak | Portfolio Adjusted | 1-in-2 | Size: 20 kW to 199.99 kW | South of Lugo | 2015 | May Monthly Peak | 5
Portfolio Adjusted1-in-2Size: 20 kW to 199.99 kWSouth of Lugo2015June Monthly Peak | Portfolio Adjusted | 1-in-2 | Size: 20 kW to 199.99 kW | South of Lugo | 2015 | June Monthly Peak | 6
Portfolio Adjusted1-in-2Size: 20 kW to 199.99 kWSouth of Lugo2015July Monthly Peak | Portfolio Adjusted | 1-in-2 | Size: 20 kW to 199.99 kW | South of Lugo | 2015 | July Monthly Peak | 7
Portfolio Adjusted1-in-2Size: 20 kW to 199.99 kWSouth of Lugo2015August Monthly Peak | Portfolio Adjusted | 1-in-2 | Size: 20 kW to 199.99 kW | South of Lugo | 2015 | August Monthly Peak | 8
Portfolio Adjusted1-in-2Size: 20 kW to 199.99 kWSouth of Lugo2015September Monthly Peak | Portfolio Adjusted | 1-in-2 | Size: 20 kW to 199.99 kW | South of Lugo | 2015 | September Monthly Peak | 9
Portfolio Adjusted1-in-2Size: 20 kW to 199.99 kWSouth of Lugo2015October Monthly Peak | Portfolio Adjusted | 1-in-2 | Size: 20 kW to 199.99 kW | South of Lugo | 2015 | October Monthly Peak | 10
Portfolio Adjusted1-in-2Size: 20 kW to 199.99 kWSouth of Lugo2015November Monthly Peak | Portfolio Adjusted | 1-in-2 | Size: 20 kW to 199.99 kW | South of Lugo | 2015 | November Monthly Peak | 11
Portfolio Adjusted1-in-2Size: 20 kW to 199.99 kWSouth of Lugo2015December Monthly Peak | Portfolio Adjusted | 1-in-2 | Size: 20 kW to 199.99 kW | South of Lugo | 2015 | December Monthly Peak | 12
Portfolio Adjusted1-in-2Size: 20 kW to 199.99 kWSouth of Lugo2015Typical Event Day | Portfolio Adjusted | 1-in-2 | Size: 20 kW to 199.99 kW | South of Lugo | 2015 | Typical Event Day | 8
Portfolio Adjusted1-in-2Size: 20 kW to 199.99 kWSouth of Lugo2016January Monthly Peak | Portfolio Adjusted | 1-in-2 | Size: 20 kW to 199.99 kW | South of Lugo | 2016 | January Monthly Peak | 1
Portfolio Adjusted1-in-2Size: 20 kW to 199.99 kWSouth of Lugo2016February Monthly Peak | Portfolio Adjusted | 1-in-2 | Size: 20 kW to 199.99 kW | South of Lugo | 2016 | February Monthly Peak | 2
Portfolio Adjusted1-in-2Size: 20 kW to 199.99 kWSouth of Lugo2016March Monthly Peak | Portfolio Adjusted | 1-in-2 | Size: 20 kW to 199.99 kW | South of Lugo | 2016 | March Monthly Peak | 3
Portfolio Adjusted1-in-2Size: 20 kW to 199.99 kWSouth of Lugo2016April Monthly Peak | Portfolio Adjusted | 1-in-2 | Size: 20 kW to 199.99 kW | South of Lugo | 2016 | April Monthly Peak | 4
Portfolio Adjusted1-in-2Size: 20 kW to 199.99 kWSouth of Lugo2016May Monthly Peak | Portfolio Adjusted | 1-in-2 | Size: 20 kW to 199.99 kW | South of Lugo | 2016 | May Monthly Peak | 5
Portfolio Adjusted1-in-2Size: 20 kW to 199.99 kWSouth of Lugo2016June Monthly Peak | Portfolio Adjusted | 1-in-2 | Size: 20 kW to 199.99 kW | South of Lugo | 2016 | June Monthly Peak | 6
Portfolio Adjusted1-in-2Size: 20 kW to 199.99 kWSouth of Lugo2016July Monthly Peak | Portfolio Adjusted | 1-in-2 | Size: 20 kW to 199.99 kW | South of Lugo | 2016 | July Monthly Peak | 7
Portfolio Adjusted1-in-2Size: 20 kW to 199.99 kWSouth of Lugo2016August Monthly Peak | Portfolio Adjusted | 1-in-2 | Size: 20 kW to 199.99 kW | South of Lugo | 2016 | August Monthly Peak | 8
Portfolio Adjusted1-in-2Size: 20 kW to 199.99 kWSouth of Lugo2016September Monthly Peak | Portfolio Adjusted | 1-in-2 | Size: 20 kW to 199.99 kW | South of Lugo | 2016 | September Monthly Peak | 9
Portfolio Adjusted1-in-2Size: 20 kW to 199.99 kWSouth of Lugo2016October Monthly Peak | Portfolio Adjusted | 1-in-2 | Size: 20 kW to 199.99 kW | South of Lugo | 2016 | October Monthly Peak | 10
Portfolio Adjusted1-in-2Size: 20 kW to 199.99 kWSouth of Lugo2016November Monthly Peak | Portfolio Adjusted | 1-in-2 | Size: 20 kW to 199.99 kW | South of Lugo | 2016 | November Monthly Peak | 11
Portfolio Adjusted1-in-2Size: 20 kW to 199.99 kWSouth of Lugo2016December Monthly Peak | Portfolio Adjusted | 1-in-2 | Size: 20 kW to 199.99 kW | South of Lugo | 2016 | December Monthly Peak | 12
Portfolio Adjusted1-in-2Size: 20 kW to 199.99 kWSouth of Lugo2016Typical Event Day | Portfolio Adjusted | 1-in-2 | Size: 20 kW to 199.99 kW | South of Lugo | 2016 | Typical Event Day | 8
Portfolio Adjusted1-in-2Size: 20 kW to 199.99 kWSouth of Lugo2017January Monthly Peak | Portfolio Adjusted | 1-in-2 | Size: 20 kW to 199.99 kW | South of Lugo | 2017 | January Monthly Peak | 1
Portfolio Adjusted1-in-2Size: 20 kW to 199.99 kWSouth of Lugo2017February Monthly Peak | Portfolio Adjusted | 1-in-2 | Size: 20 kW to 199.99 kW | South of Lugo | 2017 | February Monthly Peak | 2
Portfolio Adjusted1-in-2Size: 20 kW to 199.99 kWSouth of Lugo2017March Monthly Peak | Portfolio Adjusted | 1-in-2 | Size: 20 kW to 199.99 kW | South of Lugo | 2017 | March Monthly Peak | 3
Portfolio Adjusted1-in-2Size: 20 kW to 199.99 kWSouth of Lugo2017April Monthly Peak | Portfolio Adjusted | 1-in-2 | Size: 20 kW to 199.99 kW | South of Lugo | 2017 | April Monthly Peak | 4 | 13.3594 | 12.5553 | 12.1723 | 12.1622 | 12.392 | 13.6734 | 15.5278 | 17.5267 | 20.3608 | 22.8838 | 24.5616 | 25.7773 | 26.6917 | 27.2605 | 27.7031 | 27.4698 | 26.2424 | 24.1271 | 21.8006 | 21.2699 | 20.3775 | 18.8968 | 16.8668 | 14.9629 | 0 | 0 | 0 | 0 | 0 | 0 | 0 | 0 | 0 | 0 | 0 | 0 | 0 | 0 | 0.41555 | 0.41205 | 0.39364 | 0.36191 | 0 | 0 | 0 | 0 | 0 | 0 | 60.8239 | 60.3151 | 59.7144 | 59.3151 | 58.5201 | 57.9855 | 57.6972 | 57.7718 | 59.393 | 62.5677 | 66.4718 | 70.2495 | 73.2382 | 73.9539 | 73.7332 | 73.082 | 71.5835 | 70.3511 | 69.0484 | 67.4313 | 64.9425 | 64.5882 | 63.4805 | 61.5166 | 0.31579 | 0.29651 | 0.26593 | 0.26096 | 0.28289 | 0.36295 | 0.48492 | 0.60507 | 0.68419 | 0.73277 | 0.74499 | 0.77808 | 0.82937 | 0.91453 | 0.97206 | 0.99746 | 0.98181 | 0.8787 | 0.72968 | 0.5704 | 0.50975 | 0.44965 | 0.35704 | 0.29266
Portfolio Adjusted1-in-2Size: 20 kW to 199.99 kWSouth of Lugo2017May Monthly Peak | Portfolio Adjusted | 1-in-2 | Size: 20 kW to 199.99 kW | South of Lugo | 2017 | May Monthly Peak | 5 | 13.6526 | 12.8447 | 12.4152 | 12.4421 | 12.6768 | 13.899 | 15.6274 | 18.2493 | 21.475 | 24.3804 | 26.2774 | 27.5515 | 28.117 | 28.5944 | 28.9752 | 28.6028 | 27.3489 | 24.9149 | 22.5994 | 21.3804 | 20.807 | 19.2426 | 17.1546 | 15.1453 | 0 | 0 | 0 | 0 | 0 | 0 | 0 | 0 | 0 | 0 | 0 | 0 | 0 | 0 | 0.43463 | 0.42904 | 0.41023 | 0.37372 | 0 | 0 | 0 | 0 | 0 | 0 | 62.8012 | 61.9007 | 61.0266 | 60.6401 | 60.3959 | 59.743 | 59.7189 | 60.3359 | 62.3958 | 65.0649 | 68.4649 | 71.9433 | 74.3983 | 74.7455 | 74.5282 | 74.6587 | 75.3653 | 75.3901 | 74.1775 | 71.712 | 68.1525 | 65.5302 | 64.7553 | 64.0301 | 0.31689 | 0.29755 | 0.26687 | 0.26188 | 0.28389 | 0.36422 | 0.48662 | 0.60719 | 0.68659 | 0.73534 | 0.7476 | 0.78081 | 0.83228 | 0.91774 | 0.97546 | 1.001 | 0.98526 | 0.88178 | 0.73224 | 0.5724 | 0.51154 | 0.45122 | 0.3583 | 0.29368
Portfolio Adjusted1-in-2Size: 20 kW to 199.99 kWSouth of Lugo2017June Monthly Peak | Portfolio Adjusted | 1-in-2 | Size: 20 kW to 199.99 kW | South of Lugo | 2017 | June Monthly Peak | 6 | 13.8949 | 13.1205 | 12.7185 | 12.7714 | 13.0915 | 14.274 | 16.1088 | 19.0841 | 22.3669 | 25.5685 | 27.6315 | 29.1318 | 29.9945 | 30.625 | 30.9573 | 30.7219 | 29.3792 | 26.7667 | 23.8597 | 22.0743 | 21.4736 | 19.8825 | 17.6479 | 15.5186 | 0 | 0 | 0 | 0 | 0 | 0 | 0 | 0 | 0 | 0 | 0 | 0 | 0 | 0 | 0.46436 | 0.46083 | 0.44069 | 0.4015 | 0 | 0 | 0 | 0 | 0 | 0 | 64.8831 | 64.3149 | 63.5294 | 63.1266 | 62.8973 | 62.6759 | 62.4749 | 62.8667 | 65 | 68.359 | 71.2742 | 73.5004 | 74.1869 | 74.8972 | 75.1806 | 76.3311 | 77.6381 | 77.939 | 77.6874 | 75.1121 | 72.0595 | 68.5942 | 66.725 | 66.141 | 0.31577 | 0.29649 | 0.26592 | 0.26095 | 0.28288 | 0.36293 | 0.4849 | 0.60504 | 0.68415 | 0.73274 | 0.74495 | 0.77804 | 0.82933 | 0.91449 | 0.972 | 0.99741 | 0.98176 | 0.87866 | 0.72964 | 0.57037 | 0.50972 | 0.44962 | 0.35703 | 0.29264
Portfolio Adjusted1-in-2Size: 20 kW to 199.99 kWSouth of Lugo2017July Monthly Peak | Portfolio Adjusted | 1-in-2 | Size: 20 kW to 199.99 kW | South of Lugo | 2017 | July Monthly Peak | 7 | 14.5651 | 13.8605 | 13.4622 | 13.4319 | 13.6835 | 15.1308 | 17.3954 | 20.7064 | 24.2538 | 27.7492 | 30.0921 | 31.6248 | 32.2954 | 32.8517 | 32.987 | 32.7732 | 31.3447 | 28.5395 | 25.3463 | 23.4222 | 22.6828 | 21.009 | 18.4965 | 16.2774 | 0 | 0 | 0 | 0 | 0 | 0 | 0 | 0 | 0 | 0 | 0 | 0 | 0 | 0 | 0.49481 | 0.4916 | 0.47017 | 0.42809 | 0 | 0 | 0 | 0 | 0 | 0 | 65.2973 | 65.2131 | 65.3516 | 65.5798 | 65.5238 | 65.274 | 65.0985 | 65.4446 | 67.4952 | 70.5086 | 74.3431 | 77.3311 | 78.6804 | 79.4719 | 80.5973 | 81.1151 | 81.9129 | 81.7073 | 80.771 | 78.1834 | 74.3362 | 71.1012 | 69.6436 | 68.7727 | 0.31548 | 0.29622 | 0.26568 | 0.26071 | 0.28262 | 0.3626 | 0.48445 | 0.60449 | 0.68353 | 0.73206 | 0.74427 | 0.77733 | 0.82857 | 0.91365 | 0.97111 | 0.9965 | 0.98086 | 0.87785 | 0.72898 | 0.56984 | 0.50925 | 0.44921 | 0.3567 | 0.29238
Portfolio Adjusted1-in-2Size: 20 kW to 199.99 kWSouth of Lugo2017August Monthly Peak | Portfolio Adjusted | 1-in-2 | Size: 20 kW to 199.99 kW | South of Lugo | 2017 | August Monthly Peak | 8 | 15.1179 | 14.3836 | 13.8897 | 13.8124 | 14.1446 | 15.8715 | 18.1741 | 21.5205 | 25.6183 | 29.5326 | 32.4405 | 34.2634 | 35.0917 | 35.6237 | 35.7856 | 35.381 | 33.5767 | 30.624 | 26.914 | 25.3374 | 23.967 | 21.8484 | 19.113 | 16.8162 | 0 | 0 | 0 | 0 | 0 | 0 | 0 | 0 | 0 | 0 | 0 | 0 | 0 | 0 | 0.53678 | 0.53072 | 0.50365 | 0.45936 | 0 | 0 | 0 | 0 | 0 | 0 | 71.7636 | 70.9246 | 70.2305 | 69.1537 | 68.8227 | 68.2933 | 68.0448 | 68.4401 | 70.7949 | 75.5045 | 80.778 | 84.5359 | 85.9576 | 86.6002 | 87.5819 | 87.5214 | 88.7128 | 87.7573 | 86.3423 | 83.6125 | 78.3612 | 75.3486 | 73.9805 | 72.9439 | 0.31692 | 0.29757 | 0.26689 | 0.2619 | 0.28391 | 0.36425 | 0.48666 | 0.60724 | 0.68664 | 0.7354 | 0.74766 | 0.78087 | 0.83235 | 0.91781 | 0.97554 | 1.001 | 0.98533 | 0.88185 | 0.7323 | 0.57244 | 0.51158 | 0.45126 | 0.35832 | 0.29371
Portfolio Adjusted1-in-2Size: 20 kW to 199.99 kWSouth of Lugo2017September Monthly Peak | Portfolio Adjusted | 1-in-2 | Size: 20 kW to 199.99 kW | South of Lugo | 2017 | September Monthly Peak | 9 | 14.8447 | 14.1479 | 13.685 | 13.6829 | 14.0241 | 15.692 | 18.1246 | 20.997 | 24.9091 | 28.4581 | 31.0271 | 32.6491 | 33.4718 | 34.0158 | 34.2604 | 33.7304 | 32.048 | 29.1118 | 25.8168 | 24.9522 | 23.0461 | 21.1623 | 18.6129 | 16.4667 | 0 | 0 | 0 | 0 | 0 | 0 | 0 | 0 | 0 | 0 | 0 | 0 | 0 | 0 | 0.51391 | 0.50596 | 0.48072 | 0.43668 | 0 | 0 | 0 | 0 | 0 | 0 | 68.1574 | 67.4511 | 66.8288 | 65.9453 | 65.4721 | 65.2527 | 65.2009 | 64.9796 | 66.7555 | 70.7052 | 75.1571 | 79.6101 | 83.2218 | 85.0234 | 86.001 | 85.8916 | 85.7495 | 84.5843 | 82.2601 | 79.6995 | 77.1629 | 75.793 | 74.8388 | 73.9375 | 0.31607 | 0.29678 | 0.26618 | 0.2612 | 0.28315 | 0.36328 | 0.48537 | 0.60563 | 0.68481 | 0.73344 | 0.74567 | 0.77879 | 0.83013 | 0.91537 | 0.97295 | 0.99838 | 0.98271 | 0.87951 | 0.73035 | 0.57092 | 0.51021 | 0.45006 | 0.35737 | 0.29293
Portfolio Adjusted1-in-2Size: 20 kW to 199.99 kWSouth of Lugo2017October Monthly Peak | Portfolio Adjusted | 1-in-2 | Size: 20 kW to 199.99 kW | South of Lugo | 2017 | October Monthly Peak | 10 | 14.1415 | 13.522 | 13.0968 | 13.0575 | 13.2576 | 14.6543 | 17.2515 | 19.4803 | 22.8701 | 26.386 | 28.9706 | 30.8046 | 32.0539 | 32.8743 | 33.2386 | 32.7235 | 30.8844 | 27.7581 | 25.6233 | 24.1832 | 22.3039 | 20.3924 | 17.8168 | 15.7405 | 0 | 0 | 0 | 0 | 0 | 0 | 0 | 0 | 0 | 0 | 0 | 0 | 0 | 0 | 0.49858 | 0.49085 | 0.46327 | 0.41637 | 0 | 0 | 0 | 0 | 0 | 0 | 68.182 | 67.6431 | 66.6779 | 65.7541 | 65.275 | 64.002 | 63.5584 | 63.6815 | 65.2221 | 69.7538 | 76.1109 | 81.7751 | 85.2128 | 86.8315 | 88.518 | 87.5535 | 86.0269 | 83.2793 | 81.1486 | 78.6893 | 76.2595 | 74.2711 | 72.6268 | 70.8226 | 0.3156 | 0.29633 | 0.26578 | 0.26081 | 0.28273 | 0.36274 | 0.48464 | 0.60472 | 0.68379 | 0.73235 | 0.74456 | 0.77763 | 0.82889 | 0.914 | 0.97149 | 0.99689 | 0.98125 | 0.8782 | 0.72926 | 0.57007 | 0.50945 | 0.44939 | 0.35684 | 0.29249
Portfolio Adjusted1-in-2Size: 20 kW to 199.99 kWSouth of Lugo2017November Monthly Peak | Portfolio Adjusted | 1-in-2 | Size: 20 kW to 199.99 kW | South of Lugo | 2017 | November Monthly Peak | 11 | 12.9885 | 12.5367 | 12.2093 | 12.2505 | 12.5707 | 13.9976 | 15.6404 | 17.45 | 20.1506 | 22.7732 | 24.4686 | 25.605 | 26.2584 | 26.6637 | 26.7119 | 25.7294 | 24.4744 | 23.8753 | 22.0985 | 20.7385 | 19.4965 | 17.9389 | 16.0217 | 14.4173 | 0 | 0 | 0 | 0 | 0 | 0 | 0 | 0 | 0 | 0 | 0 | 0 | 0 | 0 | 0.40068 | 0.38594 | 0.36712 | 0.35813 | 0 | 0 | 0 | 0 | 0 | 0 | 58.0379 | 56.9122 | 56.1705 | 55.464 | 54.6583 | 54.0649 | 53.5203 | 53.7482 | 57.2645 | 60.42 | 65.9612 | 71.1725 | 75.0408 | 76.3341 | 75.8558 | 75.0303 | 72.346 | 68.4666 | 64.9965 | 63.5655 | 62.5155 | 61.2213 | 60.16 | 59.4675 | 0.31759 | 0.2982 | 0.26746 | 0.26246 | 0.28451 | 0.36503 | 0.4877 | 0.60854 | 0.68811 | 0.73697 | 0.74926 | 0.78253 | 0.83412 | 0.91977 | 0.97762 | 1.0032 | 0.98744 | 0.88373 | 0.73386 | 0.57366 | 0.51267 | 0.45222 | 0.35909 | 0.29433
Portfolio Adjusted1-in-2Size: 20 kW to 199.99 kWSouth of Lugo2017December Monthly Peak | Portfolio Adjusted | 1-in-2 | Size: 20 kW to 199.99 kW | South of Lugo | 2017 | December Monthly Peak | 12 | 13.6192 | 13.1091 | 12.6443 | 12.6613 | 13.124 | 14.6685 | 17.2757 | 19.1283 | 21.483 | 22.9323 | 23.5867 | 23.3589 | 22.997 | 22.7088 | 22.46 | 21.7974 | 21.7117 | 22.2188 | 21.0681 | 20.2922 | 19.3236 | 18.0912 | 16.4171 | 14.967 | 0 | 0 | 0 | 0 | 0 | 0 | 0 | 0 | 0 | 0 | 0 | 0 | 0 | 0 | 0.3369 | 0.32696 | 0.32567 | 0.33328 | 0 | 0 | 0 | 0 | 0 | 0 | 51.3188 | 49.8915 | 47.9163 | 47.0281 | 46.2345 | 45.5436 | 45.5974 | 45.4314 | 46.2048 | 49.4061 | 52.7131 | 54.7935 | 56.1385 | 56.4769 | 57.2992 | 57.3063 | 56.4618 | 55.2588 | 53.957 | 53.3641 | 52.6504 | 51.4454 | 50.5041 | 49.388 | 0.32554 | 0.30566 | 0.27415 | 0.26902 | 0.29163 | 0.37416 | 0.4999 | 0.62376 | 0.70532 | 0.7554 | 0.768 | 0.80211 | 0.85499 | 0.94278 | 1.0021 | 1.0283 | 1.0121 | 0.90584 | 0.75222 | 0.58801 | 0.52549 | 0.46353 | 0.36807 | 0.3017
Portfolio Adjusted1-in-2Size: 20 kW to 199.99 kWSouth of Lugo2017Typical Event Day | Portfolio Adjusted | 1-in-2 | Size: 20 kW to 199.99 kW | South of Lugo | 2017 | Typical Event Day | 8 | 14.7738 | 14.0683 | 13.6139 | 13.544 | 13.8587 | 15.5423 | 17.7498 | 20.7957 | 24.4421 | 28.0096 | 30.6192 | 32.3142 | 33.0864 | 33.6186 | 33.8132 | 33.4396 | 31.7643 | 28.9907 | 25.5948 | 24.2037 | 23.0455 | 21.121 | 18.5459 | 16.3634 | 0 | 0 | 0 | 0 | 0 | 0 | 0 | 0 | 0 | 0 | 0 | 0 | 0 | 0 | 0.5072 | 0.50159 | 0.47646 | 0.43486 | 0 | 0 | 0 | 0 | 0 | 0 | 67.5254 | 66.9759 | 66.4851 | 65.9513 | 65.679 | 65.374 | 65.2048 | 65.4327 | 67.5114 | 71.2693 | 75.3881 | 78.7444 | 80.5117 | 81.4982 | 82.3402 | 82.7148 | 83.5033 | 82.997 | 81.7652 | 79.1519 | 75.48 | 72.7092 | 71.297 | 70.4488 | 0.31575 | 0.29647 | 0.2659 | 0.26093 | 0.28286 | 0.36291 | 0.48487 | 0.605 | 0.68411 | 0.73269 | 0.7449 | 0.77799 | 0.82928 | 0.91443 | 0.97194 | 0.99734 | 0.9817 | 0.8786 | 0.7296 | 0.57033 | 0.50969 | 0.4496 | 0.357 | 0.29262
Portfolio Adjusted1-in-2Size: 20 kW to 199.99 kWSouth of Lugo2018January Monthly Peak | Portfolio Adjusted | 1-in-2 | Size: 20 kW to 199.99 kW | South of Lugo | 2018 | January Monthly Peak | 1 | 13.0633 | 12.5904 | 12.3232 | 12.336 | 12.6711 | 14.0556 | 16.5723 | 18.3794 | 20.6633 | 22.4018 | 23.3175 | 23.8196 | 24.2067 | 24.5748 | 24.6941 | 23.9252 | 22.8795 | 22.7291 | 21.2704 | 20.0535 | 19.0379 | 17.859 | 16.0978 | 14.6012 | 0 | 0 | 0 | 0 | 0 | 0 | 0 | 0 | 0 | 0 | 0 | 0 | 0 | 0 | 0.37041 | 0.35888 | 0.34319 | 0.34094 | 0 | 0 | 0 | 0 | 0 | 0 | 56.7557 | 56.0021 | 55.6233 | 55.3178 | 54.3143 | 54.2053 | 55.0615 | 55.3031 | 55.9543 | 57.1194 | 58.5666 | 59.0635 | 60.1284 | 61.0858 | 61.6853 | 61.3579 | 61.7535 | 61.5043 | 60.2386 | 59.108 | 58.5702 | 58.1927 | 57.292 | 56.1867 | 0.31608 | 0.29679 | 0.26619 | 0.26121 | 0.28316 | 0.36329 | 0.48538 | 0.60564 | 0.68484 | 0.73347 | 0.7457 | 0.77881 | 0.83016 | 0.9154 | 0.97297 | 0.9984 | 0.98274 | 0.87953 | 0.73037 | 0.57094 | 0.51023 | 0.45007 | 0.35738 | 0.29294
Portfolio Adjusted1-in-2Size: 20 kW to 199.99 kWSouth of Lugo2018February Monthly Peak | Portfolio Adjusted | 1-in-2 | Size: 20 kW to 199.99 kW | South of Lugo | 2018 | February Monthly Peak | 2 | 13.2707 | 12.7111 | 12.2762 | 12.3154 | 12.6575 | 14.1416 | 16.5016 | 18.5424 | 21.0238 | 22.8532 | 23.8361 | 24.2627 | 24.5461 | 24.7082 | 24.8728 | 24.3366 | 23.5226 | 22.6934 | 21.732 | 20.4187 | 19.3473 | 18.1256 | 16.3249 | 14.8339 | 0 | 0 | 0 | 0 | 0 | 0 | 0 | 0 | 0 | 0 | 0 | 0 | 0 | 0 | 0.37309 | 0.36505 | 0.35284 | 0.3404 | 0 | 0 | 0 | 0 | 0 | 0 | 52.3059 | 51.5655 | 51.1901 | 50.7566 | 50.3538 | 49.9304 | 49.5211 | 49.6964 | 51.1459 | 54.8509 | 59.1594 | 63.2935 | 64.9494 | 65.844 | 65.8624 | 64.681 | 64.0031 | 63.6646 | 61.0838 | 59.1084 | 58.3288 | 57.3378 | 56.2872 | 55.0287 | 0.31691 | 0.29757 | 0.26688 | 0.26189 | 0.28391 | 0.36425 | 0.48666 | 0.60723 | 0.68663 | 0.73539 | 0.74765 | 0.78086 | 0.83234 | 0.9178 | 0.97553 | 1.001 | 0.98532 | 0.88184 | 0.73229 | 0.57244 | 0.51157 | 0.45125 | 0.35832 | 0.2937
Portfolio Adjusted1-in-2Size: 20 kW to 199.99 kWSouth of Lugo2018March Monthly Peak | Portfolio Adjusted | 1-in-2 | Size: 20 kW to 199.99 kW | South of Lugo | 2018 | March Monthly Peak | 3 | 13.5048 | 12.7339 | 12.3713 | 12.316 | 12.6634 | 14.0538 | 16.4003 | 18.3665 | 20.7671 | 22.6523 | 23.6673 | 24.1114 | 24.463 | 24.6557 | 24.9133 | 24.5276 | 23.5582 | 22.3207 | 20.9568 | 20.8944 | 19.7834 | 18.5247 | 16.783 | 15.0882 | 0 | 0 | 0 | 0 | 0 | 0 | 0 | 0 | 0 | 0 | 0 | 0 | 0 | 0 | 0.3737 | 0.36791 | 0.35337 | 0.33481 | 0 | 0 | 0 | 0 | 0 | 0 | 54.3717 | 53.2281 | 52.6875 | 52.6956 | 52.3073 | 51.8114 | 51.4194 | 51.8041 | 53.2343 | 54.8049 | 57.1233 | 59.8994 | 62.3259 | 64.2475 | 65.0798 | 65.4313 | 64.6769 | 63.5031 | 60.7295 | 58.5399 | 57.7484 | 56.8038 | 55.5622 | 54.045 | 0.31756 | 0.29817 | 0.26743 | 0.26243 | 0.28449 | 0.36499 | 0.48765 | 0.60848 | 0.68804 | 0.7369 | 0.74918 | 0.78246 | 0.83404 | 0.91968 | 0.97752 | 1.0031 | 0.98734 | 0.88365 | 0.73379 | 0.57361 | 0.51262 | 0.45218 | 0.35905 | 0.29431
Portfolio Adjusted1-in-2Size: 20 kW to 199.99 kWSouth of Lugo2018April Monthly Peak | Portfolio Adjusted | 1-in-2 | Size: 20 kW to 199.99 kW | South of Lugo | 2018 | April Monthly Peak | 4 | 13.3594 | 12.5553 | 12.1723 | 12.1622 | 12.392 | 13.6734 | 15.5278 | 17.5267 | 20.3608 | 22.8838 | 24.5616 | 25.7773 | 26.6917 | 27.2605 | 27.7031 | 27.4698 | 26.2424 | 24.1271 | 21.8006 | 21.2699 | 20.3775 | 18.8968 | 16.8668 | 14.9629 | 0 | 0 | 0 | 0 | 0 | 0 | 0 | 0 | 0 | 0 | 0 | 0 | 0 | 0 | 0.41555 | 0.41205 | 0.39364 | 0.36191 | 0 | 0 | 0 | 0 | 0 | 0 | 60.8239 | 60.3151 | 59.7144 | 59.3151 | 58.5201 | 57.9855 | 57.6972 | 57.7718 | 59.393 | 62.5677 | 66.4718 | 70.2495 | 73.2382 | 73.9539 | 73.7332 | 73.082 | 71.5835 | 70.3511 | 69.0484 | 67.4313 | 64.9425 | 64.5882 | 63.4805 | 61.5166 | 0.31579 | 0.29651 | 0.26593 | 0.26096 | 0.2829 | 0.36295 | 0.48492 | 0.60507 | 0.68419 | 0.73277 | 0.74499 | 0.77808 | 0.82937 | 0.91453 | 0.97206 | 0.99746 | 0.98181 | 0.8787 | 0.72968 | 0.5704 | 0.50975 | 0.44965 | 0.35704 | 0.29266
Portfolio Adjusted1-in-2Size: 20 kW to 199.99 kWSouth of Lugo2018May Monthly Peak | Portfolio Adjusted | 1-in-2 | Size: 20 kW to 199.99 kW | South of Lugo | 2018 | May Monthly Peak | 5 | 13.6526 | 12.8447 | 12.4152 | 12.4421 | 12.6768 | 13.899 | 15.6274 | 18.2493 | 21.475 | 24.3804 | 26.2774 | 27.5515 | 28.117 | 28.5944 | 28.9752 | 28.6028 | 27.3489 | 24.9149 | 22.5994 | 21.3804 | 20.807 | 19.2426 | 17.1546 | 15.1453 | 0 | 0 | 0 | 0 | 0 | 0 | 0 | 0 | 0 | 0 | 0 | 0 | 0 | 0 | 0.43463 | 0.42904 | 0.41023 | 0.37372 | 0 | 0 | 0 | 0 | 0 | 0 | 62.8012 | 61.9007 | 61.0266 | 60.6401 | 60.3959 | 59.743 | 59.7189 | 60.3359 | 62.3958 | 65.0649 | 68.4649 | 71.9433 | 74.3983 | 74.7455 | 74.5282 | 74.6587 | 75.3653 | 75.3901 | 74.1775 | 71.712 | 68.1525 | 65.5302 | 64.7553 | 64.0301 | 0.31689 | 0.29755 | 0.26687 | 0.26188 | 0.28389 | 0.36422 | 0.48662 | 0.60719 | 0.68659 | 0.73534 | 0.7476 | 0.78081 | 0.83228 | 0.91774 | 0.97546 | 1.001 | 0.98526 | 0.88178 | 0.73224 | 0.5724 | 0.51154 | 0.45122 | 0.3583 | 0.29368
Portfolio Adjusted1-in-2Size: 20 kW to 199.99 kWSouth of Lugo2018June Monthly Peak | Portfolio Adjusted | 1-in-2 | Size: 20 kW to 199.99 kW | South of Lugo | 2018 | June Monthly Peak | 6 | 13.8949 | 13.1205 | 12.7185 | 12.7714 | 13.0915 | 14.274 | 16.1088 | 19.0841 | 22.3669 | 25.5685 | 27.6315 | 29.1318 | 29.9945 | 30.625 | 30.9573 | 30.7219 | 29.3792 | 26.7667 | 23.8597 | 22.0743 | 21.4736 | 19.8825 | 17.6479 | 15.5186 | 0 | 0 | 0 | 0 | 0 | 0 | 0 | 0 | 0 | 0 | 0 | 0 | 0 | 0 | 0.46436 | 0.46083 | 0.44069 | 0.4015 | 0 | 0 | 0 | 0 | 0 | 0 | 64.8831 | 64.3149 | 63.5293 | 63.1265 | 62.8973 | 62.6759 | 62.4749 | 62.8667 | 65 | 68.359 | 71.2742 | 73.5004 | 74.1869 | 74.8972 | 75.1806 | 76.3311 | 77.6381 | 77.939 | 77.6874 | 75.1121 | 72.0595 | 68.5942 | 66.725 | 66.141 | 0.31577 | 0.29649 | 0.26592 | 0.26095 | 0.28288 | 0.36293 | 0.4849 | 0.60504 | 0.68415 | 0.73274 | 0.74495 | 0.77804 | 0.82933 | 0.91449 | 0.972 | 0.99741 | 0.98176 | 0.87866 | 0.72964 | 0.57037 | 0.50972 | 0.44962 | 0.35703 | 0.29264
Portfolio Adjusted1-in-2Size: 20 kW to 199.99 kWSouth of Lugo2018July Monthly Peak | Portfolio Adjusted | 1-in-2 | Size: 20 kW to 199.99 kW | South of Lugo | 2018 | July Monthly Peak | 7 | 14.5651 | 13.8605 | 13.4622 | 13.4319 | 13.6835 | 15.1308 | 17.3954 | 20.7064 | 24.2538 | 27.7492 | 30.0921 | 31.6248 | 32.2954 | 32.8517 | 32.987 | 32.7732 | 31.3447 | 28.5395 | 25.3463 | 23.4222 | 22.6828 | 21.009 | 18.4965 | 16.2774 | 0 | 0 | 0 | 0 | 0 | 0 | 0 | 0 | 0 | 0 | 0 | 0 | 0 | 0 | 0.49481 | 0.4916 | 0.47017 | 0.42809 | 0 | 0 | 0 | 0 | 0 | 0 | 65.2973 | 65.2131 | 65.3516 | 65.5798 | 65.5238 | 65.274 | 65.0985 | 65.4446 | 67.4952 | 70.5086 | 74.3431 | 77.3311 | 78.6804 | 79.4719 | 80.5973 | 81.1151 | 81.9129 | 81.7073 | 80.771 | 78.1834 | 74.3362 | 71.1012 | 69.6436 | 68.7727 | 0.31548 | 0.29622 | 0.26568 | 0.26071 | 0.28262 | 0.3626 | 0.48445 | 0.60449 | 0.68353 | 0.73206 | 0.74427 | 0.77733 | 0.82857 | 0.91365 | 0.97111 | 0.9965 | 0.98086 | 0.87785 | 0.72898 | 0.56984 | 0.50925 | 0.44921 | 0.3567 | 0.29238
Portfolio Adjusted1-in-2Size: 20 kW to 199.99 kWSouth of Lugo2018August Monthly Peak | Portfolio Adjusted | 1-in-2 | Size: 20 kW to 199.99 kW | South of Lugo | 2018 | August Monthly Peak | 8 | 15.1179 | 14.3836 | 13.8897 | 13.8124 | 14.1446 | 15.8715 | 18.1741 | 21.5205 | 25.6183 | 29.5326 | 32.4405 | 34.2634 | 35.0917 | 35.6237 | 35.7856 | 35.381 | 33.5767 | 30.624 | 26.914 | 25.3374 | 23.967 | 21.8484 | 19.113 | 16.8162 | 0 | 0 | 0 | 0 | 0 | 0 | 0 | 0 | 0 | 0 | 0 | 0 | 0 | 0 | 0.53678 | 0.53072 | 0.50365 | 0.45936 | 0 | 0 | 0 | 0 | 0 | 0 | 71.7636 | 70.9246 | 70.2305 | 69.1537 | 68.8227 | 68.2933 | 68.0448 | 68.4401 | 70.7949 | 75.5045 | 80.778 | 84.5359 | 85.9576 | 86.6002 | 87.5819 | 87.5214 | 88.7128 | 87.7573 | 86.3423 | 83.6125 | 78.3612 | 75.3486 | 73.9805 | 72.9439 | 0.31692 | 0.29757 | 0.26689 | 0.2619 | 0.28391 | 0.36425 | 0.48666 | 0.60724 | 0.68664 | 0.7354 | 0.74766 | 0.78087 | 0.83235 | 0.91781 | 0.97554 | 1.001 | 0.98533 | 0.88185 | 0.7323 | 0.57244 | 0.51158 | 0.45126 | 0.35832 | 0.29371
Portfolio Adjusted1-in-2Size: 20 kW to 199.99 kWSouth of Lugo2018September Monthly Peak | Portfolio Adjusted | 1-in-2 | Size: 20 kW to 199.99 kW | South of Lugo | 2018 | September Monthly Peak | 9 | 14.8447 | 14.1479 | 13.685 | 13.6829 | 14.0241 | 15.692 | 18.1246 | 20.997 | 24.9091 | 28.4581 | 31.0271 | 32.6491 | 33.4718 | 34.0158 | 34.2604 | 33.7304 | 32.048 | 29.1118 | 25.8168 | 24.9522 | 23.0461 | 21.1623 | 18.6129 | 16.4667 | 0 | 0 | 0 | 0 | 0 | 0 | 0 | 0 | 0 | 0 | 0 | 0 | 0 | 0 | 0.51391 | 0.50596 | 0.48072 | 0.43668 | 0 | 0 | 0 | 0 | 0 | 0 | 68.1574 | 67.4511 | 66.8288 | 65.9453 | 65.4721 | 65.2527 | 65.2009 | 64.9796 | 66.7555 | 70.7052 | 75.1571 | 79.6101 | 83.2218 | 85.0234 | 86.001 | 85.8916 | 85.7495 | 84.5843 | 82.2601 | 79.6995 | 77.1629 | 75.793 | 74.8388 | 73.9375 | 0.31607 | 0.29678 | 0.26618 | 0.2612 | 0.28315 | 0.36328 | 0.48537 | 0.60563 | 0.68481 | 0.73344 | 0.74567 | 0.77879 | 0.83013 | 0.91537 | 0.97295 | 0.99838 | 0.98271 | 0.87951 | 0.73035 | 0.57092 | 0.51021 | 0.45006 | 0.35737 | 0.29293
Portfolio Adjusted1-in-2Size: 20 kW to 199.99 kWSouth of Lugo2018October Monthly Peak | Portfolio Adjusted | 1-in-2 | Size: 20 kW to 199.99 kW | South of Lugo | 2018 | October Monthly Peak | 10 | 14.1415 | 13.522 | 13.0968 | 13.0575 | 13.2576 | 14.6543 | 17.2515 | 19.4803 | 22.8701 | 26.386 | 28.9706 | 30.8046 | 32.0539 | 32.8743 | 33.2386 | 32.7235 | 30.8844 | 27.7581 | 25.6233 | 24.1832 | 22.3039 | 20.3924 | 17.8168 | 15.7405 | 0 | 0 | 0 | 0 | 0 | 0 | 0 | 0 | 0 | 0 | 0 | 0 | 0 | 0 | 0.49858 | 0.49085 | 0.46327 | 0.41637 | 0 | 0 | 0 | 0 | 0 | 0 | 68.182 | 67.6431 | 66.6779 | 65.7541 | 65.275 | 64.002 | 63.5584 | 63.6815 | 65.2221 | 69.7538 | 76.1109 | 81.7751 | 85.2128 | 86.8315 | 88.518 | 87.5535 | 86.0269 | 83.2793 | 81.1486 | 78.6893 | 76.2595 | 74.2711 | 72.6268 | 70.8226 | 0.3156 | 0.29633 | 0.26578 | 0.26081 | 0.28273 | 0.36274 | 0.48464 | 0.60472 | 0.68379 | 0.73235 | 0.74456 | 0.77763 | 0.82889 | 0.914 | 0.97149 | 0.99689 | 0.98125 | 0.8782 | 0.72926 | 0.57007 | 0.50945 | 0.44939 | 0.35684 | 0.29249
Portfolio Adjusted1-in-2Size: 20 kW to 199.99 kWSouth of Lugo2018November Monthly Peak | Portfolio Adjusted | 1-in-2 | Size: 20 kW to 199.99 kW | South of Lugo | 2018 | November Monthly Peak | 11 | 12.9885 | 12.5367 | 12.2093 | 12.2505 | 12.5707 | 13.9976 | 15.6404 | 17.45 | 20.1506 | 22.7732 | 24.4686 | 25.605 | 26.2584 | 26.6637 | 26.7119 | 25.7294 | 24.4744 | 23.8753 | 22.0985 | 20.7385 | 19.4965 | 17.9389 | 16.0217 | 14.4173 | 0 | 0 | 0 | 0 | 0 | 0 | 0 | 0 | 0 | 0 | 0 | 0 | 0 | 0 | 0.40068 | 0.38594 | 0.36712 | 0.35813 | 0 | 0 | 0 | 0 | 0 | 0 | 58.0379 | 56.9122 | 56.1705 | 55.464 | 54.6583 | 54.0649 | 53.5203 | 53.7482 | 57.2645 | 60.42 | 65.9612 | 71.1725 | 75.0408 | 76.3341 | 75.8558 | 75.0303 | 72.346 | 68.4666 | 64.9965 | 63.5655 | 62.5155 | 61.2213 | 60.16 | 59.4675 | 0.31759 | 0.2982 | 0.26746 | 0.26246 | 0.28451 | 0.36503 | 0.4877 | 0.60854 | 0.68811 | 0.73697 | 0.74926 | 0.78253 | 0.83412 | 0.91977 | 0.97762 | 1.0032 | 0.98744 | 0.88374 | 0.73386 | 0.57366 | 0.51267 | 0.45222 | 0.35909 | 0.29433
Portfolio Adjusted1-in-2Size: 20 kW to 199.99 kWSouth of Lugo2018December Monthly Peak | Portfolio Adjusted | 1-in-2 | Size: 20 kW to 199.99 kW | South of Lugo | 2018 | December Monthly Peak | 12 | 13.6192 | 13.1091 | 12.6443 | 12.6613 | 13.124 | 14.6685 | 17.2757 | 19.1283 | 21.483 | 22.9323 | 23.5867 | 23.3589 | 22.997 | 22.7088 | 22.46 | 21.7974 | 21.7117 | 22.2188 | 21.0681 | 20.2922 | 19.3236 | 18.0912 | 16.4171 | 14.967 | 0 | 0 | 0 | 0 | 0 | 0 | 0 | 0 | 0 | 0 | 0 | 0 | 0 | 0 | 0.3369 | 0.32696 | 0.32567 | 0.33328 | 0 | 0 | 0 | 0 | 0 | 0 | 51.3188 | 49.8915 | 47.9163 | 47.0281 | 46.2345 | 45.5436 | 45.5974 | 45.4314 | 46.2048 | 49.4061 | 52.7131 | 54.7935 | 56.1385 | 56.4769 | 57.2992 | 57.3063 | 56.4618 | 55.2588 | 53.957 | 53.3641 | 52.6504 | 51.4454 | 50.5041 | 49.388 | 0.32554 | 0.30566 | 0.27415 | 0.26902 | 0.29163 | 0.37416 | 0.4999 | 0.62376 | 0.70532 | 0.7554 | 0.768 | 0.80211 | 0.85499 | 0.94278 | 1.0021 | 1.0283 | 1.0121 | 0.90584 | 0.75222 | 0.58801 | 0.52549 | 0.46353 | 0.36807 | 0.3017
Portfolio Adjusted1-in-2Size: 20 kW to 199.99 kWSouth of Lugo2018Typical Event Day | Portfolio Adjusted | 1-in-2 | Size: 20 kW to 199.99 kW | South of Lugo | 2018 | Typical Event Day | 8 | 14.7738 | 14.0683 | 13.6139 | 13.544 | 13.8587 | 15.5423 | 17.7498 | 20.7957 | 24.4421 | 28.0096 | 30.6192 | 32.3142 | 33.0864 | 33.6186 | 33.8132 | 33.4396 | 31.7643 | 28.9907 | 25.5948 | 24.2037 | 23.0455 | 21.121 | 18.5459 | 16.3634 | 0 | 0 | 0 | 0 | 0 | 0 | 0 | 0 | 0 | 0 | 0 | 0 | 0 | 0 | 0.5072 | 0.50159 | 0.47646 | 0.43486 | 0 | 0 | 0 | 0 | 0 | 0 | 67.5254 | 66.9759 | 66.4851 | 65.9513 | 65.679 | 65.374 | 65.2048 | 65.4327 | 67.5114 | 71.2693 | 75.3881 | 78.7444 | 80.5117 | 81.4982 | 82.3402 | 82.7148 | 83.5033 | 82.997 | 81.7652 | 79.1519 | 75.48 | 72.7092 | 71.297 | 70.4488 | 0.31575 | 0.29647 | 0.2659 | 0.26093 | 0.28286 | 0.36291 | 0.48487 | 0.605 | 0.68411 | 0.73269 | 0.7449 | 0.77799 | 0.82928 | 0.91443 | 0.97194 | 0.99734 | 0.9817 | 0.8786 | 0.7296 | 0.57033 | 0.50969 | 0.4496 | 0.357 | 0.29262
Portfolio Adjusted1-in-2Size: 20 kW to 199.99 kWSouth of Lugo2019January Monthly Peak | Portfolio Adjusted | 1-in-2 | Size: 20 kW to 199.99 kW | South of Lugo | 2019 | January Monthly Peak | 1 | 13.0633 | 12.5904 | 12.3232 | 12.336 | 12.6711 | 14.0556 | 16.5723 | 18.3794 | 20.6633 | 22.4018 | 23.3175 | 23.8196 | 24.2067 | 24.5748 | 24.6941 | 23.9252 | 22.8795 | 22.7291 | 21.2704 | 20.0535 | 19.0379 | 17.859 | 16.0978 | 14.6012 | 0 | 0 | 0 | 0 | 0 | 0 | 0 | 0 | 0 | 0 | 0 | 0 | 0 | 0 | 0.37041 | 0.35888 | 0.34319 | 0.34094 | 0 | 0 | 0 | 0 | 0 | 0 | 56.7557 | 56.0021 | 55.6233 | 55.3178 | 54.3143 | 54.2053 | 55.0615 | 55.3031 | 55.9543 | 57.1194 | 58.5666 | 59.0635 | 60.1284 | 61.0858 | 61.6853 | 61.3579 | 61.7535 | 61.5042 | 60.2386 | 59.108 | 58.5702 | 58.1927 | 57.292 | 56.1867 | 0.31608 | 0.29679 | 0.26619 | 0.26121 | 0.28316 | 0.36329 | 0.48538 | 0.60564 | 0.68484 | 0.73347 | 0.7457 | 0.77881 | 0.83016 | 0.9154 | 0.97297 | 0.9984 | 0.98274 | 0.87953 | 0.73037 | 0.57094 | 0.51023 | 0.45007 | 0.35738 | 0.29294
Portfolio Adjusted1-in-2Size: 20 kW to 199.99 kWSouth of Lugo2019February Monthly Peak | Portfolio Adjusted | 1-in-2 | Size: 20 kW to 199.99 kW | South of Lugo | 2019 | February Monthly Peak | 2 | 13.2707 | 12.7111 | 12.2762 | 12.3154 | 12.6575 | 14.1416 | 16.5016 | 18.5424 | 21.0238 | 22.8532 | 23.8361 | 24.2627 | 24.5461 | 24.7082 | 24.8728 | 24.3366 | 23.5226 | 22.6934 | 21.732 | 20.4187 | 19.3473 | 18.1256 | 16.3249 | 14.8339 | 0 | 0 | 0 | 0 | 0 | 0 | 0 | 0 | 0 | 0 | 0 | 0 | 0 | 0 | 0.37309 | 0.36505 | 0.35284 | 0.3404 | 0 | 0 | 0 | 0 | 0 | 0 | 52.3059 | 51.5655 | 51.1901 | 50.7566 | 50.3538 | 49.9304 | 49.5211 | 49.6964 | 51.1459 | 54.8509 | 59.1594 | 63.2935 | 64.9494 | 65.844 | 65.8624 | 64.681 | 64.0031 | 63.6646 | 61.0838 | 59.1084 | 58.3288 | 57.3378 | 56.2872 | 55.0287 | 0.31691 | 0.29757 | 0.26688 | 0.26189 | 0.28391 | 0.36425 | 0.48666 | 0.60723 | 0.68663 | 0.73539 | 0.74765 | 0.78086 | 0.83234 | 0.9178 | 0.97553 | 1.001 | 0.98532 | 0.88184 | 0.73229 | 0.57244 | 0.51157 | 0.45125 | 0.35832 | 0.2937
Portfolio Adjusted1-in-2Size: 20 kW to 199.99 kWSouth of Lugo2019March Monthly Peak | Portfolio Adjusted | 1-in-2 | Size: 20 kW to 199.99 kW | South of Lugo | 2019 | March Monthly Peak | 3 | 13.5048 | 12.7339 | 12.3713 | 12.316 | 12.6634 | 14.0538 | 16.4003 | 18.3665 | 20.7671 | 22.6523 | 23.6673 | 24.1114 | 24.463 | 24.6557 | 24.9133 | 24.5276 | 23.5582 | 22.3207 | 20.9568 | 20.8944 | 19.7834 | 18.5247 | 16.783 | 15.0882 | 0 | 0 | 0 | 0 | 0 | 0 | 0 | 0 | 0 | 0 | 0 | 0 | 0 | 0 | 0.3737 | 0.36791 | 0.35337 | 0.33481 | 0 | 0 | 0 | 0 | 0 | 0 | 54.3717 | 53.2281 | 52.6875 | 52.6956 | 52.3073 | 51.8114 | 51.4194 | 51.8041 | 53.2343 | 54.8049 | 57.1233 | 59.8994 | 62.3259 | 64.2475 | 65.0798 | 65.4313 | 64.6769 | 63.5031 | 60.7295 | 58.5399 | 57.7484 | 56.8038 | 55.5622 | 54.045 | 0.31756 | 0.29817 | 0.26743 | 0.26243 | 0.28449 | 0.36499 | 0.48765 | 0.60848 | 0.68804 | 0.7369 | 0.74918 | 0.78246 | 0.83404 | 0.91968 | 0.97752 | 1.0031 | 0.98734 | 0.88365 | 0.73379 | 0.57361 | 0.51262 | 0.45218 | 0.35905 | 0.29431
Portfolio Adjusted1-in-2Size: 20 kW to 199.99 kWSouth of Lugo2019April Monthly Peak | Portfolio Adjusted | 1-in-2 | Size: 20 kW to 199.99 kW | South of Lugo | 2019 | April Monthly Peak | 4 | 13.3594 | 12.5553 | 12.1723 | 12.1622 | 12.392 | 13.6734 | 15.5278 | 17.5267 | 20.3608 | 22.8838 | 24.5616 | 25.7773 | 26.6917 | 27.2605 | 27.7031 | 27.4698 | 26.2424 | 24.1271 | 21.8006 | 21.2699 | 20.3775 | 18.8968 | 16.8668 | 14.9629 | 0 | 0 | 0 | 0 | 0 | 0 | 0 | 0 | 0 | 0 | 0 | 0 | 0 | 0 | 0.41555 | 0.41205 | 0.39364 | 0.36191 | 0 | 0 | 0 | 0 | 0 | 0 | 60.8239 | 60.3151 | 59.7144 | 59.3151 | 58.5201 | 57.9855 | 57.6972 | 57.7718 | 59.393 | 62.5677 | 66.4718 | 70.2495 | 73.2382 | 73.9539 | 73.7332 | 73.082 | 71.5835 | 70.3511 | 69.0483 | 67.4313 | 64.9425 | 64.5882 | 63.4805 | 61.5166 | 0.31579 | 0.29651 | 0.26593 | 0.26096 | 0.2829 | 0.36295 | 0.48492 | 0.60507 | 0.68419 | 0.73277 | 0.74499 | 0.77808 | 0.82937 | 0.91453 | 0.97206 | 0.99746 | 0.98181 | 0.8787 | 0.72968 | 0.5704 | 0.50975 | 0.44965 | 0.35704 | 0.29266
Portfolio Adjusted1-in-2Size: 20 kW to 199.99 kWSouth of Lugo2019May Monthly Peak | Portfolio Adjusted | 1-in-2 | Size: 20 kW to 199.99 kW | South of Lugo | 2019 | May Monthly Peak | 5 | 13.6526 | 12.8447 | 12.4152 | 12.4421 | 12.6768 | 13.899 | 15.6274 | 18.2493 | 21.475 | 24.3804 | 26.2774 | 27.5515 | 28.117 | 28.5944 | 28.9752 | 28.6028 | 27.3489 | 24.9149 | 22.5994 | 21.3804 | 20.807 | 19.2426 | 17.1546 | 15.1453 | 0 | 0 | 0 | 0 | 0 | 0 | 0 | 0 | 0 | 0 | 0 | 0 | 0 | 0 | 0.43463 | 0.42904 | 0.41023 | 0.37372 | 0 | 0 | 0 | 0 | 0 | 0 | 62.8012 | 61.9007 | 61.0266 | 60.6401 | 60.3959 | 59.743 | 59.7189 | 60.3359 | 62.3958 | 65.0649 | 68.4649 | 71.9433 | 74.3983 | 74.7455 | 74.5282 | 74.6587 | 75.3653 | 75.3901 | 74.1775 | 71.712 | 68.1525 | 65.5302 | 64.7553 | 64.0301 | 0.31689 | 0.29755 | 0.26687 | 0.26188 | 0.28389 | 0.36422 | 0.48662 | 0.60719 | 0.68659 | 0.73534 | 0.7476 | 0.78081 | 0.83228 | 0.91774 | 0.97546 | 1.001 | 0.98526 | 0.88178 | 0.73224 | 0.5724 | 0.51154 | 0.45122 | 0.3583 | 0.29368
Portfolio Adjusted1-in-2Size: 20 kW to 199.99 kWSouth of Lugo2019June Monthly Peak | Portfolio Adjusted | 1-in-2 | Size: 20 kW to 199.99 kW | South of Lugo | 2019 | June Monthly Peak | 6 | 13.8949 | 13.1205 | 12.7185 | 12.7714 | 13.0915 | 14.274 | 16.1088 | 19.0841 | 22.3669 | 25.5685 | 27.6315 | 29.1318 | 29.9945 | 30.625 | 30.9573 | 30.7219 | 29.3792 | 26.7667 | 23.8597 | 22.0743 | 21.4736 | 19.8825 | 17.6479 | 15.5186 | 0 | 0 | 0 | 0 | 0 | 0 | 0 | 0 | 0 | 0 | 0 | 0 | 0 | 0 | 0.46436 | 0.46083 | 0.44069 | 0.4015 | 0 | 0 | 0 | 0 | 0 | 0 | 64.8831 | 64.3149 | 63.5294 | 63.1265 | 62.8973 | 62.6759 | 62.4749 | 62.8667 | 65 | 68.359 | 71.2742 | 73.5004 | 74.1869 | 74.8972 | 75.1806 | 76.3311 | 77.6381 | 77.939 | 77.6874 | 75.1121 | 72.0595 | 68.5942 | 66.725 | 66.141 | 0.31577 | 0.29649 | 0.26592 | 0.26095 | 0.28288 | 0.36293 | 0.4849 | 0.60504 | 0.68415 | 0.73274 | 0.74495 | 0.77804 | 0.82933 | 0.91449 | 0.972 | 0.99741 | 0.98176 | 0.87866 | 0.72964 | 0.57037 | 0.50972 | 0.44962 | 0.35703 | 0.29264
Portfolio Adjusted1-in-2Size: 20 kW to 199.99 kWSouth of Lugo2019July Monthly Peak | Portfolio Adjusted | 1-in-2 | Size: 20 kW to 199.99 kW | South of Lugo | 2019 | July Monthly Peak | 7 | 14.5651 | 13.8605 | 13.4622 | 13.4319 | 13.6835 | 15.1308 | 17.3954 | 20.7064 | 24.2538 | 27.7492 | 30.0921 | 31.6248 | 32.2954 | 32.8517 | 32.987 | 32.7732 | 31.3447 | 28.5395 | 25.3463 | 23.4222 | 22.6828 | 21.009 | 18.4965 | 16.2774 | 0 | 0 | 0 | 0 | 0 | 0 | 0 | 0 | 0 | 0 | 0 | 0 | 0 | 0 | 0.49481 | 0.4916 | 0.47017 | 0.42809 | 0 | 0 | 0 | 0 | 0 | 0 | 65.2973 | 65.2131 | 65.3516 | 65.5798 | 65.5238 | 65.274 | 65.0985 | 65.4446 | 67.4952 | 70.5086 | 74.3431 | 77.3311 | 78.6804 | 79.4719 | 80.5973 | 81.1151 | 81.9129 | 81.7073 | 80.771 | 78.1834 | 74.3362 | 71.1012 | 69.6436 | 68.7727 | 0.31548 | 0.29622 | 0.26568 | 0.26071 | 0.28262 | 0.3626 | 0.48445 | 0.60449 | 0.68353 | 0.73206 | 0.74427 | 0.77733 | 0.82857 | 0.91365 | 0.97111 | 0.9965 | 0.98086 | 0.87785 | 0.72898 | 0.56984 | 0.50925 | 0.44921 | 0.3567 | 0.29238
Portfolio Adjusted1-in-2Size: 20 kW to 199.99 kWSouth of Lugo2019August Monthly Peak | Portfolio Adjusted | 1-in-2 | Size: 20 kW to 199.99 kW | South of Lugo | 2019 | August Monthly Peak | 8 | 15.1179 | 14.3836 | 13.8897 | 13.8124 | 14.1446 | 15.8715 | 18.1741 | 21.5205 | 25.6183 | 29.5326 | 32.4405 | 34.2634 | 35.0917 | 35.6237 | 35.7856 | 35.381 | 33.5767 | 30.624 | 26.914 | 25.3374 | 23.967 | 21.8484 | 19.113 | 16.8162 | 0 | 0 | 0 | 0 | 0 | 0 | 0 | 0 | 0 | 0 | 0 | 0 | 0 | 0 | 0.53678 | 0.53072 | 0.50365 | 0.45936 | 0 | 0 | 0 | 0 | 0 | 0 | 71.7636 | 70.9246 | 70.2305 | 69.1537 | 68.8227 | 68.2933 | 68.0448 | 68.4401 | 70.7949 | 75.5045 | 80.778 | 84.5359 | 85.9576 | 86.6002 | 87.5819 | 87.5214 | 88.7128 | 87.7573 | 86.3423 | 83.6125 | 78.3612 | 75.3486 | 73.9805 | 72.9439 | 0.31692 | 0.29757 | 0.26689 | 0.2619 | 0.28391 | 0.36425 | 0.48666 | 0.60724 | 0.68664 | 0.7354 | 0.74766 | 0.78087 | 0.83235 | 0.91781 | 0.97554 | 1.001 | 0.98533 | 0.88185 | 0.7323 | 0.57244 | 0.51158 | 0.45126 | 0.35832 | 0.29371
Portfolio Adjusted1-in-2Size: 20 kW to 199.99 kWSouth of Lugo2019September Monthly Peak | Portfolio Adjusted | 1-in-2 | Size: 20 kW to 199.99 kW | South of Lugo | 2019 | September Monthly Peak | 9 | 14.8447 | 14.1479 | 13.685 | 13.6829 | 14.0241 | 15.692 | 18.1246 | 20.997 | 24.9091 | 28.4581 | 31.0271 | 32.6491 | 33.4718 | 34.0158 | 34.2604 | 33.7304 | 32.048 | 29.1118 | 25.8168 | 24.9522 | 23.0461 | 21.1623 | 18.6129 | 16.4667 | 0 | 0 | 0 | 0 | 0 | 0 | 0 | 0 | 0 | 0 | 0 | 0 | 0 | 0 | 0.51391 | 0.50596 | 0.48072 | 0.43668 | 0 | 0 | 0 | 0 | 0 | 0 | 68.1574 | 67.4511 | 66.8288 | 65.9453 | 65.4721 | 65.2527 | 65.2009 | 64.9796 | 66.7555 | 70.7052 | 75.1571 | 79.6101 | 83.2218 | 85.0234 | 86.001 | 85.8916 | 85.7495 | 84.5843 | 82.2601 | 79.6995 | 77.1629 | 75.793 | 74.8388 | 73.9375 | 0.31607 | 0.29678 | 0.26618 | 0.2612 | 0.28315 | 0.36328 | 0.48537 | 0.60563 | 0.68481 | 0.73344 | 0.74567 | 0.77879 | 0.83013 | 0.91537 | 0.97295 | 0.99838 | 0.98271 | 0.87951 | 0.73035 | 0.57092 | 0.51021 | 0.45006 | 0.35737 | 0.29293
Portfolio Adjusted1-in-2Size: 20 kW to 199.99 kWSouth of Lugo2019October Monthly Peak | Portfolio Adjusted | 1-in-2 | Size: 20 kW to 199.99 kW | South of Lugo | 2019 | October Monthly Peak | 10 | 14.1415 | 13.522 | 13.0968 | 13.0575 | 13.2576 | 14.6543 | 17.2515 | 19.4803 | 22.8701 | 26.386 | 28.9706 | 30.8046 | 32.0539 | 32.8743 | 33.2386 | 32.7235 | 30.8843 | 27.7581 | 25.6233 | 24.1832 | 22.3039 | 20.3924 | 17.8168 | 15.7405 | 0 | 0 | 0 | 0 | 0 | 0 | 0 | 0 | 0 | 0 | 0 | 0 | 0 | 0 | 0.49858 | 0.49085 | 0.46327 | 0.41637 | 0 | 0 | 0 | 0 | 0 | 0 | 68.182 | 67.6431 | 66.6779 | 65.7541 | 65.275 | 64.002 | 63.5584 | 63.6815 | 65.2221 | 69.7538 | 76.1109 | 81.7751 | 85.2128 | 86.8315 | 88.518 | 87.5535 | 86.0269 | 83.2793 | 81.1486 | 78.6893 | 76.2595 | 74.2711 | 72.6268 | 70.8226 | 0.3156 | 0.29633 | 0.26578 | 0.26081 | 0.28273 | 0.36274 | 0.48464 | 0.60472 | 0.68379 | 0.73235 | 0.74456 | 0.77763 | 0.82889 | 0.914 | 0.97149 | 0.99689 | 0.98125 | 0.8782 | 0.72926 | 0.57007 | 0.50945 | 0.44939 | 0.35684 | 0.29249
Portfolio Adjusted1-in-2Size: 20 kW to 199.99 kWSouth of Lugo2019November Monthly Peak | Portfolio Adjusted | 1-in-2 | Size: 20 kW to 199.99 kW | South of Lugo | 2019 | November Monthly Peak | 11 | 12.9885 | 12.5367 | 12.2093 | 12.2505 | 12.5707 | 13.9976 | 15.6404 | 17.45 | 20.1506 | 22.7732 | 24.4686 | 25.605 | 26.2584 | 26.6637 | 26.7119 | 25.7294 | 24.4744 | 23.8753 | 22.0985 | 20.7385 | 19.4965 | 17.9389 | 16.0217 | 14.4173 | 0 | 0 | 0 | 0 | 0 | 0 | 0 | 0 | 0 | 0 | 0 | 0 | 0 | 0 | 0.40068 | 0.38594 | 0.36712 | 0.35813 | 0 | 0 | 0 | 0 | 0 | 0 | 58.0379 | 56.9122 | 56.1705 | 55.464 | 54.6583 | 54.0649 | 53.5203 | 53.7482 | 57.2645 | 60.42 | 65.9612 | 71.1725 | 75.0408 | 76.3341 | 75.8558 | 75.0303 | 72.346 | 68.4666 | 64.9965 | 63.5655 | 62.5155 | 61.2213 | 60.16 | 59.4675 | 0.31759 | 0.2982 | 0.26746 | 0.26246 | 0.28451 | 0.36503 | 0.4877 | 0.60854 | 0.68811 | 0.73697 | 0.74926 | 0.78253 | 0.83412 | 0.91977 | 0.97762 | 1.0032 | 0.98744 | 0.88373 | 0.73386 | 0.57366 | 0.51267 | 0.45222 | 0.35909 | 0.29433
Portfolio Adjusted1-in-2Size: 20 kW to 199.99 kWSouth of Lugo2019December Monthly Peak | Portfolio Adjusted | 1-in-2 | Size: 20 kW to 199.99 kW | South of Lugo | 2019 | December Monthly Peak | 12 | 13.6192 | 13.1091 | 12.6443 | 12.6613 | 13.124 | 14.6685 | 17.2757 | 19.1283 | 21.483 | 22.9323 | 23.5867 | 23.3589 | 22.997 | 22.7088 | 22.46 | 21.7974 | 21.7117 | 22.2188 | 21.0681 | 20.2922 | 19.3236 | 18.0912 | 16.4171 | 14.967 | 0 | 0 | 0 | 0 | 0 | 0 | 0 | 0 | 0 | 0 | 0 | 0 | 0 | 0 | 0.3369 | 0.32696 | 0.32567 | 0.33328 | 0 | 0 | 0 | 0 | 0 | 0 | 51.3188 | 49.8915 | 47.9163 | 47.0281 | 46.2345 | 45.5436 | 45.5974 | 45.4314 | 46.2048 | 49.4061 | 52.7131 | 54.7935 | 56.1385 | 56.4769 | 57.2992 | 57.3063 | 56.4618 | 55.2588 | 53.957 | 53.3641 | 52.6504 | 51.4454 | 50.5041 | 49.388 | 0.32554 | 0.30566 | 0.27415 | 0.26902 | 0.29163 | 0.37416 | 0.4999 | 0.62376 | 0.70532 | 0.7554 | 0.768 | 0.80211 | 0.85499 | 0.94278 | 1.0021 | 1.0283 | 1.0121 | 0.90584 | 0.75222 | 0.58801 | 0.52549 | 0.46353 | 0.36807 | 0.3017
Portfolio Adjusted1-in-2Size: 20 kW to 199.99 kWSouth of Lugo2019Typical Event Day | Portfolio Adjusted | 1-in-2 | Size: 20 kW to 199.99 kW | South of Lugo | 2019 | Typical Event Day | 8 | 14.7738 | 14.0683 | 13.6139 | 13.544 | 13.8587 | 15.5423 | 17.7498 | 20.7957 | 24.4421 | 28.0096 | 30.6192 | 32.3142 | 33.0864 | 33.6186 | 33.8132 | 33.4396 | 31.7643 | 28.9907 | 25.5948 | 24.2037 | 23.0455 | 21.121 | 18.5459 | 16.3634 | 0 | 0 | 0 | 0 | 0 | 0 | 0 | 0 | 0 | 0 | 0 | 0 | 0 | 0 | 0.5072 | 0.50159 | 0.47646 | 0.43486 | 0 | 0 | 0 | 0 | 0 | 0 | 67.5254 | 66.9759 | 66.4851 | 65.9513 | 65.679 | 65.374 | 65.2048 | 65.4327 | 67.5114 | 71.2693 | 75.3881 | 78.7444 | 80.5117 | 81.4982 | 82.3402 | 82.7148 | 83.5033 | 82.997 | 81.7652 | 79.1519 | 75.48 | 72.7092 | 71.297 | 70.4488 | 0.31575 | 0.29647 | 0.2659 | 0.26093 | 0.28286 | 0.36291 | 0.48487 | 0.605 | 0.68411 | 0.73269 | 0.7449 | 0.77799 | 0.82928 | 0.91443 | 0.97194 | 0.99734 | 0.9817 | 0.8786 | 0.7296 | 0.57033 | 0.50969 | 0.4496 | 0.357 | 0.29262
Portfolio Adjusted1-in-2Size: 20 kW to 199.99 kWSouth of Lugo2020January Monthly Peak | Portfolio Adjusted | 1-in-2 | Size: 20 kW to 199.99 kW | South of Lugo | 2020 | January Monthly Peak | 1 | 13.0633 | 12.5904 | 12.3232 | 12.336 | 12.6711 | 14.0556 | 16.5723 | 18.3794 | 20.6633 | 22.4018 | 23.3175 | 23.8196 | 24.2067 | 24.5748 | 24.6941 | 23.9252 | 22.8795 | 22.7291 | 21.2704 | 20.0535 | 19.0379 | 17.859 | 16.0978 | 14.6012 | 0 | 0 | 0 | 0 | 0 | 0 | 0 | 0 | 0 | 0 | 0 | 0 | 0 | 0 | 0.37041 | 0.35888 | 0.34319 | 0.34094 | 0 | 0 | 0 | 0 | 0 | 0 | 56.7557 | 56.0021 | 55.6233 | 55.3178 | 54.3143 | 54.2053 | 55.0615 | 55.3031 | 55.9543 | 57.1194 | 58.5666 | 59.0635 | 60.1284 | 61.0858 | 61.6853 | 61.3579 | 61.7535 | 61.5042 | 60.2386 | 59.108 | 58.5702 | 58.1927 | 57.292 | 56.1867 | 0.31608 | 0.29679 | 0.26619 | 0.26121 | 0.28316 | 0.36329 | 0.48538 | 0.60564 | 0.68484 | 0.73347 | 0.7457 | 0.77881 | 0.83016 | 0.9154 | 0.97297 | 0.99841 | 0.98274 | 0.87953 | 0.73037 | 0.57094 | 0.51023 | 0.45007 | 0.35738 | 0.29294
Portfolio Adjusted1-in-2Size: 20 kW to 199.99 kWSouth of Lugo2020February Monthly Peak | Portfolio Adjusted | 1-in-2 | Size: 20 kW to 199.99 kW | South of Lugo | 2020 | February Monthly Peak | 2 | 13.2707 | 12.7111 | 12.2762 | 12.3154 | 12.6575 | 14.1416 | 16.5016 | 18.5424 | 21.0238 | 22.8532 | 23.8361 | 24.2627 | 24.5461 | 24.7082 | 24.8728 | 24.3366 | 23.5226 | 22.6934 | 21.732 | 20.4187 | 19.3473 | 18.1256 | 16.3249 | 14.8339 | 0 | 0 | 0 | 0 | 0 | 0 | 0 | 0 | 0 | 0 | 0 | 0 | 0 | 0 | 0.37309 | 0.36505 | 0.35284 | 0.3404 | 0 | 0 | 0 | 0 | 0 | 0 | 52.3059 | 51.5655 | 51.1901 | 50.7566 | 50.3538 | 49.9304 | 49.5211 | 49.6964 | 51.1459 | 54.8509 | 59.1594 | 63.2935 | 64.9494 | 65.844 | 65.8624 | 64.681 | 64.0031 | 63.6646 | 61.0838 | 59.1084 | 58.3288 | 57.3378 | 56.2872 | 55.0287 | 0.31691 | 0.29757 | 0.26688 | 0.26189 | 0.28391 | 0.36425 | 0.48666 | 0.60723 | 0.68663 | 0.73539 | 0.74765 | 0.78086 | 0.83234 | 0.9178 | 0.97553 | 1.001 | 0.98532 | 0.88184 | 0.73229 | 0.57244 | 0.51157 | 0.45125 | 0.35832 | 0.2937
Portfolio Adjusted1-in-2Size: 20 kW to 199.99 kWSouth of Lugo2020March Monthly Peak | Portfolio Adjusted | 1-in-2 | Size: 20 kW to 199.99 kW | South of Lugo | 2020 | March Monthly Peak | 3 | 13.5048 | 12.7339 | 12.3713 | 12.316 | 12.6634 | 14.0538 | 16.4003 | 18.3665 | 20.7671 | 22.6523 | 23.6673 | 24.1114 | 24.463 | 24.6557 | 24.9133 | 24.5276 | 23.5582 | 22.3207 | 20.9568 | 20.8944 | 19.7834 | 18.5247 | 16.783 | 15.0882 | 0 | 0 | 0 | 0 | 0 | 0 | 0 | 0 | 0 | 0 | 0 | 0 | 0 | 0 | 0.3737 | 0.36791 | 0.35337 | 0.33481 | 0 | 0 | 0 | 0 | 0 | 0 | 54.3717 | 53.2281 | 52.6875 | 52.6956 | 52.3073 | 51.8114 | 51.4194 | 51.8041 | 53.2343 | 54.8049 | 57.1233 | 59.8994 | 62.3259 | 64.2475 | 65.0798 | 65.4313 | 64.6769 | 63.5031 | 60.7295 | 58.5399 | 57.7484 | 56.8038 | 55.5622 | 54.045 | 0.31756 | 0.29817 | 0.26743 | 0.26243 | 0.28449 | 0.36499 | 0.48765 | 0.60848 | 0.68804 | 0.7369 | 0.74918 | 0.78246 | 0.83404 | 0.91968 | 0.97752 | 1.0031 | 0.98734 | 0.88365 | 0.73379 | 0.57361 | 0.51262 | 0.45218 | 0.35905 | 0.29431
Portfolio Adjusted1-in-2Size: 20 kW to 199.99 kWSouth of Lugo2020April Monthly Peak | Portfolio Adjusted | 1-in-2 | Size: 20 kW to 199.99 kW | South of Lugo | 2020 | April Monthly Peak | 4 | 13.3594 | 12.5553 | 12.1723 | 12.1622 | 12.392 | 13.6734 | 15.5278 | 17.5267 | 20.3608 | 22.8838 | 24.5616 | 25.7773 | 26.6917 | 27.2605 | 27.7031 | 27.4698 | 26.2424 | 24.1271 | 21.8006 | 21.2699 | 20.3775 | 18.8968 | 16.8668 | 14.9629 | 0 | 0 | 0 | 0 | 0 | 0 | 0 | 0 | 0 | 0 | 0 | 0 | 0 | 0 | 0.41555 | 0.41205 | 0.39364 | 0.36191 | 0 | 0 | 0 | 0 | 0 | 0 | 60.8239 | 60.3151 | 59.7144 | 59.3151 | 58.5201 | 57.9855 | 57.6972 | 57.7718 | 59.393 | 62.5677 | 66.4718 | 70.2495 | 73.2382 | 73.9539 | 73.7332 | 73.082 | 71.5835 | 70.3511 | 69.0484 | 67.4313 | 64.9425 | 64.5882 | 63.4805 | 61.5166 | 0.31579 | 0.29651 | 0.26593 | 0.26096 | 0.28289 | 0.36295 | 0.48492 | 0.60507 | 0.68419 | 0.73277 | 0.74499 | 0.77808 | 0.82937 | 0.91453 | 0.97206 | 0.99746 | 0.98181 | 0.8787 | 0.72968 | 0.5704 | 0.50975 | 0.44965 | 0.35704 | 0.29266
Portfolio Adjusted1-in-2Size: 20 kW to 199.99 kWSouth of Lugo2020May Monthly Peak | Portfolio Adjusted | 1-in-2 | Size: 20 kW to 199.99 kW | South of Lugo | 2020 | May Monthly Peak | 5 | 13.6526 | 12.8447 | 12.4152 | 12.4421 | 12.6768 | 13.899 | 15.6274 | 18.2493 | 21.475 | 24.3804 | 26.2774 | 27.5515 | 28.117 | 28.5944 | 28.9752 | 28.6028 | 27.3489 | 24.9149 | 22.5994 | 21.3804 | 20.807 | 19.2426 | 17.1546 | 15.1453 | 0 | 0 | 0 | 0 | 0 | 0 | 0 | 0 | 0 | 0 | 0 | 0 | 0 | 0 | 0.43463 | 0.42904 | 0.41023 | 0.37372 | 0 | 0 | 0 | 0 | 0 | 0 | 62.8012 | 61.9007 | 61.0266 | 60.6401 | 60.3959 | 59.743 | 59.7189 | 60.3359 | 62.3958 | 65.0649 | 68.4649 | 71.9433 | 74.3983 | 74.7455 | 74.5282 | 74.6587 | 75.3653 | 75.3901 | 74.1775 | 71.712 | 68.1525 | 65.5302 | 64.7553 | 64.0301 | 0.31689 | 0.29755 | 0.26687 | 0.26188 | 0.28389 | 0.36422 | 0.48662 | 0.60719 | 0.68659 | 0.73534 | 0.7476 | 0.78081 | 0.83228 | 0.91774 | 0.97546 | 1.001 | 0.98526 | 0.88178 | 0.73224 | 0.5724 | 0.51154 | 0.45122 | 0.3583 | 0.29368
Portfolio Adjusted1-in-2Size: 20 kW to 199.99 kWSouth of Lugo2020June Monthly Peak | Portfolio Adjusted | 1-in-2 | Size: 20 kW to 199.99 kW | South of Lugo | 2020 | June Monthly Peak | 6 | 13.8949 | 13.1205 | 12.7185 | 12.7714 | 13.0915 | 14.274 | 16.1088 | 19.0841 | 22.3669 | 25.5685 | 27.6315 | 29.1318 | 29.9945 | 30.625 | 30.9573 | 30.7219 | 29.3792 | 26.7667 | 23.8597 | 22.0743 | 21.4736 | 19.8825 | 17.6479 | 15.5186 | 0 | 0 | 0 | 0 | 0 | 0 | 0 | 0 | 0 | 0 | 0 | 0 | 0 | 0 | 0.46436 | 0.46083 | 0.44069 | 0.4015 | 0 | 0 | 0 | 0 | 0 | 0 | 64.8831 | 64.3149 | 63.5293 | 63.1266 | 62.8973 | 62.6759 | 62.4749 | 62.8667 | 65 | 68.359 | 71.2742 | 73.5004 | 74.1869 | 74.8972 | 75.1806 | 76.3311 | 77.6381 | 77.939 | 77.6874 | 75.1121 | 72.0595 | 68.5942 | 66.725 | 66.141 | 0.31577 | 0.29649 | 0.26592 | 0.26095 | 0.28288 | 0.36293 | 0.4849 | 0.60504 | 0.68415 | 0.73274 | 0.74495 | 0.77804 | 0.82933 | 0.91449 | 0.972 | 0.99741 | 0.98176 | 0.87866 | 0.72964 | 0.57037 | 0.50972 | 0.44962 | 0.35703 | 0.29264
Portfolio Adjusted1-in-2Size: 20 kW to 199.99 kWSouth of Lugo2020July Monthly Peak | Portfolio Adjusted | 1-in-2 | Size: 20 kW to 199.99 kW | South of Lugo | 2020 | July Monthly Peak | 7 | 14.5651 | 13.8605 | 13.4622 | 13.4319 | 13.6835 | 15.1308 | 17.3954 | 20.7064 | 24.2538 | 27.7492 | 30.0921 | 31.6248 | 32.2954 | 32.8517 | 32.987 | 32.7732 | 31.3447 | 28.5395 | 25.3463 | 23.4222 | 22.6828 | 21.009 | 18.4965 | 16.2774 | 0 | 0 | 0 | 0 | 0 | 0 | 0 | 0 | 0 | 0 | 0 | 0 | 0 | 0 | 0.49481 | 0.4916 | 0.47017 | 0.42809 | 0 | 0 | 0 | 0 | 0 | 0 | 65.2973 | 65.2131 | 65.3516 | 65.5798 | 65.5238 | 65.274 | 65.0985 | 65.4446 | 67.4952 | 70.5086 | 74.3431 | 77.3311 | 78.6804 | 79.4719 | 80.5973 | 81.1151 | 81.9129 | 81.7073 | 80.771 | 78.1834 | 74.3362 | 71.1012 | 69.6436 | 68.7727 | 0.31548 | 0.29622 | 0.26568 | 0.26071 | 0.28262 | 0.3626 | 0.48445 | 0.60449 | 0.68353 | 0.73206 | 0.74427 | 0.77733 | 0.82857 | 0.91365 | 0.97111 | 0.9965 | 0.98086 | 0.87785 | 0.72898 | 0.56984 | 0.50925 | 0.44921 | 0.3567 | 0.29238
Portfolio Adjusted1-in-2Size: 20 kW to 199.99 kWSouth of Lugo2020August Monthly Peak | Portfolio Adjusted | 1-in-2 | Size: 20 kW to 199.99 kW | South of Lugo | 2020 | August Monthly Peak | 8 | 15.1179 | 14.3836 | 13.8897 | 13.8124 | 14.1446 | 15.8715 | 18.1741 | 21.5205 | 25.6183 | 29.5326 | 32.4405 | 34.2634 | 35.0917 | 35.6237 | 35.7856 | 35.381 | 33.5767 | 30.624 | 26.914 | 25.3374 | 23.967 | 21.8484 | 19.113 | 16.8162 | 0 | 0 | 0 | 0 | 0 | 0 | 0 | 0 | 0 | 0 | 0 | 0 | 0 | 0 | 0.53678 | 0.53072 | 0.50365 | 0.45936 | 0 | 0 | 0 | 0 | 0 | 0 | 71.7636 | 70.9246 | 70.2305 | 69.1537 | 68.8227 | 68.2933 | 68.0448 | 68.4401 | 70.7949 | 75.5045 | 80.778 | 84.5359 | 85.9576 | 86.6002 | 87.5819 | 87.5214 | 88.7128 | 87.7573 | 86.3423 | 83.6125 | 78.3612 | 75.3486 | 73.9805 | 72.9439 | 0.31692 | 0.29757 | 0.26689 | 0.2619 | 0.28391 | 0.36425 | 0.48666 | 0.60724 | 0.68664 | 0.7354 | 0.74766 | 0.78087 | 0.83235 | 0.91781 | 0.97554 | 1.001 | 0.98533 | 0.88185 | 0.7323 | 0.57244 | 0.51158 | 0.45126 | 0.35832 | 0.29371
Portfolio Adjusted1-in-2Size: 20 kW to 199.99 kWSouth of Lugo2020September Monthly Peak | Portfolio Adjusted | 1-in-2 | Size: 20 kW to 199.99 kW | South of Lugo | 2020 | September Monthly Peak | 9 | 14.8447 | 14.1479 | 13.685 | 13.6829 | 14.0241 | 15.692 | 18.1246 | 20.997 | 24.9091 | 28.4581 | 31.0271 | 32.6491 | 33.4718 | 34.0158 | 34.2604 | 33.7304 | 32.048 | 29.1118 | 25.8168 | 24.9522 | 23.0461 | 21.1623 | 18.6129 | 16.4667 | 0 | 0 | 0 | 0 | 0 | 0 | 0 | 0 | 0 | 0 | 0 | 0 | 0 | 0 | 0.51391 | 0.50596 | 0.48072 | 0.43668 | 0 | 0 | 0 | 0 | 0 | 0 | 68.1574 | 67.4511 | 66.8288 | 65.9453 | 65.4721 | 65.2527 | 65.2009 | 64.9796 | 66.7555 | 70.7052 | 75.1571 | 79.6101 | 83.2218 | 85.0234 | 86.001 | 85.8916 | 85.7495 | 84.5843 | 82.2601 | 79.6995 | 77.1629 | 75.793 | 74.8388 | 73.9375 | 0.31607 | 0.29678 | 0.26618 | 0.2612 | 0.28315 | 0.36328 | 0.48537 | 0.60563 | 0.68481 | 0.73344 | 0.74567 | 0.77879 | 0.83013 | 0.91537 | 0.97295 | 0.99838 | 0.98271 | 0.87951 | 0.73035 | 0.57092 | 0.51021 | 0.45006 | 0.35737 | 0.29293
Portfolio Adjusted1-in-2Size: 20 kW to 199.99 kWSouth of Lugo2020October Monthly Peak | Portfolio Adjusted | 1-in-2 | Size: 20 kW to 199.99 kW | South of Lugo | 2020 | October Monthly Peak | 10 | 14.1415 | 13.522 | 13.0968 | 13.0575 | 13.2576 | 14.6543 | 17.2515 | 19.4803 | 22.8701 | 26.386 | 28.9706 | 30.8046 | 32.0539 | 32.8743 | 33.2386 | 32.7235 | 30.8844 | 27.7581 | 25.6233 | 24.1832 | 22.3039 | 20.3924 | 17.8168 | 15.7405 | 0 | 0 | 0 | 0 | 0 | 0 | 0 | 0 | 0 | 0 | 0 | 0 | 0 | 0 | 0.49858 | 0.49085 | 0.46327 | 0.41637 | 0 | 0 | 0 | 0 | 0 | 0 | 68.182 | 67.6431 | 66.6779 | 65.7541 | 65.275 | 64.002 | 63.5584 | 63.6815 | 65.2221 | 69.7538 | 76.1109 | 81.7751 | 85.2128 | 86.8315 | 88.518 | 87.5535 | 86.0269 | 83.2793 | 81.1486 | 78.6893 | 76.2595 | 74.2711 | 72.6268 | 70.8226 | 0.3156 | 0.29633 | 0.26578 | 0.26081 | 0.28273 | 0.36274 | 0.48464 | 0.60472 | 0.68379 | 0.73235 | 0.74456 | 0.77763 | 0.82889 | 0.914 | 0.97149 | 0.99689 | 0.98125 | 0.8782 | 0.72926 | 0.57007 | 0.50945 | 0.44939 | 0.35684 | 0.29249
Portfolio Adjusted1-in-2Size: 20 kW to 199.99 kWSouth of Lugo2020November Monthly Peak | Portfolio Adjusted | 1-in-2 | Size: 20 kW to 199.99 kW | South of Lugo | 2020 | November Monthly Peak | 11 | 12.9885 | 12.5367 | 12.2093 | 12.2505 | 12.5707 | 13.9976 | 15.6404 | 17.45 | 20.1506 | 22.7732 | 24.4686 | 25.605 | 26.2584 | 26.6637 | 26.7119 | 25.7294 | 24.4744 | 23.8753 | 22.0985 | 20.7385 | 19.4965 | 17.9389 | 16.0217 | 14.4173 | 0 | 0 | 0 | 0 | 0 | 0 | 0 | 0 | 0 | 0 | 0 | 0 | 0 | 0 | 0.40068 | 0.38594 | 0.36712 | 0.35813 | 0 | 0 | 0 | 0 | 0 | 0 | 58.0379 | 56.9122 | 56.1705 | 55.464 | 54.6583 | 54.0649 | 53.5203 | 53.7482 | 57.2645 | 60.42 | 65.9612 | 71.1725 | 75.0408 | 76.3342 | 75.8558 | 75.0303 | 72.346 | 68.4666 | 64.9965 | 63.5655 | 62.5155 | 61.2213 | 60.16 | 59.4675 | 0.31759 | 0.2982 | 0.26746 | 0.26246 | 0.28451 | 0.36503 | 0.4877 | 0.60854 | 0.68811 | 0.73697 | 0.74926 | 0.78253 | 0.83412 | 0.91977 | 0.97762 | 1.0032 | 0.98744 | 0.88373 | 0.73386 | 0.57366 | 0.51267 | 0.45222 | 0.35909 | 0.29433
Portfolio Adjusted1-in-2Size: 20 kW to 199.99 kWSouth of Lugo2020December Monthly Peak | Portfolio Adjusted | 1-in-2 | Size: 20 kW to 199.99 kW | South of Lugo | 2020 | December Monthly Peak | 12 | 13.6192 | 13.1091 | 12.6443 | 12.6613 | 13.124 | 14.6685 | 17.2757 | 19.1283 | 21.483 | 22.9323 | 23.5867 | 23.3589 | 22.997 | 22.7088 | 22.46 | 21.7974 | 21.7117 | 22.2188 | 21.0681 | 20.2922 | 19.3236 | 18.0912 | 16.4171 | 14.967 | 0 | 0 | 0 | 0 | 0 | 0 | 0 | 0 | 0 | 0 | 0 | 0 | 0 | 0 | 0.3369 | 0.32696 | 0.32567 | 0.33328 | 0 | 0 | 0 | 0 | 0 | 0 | 51.3188 | 49.8915 | 47.9163 | 47.0281 | 46.2345 | 45.5436 | 45.5974 | 45.4314 | 46.2048 | 49.4061 | 52.7131 | 54.7935 | 56.1385 | 56.4769 | 57.2992 | 57.3063 | 56.4618 | 55.2588 | 53.957 | 53.3641 | 52.6504 | 51.4454 | 50.5041 | 49.388 | 0.32554 | 0.30566 | 0.27415 | 0.26902 | 0.29163 | 0.37416 | 0.4999 | 0.62376 | 0.70532 | 0.7554 | 0.768 | 0.80211 | 0.85499 | 0.94278 | 1.0021 | 1.0283 | 1.0121 | 0.90584 | 0.75222 | 0.58801 | 0.52549 | 0.46353 | 0.36807 | 0.3017
Portfolio Adjusted1-in-2Size: 20 kW to 199.99 kWSouth of Lugo2020Typical Event Day | Portfolio Adjusted | 1-in-2 | Size: 20 kW to 199.99 kW | South of Lugo | 2020 | Typical Event Day | 8 | 14.7738 | 14.0683 | 13.6139 | 13.544 | 13.8587 | 15.5423 | 17.7498 | 20.7957 | 24.4421 | 28.0096 | 30.6192 | 32.3142 | 33.0864 | 33.6186 | 33.8132 | 33.4396 | 31.7643 | 28.9907 | 25.5948 | 24.2037 | 23.0455 | 21.121 | 18.5459 | 16.3634 | 0 | 0 | 0 | 0 | 0 | 0 | 0 | 0 | 0 | 0 | 0 | 0 | 0 | 0 | 0.5072 | 0.50159 | 0.47646 | 0.43486 | 0 | 0 | 0 | 0 | 0 | 0 | 67.5254 | 66.9759 | 66.4851 | 65.9513 | 65.679 | 65.374 | 65.2048 | 65.4327 | 67.5114 | 71.2693 | 75.3881 | 78.7444 | 80.5117 | 81.4982 | 82.3402 | 82.7148 | 83.5033 | 82.997 | 81.7652 | 79.1519 | 75.48 | 72.7092 | 71.297 | 70.4488 | 0.31575 | 0.29647 | 0.2659 | 0.26093 | 0.28286 | 0.36291 | 0.48487 | 0.605 | 0.68411 | 0.73269 | 0.7449 | 0.77799 | 0.82928 | 0.91443 | 0.97194 | 0.99734 | 0.9817 | 0.8786 | 0.7296 | 0.57033 | 0.50969 | 0.4496 | 0.357 | 0.29262
Portfolio Adjusted1-in-2Size: 20 kW to 199.99 kWSouth of Lugo2021January Monthly Peak | Portfolio Adjusted | 1-in-2 | Size: 20 kW to 199.99 kW | South of Lugo | 2021 | January Monthly Peak | 1 | 13.0633 | 12.5904 | 12.3232 | 12.336 | 12.6711 | 14.0556 | 16.5723 | 18.3794 | 20.6633 | 22.4018 | 23.3175 | 23.8196 | 24.2067 | 24.5748 | 24.6941 | 23.9252 | 22.8795 | 22.7291 | 21.2704 | 20.0535 | 19.0379 | 17.859 | 16.0978 | 14.6012 | 0 | 0 | 0 | 0 | 0 | 0 | 0 | 0 | 0 | 0 | 0 | 0 | 0 | 0 | 0.37041 | 0.35888 | 0.34319 | 0.34094 | 0 | 0 | 0 | 0 | 0 | 0 | 56.7557 | 56.0021 | 55.6233 | 55.3178 | 54.3143 | 54.2053 | 55.0615 | 55.3031 | 55.9543 | 57.1194 | 58.5666 | 59.0635 | 60.1284 | 61.0858 | 61.6853 | 61.3579 | 61.7535 | 61.5043 | 60.2386 | 59.108 | 58.5702 | 58.1927 | 57.292 | 56.1867 | 0.31608 | 0.29679 | 0.26619 | 0.26121 | 0.28316 | 0.36329 | 0.48538 | 0.60564 | 0.68484 | 0.73347 | 0.7457 | 0.77881 | 0.83016 | 0.9154 | 0.97297 | 0.9984 | 0.98274 | 0.87953 | 0.73037 | 0.57094 | 0.51023 | 0.45007 | 0.35738 | 0.29294
Portfolio Adjusted1-in-2Size: 20 kW to 199.99 kWSouth of Lugo2021February Monthly Peak | Portfolio Adjusted | 1-in-2 | Size: 20 kW to 199.99 kW | South of Lugo | 2021 | February Monthly Peak | 2 | 13.2707 | 12.7111 | 12.2762 | 12.3154 | 12.6575 | 14.1416 | 16.5016 | 18.5424 | 21.0238 | 22.8532 | 23.8361 | 24.2627 | 24.5461 | 24.7082 | 24.8728 | 24.3366 | 23.5226 | 22.6934 | 21.732 | 20.4187 | 19.3473 | 18.1256 | 16.3249 | 14.8339 | 0 | 0 | 0 | 0 | 0 | 0 | 0 | 0 | 0 | 0 | 0 | 0 | 0 | 0 | 0.37309 | 0.36505 | 0.35284 | 0.3404 | 0 | 0 | 0 | 0 | 0 | 0 | 52.3059 | 51.5655 | 51.1901 | 50.7566 | 50.3538 | 49.9304 | 49.5211 | 49.6964 | 51.1459 | 54.8509 | 59.1594 | 63.2935 | 64.9494 | 65.844 | 65.8624 | 64.681 | 64.0031 | 63.6646 | 61.0838 | 59.1084 | 58.3288 | 57.3378 | 56.2872 | 55.0287 | 0.31691 | 0.29757 | 0.26688 | 0.26189 | 0.28391 | 0.36425 | 0.48666 | 0.60723 | 0.68663 | 0.73539 | 0.74765 | 0.78086 | 0.83234 | 0.9178 | 0.97553 | 1.001 | 0.98532 | 0.88184 | 0.73229 | 0.57244 | 0.51157 | 0.45125 | 0.35832 | 0.2937
Portfolio Adjusted1-in-2Size: 20 kW to 199.99 kWSouth of Lugo2021March Monthly Peak | Portfolio Adjusted | 1-in-2 | Size: 20 kW to 199.99 kW | South of Lugo | 2021 | March Monthly Peak | 3 | 13.5048 | 12.7339 | 12.3713 | 12.316 | 12.6634 | 14.0538 | 16.4003 | 18.3665 | 20.7671 | 22.6523 | 23.6673 | 24.1114 | 24.463 | 24.6557 | 24.9133 | 24.5276 | 23.5582 | 22.3207 | 20.9567 | 20.8944 | 19.7834 | 18.5247 | 16.783 | 15.0882 | 0 | 0 | 0 | 0 | 0 | 0 | 0 | 0 | 0 | 0 | 0 | 0 | 0 | 0 | 0.3737 | 0.36791 | 0.35337 | 0.33481 | 0 | 0 | 0 | 0 | 0 | 0 | 54.3717 | 53.2281 | 52.6875 | 52.6956 | 52.3073 | 51.8114 | 51.4194 | 51.8041 | 53.2343 | 54.8049 | 57.1233 | 59.8994 | 62.3259 | 64.2475 | 65.0798 | 65.4313 | 64.6769 | 63.5031 | 60.7295 | 58.5399 | 57.7484 | 56.8038 | 55.5622 | 54.045 | 0.31756 | 0.29817 | 0.26743 | 0.26243 | 0.28449 | 0.36499 | 0.48765 | 0.60848 | 0.68804 | 0.7369 | 0.74918 | 0.78246 | 0.83404 | 0.91968 | 0.97752 | 1.0031 | 0.98734 | 0.88365 | 0.73379 | 0.57361 | 0.51262 | 0.45218 | 0.35905 | 0.29431
Portfolio Adjusted1-in-2Size: 20 kW to 199.99 kWSouth of Lugo2021April Monthly Peak | Portfolio Adjusted | 1-in-2 | Size: 20 kW to 199.99 kW | South of Lugo | 2021 | April Monthly Peak | 4 | 13.3594 | 12.5553 | 12.1723 | 12.1622 | 12.392 | 13.6734 | 15.5278 | 17.5267 | 20.3608 | 22.8838 | 24.5616 | 25.7773 | 26.6917 | 27.2605 | 27.7031 | 27.4698 | 26.2424 | 24.1271 | 21.8006 | 21.2699 | 20.3775 | 18.8968 | 16.8668 | 14.9629 | 0 | 0 | 0 | 0 | 0 | 0 | 0 | 0 | 0 | 0 | 0 | 0 | 0 | 0 | 0.41555 | 0.41205 | 0.39364 | 0.36191 | 0 | 0 | 0 | 0 | 0 | 0 | 60.8239 | 60.3151 | 59.7144 | 59.3151 | 58.5201 | 57.9855 | 57.6972 | 57.7718 | 59.393 | 62.5677 | 66.4718 | 70.2495 | 73.2382 | 73.9539 | 73.7332 | 73.082 | 71.5835 | 70.3511 | 69.0483 | 67.4313 | 64.9425 | 64.5882 | 63.4805 | 61.5166 | 0.31579 | 0.29651 | 0.26593 | 0.26096 | 0.28289 | 0.36295 | 0.48492 | 0.60507 | 0.68419 | 0.73277 | 0.74499 | 0.77808 | 0.82937 | 0.91453 | 0.97206 | 0.99746 | 0.98181 | 0.8787 | 0.72968 | 0.5704 | 0.50975 | 0.44965 | 0.35704 | 0.29266
Portfolio Adjusted1-in-2Size: 20 kW to 199.99 kWSouth of Lugo2021May Monthly Peak | Portfolio Adjusted | 1-in-2 | Size: 20 kW to 199.99 kW | South of Lugo | 2021 | May Monthly Peak | 5 | 13.6526 | 12.8447 | 12.4152 | 12.4421 | 12.6768 | 13.899 | 15.6274 | 18.2493 | 21.475 | 24.3804 | 26.2774 | 27.5515 | 28.117 | 28.5944 | 28.9752 | 28.6028 | 27.3489 | 24.9149 | 22.5994 | 21.3804 | 20.807 | 19.2426 | 17.1546 | 15.1453 | 0 | 0 | 0 | 0 | 0 | 0 | 0 | 0 | 0 | 0 | 0 | 0 | 0 | 0 | 0.43463 | 0.42904 | 0.41023 | 0.37372 | 0 | 0 | 0 | 0 | 0 | 0 | 62.8012 | 61.9007 | 61.0266 | 60.6401 | 60.3959 | 59.743 | 59.7189 | 60.3359 | 62.3958 | 65.0649 | 68.4649 | 71.9433 | 74.3983 | 74.7455 | 74.5282 | 74.6587 | 75.3653 | 75.3901 | 74.1775 | 71.712 | 68.1525 | 65.5302 | 64.7553 | 64.0301 | 0.31689 | 0.29755 | 0.26687 | 0.26188 | 0.28389 | 0.36422 | 0.48662 | 0.60719 | 0.68659 | 0.73534 | 0.7476 | 0.78081 | 0.83228 | 0.91774 | 0.97546 | 1.001 | 0.98526 | 0.88178 | 0.73224 | 0.5724 | 0.51154 | 0.45122 | 0.3583 | 0.29368
Portfolio Adjusted1-in-2Size: 20 kW to 199.99 kWSouth of Lugo2021June Monthly Peak | Portfolio Adjusted | 1-in-2 | Size: 20 kW to 199.99 kW | South of Lugo | 2021 | June Monthly Peak | 6 | 13.8949 | 13.1205 | 12.7185 | 12.7714 | 13.0915 | 14.274 | 16.1088 | 19.0841 | 22.3669 | 25.5685 | 27.6315 | 29.1318 | 29.9945 | 30.625 | 30.9573 | 30.7219 | 29.3792 | 26.7667 | 23.8597 | 22.0743 | 21.4736 | 19.8825 | 17.6479 | 15.5186 | 0 | 0 | 0 | 0 | 0 | 0 | 0 | 0 | 0 | 0 | 0 | 0 | 0 | 0 | 0.46436 | 0.46083 | 0.44069 | 0.4015 | 0 | 0 | 0 | 0 | 0 | 0 | 64.8831 | 64.3149 | 63.5294 | 63.1265 | 62.8973 | 62.6759 | 62.4749 | 62.8667 | 65 | 68.359 | 71.2742 | 73.5004 | 74.1869 | 74.8972 | 75.1806 | 76.3311 | 77.6381 | 77.939 | 77.6874 | 75.1121 | 72.0595 | 68.5942 | 66.725 | 66.141 | 0.31577 | 0.29649 | 0.26592 | 0.26095 | 0.28288 | 0.36293 | 0.4849 | 0.60504 | 0.68415 | 0.73274 | 0.74495 | 0.77804 | 0.82933 | 0.91449 | 0.972 | 0.99741 | 0.98176 | 0.87866 | 0.72964 | 0.57037 | 0.50972 | 0.44962 | 0.35703 | 0.29264
Portfolio Adjusted1-in-2Size: 20 kW to 199.99 kWSouth of Lugo2021July Monthly Peak | Portfolio Adjusted | 1-in-2 | Size: 20 kW to 199.99 kW | South of Lugo | 2021 | July Monthly Peak | 7 | 14.5651 | 13.8605 | 13.4622 | 13.4319 | 13.6835 | 15.1308 | 17.3954 | 20.7064 | 24.2538 | 27.7492 | 30.0921 | 31.6248 | 32.2954 | 32.8517 | 32.987 | 32.7732 | 31.3447 | 28.5395 | 25.3463 | 23.4222 | 22.6828 | 21.009 | 18.4965 | 16.2774 | 0 | 0 | 0 | 0 | 0 | 0 | 0 | 0 | 0 | 0 | 0 | 0 | 0 | 0 | 0.49481 | 0.4916 | 0.47017 | 0.42809 | 0 | 0 | 0 | 0 | 0 | 0 | 65.2973 | 65.2131 | 65.3516 | 65.5798 | 65.5238 | 65.274 | 65.0985 | 65.4446 | 67.4952 | 70.5086 | 74.3431 | 77.3311 | 78.6804 | 79.4719 | 80.5973 | 81.1151 | 81.9129 | 81.7073 | 80.771 | 78.1834 | 74.3362 | 71.1012 | 69.6436 | 68.7727 | 0.31548 | 0.29622 | 0.26568 | 0.26071 | 0.28262 | 0.3626 | 0.48445 | 0.60449 | 0.68353 | 0.73206 | 0.74427 | 0.77733 | 0.82857 | 0.91365 | 0.97111 | 0.9965 | 0.98086 | 0.87785 | 0.72898 | 0.56984 | 0.50925 | 0.44921 | 0.3567 | 0.29238
Portfolio Adjusted1-in-2Size: 20 kW to 199.99 kWSouth of Lugo2021August Monthly Peak | Portfolio Adjusted | 1-in-2 | Size: 20 kW to 199.99 kW | South of Lugo | 2021 | August Monthly Peak | 8 | 15.1179 | 14.3836 | 13.8897 | 13.8124 | 14.1446 | 15.8715 | 18.1741 | 21.5205 | 25.6183 | 29.5326 | 32.4405 | 34.2634 | 35.0917 | 35.6237 | 35.7856 | 35.381 | 33.5767 | 30.624 | 26.914 | 25.3374 | 23.967 | 21.8484 | 19.113 | 16.8162 | 0 | 0 | 0 | 0 | 0 | 0 | 0 | 0 | 0 | 0 | 0 | 0 | 0 | 0 | 0.53678 | 0.53072 | 0.50365 | 0.45936 | 0 | 0 | 0 | 0 | 0 | 0 | 71.7636 | 70.9246 | 70.2305 | 69.1537 | 68.8227 | 68.2933 | 68.0448 | 68.4401 | 70.7949 | 75.5045 | 80.778 | 84.5359 | 85.9576 | 86.6002 | 87.5819 | 87.5214 | 88.7128 | 87.7573 | 86.3423 | 83.6125 | 78.3612 | 75.3486 | 73.9805 | 72.9439 | 0.31692 | 0.29757 | 0.26689 | 0.2619 | 0.28391 | 0.36425 | 0.48666 | 0.60724 | 0.68664 | 0.7354 | 0.74766 | 0.78087 | 0.83235 | 0.91781 | 0.97554 | 1.001 | 0.98533 | 0.88185 | 0.7323 | 0.57244 | 0.51158 | 0.45126 | 0.35832 | 0.29371
Portfolio Adjusted1-in-2Size: 20 kW to 199.99 kWSouth of Lugo2021September Monthly Peak | Portfolio Adjusted | 1-in-2 | Size: 20 kW to 199.99 kW | South of Lugo | 2021 | September Monthly Peak | 9 | 14.8447 | 14.1479 | 13.685 | 13.6829 | 14.0241 | 15.692 | 18.1246 | 20.997 | 24.9091 | 28.4581 | 31.0271 | 32.6491 | 33.4718 | 34.0158 | 34.2604 | 33.7304 | 32.048 | 29.1118 | 25.8168 | 24.9522 | 23.0461 | 21.1623 | 18.6129 | 16.4667 | 0 | 0 | 0 | 0 | 0 | 0 | 0 | 0 | 0 | 0 | 0 | 0 | 0 | 0 | 0.51391 | 0.50596 | 0.48072 | 0.43668 | 0 | 0 | 0 | 0 | 0 | 0 | 68.1574 | 67.4511 | 66.8288 | 65.9453 | 65.4721 | 65.2527 | 65.2009 | 64.9796 | 66.7555 | 70.7052 | 75.1571 | 79.6101 | 83.2218 | 85.0234 | 86.001 | 85.8916 | 85.7495 | 84.5843 | 82.2601 | 79.6995 | 77.1629 | 75.793 | 74.8388 | 73.9375 | 0.31607 | 0.29678 | 0.26618 | 0.2612 | 0.28315 | 0.36328 | 0.48537 | 0.60563 | 0.68481 | 0.73344 | 0.74567 | 0.77879 | 0.83013 | 0.91537 | 0.97295 | 0.99838 | 0.98271 | 0.87951 | 0.73035 | 0.57092 | 0.51021 | 0.45006 | 0.35737 | 0.29293
Portfolio Adjusted1-in-2Size: 20 kW to 199.99 kWSouth of Lugo2021October Monthly Peak | Portfolio Adjusted | 1-in-2 | Size: 20 kW to 199.99 kW | South of Lugo | 2021 | October Monthly Peak | 10 | 14.1415 | 13.522 | 13.0968 | 13.0575 | 13.2576 | 14.6543 | 17.2515 | 19.4803 | 22.8701 | 26.386 | 28.9706 | 30.8046 | 32.0539 | 32.8743 | 33.2386 | 32.7235 | 30.8844 | 27.7581 | 25.6233 | 24.1832 | 22.3039 | 20.3924 | 17.8168 | 15.7405 | 0 | 0 | 0 | 0 | 0 | 0 | 0 | 0 | 0 | 0 | 0 | 0 | 0 | 0 | 0.49858 | 0.49085 | 0.46327 | 0.41637 | 0 | 0 | 0 | 0 | 0 | 0 | 68.182 | 67.6431 | 66.6779 | 65.7541 | 65.275 | 64.002 | 63.5584 | 63.6815 | 65.2221 | 69.7538 | 76.1109 | 81.7751 | 85.2128 | 86.8315 | 88.518 | 87.5535 | 86.0269 | 83.2793 | 81.1486 | 78.6893 | 76.2595 | 74.2711 | 72.6268 | 70.8226 | 0.3156 | 0.29633 | 0.26578 | 0.26081 | 0.28273 | 0.36274 | 0.48464 | 0.60472 | 0.68379 | 0.73235 | 0.74456 | 0.77763 | 0.82889 | 0.914 | 0.97149 | 0.99689 | 0.98125 | 0.8782 | 0.72926 | 0.57007 | 0.50945 | 0.44939 | 0.35684 | 0.29249
Portfolio Adjusted1-in-2Size: 20 kW to 199.99 kWSouth of Lugo2021November Monthly Peak | Portfolio Adjusted | 1-in-2 | Size: 20 kW to 199.99 kW | South of Lugo | 2021 | November Monthly Peak | 11 | 12.9885 | 12.5367 | 12.2093 | 12.2505 | 12.5707 | 13.9976 | 15.6404 | 17.45 | 20.1506 | 22.7732 | 24.4686 | 25.605 | 26.2584 | 26.6637 | 26.7119 | 25.7294 | 24.4744 | 23.8753 | 22.0985 | 20.7385 | 19.4965 | 17.9389 | 16.0217 | 14.4173 | 0 | 0 | 0 | 0 | 0 | 0 | 0 | 0 | 0 | 0 | 0 | 0 | 0 | 0 | 0.40068 | 0.38594 | 0.36712 | 0.35813 | 0 | 0 | 0 | 0 | 0 | 0 | 58.0379 | 56.9122 | 56.1705 | 55.464 | 54.6583 | 54.0649 | 53.5203 | 53.7482 | 57.2645 | 60.42 | 65.9612 | 71.1725 | 75.0408 | 76.3341 | 75.8558 | 75.0303 | 72.346 | 68.4666 | 64.9965 | 63.5655 | 62.5155 | 61.2213 | 60.16 | 59.4675 | 0.31759 | 0.2982 | 0.26746 | 0.26246 | 0.28451 | 0.36503 | 0.4877 | 0.60854 | 0.68811 | 0.73697 | 0.74926 | 0.78253 | 0.83412 | 0.91977 | 0.97762 | 1.0032 | 0.98744 | 0.88374 | 0.73386 | 0.57366 | 0.51267 | 0.45222 | 0.35909 | 0.29433
Portfolio Adjusted1-in-2Size: 20 kW to 199.99 kWSouth of Lugo2021December Monthly Peak | Portfolio Adjusted | 1-in-2 | Size: 20 kW to 199.99 kW | South of Lugo | 2021 | December Monthly Peak | 12 | 13.6192 | 13.1091 | 12.6443 | 12.6613 | 13.124 | 14.6685 | 17.2757 | 19.1283 | 21.483 | 22.9323 | 23.5867 | 23.3589 | 22.997 | 22.7088 | 22.46 | 21.7974 | 21.7117 | 22.2188 | 21.0681 | 20.2922 | 19.3236 | 18.0912 | 16.4171 | 14.967 | 0 | 0 | 0 | 0 | 0 | 0 | 0 | 0 | 0 | 0 | 0 | 0 | 0 | 0 | 0.3369 | 0.32696 | 0.32567 | 0.33328 | 0 | 0 | 0 | 0 | 0 | 0 | 51.3188 | 49.8915 | 47.9163 | 47.0281 | 46.2345 | 45.5436 | 45.5974 | 45.4314 | 46.2048 | 49.4061 | 52.7131 | 54.7935 | 56.1385 | 56.4769 | 57.2992 | 57.3063 | 56.4618 | 55.2588 | 53.957 | 53.3641 | 52.6504 | 51.4454 | 50.5041 | 49.388 | 0.32554 | 0.30566 | 0.27415 | 0.26902 | 0.29163 | 0.37416 | 0.4999 | 0.62376 | 0.70532 | 0.7554 | 0.768 | 0.80211 | 0.85499 | 0.94278 | 1.0021 | 1.0283 | 1.0121 | 0.90584 | 0.75222 | 0.58801 | 0.52549 | 0.46353 | 0.36807 | 0.3017
Portfolio Adjusted1-in-2Size: 20 kW to 199.99 kWSouth of Lugo2021Typical Event Day | Portfolio Adjusted | 1-in-2 | Size: 20 kW to 199.99 kW | South of Lugo | 2021 | Typical Event Day | 8 | 14.7738 | 14.0683 | 13.6139 | 13.544 | 13.8587 | 15.5423 | 17.7498 | 20.7957 | 24.4421 | 28.0096 | 30.6192 | 32.3142 | 33.0864 | 33.6186 | 33.8132 | 33.4396 | 31.7643 | 28.9907 | 25.5948 | 24.2037 | 23.0455 | 21.121 | 18.5459 | 16.3634 | 0 | 0 | 0 | 0 | 0 | 0 | 0 | 0 | 0 | 0 | 0 | 0 | 0 | 0 | 0.5072 | 0.50159 | 0.47646 | 0.43486 | 0 | 0 | 0 | 0 | 0 | 0 | 67.5254 | 66.9759 | 66.4851 | 65.9513 | 65.679 | 65.374 | 65.2048 | 65.4327 | 67.5114 | 71.2693 | 75.3881 | 78.7444 | 80.5117 | 81.4982 | 82.3402 | 82.7148 | 83.5033 | 82.997 | 81.7652 | 79.1519 | 75.48 | 72.7092 | 71.297 | 70.4488 | 0.31575 | 0.29647 | 0.2659 | 0.26093 | 0.28286 | 0.36291 | 0.48487 | 0.605 | 0.68411 | 0.73269 | 0.7449 | 0.77799 | 0.82928 | 0.91443 | 0.97194 | 0.99734 | 0.9817 | 0.8786 | 0.7296 | 0.57033 | 0.50969 | 0.4496 | 0.357 | 0.29262
Portfolio Adjusted1-in-2Size: 20 kW to 199.99 kWSouth of Lugo2022January Monthly Peak | Portfolio Adjusted | 1-in-2 | Size: 20 kW to 199.99 kW | South of Lugo | 2022 | January Monthly Peak | 1 | 13.0633 | 12.5904 | 12.3232 | 12.336 | 12.6711 | 14.0556 | 16.5723 | 18.3794 | 20.6633 | 22.4018 | 23.3175 | 23.8196 | 24.2067 | 24.5748 | 24.6941 | 23.9252 | 22.8795 | 22.7291 | 21.2704 | 20.0535 | 19.0379 | 17.859 | 16.0978 | 14.6012 | 0 | 0 | 0 | 0 | 0 | 0 | 0 | 0 | 0 | 0 | 0 | 0 | 0 | 0 | 0.37041 | 0.35888 | 0.34319 | 0.34094 | 0 | 0 | 0 | 0 | 0 | 0 | 56.7557 | 56.0021 | 55.6233 | 55.3178 | 54.3143 | 54.2053 | 55.0615 | 55.3031 | 55.9543 | 57.1194 | 58.5666 | 59.0635 | 60.1284 | 61.0858 | 61.6853 | 61.3579 | 61.7535 | 61.5042 | 60.2386 | 59.108 | 58.5702 | 58.1927 | 57.292 | 56.1867 | 0.31608 | 0.29679 | 0.26619 | 0.26121 | 0.28316 | 0.36329 | 0.48538 | 0.60564 | 0.68484 | 0.73347 | 0.7457 | 0.77881 | 0.83016 | 0.9154 | 0.97297 | 0.99841 | 0.98274 | 0.87953 | 0.73037 | 0.57094 | 0.51023 | 0.45007 | 0.35738 | 0.29294
Portfolio Adjusted1-in-2Size: 20 kW to 199.99 kWSouth of Lugo2022February Monthly Peak | Portfolio Adjusted | 1-in-2 | Size: 20 kW to 199.99 kW | South of Lugo | 2022 | February Monthly Peak | 2 | 13.2707 | 12.7111 | 12.2762 | 12.3154 | 12.6575 | 14.1416 | 16.5016 | 18.5424 | 21.0238 | 22.8532 | 23.8361 | 24.2627 | 24.5461 | 24.7082 | 24.8728 | 24.3366 | 23.5226 | 22.6934 | 21.732 | 20.4187 | 19.3473 | 18.1256 | 16.3249 | 14.8339 | 0 | 0 | 0 | 0 | 0 | 0 | 0 | 0 | 0 | 0 | 0 | 0 | 0 | 0 | 0.37309 | 0.36505 | 0.35284 | 0.3404 | 0 | 0 | 0 | 0 | 0 | 0 | 52.3059 | 51.5655 | 51.1901 | 50.7566 | 50.3538 | 49.9304 | 49.5211 | 49.6964 | 51.1459 | 54.8509 | 59.1594 | 63.2935 | 64.9494 | 65.844 | 65.8624 | 64.681 | 64.0031 | 63.6646 | 61.0838 | 59.1084 | 58.3288 | 57.3378 | 56.2872 | 55.0287 | 0.31691 | 0.29757 | 0.26688 | 0.26189 | 0.28391 | 0.36425 | 0.48666 | 0.60723 | 0.68663 | 0.73539 | 0.74765 | 0.78086 | 0.83234 | 0.9178 | 0.97553 | 1.001 | 0.98532 | 0.88184 | 0.73229 | 0.57244 | 0.51157 | 0.45125 | 0.35832 | 0.2937
Portfolio Adjusted1-in-2Size: 20 kW to 199.99 kWSouth of Lugo2022March Monthly Peak | Portfolio Adjusted | 1-in-2 | Size: 20 kW to 199.99 kW | South of Lugo | 2022 | March Monthly Peak | 3 | 13.5048 | 12.7339 | 12.3713 | 12.316 | 12.6634 | 14.0538 | 16.4003 | 18.3665 | 20.7671 | 22.6523 | 23.6673 | 24.1114 | 24.463 | 24.6557 | 24.9133 | 24.5276 | 23.5582 | 22.3207 | 20.9568 | 20.8944 | 19.7834 | 18.5247 | 16.783 | 15.0882 | 0 | 0 | 0 | 0 | 0 | 0 | 0 | 0 | 0 | 0 | 0 | 0 | 0 | 0 | 0.3737 | 0.36791 | 0.35337 | 0.33481 | 0 | 0 | 0 | 0 | 0 | 0 | 54.3717 | 53.2281 | 52.6875 | 52.6956 | 52.3073 | 51.8114 | 51.4194 | 51.8041 | 53.2343 | 54.8049 | 57.1233 | 59.8994 | 62.3259 | 64.2475 | 65.0798 | 65.4313 | 64.6769 | 63.5031 | 60.7295 | 58.5399 | 57.7484 | 56.8038 | 55.5622 | 54.045 | 0.31756 | 0.29817 | 0.26743 | 0.26243 | 0.28449 | 0.36499 | 0.48765 | 0.60848 | 0.68804 | 0.7369 | 0.74918 | 0.78246 | 0.83404 | 0.91968 | 0.97752 | 1.0031 | 0.98734 | 0.88365 | 0.73379 | 0.57361 | 0.51262 | 0.45218 | 0.35905 | 0.29431
Portfolio Adjusted1-in-2Size: 20 kW to 199.99 kWSouth of Lugo2022April Monthly Peak | Portfolio Adjusted | 1-in-2 | Size: 20 kW to 199.99 kW | South of Lugo | 2022 | April Monthly Peak | 4 | 13.3594 | 12.5553 | 12.1723 | 12.1622 | 12.392 | 13.6734 | 15.5278 | 17.5267 | 20.3608 | 22.8838 | 24.5616 | 25.7773 | 26.6917 | 27.2605 | 27.7031 | 27.4698 | 26.2424 | 24.1271 | 21.8006 | 21.2699 | 20.3775 | 18.8968 | 16.8668 | 14.9629 | 0 | 0 | 0 | 0 | 0 | 0 | 0 | 0 | 0 | 0 | 0 | 0 | 0 | 0 | 0.41555 | 0.41205 | 0.39364 | 0.36191 | 0 | 0 | 0 | 0 | 0 | 0 | 60.8239 | 60.3151 | 59.7144 | 59.3151 | 58.5201 | 57.9855 | 57.6972 | 57.7718 | 59.393 | 62.5677 | 66.4718 | 70.2495 | 73.2382 | 73.9539 | 73.7332 | 73.082 | 71.5835 | 70.3511 | 69.0484 | 67.4313 | 64.9425 | 64.5882 | 63.4805 | 61.5166 | 0.31579 | 0.29651 | 0.26593 | 0.26096 | 0.28289 | 0.36295 | 0.48492 | 0.60507 | 0.68419 | 0.73277 | 0.74499 | 0.77808 | 0.82937 | 0.91453 | 0.97206 | 0.99746 | 0.98181 | 0.8787 | 0.72968 | 0.5704 | 0.50975 | 0.44965 | 0.35704 | 0.29266
Portfolio Adjusted1-in-2Size: 20 kW to 199.99 kWSouth of Lugo2022May Monthly Peak | Portfolio Adjusted | 1-in-2 | Size: 20 kW to 199.99 kW | South of Lugo | 2022 | May Monthly Peak | 5 | 13.6526 | 12.8447 | 12.4152 | 12.4421 | 12.6768 | 13.899 | 15.6274 | 18.2493 | 21.475 | 24.3804 | 26.2774 | 27.5515 | 28.117 | 28.5944 | 28.9752 | 28.6028 | 27.3489 | 24.9149 | 22.5994 | 21.3804 | 20.807 | 19.2426 | 17.1546 | 15.1453 | 0 | 0 | 0 | 0 | 0 | 0 | 0 | 0 | 0 | 0 | 0 | 0 | 0 | 0 | 0.43463 | 0.42904 | 0.41023 | 0.37372 | 0 | 0 | 0 | 0 | 0 | 0 | 62.8012 | 61.9007 | 61.0266 | 60.6401 | 60.3959 | 59.743 | 59.7189 | 60.3359 | 62.3958 | 65.0649 | 68.4649 | 71.9433 | 74.3983 | 74.7455 | 74.5282 | 74.6587 | 75.3653 | 75.3901 | 74.1775 | 71.712 | 68.1525 | 65.5302 | 64.7553 | 64.0301 | 0.31689 | 0.29755 | 0.26687 | 0.26188 | 0.28389 | 0.36422 | 0.48662 | 0.60719 | 0.68659 | 0.73534 | 0.7476 | 0.78081 | 0.83228 | 0.91774 | 0.97546 | 1.001 | 0.98526 | 0.88178 | 0.73224 | 0.5724 | 0.51154 | 0.45122 | 0.3583 | 0.29368
Portfolio Adjusted1-in-2Size: 20 kW to 199.99 kWSouth of Lugo2022June Monthly Peak | Portfolio Adjusted | 1-in-2 | Size: 20 kW to 199.99 kW | South of Lugo | 2022 | June Monthly Peak | 6 | 13.8949 | 13.1205 | 12.7185 | 12.7714 | 13.0915 | 14.274 | 16.1088 | 19.0841 | 22.3669 | 25.5685 | 27.6315 | 29.1318 | 29.9945 | 30.625 | 30.9573 | 30.7219 | 29.3792 | 26.7667 | 23.8597 | 22.0743 | 21.4736 | 19.8825 | 17.6479 | 15.5186 | 0 | 0 | 0 | 0 | 0 | 0 | 0 | 0 | 0 | 0 | 0 | 0 | 0 | 0 | 0.46436 | 0.46083 | 0.44069 | 0.4015 | 0 | 0 | 0 | 0 | 0 | 0 | 64.8831 | 64.3149 | 63.5294 | 63.1266 | 62.8973 | 62.6759 | 62.4749 | 62.8667 | 65 | 68.359 | 71.2742 | 73.5004 | 74.1869 | 74.8972 | 75.1806 | 76.3311 | 77.6381 | 77.939 | 77.6874 | 75.1121 | 72.0595 | 68.5942 | 66.725 | 66.141 | 0.31577 | 0.29649 | 0.26592 | 0.26095 | 0.28288 | 0.36293 | 0.4849 | 0.60504 | 0.68415 | 0.73274 | 0.74495 | 0.77804 | 0.82933 | 0.91449 | 0.972 | 0.99741 | 0.98176 | 0.87866 | 0.72964 | 0.57037 | 0.50972 | 0.44962 | 0.35703 | 0.29264
Portfolio Adjusted1-in-2Size: 20 kW to 199.99 kWSouth of Lugo2022July Monthly Peak | Portfolio Adjusted | 1-in-2 | Size: 20 kW to 199.99 kW | South of Lugo | 2022 | July Monthly Peak | 7 | 14.5651 | 13.8605 | 13.4622 | 13.4319 | 13.6835 | 15.1308 | 17.3954 | 20.7064 | 24.2538 | 27.7492 | 30.0921 | 31.6248 | 32.2954 | 32.8517 | 32.987 | 32.7732 | 31.3447 | 28.5395 | 25.3463 | 23.4222 | 22.6828 | 21.009 | 18.4965 | 16.2774 | 0 | 0 | 0 | 0 | 0 | 0 | 0 | 0 | 0 | 0 | 0 | 0 | 0 | 0 | 0.49481 | 0.4916 | 0.47017 | 0.42809 | 0 | 0 | 0 | 0 | 0 | 0 | 65.2973 | 65.2131 | 65.3516 | 65.5798 | 65.5238 | 65.274 | 65.0985 | 65.4446 | 67.4952 | 70.5086 | 74.3431 | 77.3311 | 78.6804 | 79.4719 | 80.5973 | 81.1151 | 81.9129 | 81.7073 | 80.771 | 78.1834 | 74.3362 | 71.1012 | 69.6436 | 68.7727 | 0.31548 | 0.29622 | 0.26568 | 0.26071 | 0.28262 | 0.3626 | 0.48445 | 0.60449 | 0.68353 | 0.73206 | 0.74427 | 0.77733 | 0.82857 | 0.91365 | 0.97111 | 0.9965 | 0.98086 | 0.87785 | 0.72898 | 0.56984 | 0.50925 | 0.44921 | 0.3567 | 0.29238
Portfolio Adjusted1-in-2Size: 20 kW to 199.99 kWSouth of Lugo2022August Monthly Peak | Portfolio Adjusted | 1-in-2 | Size: 20 kW to 199.99 kW | South of Lugo | 2022 | August Monthly Peak | 8 | 15.1179 | 14.3836 | 13.8897 | 13.8124 | 14.1446 | 15.8715 | 18.1741 | 21.5205 | 25.6183 | 29.5326 | 32.4405 | 34.2634 | 35.0917 | 35.6237 | 35.7856 | 35.381 | 33.5767 | 30.624 | 26.914 | 25.3374 | 23.967 | 21.8484 | 19.113 | 16.8162 | 0 | 0 | 0 | 0 | 0 | 0 | 0 | 0 | 0 | 0 | 0 | 0 | 0 | 0 | 0.53678 | 0.53072 | 0.50365 | 0.45936 | 0 | 0 | 0 | 0 | 0 | 0 | 71.7636 | 70.9246 | 70.2305 | 69.1537 | 68.8227 | 68.2933 | 68.0448 | 68.4401 | 70.7949 | 75.5045 | 80.778 | 84.5359 | 85.9576 | 86.6002 | 87.5819 | 87.5214 | 88.7128 | 87.7573 | 86.3423 | 83.6125 | 78.3612 | 75.3486 | 73.9805 | 72.9439 | 0.31692 | 0.29757 | 0.26689 | 0.2619 | 0.28391 | 0.36425 | 0.48666 | 0.60724 | 0.68664 | 0.7354 | 0.74766 | 0.78087 | 0.83235 | 0.91781 | 0.97554 | 1.001 | 0.98533 | 0.88185 | 0.7323 | 0.57244 | 0.51158 | 0.45126 | 0.35832 | 0.29371
Portfolio Adjusted1-in-2Size: 20 kW to 199.99 kWSouth of Lugo2022September Monthly Peak | Portfolio Adjusted | 1-in-2 | Size: 20 kW to 199.99 kW | South of Lugo | 2022 | September Monthly Peak | 9 | 14.8447 | 14.1479 | 13.685 | 13.6829 | 14.0241 | 15.692 | 18.1246 | 20.997 | 24.9091 | 28.4581 | 31.0271 | 32.6491 | 33.4718 | 34.0158 | 34.2604 | 33.7304 | 32.048 | 29.1118 | 25.8168 | 24.9522 | 23.0461 | 21.1623 | 18.6129 | 16.4667 | 0 | 0 | 0 | 0 | 0 | 0 | 0 | 0 | 0 | 0 | 0 | 0 | 0 | 0 | 0.51391 | 0.50596 | 0.48072 | 0.43668 | 0 | 0 | 0 | 0 | 0 | 0 | 68.1574 | 67.4511 | 66.8288 | 65.9453 | 65.4721 | 65.2527 | 65.2009 | 64.9796 | 66.7555 | 70.7052 | 75.1571 | 79.6101 | 83.2218 | 85.0234 | 86.001 | 85.8916 | 85.7495 | 84.5843 | 82.2601 | 79.6995 | 77.1629 | 75.793 | 74.8388 | 73.9375 | 0.31607 | 0.29678 | 0.26618 | 0.2612 | 0.28315 | 0.36328 | 0.48537 | 0.60563 | 0.68481 | 0.73344 | 0.74567 | 0.77879 | 0.83013 | 0.91537 | 0.97295 | 0.99838 | 0.98271 | 0.87951 | 0.73035 | 0.57092 | 0.51021 | 0.45006 | 0.35737 | 0.29293
Portfolio Adjusted1-in-2Size: 20 kW to 199.99 kWSouth of Lugo2022October Monthly Peak | Portfolio Adjusted | 1-in-2 | Size: 20 kW to 199.99 kW | South of Lugo | 2022 | October Monthly Peak | 10 | 14.1415 | 13.522 | 13.0968 | 13.0575 | 13.2576 | 14.6543 | 17.2515 | 19.4803 | 22.8701 | 26.386 | 28.9706 | 30.8046 | 32.0539 | 32.8743 | 33.2386 | 32.7235 | 30.8844 | 27.7581 | 25.6233 | 24.1832 | 22.3039 | 20.3924 | 17.8168 | 15.7405 | 0 | 0 | 0 | 0 | 0 | 0 | 0 | 0 | 0 | 0 | 0 | 0 | 0 | 0 | 0.49858 | 0.49085 | 0.46327 | 0.41637 | 0 | 0 | 0 | 0 | 0 | 0 | 68.182 | 67.6431 | 66.6779 | 65.7541 | 65.275 | 64.002 | 63.5584 | 63.6815 | 65.2221 | 69.7538 | 76.1109 | 81.7751 | 85.2128 | 86.8315 | 88.518 | 87.5535 | 86.0269 | 83.2793 | 81.1486 | 78.6893 | 76.2595 | 74.2711 | 72.6268 | 70.8226 | 0.3156 | 0.29633 | 0.26578 | 0.26081 | 0.28273 | 0.36274 | 0.48464 | 0.60472 | 0.68379 | 0.73235 | 0.74456 | 0.77763 | 0.82889 | 0.914 | 0.97149 | 0.99689 | 0.98125 | 0.8782 | 0.72926 | 0.57007 | 0.50945 | 0.44939 | 0.35684 | 0.29249
Portfolio Adjusted1-in-2Size: 20 kW to 199.99 kWSouth of Lugo2022November Monthly Peak | Portfolio Adjusted | 1-in-2 | Size: 20 kW to 199.99 kW | South of Lugo | 2022 | November Monthly Peak | 11 | 12.9885 | 12.5367 | 12.2093 | 12.2505 | 12.5707 | 13.9976 | 15.6404 | 17.45 | 20.1506 | 22.7732 | 24.4686 | 25.605 | 26.2584 | 26.6637 | 26.7119 | 25.7294 | 24.4744 | 23.8753 | 22.0985 | 20.7385 | 19.4965 | 17.9389 | 16.0217 | 14.4173 | 0 | 0 | 0 | 0 | 0 | 0 | 0 | 0 | 0 | 0 | 0 | 0 | 0 | 0 | 0.40068 | 0.38594 | 0.36712 | 0.35813 | 0 | 0 | 0 | 0 | 0 | 0 | 58.0379 | 56.9122 | 56.1705 | 55.464 | 54.6583 | 54.0649 | 53.5203 | 53.7482 | 57.2645 | 60.42 | 65.9612 | 71.1725 | 75.0408 | 76.3342 | 75.8558 | 75.0303 | 72.346 | 68.4666 | 64.9965 | 63.5655 | 62.5155 | 61.2213 | 60.16 | 59.4675 | 0.31759 | 0.2982 | 0.26746 | 0.26246 | 0.28451 | 0.36503 | 0.4877 | 0.60854 | 0.68811 | 0.73697 | 0.74926 | 0.78253 | 0.83412 | 0.91977 | 0.97762 | 1.0032 | 0.98744 | 0.88373 | 0.73386 | 0.57366 | 0.51267 | 0.45222 | 0.35909 | 0.29433
Portfolio Adjusted1-in-2Size: 20 kW to 199.99 kWSouth of Lugo2022December Monthly Peak | Portfolio Adjusted | 1-in-2 | Size: 20 kW to 199.99 kW | South of Lugo | 2022 | December Monthly Peak | 12 | 13.6192 | 13.1091 | 12.6443 | 12.6613 | 13.124 | 14.6685 | 17.2757 | 19.1283 | 21.483 | 22.9323 | 23.5867 | 23.3589 | 22.997 | 22.7088 | 22.46 | 21.7974 | 21.7117 | 22.2188 | 21.0681 | 20.2922 | 19.3236 | 18.0912 | 16.4171 | 14.967 | 0 | 0 | 0 | 0 | 0 | 0 | 0 | 0 | 0 | 0 | 0 | 0 | 0 | 0 | 0.3369 | 0.32696 | 0.32567 | 0.33328 | 0 | 0 | 0 | 0 | 0 | 0 | 51.3188 | 49.8915 | 47.9163 | 47.0281 | 46.2345 | 45.5436 | 45.5974 | 45.4314 | 46.2048 | 49.4061 | 52.7131 | 54.7935 | 56.1385 | 56.4769 | 57.2992 | 57.3063 | 56.4618 | 55.2588 | 53.957 | 53.3641 | 52.6504 | 51.4454 | 50.5041 | 49.388 | 0.32554 | 0.30566 | 0.27415 | 0.26902 | 0.29163 | 0.37416 | 0.4999 | 0.62376 | 0.70532 | 0.7554 | 0.768 | 0.80211 | 0.85499 | 0.94278 | 1.0021 | 1.0283 | 1.0121 | 0.90584 | 0.75222 | 0.58801 | 0.52549 | 0.46353 | 0.36807 | 0.3017
Portfolio Adjusted1-in-2Size: 20 kW to 199.99 kWSouth of Lugo2022Typical Event Day | Portfolio Adjusted | 1-in-2 | Size: 20 kW to 199.99 kW | South of Lugo | 2022 | Typical Event Day | 8 | 14.7738 | 14.0683 | 13.6139 | 13.544 | 13.8587 | 15.5423 | 17.7498 | 20.7957 | 24.4421 | 28.0096 | 30.6192 | 32.3142 | 33.0864 | 33.6186 | 33.8132 | 33.4396 | 31.7643 | 28.9907 | 25.5948 | 24.2037 | 23.0455 | 21.121 | 18.5459 | 16.3634 | 0 | 0 | 0 | 0 | 0 | 0 | 0 | 0 | 0 | 0 | 0 | 0 | 0 | 0 | 0.5072 | 0.50159 | 0.47646 | 0.43486 | 0 | 0 | 0 | 0 | 0 | 0 | 67.5254 | 66.9759 | 66.4851 | 65.9513 | 65.679 | 65.374 | 65.2048 | 65.4327 | 67.5114 | 71.2693 | 75.3881 | 78.7444 | 80.5117 | 81.4982 | 82.3402 | 82.7148 | 83.5033 | 82.997 | 81.7652 | 79.1519 | 75.48 | 72.7092 | 71.297 | 70.4488 | 0.31575 | 0.29647 | 0.2659 | 0.26093 | 0.28286 | 0.36291 | 0.48487 | 0.605 | 0.68411 | 0.73269 | 0.7449 | 0.77799 | 0.82928 | 0.91443 | 0.97194 | 0.99734 | 0.9817 | 0.8786 | 0.7296 | 0.57033 | 0.50969 | 0.4496 | 0.357 | 0.29262
Portfolio Adjusted1-in-2Size: 20 kW to 199.99 kWSouth of Lugo2023January Monthly Peak | Portfolio Adjusted | 1-in-2 | Size: 20 kW to 199.99 kW | South of Lugo | 2023 | January Monthly Peak | 1 | 13.0633 | 12.5904 | 12.3232 | 12.336 | 12.6711 | 14.0556 | 16.5723 | 18.3794 | 20.6633 | 22.4018 | 23.3175 | 23.8196 | 24.2067 | 24.5748 | 24.6941 | 23.9252 | 22.8795 | 22.7291 | 21.2704 | 20.0535 | 19.0379 | 17.859 | 16.0978 | 14.6012 | 0 | 0 | 0 | 0 | 0 | 0 | 0 | 0 | 0 | 0 | 0 | 0 | 0 | 0 | 0.37041 | 0.35888 | 0.34319 | 0.34094 | 0 | 0 | 0 | 0 | 0 | 0 | 56.7557 | 56.0021 | 55.6233 | 55.3178 | 54.3143 | 54.2053 | 55.0615 | 55.3031 | 55.9543 | 57.1194 | 58.5666 | 59.0635 | 60.1284 | 61.0858 | 61.6853 | 61.3579 | 61.7535 | 61.5043 | 60.2386 | 59.108 | 58.5702 | 58.1927 | 57.292 | 56.1867 | 0.31608 | 0.29679 | 0.26619 | 0.26121 | 0.28316 | 0.36329 | 0.48538 | 0.60564 | 0.68484 | 0.73347 | 0.7457 | 0.77881 | 0.83016 | 0.9154 | 0.97297 | 0.9984 | 0.98274 | 0.87953 | 0.73037 | 0.57094 | 0.51023 | 0.45007 | 0.35738 | 0.29294
Portfolio Adjusted1-in-2Size: 20 kW to 199.99 kWSouth of Lugo2023February Monthly Peak | Portfolio Adjusted | 1-in-2 | Size: 20 kW to 199.99 kW | South of Lugo | 2023 | February Monthly Peak | 2 | 13.2707 | 12.7111 | 12.2762 | 12.3154 | 12.6575 | 14.1416 | 16.5016 | 18.5424 | 21.0238 | 22.8532 | 23.8361 | 24.2627 | 24.5461 | 24.7082 | 24.8728 | 24.3366 | 23.5226 | 22.6934 | 21.732 | 20.4187 | 19.3473 | 18.1256 | 16.3249 | 14.8339 | 0 | 0 | 0 | 0 | 0 | 0 | 0 | 0 | 0 | 0 | 0 | 0 | 0 | 0 | 0.37309 | 0.36505 | 0.35284 | 0.3404 | 0 | 0 | 0 | 0 | 0 | 0 | 52.3059 | 51.5655 | 51.1901 | 50.7566 | 50.3538 | 49.9304 | 49.5211 | 49.6964 | 51.1459 | 54.8509 | 59.1594 | 63.2935 | 64.9494 | 65.844 | 65.8624 | 64.681 | 64.0031 | 63.6646 | 61.0838 | 59.1084 | 58.3288 | 57.3378 | 56.2872 | 55.0287 | 0.31691 | 0.29757 | 0.26688 | 0.26189 | 0.28391 | 0.36425 | 0.48666 | 0.60723 | 0.68663 | 0.73539 | 0.74765 | 0.78086 | 0.83234 | 0.9178 | 0.97553 | 1.001 | 0.98532 | 0.88184 | 0.73229 | 0.57244 | 0.51157 | 0.45125 | 0.35832 | 0.2937
Portfolio Adjusted1-in-2Size: 20 kW to 199.99 kWSouth of Lugo2023March Monthly Peak | Portfolio Adjusted | 1-in-2 | Size: 20 kW to 199.99 kW | South of Lugo | 2023 | March Monthly Peak | 3 | 13.5048 | 12.7339 | 12.3713 | 12.316 | 12.6634 | 14.0538 | 16.4003 | 18.3665 | 20.7671 | 22.6523 | 23.6673 | 24.1114 | 24.463 | 24.6557 | 24.9133 | 24.5276 | 23.5582 | 22.3207 | 20.9568 | 20.8944 | 19.7834 | 18.5247 | 16.783 | 15.0882 | 0 | 0 | 0 | 0 | 0 | 0 | 0 | 0 | 0 | 0 | 0 | 0 | 0 | 0 | 0.3737 | 0.36791 | 0.35337 | 0.33481 | 0 | 0 | 0 | 0 | 0 | 0 | 54.3717 | 53.2281 | 52.6875 | 52.6956 | 52.3073 | 51.8114 | 51.4194 | 51.8041 | 53.2343 | 54.8049 | 57.1233 | 59.8994 | 62.3259 | 64.2475 | 65.0798 | 65.4313 | 64.6769 | 63.5031 | 60.7295 | 58.5399 | 57.7484 | 56.8038 | 55.5622 | 54.045 | 0.31756 | 0.29817 | 0.26743 | 0.26243 | 0.28449 | 0.36499 | 0.48765 | 0.60848 | 0.68804 | 0.7369 | 0.74918 | 0.78246 | 0.83404 | 0.91968 | 0.97752 | 1.0031 | 0.98734 | 0.88365 | 0.73379 | 0.57361 | 0.51262 | 0.45218 | 0.35905 | 0.29431
Portfolio Adjusted1-in-2Size: 20 kW to 199.99 kWSouth of Lugo2023April Monthly Peak | Portfolio Adjusted | 1-in-2 | Size: 20 kW to 199.99 kW | South of Lugo | 2023 | April Monthly Peak | 4 | 13.3594 | 12.5553 | 12.1723 | 12.1622 | 12.392 | 13.6734 | 15.5278 | 17.5267 | 20.3608 | 22.8838 | 24.5616 | 25.7773 | 26.6917 | 27.2605 | 27.7031 | 27.4698 | 26.2424 | 24.1271 | 21.8006 | 21.2699 | 20.3775 | 18.8968 | 16.8668 | 14.9629 | 0 | 0 | 0 | 0 | 0 | 0 | 0 | 0 | 0 | 0 | 0 | 0 | 0 | 0 | 0.41555 | 0.41205 | 0.39364 | 0.36191 | 0 | 0 | 0 | 0 | 0 | 0 | 60.8239 | 60.3151 | 59.7144 | 59.3151 | 58.5201 | 57.9855 | 57.6972 | 57.7718 | 59.393 | 62.5677 | 66.4718 | 70.2495 | 73.2382 | 73.9539 | 73.7332 | 73.0819 | 71.5835 | 70.3511 | 69.0483 | 67.4313 | 64.9425 | 64.5882 | 63.4805 | 61.5166 | 0.31579 | 0.29651 | 0.26593 | 0.26096 | 0.2829 | 0.36295 | 0.48492 | 0.60507 | 0.68419 | 0.73277 | 0.74499 | 0.77808 | 0.82937 | 0.91453 | 0.97206 | 0.99746 | 0.98181 | 0.8787 | 0.72968 | 0.5704 | 0.50975 | 0.44965 | 0.35704 | 0.29266
Portfolio Adjusted1-in-2Size: 20 kW to 199.99 kWSouth of Lugo2023May Monthly Peak | Portfolio Adjusted | 1-in-2 | Size: 20 kW to 199.99 kW | South of Lugo | 2023 | May Monthly Peak | 5 | 13.6526 | 12.8447 | 12.4152 | 12.4421 | 12.6768 | 13.899 | 15.6274 | 18.2493 | 21.475 | 24.3804 | 26.2774 | 27.5515 | 28.117 | 28.5944 | 28.9752 | 28.6028 | 27.3489 | 24.9149 | 22.5994 | 21.3804 | 20.807 | 19.2426 | 17.1546 | 15.1453 | 0 | 0 | 0 | 0 | 0 | 0 | 0 | 0 | 0 | 0 | 0 | 0 | 0 | 0 | 0.43463 | 0.42904 | 0.41023 | 0.37372 | 0 | 0 | 0 | 0 | 0 | 0 | 62.8012 | 61.9007 | 61.0266 | 60.6401 | 60.3959 | 59.743 | 59.7189 | 60.3359 | 62.3958 | 65.0649 | 68.4649 | 71.9433 | 74.3983 | 74.7455 | 74.5282 | 74.6587 | 75.3653 | 75.3901 | 74.1775 | 71.712 | 68.1525 | 65.5302 | 64.7553 | 64.0301 | 0.31689 | 0.29755 | 0.26687 | 0.26188 | 0.28389 | 0.36422 | 0.48662 | 0.60719 | 0.68659 | 0.73534 | 0.7476 | 0.78081 | 0.83228 | 0.91774 | 0.97546 | 1.001 | 0.98526 | 0.88178 | 0.73224 | 0.5724 | 0.51154 | 0.45122 | 0.3583 | 0.29368
Portfolio Adjusted1-in-2Size: 20 kW to 199.99 kWSouth of Lugo2023June Monthly Peak | Portfolio Adjusted | 1-in-2 | Size: 20 kW to 199.99 kW | South of Lugo | 2023 | June Monthly Peak | 6 | 13.8949 | 13.1205 | 12.7185 | 12.7714 | 13.0915 | 14.274 | 16.1088 | 19.0841 | 22.3669 | 25.5685 | 27.6315 | 29.1318 | 29.9945 | 30.625 | 30.9573 | 30.7219 | 29.3792 | 26.7667 | 23.8597 | 22.0743 | 21.4736 | 19.8825 | 17.6479 | 15.5186 | 0 | 0 | 0 | 0 | 0 | 0 | 0 | 0 | 0 | 0 | 0 | 0 | 0 | 0 | 0.46436 | 0.46083 | 0.44069 | 0.4015 | 0 | 0 | 0 | 0 | 0 | 0 | 64.8831 | 64.3149 | 63.5294 | 63.1265 | 62.8973 | 62.6759 | 62.4749 | 62.8667 | 65 | 68.359 | 71.2742 | 73.5004 | 74.1869 | 74.8972 | 75.1806 | 76.3311 | 77.6381 | 77.939 | 77.6874 | 75.1121 | 72.0595 | 68.5942 | 66.725 | 66.141 | 0.31577 | 0.29649 | 0.26592 | 0.26095 | 0.28288 | 0.36293 | 0.4849 | 0.60504 | 0.68415 | 0.73274 | 0.74495 | 0.77804 | 0.82933 | 0.91449 | 0.972 | 0.99741 | 0.98176 | 0.87866 | 0.72964 | 0.57037 | 0.50972 | 0.44962 | 0.35703 | 0.29264
Portfolio Adjusted1-in-2Size: 20 kW to 199.99 kWSouth of Lugo2023July Monthly Peak | Portfolio Adjusted | 1-in-2 | Size: 20 kW to 199.99 kW | South of Lugo | 2023 | July Monthly Peak | 7 | 14.5651 | 13.8605 | 13.4622 | 13.4319 | 13.6835 | 15.1308 | 17.3954 | 20.7064 | 24.2538 | 27.7492 | 30.0921 | 31.6248 | 32.2954 | 32.8517 | 32.987 | 32.7732 | 31.3447 | 28.5395 | 25.3463 | 23.4222 | 22.6828 | 21.009 | 18.4965 | 16.2774 | 0 | 0 | 0 | 0 | 0 | 0 | 0 | 0 | 0 | 0 | 0 | 0 | 0 | 0 | 0.49481 | 0.4916 | 0.47017 | 0.42809 | 0 | 0 | 0 | 0 | 0 | 0 | 65.2973 | 65.2131 | 65.3516 | 65.5798 | 65.5238 | 65.274 | 65.0985 | 65.4446 | 67.4952 | 70.5086 | 74.3431 | 77.3311 | 78.6804 | 79.4719 | 80.5973 | 81.1151 | 81.9129 | 81.7073 | 80.771 | 78.1834 | 74.3362 | 71.1012 | 69.6436 | 68.7727 | 0.31548 | 0.29622 | 0.26568 | 0.26071 | 0.28262 | 0.3626 | 0.48445 | 0.60449 | 0.68353 | 0.73206 | 0.74427 | 0.77733 | 0.82857 | 0.91365 | 0.97111 | 0.9965 | 0.98086 | 0.87785 | 0.72898 | 0.56984 | 0.50925 | 0.44921 | 0.3567 | 0.29238
Portfolio Adjusted1-in-2Size: 20 kW to 199.99 kWSouth of Lugo2023August Monthly Peak | Portfolio Adjusted | 1-in-2 | Size: 20 kW to 199.99 kW | South of Lugo | 2023 | August Monthly Peak | 8 | 15.1179 | 14.3836 | 13.8897 | 13.8124 | 14.1446 | 15.8715 | 18.1741 | 21.5205 | 25.6183 | 29.5326 | 32.4405 | 34.2634 | 35.0917 | 35.6237 | 35.7856 | 35.381 | 33.5767 | 30.624 | 26.914 | 25.3374 | 23.967 | 21.8484 | 19.113 | 16.8162 | 0 | 0 | 0 | 0 | 0 | 0 | 0 | 0 | 0 | 0 | 0 | 0 | 0 | 0 | 0.53678 | 0.53072 | 0.50365 | 0.45936 | 0 | 0 | 0 | 0 | 0 | 0 | 71.7636 | 70.9246 | 70.2305 | 69.1537 | 68.8227 | 68.2933 | 68.0448 | 68.4401 | 70.7949 | 75.5045 | 80.778 | 84.5359 | 85.9576 | 86.6002 | 87.5819 | 87.5214 | 88.7128 | 87.7573 | 86.3423 | 83.6125 | 78.3612 | 75.3486 | 73.9805 | 72.9439 | 0.31692 | 0.29757 | 0.26689 | 0.2619 | 0.28391 | 0.36425 | 0.48666 | 0.60724 | 0.68664 | 0.7354 | 0.74766 | 0.78087 | 0.83235 | 0.91781 | 0.97554 | 1.001 | 0.98533 | 0.88185 | 0.7323 | 0.57244 | 0.51158 | 0.45126 | 0.35832 | 0.29371
Portfolio Adjusted1-in-2Size: 20 kW to 199.99 kWSouth of Lugo2023September Monthly Peak | Portfolio Adjusted | 1-in-2 | Size: 20 kW to 199.99 kW | South of Lugo | 2023 | September Monthly Peak | 9 | 14.8447 | 14.1479 | 13.685 | 13.6829 | 14.0241 | 15.692 | 18.1246 | 20.997 | 24.9091 | 28.4581 | 31.0271 | 32.6491 | 33.4718 | 34.0158 | 34.2604 | 33.7304 | 32.048 | 29.1118 | 25.8168 | 24.9522 | 23.0461 | 21.1623 | 18.6129 | 16.4667 | 0 | 0 | 0 | 0 | 0 | 0 | 0 | 0 | 0 | 0 | 0 | 0 | 0 | 0 | 0.51391 | 0.50596 | 0.48072 | 0.43668 | 0 | 0 | 0 | 0 | 0 | 0 | 68.1574 | 67.4511 | 66.8288 | 65.9453 | 65.4721 | 65.2527 | 65.2009 | 64.9796 | 66.7555 | 70.7052 | 75.1571 | 79.6101 | 83.2218 | 85.0234 | 86.001 | 85.8916 | 85.7495 | 84.5843 | 82.2601 | 79.6995 | 77.1629 | 75.793 | 74.8388 | 73.9375 | 0.31607 | 0.29678 | 0.26618 | 0.2612 | 0.28315 | 0.36328 | 0.48537 | 0.60563 | 0.68481 | 0.73344 | 0.74567 | 0.77879 | 0.83013 | 0.91537 | 0.97295 | 0.99838 | 0.98271 | 0.87951 | 0.73035 | 0.57092 | 0.51021 | 0.45006 | 0.35737 | 0.29293
Portfolio Adjusted1-in-2Size: 20 kW to 199.99 kWSouth of Lugo2023October Monthly Peak | Portfolio Adjusted | 1-in-2 | Size: 20 kW to 199.99 kW | South of Lugo | 2023 | October Monthly Peak | 10 | 14.1415 | 13.522 | 13.0968 | 13.0575 | 13.2576 | 14.6543 | 17.2515 | 19.4803 | 22.8701 | 26.386 | 28.9706 | 30.8046 | 32.0539 | 32.8743 | 33.2386 | 32.7235 | 30.8843 | 27.7581 | 25.6233 | 24.1832 | 22.3039 | 20.3924 | 17.8168 | 15.7405 | 0 | 0 | 0 | 0 | 0 | 0 | 0 | 0 | 0 | 0 | 0 | 0 | 0 | 0 | 0.49858 | 0.49085 | 0.46327 | 0.41637 | 0 | 0 | 0 | 0 | 0 | 0 | 68.182 | 67.6431 | 66.6779 | 65.7541 | 65.275 | 64.002 | 63.5584 | 63.6815 | 65.2221 | 69.7538 | 76.1109 | 81.7751 | 85.2128 | 86.8315 | 88.518 | 87.5535 | 86.0269 | 83.2793 | 81.1486 | 78.6893 | 76.2595 | 74.2711 | 72.6268 | 70.8226 | 0.3156 | 0.29633 | 0.26578 | 0.26081 | 0.28273 | 0.36274 | 0.48464 | 0.60472 | 0.68379 | 0.73235 | 0.74456 | 0.77763 | 0.82889 | 0.914 | 0.97149 | 0.99689 | 0.98125 | 0.8782 | 0.72926 | 0.57007 | 0.50945 | 0.44939 | 0.35684 | 0.29249
Portfolio Adjusted1-in-2Size: 20 kW to 199.99 kWSouth of Lugo2023November Monthly Peak | Portfolio Adjusted | 1-in-2 | Size: 20 kW to 199.99 kW | South of Lugo | 2023 | November Monthly Peak | 11 | 12.9885 | 12.5367 | 12.2093 | 12.2505 | 12.5707 | 13.9976 | 15.6404 | 17.45 | 20.1506 | 22.7732 | 24.4686 | 25.605 | 26.2584 | 26.6637 | 26.7119 | 25.7294 | 24.4744 | 23.8753 | 22.0985 | 20.7385 | 19.4965 | 17.9389 | 16.0217 | 14.4173 | 0 | 0 | 0 | 0 | 0 | 0 | 0 | 0 | 0 | 0 | 0 | 0 | 0 | 0 | 0.40068 | 0.38594 | 0.36712 | 0.35813 | 0 | 0 | 0 | 0 | 0 | 0 | 58.0379 | 56.9122 | 56.1705 | 55.464 | 54.6583 | 54.0649 | 53.5203 | 53.7482 | 57.2645 | 60.42 | 65.9612 | 71.1725 | 75.0408 | 76.3341 | 75.8558 | 75.0303 | 72.346 | 68.4666 | 64.9965 | 63.5655 | 62.5155 | 61.2213 | 60.16 | 59.4675 | 0.31759 | 0.2982 | 0.26746 | 0.26246 | 0.28451 | 0.36503 | 0.4877 | 0.60854 | 0.68811 | 0.73697 | 0.74926 | 0.78253 | 0.83412 | 0.91977 | 0.97762 | 1.0032 | 0.98744 | 0.88373 | 0.73386 | 0.57366 | 0.51267 | 0.45222 | 0.35909 | 0.29433
Portfolio Adjusted1-in-2Size: 20 kW to 199.99 kWSouth of Lugo2023December Monthly Peak | Portfolio Adjusted | 1-in-2 | Size: 20 kW to 199.99 kW | South of Lugo | 2023 | December Monthly Peak | 12 | 13.6192 | 13.1091 | 12.6443 | 12.6613 | 13.124 | 14.6685 | 17.2757 | 19.1283 | 21.483 | 22.9323 | 23.5867 | 23.3589 | 22.997 | 22.7088 | 22.46 | 21.7974 | 21.7117 | 22.2188 | 21.0681 | 20.2922 | 19.3236 | 18.0912 | 16.4171 | 14.967 | 0 | 0 | 0 | 0 | 0 | 0 | 0 | 0 | 0 | 0 | 0 | 0 | 0 | 0 | 0.3369 | 0.32696 | 0.32567 | 0.33328 | 0 | 0 | 0 | 0 | 0 | 0 | 51.3188 | 49.8915 | 47.9163 | 47.0281 | 46.2345 | 45.5436 | 45.5974 | 45.4314 | 46.2048 | 49.4061 | 52.7131 | 54.7935 | 56.1385 | 56.4769 | 57.2992 | 57.3063 | 56.4618 | 55.2588 | 53.957 | 53.3641 | 52.6504 | 51.4454 | 50.5041 | 49.388 | 0.32554 | 0.30566 | 0.27415 | 0.26902 | 0.29163 | 0.37416 | 0.4999 | 0.62376 | 0.70532 | 0.7554 | 0.768 | 0.80211 | 0.85499 | 0.94278 | 1.0021 | 1.0283 | 1.0121 | 0.90584 | 0.75222 | 0.58801 | 0.52549 | 0.46353 | 0.36807 | 0.3017
Portfolio Adjusted1-in-2Size: 20 kW to 199.99 kWSouth of Lugo2023Typical Event Day | Portfolio Adjusted | 1-in-2 | Size: 20 kW to 199.99 kW | South of Lugo | 2023 | Typical Event Day | 8 | 14.7738 | 14.0683 | 13.6139 | 13.544 | 13.8587 | 15.5423 | 17.7498 | 20.7957 | 24.4421 | 28.0096 | 30.6192 | 32.3142 | 33.0864 | 33.6186 | 33.8132 | 33.4396 | 31.7643 | 28.9907 | 25.5948 | 24.2037 | 23.0455 | 21.121 | 18.5459 | 16.3634 | 0 | 0 | 0 | 0 | 0 | 0 | 0 | 0 | 0 | 0 | 0 | 0 | 0 | 0 | 0.5072 | 0.50159 | 0.47646 | 0.43486 | 0 | 0 | 0 | 0 | 0 | 0 | 67.5254 | 66.9759 | 66.4851 | 65.9513 | 65.679 | 65.374 | 65.2048 | 65.4327 | 67.5114 | 71.2693 | 75.3881 | 78.7444 | 80.5117 | 81.4982 | 82.3402 | 82.7148 | 83.5033 | 82.997 | 81.7652 | 79.1519 | 75.48 | 72.7092 | 71.297 | 70.4488 | 0.31575 | 0.29647 | 0.2659 | 0.26093 | 0.28286 | 0.36291 | 0.48487 | 0.605 | 0.68411 | 0.73269 | 0.7449 | 0.77799 | 0.82928 | 0.91443 | 0.97194 | 0.99734 | 0.9817 | 0.8786 | 0.7296 | 0.57033 | 0.50969 | 0.4496 | 0.357 | 0.29262
Portfolio Adjusted1-in-2Size: 20 kW to 199.99 kWSouth of Lugo2024January Monthly Peak | Portfolio Adjusted | 1-in-2 | Size: 20 kW to 199.99 kW | South of Lugo | 2024 | January Monthly Peak | 1 | 13.0633 | 12.5904 | 12.3232 | 12.336 | 12.6711 | 14.0556 | 16.5723 | 18.3794 | 20.6633 | 22.4018 | 23.3175 | 23.8196 | 24.2067 | 24.5748 | 24.6941 | 23.9252 | 22.8795 | 22.7291 | 21.2704 | 20.0535 | 19.0379 | 17.859 | 16.0978 | 14.6012 | 0 | 0 | 0 | 0 | 0 | 0 | 0 | 0 | 0 | 0 | 0 | 0 | 0 | 0 | 0.37041 | 0.35888 | 0.34319 | 0.34094 | 0 | 0 | 0 | 0 | 0 | 0 | 56.7557 | 56.0021 | 55.6234 | 55.3178 | 54.3143 | 54.2053 | 55.0615 | 55.3031 | 55.9543 | 57.1194 | 58.5666 | 59.0635 | 60.1284 | 61.0858 | 61.6853 | 61.3579 | 61.7535 | 61.5043 | 60.2386 | 59.108 | 58.5702 | 58.1927 | 57.292 | 56.1867 | 0.31608 | 0.29679 | 0.26619 | 0.26121 | 0.28316 | 0.36329 | 0.48538 | 0.60564 | 0.68484 | 0.73347 | 0.7457 | 0.77881 | 0.83016 | 0.9154 | 0.97297 | 0.9984 | 0.98274 | 0.87953 | 0.73037 | 0.57094 | 0.51023 | 0.45007 | 0.35738 | 0.29294
Portfolio Adjusted1-in-2Size: 20 kW to 199.99 kWSouth of Lugo2024February Monthly Peak | Portfolio Adjusted | 1-in-2 | Size: 20 kW to 199.99 kW | South of Lugo | 2024 | February Monthly Peak | 2 | 13.2707 | 12.7111 | 12.2762 | 12.3154 | 12.6575 | 14.1416 | 16.5016 | 18.5424 | 21.0238 | 22.8532 | 23.8361 | 24.2627 | 24.5461 | 24.7082 | 24.8728 | 24.3366 | 23.5226 | 22.6934 | 21.732 | 20.4187 | 19.3473 | 18.1256 | 16.3249 | 14.8339 | 0 | 0 | 0 | 0 | 0 | 0 | 0 | 0 | 0 | 0 | 0 | 0 | 0 | 0 | 0.37309 | 0.36505 | 0.35284 | 0.3404 | 0 | 0 | 0 | 0 | 0 | 0 | 52.3059 | 51.5655 | 51.1901 | 50.7566 | 50.3538 | 49.9304 | 49.5211 | 49.6964 | 51.1459 | 54.8509 | 59.1594 | 63.2935 | 64.9494 | 65.844 | 65.8624 | 64.681 | 64.0031 | 63.6646 | 61.0838 | 59.1084 | 58.3288 | 57.3378 | 56.2872 | 55.0287 | 0.31691 | 0.29757 | 0.26688 | 0.26189 | 0.28391 | 0.36425 | 0.48666 | 0.60723 | 0.68663 | 0.73539 | 0.74765 | 0.78086 | 0.83234 | 0.9178 | 0.97553 | 1.001 | 0.98532 | 0.88184 | 0.73229 | 0.57244 | 0.51157 | 0.45125 | 0.35832 | 0.2937
Portfolio Adjusted1-in-2Size: 20 kW to 199.99 kWSouth of Lugo2024March Monthly Peak | Portfolio Adjusted | 1-in-2 | Size: 20 kW to 199.99 kW | South of Lugo | 2024 | March Monthly Peak | 3 | 13.5048 | 12.7339 | 12.3713 | 12.316 | 12.6634 | 14.0538 | 16.4003 | 18.3665 | 20.7671 | 22.6523 | 23.6673 | 24.1114 | 24.463 | 24.6557 | 24.9133 | 24.5276 | 23.5582 | 22.3207 | 20.9568 | 20.8944 | 19.7834 | 18.5247 | 16.783 | 15.0882 | 0 | 0 | 0 | 0 | 0 | 0 | 0 | 0 | 0 | 0 | 0 | 0 | 0 | 0 | 0.3737 | 0.36791 | 0.35337 | 0.33481 | 0 | 0 | 0 | 0 | 0 | 0 | 54.3717 | 53.2281 | 52.6875 | 52.6956 | 52.3073 | 51.8114 | 51.4194 | 51.8041 | 53.2343 | 54.8049 | 57.1233 | 59.8994 | 62.3259 | 64.2475 | 65.0798 | 65.4313 | 64.6769 | 63.5031 | 60.7295 | 58.5399 | 57.7484 | 56.8038 | 55.5622 | 54.045 | 0.31756 | 0.29817 | 0.26743 | 0.26243 | 0.28449 | 0.36499 | 0.48765 | 0.60848 | 0.68804 | 0.7369 | 0.74918 | 0.78246 | 0.83404 | 0.91968 | 0.97752 | 1.0031 | 0.98734 | 0.88365 | 0.73379 | 0.57361 | 0.51262 | 0.45218 | 0.35905 | 0.29431
Portfolio Adjusted1-in-2Size: 20 kW to 199.99 kWSouth of Lugo2024April Monthly Peak | Portfolio Adjusted | 1-in-2 | Size: 20 kW to 199.99 kW | South of Lugo | 2024 | April Monthly Peak | 4 | 13.3594 | 12.5553 | 12.1723 | 12.1622 | 12.392 | 13.6734 | 15.5278 | 17.5267 | 20.3608 | 22.8838 | 24.5616 | 25.7773 | 26.6917 | 27.2605 | 27.7031 | 27.4698 | 26.2424 | 24.1271 | 21.8006 | 21.2699 | 20.3775 | 18.8968 | 16.8668 | 14.9629 | 0 | 0 | 0 | 0 | 0 | 0 | 0 | 0 | 0 | 0 | 0 | 0 | 0 | 0 | 0.41555 | 0.41205 | 0.39364 | 0.36191 | 0 | 0 | 0 | 0 | 0 | 0 | 60.8239 | 60.3151 | 59.7144 | 59.3151 | 58.5201 | 57.9855 | 57.6972 | 57.7718 | 59.393 | 62.5677 | 66.4718 | 70.2495 | 73.2382 | 73.9539 | 73.7332 | 73.0819 | 71.5835 | 70.3511 | 69.0483 | 67.4313 | 64.9425 | 64.5882 | 63.4805 | 61.5166 | 0.31579 | 0.29651 | 0.26593 | 0.26096 | 0.28289 | 0.36295 | 0.48492 | 0.60507 | 0.68419 | 0.73277 | 0.74499 | 0.77808 | 0.82937 | 0.91453 | 0.97206 | 0.99746 | 0.98181 | 0.8787 | 0.72968 | 0.5704 | 0.50975 | 0.44965 | 0.35704 | 0.29266
Portfolio Adjusted1-in-2Size: 20 kW to 199.99 kWSouth of Lugo2024May Monthly Peak | Portfolio Adjusted | 1-in-2 | Size: 20 kW to 199.99 kW | South of Lugo | 2024 | May Monthly Peak | 5 | 13.6526 | 12.8447 | 12.4152 | 12.4421 | 12.6768 | 13.899 | 15.6274 | 18.2493 | 21.475 | 24.3804 | 26.2774 | 27.5515 | 28.117 | 28.5944 | 28.9752 | 28.6028 | 27.3489 | 24.9149 | 22.5994 | 21.3804 | 20.807 | 19.2426 | 17.1546 | 15.1453 | 0 | 0 | 0 | 0 | 0 | 0 | 0 | 0 | 0 | 0 | 0 | 0 | 0 | 0 | 0.43463 | 0.42904 | 0.41023 | 0.37372 | 0 | 0 | 0 | 0 | 0 | 0 | 62.8012 | 61.9007 | 61.0266 | 60.6401 | 60.3959 | 59.743 | 59.7189 | 60.3359 | 62.3958 | 65.0649 | 68.4649 | 71.9433 | 74.3983 | 74.7455 | 74.5282 | 74.6587 | 75.3653 | 75.3901 | 74.1775 | 71.712 | 68.1525 | 65.5302 | 64.7553 | 64.0301 | 0.31689 | 0.29755 | 0.26687 | 0.26188 | 0.28389 | 0.36422 | 0.48662 | 0.60719 | 0.68659 | 0.73534 | 0.7476 | 0.78081 | 0.83228 | 0.91774 | 0.97546 | 1.001 | 0.98526 | 0.88178 | 0.73224 | 0.5724 | 0.51154 | 0.45122 | 0.3583 | 0.29368
Portfolio Adjusted1-in-2Size: 20 kW to 199.99 kWSouth of Lugo2024June Monthly Peak | Portfolio Adjusted | 1-in-2 | Size: 20 kW to 199.99 kW | South of Lugo | 2024 | June Monthly Peak | 6 | 13.8949 | 13.1205 | 12.7185 | 12.7714 | 13.0915 | 14.274 | 16.1088 | 19.0841 | 22.3669 | 25.5685 | 27.6315 | 29.1318 | 29.9945 | 30.625 | 30.9573 | 30.7219 | 29.3792 | 26.7667 | 23.8597 | 22.0743 | 21.4736 | 19.8825 | 17.6479 | 15.5186 | 0 | 0 | 0 | 0 | 0 | 0 | 0 | 0 | 0 | 0 | 0 | 0 | 0 | 0 | 0.46436 | 0.46083 | 0.44069 | 0.4015 | 0 | 0 | 0 | 0 | 0 | 0 | 64.8831 | 64.3149 | 63.5294 | 63.1265 | 62.8973 | 62.6759 | 62.4749 | 62.8667 | 65 | 68.359 | 71.2742 | 73.5004 | 74.1869 | 74.8972 | 75.1806 | 76.3311 | 77.6381 | 77.939 | 77.6874 | 75.1121 | 72.0595 | 68.5942 | 66.725 | 66.141 | 0.31577 | 0.29649 | 0.26592 | 0.26095 | 0.28288 | 0.36293 | 0.4849 | 0.60504 | 0.68415 | 0.73274 | 0.74495 | 0.77804 | 0.82933 | 0.91449 | 0.972 | 0.99741 | 0.98176 | 0.87866 | 0.72964 | 0.57037 | 0.50972 | 0.44962 | 0.35703 | 0.29264
Portfolio Adjusted1-in-2Size: 20 kW to 199.99 kWSouth of Lugo2024July Monthly Peak | Portfolio Adjusted | 1-in-2 | Size: 20 kW to 199.99 kW | South of Lugo | 2024 | July Monthly Peak | 7 | 14.5651 | 13.8605 | 13.4622 | 13.4319 | 13.6835 | 15.1308 | 17.3954 | 20.7064 | 24.2538 | 27.7492 | 30.0921 | 31.6248 | 32.2954 | 32.8517 | 32.987 | 32.7732 | 31.3447 | 28.5395 | 25.3463 | 23.4222 | 22.6828 | 21.009 | 18.4965 | 16.2774 | 0 | 0 | 0 | 0 | 0 | 0 | 0 | 0 | 0 | 0 | 0 | 0 | 0 | 0 | 0.49481 | 0.4916 | 0.47017 | 0.42809 | 0 | 0 | 0 | 0 | 0 | 0 | 65.2973 | 65.2131 | 65.3516 | 65.5798 | 65.5238 | 65.274 | 65.0985 | 65.4446 | 67.4952 | 70.5086 | 74.3431 | 77.3311 | 78.6804 | 79.4719 | 80.5973 | 81.1151 | 81.9129 | 81.7073 | 80.771 | 78.1834 | 74.3362 | 71.1012 | 69.6436 | 68.7727 | 0.31548 | 0.29622 | 0.26568 | 0.26071 | 0.28262 | 0.3626 | 0.48445 | 0.60449 | 0.68353 | 0.73206 | 0.74427 | 0.77733 | 0.82857 | 0.91365 | 0.97111 | 0.9965 | 0.98086 | 0.87785 | 0.72898 | 0.56984 | 0.50925 | 0.44921 | 0.3567 | 0.29238
Portfolio Adjusted1-in-2Size: 20 kW to 199.99 kWSouth of Lugo2024August Monthly Peak | Portfolio Adjusted | 1-in-2 | Size: 20 kW to 199.99 kW | South of Lugo | 2024 | August Monthly Peak | 8 | 15.1179 | 14.3836 | 13.8897 | 13.8124 | 14.1446 | 15.8715 | 18.1741 | 21.5205 | 25.6183 | 29.5326 | 32.4405 | 34.2634 | 35.0917 | 35.6237 | 35.7856 | 35.381 | 33.5767 | 30.624 | 26.914 | 25.3374 | 23.967 | 21.8484 | 19.113 | 16.8162 | 0 | 0 | 0 | 0 | 0 | 0 | 0 | 0 | 0 | 0 | 0 | 0 | 0 | 0 | 0.53678 | 0.53072 | 0.50365 | 0.45936 | 0 | 0 | 0 | 0 | 0 | 0 | 71.7636 | 70.9246 | 70.2305 | 69.1537 | 68.8227 | 68.2933 | 68.0448 | 68.4401 | 70.7949 | 75.5045 | 80.778 | 84.5359 | 85.9576 | 86.6002 | 87.5819 | 87.5214 | 88.7128 | 87.7573 | 86.3423 | 83.6125 | 78.3612 | 75.3486 | 73.9805 | 72.9439 | 0.31692 | 0.29757 | 0.26689 | 0.2619 | 0.28391 | 0.36425 | 0.48666 | 0.60724 | 0.68664 | 0.7354 | 0.74766 | 0.78087 | 0.83235 | 0.91781 | 0.97554 | 1.001 | 0.98533 | 0.88185 | 0.7323 | 0.57244 | 0.51158 | 0.45126 | 0.35832 | 0.29371
Portfolio Adjusted1-in-2Size: 20 kW to 199.99 kWSouth of Lugo2024September Monthly Peak | Portfolio Adjusted | 1-in-2 | Size: 20 kW to 199.99 kW | South of Lugo | 2024 | September Monthly Peak | 9 | 14.8447 | 14.1479 | 13.685 | 13.6829 | 14.0241 | 15.692 | 18.1246 | 20.997 | 24.9091 | 28.4581 | 31.0271 | 32.6491 | 33.4718 | 34.0158 | 34.2604 | 33.7304 | 32.048 | 29.1118 | 25.8168 | 24.9522 | 23.0461 | 21.1623 | 18.6129 | 16.4667 | 0 | 0 | 0 | 0 | 0 | 0 | 0 | 0 | 0 | 0 | 0 | 0 | 0 | 0 | 0.51391 | 0.50596 | 0.48072 | 0.43668 | 0 | 0 | 0 | 0 | 0 | 0 | 68.1574 | 67.4511 | 66.8288 | 65.9453 | 65.4721 | 65.2527 | 65.2009 | 64.9796 | 66.7555 | 70.7052 | 75.1571 | 79.6101 | 83.2218 | 85.0234 | 86.001 | 85.8916 | 85.7495 | 84.5843 | 82.2601 | 79.6995 | 77.1629 | 75.793 | 74.8388 | 73.9375 | 0.31607 | 0.29678 | 0.26618 | 0.2612 | 0.28315 | 0.36328 | 0.48537 | 0.60563 | 0.68481 | 0.73344 | 0.74567 | 0.77879 | 0.83013 | 0.91537 | 0.97295 | 0.99838 | 0.98271 | 0.87951 | 0.73035 | 0.57092 | 0.51021 | 0.45006 | 0.35737 | 0.29293
Portfolio Adjusted1-in-2Size: 20 kW to 199.99 kWSouth of Lugo2024October Monthly Peak | Portfolio Adjusted | 1-in-2 | Size: 20 kW to 199.99 kW | South of Lugo | 2024 | October Monthly Peak | 10 | 14.1415 | 13.522 | 13.0968 | 13.0575 | 13.2576 | 14.6543 | 17.2515 | 19.4803 | 22.8701 | 26.386 | 28.9706 | 30.8046 | 32.0539 | 32.8743 | 33.2386 | 32.7235 | 30.8844 | 27.7581 | 25.6233 | 24.1832 | 22.3039 | 20.3924 | 17.8168 | 15.7405 | 0 | 0 | 0 | 0 | 0 | 0 | 0 | 0 | 0 | 0 | 0 | 0 | 0 | 0 | 0.49858 | 0.49085 | 0.46327 | 0.41637 | 0 | 0 | 0 | 0 | 0 | 0 | 68.182 | 67.6431 | 66.6779 | 65.7541 | 65.275 | 64.002 | 63.5584 | 63.6815 | 65.2221 | 69.7538 | 76.1109 | 81.7751 | 85.2128 | 86.8315 | 88.518 | 87.5535 | 86.0269 | 83.2793 | 81.1486 | 78.6893 | 76.2595 | 74.2711 | 72.6268 | 70.8226 | 0.3156 | 0.29633 | 0.26578 | 0.26081 | 0.28273 | 0.36274 | 0.48464 | 0.60472 | 0.68379 | 0.73235 | 0.74456 | 0.77763 | 0.82889 | 0.914 | 0.97149 | 0.99689 | 0.98125 | 0.8782 | 0.72926 | 0.57007 | 0.50945 | 0.44939 | 0.35684 | 0.29249
Portfolio Adjusted1-in-2Size: 20 kW to 199.99 kWSouth of Lugo2024November Monthly Peak | Portfolio Adjusted | 1-in-2 | Size: 20 kW to 199.99 kW | South of Lugo | 2024 | November Monthly Peak | 11 | 12.9885 | 12.5367 | 12.2093 | 12.2505 | 12.5707 | 13.9976 | 15.6404 | 17.45 | 20.1506 | 22.7732 | 24.4686 | 25.605 | 26.2584 | 26.6637 | 26.7119 | 25.7294 | 24.4744 | 23.8753 | 22.0985 | 20.7385 | 19.4965 | 17.9389 | 16.0217 | 14.4173 | 0 | 0 | 0 | 0 | 0 | 0 | 0 | 0 | 0 | 0 | 0 | 0 | 0 | 0 | 0.40068 | 0.38594 | 0.36712 | 0.35813 | 0 | 0 | 0 | 0 | 0 | 0 | 58.0379 | 56.9122 | 56.1705 | 55.464 | 54.6583 | 54.0649 | 53.5203 | 53.7482 | 57.2645 | 60.42 | 65.9612 | 71.1725 | 75.0408 | 76.3342 | 75.8558 | 75.0303 | 72.346 | 68.4666 | 64.9965 | 63.5655 | 62.5155 | 61.2213 | 60.16 | 59.4675 | 0.31759 | 0.2982 | 0.26746 | 0.26246 | 0.28451 | 0.36503 | 0.4877 | 0.60854 | 0.68811 | 0.73697 | 0.74926 | 0.78253 | 0.83412 | 0.91977 | 0.97762 | 1.0032 | 0.98744 | 0.88373 | 0.73386 | 0.57366 | 0.51267 | 0.45222 | 0.35909 | 0.29433
Portfolio Adjusted1-in-2Size: 20 kW to 199.99 kWSouth of Lugo2024December Monthly Peak | Portfolio Adjusted | 1-in-2 | Size: 20 kW to 199.99 kW | South of Lugo | 2024 | December Monthly Peak | 12 | 13.6192 | 13.1091 | 12.6443 | 12.6613 | 13.124 | 14.6685 | 17.2757 | 19.1283 | 21.483 | 22.9323 | 23.5867 | 23.3589 | 22.997 | 22.7088 | 22.46 | 21.7974 | 21.7117 | 22.2188 | 21.0681 | 20.2922 | 19.3236 | 18.0912 | 16.4171 | 14.967 | 0 | 0 | 0 | 0 | 0 | 0 | 0 | 0 | 0 | 0 | 0 | 0 | 0 | 0 | 0.3369 | 0.32696 | 0.32567 | 0.33328 | 0 | 0 | 0 | 0 | 0 | 0 | 51.3188 | 49.8915 | 47.9163 | 47.0281 | 46.2345 | 45.5436 | 45.5974 | 45.4314 | 46.2048 | 49.4061 | 52.7131 | 54.7935 | 56.1385 | 56.4769 | 57.2992 | 57.3063 | 56.4618 | 55.2588 | 53.957 | 53.3641 | 52.6504 | 51.4454 | 50.5041 | 49.388 | 0.32554 | 0.30566 | 0.27415 | 0.26902 | 0.29163 | 0.37416 | 0.4999 | 0.62376 | 0.70532 | 0.7554 | 0.768 | 0.80211 | 0.85499 | 0.94278 | 1.0021 | 1.0283 | 1.0121 | 0.90584 | 0.75222 | 0.58801 | 0.52549 | 0.46353 | 0.36807 | 0.3017
Portfolio Adjusted1-in-2Size: 20 kW to 199.99 kWSouth of Lugo2024Typical Event Day | Portfolio Adjusted | 1-in-2 | Size: 20 kW to 199.99 kW | South of Lugo | 2024 | Typical Event Day | 8 | 14.7738 | 14.0683 | 13.6139 | 13.544 | 13.8587 | 15.5423 | 17.7498 | 20.7957 | 24.4421 | 28.0096 | 30.6192 | 32.3142 | 33.0864 | 33.6186 | 33.8132 | 33.4396 | 31.7643 | 28.9907 | 25.5948 | 24.2037 | 23.0455 | 21.121 | 18.5459 | 16.3634 | 0 | 0 | 0 | 0 | 0 | 0 | 0 | 0 | 0 | 0 | 0 | 0 | 0 | 0 | 0.5072 | 0.50159 | 0.47646 | 0.43486 | 0 | 0 | 0 | 0 | 0 | 0 | 67.5254 | 66.9759 | 66.4851 | 65.9513 | 65.679 | 65.374 | 65.2048 | 65.4327 | 67.5114 | 71.2693 | 75.3881 | 78.7444 | 80.5117 | 81.4982 | 82.3402 | 82.7148 | 83.5033 | 82.997 | 81.7652 | 79.1519 | 75.48 | 72.7092 | 71.297 | 70.4488 | 0.31575 | 0.29647 | 0.2659 | 0.26093 | 0.28286 | 0.36291 | 0.48487 | 0.605 | 0.68411 | 0.73269 | 0.7449 | 0.77799 | 0.82928 | 0.91443 | 0.97194 | 0.99734 | 0.9817 | 0.8786 | 0.7296 | 0.57033 | 0.50969 | 0.4496 | 0.357 | 0.29262
Portfolio Adjusted1-in-2Size: 20 kW to 199.99 kWSouth of Lugo2025January Monthly Peak | Portfolio Adjusted | 1-in-2 | Size: 20 kW to 199.99 kW | South of Lugo | 2025 | January Monthly Peak | 1 | 13.0633 | 12.5904 | 12.3232 | 12.336 | 12.6711 | 14.0556 | 16.5723 | 18.3794 | 20.6633 | 22.4018 | 23.3175 | 23.8196 | 24.2067 | 24.5748 | 24.6941 | 23.9252 | 22.8795 | 22.7291 | 21.2704 | 20.0535 | 19.0379 | 17.859 | 16.0978 | 14.6012 | 0 | 0 | 0 | 0 | 0 | 0 | 0 | 0 | 0 | 0 | 0 | 0 | 0 | 0 | 0.37041 | 0.35888 | 0.34319 | 0.34094 | 0 | 0 | 0 | 0 | 0 | 0 | 56.7557 | 56.0021 | 55.6233 | 55.3178 | 54.3143 | 54.2053 | 55.0615 | 55.3031 | 55.9543 | 57.1194 | 58.5666 | 59.0635 | 60.1284 | 61.0858 | 61.6853 | 61.3579 | 61.7535 | 61.5043 | 60.2386 | 59.108 | 58.5702 | 58.1927 | 57.292 | 56.1867 | 0.31608 | 0.29679 | 0.26619 | 0.26121 | 0.28316 | 0.36329 | 0.48538 | 0.60564 | 0.68484 | 0.73347 | 0.7457 | 0.77881 | 0.83016 | 0.9154 | 0.97297 | 0.9984 | 0.98274 | 0.87953 | 0.73037 | 0.57094 | 0.51023 | 0.45007 | 0.35738 | 0.29294
Portfolio Adjusted1-in-2Size: 20 kW to 199.99 kWSouth of Lugo2025February Monthly Peak | Portfolio Adjusted | 1-in-2 | Size: 20 kW to 199.99 kW | South of Lugo | 2025 | February Monthly Peak | 2 | 13.2707 | 12.7111 | 12.2762 | 12.3154 | 12.6575 | 14.1416 | 16.5016 | 18.5424 | 21.0238 | 22.8532 | 23.8361 | 24.2627 | 24.5461 | 24.7082 | 24.8728 | 24.3366 | 23.5226 | 22.6934 | 21.732 | 20.4187 | 19.3473 | 18.1256 | 16.3249 | 14.8339 | 0 | 0 | 0 | 0 | 0 | 0 | 0 | 0 | 0 | 0 | 0 | 0 | 0 | 0 | 0.37309 | 0.36505 | 0.35284 | 0.3404 | 0 | 0 | 0 | 0 | 0 | 0 | 52.3059 | 51.5655 | 51.1901 | 50.7566 | 50.3538 | 49.9304 | 49.5211 | 49.6964 | 51.1459 | 54.8509 | 59.1594 | 63.2935 | 64.9494 | 65.844 | 65.8624 | 64.681 | 64.0031 | 63.6646 | 61.0838 | 59.1084 | 58.3288 | 57.3378 | 56.2872 | 55.0287 | 0.31691 | 0.29757 | 0.26688 | 0.26189 | 0.28391 | 0.36425 | 0.48666 | 0.60723 | 0.68663 | 0.73539 | 0.74765 | 0.78086 | 0.83234 | 0.9178 | 0.97553 | 1.001 | 0.98532 | 0.88184 | 0.73229 | 0.57244 | 0.51157 | 0.45125 | 0.35832 | 0.2937
Portfolio Adjusted1-in-2Size: 20 kW to 199.99 kWSouth of Lugo2025March Monthly Peak | Portfolio Adjusted | 1-in-2 | Size: 20 kW to 199.99 kW | South of Lugo | 2025 | March Monthly Peak | 3 | 13.5048 | 12.7339 | 12.3713 | 12.316 | 12.6634 | 14.0538 | 16.4003 | 18.3665 | 20.7671 | 22.6523 | 23.6673 | 24.1114 | 24.463 | 24.6557 | 24.9133 | 24.5276 | 23.5582 | 22.3207 | 20.9568 | 20.8944 | 19.7834 | 18.5247 | 16.783 | 15.0882 | 0 | 0 | 0 | 0 | 0 | 0 | 0 | 0 | 0 | 0 | 0 | 0 | 0 | 0 | 0.3737 | 0.36791 | 0.35337 | 0.33481 | 0 | 0 | 0 | 0 | 0 | 0 | 54.3717 | 53.2281 | 52.6875 | 52.6956 | 52.3073 | 51.8114 | 51.4194 | 51.8041 | 53.2343 | 54.8049 | 57.1233 | 59.8994 | 62.3259 | 64.2475 | 65.0798 | 65.4313 | 64.6769 | 63.5031 | 60.7295 | 58.5399 | 57.7484 | 56.8038 | 55.5622 | 54.045 | 0.31756 | 0.29817 | 0.26743 | 0.26243 | 0.28449 | 0.36499 | 0.48765 | 0.60848 | 0.68804 | 0.7369 | 0.74918 | 0.78246 | 0.83404 | 0.91968 | 0.97752 | 1.0031 | 0.98734 | 0.88365 | 0.73379 | 0.57361 | 0.51262 | 0.45218 | 0.35905 | 0.29431
Portfolio Adjusted1-in-2Size: 20 kW to 199.99 kWSouth of Lugo2025April Monthly Peak | Portfolio Adjusted | 1-in-2 | Size: 20 kW to 199.99 kW | South of Lugo | 2025 | April Monthly Peak | 4 | 13.3594 | 12.5553 | 12.1723 | 12.1622 | 12.392 | 13.6734 | 15.5278 | 17.5267 | 20.3608 | 22.8838 | 24.5616 | 25.7773 | 26.6917 | 27.2605 | 27.7031 | 27.4698 | 26.2424 | 24.1271 | 21.8006 | 21.2699 | 20.3775 | 18.8968 | 16.8668 | 14.9629 | 0 | 0 | 0 | 0 | 0 | 0 | 0 | 0 | 0 | 0 | 0 | 0 | 0 | 0 | 0.41555 | 0.41205 | 0.39364 | 0.36191 | 0 | 0 | 0 | 0 | 0 | 0 | 60.8239 | 60.3151 | 59.7144 | 59.3151 | 58.5201 | 57.9855 | 57.6972 | 57.7718 | 59.393 | 62.5677 | 66.4718 | 70.2495 | 73.2382 | 73.9539 | 73.7332 | 73.082 | 71.5835 | 70.3511 | 69.0483 | 67.4313 | 64.9425 | 64.5882 | 63.4805 | 61.5166 | 0.31579 | 0.29651 | 0.26593 | 0.26096 | 0.2829 | 0.36295 | 0.48492 | 0.60507 | 0.68419 | 0.73277 | 0.74499 | 0.77808 | 0.82937 | 0.91453 | 0.97206 | 0.99746 | 0.98181 | 0.8787 | 0.72968 | 0.5704 | 0.50975 | 0.44965 | 0.35704 | 0.29266
Portfolio Adjusted1-in-2Size: 20 kW to 199.99 kWSouth of Lugo2025May Monthly Peak | Portfolio Adjusted | 1-in-2 | Size: 20 kW to 199.99 kW | South of Lugo | 2025 | May Monthly Peak | 5 | 13.6526 | 12.8447 | 12.4152 | 12.4421 | 12.6768 | 13.899 | 15.6274 | 18.2493 | 21.475 | 24.3804 | 26.2774 | 27.5515 | 28.117 | 28.5944 | 28.9752 | 28.6028 | 27.3489 | 24.9149 | 22.5994 | 21.3804 | 20.807 | 19.2426 | 17.1546 | 15.1453 | 0 | 0 | 0 | 0 | 0 | 0 | 0 | 0 | 0 | 0 | 0 | 0 | 0 | 0 | 0.43463 | 0.42904 | 0.41023 | 0.37372 | 0 | 0 | 0 | 0 | 0 | 0 | 62.8012 | 61.9007 | 61.0266 | 60.6401 | 60.3959 | 59.743 | 59.7189 | 60.3359 | 62.3958 | 65.0649 | 68.4649 | 71.9433 | 74.3983 | 74.7455 | 74.5282 | 74.6587 | 75.3653 | 75.3901 | 74.1775 | 71.712 | 68.1525 | 65.5302 | 64.7553 | 64.0301 | 0.31689 | 0.29755 | 0.26687 | 0.26188 | 0.28389 | 0.36422 | 0.48662 | 0.60719 | 0.68659 | 0.73534 | 0.7476 | 0.78081 | 0.83228 | 0.91774 | 0.97546 | 1.001 | 0.98526 | 0.88178 | 0.73224 | 0.5724 | 0.51154 | 0.45122 | 0.3583 | 0.29368
Portfolio Adjusted1-in-2Size: 20 kW to 199.99 kWSouth of Lugo2025June Monthly Peak | Portfolio Adjusted | 1-in-2 | Size: 20 kW to 199.99 kW | South of Lugo | 2025 | June Monthly Peak | 6 | 13.8949 | 13.1205 | 12.7185 | 12.7714 | 13.0915 | 14.274 | 16.1088 | 19.0841 | 22.3669 | 25.5685 | 27.6315 | 29.1318 | 29.9945 | 30.625 | 30.9573 | 30.7219 | 29.3792 | 26.7667 | 23.8597 | 22.0743 | 21.4736 | 19.8825 | 17.6479 | 15.5186 | 0 | 0 | 0 | 0 | 0 | 0 | 0 | 0 | 0 | 0 | 0 | 0 | 0 | 0 | 0.46436 | 0.46083 | 0.44069 | 0.4015 | 0 | 0 | 0 | 0 | 0 | 0 | 64.8831 | 64.3149 | 63.5293 | 63.1265 | 62.8973 | 62.6759 | 62.4749 | 62.8667 | 65 | 68.359 | 71.2742 | 73.5004 | 74.1869 | 74.8972 | 75.1806 | 76.3311 | 77.6381 | 77.939 | 77.6874 | 75.1121 | 72.0595 | 68.5942 | 66.725 | 66.141 | 0.31577 | 0.29649 | 0.26592 | 0.26095 | 0.28288 | 0.36293 | 0.4849 | 0.60504 | 0.68415 | 0.73274 | 0.74495 | 0.77804 | 0.82933 | 0.91449 | 0.972 | 0.99741 | 0.98176 | 0.87866 | 0.72964 | 0.57037 | 0.50972 | 0.44962 | 0.35703 | 0.29264
Portfolio Adjusted1-in-2Size: 20 kW to 199.99 kWSouth of Lugo2025July Monthly Peak | Portfolio Adjusted | 1-in-2 | Size: 20 kW to 199.99 kW | South of Lugo | 2025 | July Monthly Peak | 7 | 14.5651 | 13.8605 | 13.4622 | 13.4319 | 13.6835 | 15.1308 | 17.3954 | 20.7064 | 24.2538 | 27.7492 | 30.0921 | 31.6248 | 32.2954 | 32.8517 | 32.987 | 32.7732 | 31.3447 | 28.5395 | 25.3463 | 23.4222 | 22.6828 | 21.009 | 18.4965 | 16.2774 | 0 | 0 | 0 | 0 | 0 | 0 | 0 | 0 | 0 | 0 | 0 | 0 | 0 | 0 | 0.49481 | 0.4916 | 0.47017 | 0.42809 | 0 | 0 | 0 | 0 | 0 | 0 | 65.2973 | 65.2131 | 65.3516 | 65.5798 | 65.5238 | 65.274 | 65.0985 | 65.4446 | 67.4952 | 70.5086 | 74.3431 | 77.3311 | 78.6804 | 79.4719 | 80.5973 | 81.1151 | 81.9129 | 81.7073 | 80.771 | 78.1834 | 74.3362 | 71.1012 | 69.6436 | 68.7727 | 0.31548 | 0.29622 | 0.26568 | 0.26071 | 0.28262 | 0.3626 | 0.48445 | 0.60449 | 0.68353 | 0.73206 | 0.74427 | 0.77733 | 0.82857 | 0.91365 | 0.97111 | 0.9965 | 0.98086 | 0.87785 | 0.72898 | 0.56984 | 0.50925 | 0.44921 | 0.3567 | 0.29238
Portfolio Adjusted1-in-2Size: 20 kW to 199.99 kWSouth of Lugo2025August Monthly Peak | Portfolio Adjusted | 1-in-2 | Size: 20 kW to 199.99 kW | South of Lugo | 2025 | August Monthly Peak | 8 | 15.1179 | 14.3836 | 13.8897 | 13.8124 | 14.1446 | 15.8715 | 18.1741 | 21.5205 | 25.6183 | 29.5326 | 32.4405 | 34.2634 | 35.0917 | 35.6237 | 35.7856 | 35.381 | 33.5767 | 30.624 | 26.914 | 25.3374 | 23.967 | 21.8484 | 19.113 | 16.8162 | 0 | 0 | 0 | 0 | 0 | 0 | 0 | 0 | 0 | 0 | 0 | 0 | 0 | 0 | 0.53678 | 0.53072 | 0.50365 | 0.45936 | 0 | 0 | 0 | 0 | 0 | 0 | 71.7636 | 70.9246 | 70.2305 | 69.1537 | 68.8227 | 68.2933 | 68.0448 | 68.4401 | 70.7949 | 75.5045 | 80.778 | 84.5359 | 85.9576 | 86.6002 | 87.5819 | 87.5214 | 88.7128 | 87.7573 | 86.3423 | 83.6125 | 78.3612 | 75.3486 | 73.9805 | 72.9439 | 0.31692 | 0.29757 | 0.26689 | 0.2619 | 0.28391 | 0.36425 | 0.48666 | 0.60724 | 0.68664 | 0.7354 | 0.74766 | 0.78087 | 0.83235 | 0.91781 | 0.97554 | 1.001 | 0.98533 | 0.88185 | 0.7323 | 0.57244 | 0.51158 | 0.45126 | 0.35832 | 0.29371
Portfolio Adjusted1-in-2Size: 20 kW to 199.99 kWSouth of Lugo2025September Monthly Peak | Portfolio Adjusted | 1-in-2 | Size: 20 kW to 199.99 kW | South of Lugo | 2025 | September Monthly Peak | 9 | 14.8447 | 14.1479 | 13.685 | 13.6829 | 14.0241 | 15.692 | 18.1246 | 20.997 | 24.9091 | 28.4581 | 31.0271 | 32.6491 | 33.4718 | 34.0158 | 34.2604 | 33.7304 | 32.048 | 29.1118 | 25.8168 | 24.9522 | 23.0461 | 21.1623 | 18.6129 | 16.4667 | 0 | 0 | 0 | 0 | 0 | 0 | 0 | 0 | 0 | 0 | 0 | 0 | 0 | 0 | 0.51391 | 0.50596 | 0.48072 | 0.43668 | 0 | 0 | 0 | 0 | 0 | 0 | 68.1574 | 67.4511 | 66.8288 | 65.9453 | 65.4721 | 65.2527 | 65.2009 | 64.9796 | 66.7555 | 70.7052 | 75.1571 | 79.6101 | 83.2218 | 85.0234 | 86.001 | 85.8916 | 85.7495 | 84.5843 | 82.2601 | 79.6995 | 77.1629 | 75.793 | 74.8388 | 73.9375 | 0.31607 | 0.29678 | 0.26618 | 0.2612 | 0.28315 | 0.36328 | 0.48537 | 0.60563 | 0.68481 | 0.73344 | 0.74567 | 0.77879 | 0.83013 | 0.91537 | 0.97295 | 0.99838 | 0.98271 | 0.87951 | 0.73035 | 0.57092 | 0.51021 | 0.45006 | 0.35737 | 0.29293
Portfolio Adjusted1-in-2Size: 20 kW to 199.99 kWSouth of Lugo2025October Monthly Peak | Portfolio Adjusted | 1-in-2 | Size: 20 kW to 199.99 kW | South of Lugo | 2025 | October Monthly Peak | 10 | 14.1415 | 13.522 | 13.0968 | 13.0575 | 13.2576 | 14.6543 | 17.2515 | 19.4803 | 22.8701 | 26.386 | 28.9706 | 30.8046 | 32.0539 | 32.8743 | 33.2386 | 32.7235 | 30.8844 | 27.7581 | 25.6233 | 24.1832 | 22.3039 | 20.3924 | 17.8168 | 15.7405 | 0 | 0 | 0 | 0 | 0 | 0 | 0 | 0 | 0 | 0 | 0 | 0 | 0 | 0 | 0.49858 | 0.49085 | 0.46327 | 0.41637 | 0 | 0 | 0 | 0 | 0 | 0 | 68.182 | 67.6431 | 66.6779 | 65.7541 | 65.275 | 64.002 | 63.5584 | 63.6815 | 65.2221 | 69.7538 | 76.1109 | 81.7751 | 85.2128 | 86.8315 | 88.518 | 87.5535 | 86.0269 | 83.2792 | 81.1486 | 78.6893 | 76.2595 | 74.2711 | 72.6268 | 70.8226 | 0.3156 | 0.29633 | 0.26578 | 0.26081 | 0.28273 | 0.36274 | 0.48464 | 0.60472 | 0.68379 | 0.73235 | 0.74456 | 0.77763 | 0.82889 | 0.914 | 0.97149 | 0.99689 | 0.98125 | 0.8782 | 0.72926 | 0.57007 | 0.50945 | 0.44939 | 0.35684 | 0.29249
Portfolio Adjusted1-in-2Size: 20 kW to 199.99 kWSouth of Lugo2025November Monthly Peak | Portfolio Adjusted | 1-in-2 | Size: 20 kW to 199.99 kW | South of Lugo | 2025 | November Monthly Peak | 11 | 12.9885 | 12.5367 | 12.2093 | 12.2505 | 12.5707 | 13.9976 | 15.6404 | 17.45 | 20.1506 | 22.7732 | 24.4686 | 25.605 | 26.2584 | 26.6637 | 26.7119 | 25.7294 | 24.4744 | 23.8753 | 22.0985 | 20.7385 | 19.4965 | 17.9389 | 16.0217 | 14.4173 | 0 | 0 | 0 | 0 | 0 | 0 | 0 | 0 | 0 | 0 | 0 | 0 | 0 | 0 | 0.40068 | 0.38594 | 0.36712 | 0.35813 | 0 | 0 | 0 | 0 | 0 | 0 | 58.0379 | 56.9122 | 56.1705 | 55.464 | 54.6583 | 54.0649 | 53.5203 | 53.7482 | 57.2645 | 60.42 | 65.9612 | 71.1725 | 75.0408 | 76.3341 | 75.8558 | 75.0303 | 72.346 | 68.4666 | 64.9965 | 63.5655 | 62.5155 | 61.2213 | 60.16 | 59.4675 | 0.31759 | 0.2982 | 0.26746 | 0.26246 | 0.28451 | 0.36503 | 0.4877 | 0.60854 | 0.68811 | 0.73697 | 0.74926 | 0.78253 | 0.83412 | 0.91977 | 0.97762 | 1.0032 | 0.98744 | 0.88374 | 0.73386 | 0.57366 | 0.51267 | 0.45222 | 0.35909 | 0.29433
Portfolio Adjusted1-in-2Size: 20 kW to 199.99 kWSouth of Lugo2025December Monthly Peak | Portfolio Adjusted | 1-in-2 | Size: 20 kW to 199.99 kW | South of Lugo | 2025 | December Monthly Peak | 12 | 13.6192 | 13.1091 | 12.6443 | 12.6613 | 13.124 | 14.6685 | 17.2757 | 19.1283 | 21.483 | 22.9323 | 23.5867 | 23.3589 | 22.997 | 22.7088 | 22.46 | 21.7974 | 21.7117 | 22.2188 | 21.0681 | 20.2922 | 19.3236 | 18.0912 | 16.4171 | 14.967 | 0 | 0 | 0 | 0 | 0 | 0 | 0 | 0 | 0 | 0 | 0 | 0 | 0 | 0 | 0.3369 | 0.32696 | 0.32567 | 0.33328 | 0 | 0 | 0 | 0 | 0 | 0 | 51.3188 | 49.8915 | 47.9163 | 47.0281 | 46.2345 | 45.5436 | 45.5974 | 45.4314 | 46.2048 | 49.4061 | 52.7131 | 54.7935 | 56.1385 | 56.4769 | 57.2992 | 57.3063 | 56.4618 | 55.2588 | 53.957 | 53.3641 | 52.6504 | 51.4454 | 50.5041 | 49.388 | 0.32554 | 0.30566 | 0.27415 | 0.26902 | 0.29163 | 0.37416 | 0.4999 | 0.62376 | 0.70532 | 0.7554 | 0.768 | 0.80211 | 0.85499 | 0.94278 | 1.0021 | 1.0283 | 1.0121 | 0.90584 | 0.75222 | 0.58801 | 0.52549 | 0.46353 | 0.36807 | 0.3017
Portfolio Adjusted1-in-2Size: 20 kW to 199.99 kWSouth of Lugo2025Typical Event Day | Portfolio Adjusted | 1-in-2 | Size: 20 kW to 199.99 kW | South of Lugo | 2025 | Typical Event Day | 8 | 14.7738 | 14.0683 | 13.6139 | 13.544 | 13.8587 | 15.5423 | 17.7498 | 20.7957 | 24.4421 | 28.0096 | 30.6192 | 32.3142 | 33.0864 | 33.6186 | 33.8132 | 33.4396 | 31.7643 | 28.9907 | 25.5948 | 24.2037 | 23.0455 | 21.121 | 18.5459 | 16.3634 | 0 | 0 | 0 | 0 | 0 | 0 | 0 | 0 | 0 | 0 | 0 | 0 | 0 | 0 | 0.5072 | 0.50159 | 0.47646 | 0.43486 | 0 | 0 | 0 | 0 | 0 | 0 | 67.5254 | 66.9759 | 66.4851 | 65.9513 | 65.679 | 65.374 | 65.2048 | 65.4327 | 67.5114 | 71.2693 | 75.3881 | 78.7444 | 80.5117 | 81.4982 | 82.3402 | 82.7148 | 83.5033 | 82.997 | 81.7652 | 79.1519 | 75.48 | 72.7092 | 71.297 | 70.4488 | 0.31575 | 0.29647 | 0.2659 | 0.26093 | 0.28286 | 0.36291 | 0.48487 | 0.605 | 0.68411 | 0.73269 | 0.7449 | 0.77799 | 0.82928 | 0.91443 | 0.97194 | 0.99734 | 0.9817 | 0.8786 | 0.7296 | 0.57033 | 0.50969 | 0.4496 | 0.357 | 0.29262
Portfolio Adjusted1-in-10Size: 20 kW to 199.99 kWOther2015January Monthly Peak | Portfolio Adjusted | 1-in-10 | Size: 20 kW to 199.99 kW | Other | 2015 | January Monthly Peak | 1
Portfolio Adjusted1-in-10Size: 20 kW to 199.99 kWOther2015February Monthly Peak | Portfolio Adjusted | 1-in-10 | Size: 20 kW to 199.99 kW | Other | 2015 | February Monthly Peak | 2
Portfolio Adjusted1-in-10Size: 20 kW to 199.99 kWOther2015March Monthly Peak | Portfolio Adjusted | 1-in-10 | Size: 20 kW to 199.99 kW | Other | 2015 | March Monthly Peak | 3
Portfolio Adjusted1-in-10Size: 20 kW to 199.99 kWOther2015April Monthly Peak | Portfolio Adjusted | 1-in-10 | Size: 20 kW to 199.99 kW | Other | 2015 | April Monthly Peak | 4
Portfolio Adjusted1-in-10Size: 20 kW to 199.99 kWOther2015May Monthly Peak | Portfolio Adjusted | 1-in-10 | Size: 20 kW to 199.99 kW | Other | 2015 | May Monthly Peak | 5
Portfolio Adjusted1-in-10Size: 20 kW to 199.99 kWOther2015June Monthly Peak | Portfolio Adjusted | 1-in-10 | Size: 20 kW to 199.99 kW | Other | 2015 | June Monthly Peak | 6
Portfolio Adjusted1-in-10Size: 20 kW to 199.99 kWOther2015July Monthly Peak | Portfolio Adjusted | 1-in-10 | Size: 20 kW to 199.99 kW | Other | 2015 | July Monthly Peak | 7
Portfolio Adjusted1-in-10Size: 20 kW to 199.99 kWOther2015August Monthly Peak | Portfolio Adjusted | 1-in-10 | Size: 20 kW to 199.99 kW | Other | 2015 | August Monthly Peak | 8
Portfolio Adjusted1-in-10Size: 20 kW to 199.99 kWOther2015September Monthly Peak | Portfolio Adjusted | 1-in-10 | Size: 20 kW to 199.99 kW | Other | 2015 | September Monthly Peak | 9
Portfolio Adjusted1-in-10Size: 20 kW to 199.99 kWOther2015October Monthly Peak | Portfolio Adjusted | 1-in-10 | Size: 20 kW to 199.99 kW | Other | 2015 | October Monthly Peak | 10
Portfolio Adjusted1-in-10Size: 20 kW to 199.99 kWOther2015November Monthly Peak | Portfolio Adjusted | 1-in-10 | Size: 20 kW to 199.99 kW | Other | 2015 | November Monthly Peak | 11
Portfolio Adjusted1-in-10Size: 20 kW to 199.99 kWOther2015December Monthly Peak | Portfolio Adjusted | 1-in-10 | Size: 20 kW to 199.99 kW | Other | 2015 | December Monthly Peak | 12
Portfolio Adjusted1-in-10Size: 20 kW to 199.99 kWOther2015Typical Event Day | Portfolio Adjusted | 1-in-10 | Size: 20 kW to 199.99 kW | Other | 2015 | Typical Event Day | 8
Portfolio Adjusted1-in-10Size: 20 kW to 199.99 kWOther2016January Monthly Peak | Portfolio Adjusted | 1-in-10 | Size: 20 kW to 199.99 kW | Other | 2016 | January Monthly Peak | 1
Portfolio Adjusted1-in-10Size: 20 kW to 199.99 kWOther2016February Monthly Peak | Portfolio Adjusted | 1-in-10 | Size: 20 kW to 199.99 kW | Other | 2016 | February Monthly Peak | 2
Portfolio Adjusted1-in-10Size: 20 kW to 199.99 kWOther2016March Monthly Peak | Portfolio Adjusted | 1-in-10 | Size: 20 kW to 199.99 kW | Other | 2016 | March Monthly Peak | 3
Portfolio Adjusted1-in-10Size: 20 kW to 199.99 kWOther2016April Monthly Peak | Portfolio Adjusted | 1-in-10 | Size: 20 kW to 199.99 kW | Other | 2016 | April Monthly Peak | 4
Portfolio Adjusted1-in-10Size: 20 kW to 199.99 kWOther2016May Monthly Peak | Portfolio Adjusted | 1-in-10 | Size: 20 kW to 199.99 kW | Other | 2016 | May Monthly Peak | 5
Portfolio Adjusted1-in-10Size: 20 kW to 199.99 kWOther2016June Monthly Peak | Portfolio Adjusted | 1-in-10 | Size: 20 kW to 199.99 kW | Other | 2016 | June Monthly Peak | 6
Portfolio Adjusted1-in-10Size: 20 kW to 199.99 kWOther2016July Monthly Peak | Portfolio Adjusted | 1-in-10 | Size: 20 kW to 199.99 kW | Other | 2016 | July Monthly Peak | 7
Portfolio Adjusted1-in-10Size: 20 kW to 199.99 kWOther2016August Monthly Peak | Portfolio Adjusted | 1-in-10 | Size: 20 kW to 199.99 kW | Other | 2016 | August Monthly Peak | 8
Portfolio Adjusted1-in-10Size: 20 kW to 199.99 kWOther2016September Monthly Peak | Portfolio Adjusted | 1-in-10 | Size: 20 kW to 199.99 kW | Other | 2016 | September Monthly Peak | 9
Portfolio Adjusted1-in-10Size: 20 kW to 199.99 kWOther2016October Monthly Peak | Portfolio Adjusted | 1-in-10 | Size: 20 kW to 199.99 kW | Other | 2016 | October Monthly Peak | 10
Portfolio Adjusted1-in-10Size: 20 kW to 199.99 kWOther2016November Monthly Peak | Portfolio Adjusted | 1-in-10 | Size: 20 kW to 199.99 kW | Other | 2016 | November Monthly Peak | 11
Portfolio Adjusted1-in-10Size: 20 kW to 199.99 kWOther2016December Monthly Peak | Portfolio Adjusted | 1-in-10 | Size: 20 kW to 199.99 kW | Other | 2016 | December Monthly Peak | 12
Portfolio Adjusted1-in-10Size: 20 kW to 199.99 kWOther2016Typical Event Day | Portfolio Adjusted | 1-in-10 | Size: 20 kW to 199.99 kW | Other | 2016 | Typical Event Day | 8
Portfolio Adjusted1-in-10Size: 20 kW to 199.99 kWOther2017January Monthly Peak | Portfolio Adjusted | 1-in-10 | Size: 20 kW to 199.99 kW | Other | 2017 | January Monthly Peak | 1
Portfolio Adjusted1-in-10Size: 20 kW to 199.99 kWOther2017February Monthly Peak | Portfolio Adjusted | 1-in-10 | Size: 20 kW to 199.99 kW | Other | 2017 | February Monthly Peak | 2
Portfolio Adjusted1-in-10Size: 20 kW to 199.99 kWOther2017March Monthly Peak | Portfolio Adjusted | 1-in-10 | Size: 20 kW to 199.99 kW | Other | 2017 | March Monthly Peak | 3
Portfolio Adjusted1-in-10Size: 20 kW to 199.99 kWOther2017April Monthly Peak | Portfolio Adjusted | 1-in-10 | Size: 20 kW to 199.99 kW | Other | 2017 | April Monthly Peak | 4 | 12.9037 | 12.2396 | 11.9124 | 11.8221 | 12.3291 | 13.5315 | 14.8009 | 16.6215 | 19.5025 | 21.7786 | 23.6167 | 24.9641 | 25.7954 | 26.5652 | 26.9032 | 26.6725 | 25.6895 | 23.8434 | 21.8944 | 21.5573 | 20.7613 | 18.7983 | 16.3443 | 14.4353 | 0 | 0 | 0 | 0 | 0 | 0 | 0 | 0 | 0 | 0 | 0 | 0 | 0 | 0 | 0.40355 | 0.40009 | 0.38534 | 0.35765 | 0 | 0 | 0 | 0 | 0 | 0 | 66.7851 | 65.3763 | 63.7453 | 62.5945 | 61.453 | 60.3626 | 59.765 | 59.731 | 63.2136 | 69.5571 | 75.8583 | 81.0916 | 84.1818 | 86.203 | 87.4206 | 88.0753 | 87.9031 | 87.2138 | 85.1508 | 82.036 | 77.91 | 74.1871 | 71.4379 | 69.8004 | 0.24566 | 0.2287 | 0.22475 | 0.22424 | 0.24265 | 0.28063 | 0.36824 | 0.397 | 0.40344 | 0.38792 | 0.38411 | 0.40979 | 0.47333 | 0.54919 | 0.60541 | 0.6371 | 0.65715 | 0.6135 | 0.54896 | 0.44002 | 0.40061 | 0.35131 | 0.28484 | 0.22716
Portfolio Adjusted1-in-10Size: 20 kW to 199.99 kWOther2017May Monthly Peak | Portfolio Adjusted | 1-in-10 | Size: 20 kW to 199.99 kW | Other | 2017 | May Monthly Peak | 5 | 13.5107 | 12.7748 | 12.3861 | 12.2574 | 12.7569 | 13.8832 | 14.9132 | 17.5844 | 21.1328 | 23.9209 | 26.1209 | 27.6034 | 28.414 | 29.1098 | 29.3477 | 29.0422 | 28.0042 | 26.101 | 23.7983 | 22.6659 | 22.2087 | 20.0984 | 17.3935 | 15.2813 | 0 | 0 | 0 | 0 | 0 | 0 | 0 | 0 | 0 | 0 | 0 | 0 | 0 | 0 | 0.44022 | 0.43563 | 0.42006 | 0.39151 | 0 | 0 | 0 | 0 | 0 | 0 | 73.3293 | 71.3283 | 69.8854 | 68.5949 | 67.2346 | 66.0462 | 65.2758 | 65.6143 | 69.3085 | 74.79 | 80.0268 | 83.6249 | 86.9421 | 89.1167 | 90.2575 | 90.5909 | 90.1052 | 89.0066 | 87.5751 | 85.0688 | 81.1069 | 77.503 | 74.9626 | 72.4933 | 0.24686 | 0.22982 | 0.22585 | 0.22534 | 0.24384 | 0.28201 | 0.37005 | 0.39895 | 0.40542 | 0.38983 | 0.386 | 0.4118 | 0.47565 | 0.55188 | 0.60838 | 0.64023 | 0.66038 | 0.61651 | 0.55166 | 0.44218 | 0.40257 | 0.35303 | 0.28623 | 0.22827
Portfolio Adjusted1-in-10Size: 20 kW to 199.99 kWOther2017June Monthly Peak | Portfolio Adjusted | 1-in-10 | Size: 20 kW to 199.99 kW | Other | 2017 | June Monthly Peak | 6 | 14.3155 | 13.4938 | 13.0645 | 12.8961 | 13.4024 | 14.3788 | 15.6178 | 18.6039 | 22.133 | 25.04 | 27.3544 | 28.9021 | 29.7777 | 30.4939 | 30.7765 | 30.4911 | 29.5505 | 27.6426 | 25.2542 | 23.7469 | 23.2036 | 21.2273 | 18.3649 | 16.1537 | 0 | 0 | 0 | 0 | 0 | 0 | 0 | 0 | 0 | 0 | 0 | 0 | 0 | 0 | 0.46165 | 0.45737 | 0.44326 | 0.41464 | 0 | 0 | 0 | 0 | 0 | 0 | 73.2689 | 71.7135 | 70.5986 | 69.2733 | 68.2916 | 66.76 | 65.9395 | 66.9132 | 71.0264 | 76.193 | 81.2367 | 85.1788 | 87.9122 | 89.6095 | 90.8248 | 91.5221 | 91.9026 | 91.263 | 90.1037 | 87.9822 | 84.9249 | 81.1263 | 78.631 | 76.6551 | 0.24707 | 0.23001 | 0.22604 | 0.22553 | 0.24405 | 0.28224 | 0.37035 | 0.39928 | 0.40575 | 0.39015 | 0.38632 | 0.41214 | 0.47605 | 0.55234 | 0.60888 | 0.64076 | 0.66092 | 0.61702 | 0.55212 | 0.44255 | 0.40291 | 0.35332 | 0.28647 | 0.22846
Portfolio Adjusted1-in-10Size: 20 kW to 199.99 kWOther2017July Monthly Peak | Portfolio Adjusted | 1-in-10 | Size: 20 kW to 199.99 kW | Other | 2017 | July Monthly Peak | 7 | 15.3337 | 14.4221 | 13.9376 | 13.7793 | 14.3357 | 15.6077 | 16.9623 | 20.1055 | 23.8354 | 26.8135 | 29.1615 | 30.7109 | 31.5193 | 32.1297 | 32.3226 | 31.976 | 31.0011 | 29.0778 | 26.6084 | 25.0672 | 24.5282 | 22.4863 | 19.457 | 17.1321 | 0 | 0 | 0 | 0 | 0 | 0 | 0 | 0 | 0 | 0 | 0 | 0 | 0 | 0 | 0.48484 | 0.47964 | 0.46502 | 0.43617 | 0 | 0 | 0 | 0 | 0 | 0 | 77.0653 | 75.8262 | 74.6069 | 73.4747 | 72.5737 | 71.5629 | 70.7206 | 70.9919 | 74.0829 | 79.0548 | 83.6553 | 87.3686 | 90.028 | 91.7874 | 93.0769 | 93.691 | 93.5997 | 93.0667 | 92.0739 | 89.7723 | 86.1228 | 82.5966 | 80.2889 | 78.5993 | 0.24574 | 0.22878 | 0.22483 | 0.22432 | 0.24274 | 0.28073 | 0.36837 | 0.39714 | 0.40358 | 0.38806 | 0.38425 | 0.40994 | 0.4735 | 0.54938 | 0.60562 | 0.63733 | 0.65738 | 0.61372 | 0.54916 | 0.44018 | 0.40075 | 0.35143 | 0.28494 | 0.22724
Portfolio Adjusted1-in-10Size: 20 kW to 199.99 kWOther2017August Monthly Peak | Portfolio Adjusted | 1-in-10 | Size: 20 kW to 199.99 kW | Other | 2017 | August Monthly Peak | 8 | 15.0852 | 14.1919 | 13.7213 | 13.575 | 14.1193 | 15.5441 | 17.0011 | 19.7765 | 23.6701 | 26.8935 | 29.4711 | 31.1549 | 32.0086 | 32.6677 | 32.854 | 32.4584 | 31.3698 | 29.3126 | 26.6281 | 25.37 | 24.6279 | 22.2913 | 19.2558 | 16.9298 | 0 | 0 | 0 | 0 | 0 | 0 | 0 | 0 | 0 | 0 | 0 | 0 | 0 | 0 | 0.49281 | 0.48688 | 0.47055 | 0.43969 | 0 | 0 | 0 | 0 | 0 | 0 | 76.2698 | 75.0826 | 73.8818 | 72.9282 | 71.8256 | 71.098 | 70.5662 | 70.6738 | 73.4226 | 78.9393 | 83.9586 | 88.4443 | 91.5459 | 93.631 | 95.1049 | 96 | 96.0289 | 95.0641 | 93.9669 | 91.5921 | 87.9547 | 85.1448 | 83.2595 | 81.4936 | 0.24953 | 0.23231 | 0.22829 | 0.22778 | 0.24648 | 0.28506 | 0.37405 | 0.40326 | 0.4098 | 0.39404 | 0.39017 | 0.41625 | 0.4808 | 0.55785 | 0.61496 | 0.64715 | 0.66751 | 0.62318 | 0.55762 | 0.44696 | 0.40692 | 0.35685 | 0.28933 | 0.23074
Portfolio Adjusted1-in-10Size: 20 kW to 199.99 kWOther2017September Monthly Peak | Portfolio Adjusted | 1-in-10 | Size: 20 kW to 199.99 kW | Other | 2017 | September Monthly Peak | 9 | 14.7432 | 13.9152 | 13.4637 | 13.3374 | 13.8832 | 15.2764 | 17.1327 | 19.3596 | 23.1658 | 26.3092 | 28.8172 | 30.4801 | 31.386 | 32.0943 | 32.3115 | 31.8896 | 30.7196 | 28.5301 | 25.9645 | 25.4688 | 23.8734 | 21.5085 | 18.6165 | 16.4119 | 0 | 0 | 0 | 0 | 0 | 0 | 0 | 0 | 0 | 0 | 0 | 0 | 0 | 0 | 0.48467 | 0.47834 | 0.46079 | 0.42795 | 0 | 0 | 0 | 0 | 0 | 0 | 76.0324 | 74.793 | 73.5766 | 72.7457 | 71.8788 | 71.0399 | 70.3472 | 70.0884 | 72.2521 | 77.2963 | 82.6334 | 87.1337 | 90.4575 | 92.8465 | 93.671 | 93.8201 | 93.4625 | 92.4535 | 90.7542 | 87.7374 | 83.8495 | 80.9426 | 78.577 | 76.9201 | 0.24722 | 0.23016 | 0.22618 | 0.22567 | 0.2442 | 0.28242 | 0.37059 | 0.39953 | 0.40601 | 0.3904 | 0.38656 | 0.4124 | 0.47635 | 0.55269 | 0.60927 | 0.64116 | 0.66134 | 0.61741 | 0.55247 | 0.44283 | 0.40316 | 0.35355 | 0.28665 | 0.22861
Portfolio Adjusted1-in-10Size: 20 kW to 199.99 kWOther2017October Monthly Peak | Portfolio Adjusted | 1-in-10 | Size: 20 kW to 199.99 kW | Other | 2017 | October Monthly Peak | 10 | 13.3235 | 12.6304 | 12.2628 | 12.1643 | 12.6714 | 13.9686 | 15.8836 | 17.4123 | 20.2122 | 22.8162 | 25.0972 | 26.7169 | 27.7303 | 28.5799 | 28.8812 | 28.4594 | 27.2963 | 25.2171 | 23.9483 | 23.0661 | 21.4203 | 19.3571 | 16.8214 | 14.8366 | 0 | 0 | 0 | 0 | 0 | 0 | 0 | 0 | 0 | 0 | 0 | 0 | 0 | 0 | 0.43322 | 0.42689 | 0.40944 | 0.37826 | 0 | 0 | 0 | 0 | 0 | 0 | 70.5189 | 69.0997 | 68.2048 | 66.9944 | 65.9983 | 64.9652 | 64.4715 | 63.8683 | 64.5855 | 69.4808 | 75.6787 | 81.4654 | 85.8426 | 88.6945 | 89.7947 | 90.4386 | 90.4176 | 89.4817 | 87.0412 | 82.7601 | 78.6856 | 75.6365 | 73.2986 | 71.6008 | 0.24558 | 0.22863 | 0.22468 | 0.22418 | 0.24258 | 0.28055 | 0.36813 | 0.39688 | 0.40332 | 0.38781 | 0.384 | 0.40967 | 0.47319 | 0.54903 | 0.60523 | 0.63691 | 0.65696 | 0.61332 | 0.5488 | 0.43989 | 0.40049 | 0.3512 | 0.28475 | 0.22709
Portfolio Adjusted1-in-10Size: 20 kW to 199.99 kWOther2017November Monthly Peak | Portfolio Adjusted | 1-in-10 | Size: 20 kW to 199.99 kW | Other | 2017 | November Monthly Peak | 11 | 12.3917 | 11.84 | 11.5761 | 11.6168 | 12.1504 | 13.4453 | 14.6717 | 16.3229 | 18.9205 | 20.905 | 22.5669 | 23.7112 | 24.3446 | 24.8787 | 24.9253 | 24.3222 | 23.5386 | 23.1916 | 21.5871 | 20.2768 | 19.0241 | 17.3536 | 15.3037 | 13.6315 | 0 | 0 | 0 | 0 | 0 | 0 | 0 | 0 | 0 | 0 | 0 | 0 | 0 | 0 | 0.37388 | 0.36483 | 0.35308 | 0.34787 | 0 | 0 | 0 | 0 | 0 | 0 | 65.1183 | 63.7633 | 62.7455 | 61.3688 | 60.5145 | 59.6942 | 58.9879 | 58.7142 | 61.306 | 66.4965 | 72.7141 | 77.6392 | 80.7658 | 82.419 | 83.4277 | 83.5964 | 82.3724 | 79.7522 | 76.2561 | 72.5173 | 69.9741 | 68.0438 | 66.3606 | 65.181 | 0.24682 | 0.22978 | 0.22581 | 0.2253 | 0.2438 | 0.28196 | 0.36998 | 0.39888 | 0.40535 | 0.38976 | 0.38593 | 0.41173 | 0.47557 | 0.55179 | 0.60828 | 0.64012 | 0.66026 | 0.61641 | 0.55156 | 0.44211 | 0.4025 | 0.35297 | 0.28619 | 0.22823
Portfolio Adjusted1-in-10Size: 20 kW to 199.99 kWOther2017December Monthly Peak | Portfolio Adjusted | 1-in-10 | Size: 20 kW to 199.99 kW | Other | 2017 | December Monthly Peak | 12 | 12.5554 | 12.118 | 11.973 | 12.0362 | 12.6118 | 13.966 | 15.9314 | 17.1848 | 18.8664 | 19.5873 | 19.7971 | 19.5467 | 19.0113 | 18.6521 | 18.1942 | 17.709 | 18.033 | 19.0455 | 18.3338 | 17.8864 | 17.1859 | 16.1992 | 14.791 | 13.536 | 0 | 0 | 0 | 0 | 0 | 0 | 0 | 0 | 0 | 0 | 0 | 0 | 0 | 0 | 0.27291 | 0.26563 | 0.27049 | 0.28568 | 0 | 0 | 0 | 0 | 0 | 0 | 42.0799 | 41.4546 | 41.2355 | 40.9609 | 40.6471 | 40.4774 | 40.688 | 40.7531 | 41.4678 | 43.5716 | 45.8024 | 47.6759 | 48.7901 | 49.3189 | 49.3076 | 49.2129 | 48.8046 | 47.5282 | 46.2605 | 45.2125 | 44.3499 | 43.4976 | 43.1273 | 42.4288 | 0.25156 | 0.2342 | 0.23015 | 0.22963 | 0.24849 | 0.28738 | 0.37709 | 0.40654 | 0.41314 | 0.39725 | 0.39335 | 0.41964 | 0.48471 | 0.56239 | 0.61997 | 0.65242 | 0.67295 | 0.62825 | 0.56217 | 0.4506 | 0.41024 | 0.35975 | 0.29169 | 0.23262
Portfolio Adjusted1-in-10Size: 20 kW to 199.99 kWOther2017Typical Event Day | Portfolio Adjusted | 1-in-10 | Size: 20 kW to 199.99 kW | Other | 2017 | Typical Event Day | 8 | 14.8787 | 14.006 | 13.5483 | 13.4075 | 13.9461 | 15.3499 | 16.7718 | 19.4529 | 23.2186 | 26.3391 | 28.8455 | 30.4959 | 31.3488 | 32.0142 | 32.2098 | 31.821 | 30.7475 | 28.7077 | 26.111 | 24.8886 | 24.1985 | 21.9243 | 18.9516 | 16.6705 | 0 | 0 | 0 | 0 | 0 | 0 | 0 | 0 | 0 | 0 | 0 | 0 | 0 | 0 | 0.48315 | 0.47732 | 0.46121 | 0.43062 | 0 | 0 | 0 | 0 | 0 | 0 | 75.6591 | 74.3538 | 73.1659 | 72.1055 | 71.1424 | 70.1152 | 69.3934 | 69.6668 | 72.696 | 77.8708 | 82.871 | 87.0314 | 89.9859 | 91.9686 | 93.1694 | 93.7583 | 93.7484 | 92.9618 | 91.7247 | 89.271 | 85.713 | 82.4526 | 80.1891 | 78.417 | 0.24729 | 0.23023 | 0.22625 | 0.22574 | 0.24427 | 0.2825 | 0.37069 | 0.39965 | 0.40613 | 0.39051 | 0.38667 | 0.41252 | 0.47649 | 0.55285 | 0.60945 | 0.64135 | 0.66153 | 0.61759 | 0.55263 | 0.44296 | 0.40328 | 0.35365 | 0.28674 | 0.22867
Portfolio Adjusted1-in-10Size: 20 kW to 199.99 kWOther2018January Monthly Peak | Portfolio Adjusted | 1-in-10 | Size: 20 kW to 199.99 kW | Other | 2018 | January Monthly Peak | 1 | 12.7016 | 12.3628 | 12.256 | 12.3578 | 12.9907 | 14.4005 | 16.6959 | 17.9498 | 19.6454 | 20.2731 | 20.306 | 19.9427 | 19.3379 | 19.0072 | 18.5234 | 18.1157 | 17.9724 | 19.2311 | 18.782 | 18.3637 | 17.6563 | 16.5506 | 14.9447 | 13.7154 | 0 | 0 | 0 | 0 | 0 | 0 | 0 | 0 | 0 | 0 | 0 | 0 | 0 | 0 | 0.27785 | 0.27173 | 0.26959 | 0.28847 | 0 | 0 | 0 | 0 | 0 | 0 | 40.9848 | 40.3561 | 39.8039 | 39.3665 | 39.184 | 38.8376 | 38.4672 | 38.3421 | 38.9342 | 41.0734 | 43.5629 | 46.1104 | 48.0321 | 48.9674 | 49.4673 | 49.3682 | 48.7914 | 47.7532 | 45.6178 | 43.9322 | 42.5069 | 41.3913 | 40.5061 | 39.7288 | 0.26148 | 0.24343 | 0.23922 | 0.23868 | 0.25828 | 0.2987 | 0.39196 | 0.42257 | 0.42942 | 0.41291 | 0.40885 | 0.43618 | 0.50381 | 0.58456 | 0.6444 | 0.67813 | 0.69947 | 0.65301 | 0.58432 | 0.46836 | 0.42641 | 0.37393 | 0.30318 | 0.24179
Portfolio Adjusted1-in-10Size: 20 kW to 199.99 kWOther2018February Monthly Peak | Portfolio Adjusted | 1-in-10 | Size: 20 kW to 199.99 kW | Other | 2018 | February Monthly Peak | 2 | 12.115 | 11.7443 | 11.5861 | 11.6552 | 12.2237 | 13.5476 | 15.3185 | 16.4581 | 18.3618 | 19.3201 | 19.8286 | 20.0067 | 19.9554 | 20.0342 | 19.8307 | 19.4559 | 18.9785 | 19.0795 | 19.1332 | 18.3745 | 17.5081 | 16.2399 | 14.4993 | 13.1291 | 0 | 0 | 0 | 0 | 0 | 0 | 0 | 0 | 0 | 0 | 0 | 0 | 0 | 0 | 0.29746 | 0.29184 | 0.28468 | 0.28619 | 0 | 0 | 0 | 0 | 0 | 0 | 48.8851 | 48.4251 | 47.9295 | 47.3872 | 46.8681 | 46.0216 | 45.657 | 45.6283 | 46.516 | 48.715 | 50.8588 | 52.7508 | 54.3163 | 55.3522 | 56.3235 | 56.8598 | 56.3813 | 55.5322 | 53.4361 | 51.299 | 49.5467 | 48.1267 | 47.25 | 46.2915 | 0.24531 | 0.22837 | 0.22443 | 0.22392 | 0.24231 | 0.28023 | 0.36771 | 0.39643 | 0.40286 | 0.38737 | 0.38356 | 0.40921 | 0.47266 | 0.54841 | 0.60455 | 0.63619 | 0.65621 | 0.61263 | 0.54818 | 0.4394 | 0.40004 | 0.35081 | 0.28443 | 0.22683
Portfolio Adjusted1-in-10Size: 20 kW to 199.99 kWOther2018March Monthly Peak | Portfolio Adjusted | 1-in-10 | Size: 20 kW to 199.99 kW | Other | 2018 | March Monthly Peak | 3 | 12.1332 | 11.5855 | 11.3375 | 11.3278 | 11.8276 | 13.0632 | 14.7599 | 16.0016 | 17.9934 | 19.405 | 20.4771 | 21.2337 | 21.6726 | 22.168 | 22.3665 | 22.1177 | 21.355 | 20.1185 | 19.2739 | 19.3765 | 18.465 | 16.9426 | 14.9252 | 13.3116 | 0 | 0 | 0 | 0 | 0 | 0 | 0 | 0 | 0 | 0 | 0 | 0 | 0 | 0 | 0.3355 | 0.33177 | 0.32032 | 0.30178 | 0 | 0 | 0 | 0 | 0 | 0 | 56.2824 | 54.8711 | 54.0157 | 53.5661 | 52.6121 | 51.9139 | 51.2135 | 51.0384 | 52.3368 | 56.8708 | 62.4349 | 67.1869 | 70.4888 | 72.322 | 73.5894 | 74.3765 | 74.3887 | 73.3225 | 71.5699 | 68.8444 | 65.3643 | 62.3774 | 60.1479 | 58.4797 | 0.24352 | 0.22671 | 0.22279 | 0.22229 | 0.24054 | 0.27819 | 0.36503 | 0.39354 | 0.39992 | 0.38455 | 0.38077 | 0.40622 | 0.46921 | 0.54441 | 0.60014 | 0.63155 | 0.65143 | 0.60816 | 0.54419 | 0.43619 | 0.39712 | 0.34825 | 0.28236 | 0.22518
Portfolio Adjusted1-in-10Size: 20 kW to 199.99 kWOther2018April Monthly Peak | Portfolio Adjusted | 1-in-10 | Size: 20 kW to 199.99 kW | Other | 2018 | April Monthly Peak | 4 | 12.9037 | 12.2396 | 11.9124 | 11.8221 | 12.3291 | 13.5315 | 14.8009 | 16.6215 | 19.5025 | 21.7786 | 23.6167 | 24.9641 | 25.7954 | 26.5652 | 26.9032 | 26.6725 | 25.6895 | 23.8434 | 21.8944 | 21.5573 | 20.7613 | 18.7983 | 16.3443 | 14.4353 | 0 | 0 | 0 | 0 | 0 | 0 | 0 | 0 | 0 | 0 | 0 | 0 | 0 | 0 | 0.40355 | 0.40009 | 0.38534 | 0.35765 | 0 | 0 | 0 | 0 | 0 | 0 | 66.7851 | 65.3763 | 63.7453 | 62.5945 | 61.453 | 60.3626 | 59.765 | 59.731 | 63.2136 | 69.5571 | 75.8583 | 81.0916 | 84.1818 | 86.203 | 87.4206 | 88.0753 | 87.9031 | 87.2138 | 85.1508 | 82.036 | 77.91 | 74.1871 | 71.4379 | 69.8004 | 0.24566 | 0.2287 | 0.22475 | 0.22424 | 0.24265 | 0.28063 | 0.36824 | 0.397 | 0.40344 | 0.38792 | 0.38411 | 0.40979 | 0.47333 | 0.54919 | 0.60541 | 0.6371 | 0.65715 | 0.6135 | 0.54896 | 0.44002 | 0.40061 | 0.35131 | 0.28484 | 0.22716
Portfolio Adjusted1-in-10Size: 20 kW to 199.99 kWOther2018May Monthly Peak | Portfolio Adjusted | 1-in-10 | Size: 20 kW to 199.99 kW | Other | 2018 | May Monthly Peak | 5 | 13.5107 | 12.7748 | 12.3861 | 12.2574 | 12.7569 | 13.8832 | 14.9132 | 17.5844 | 21.1328 | 23.9209 | 26.1209 | 27.6034 | 28.414 | 29.1098 | 29.3477 | 29.0422 | 28.0042 | 26.101 | 23.7983 | 22.6659 | 22.2087 | 20.0984 | 17.3935 | 15.2813 | 0 | 0 | 0 | 0 | 0 | 0 | 0 | 0 | 0 | 0 | 0 | 0 | 0 | 0 | 0.44022 | 0.43563 | 0.42006 | 0.39151 | 0 | 0 | 0 | 0 | 0 | 0 | 73.3293 | 71.3283 | 69.8854 | 68.5949 | 67.2346 | 66.0462 | 65.2758 | 65.6143 | 69.3085 | 74.79 | 80.0268 | 83.6249 | 86.9421 | 89.1167 | 90.2575 | 90.5909 | 90.1052 | 89.0066 | 87.5751 | 85.0688 | 81.1069 | 77.503 | 74.9626 | 72.4933 | 0.24686 | 0.22982 | 0.22585 | 0.22534 | 0.24384 | 0.28201 | 0.37005 | 0.39895 | 0.40542 | 0.38983 | 0.386 | 0.4118 | 0.47565 | 0.55188 | 0.60838 | 0.64023 | 0.66038 | 0.61651 | 0.55166 | 0.44218 | 0.40257 | 0.35303 | 0.28623 | 0.22827
Portfolio Adjusted1-in-10Size: 20 kW to 199.99 kWOther2018June Monthly Peak | Portfolio Adjusted | 1-in-10 | Size: 20 kW to 199.99 kW | Other | 2018 | June Monthly Peak | 6 | 14.3155 | 13.4938 | 13.0645 | 12.8961 | 13.4024 | 14.3788 | 15.6178 | 18.6039 | 22.133 | 25.04 | 27.3544 | 28.9021 | 29.7777 | 30.4939 | 30.7765 | 30.4911 | 29.5505 | 27.6426 | 25.2542 | 23.7469 | 23.2036 | 21.2273 | 18.3649 | 16.1537 | 0 | 0 | 0 | 0 | 0 | 0 | 0 | 0 | 0 | 0 | 0 | 0 | 0 | 0 | 0.46165 | 0.45737 | 0.44326 | 0.41464 | 0 | 0 | 0 | 0 | 0 | 0 | 73.2689 | 71.7135 | 70.5986 | 69.2733 | 68.2916 | 66.76 | 65.9395 | 66.9132 | 71.0264 | 76.193 | 81.2367 | 85.1788 | 87.9122 | 89.6095 | 90.8248 | 91.5221 | 91.9026 | 91.263 | 90.1037 | 87.9822 | 84.9249 | 81.1263 | 78.631 | 76.6551 | 0.24707 | 0.23001 | 0.22604 | 0.22553 | 0.24405 | 0.28224 | 0.37035 | 0.39928 | 0.40575 | 0.39015 | 0.38632 | 0.41214 | 0.47605 | 0.55234 | 0.60888 | 0.64076 | 0.66092 | 0.61702 | 0.55212 | 0.44255 | 0.40291 | 0.35332 | 0.28647 | 0.22846
Portfolio Adjusted1-in-10Size: 20 kW to 199.99 kWOther2018July Monthly Peak | Portfolio Adjusted | 1-in-10 | Size: 20 kW to 199.99 kW | Other | 2018 | July Monthly Peak | 7 | 15.3337 | 14.4221 | 13.9376 | 13.7793 | 14.3357 | 15.6077 | 16.9623 | 20.1055 | 23.8354 | 26.8135 | 29.1615 | 30.7109 | 31.5193 | 32.1297 | 32.3226 | 31.976 | 31.0011 | 29.0778 | 26.6084 | 25.0672 | 24.5282 | 22.4863 | 19.457 | 17.1321 | 0 | 0 | 0 | 0 | 0 | 0 | 0 | 0 | 0 | 0 | 0 | 0 | 0 | 0 | 0.48484 | 0.47964 | 0.46502 | 0.43617 | 0 | 0 | 0 | 0 | 0 | 0 | 77.0653 | 75.8261 | 74.6069 | 73.4747 | 72.5737 | 71.5629 | 70.7206 | 70.9919 | 74.0829 | 79.0548 | 83.6553 | 87.3686 | 90.028 | 91.7874 | 93.0769 | 93.6909 | 93.5997 | 93.0667 | 92.0739 | 89.7723 | 86.1228 | 82.5966 | 80.2889 | 78.5993 | 0.24574 | 0.22878 | 0.22483 | 0.22432 | 0.24274 | 0.28073 | 0.36837 | 0.39714 | 0.40358 | 0.38806 | 0.38425 | 0.40994 | 0.4735 | 0.54938 | 0.60562 | 0.63733 | 0.65738 | 0.61372 | 0.54916 | 0.44018 | 0.40075 | 0.35143 | 0.28494 | 0.22724
Portfolio Adjusted1-in-10Size: 20 kW to 199.99 kWOther2018August Monthly Peak | Portfolio Adjusted | 1-in-10 | Size: 20 kW to 199.99 kW | Other | 2018 | August Monthly Peak | 8 | 15.0852 | 14.1919 | 13.7213 | 13.575 | 14.1193 | 15.5441 | 17.0011 | 19.7765 | 23.6701 | 26.8935 | 29.4711 | 31.1549 | 32.0086 | 32.6677 | 32.854 | 32.4584 | 31.3698 | 29.3126 | 26.6281 | 25.37 | 24.6279 | 22.2913 | 19.2558 | 16.9298 | 0 | 0 | 0 | 0 | 0 | 0 | 0 | 0 | 0 | 0 | 0 | 0 | 0 | 0 | 0.49281 | 0.48688 | 0.47055 | 0.43969 | 0 | 0 | 0 | 0 | 0 | 0 | 76.2698 | 75.0826 | 73.8818 | 72.9282 | 71.8256 | 71.098 | 70.5662 | 70.6738 | 73.4226 | 78.9393 | 83.9586 | 88.4443 | 91.5459 | 93.631 | 95.1049 | 96 | 96.0289 | 95.0641 | 93.9669 | 91.5921 | 87.9547 | 85.1448 | 83.2595 | 81.4936 | 0.24953 | 0.23231 | 0.22829 | 0.22778 | 0.24648 | 0.28506 | 0.37405 | 0.40326 | 0.4098 | 0.39404 | 0.39017 | 0.41625 | 0.4808 | 0.55785 | 0.61496 | 0.64715 | 0.66751 | 0.62318 | 0.55762 | 0.44696 | 0.40692 | 0.35685 | 0.28933 | 0.23074
Portfolio Adjusted1-in-10Size: 20 kW to 199.99 kWOther2018September Monthly Peak | Portfolio Adjusted | 1-in-10 | Size: 20 kW to 199.99 kW | Other | 2018 | September Monthly Peak | 9 | 14.7432 | 13.9152 | 13.4637 | 13.3374 | 13.8832 | 15.2764 | 17.1327 | 19.3596 | 23.1658 | 26.3092 | 28.8172 | 30.4801 | 31.386 | 32.0943 | 32.3115 | 31.8896 | 30.7196 | 28.5301 | 25.9645 | 25.4688 | 23.8734 | 21.5085 | 18.6165 | 16.4119 | 0 | 0 | 0 | 0 | 0 | 0 | 0 | 0 | 0 | 0 | 0 | 0 | 0 | 0 | 0.48467 | 0.47834 | 0.46079 | 0.42795 | 0 | 0 | 0 | 0 | 0 | 0 | 76.0324 | 74.793 | 73.5766 | 72.7457 | 71.8788 | 71.0399 | 70.3472 | 70.0884 | 72.2521 | 77.2963 | 82.6334 | 87.1337 | 90.4575 | 92.8465 | 93.671 | 93.8201 | 93.4625 | 92.4535 | 90.7542 | 87.7374 | 83.8495 | 80.9426 | 78.577 | 76.9201 | 0.24722 | 0.23016 | 0.22618 | 0.22567 | 0.2442 | 0.28242 | 0.37059 | 0.39953 | 0.40601 | 0.3904 | 0.38656 | 0.4124 | 0.47635 | 0.55269 | 0.60927 | 0.64116 | 0.66134 | 0.61741 | 0.55247 | 0.44283 | 0.40316 | 0.35355 | 0.28665 | 0.22861
Portfolio Adjusted1-in-10Size: 20 kW to 199.99 kWOther2018October Monthly Peak | Portfolio Adjusted | 1-in-10 | Size: 20 kW to 199.99 kW | Other | 2018 | October Monthly Peak | 10 | 13.3235 | 12.6304 | 12.2628 | 12.1643 | 12.6714 | 13.9686 | 15.8836 | 17.4123 | 20.2122 | 22.8162 | 25.0972 | 26.7169 | 27.7303 | 28.5799 | 28.8812 | 28.4594 | 27.2963 | 25.2171 | 23.9483 | 23.0661 | 21.4203 | 19.3571 | 16.8214 | 14.8366 | 0 | 0 | 0 | 0 | 0 | 0 | 0 | 0 | 0 | 0 | 0 | 0 | 0 | 0 | 0.43322 | 0.42689 | 0.40944 | 0.37826 | 0 | 0 | 0 | 0 | 0 | 0 | 70.5189 | 69.0997 | 68.2048 | 66.9944 | 65.9983 | 64.9652 | 64.4715 | 63.8683 | 64.5855 | 69.4808 | 75.6787 | 81.4654 | 85.8426 | 88.6945 | 89.7947 | 90.4386 | 90.4176 | 89.4817 | 87.0412 | 82.7601 | 78.6856 | 75.6365 | 73.2986 | 71.6008 | 0.24558 | 0.22863 | 0.22468 | 0.22418 | 0.24258 | 0.28055 | 0.36813 | 0.39688 | 0.40332 | 0.38781 | 0.384 | 0.40967 | 0.47319 | 0.54903 | 0.60523 | 0.63691 | 0.65696 | 0.61332 | 0.5488 | 0.43989 | 0.40049 | 0.3512 | 0.28475 | 0.22709
Portfolio Adjusted1-in-10Size: 20 kW to 199.99 kWOther2018November Monthly Peak | Portfolio Adjusted | 1-in-10 | Size: 20 kW to 199.99 kW | Other | 2018 | November Monthly Peak | 11 | 12.3917 | 11.84 | 11.5761 | 11.6168 | 12.1504 | 13.4453 | 14.6717 | 16.3229 | 18.9205 | 20.905 | 22.5669 | 23.7112 | 24.3446 | 24.8787 | 24.9253 | 24.3222 | 23.5386 | 23.1916 | 21.5871 | 20.2768 | 19.0241 | 17.3536 | 15.3037 | 13.6315 | 0 | 0 | 0 | 0 | 0 | 0 | 0 | 0 | 0 | 0 | 0 | 0 | 0 | 0 | 0.37388 | 0.36483 | 0.35308 | 0.34787 | 0 | 0 | 0 | 0 | 0 | 0 | 65.1183 | 63.7633 | 62.7455 | 61.3688 | 60.5145 | 59.6942 | 58.9879 | 58.7142 | 61.306 | 66.4965 | 72.7141 | 77.6392 | 80.7658 | 82.419 | 83.4277 | 83.5964 | 82.3724 | 79.7522 | 76.2561 | 72.5173 | 69.9741 | 68.0438 | 66.3606 | 65.181 | 0.24682 | 0.22978 | 0.22581 | 0.2253 | 0.2438 | 0.28196 | 0.36998 | 0.39888 | 0.40535 | 0.38976 | 0.38593 | 0.41173 | 0.47557 | 0.55179 | 0.60828 | 0.64012 | 0.66026 | 0.61641 | 0.55156 | 0.44211 | 0.4025 | 0.35297 | 0.28619 | 0.22823
Portfolio Adjusted1-in-10Size: 20 kW to 199.99 kWOther2018December Monthly Peak | Portfolio Adjusted | 1-in-10 | Size: 20 kW to 199.99 kW | Other | 2018 | December Monthly Peak | 12 | 12.5554 | 12.118 | 11.973 | 12.0362 | 12.6118 | 13.966 | 15.9314 | 17.1848 | 18.8664 | 19.5873 | 19.7971 | 19.5467 | 19.0113 | 18.6521 | 18.1942 | 17.709 | 18.033 | 19.0455 | 18.3338 | 17.8864 | 17.1859 | 16.1992 | 14.791 | 13.536 | 0 | 0 | 0 | 0 | 0 | 0 | 0 | 0 | 0 | 0 | 0 | 0 | 0 | 0 | 0.27291 | 0.26563 | 0.27049 | 0.28568 | 0 | 0 | 0 | 0 | 0 | 0 | 42.0799 | 41.4546 | 41.2355 | 40.9609 | 40.6471 | 40.4774 | 40.688 | 40.7531 | 41.4678 | 43.5716 | 45.8024 | 47.6759 | 48.7901 | 49.3189 | 49.3076 | 49.2129 | 48.8046 | 47.5282 | 46.2605 | 45.2125 | 44.3499 | 43.4976 | 43.1273 | 42.4288 | 0.25156 | 0.2342 | 0.23015 | 0.22963 | 0.24849 | 0.28738 | 0.37709 | 0.40654 | 0.41314 | 0.39725 | 0.39335 | 0.41964 | 0.48471 | 0.56239 | 0.61997 | 0.65242 | 0.67295 | 0.62825 | 0.56217 | 0.4506 | 0.41024 | 0.35975 | 0.29169 | 0.23262
Portfolio Adjusted1-in-10Size: 20 kW to 199.99 kWOther2018Typical Event Day | Portfolio Adjusted | 1-in-10 | Size: 20 kW to 199.99 kW | Other | 2018 | Typical Event Day | 8 | 14.8787 | 14.006 | 13.5483 | 13.4075 | 13.9461 | 15.3499 | 16.7718 | 19.4529 | 23.2186 | 26.3391 | 28.8455 | 30.4959 | 31.3488 | 32.0142 | 32.2098 | 31.821 | 30.7475 | 28.7077 | 26.111 | 24.8886 | 24.1985 | 21.9243 | 18.9516 | 16.6705 | 0 | 0 | 0 | 0 | 0 | 0 | 0 | 0 | 0 | 0 | 0 | 0 | 0 | 0 | 0.48315 | 0.47732 | 0.46121 | 0.43062 | 0 | 0 | 0 | 0 | 0 | 0 | 75.6591 | 74.3538 | 73.166 | 72.1055 | 71.1424 | 70.1152 | 69.3934 | 69.6668 | 72.696 | 77.8708 | 82.871 | 87.0313 | 89.9859 | 91.9686 | 93.1694 | 93.7583 | 93.7484 | 92.9618 | 91.7247 | 89.271 | 85.713 | 82.4526 | 80.1891 | 78.417 | 0.24729 | 0.23023 | 0.22625 | 0.22574 | 0.24427 | 0.2825 | 0.37069 | 0.39965 | 0.40613 | 0.39051 | 0.38667 | 0.41252 | 0.47649 | 0.55285 | 0.60945 | 0.64135 | 0.66153 | 0.61759 | 0.55263 | 0.44296 | 0.40328 | 0.35365 | 0.28674 | 0.22867
Portfolio Adjusted1-in-10Size: 20 kW to 199.99 kWOther2019January Monthly Peak | Portfolio Adjusted | 1-in-10 | Size: 20 kW to 199.99 kW | Other | 2019 | January Monthly Peak | 1 | 12.7016 | 12.3628 | 12.256 | 12.3578 | 12.9907 | 14.4005 | 16.6959 | 17.9498 | 19.6454 | 20.2731 | 20.306 | 19.9427 | 19.3379 | 19.0072 | 18.5234 | 18.1157 | 17.9724 | 19.2311 | 18.782 | 18.3637 | 17.6563 | 16.5506 | 14.9447 | 13.7154 | 0 | 0 | 0 | 0 | 0 | 0 | 0 | 0 | 0 | 0 | 0 | 0 | 0 | 0 | 0.27785 | 0.27173 | 0.26959 | 0.28847 | 0 | 0 | 0 | 0 | 0 | 0 | 40.9848 | 40.3561 | 39.8039 | 39.3665 | 39.184 | 38.8376 | 38.4672 | 38.3421 | 38.9342 | 41.0734 | 43.5629 | 46.1104 | 48.0321 | 48.9674 | 49.4673 | 49.3682 | 48.7914 | 47.7532 | 45.6178 | 43.9322 | 42.5069 | 41.3913 | 40.5061 | 39.7288 | 0.26148 | 0.24343 | 0.23922 | 0.23868 | 0.25828 | 0.2987 | 0.39196 | 0.42257 | 0.42942 | 0.41291 | 0.40885 | 0.43618 | 0.50381 | 0.58456 | 0.6444 | 0.67813 | 0.69947 | 0.65301 | 0.58432 | 0.46836 | 0.42641 | 0.37393 | 0.30318 | 0.24179
Portfolio Adjusted1-in-10Size: 20 kW to 199.99 kWOther2019February Monthly Peak | Portfolio Adjusted | 1-in-10 | Size: 20 kW to 199.99 kW | Other | 2019 | February Monthly Peak | 2 | 12.115 | 11.7443 | 11.5861 | 11.6552 | 12.2237 | 13.5476 | 15.3185 | 16.4581 | 18.3618 | 19.3201 | 19.8286 | 20.0067 | 19.9554 | 20.0342 | 19.8307 | 19.4559 | 18.9785 | 19.0795 | 19.1332 | 18.3745 | 17.5081 | 16.2399 | 14.4993 | 13.1291 | 0 | 0 | 0 | 0 | 0 | 0 | 0 | 0 | 0 | 0 | 0 | 0 | 0 | 0 | 0.29746 | 0.29184 | 0.28468 | 0.28619 | 0 | 0 | 0 | 0 | 0 | 0 | 48.8851 | 48.4251 | 47.9295 | 47.3872 | 46.8681 | 46.0216 | 45.657 | 45.6283 | 46.516 | 48.715 | 50.8588 | 52.7508 | 54.3163 | 55.3522 | 56.3235 | 56.8598 | 56.3813 | 55.5322 | 53.4361 | 51.299 | 49.5467 | 48.1267 | 47.25 | 46.2915 | 0.24531 | 0.22837 | 0.22443 | 0.22392 | 0.24231 | 0.28023 | 0.36771 | 0.39643 | 0.40286 | 0.38737 | 0.38356 | 0.40921 | 0.47266 | 0.54841 | 0.60455 | 0.63619 | 0.65621 | 0.61263 | 0.54818 | 0.4394 | 0.40004 | 0.35081 | 0.28443 | 0.22683
Portfolio Adjusted1-in-10Size: 20 kW to 199.99 kWOther2019March Monthly Peak | Portfolio Adjusted | 1-in-10 | Size: 20 kW to 199.99 kW | Other | 2019 | March Monthly Peak | 3 | 12.1332 | 11.5855 | 11.3375 | 11.3278 | 11.8276 | 13.0632 | 14.7599 | 16.0016 | 17.9934 | 19.405 | 20.4771 | 21.2337 | 21.6726 | 22.168 | 22.3665 | 22.1177 | 21.355 | 20.1185 | 19.2739 | 19.3765 | 18.4649 | 16.9426 | 14.9252 | 13.3116 | 0 | 0 | 0 | 0 | 0 | 0 | 0 | 0 | 0 | 0 | 0 | 0 | 0 | 0 | 0.3355 | 0.33177 | 0.32032 | 0.30178 | 0 | 0 | 0 | 0 | 0 | 0 | 56.2824 | 54.8711 | 54.0157 | 53.5661 | 52.6121 | 51.9139 | 51.2135 | 51.0384 | 52.3368 | 56.8708 | 62.4349 | 67.1869 | 70.4888 | 72.322 | 73.5894 | 74.3765 | 74.3887 | 73.3225 | 71.5699 | 68.8444 | 65.3644 | 62.3774 | 60.1479 | 58.4797 | 0.24352 | 0.22671 | 0.22279 | 0.22229 | 0.24054 | 0.27819 | 0.36503 | 0.39354 | 0.39992 | 0.38455 | 0.38077 | 0.40622 | 0.46921 | 0.54441 | 0.60014 | 0.63155 | 0.65143 | 0.60816 | 0.54419 | 0.43619 | 0.39712 | 0.34825 | 0.28236 | 0.22518
Portfolio Adjusted1-in-10Size: 20 kW to 199.99 kWOther2019April Monthly Peak | Portfolio Adjusted | 1-in-10 | Size: 20 kW to 199.99 kW | Other | 2019 | April Monthly Peak | 4 | 12.9037 | 12.2396 | 11.9124 | 11.8221 | 12.3291 | 13.5315 | 14.8009 | 16.6215 | 19.5025 | 21.7786 | 23.6167 | 24.9641 | 25.7954 | 26.5652 | 26.9032 | 26.6725 | 25.6895 | 23.8434 | 21.8944 | 21.5573 | 20.7613 | 18.7983 | 16.3443 | 14.4353 | 0 | 0 | 0 | 0 | 0 | 0 | 0 | 0 | 0 | 0 | 0 | 0 | 0 | 0 | 0.40355 | 0.40009 | 0.38534 | 0.35765 | 0 | 0 | 0 | 0 | 0 | 0 | 66.7851 | 65.3763 | 63.7453 | 62.5945 | 61.453 | 60.3626 | 59.765 | 59.731 | 63.2136 | 69.5571 | 75.8583 | 81.0916 | 84.1818 | 86.203 | 87.4206 | 88.0753 | 87.9031 | 87.2138 | 85.1508 | 82.036 | 77.91 | 74.1871 | 71.4379 | 69.8004 | 0.24566 | 0.2287 | 0.22475 | 0.22424 | 0.24265 | 0.28063 | 0.36824 | 0.397 | 0.40344 | 0.38792 | 0.38411 | 0.40979 | 0.47333 | 0.54919 | 0.60541 | 0.6371 | 0.65715 | 0.6135 | 0.54896 | 0.44002 | 0.40061 | 0.35131 | 0.28484 | 0.22716
Portfolio Adjusted1-in-10Size: 20 kW to 199.99 kWOther2019May Monthly Peak | Portfolio Adjusted | 1-in-10 | Size: 20 kW to 199.99 kW | Other | 2019 | May Monthly Peak | 5 | 13.5107 | 12.7748 | 12.3861 | 12.2574 | 12.7569 | 13.8832 | 14.9132 | 17.5844 | 21.1328 | 23.9209 | 26.1209 | 27.6034 | 28.414 | 29.1098 | 29.3477 | 29.0422 | 28.0042 | 26.101 | 23.7983 | 22.6659 | 22.2087 | 20.0984 | 17.3935 | 15.2813 | 0 | 0 | 0 | 0 | 0 | 0 | 0 | 0 | 0 | 0 | 0 | 0 | 0 | 0 | 0.44022 | 0.43563 | 0.42006 | 0.39151 | 0 | 0 | 0 | 0 | 0 | 0 | 73.3293 | 71.3283 | 69.8854 | 68.5949 | 67.2346 | 66.0462 | 65.2758 | 65.6143 | 69.3085 | 74.79 | 80.0268 | 83.6249 | 86.9421 | 89.1167 | 90.2575 | 90.5909 | 90.1052 | 89.0066 | 87.5751 | 85.0688 | 81.1069 | 77.503 | 74.9626 | 72.4933 | 0.24686 | 0.22982 | 0.22585 | 0.22534 | 0.24384 | 0.28201 | 0.37005 | 0.39895 | 0.40542 | 0.38983 | 0.386 | 0.4118 | 0.47565 | 0.55188 | 0.60838 | 0.64023 | 0.66038 | 0.61651 | 0.55166 | 0.44218 | 0.40257 | 0.35303 | 0.28623 | 0.22827
Portfolio Adjusted1-in-10Size: 20 kW to 199.99 kWOther2019June Monthly Peak | Portfolio Adjusted | 1-in-10 | Size: 20 kW to 199.99 kW | Other | 2019 | June Monthly Peak | 6 | 14.3155 | 13.4938 | 13.0645 | 12.8961 | 13.4024 | 14.3788 | 15.6178 | 18.6039 | 22.133 | 25.04 | 27.3544 | 28.9021 | 29.7777 | 30.4939 | 30.7765 | 30.4911 | 29.5505 | 27.6426 | 25.2542 | 23.7469 | 23.2036 | 21.2273 | 18.3649 | 16.1537 | 0 | 0 | 0 | 0 | 0 | 0 | 0 | 0 | 0 | 0 | 0 | 0 | 0 | 0 | 0.46165 | 0.45737 | 0.44326 | 0.41464 | 0 | 0 | 0 | 0 | 0 | 0 | 73.2689 | 71.7135 | 70.5986 | 69.2733 | 68.2916 | 66.7601 | 65.9395 | 66.9132 | 71.0264 | 76.193 | 81.2367 | 85.1788 | 87.9122 | 89.6095 | 90.8248 | 91.5221 | 91.9026 | 91.263 | 90.1037 | 87.9822 | 84.9249 | 81.1263 | 78.631 | 76.6551 | 0.24707 | 0.23001 | 0.22604 | 0.22553 | 0.24405 | 0.28224 | 0.37035 | 0.39928 | 0.40575 | 0.39015 | 0.38632 | 0.41214 | 0.47605 | 0.55234 | 0.60888 | 0.64076 | 0.66092 | 0.61702 | 0.55212 | 0.44255 | 0.40291 | 0.35332 | 0.28647 | 0.22846
Portfolio Adjusted1-in-10Size: 20 kW to 199.99 kWOther2019July Monthly Peak | Portfolio Adjusted | 1-in-10 | Size: 20 kW to 199.99 kW | Other | 2019 | July Monthly Peak | 7 | 15.3337 | 14.4221 | 13.9376 | 13.7793 | 14.3357 | 15.6077 | 16.9623 | 20.1055 | 23.8354 | 26.8135 | 29.1615 | 30.7109 | 31.5193 | 32.1297 | 32.3226 | 31.976 | 31.0011 | 29.0778 | 26.6084 | 25.0672 | 24.5282 | 22.4863 | 19.457 | 17.1321 | 0 | 0 | 0 | 0 | 0 | 0 | 0 | 0 | 0 | 0 | 0 | 0 | 0 | 0 | 0.48484 | 0.47964 | 0.46502 | 0.43617 | 0 | 0 | 0 | 0 | 0 | 0 | 77.0653 | 75.8262 | 74.6069 | 73.4747 | 72.5737 | 71.5629 | 70.7206 | 70.9919 | 74.0829 | 79.0548 | 83.6553 | 87.3686 | 90.028 | 91.7874 | 93.0769 | 93.691 | 93.5997 | 93.0667 | 92.0739 | 89.7723 | 86.1228 | 82.5966 | 80.2889 | 78.5993 | 0.24574 | 0.22878 | 0.22483 | 0.22432 | 0.24274 | 0.28073 | 0.36837 | 0.39714 | 0.40358 | 0.38806 | 0.38425 | 0.40994 | 0.4735 | 0.54938 | 0.60562 | 0.63733 | 0.65738 | 0.61372 | 0.54916 | 0.44018 | 0.40075 | 0.35143 | 0.28494 | 0.22724
Portfolio Adjusted1-in-10Size: 20 kW to 199.99 kWOther2019August Monthly Peak | Portfolio Adjusted | 1-in-10 | Size: 20 kW to 199.99 kW | Other | 2019 | August Monthly Peak | 8 | 15.0852 | 14.1919 | 13.7213 | 13.575 | 14.1193 | 15.5441 | 17.0011 | 19.7765 | 23.6701 | 26.8935 | 29.4711 | 31.1549 | 32.0086 | 32.6677 | 32.854 | 32.4584 | 31.3698 | 29.3126 | 26.6281 | 25.37 | 24.6279 | 22.2913 | 19.2558 | 16.9298 | 0 | 0 | 0 | 0 | 0 | 0 | 0 | 0 | 0 | 0 | 0 | 0 | 0 | 0 | 0.49281 | 0.48688 | 0.47055 | 0.43969 | 0 | 0 | 0 | 0 | 0 | 0 | 76.2698 | 75.0826 | 73.8818 | 72.9282 | 71.8256 | 71.098 | 70.5662 | 70.6738 | 73.4226 | 78.9392 | 83.9586 | 88.4443 | 91.5459 | 93.631 | 95.1049 | 96 | 96.0289 | 95.0641 | 93.9669 | 91.5921 | 87.9547 | 85.1448 | 83.2595 | 81.4936 | 0.24953 | 0.23231 | 0.22829 | 0.22778 | 0.24648 | 0.28506 | 0.37405 | 0.40326 | 0.4098 | 0.39404 | 0.39017 | 0.41625 | 0.4808 | 0.55785 | 0.61496 | 0.64715 | 0.66751 | 0.62318 | 0.55762 | 0.44696 | 0.40692 | 0.35685 | 0.28933 | 0.23074
Portfolio Adjusted1-in-10Size: 20 kW to 199.99 kWOther2019September Monthly Peak | Portfolio Adjusted | 1-in-10 | Size: 20 kW to 199.99 kW | Other | 2019 | September Monthly Peak | 9 | 14.7432 | 13.9152 | 13.4637 | 13.3374 | 13.8832 | 15.2764 | 17.1327 | 19.3596 | 23.1658 | 26.3092 | 28.8172 | 30.4801 | 31.386 | 32.0943 | 32.3115 | 31.8896 | 30.7196 | 28.5301 | 25.9645 | 25.4688 | 23.8734 | 21.5085 | 18.6165 | 16.4119 | 0 | 0 | 0 | 0 | 0 | 0 | 0 | 0 | 0 | 0 | 0 | 0 | 0 | 0 | 0.48467 | 0.47834 | 0.46079 | 0.42795 | 0 | 0 | 0 | 0 | 0 | 0 | 76.0324 | 74.793 | 73.5766 | 72.7457 | 71.8788 | 71.0399 | 70.3472 | 70.0884 | 72.2521 | 77.2963 | 82.6334 | 87.1337 | 90.4575 | 92.8465 | 93.671 | 93.8201 | 93.4625 | 92.4535 | 90.7542 | 87.7374 | 83.8495 | 80.9426 | 78.577 | 76.9201 | 0.24722 | 0.23016 | 0.22618 | 0.22567 | 0.2442 | 0.28242 | 0.37059 | 0.39953 | 0.40601 | 0.3904 | 0.38656 | 0.4124 | 0.47635 | 0.55269 | 0.60927 | 0.64116 | 0.66134 | 0.61741 | 0.55247 | 0.44283 | 0.40316 | 0.35355 | 0.28665 | 0.22861
Portfolio Adjusted1-in-10Size: 20 kW to 199.99 kWOther2019October Monthly Peak | Portfolio Adjusted | 1-in-10 | Size: 20 kW to 199.99 kW | Other | 2019 | October Monthly Peak | 10 | 13.3235 | 12.6304 | 12.2628 | 12.1643 | 12.6714 | 13.9686 | 15.8836 | 17.4123 | 20.2122 | 22.8162 | 25.0972 | 26.7169 | 27.7303 | 28.5799 | 28.8812 | 28.4594 | 27.2963 | 25.2171 | 23.9483 | 23.0661 | 21.4203 | 19.3571 | 16.8214 | 14.8366 | 0 | 0 | 0 | 0 | 0 | 0 | 0 | 0 | 0 | 0 | 0 | 0 | 0 | 0 | 0.43322 | 0.42689 | 0.40944 | 0.37826 | 0 | 0 | 0 | 0 | 0 | 0 | 70.5189 | 69.0997 | 68.2048 | 66.9944 | 65.9983 | 64.9652 | 64.4715 | 63.8683 | 64.5855 | 69.4808 | 75.6787 | 81.4654 | 85.8426 | 88.6945 | 89.7947 | 90.4386 | 90.4176 | 89.4817 | 87.0412 | 82.7601 | 78.6856 | 75.6365 | 73.2986 | 71.6008 | 0.24558 | 0.22863 | 0.22468 | 0.22418 | 0.24258 | 0.28055 | 0.36813 | 0.39688 | 0.40332 | 0.38781 | 0.384 | 0.40967 | 0.47319 | 0.54903 | 0.60523 | 0.63691 | 0.65696 | 0.61332 | 0.5488 | 0.43989 | 0.40049 | 0.3512 | 0.28475 | 0.22709
Portfolio Adjusted1-in-10Size: 20 kW to 199.99 kWOther2019November Monthly Peak | Portfolio Adjusted | 1-in-10 | Size: 20 kW to 199.99 kW | Other | 2019 | November Monthly Peak | 11 | 12.3917 | 11.84 | 11.5761 | 11.6168 | 12.1504 | 13.4453 | 14.6717 | 16.3229 | 18.9205 | 20.905 | 22.5669 | 23.7112 | 24.3446 | 24.8787 | 24.9253 | 24.3222 | 23.5386 | 23.1916 | 21.5871 | 20.2768 | 19.0241 | 17.3536 | 15.3037 | 13.6315 | 0 | 0 | 0 | 0 | 0 | 0 | 0 | 0 | 0 | 0 | 0 | 0 | 0 | 0 | 0.37388 | 0.36483 | 0.35308 | 0.34787 | 0 | 0 | 0 | 0 | 0 | 0 | 65.1183 | 63.7633 | 62.7455 | 61.3688 | 60.5145 | 59.6942 | 58.9879 | 58.7142 | 61.306 | 66.4965 | 72.7141 | 77.6392 | 80.7658 | 82.419 | 83.4277 | 83.5964 | 82.3724 | 79.7522 | 76.2561 | 72.5173 | 69.9741 | 68.0438 | 66.3606 | 65.181 | 0.24682 | 0.22978 | 0.22581 | 0.2253 | 0.2438 | 0.28196 | 0.36998 | 0.39888 | 0.40535 | 0.38976 | 0.38593 | 0.41173 | 0.47557 | 0.55179 | 0.60828 | 0.64012 | 0.66026 | 0.61641 | 0.55156 | 0.44211 | 0.4025 | 0.35297 | 0.28619 | 0.22823
Portfolio Adjusted1-in-10Size: 20 kW to 199.99 kWOther2019December Monthly Peak | Portfolio Adjusted | 1-in-10 | Size: 20 kW to 199.99 kW | Other | 2019 | December Monthly Peak | 12 | 12.5554 | 12.118 | 11.973 | 12.0362 | 12.6118 | 13.966 | 15.9314 | 17.1848 | 18.8664 | 19.5873 | 19.7971 | 19.5467 | 19.0113 | 18.6521 | 18.1942 | 17.709 | 18.033 | 19.0455 | 18.3338 | 17.8864 | 17.1859 | 16.1992 | 14.791 | 13.536 | 0 | 0 | 0 | 0 | 0 | 0 | 0 | 0 | 0 | 0 | 0 | 0 | 0 | 0 | 0.27291 | 0.26563 | 0.27049 | 0.28568 | 0 | 0 | 0 | 0 | 0 | 0 | 42.0799 | 41.4546 | 41.2355 | 40.9609 | 40.6471 | 40.4774 | 40.688 | 40.7531 | 41.4678 | 43.5716 | 45.8024 | 47.6759 | 48.7901 | 49.3189 | 49.3076 | 49.2129 | 48.8046 | 47.5282 | 46.2605 | 45.2125 | 44.3499 | 43.4976 | 43.1273 | 42.4288 | 0.25156 | 0.2342 | 0.23015 | 0.22963 | 0.24849 | 0.28738 | 0.37709 | 0.40654 | 0.41314 | 0.39725 | 0.39335 | 0.41964 | 0.48471 | 0.56239 | 0.61997 | 0.65242 | 0.67295 | 0.62825 | 0.56217 | 0.4506 | 0.41024 | 0.35975 | 0.29169 | 0.23262
Portfolio Adjusted1-in-10Size: 20 kW to 199.99 kWOther2019Typical Event Day | Portfolio Adjusted | 1-in-10 | Size: 20 kW to 199.99 kW | Other | 2019 | Typical Event Day | 8 | 14.8787 | 14.006 | 13.5483 | 13.4075 | 13.9461 | 15.3499 | 16.7718 | 19.4529 | 23.2186 | 26.3391 | 28.8455 | 30.4959 | 31.3488 | 32.0142 | 32.2098 | 31.821 | 30.7475 | 28.7077 | 26.111 | 24.8886 | 24.1985 | 21.9243 | 18.9516 | 16.6705 | 0 | 0 | 0 | 0 | 0 | 0 | 0 | 0 | 0 | 0 | 0 | 0 | 0 | 0 | 0.48315 | 0.47732 | 0.46121 | 0.43062 | 0 | 0 | 0 | 0 | 0 | 0 | 75.6591 | 74.3538 | 73.166 | 72.1055 | 71.1424 | 70.1152 | 69.3934 | 69.6668 | 72.696 | 77.8708 | 82.871 | 87.0313 | 89.9859 | 91.9686 | 93.1694 | 93.7583 | 93.7484 | 92.9618 | 91.7247 | 89.271 | 85.713 | 82.4526 | 80.1891 | 78.417 | 0.24729 | 0.23023 | 0.22625 | 0.22574 | 0.24427 | 0.2825 | 0.37069 | 0.39965 | 0.40613 | 0.39051 | 0.38667 | 0.41252 | 0.47649 | 0.55285 | 0.60945 | 0.64135 | 0.66153 | 0.61759 | 0.55263 | 0.44296 | 0.40328 | 0.35365 | 0.28674 | 0.22867
Portfolio Adjusted1-in-10Size: 20 kW to 199.99 kWOther2020January Monthly Peak | Portfolio Adjusted | 1-in-10 | Size: 20 kW to 199.99 kW | Other | 2020 | January Monthly Peak | 1 | 12.7016 | 12.3628 | 12.256 | 12.3578 | 12.9907 | 14.4005 | 16.6959 | 17.9498 | 19.6454 | 20.2731 | 20.306 | 19.9427 | 19.3379 | 19.0072 | 18.5234 | 18.1157 | 17.9724 | 19.2311 | 18.782 | 18.3637 | 17.6563 | 16.5506 | 14.9447 | 13.7154 | 0 | 0 | 0 | 0 | 0 | 0 | 0 | 0 | 0 | 0 | 0 | 0 | 0 | 0 | 0.27785 | 0.27173 | 0.26959 | 0.28847 | 0 | 0 | 0 | 0 | 0 | 0 | 40.9848 | 40.3561 | 39.8039 | 39.3665 | 39.184 | 38.8376 | 38.4672 | 38.3421 | 38.9342 | 41.0734 | 43.5629 | 46.1104 | 48.0321 | 48.9674 | 49.4673 | 49.3682 | 48.7914 | 47.7532 | 45.6178 | 43.9322 | 42.5069 | 41.3913 | 40.5061 | 39.7288 | 0.26148 | 0.24343 | 0.23922 | 0.23868 | 0.25828 | 0.2987 | 0.39196 | 0.42257 | 0.42942 | 0.41291 | 0.40885 | 0.43618 | 0.50381 | 0.58456 | 0.6444 | 0.67813 | 0.69947 | 0.65301 | 0.58432 | 0.46836 | 0.42641 | 0.37393 | 0.30318 | 0.24179
Portfolio Adjusted1-in-10Size: 20 kW to 199.99 kWOther2020February Monthly Peak | Portfolio Adjusted | 1-in-10 | Size: 20 kW to 199.99 kW | Other | 2020 | February Monthly Peak | 2 | 12.115 | 11.7443 | 11.5861 | 11.6552 | 12.2237 | 13.5476 | 15.3185 | 16.4581 | 18.3618 | 19.3201 | 19.8286 | 20.0067 | 19.9554 | 20.0342 | 19.8307 | 19.4559 | 18.9785 | 19.0795 | 19.1332 | 18.3745 | 17.5081 | 16.2399 | 14.4993 | 13.1291 | 0 | 0 | 0 | 0 | 0 | 0 | 0 | 0 | 0 | 0 | 0 | 0 | 0 | 0 | 0.29746 | 0.29184 | 0.28468 | 0.28619 | 0 | 0 | 0 | 0 | 0 | 0 | 48.8851 | 48.4251 | 47.9295 | 47.3872 | 46.8681 | 46.0216 | 45.657 | 45.6283 | 46.516 | 48.715 | 50.8588 | 52.7508 | 54.3163 | 55.3522 | 56.3235 | 56.8598 | 56.3813 | 55.5322 | 53.4361 | 51.299 | 49.5467 | 48.1267 | 47.25 | 46.2915 | 0.24531 | 0.22837 | 0.22443 | 0.22392 | 0.24231 | 0.28023 | 0.36771 | 0.39643 | 0.40286 | 0.38737 | 0.38356 | 0.40921 | 0.47266 | 0.54841 | 0.60455 | 0.63619 | 0.65621 | 0.61263 | 0.54818 | 0.4394 | 0.40004 | 0.35081 | 0.28443 | 0.22683
Portfolio Adjusted1-in-10Size: 20 kW to 199.99 kWOther2020March Monthly Peak | Portfolio Adjusted | 1-in-10 | Size: 20 kW to 199.99 kW | Other | 2020 | March Monthly Peak | 3 | 12.1332 | 11.5855 | 11.3375 | 11.3278 | 11.8276 | 13.0632 | 14.7599 | 16.0016 | 17.9934 | 19.405 | 20.4771 | 21.2337 | 21.6726 | 22.168 | 22.3665 | 22.1177 | 21.355 | 20.1185 | 19.2739 | 19.3765 | 18.465 | 16.9426 | 14.9252 | 13.3116 | 0 | 0 | 0 | 0 | 0 | 0 | 0 | 0 | 0 | 0 | 0 | 0 | 0 | 0 | 0.3355 | 0.33177 | 0.32032 | 0.30178 | 0 | 0 | 0 | 0 | 0 | 0 | 56.2824 | 54.8711 | 54.0157 | 53.5661 | 52.6121 | 51.9139 | 51.2135 | 51.0384 | 52.3368 | 56.8708 | 62.4349 | 67.1869 | 70.4888 | 72.322 | 73.5894 | 74.3765 | 74.3887 | 73.3225 | 71.5699 | 68.8444 | 65.3643 | 62.3774 | 60.1479 | 58.4797 | 0.24352 | 0.22671 | 0.22279 | 0.22229 | 0.24054 | 0.27819 | 0.36503 | 0.39354 | 0.39992 | 0.38455 | 0.38077 | 0.40622 | 0.46921 | 0.54441 | 0.60014 | 0.63155 | 0.65143 | 0.60816 | 0.54419 | 0.43619 | 0.39712 | 0.34825 | 0.28236 | 0.22518
Portfolio Adjusted1-in-10Size: 20 kW to 199.99 kWOther2020April Monthly Peak | Portfolio Adjusted | 1-in-10 | Size: 20 kW to 199.99 kW | Other | 2020 | April Monthly Peak | 4 | 12.9037 | 12.2396 | 11.9124 | 11.8221 | 12.3291 | 13.5315 | 14.8009 | 16.6215 | 19.5025 | 21.7786 | 23.6167 | 24.9641 | 25.7954 | 26.5652 | 26.9032 | 26.6725 | 25.6895 | 23.8434 | 21.8944 | 21.5573 | 20.7613 | 18.7983 | 16.3443 | 14.4353 | 0 | 0 | 0 | 0 | 0 | 0 | 0 | 0 | 0 | 0 | 0 | 0 | 0 | 0 | 0.40355 | 0.40009 | 0.38534 | 0.35765 | 0 | 0 | 0 | 0 | 0 | 0 | 66.7851 | 65.3763 | 63.7453 | 62.5945 | 61.453 | 60.3626 | 59.765 | 59.731 | 63.2136 | 69.5571 | 75.8583 | 81.0916 | 84.1818 | 86.203 | 87.4206 | 88.0753 | 87.9031 | 87.2138 | 85.1508 | 82.036 | 77.91 | 74.1871 | 71.4379 | 69.8004 | 0.24566 | 0.2287 | 0.22475 | 0.22424 | 0.24265 | 0.28063 | 0.36824 | 0.397 | 0.40344 | 0.38792 | 0.38411 | 0.40979 | 0.47333 | 0.54919 | 0.60541 | 0.6371 | 0.65715 | 0.6135 | 0.54896 | 0.44002 | 0.40061 | 0.35131 | 0.28484 | 0.22716
Portfolio Adjusted1-in-10Size: 20 kW to 199.99 kWOther2020May Monthly Peak | Portfolio Adjusted | 1-in-10 | Size: 20 kW to 199.99 kW | Other | 2020 | May Monthly Peak | 5 | 13.5107 | 12.7748 | 12.3861 | 12.2574 | 12.7569 | 13.8832 | 14.9132 | 17.5844 | 21.1328 | 23.9209 | 26.1209 | 27.6034 | 28.414 | 29.1098 | 29.3477 | 29.0422 | 28.0042 | 26.101 | 23.7983 | 22.6659 | 22.2087 | 20.0984 | 17.3935 | 15.2813 | 0 | 0 | 0 | 0 | 0 | 0 | 0 | 0 | 0 | 0 | 0 | 0 | 0 | 0 | 0.44022 | 0.43563 | 0.42006 | 0.39151 | 0 | 0 | 0 | 0 | 0 | 0 | 73.3293 | 71.3283 | 69.8854 | 68.5949 | 67.2346 | 66.0462 | 65.2758 | 65.6143 | 69.3085 | 74.79 | 80.0268 | 83.6249 | 86.9421 | 89.1167 | 90.2575 | 90.5909 | 90.1052 | 89.0066 | 87.5751 | 85.0688 | 81.1069 | 77.503 | 74.9626 | 72.4933 | 0.24686 | 0.22982 | 0.22585 | 0.22534 | 0.24384 | 0.28201 | 0.37005 | 0.39895 | 0.40542 | 0.38983 | 0.386 | 0.4118 | 0.47565 | 0.55188 | 0.60838 | 0.64023 | 0.66038 | 0.61651 | 0.55166 | 0.44218 | 0.40257 | 0.35303 | 0.28623 | 0.22827
Portfolio Adjusted1-in-10Size: 20 kW to 199.99 kWOther2020June Monthly Peak | Portfolio Adjusted | 1-in-10 | Size: 20 kW to 199.99 kW | Other | 2020 | June Monthly Peak | 6 | 14.3155 | 13.4938 | 13.0645 | 12.8961 | 13.4024 | 14.3788 | 15.6178 | 18.6039 | 22.133 | 25.04 | 27.3544 | 28.9021 | 29.7777 | 30.4939 | 30.7765 | 30.4911 | 29.5505 | 27.6426 | 25.2542 | 23.7469 | 23.2036 | 21.2273 | 18.3649 | 16.1537 | 0 | 0 | 0 | 0 | 0 | 0 | 0 | 0 | 0 | 0 | 0 | 0 | 0 | 0 | 0.46165 | 0.45737 | 0.44326 | 0.41464 | 0 | 0 | 0 | 0 | 0 | 0 | 73.2689 | 71.7135 | 70.5986 | 69.2733 | 68.2916 | 66.7601 | 65.9395 | 66.9132 | 71.0264 | 76.193 | 81.2367 | 85.1788 | 87.9122 | 89.6095 | 90.8248 | 91.5221 | 91.9026 | 91.263 | 90.1037 | 87.9822 | 84.9249 | 81.1263 | 78.631 | 76.6551 | 0.24707 | 0.23001 | 0.22604 | 0.22553 | 0.24405 | 0.28224 | 0.37035 | 0.39928 | 0.40575 | 0.39015 | 0.38632 | 0.41214 | 0.47605 | 0.55234 | 0.60888 | 0.64076 | 0.66092 | 0.61702 | 0.55212 | 0.44255 | 0.40291 | 0.35332 | 0.28647 | 0.22846
Portfolio Adjusted1-in-10Size: 20 kW to 199.99 kWOther2020July Monthly Peak | Portfolio Adjusted | 1-in-10 | Size: 20 kW to 199.99 kW | Other | 2020 | July Monthly Peak | 7 | 15.3337 | 14.4221 | 13.9376 | 13.7793 | 14.3357 | 15.6077 | 16.9623 | 20.1055 | 23.8354 | 26.8135 | 29.1615 | 30.7109 | 31.5193 | 32.1297 | 32.3226 | 31.976 | 31.0011 | 29.0778 | 26.6084 | 25.0672 | 24.5282 | 22.4863 | 19.457 | 17.1321 | 0 | 0 | 0 | 0 | 0 | 0 | 0 | 0 | 0 | 0 | 0 | 0 | 0 | 0 | 0.48484 | 0.47964 | 0.46502 | 0.43617 | 0 | 0 | 0 | 0 | 0 | 0 | 77.0653 | 75.8261 | 74.6069 | 73.4747 | 72.5737 | 71.5629 | 70.7206 | 70.9919 | 74.0829 | 79.0548 | 83.6553 | 87.3686 | 90.028 | 91.7874 | 93.0769 | 93.6909 | 93.5997 | 93.0667 | 92.0739 | 89.7723 | 86.1228 | 82.5966 | 80.2889 | 78.5993 | 0.24574 | 0.22878 | 0.22483 | 0.22432 | 0.24274 | 0.28073 | 0.36837 | 0.39714 | 0.40358 | 0.38806 | 0.38425 | 0.40994 | 0.4735 | 0.54938 | 0.60562 | 0.63733 | 0.65738 | 0.61372 | 0.54916 | 0.44018 | 0.40075 | 0.35143 | 0.28494 | 0.22724
Portfolio Adjusted1-in-10Size: 20 kW to 199.99 kWOther2020August Monthly Peak | Portfolio Adjusted | 1-in-10 | Size: 20 kW to 199.99 kW | Other | 2020 | August Monthly Peak | 8 | 15.0852 | 14.1919 | 13.7213 | 13.575 | 14.1193 | 15.5441 | 17.0011 | 19.7765 | 23.6701 | 26.8935 | 29.4711 | 31.1549 | 32.0086 | 32.6677 | 32.854 | 32.4584 | 31.3698 | 29.3126 | 26.6281 | 25.37 | 24.6279 | 22.2913 | 19.2558 | 16.9298 | 0 | 0 | 0 | 0 | 0 | 0 | 0 | 0 | 0 | 0 | 0 | 0 | 0 | 0 | 0.49281 | 0.48688 | 0.47055 | 0.43969 | 0 | 0 | 0 | 0 | 0 | 0 | 76.2698 | 75.0826 | 73.8818 | 72.9282 | 71.8256 | 71.098 | 70.5662 | 70.6738 | 73.4226 | 78.9393 | 83.9586 | 88.4443 | 91.5459 | 93.631 | 95.1049 | 96 | 96.0289 | 95.0641 | 93.9669 | 91.5921 | 87.9547 | 85.1448 | 83.2595 | 81.4936 | 0.24953 | 0.23231 | 0.22829 | 0.22778 | 0.24648 | 0.28506 | 0.37405 | 0.40326 | 0.4098 | 0.39404 | 0.39017 | 0.41625 | 0.4808 | 0.55785 | 0.61496 | 0.64715 | 0.66751 | 0.62318 | 0.55762 | 0.44696 | 0.40692 | 0.35685 | 0.28933 | 0.23074
Portfolio Adjusted1-in-10Size: 20 kW to 199.99 kWOther2020September Monthly Peak | Portfolio Adjusted | 1-in-10 | Size: 20 kW to 199.99 kW | Other | 2020 | September Monthly Peak | 9 | 14.7432 | 13.9152 | 13.4637 | 13.3374 | 13.8832 | 15.2764 | 17.1327 | 19.3596 | 23.1658 | 26.3092 | 28.8172 | 30.4801 | 31.386 | 32.0943 | 32.3115 | 31.8896 | 30.7196 | 28.5301 | 25.9645 | 25.4688 | 23.8734 | 21.5085 | 18.6165 | 16.4119 | 0 | 0 | 0 | 0 | 0 | 0 | 0 | 0 | 0 | 0 | 0 | 0 | 0 | 0 | 0.48467 | 0.47834 | 0.46079 | 0.42795 | 0 | 0 | 0 | 0 | 0 | 0 | 76.0324 | 74.793 | 73.5766 | 72.7457 | 71.8788 | 71.0399 | 70.3472 | 70.0884 | 72.2521 | 77.2963 | 82.6334 | 87.1337 | 90.4575 | 92.8465 | 93.671 | 93.8201 | 93.4625 | 92.4535 | 90.7542 | 87.7374 | 83.8495 | 80.9426 | 78.577 | 76.9201 | 0.24722 | 0.23016 | 0.22618 | 0.22567 | 0.2442 | 0.28242 | 0.37059 | 0.39953 | 0.40601 | 0.3904 | 0.38656 | 0.4124 | 0.47635 | 0.55269 | 0.60927 | 0.64116 | 0.66134 | 0.61741 | 0.55247 | 0.44283 | 0.40316 | 0.35355 | 0.28665 | 0.22861
Portfolio Adjusted1-in-10Size: 20 kW to 199.99 kWOther2020October Monthly Peak | Portfolio Adjusted | 1-in-10 | Size: 20 kW to 199.99 kW | Other | 2020 | October Monthly Peak | 10 | 13.3235 | 12.6304 | 12.2628 | 12.1643 | 12.6714 | 13.9686 | 15.8836 | 17.4123 | 20.2122 | 22.8162 | 25.0972 | 26.7169 | 27.7303 | 28.5799 | 28.8812 | 28.4594 | 27.2963 | 25.2171 | 23.9483 | 23.0661 | 21.4203 | 19.3571 | 16.8214 | 14.8366 | 0 | 0 | 0 | 0 | 0 | 0 | 0 | 0 | 0 | 0 | 0 | 0 | 0 | 0 | 0.43322 | 0.42689 | 0.40944 | 0.37826 | 0 | 0 | 0 | 0 | 0 | 0 | 70.5189 | 69.0997 | 68.2048 | 66.9944 | 65.9983 | 64.9652 | 64.4715 | 63.8683 | 64.5855 | 69.4807 | 75.6787 | 81.4654 | 85.8426 | 88.6945 | 89.7947 | 90.4386 | 90.4176 | 89.4817 | 87.0412 | 82.7601 | 78.6856 | 75.6365 | 73.2986 | 71.6008 | 0.24558 | 0.22863 | 0.22468 | 0.22418 | 0.24258 | 0.28055 | 0.36813 | 0.39688 | 0.40332 | 0.38781 | 0.384 | 0.40967 | 0.47319 | 0.54903 | 0.60523 | 0.63691 | 0.65696 | 0.61332 | 0.5488 | 0.43989 | 0.40049 | 0.3512 | 0.28475 | 0.22709
Portfolio Adjusted1-in-10Size: 20 kW to 199.99 kWOther2020November Monthly Peak | Portfolio Adjusted | 1-in-10 | Size: 20 kW to 199.99 kW | Other | 2020 | November Monthly Peak | 11 | 12.3917 | 11.84 | 11.5761 | 11.6168 | 12.1504 | 13.4453 | 14.6717 | 16.3229 | 18.9205 | 20.905 | 22.5669 | 23.7112 | 24.3446 | 24.8787 | 24.9253 | 24.3222 | 23.5386 | 23.1916 | 21.5871 | 20.2768 | 19.0241 | 17.3536 | 15.3037 | 13.6315 | 0 | 0 | 0 | 0 | 0 | 0 | 0 | 0 | 0 | 0 | 0 | 0 | 0 | 0 | 0.37388 | 0.36483 | 0.35308 | 0.34787 | 0 | 0 | 0 | 0 | 0 | 0 | 65.1183 | 63.7633 | 62.7455 | 61.3688 | 60.5145 | 59.6942 | 58.9879 | 58.7142 | 61.306 | 66.4965 | 72.7141 | 77.6392 | 80.7658 | 82.419 | 83.4277 | 83.5964 | 82.3724 | 79.7522 | 76.2561 | 72.5173 | 69.9741 | 68.0438 | 66.3606 | 65.181 | 0.24682 | 0.22978 | 0.22581 | 0.2253 | 0.2438 | 0.28196 | 0.36998 | 0.39888 | 0.40535 | 0.38976 | 0.38593 | 0.41173 | 0.47557 | 0.55179 | 0.60828 | 0.64012 | 0.66026 | 0.61641 | 0.55156 | 0.44211 | 0.4025 | 0.35297 | 0.28619 | 0.22823
Portfolio Adjusted1-in-10Size: 20 kW to 199.99 kWOther2020December Monthly Peak | Portfolio Adjusted | 1-in-10 | Size: 20 kW to 199.99 kW | Other | 2020 | December Monthly Peak | 12 | 12.5554 | 12.118 | 11.973 | 12.0362 | 12.6118 | 13.966 | 15.9314 | 17.1848 | 18.8664 | 19.5873 | 19.7971 | 19.5467 | 19.0113 | 18.6521 | 18.1942 | 17.709 | 18.033 | 19.0455 | 18.3338 | 17.8864 | 17.1859 | 16.1992 | 14.791 | 13.536 | 0 | 0 | 0 | 0 | 0 | 0 | 0 | 0 | 0 | 0 | 0 | 0 | 0 | 0 | 0.27291 | 0.26563 | 0.27049 | 0.28568 | 0 | 0 | 0 | 0 | 0 | 0 | 42.0799 | 41.4546 | 41.2356 | 40.9609 | 40.6471 | 40.4774 | 40.688 | 40.7531 | 41.4678 | 43.5716 | 45.8024 | 47.6759 | 48.7901 | 49.3189 | 49.3076 | 49.2129 | 48.8046 | 47.5282 | 46.2605 | 45.2125 | 44.3499 | 43.4976 | 43.1273 | 42.4288 | 0.25156 | 0.2342 | 0.23015 | 0.22963 | 0.24849 | 0.28738 | 0.37709 | 0.40654 | 0.41314 | 0.39725 | 0.39335 | 0.41964 | 0.48471 | 0.56239 | 0.61997 | 0.65242 | 0.67295 | 0.62825 | 0.56217 | 0.4506 | 0.41024 | 0.35975 | 0.29169 | 0.23262
Portfolio Adjusted1-in-10Size: 20 kW to 199.99 kWOther2020Typical Event Day | Portfolio Adjusted | 1-in-10 | Size: 20 kW to 199.99 kW | Other | 2020 | Typical Event Day | 8 | 14.8787 | 14.006 | 13.5483 | 13.4075 | 13.9461 | 15.3499 | 16.7718 | 19.4529 | 23.2186 | 26.3391 | 28.8455 | 30.4959 | 31.3488 | 32.0142 | 32.2098 | 31.821 | 30.7475 | 28.7077 | 26.111 | 24.8886 | 24.1985 | 21.9243 | 18.9516 | 16.6705 | 0 | 0 | 0 | 0 | 0 | 0 | 0 | 0 | 0 | 0 | 0 | 0 | 0 | 0 | 0.48315 | 0.47732 | 0.46121 | 0.43062 | 0 | 0 | 0 | 0 | 0 | 0 | 75.6591 | 74.3538 | 73.166 | 72.1055 | 71.1424 | 70.1152 | 69.3934 | 69.6668 | 72.696 | 77.8708 | 82.871 | 87.0313 | 89.9859 | 91.9686 | 93.1694 | 93.7583 | 93.7484 | 92.9618 | 91.7247 | 89.271 | 85.713 | 82.4526 | 80.1891 | 78.417 | 0.24729 | 0.23023 | 0.22625 | 0.22574 | 0.24427 | 0.2825 | 0.37069 | 0.39965 | 0.40613 | 0.39051 | 0.38667 | 0.41252 | 0.47649 | 0.55285 | 0.60945 | 0.64135 | 0.66153 | 0.61759 | 0.55263 | 0.44296 | 0.40328 | 0.35365 | 0.28674 | 0.22867
Portfolio Adjusted1-in-10Size: 20 kW to 199.99 kWOther2021January Monthly Peak | Portfolio Adjusted | 1-in-10 | Size: 20 kW to 199.99 kW | Other | 2021 | January Monthly Peak | 1 | 12.7016 | 12.3628 | 12.256 | 12.3578 | 12.9907 | 14.4005 | 16.6959 | 17.9498 | 19.6454 | 20.2731 | 20.306 | 19.9427 | 19.3379 | 19.0072 | 18.5234 | 18.1157 | 17.9724 | 19.2311 | 18.782 | 18.3637 | 17.6563 | 16.5506 | 14.9447 | 13.7154 | 0 | 0 | 0 | 0 | 0 | 0 | 0 | 0 | 0 | 0 | 0 | 0 | 0 | 0 | 0.27785 | 0.27173 | 0.26959 | 0.28847 | 0 | 0 | 0 | 0 | 0 | 0 | 40.9848 | 40.3561 | 39.8039 | 39.3665 | 39.184 | 38.8376 | 38.4672 | 38.3421 | 38.9342 | 41.0734 | 43.5629 | 46.1104 | 48.0321 | 48.9674 | 49.4673 | 49.3682 | 48.7914 | 47.7532 | 45.6178 | 43.9322 | 42.5069 | 41.3913 | 40.5061 | 39.7288 | 0.26148 | 0.24343 | 0.23922 | 0.23868 | 0.25828 | 0.2987 | 0.39196 | 0.42257 | 0.42942 | 0.41291 | 0.40885 | 0.43618 | 0.50381 | 0.58456 | 0.6444 | 0.67813 | 0.69947 | 0.65301 | 0.58432 | 0.46836 | 0.42641 | 0.37393 | 0.30318 | 0.24179
Portfolio Adjusted1-in-10Size: 20 kW to 199.99 kWOther2021February Monthly Peak | Portfolio Adjusted | 1-in-10 | Size: 20 kW to 199.99 kW | Other | 2021 | February Monthly Peak | 2 | 12.115 | 11.7443 | 11.5861 | 11.6552 | 12.2237 | 13.5476 | 15.3185 | 16.4581 | 18.3618 | 19.3201 | 19.8286 | 20.0067 | 19.9554 | 20.0342 | 19.8307 | 19.4559 | 18.9785 | 19.0795 | 19.1332 | 18.3745 | 17.5081 | 16.2399 | 14.4993 | 13.1291 | 0 | 0 | 0 | 0 | 0 | 0 | 0 | 0 | 0 | 0 | 0 | 0 | 0 | 0 | 0.29746 | 0.29184 | 0.28468 | 0.28619 | 0 | 0 | 0 | 0 | 0 | 0 | 48.8851 | 48.4251 | 47.9295 | 47.3872 | 46.8681 | 46.0216 | 45.657 | 45.6283 | 46.516 | 48.715 | 50.8588 | 52.7508 | 54.3163 | 55.3522 | 56.3235 | 56.8598 | 56.3813 | 55.5322 | 53.4361 | 51.299 | 49.5467 | 48.1267 | 47.25 | 46.2915 | 0.24531 | 0.22837 | 0.22443 | 0.22392 | 0.24231 | 0.28023 | 0.36771 | 0.39643 | 0.40286 | 0.38737 | 0.38356 | 0.40921 | 0.47266 | 0.54841 | 0.60455 | 0.63619 | 0.65621 | 0.61263 | 0.54818 | 0.4394 | 0.40004 | 0.35081 | 0.28443 | 0.22683
Portfolio Adjusted1-in-10Size: 20 kW to 199.99 kWOther2021March Monthly Peak | Portfolio Adjusted | 1-in-10 | Size: 20 kW to 199.99 kW | Other | 2021 | March Monthly Peak | 3 | 12.1332 | 11.5855 | 11.3375 | 11.3278 | 11.8276 | 13.0632 | 14.7599 | 16.0016 | 17.9934 | 19.405 | 20.4771 | 21.2337 | 21.6726 | 22.168 | 22.3665 | 22.1177 | 21.355 | 20.1185 | 19.2739 | 19.3765 | 18.465 | 16.9426 | 14.9252 | 13.3116 | 0 | 0 | 0 | 0 | 0 | 0 | 0 | 0 | 0 | 0 | 0 | 0 | 0 | 0 | 0.3355 | 0.33177 | 0.32032 | 0.30178 | 0 | 0 | 0 | 0 | 0 | 0 | 56.2824 | 54.8711 | 54.0157 | 53.5661 | 52.6121 | 51.9139 | 51.2135 | 51.0385 | 52.3368 | 56.8708 | 62.4349 | 67.1869 | 70.4888 | 72.322 | 73.5894 | 74.3765 | 74.3887 | 73.3225 | 71.5699 | 68.8444 | 65.3644 | 62.3774 | 60.1479 | 58.4797 | 0.24352 | 0.22671 | 0.22279 | 0.22229 | 0.24054 | 0.27819 | 0.36503 | 0.39354 | 0.39992 | 0.38455 | 0.38077 | 0.40622 | 0.46921 | 0.54441 | 0.60014 | 0.63155 | 0.65143 | 0.60816 | 0.54419 | 0.43619 | 0.39712 | 0.34825 | 0.28236 | 0.22518
Portfolio Adjusted1-in-10Size: 20 kW to 199.99 kWOther2021April Monthly Peak | Portfolio Adjusted | 1-in-10 | Size: 20 kW to 199.99 kW | Other | 2021 | April Monthly Peak | 4 | 12.9037 | 12.2396 | 11.9124 | 11.8221 | 12.3291 | 13.5315 | 14.8009 | 16.6215 | 19.5025 | 21.7786 | 23.6167 | 24.9641 | 25.7954 | 26.5652 | 26.9032 | 26.6725 | 25.6895 | 23.8434 | 21.8944 | 21.5573 | 20.7613 | 18.7983 | 16.3443 | 14.4353 | 0 | 0 | 0 | 0 | 0 | 0 | 0 | 0 | 0 | 0 | 0 | 0 | 0 | 0 | 0.40355 | 0.40009 | 0.38534 | 0.35765 | 0 | 0 | 0 | 0 | 0 | 0 | 66.7851 | 65.3763 | 63.7453 | 62.5945 | 61.453 | 60.3626 | 59.765 | 59.731 | 63.2135 | 69.5571 | 75.8583 | 81.0916 | 84.1818 | 86.203 | 87.4206 | 88.0753 | 87.9031 | 87.2138 | 85.1508 | 82.036 | 77.91 | 74.1871 | 71.4379 | 69.8004 | 0.24566 | 0.2287 | 0.22475 | 0.22424 | 0.24265 | 0.28063 | 0.36824 | 0.397 | 0.40344 | 0.38792 | 0.38411 | 0.40979 | 0.47333 | 0.54919 | 0.60541 | 0.6371 | 0.65715 | 0.6135 | 0.54896 | 0.44002 | 0.40061 | 0.35131 | 0.28484 | 0.22716
Portfolio Adjusted1-in-10Size: 20 kW to 199.99 kWOther2021May Monthly Peak | Portfolio Adjusted | 1-in-10 | Size: 20 kW to 199.99 kW | Other | 2021 | May Monthly Peak | 5 | 13.5107 | 12.7748 | 12.3861 | 12.2574 | 12.7569 | 13.8832 | 14.9132 | 17.5844 | 21.1328 | 23.9209 | 26.1209 | 27.6034 | 28.414 | 29.1098 | 29.3477 | 29.0422 | 28.0042 | 26.101 | 23.7983 | 22.6659 | 22.2087 | 20.0984 | 17.3935 | 15.2813 | 0 | 0 | 0 | 0 | 0 | 0 | 0 | 0 | 0 | 0 | 0 | 0 | 0 | 0 | 0.44022 | 0.43563 | 0.42006 | 0.39151 | 0 | 0 | 0 | 0 | 0 | 0 | 73.3293 | 71.3283 | 69.8854 | 68.5949 | 67.2346 | 66.0462 | 65.2758 | 65.6143 | 69.3085 | 74.79 | 80.0268 | 83.6249 | 86.9421 | 89.1167 | 90.2575 | 90.5909 | 90.1052 | 89.0066 | 87.5751 | 85.0688 | 81.1069 | 77.503 | 74.9626 | 72.4933 | 0.24686 | 0.22982 | 0.22585 | 0.22534 | 0.24384 | 0.28201 | 0.37005 | 0.39895 | 0.40542 | 0.38983 | 0.386 | 0.4118 | 0.47565 | 0.55188 | 0.60838 | 0.64023 | 0.66038 | 0.61651 | 0.55166 | 0.44218 | 0.40257 | 0.35303 | 0.28623 | 0.22827
Portfolio Adjusted1-in-10Size: 20 kW to 199.99 kWOther2021June Monthly Peak | Portfolio Adjusted | 1-in-10 | Size: 20 kW to 199.99 kW | Other | 2021 | June Monthly Peak | 6 | 14.3155 | 13.4938 | 13.0645 | 12.8961 | 13.4024 | 14.3788 | 15.6178 | 18.6039 | 22.133 | 25.04 | 27.3544 | 28.9021 | 29.7777 | 30.4939 | 30.7765 | 30.4911 | 29.5505 | 27.6426 | 25.2542 | 23.7469 | 23.2036 | 21.2273 | 18.3649 | 16.1537 | 0 | 0 | 0 | 0 | 0 | 0 | 0 | 0 | 0 | 0 | 0 | 0 | 0 | 0 | 0.46165 | 0.45737 | 0.44326 | 0.41464 | 0 | 0 | 0 | 0 | 0 | 0 | 73.2689 | 71.7135 | 70.5986 | 69.2733 | 68.2916 | 66.7601 | 65.9395 | 66.9132 | 71.0264 | 76.193 | 81.2367 | 85.1788 | 87.9122 | 89.6095 | 90.8248 | 91.5221 | 91.9026 | 91.263 | 90.1037 | 87.9822 | 84.9249 | 81.1263 | 78.631 | 76.6551 | 0.24707 | 0.23001 | 0.22604 | 0.22553 | 0.24405 | 0.28224 | 0.37035 | 0.39928 | 0.40575 | 0.39015 | 0.38632 | 0.41214 | 0.47605 | 0.55234 | 0.60888 | 0.64076 | 0.66092 | 0.61702 | 0.55212 | 0.44255 | 0.40291 | 0.35332 | 0.28647 | 0.22846
Portfolio Adjusted1-in-10Size: 20 kW to 199.99 kWOther2021July Monthly Peak | Portfolio Adjusted | 1-in-10 | Size: 20 kW to 199.99 kW | Other | 2021 | July Monthly Peak | 7 | 15.3337 | 14.4221 | 13.9376 | 13.7793 | 14.3357 | 15.6077 | 16.9623 | 20.1055 | 23.8354 | 26.8135 | 29.1615 | 30.7109 | 31.5193 | 32.1297 | 32.3226 | 31.976 | 31.0011 | 29.0778 | 26.6084 | 25.0672 | 24.5282 | 22.4863 | 19.457 | 17.1321 | 0 | 0 | 0 | 0 | 0 | 0 | 0 | 0 | 0 | 0 | 0 | 0 | 0 | 0 | 0.48484 | 0.47964 | 0.46502 | 0.43617 | 0 | 0 | 0 | 0 | 0 | 0 | 77.0653 | 75.8261 | 74.6069 | 73.4747 | 72.5737 | 71.5629 | 70.7206 | 70.9919 | 74.0829 | 79.0548 | 83.6553 | 87.3686 | 90.028 | 91.7874 | 93.0769 | 93.6909 | 93.5997 | 93.0667 | 92.0739 | 89.7723 | 86.1228 | 82.5966 | 80.2889 | 78.5993 | 0.24574 | 0.22878 | 0.22483 | 0.22432 | 0.24274 | 0.28073 | 0.36837 | 0.39714 | 0.40358 | 0.38806 | 0.38425 | 0.40994 | 0.4735 | 0.54938 | 0.60562 | 0.63733 | 0.65738 | 0.61372 | 0.54916 | 0.44018 | 0.40075 | 0.35143 | 0.28494 | 0.22724
Portfolio Adjusted1-in-10Size: 20 kW to 199.99 kWOther2021August Monthly Peak | Portfolio Adjusted | 1-in-10 | Size: 20 kW to 199.99 kW | Other | 2021 | August Monthly Peak | 8 | 15.0852 | 14.1919 | 13.7213 | 13.575 | 14.1193 | 15.5441 | 17.0011 | 19.7765 | 23.6701 | 26.8935 | 29.4711 | 31.1549 | 32.0086 | 32.6677 | 32.854 | 32.4584 | 31.3698 | 29.3126 | 26.6281 | 25.37 | 24.6279 | 22.2913 | 19.2558 | 16.9298 | 0 | 0 | 0 | 0 | 0 | 0 | 0 | 0 | 0 | 0 | 0 | 0 | 0 | 0 | 0.49281 | 0.48688 | 0.47055 | 0.43969 | 0 | 0 | 0 | 0 | 0 | 0 | 76.2698 | 75.0826 | 73.8818 | 72.9282 | 71.8256 | 71.098 | 70.5662 | 70.6738 | 73.4226 | 78.9393 | 83.9586 | 88.4443 | 91.5459 | 93.631 | 95.1049 | 96 | 96.0289 | 95.0641 | 93.9669 | 91.5921 | 87.9547 | 85.1448 | 83.2595 | 81.4936 | 0.24953 | 0.23231 | 0.22829 | 0.22778 | 0.24648 | 0.28506 | 0.37405 | 0.40326 | 0.4098 | 0.39404 | 0.39017 | 0.41625 | 0.4808 | 0.55785 | 0.61496 | 0.64715 | 0.66751 | 0.62318 | 0.55762 | 0.44696 | 0.40692 | 0.35685 | 0.28933 | 0.23074
Portfolio Adjusted1-in-10Size: 20 kW to 199.99 kWOther2021September Monthly Peak | Portfolio Adjusted | 1-in-10 | Size: 20 kW to 199.99 kW | Other | 2021 | September Monthly Peak | 9 | 14.7432 | 13.9152 | 13.4637 | 13.3374 | 13.8832 | 15.2764 | 17.1327 | 19.3596 | 23.1658 | 26.3092 | 28.8172 | 30.4801 | 31.386 | 32.0943 | 32.3115 | 31.8896 | 30.7196 | 28.5301 | 25.9645 | 25.4688 | 23.8734 | 21.5085 | 18.6165 | 16.4119 | 0 | 0 | 0 | 0 | 0 | 0 | 0 | 0 | 0 | 0 | 0 | 0 | 0 | 0 | 0.48467 | 0.47834 | 0.46079 | 0.42795 | 0 | 0 | 0 | 0 | 0 | 0 | 76.0324 | 74.793 | 73.5766 | 72.7456 | 71.8788 | 71.0399 | 70.3472 | 70.0884 | 72.2521 | 77.2963 | 82.6334 | 87.1337 | 90.4575 | 92.8465 | 93.671 | 93.8201 | 93.4625 | 92.4535 | 90.7542 | 87.7374 | 83.8495 | 80.9426 | 78.577 | 76.9201 | 0.24722 | 0.23016 | 0.22618 | 0.22567 | 0.2442 | 0.28242 | 0.37059 | 0.39953 | 0.40601 | 0.3904 | 0.38656 | 0.4124 | 0.47635 | 0.55269 | 0.60927 | 0.64116 | 0.66134 | 0.61741 | 0.55247 | 0.44283 | 0.40316 | 0.35355 | 0.28665 | 0.22861
Portfolio Adjusted1-in-10Size: 20 kW to 199.99 kWOther2021October Monthly Peak | Portfolio Adjusted | 1-in-10 | Size: 20 kW to 199.99 kW | Other | 2021 | October Monthly Peak | 10 | 13.3235 | 12.6304 | 12.2628 | 12.1643 | 12.6714 | 13.9686 | 15.8836 | 17.4123 | 20.2122 | 22.8162 | 25.0972 | 26.7169 | 27.7303 | 28.5799 | 28.8812 | 28.4594 | 27.2963 | 25.2171 | 23.9483 | 23.0661 | 21.4203 | 19.3571 | 16.8214 | 14.8366 | 0 | 0 | 0 | 0 | 0 | 0 | 0 | 0 | 0 | 0 | 0 | 0 | 0 | 0 | 0.43322 | 0.42689 | 0.40944 | 0.37826 | 0 | 0 | 0 | 0 | 0 | 0 | 70.5189 | 69.0997 | 68.2048 | 66.9944 | 65.9983 | 64.9652 | 64.4715 | 63.8683 | 64.5855 | 69.4808 | 75.6787 | 81.4654 | 85.8426 | 88.6945 | 89.7947 | 90.4386 | 90.4176 | 89.4817 | 87.0412 | 82.7601 | 78.6856 | 75.6365 | 73.2986 | 71.6008 | 0.24558 | 0.22863 | 0.22468 | 0.22418 | 0.24258 | 0.28055 | 0.36813 | 0.39688 | 0.40332 | 0.38781 | 0.384 | 0.40967 | 0.47319 | 0.54903 | 0.60523 | 0.63691 | 0.65696 | 0.61332 | 0.5488 | 0.43989 | 0.40049 | 0.3512 | 0.28475 | 0.22709
Portfolio Adjusted1-in-10Size: 20 kW to 199.99 kWOther2021November Monthly Peak | Portfolio Adjusted | 1-in-10 | Size: 20 kW to 199.99 kW | Other | 2021 | November Monthly Peak | 11 | 12.3917 | 11.84 | 11.5761 | 11.6168 | 12.1504 | 13.4453 | 14.6717 | 16.3229 | 18.9205 | 20.905 | 22.5669 | 23.7112 | 24.3446 | 24.8787 | 24.9253 | 24.3222 | 23.5386 | 23.1916 | 21.5871 | 20.2768 | 19.0241 | 17.3536 | 15.3037 | 13.6315 | 0 | 0 | 0 | 0 | 0 | 0 | 0 | 0 | 0 | 0 | 0 | 0 | 0 | 0 | 0.37388 | 0.36483 | 0.35308 | 0.34787 | 0 | 0 | 0 | 0 | 0 | 0 | 65.1183 | 63.7633 | 62.7455 | 61.3688 | 60.5145 | 59.6942 | 58.9879 | 58.7142 | 61.306 | 66.4965 | 72.7141 | 77.6392 | 80.7658 | 82.419 | 83.4277 | 83.5964 | 82.3724 | 79.7522 | 76.2561 | 72.5173 | 69.9741 | 68.0438 | 66.3606 | 65.181 | 0.24682 | 0.22978 | 0.22581 | 0.2253 | 0.2438 | 0.28196 | 0.36998 | 0.39888 | 0.40535 | 0.38976 | 0.38593 | 0.41173 | 0.47557 | 0.55179 | 0.60828 | 0.64012 | 0.66026 | 0.61641 | 0.55156 | 0.44211 | 0.4025 | 0.35297 | 0.28619 | 0.22823
Portfolio Adjusted1-in-10Size: 20 kW to 199.99 kWOther2021December Monthly Peak | Portfolio Adjusted | 1-in-10 | Size: 20 kW to 199.99 kW | Other | 2021 | December Monthly Peak | 12 | 12.5554 | 12.118 | 11.973 | 12.0362 | 12.6118 | 13.966 | 15.9314 | 17.1848 | 18.8664 | 19.5873 | 19.7971 | 19.5467 | 19.0113 | 18.6521 | 18.1942 | 17.709 | 18.033 | 19.0455 | 18.3338 | 17.8864 | 17.1859 | 16.1992 | 14.791 | 13.536 | 0 | 0 | 0 | 0 | 0 | 0 | 0 | 0 | 0 | 0 | 0 | 0 | 0 | 0 | 0.27291 | 0.26563 | 0.27049 | 0.28568 | 0 | 0 | 0 | 0 | 0 | 0 | 42.0799 | 41.4546 | 41.2356 | 40.9609 | 40.6471 | 40.4774 | 40.688 | 40.7531 | 41.4678 | 43.5716 | 45.8024 | 47.6759 | 48.7901 | 49.3189 | 49.3076 | 49.2129 | 48.8046 | 47.5282 | 46.2605 | 45.2125 | 44.3499 | 43.4976 | 43.1273 | 42.4288 | 0.25156 | 0.2342 | 0.23015 | 0.22963 | 0.24849 | 0.28738 | 0.37709 | 0.40654 | 0.41314 | 0.39725 | 0.39335 | 0.41964 | 0.48471 | 0.56239 | 0.61997 | 0.65242 | 0.67295 | 0.62825 | 0.56217 | 0.4506 | 0.41024 | 0.35975 | 0.29169 | 0.23262
Portfolio Adjusted1-in-10Size: 20 kW to 199.99 kWOther2021Typical Event Day | Portfolio Adjusted | 1-in-10 | Size: 20 kW to 199.99 kW | Other | 2021 | Typical Event Day | 8 | 14.8787 | 14.006 | 13.5483 | 13.4075 | 13.9461 | 15.3499 | 16.7718 | 19.4529 | 23.2186 | 26.3391 | 28.8455 | 30.4959 | 31.3488 | 32.0142 | 32.2098 | 31.821 | 30.7475 | 28.7077 | 26.111 | 24.8886 | 24.1985 | 21.9243 | 18.9516 | 16.6705 | 0 | 0 | 0 | 0 | 0 | 0 | 0 | 0 | 0 | 0 | 0 | 0 | 0 | 0 | 0.48315 | 0.47732 | 0.46121 | 0.43062 | 0 | 0 | 0 | 0 | 0 | 0 | 75.6591 | 74.3538 | 73.166 | 72.1055 | 71.1424 | 70.1152 | 69.3934 | 69.6668 | 72.696 | 77.8708 | 82.871 | 87.0313 | 89.9859 | 91.9686 | 93.1694 | 93.7583 | 93.7484 | 92.9618 | 91.7247 | 89.271 | 85.713 | 82.4526 | 80.1891 | 78.417 | 0.24729 | 0.23023 | 0.22625 | 0.22574 | 0.24427 | 0.2825 | 0.37069 | 0.39965 | 0.40613 | 0.39051 | 0.38667 | 0.41252 | 0.47649 | 0.55285 | 0.60945 | 0.64135 | 0.66153 | 0.61759 | 0.55263 | 0.44296 | 0.40328 | 0.35365 | 0.28674 | 0.22867
Portfolio Adjusted1-in-10Size: 20 kW to 199.99 kWOther2022January Monthly Peak | Portfolio Adjusted | 1-in-10 | Size: 20 kW to 199.99 kW | Other | 2022 | January Monthly Peak | 1 | 12.7016 | 12.3628 | 12.256 | 12.3578 | 12.9907 | 14.4005 | 16.6959 | 17.9498 | 19.6454 | 20.2731 | 20.306 | 19.9427 | 19.3379 | 19.0072 | 18.5234 | 18.1157 | 17.9724 | 19.2311 | 18.782 | 18.3637 | 17.6563 | 16.5506 | 14.9447 | 13.7154 | 0 | 0 | 0 | 0 | 0 | 0 | 0 | 0 | 0 | 0 | 0 | 0 | 0 | 0 | 0.27785 | 0.27173 | 0.26959 | 0.28847 | 0 | 0 | 0 | 0 | 0 | 0 | 40.9848 | 40.3561 | 39.8039 | 39.3665 | 39.184 | 38.8376 | 38.4672 | 38.3421 | 38.9342 | 41.0734 | 43.5629 | 46.1104 | 48.0321 | 48.9674 | 49.4673 | 49.3682 | 48.7914 | 47.7532 | 45.6178 | 43.9322 | 42.5069 | 41.3913 | 40.5061 | 39.7288 | 0.26148 | 0.24343 | 0.23922 | 0.23868 | 0.25828 | 0.2987 | 0.39196 | 0.42257 | 0.42942 | 0.41291 | 0.40885 | 0.43618 | 0.50381 | 0.58456 | 0.6444 | 0.67813 | 0.69947 | 0.65301 | 0.58432 | 0.46836 | 0.42641 | 0.37393 | 0.30318 | 0.24179
Portfolio Adjusted1-in-10Size: 20 kW to 199.99 kWOther2022February Monthly Peak | Portfolio Adjusted | 1-in-10 | Size: 20 kW to 199.99 kW | Other | 2022 | February Monthly Peak | 2 | 12.115 | 11.7443 | 11.5861 | 11.6552 | 12.2237 | 13.5476 | 15.3185 | 16.4581 | 18.3618 | 19.3201 | 19.8286 | 20.0067 | 19.9554 | 20.0342 | 19.8307 | 19.4559 | 18.9785 | 19.0795 | 19.1332 | 18.3745 | 17.5081 | 16.2399 | 14.4993 | 13.1291 | 0 | 0 | 0 | 0 | 0 | 0 | 0 | 0 | 0 | 0 | 0 | 0 | 0 | 0 | 0.29746 | 0.29184 | 0.28468 | 0.28619 | 0 | 0 | 0 | 0 | 0 | 0 | 48.8851 | 48.4251 | 47.9295 | 47.3872 | 46.8681 | 46.0216 | 45.657 | 45.6283 | 46.516 | 48.715 | 50.8588 | 52.7508 | 54.3163 | 55.3522 | 56.3235 | 56.8598 | 56.3813 | 55.5322 | 53.4361 | 51.299 | 49.5467 | 48.1267 | 47.25 | 46.2915 | 0.24531 | 0.22837 | 0.22443 | 0.22392 | 0.24231 | 0.28023 | 0.36771 | 0.39643 | 0.40286 | 0.38737 | 0.38356 | 0.40921 | 0.47266 | 0.54841 | 0.60455 | 0.63619 | 0.65621 | 0.61263 | 0.54818 | 0.4394 | 0.40004 | 0.35081 | 0.28443 | 0.22683
Portfolio Adjusted1-in-10Size: 20 kW to 199.99 kWOther2022March Monthly Peak | Portfolio Adjusted | 1-in-10 | Size: 20 kW to 199.99 kW | Other | 2022 | March Monthly Peak | 3 | 12.1332 | 11.5855 | 11.3375 | 11.3278 | 11.8276 | 13.0632 | 14.7599 | 16.0016 | 17.9934 | 19.405 | 20.4771 | 21.2337 | 21.6726 | 22.168 | 22.3665 | 22.1177 | 21.355 | 20.1185 | 19.2739 | 19.3765 | 18.465 | 16.9426 | 14.9252 | 13.3116 | 0 | 0 | 0 | 0 | 0 | 0 | 0 | 0 | 0 | 0 | 0 | 0 | 0 | 0 | 0.3355 | 0.33177 | 0.32032 | 0.30178 | 0 | 0 | 0 | 0 | 0 | 0 | 56.2824 | 54.8711 | 54.0157 | 53.5661 | 52.6121 | 51.9139 | 51.2135 | 51.0384 | 52.3368 | 56.8708 | 62.4349 | 67.1869 | 70.4888 | 72.322 | 73.5894 | 74.3765 | 74.3887 | 73.3225 | 71.5699 | 68.8444 | 65.3643 | 62.3774 | 60.1479 | 58.4797 | 0.24352 | 0.22671 | 0.22279 | 0.22229 | 0.24054 | 0.27819 | 0.36503 | 0.39354 | 0.39992 | 0.38455 | 0.38077 | 0.40622 | 0.46921 | 0.54441 | 0.60014 | 0.63155 | 0.65143 | 0.60816 | 0.54419 | 0.43619 | 0.39712 | 0.34825 | 0.28236 | 0.22518
Portfolio Adjusted1-in-10Size: 20 kW to 199.99 kWOther2022April Monthly Peak | Portfolio Adjusted | 1-in-10 | Size: 20 kW to 199.99 kW | Other | 2022 | April Monthly Peak | 4 | 12.9037 | 12.2396 | 11.9124 | 11.8221 | 12.3291 | 13.5315 | 14.8009 | 16.6215 | 19.5025 | 21.7786 | 23.6167 | 24.9641 | 25.7954 | 26.5652 | 26.9032 | 26.6725 | 25.6895 | 23.8434 | 21.8944 | 21.5573 | 20.7613 | 18.7983 | 16.3443 | 14.4353 | 0 | 0 | 0 | 0 | 0 | 0 | 0 | 0 | 0 | 0 | 0 | 0 | 0 | 0 | 0.40355 | 0.40009 | 0.38534 | 0.35765 | 0 | 0 | 0 | 0 | 0 | 0 | 66.7851 | 65.3763 | 63.7453 | 62.5945 | 61.453 | 60.3626 | 59.765 | 59.731 | 63.2135 | 69.5571 | 75.8583 | 81.0916 | 84.1818 | 86.203 | 87.4206 | 88.0753 | 87.9031 | 87.2138 | 85.1508 | 82.036 | 77.91 | 74.1871 | 71.4379 | 69.8004 | 0.24566 | 0.2287 | 0.22475 | 0.22424 | 0.24265 | 0.28063 | 0.36824 | 0.397 | 0.40344 | 0.38792 | 0.38411 | 0.40979 | 0.47333 | 0.54919 | 0.60541 | 0.6371 | 0.65715 | 0.6135 | 0.54896 | 0.44002 | 0.40061 | 0.35131 | 0.28484 | 0.22716
Portfolio Adjusted1-in-10Size: 20 kW to 199.99 kWOther2022May Monthly Peak | Portfolio Adjusted | 1-in-10 | Size: 20 kW to 199.99 kW | Other | 2022 | May Monthly Peak | 5 | 13.5107 | 12.7748 | 12.3861 | 12.2574 | 12.7569 | 13.8832 | 14.9132 | 17.5843 | 21.1328 | 23.9209 | 26.1209 | 27.6034 | 28.414 | 29.1098 | 29.3477 | 29.0422 | 28.0042 | 26.101 | 23.7983 | 22.6659 | 22.2087 | 20.0984 | 17.3935 | 15.2813 | 0 | 0 | 0 | 0 | 0 | 0 | 0 | 0 | 0 | 0 | 0 | 0 | 0 | 0 | 0.44022 | 0.43563 | 0.42006 | 0.39151 | 0 | 0 | 0 | 0 | 0 | 0 | 73.3293 | 71.3283 | 69.8854 | 68.5949 | 67.2346 | 66.0462 | 65.2758 | 65.6143 | 69.3085 | 74.79 | 80.0268 | 83.6249 | 86.9421 | 89.1167 | 90.2575 | 90.5909 | 90.1052 | 89.0066 | 87.5751 | 85.0688 | 81.1069 | 77.503 | 74.9626 | 72.4933 | 0.24686 | 0.22982 | 0.22585 | 0.22534 | 0.24384 | 0.28201 | 0.37005 | 0.39895 | 0.40542 | 0.38983 | 0.386 | 0.4118 | 0.47565 | 0.55188 | 0.60838 | 0.64023 | 0.66038 | 0.61651 | 0.55166 | 0.44218 | 0.40257 | 0.35303 | 0.28623 | 0.22827
Portfolio Adjusted1-in-10Size: 20 kW to 199.99 kWOther2022June Monthly Peak | Portfolio Adjusted | 1-in-10 | Size: 20 kW to 199.99 kW | Other | 2022 | June Monthly Peak | 6 | 14.3155 | 13.4938 | 13.0645 | 12.8961 | 13.4024 | 14.3788 | 15.6178 | 18.6039 | 22.133 | 25.04 | 27.3544 | 28.9021 | 29.7777 | 30.4939 | 30.7765 | 30.4911 | 29.5505 | 27.6426 | 25.2542 | 23.7469 | 23.2036 | 21.2273 | 18.3649 | 16.1537 | 0 | 0 | 0 | 0 | 0 | 0 | 0 | 0 | 0 | 0 | 0 | 0 | 0 | 0 | 0.46165 | 0.45737 | 0.44326 | 0.41464 | 0 | 0 | 0 | 0 | 0 | 0 | 73.2689 | 71.7135 | 70.5986 | 69.2733 | 68.2916 | 66.76 | 65.9395 | 66.9132 | 71.0264 | 76.193 | 81.2367 | 85.1788 | 87.9122 | 89.6095 | 90.8248 | 91.5221 | 91.9026 | 91.263 | 90.1037 | 87.9822 | 84.9249 | 81.1263 | 78.631 | 76.6551 | 0.24707 | 0.23001 | 0.22604 | 0.22553 | 0.24405 | 0.28224 | 0.37035 | 0.39928 | 0.40575 | 0.39015 | 0.38632 | 0.41214 | 0.47605 | 0.55234 | 0.60888 | 0.64076 | 0.66092 | 0.61702 | 0.55212 | 0.44255 | 0.40291 | 0.35332 | 0.28647 | 0.22846
Portfolio Adjusted1-in-10Size: 20 kW to 199.99 kWOther2022July Monthly Peak | Portfolio Adjusted | 1-in-10 | Size: 20 kW to 199.99 kW | Other | 2022 | July Monthly Peak | 7 | 15.3337 | 14.4221 | 13.9376 | 13.7793 | 14.3357 | 15.6077 | 16.9623 | 20.1055 | 23.8354 | 26.8135 | 29.1615 | 30.7109 | 31.5193 | 32.1297 | 32.3226 | 31.976 | 31.0011 | 29.0778 | 26.6084 | 25.0672 | 24.5282 | 22.4863 | 19.457 | 17.1321 | 0 | 0 | 0 | 0 | 0 | 0 | 0 | 0 | 0 | 0 | 0 | 0 | 0 | 0 | 0.48484 | 0.47964 | 0.46502 | 0.43617 | 0 | 0 | 0 | 0 | 0 | 0 | 77.0653 | 75.8261 | 74.6069 | 73.4747 | 72.5737 | 71.5629 | 70.7206 | 70.9919 | 74.0829 | 79.0548 | 83.6553 | 87.3686 | 90.028 | 91.7874 | 93.0769 | 93.6909 | 93.5997 | 93.0667 | 92.0739 | 89.7723 | 86.1228 | 82.5966 | 80.2889 | 78.5993 | 0.24574 | 0.22878 | 0.22483 | 0.22432 | 0.24274 | 0.28073 | 0.36837 | 0.39714 | 0.40358 | 0.38806 | 0.38425 | 0.40994 | 0.4735 | 0.54938 | 0.60562 | 0.63733 | 0.65738 | 0.61372 | 0.54916 | 0.44018 | 0.40075 | 0.35143 | 0.28494 | 0.22724
Portfolio Adjusted1-in-10Size: 20 kW to 199.99 kWOther2022August Monthly Peak | Portfolio Adjusted | 1-in-10 | Size: 20 kW to 199.99 kW | Other | 2022 | August Monthly Peak | 8 | 15.0852 | 14.1919 | 13.7213 | 13.575 | 14.1193 | 15.5441 | 17.0011 | 19.7765 | 23.6701 | 26.8935 | 29.4711 | 31.1549 | 32.0086 | 32.6677 | 32.854 | 32.4584 | 31.3698 | 29.3126 | 26.6281 | 25.37 | 24.6279 | 22.2913 | 19.2558 | 16.9298 | 0 | 0 | 0 | 0 | 0 | 0 | 0 | 0 | 0 | 0 | 0 | 0 | 0 | 0 | 0.49281 | 0.48688 | 0.47055 | 0.43969 | 0 | 0 | 0 | 0 | 0 | 0 | 76.2698 | 75.0826 | 73.8818 | 72.9282 | 71.8256 | 71.098 | 70.5662 | 70.6738 | 73.4226 | 78.9393 | 83.9586 | 88.4443 | 91.5459 | 93.631 | 95.1049 | 96 | 96.0289 | 95.0641 | 93.9669 | 91.5921 | 87.9547 | 85.1448 | 83.2595 | 81.4936 | 0.24953 | 0.23231 | 0.22829 | 0.22778 | 0.24648 | 0.28506 | 0.37405 | 0.40326 | 0.4098 | 0.39404 | 0.39017 | 0.41625 | 0.4808 | 0.55785 | 0.61496 | 0.64715 | 0.66751 | 0.62318 | 0.55762 | 0.44696 | 0.40692 | 0.35685 | 0.28933 | 0.23074
Portfolio Adjusted1-in-10Size: 20 kW to 199.99 kWOther2022September Monthly Peak | Portfolio Adjusted | 1-in-10 | Size: 20 kW to 199.99 kW | Other | 2022 | September Monthly Peak | 9 | 14.7432 | 13.9152 | 13.4637 | 13.3374 | 13.8832 | 15.2764 | 17.1327 | 19.3596 | 23.1658 | 26.3092 | 28.8172 | 30.4801 | 31.386 | 32.0943 | 32.3115 | 31.8896 | 30.7196 | 28.5301 | 25.9645 | 25.4688 | 23.8734 | 21.5085 | 18.6165 | 16.4119 | 0 | 0 | 0 | 0 | 0 | 0 | 0 | 0 | 0 | 0 | 0 | 0 | 0 | 0 | 0.48467 | 0.47834 | 0.46079 | 0.42795 | 0 | 0 | 0 | 0 | 0 | 0 | 76.0324 | 74.793 | 73.5766 | 72.7456 | 71.8788 | 71.0399 | 70.3472 | 70.0884 | 72.2521 | 77.2963 | 82.6334 | 87.1337 | 90.4575 | 92.8465 | 93.671 | 93.8201 | 93.4625 | 92.4535 | 90.7542 | 87.7374 | 83.8495 | 80.9426 | 78.577 | 76.9201 | 0.24722 | 0.23016 | 0.22618 | 0.22567 | 0.2442 | 0.28242 | 0.37059 | 0.39953 | 0.40601 | 0.3904 | 0.38656 | 0.4124 | 0.47635 | 0.55269 | 0.60927 | 0.64116 | 0.66134 | 0.61741 | 0.55247 | 0.44283 | 0.40316 | 0.35355 | 0.28665 | 0.22861
Portfolio Adjusted1-in-10Size: 20 kW to 199.99 kWOther2022October Monthly Peak | Portfolio Adjusted | 1-in-10 | Size: 20 kW to 199.99 kW | Other | 2022 | October Monthly Peak | 10 | 13.3235 | 12.6304 | 12.2628 | 12.1643 | 12.6714 | 13.9686 | 15.8836 | 17.4123 | 20.2122 | 22.8162 | 25.0972 | 26.7169 | 27.7303 | 28.5799 | 28.8812 | 28.4594 | 27.2963 | 25.2171 | 23.9483 | 23.0661 | 21.4203 | 19.3571 | 16.8214 | 14.8366 | 0 | 0 | 0 | 0 | 0 | 0 | 0 | 0 | 0 | 0 | 0 | 0 | 0 | 0 | 0.43322 | 0.42689 | 0.40944 | 0.37826 | 0 | 0 | 0 | 0 | 0 | 0 | 70.5189 | 69.0997 | 68.2048 | 66.9944 | 65.9983 | 64.9652 | 64.4715 | 63.8683 | 64.5855 | 69.4808 | 75.6787 | 81.4654 | 85.8426 | 88.6945 | 89.7947 | 90.4386 | 90.4176 | 89.4817 | 87.0412 | 82.7601 | 78.6856 | 75.6365 | 73.2986 | 71.6008 | 0.24558 | 0.22863 | 0.22468 | 0.22418 | 0.24258 | 0.28055 | 0.36813 | 0.39688 | 0.40332 | 0.38781 | 0.384 | 0.40967 | 0.47319 | 0.54903 | 0.60523 | 0.63691 | 0.65696 | 0.61332 | 0.5488 | 0.43989 | 0.40049 | 0.3512 | 0.28475 | 0.22709
Portfolio Adjusted1-in-10Size: 20 kW to 199.99 kWOther2022November Monthly Peak | Portfolio Adjusted | 1-in-10 | Size: 20 kW to 199.99 kW | Other | 2022 | November Monthly Peak | 11 | 12.3917 | 11.84 | 11.5761 | 11.6168 | 12.1504 | 13.4453 | 14.6717 | 16.3229 | 18.9205 | 20.905 | 22.5669 | 23.7112 | 24.3446 | 24.8787 | 24.9253 | 24.3222 | 23.5386 | 23.1916 | 21.5871 | 20.2768 | 19.0241 | 17.3536 | 15.3037 | 13.6315 | 0 | 0 | 0 | 0 | 0 | 0 | 0 | 0 | 0 | 0 | 0 | 0 | 0 | 0 | 0.37388 | 0.36483 | 0.35308 | 0.34787 | 0 | 0 | 0 | 0 | 0 | 0 | 65.1183 | 63.7633 | 62.7455 | 61.3688 | 60.5145 | 59.6942 | 58.9879 | 58.7142 | 61.306 | 66.4965 | 72.7141 | 77.6392 | 80.7658 | 82.419 | 83.4277 | 83.5964 | 82.3724 | 79.7522 | 76.2561 | 72.5173 | 69.9741 | 68.0438 | 66.3606 | 65.181 | 0.24682 | 0.22978 | 0.22581 | 0.2253 | 0.2438 | 0.28196 | 0.36998 | 0.39888 | 0.40535 | 0.38976 | 0.38593 | 0.41173 | 0.47557 | 0.55179 | 0.60828 | 0.64012 | 0.66026 | 0.61641 | 0.55156 | 0.44211 | 0.4025 | 0.35297 | 0.28619 | 0.22823
Portfolio Adjusted1-in-10Size: 20 kW to 199.99 kWOther2022December Monthly Peak | Portfolio Adjusted | 1-in-10 | Size: 20 kW to 199.99 kW | Other | 2022 | December Monthly Peak | 12 | 12.5554 | 12.118 | 11.973 | 12.0362 | 12.6118 | 13.966 | 15.9314 | 17.1848 | 18.8664 | 19.5873 | 19.7971 | 19.5467 | 19.0113 | 18.6521 | 18.1942 | 17.709 | 18.033 | 19.0455 | 18.3338 | 17.8864 | 17.1859 | 16.1992 | 14.791 | 13.536 | 0 | 0 | 0 | 0 | 0 | 0 | 0 | 0 | 0 | 0 | 0 | 0 | 0 | 0 | 0.27291 | 0.26563 | 0.27049 | 0.28568 | 0 | 0 | 0 | 0 | 0 | 0 | 42.0799 | 41.4546 | 41.2355 | 40.9609 | 40.6471 | 40.4774 | 40.688 | 40.7531 | 41.4678 | 43.5716 | 45.8024 | 47.6759 | 48.7901 | 49.3189 | 49.3076 | 49.2129 | 48.8046 | 47.5282 | 46.2605 | 45.2125 | 44.3499 | 43.4976 | 43.1273 | 42.4288 | 0.25156 | 0.2342 | 0.23015 | 0.22963 | 0.24849 | 0.28738 | 0.37709 | 0.40654 | 0.41314 | 0.39725 | 0.39335 | 0.41964 | 0.48471 | 0.56239 | 0.61997 | 0.65242 | 0.67295 | 0.62825 | 0.56217 | 0.4506 | 0.41024 | 0.35975 | 0.29169 | 0.23262
Portfolio Adjusted1-in-10Size: 20 kW to 199.99 kWOther2022Typical Event Day | Portfolio Adjusted | 1-in-10 | Size: 20 kW to 199.99 kW | Other | 2022 | Typical Event Day | 8 | 14.8787 | 14.006 | 13.5483 | 13.4075 | 13.9461 | 15.3499 | 16.7718 | 19.4529 | 23.2186 | 26.3391 | 28.8455 | 30.4959 | 31.3488 | 32.0142 | 32.2098 | 31.821 | 30.7475 | 28.7077 | 26.111 | 24.8886 | 24.1985 | 21.9243 | 18.9516 | 16.6705 | 0 | 0 | 0 | 0 | 0 | 0 | 0 | 0 | 0 | 0 | 0 | 0 | 0 | 0 | 0.48315 | 0.47732 | 0.46121 | 0.43062 | 0 | 0 | 0 | 0 | 0 | 0 | 75.6591 | 74.3538 | 73.166 | 72.1055 | 71.1424 | 70.1152 | 69.3934 | 69.6668 | 72.696 | 77.8708 | 82.871 | 87.0313 | 89.9859 | 91.9686 | 93.1694 | 93.7583 | 93.7484 | 92.9618 | 91.7247 | 89.271 | 85.713 | 82.4526 | 80.1891 | 78.417 | 0.24729 | 0.23023 | 0.22625 | 0.22574 | 0.24427 | 0.2825 | 0.37069 | 0.39965 | 0.40613 | 0.39051 | 0.38667 | 0.41252 | 0.47649 | 0.55285 | 0.60945 | 0.64135 | 0.66153 | 0.61759 | 0.55263 | 0.44296 | 0.40328 | 0.35365 | 0.28674 | 0.22867
Portfolio Adjusted1-in-10Size: 20 kW to 199.99 kWOther2023January Monthly Peak | Portfolio Adjusted | 1-in-10 | Size: 20 kW to 199.99 kW | Other | 2023 | January Monthly Peak | 1 | 12.7016 | 12.3628 | 12.256 | 12.3578 | 12.9907 | 14.4005 | 16.6959 | 17.9498 | 19.6454 | 20.2731 | 20.306 | 19.9427 | 19.3379 | 19.0072 | 18.5234 | 18.1157 | 17.9724 | 19.2311 | 18.782 | 18.3637 | 17.6563 | 16.5506 | 14.9447 | 13.7154 | 0 | 0 | 0 | 0 | 0 | 0 | 0 | 0 | 0 | 0 | 0 | 0 | 0 | 0 | 0.27785 | 0.27173 | 0.26959 | 0.28847 | 0 | 0 | 0 | 0 | 0 | 0 | 40.9848 | 40.3561 | 39.8039 | 39.3665 | 39.184 | 38.8376 | 38.4672 | 38.3421 | 38.9342 | 41.0734 | 43.5629 | 46.1104 | 48.0321 | 48.9674 | 49.4673 | 49.3682 | 48.7914 | 47.7532 | 45.6178 | 43.9322 | 42.5069 | 41.3913 | 40.5061 | 39.7288 | 0.26148 | 0.24343 | 0.23922 | 0.23868 | 0.25828 | 0.2987 | 0.39196 | 0.42257 | 0.42942 | 0.41291 | 0.40885 | 0.43618 | 0.50381 | 0.58456 | 0.6444 | 0.67813 | 0.69947 | 0.65301 | 0.58432 | 0.46836 | 0.42641 | 0.37393 | 0.30318 | 0.24179
Portfolio Adjusted1-in-10Size: 20 kW to 199.99 kWOther2023February Monthly Peak | Portfolio Adjusted | 1-in-10 | Size: 20 kW to 199.99 kW | Other | 2023 | February Monthly Peak | 2 | 12.115 | 11.7443 | 11.5861 | 11.6552 | 12.2237 | 13.5476 | 15.3185 | 16.4581 | 18.3618 | 19.3201 | 19.8286 | 20.0067 | 19.9554 | 20.0342 | 19.8307 | 19.4559 | 18.9785 | 19.0795 | 19.1332 | 18.3745 | 17.5081 | 16.2399 | 14.4993 | 13.1291 | 0 | 0 | 0 | 0 | 0 | 0 | 0 | 0 | 0 | 0 | 0 | 0 | 0 | 0 | 0.29746 | 0.29184 | 0.28468 | 0.28619 | 0 | 0 | 0 | 0 | 0 | 0 | 48.8851 | 48.4251 | 47.9295 | 47.3872 | 46.8681 | 46.0216 | 45.657 | 45.6283 | 46.516 | 48.715 | 50.8588 | 52.7508 | 54.3163 | 55.3522 | 56.3235 | 56.8598 | 56.3813 | 55.5322 | 53.4361 | 51.299 | 49.5467 | 48.1267 | 47.25 | 46.2915 | 0.24531 | 0.22837 | 0.22443 | 0.22392 | 0.24231 | 0.28023 | 0.36771 | 0.39643 | 0.40286 | 0.38737 | 0.38356 | 0.40921 | 0.47266 | 0.54841 | 0.60455 | 0.63619 | 0.65621 | 0.61263 | 0.54818 | 0.4394 | 0.40004 | 0.35081 | 0.28443 | 0.22683
Portfolio Adjusted1-in-10Size: 20 kW to 199.99 kWOther2023March Monthly Peak | Portfolio Adjusted | 1-in-10 | Size: 20 kW to 199.99 kW | Other | 2023 | March Monthly Peak | 3 | 12.1332 | 11.5855 | 11.3375 | 11.3278 | 11.8276 | 13.0632 | 14.7599 | 16.0016 | 17.9934 | 19.405 | 20.4771 | 21.2337 | 21.6726 | 22.168 | 22.3665 | 22.1177 | 21.355 | 20.1185 | 19.2739 | 19.3765 | 18.465 | 16.9426 | 14.9252 | 13.3116 | 0 | 0 | 0 | 0 | 0 | 0 | 0 | 0 | 0 | 0 | 0 | 0 | 0 | 0 | 0.3355 | 0.33177 | 0.32032 | 0.30178 | 0 | 0 | 0 | 0 | 0 | 0 | 56.2824 | 54.8711 | 54.0157 | 53.5661 | 52.6121 | 51.9139 | 51.2135 | 51.0384 | 52.3368 | 56.8708 | 62.4349 | 67.1869 | 70.4888 | 72.322 | 73.5894 | 74.3765 | 74.3887 | 73.3225 | 71.5699 | 68.8444 | 65.3643 | 62.3774 | 60.1479 | 58.4797 | 0.24352 | 0.22671 | 0.22279 | 0.22229 | 0.24054 | 0.27819 | 0.36503 | 0.39354 | 0.39992 | 0.38455 | 0.38077 | 0.40622 | 0.46921 | 0.54441 | 0.60014 | 0.63155 | 0.65143 | 0.60816 | 0.54419 | 0.43619 | 0.39712 | 0.34825 | 0.28236 | 0.22518
Portfolio Adjusted1-in-10Size: 20 kW to 199.99 kWOther2023April Monthly Peak | Portfolio Adjusted | 1-in-10 | Size: 20 kW to 199.99 kW | Other | 2023 | April Monthly Peak | 4 | 12.9037 | 12.2396 | 11.9124 | 11.8221 | 12.3291 | 13.5315 | 14.8009 | 16.6215 | 19.5025 | 21.7786 | 23.6167 | 24.9641 | 25.7954 | 26.5652 | 26.9032 | 26.6725 | 25.6895 | 23.8434 | 21.8944 | 21.5573 | 20.7613 | 18.7983 | 16.3443 | 14.4353 | 0 | 0 | 0 | 0 | 0 | 0 | 0 | 0 | 0 | 0 | 0 | 0 | 0 | 0 | 0.40355 | 0.40009 | 0.38534 | 0.35765 | 0 | 0 | 0 | 0 | 0 | 0 | 66.7851 | 65.3763 | 63.7453 | 62.5945 | 61.453 | 60.3626 | 59.765 | 59.731 | 63.2136 | 69.5571 | 75.8583 | 81.0916 | 84.1818 | 86.203 | 87.4206 | 88.0753 | 87.9031 | 87.2138 | 85.1508 | 82.036 | 77.91 | 74.1871 | 71.4379 | 69.8004 | 0.24566 | 0.2287 | 0.22475 | 0.22424 | 0.24265 | 0.28063 | 0.36824 | 0.397 | 0.40344 | 0.38792 | 0.38411 | 0.40979 | 0.47333 | 0.54919 | 0.60541 | 0.6371 | 0.65715 | 0.6135 | 0.54896 | 0.44002 | 0.40061 | 0.35131 | 0.28484 | 0.22716
Portfolio Adjusted1-in-10Size: 20 kW to 199.99 kWOther2023May Monthly Peak | Portfolio Adjusted | 1-in-10 | Size: 20 kW to 199.99 kW | Other | 2023 | May Monthly Peak | 5 | 13.5107 | 12.7748 | 12.3861 | 12.2574 | 12.7569 | 13.8832 | 14.9132 | 17.5844 | 21.1328 | 23.9209 | 26.1209 | 27.6034 | 28.414 | 29.1098 | 29.3477 | 29.0422 | 28.0042 | 26.101 | 23.7983 | 22.6659 | 22.2087 | 20.0984 | 17.3935 | 15.2813 | 0 | 0 | 0 | 0 | 0 | 0 | 0 | 0 | 0 | 0 | 0 | 0 | 0 | 0 | 0.44022 | 0.43563 | 0.42006 | 0.39151 | 0 | 0 | 0 | 0 | 0 | 0 | 73.3293 | 71.3283 | 69.8854 | 68.5949 | 67.2346 | 66.0462 | 65.2758 | 65.6143 | 69.3085 | 74.79 | 80.0268 | 83.6249 | 86.9421 | 89.1167 | 90.2575 | 90.5909 | 90.1052 | 89.0066 | 87.5751 | 85.0688 | 81.1069 | 77.503 | 74.9626 | 72.4933 | 0.24686 | 0.22982 | 0.22585 | 0.22534 | 0.24384 | 0.28201 | 0.37005 | 0.39895 | 0.40542 | 0.38983 | 0.386 | 0.4118 | 0.47565 | 0.55188 | 0.60838 | 0.64023 | 0.66038 | 0.61651 | 0.55166 | 0.44218 | 0.40257 | 0.35303 | 0.28623 | 0.22827
Portfolio Adjusted1-in-10Size: 20 kW to 199.99 kWOther2023June Monthly Peak | Portfolio Adjusted | 1-in-10 | Size: 20 kW to 199.99 kW | Other | 2023 | June Monthly Peak | 6 | 14.3155 | 13.4938 | 13.0645 | 12.8961 | 13.4024 | 14.3788 | 15.6178 | 18.6039 | 22.133 | 25.04 | 27.3544 | 28.9021 | 29.7777 | 30.4939 | 30.7765 | 30.4911 | 29.5505 | 27.6426 | 25.2542 | 23.7469 | 23.2036 | 21.2273 | 18.3649 | 16.1537 | 0 | 0 | 0 | 0 | 0 | 0 | 0 | 0 | 0 | 0 | 0 | 0 | 0 | 0 | 0.46165 | 0.45737 | 0.44326 | 0.41464 | 0 | 0 | 0 | 0 | 0 | 0 | 73.2689 | 71.7135 | 70.5986 | 69.2733 | 68.2916 | 66.76 | 65.9395 | 66.9132 | 71.0264 | 76.193 | 81.2367 | 85.1788 | 87.9122 | 89.6095 | 90.8248 | 91.5221 | 91.9026 | 91.263 | 90.1037 | 87.9822 | 84.9249 | 81.1263 | 78.631 | 76.6551 | 0.24707 | 0.23001 | 0.22604 | 0.22553 | 0.24405 | 0.28224 | 0.37035 | 0.39928 | 0.40575 | 0.39015 | 0.38632 | 0.41214 | 0.47605 | 0.55234 | 0.60888 | 0.64076 | 0.66092 | 0.61702 | 0.55212 | 0.44255 | 0.40291 | 0.35332 | 0.28647 | 0.22846
Portfolio Adjusted1-in-10Size: 20 kW to 199.99 kWOther2023July Monthly Peak | Portfolio Adjusted | 1-in-10 | Size: 20 kW to 199.99 kW | Other | 2023 | July Monthly Peak | 7 | 15.3337 | 14.4221 | 13.9376 | 13.7793 | 14.3357 | 15.6077 | 16.9623 | 20.1055 | 23.8354 | 26.8135 | 29.1615 | 30.7109 | 31.5193 | 32.1297 | 32.3226 | 31.976 | 31.0011 | 29.0778 | 26.6084 | 25.0672 | 24.5282 | 22.4863 | 19.457 | 17.1321 | 0 | 0 | 0 | 0 | 0 | 0 | 0 | 0 | 0 | 0 | 0 | 0 | 0 | 0 | 0.48484 | 0.47964 | 0.46502 | 0.43617 | 0 | 0 | 0 | 0 | 0 | 0 | 77.0653 | 75.8262 | 74.6069 | 73.4747 | 72.5737 | 71.5629 | 70.7206 | 70.9919 | 74.0829 | 79.0548 | 83.6553 | 87.3686 | 90.028 | 91.7874 | 93.0769 | 93.6909 | 93.5997 | 93.0667 | 92.0739 | 89.7723 | 86.1228 | 82.5966 | 80.2889 | 78.5993 | 0.24574 | 0.22878 | 0.22483 | 0.22432 | 0.24274 | 0.28073 | 0.36837 | 0.39714 | 0.40358 | 0.38806 | 0.38425 | 0.40994 | 0.4735 | 0.54938 | 0.60562 | 0.63733 | 0.65738 | 0.61372 | 0.54916 | 0.44018 | 0.40075 | 0.35143 | 0.28494 | 0.22724
Portfolio Adjusted1-in-10Size: 20 kW to 199.99 kWOther2023August Monthly Peak | Portfolio Adjusted | 1-in-10 | Size: 20 kW to 199.99 kW | Other | 2023 | August Monthly Peak | 8 | 15.0852 | 14.1919 | 13.7213 | 13.575 | 14.1193 | 15.5441 | 17.0011 | 19.7765 | 23.6701 | 26.8935 | 29.4711 | 31.1549 | 32.0086 | 32.6677 | 32.854 | 32.4584 | 31.3698 | 29.3126 | 26.6281 | 25.37 | 24.6279 | 22.2913 | 19.2558 | 16.9298 | 0 | 0 | 0 | 0 | 0 | 0 | 0 | 0 | 0 | 0 | 0 | 0 | 0 | 0 | 0.49281 | 0.48688 | 0.47055 | 0.43969 | 0 | 0 | 0 | 0 | 0 | 0 | 76.2698 | 75.0826 | 73.8818 | 72.9282 | 71.8256 | 71.098 | 70.5662 | 70.6738 | 73.4226 | 78.9393 | 83.9586 | 88.4443 | 91.5459 | 93.631 | 95.1049 | 96 | 96.0289 | 95.0641 | 93.9669 | 91.5921 | 87.9547 | 85.1448 | 83.2595 | 81.4936 | 0.24953 | 0.23231 | 0.22829 | 0.22778 | 0.24648 | 0.28506 | 0.37405 | 0.40326 | 0.4098 | 0.39404 | 0.39017 | 0.41625 | 0.4808 | 0.55785 | 0.61496 | 0.64715 | 0.66751 | 0.62318 | 0.55762 | 0.44696 | 0.40692 | 0.35685 | 0.28933 | 0.23074
Portfolio Adjusted1-in-10Size: 20 kW to 199.99 kWOther2023September Monthly Peak | Portfolio Adjusted | 1-in-10 | Size: 20 kW to 199.99 kW | Other | 2023 | September Monthly Peak | 9 | 14.7432 | 13.9152 | 13.4637 | 13.3374 | 13.8832 | 15.2764 | 17.1327 | 19.3596 | 23.1658 | 26.3092 | 28.8172 | 30.4801 | 31.386 | 32.0943 | 32.3115 | 31.8896 | 30.7196 | 28.5301 | 25.9645 | 25.4688 | 23.8734 | 21.5085 | 18.6165 | 16.4119 | 0 | 0 | 0 | 0 | 0 | 0 | 0 | 0 | 0 | 0 | 0 | 0 | 0 | 0 | 0.48467 | 0.47834 | 0.46079 | 0.42795 | 0 | 0 | 0 | 0 | 0 | 0 | 76.0324 | 74.793 | 73.5766 | 72.7457 | 71.8788 | 71.0399 | 70.3472 | 70.0884 | 72.2521 | 77.2963 | 82.6334 | 87.1337 | 90.4575 | 92.8465 | 93.671 | 93.8201 | 93.4625 | 92.4535 | 90.7542 | 87.7374 | 83.8495 | 80.9426 | 78.577 | 76.9201 | 0.24722 | 0.23016 | 0.22618 | 0.22567 | 0.2442 | 0.28242 | 0.37059 | 0.39953 | 0.40601 | 0.3904 | 0.38656 | 0.4124 | 0.47635 | 0.55269 | 0.60927 | 0.64116 | 0.66134 | 0.61741 | 0.55247 | 0.44283 | 0.40316 | 0.35355 | 0.28665 | 0.22861
Portfolio Adjusted1-in-10Size: 20 kW to 199.99 kWOther2023October Monthly Peak | Portfolio Adjusted | 1-in-10 | Size: 20 kW to 199.99 kW | Other | 2023 | October Monthly Peak | 10 | 13.3235 | 12.6304 | 12.2628 | 12.1643 | 12.6714 | 13.9686 | 15.8836 | 17.4123 | 20.2122 | 22.8162 | 25.0972 | 26.7169 | 27.7303 | 28.5799 | 28.8812 | 28.4594 | 27.2963 | 25.2171 | 23.9483 | 23.0661 | 21.4203 | 19.3571 | 16.8214 | 14.8366 | 0 | 0 | 0 | 0 | 0 | 0 | 0 | 0 | 0 | 0 | 0 | 0 | 0 | 0 | 0.43322 | 0.42689 | 0.40944 | 0.37826 | 0 | 0 | 0 | 0 | 0 | 0 | 70.5189 | 69.0997 | 68.2048 | 66.9944 | 65.9983 | 64.9652 | 64.4715 | 63.8683 | 64.5855 | 69.4808 | 75.6787 | 81.4654 | 85.8426 | 88.6945 | 89.7947 | 90.4386 | 90.4176 | 89.4817 | 87.0412 | 82.7601 | 78.6856 | 75.6365 | 73.2986 | 71.6008 | 0.24558 | 0.22863 | 0.22468 | 0.22418 | 0.24258 | 0.28055 | 0.36813 | 0.39688 | 0.40332 | 0.38781 | 0.384 | 0.40967 | 0.47319 | 0.54903 | 0.60523 | 0.63691 | 0.65696 | 0.61332 | 0.5488 | 0.43989 | 0.40049 | 0.3512 | 0.28475 | 0.22709
Portfolio Adjusted1-in-10Size: 20 kW to 199.99 kWOther2023November Monthly Peak | Portfolio Adjusted | 1-in-10 | Size: 20 kW to 199.99 kW | Other | 2023 | November Monthly Peak | 11 | 12.3917 | 11.84 | 11.5761 | 11.6168 | 12.1504 | 13.4453 | 14.6717 | 16.3229 | 18.9205 | 20.905 | 22.5669 | 23.7112 | 24.3446 | 24.8787 | 24.9253 | 24.3222 | 23.5386 | 23.1916 | 21.5871 | 20.2768 | 19.0241 | 17.3536 | 15.3037 | 13.6315 | 0 | 0 | 0 | 0 | 0 | 0 | 0 | 0 | 0 | 0 | 0 | 0 | 0 | 0 | 0.37388 | 0.36483 | 0.35308 | 0.34787 | 0 | 0 | 0 | 0 | 0 | 0 | 65.1183 | 63.7633 | 62.7455 | 61.3688 | 60.5145 | 59.6942 | 58.9879 | 58.7142 | 61.306 | 66.4965 | 72.7141 | 77.6392 | 80.7658 | 82.419 | 83.4277 | 83.5964 | 82.3724 | 79.7522 | 76.2561 | 72.5173 | 69.9741 | 68.0438 | 66.3606 | 65.181 | 0.24682 | 0.22978 | 0.22581 | 0.2253 | 0.2438 | 0.28196 | 0.36998 | 0.39888 | 0.40535 | 0.38976 | 0.38593 | 0.41173 | 0.47557 | 0.55179 | 0.60828 | 0.64012 | 0.66026 | 0.61641 | 0.55156 | 0.44211 | 0.4025 | 0.35297 | 0.28619 | 0.22823
Portfolio Adjusted1-in-10Size: 20 kW to 199.99 kWOther2023December Monthly Peak | Portfolio Adjusted | 1-in-10 | Size: 20 kW to 199.99 kW | Other | 2023 | December Monthly Peak | 12 | 12.5554 | 12.118 | 11.973 | 12.0362 | 12.6118 | 13.966 | 15.9314 | 17.1848 | 18.8664 | 19.5873 | 19.7971 | 19.5467 | 19.0113 | 18.6521 | 18.1942 | 17.709 | 18.033 | 19.0455 | 18.3338 | 17.8864 | 17.1859 | 16.1992 | 14.791 | 13.536 | 0 | 0 | 0 | 0 | 0 | 0 | 0 | 0 | 0 | 0 | 0 | 0 | 0 | 0 | 0.27291 | 0.26563 | 0.27049 | 0.28568 | 0 | 0 | 0 | 0 | 0 | 0 | 42.0799 | 41.4546 | 41.2355 | 40.9609 | 40.6471 | 40.4774 | 40.688 | 40.7531 | 41.4678 | 43.5716 | 45.8024 | 47.6759 | 48.7901 | 49.3189 | 49.3075 | 49.2129 | 48.8046 | 47.5282 | 46.2605 | 45.2125 | 44.3499 | 43.4976 | 43.1273 | 42.4288 | 0.25156 | 0.2342 | 0.23015 | 0.22963 | 0.24849 | 0.28738 | 0.37709 | 0.40654 | 0.41314 | 0.39725 | 0.39335 | 0.41964 | 0.48471 | 0.56239 | 0.61997 | 0.65242 | 0.67295 | 0.62825 | 0.56217 | 0.4506 | 0.41024 | 0.35975 | 0.29169 | 0.23262
Portfolio Adjusted1-in-10Size: 20 kW to 199.99 kWOther2023Typical Event Day | Portfolio Adjusted | 1-in-10 | Size: 20 kW to 199.99 kW | Other | 2023 | Typical Event Day | 8 | 14.8787 | 14.006 | 13.5483 | 13.4075 | 13.9461 | 15.3499 | 16.7718 | 19.4529 | 23.2186 | 26.3391 | 28.8455 | 30.4959 | 31.3488 | 32.0142 | 32.2098 | 31.821 | 30.7475 | 28.7077 | 26.111 | 24.8886 | 24.1985 | 21.9243 | 18.9516 | 16.6705 | 0 | 0 | 0 | 0 | 0 | 0 | 0 | 0 | 0 | 0 | 0 | 0 | 0 | 0 | 0.48315 | 0.47732 | 0.46121 | 0.43062 | 0 | 0 | 0 | 0 | 0 | 0 | 75.6591 | 74.3538 | 73.166 | 72.1055 | 71.1424 | 70.1152 | 69.3934 | 69.6668 | 72.696 | 77.8708 | 82.871 | 87.0314 | 89.9859 | 91.9686 | 93.1694 | 93.7583 | 93.7484 | 92.9618 | 91.7247 | 89.271 | 85.713 | 82.4526 | 80.1891 | 78.417 | 0.24729 | 0.23023 | 0.22625 | 0.22574 | 0.24427 | 0.2825 | 0.37069 | 0.39965 | 0.40613 | 0.39051 | 0.38667 | 0.41252 | 0.47649 | 0.55285 | 0.60945 | 0.64135 | 0.66153 | 0.61759 | 0.55263 | 0.44296 | 0.40328 | 0.35365 | 0.28674 | 0.22867
Portfolio Adjusted1-in-10Size: 20 kW to 199.99 kWOther2024January Monthly Peak | Portfolio Adjusted | 1-in-10 | Size: 20 kW to 199.99 kW | Other | 2024 | January Monthly Peak | 1 | 12.7016 | 12.3628 | 12.256 | 12.3578 | 12.9907 | 14.4005 | 16.6959 | 17.9498 | 19.6454 | 20.2731 | 20.306 | 19.9427 | 19.3379 | 19.0072 | 18.5234 | 18.1157 | 17.9724 | 19.2311 | 18.782 | 18.3637 | 17.6563 | 16.5506 | 14.9447 | 13.7154 | 0 | 0 | 0 | 0 | 0 | 0 | 0 | 0 | 0 | 0 | 0 | 0 | 0 | 0 | 0.27785 | 0.27173 | 0.26959 | 0.28847 | 0 | 0 | 0 | 0 | 0 | 0 | 40.9848 | 40.3561 | 39.8039 | 39.3665 | 39.184 | 38.8376 | 38.4672 | 38.3421 | 38.9342 | 41.0734 | 43.5629 | 46.1104 | 48.0321 | 48.9674 | 49.4673 | 49.3682 | 48.7914 | 47.7532 | 45.6178 | 43.9322 | 42.5069 | 41.3913 | 40.5061 | 39.7288 | 0.26148 | 0.24343 | 0.23922 | 0.23868 | 0.25828 | 0.2987 | 0.39196 | 0.42257 | 0.42942 | 0.41291 | 0.40885 | 0.43618 | 0.50381 | 0.58456 | 0.6444 | 0.67813 | 0.69947 | 0.65301 | 0.58432 | 0.46836 | 0.42641 | 0.37393 | 0.30318 | 0.24179
Portfolio Adjusted1-in-10Size: 20 kW to 199.99 kWOther2024February Monthly Peak | Portfolio Adjusted | 1-in-10 | Size: 20 kW to 199.99 kW | Other | 2024 | February Monthly Peak | 2 | 12.115 | 11.7443 | 11.5861 | 11.6552 | 12.2237 | 13.5476 | 15.3185 | 16.4581 | 18.3618 | 19.3201 | 19.8286 | 20.0067 | 19.9554 | 20.0342 | 19.8307 | 19.4559 | 18.9785 | 19.0795 | 19.1332 | 18.3745 | 17.5081 | 16.2399 | 14.4993 | 13.1291 | 0 | 0 | 0 | 0 | 0 | 0 | 0 | 0 | 0 | 0 | 0 | 0 | 0 | 0 | 0.29746 | 0.29184 | 0.28468 | 0.28619 | 0 | 0 | 0 | 0 | 0 | 0 | 48.8851 | 48.4251 | 47.9295 | 47.3872 | 46.8681 | 46.0216 | 45.657 | 45.6283 | 46.516 | 48.715 | 50.8588 | 52.7508 | 54.3163 | 55.3522 | 56.3235 | 56.8598 | 56.3813 | 55.5322 | 53.4361 | 51.299 | 49.5467 | 48.1267 | 47.25 | 46.2915 | 0.24531 | 0.22837 | 0.22443 | 0.22392 | 0.24231 | 0.28023 | 0.36771 | 0.39643 | 0.40286 | 0.38737 | 0.38356 | 0.40921 | 0.47266 | 0.54841 | 0.60455 | 0.63619 | 0.65621 | 0.61263 | 0.54818 | 0.4394 | 0.40004 | 0.35081 | 0.28443 | 0.22683
Portfolio Adjusted1-in-10Size: 20 kW to 199.99 kWOther2024March Monthly Peak | Portfolio Adjusted | 1-in-10 | Size: 20 kW to 199.99 kW | Other | 2024 | March Monthly Peak | 3 | 12.1332 | 11.5855 | 11.3375 | 11.3278 | 11.8276 | 13.0632 | 14.7599 | 16.0016 | 17.9934 | 19.405 | 20.4771 | 21.2337 | 21.6726 | 22.168 | 22.3665 | 22.1177 | 21.355 | 20.1185 | 19.2739 | 19.3765 | 18.465 | 16.9426 | 14.9252 | 13.3116 | 0 | 0 | 0 | 0 | 0 | 0 | 0 | 0 | 0 | 0 | 0 | 0 | 0 | 0 | 0.3355 | 0.33177 | 0.32032 | 0.30178 | 0 | 0 | 0 | 0 | 0 | 0 | 56.2824 | 54.8711 | 54.0157 | 53.5661 | 52.6121 | 51.9139 | 51.2135 | 51.0384 | 52.3368 | 56.8708 | 62.4349 | 67.1869 | 70.4888 | 72.322 | 73.5894 | 74.3765 | 74.3887 | 73.3225 | 71.5699 | 68.8444 | 65.3643 | 62.3774 | 60.1479 | 58.4797 | 0.24352 | 0.22671 | 0.22279 | 0.22229 | 0.24054 | 0.27819 | 0.36503 | 0.39354 | 0.39992 | 0.38455 | 0.38077 | 0.40622 | 0.46921 | 0.54441 | 0.60014 | 0.63155 | 0.65143 | 0.60816 | 0.54419 | 0.43619 | 0.39712 | 0.34825 | 0.28236 | 0.22518
Portfolio Adjusted1-in-10Size: 20 kW to 199.99 kWOther2024April Monthly Peak | Portfolio Adjusted | 1-in-10 | Size: 20 kW to 199.99 kW | Other | 2024 | April Monthly Peak | 4 | 12.9037 | 12.2396 | 11.9124 | 11.8221 | 12.3291 | 13.5315 | 14.8009 | 16.6215 | 19.5025 | 21.7786 | 23.6167 | 24.9641 | 25.7954 | 26.5652 | 26.9032 | 26.6725 | 25.6895 | 23.8434 | 21.8944 | 21.5573 | 20.7613 | 18.7983 | 16.3443 | 14.4353 | 0 | 0 | 0 | 0 | 0 | 0 | 0 | 0 | 0 | 0 | 0 | 0 | 0 | 0 | 0.40355 | 0.40009 | 0.38534 | 0.35765 | 0 | 0 | 0 | 0 | 0 | 0 | 66.7851 | 65.3763 | 63.7453 | 62.5945 | 61.453 | 60.3626 | 59.765 | 59.731 | 63.2135 | 69.5571 | 75.8583 | 81.0916 | 84.1818 | 86.203 | 87.4206 | 88.0753 | 87.9031 | 87.2138 | 85.1508 | 82.036 | 77.91 | 74.1871 | 71.4379 | 69.8004 | 0.24566 | 0.2287 | 0.22475 | 0.22424 | 0.24265 | 0.28063 | 0.36824 | 0.397 | 0.40344 | 0.38792 | 0.38411 | 0.40979 | 0.47333 | 0.54919 | 0.60541 | 0.6371 | 0.65715 | 0.6135 | 0.54896 | 0.44002 | 0.40061 | 0.35131 | 0.28484 | 0.22716
Portfolio Adjusted1-in-10Size: 20 kW to 199.99 kWOther2024May Monthly Peak | Portfolio Adjusted | 1-in-10 | Size: 20 kW to 199.99 kW | Other | 2024 | May Monthly Peak | 5 | 13.5107 | 12.7748 | 12.3861 | 12.2574 | 12.7569 | 13.8832 | 14.9132 | 17.5844 | 21.1328 | 23.9209 | 26.1209 | 27.6034 | 28.414 | 29.1098 | 29.3477 | 29.0422 | 28.0042 | 26.101 | 23.7983 | 22.6659 | 22.2087 | 20.0984 | 17.3935 | 15.2813 | 0 | 0 | 0 | 0 | 0 | 0 | 0 | 0 | 0 | 0 | 0 | 0 | 0 | 0 | 0.44022 | 0.43563 | 0.42006 | 0.39151 | 0 | 0 | 0 | 0 | 0 | 0 | 73.3293 | 71.3283 | 69.8854 | 68.5949 | 67.2346 | 66.0462 | 65.2758 | 65.6143 | 69.3085 | 74.79 | 80.0268 | 83.6249 | 86.9421 | 89.1167 | 90.2575 | 90.5909 | 90.1052 | 89.0066 | 87.5751 | 85.0688 | 81.1069 | 77.503 | 74.9626 | 72.4933 | 0.24686 | 0.22982 | 0.22585 | 0.22534 | 0.24384 | 0.28201 | 0.37005 | 0.39895 | 0.40542 | 0.38983 | 0.386 | 0.4118 | 0.47565 | 0.55188 | 0.60838 | 0.64023 | 0.66038 | 0.61651 | 0.55166 | 0.44218 | 0.40257 | 0.35303 | 0.28623 | 0.22827
Portfolio Adjusted1-in-10Size: 20 kW to 199.99 kWOther2024June Monthly Peak | Portfolio Adjusted | 1-in-10 | Size: 20 kW to 199.99 kW | Other | 2024 | June Monthly Peak | 6 | 14.3155 | 13.4938 | 13.0645 | 12.8961 | 13.4024 | 14.3788 | 15.6178 | 18.6039 | 22.133 | 25.04 | 27.3544 | 28.9021 | 29.7777 | 30.4939 | 30.7765 | 30.4911 | 29.5505 | 27.6426 | 25.2542 | 23.7469 | 23.2036 | 21.2273 | 18.3649 | 16.1537 | 0 | 0 | 0 | 0 | 0 | 0 | 0 | 0 | 0 | 0 | 0 | 0 | 0 | 0 | 0.46165 | 0.45737 | 0.44326 | 0.41464 | 0 | 0 | 0 | 0 | 0 | 0 | 73.2689 | 71.7135 | 70.5986 | 69.2733 | 68.2916 | 66.76 | 65.9395 | 66.9132 | 71.0264 | 76.193 | 81.2367 | 85.1788 | 87.9122 | 89.6095 | 90.8248 | 91.5221 | 91.9026 | 91.263 | 90.1037 | 87.9822 | 84.9249 | 81.1263 | 78.631 | 76.6551 | 0.24707 | 0.23001 | 0.22604 | 0.22553 | 0.24405 | 0.28224 | 0.37035 | 0.39928 | 0.40575 | 0.39015 | 0.38632 | 0.41214 | 0.47605 | 0.55234 | 0.60888 | 0.64076 | 0.66092 | 0.61702 | 0.55212 | 0.44255 | 0.40291 | 0.35332 | 0.28647 | 0.22846
Portfolio Adjusted1-in-10Size: 20 kW to 199.99 kWOther2024July Monthly Peak | Portfolio Adjusted | 1-in-10 | Size: 20 kW to 199.99 kW | Other | 2024 | July Monthly Peak | 7 | 15.3337 | 14.4221 | 13.9376 | 13.7793 | 14.3357 | 15.6077 | 16.9623 | 20.1055 | 23.8354 | 26.8135 | 29.1615 | 30.7109 | 31.5193 | 32.1297 | 32.3226 | 31.976 | 31.0011 | 29.0778 | 26.6084 | 25.0672 | 24.5282 | 22.4863 | 19.457 | 17.1321 | 0 | 0 | 0 | 0 | 0 | 0 | 0 | 0 | 0 | 0 | 0 | 0 | 0 | 0 | 0.48484 | 0.47964 | 0.46502 | 0.43617 | 0 | 0 | 0 | 0 | 0 | 0 | 77.0653 | 75.8262 | 74.6069 | 73.4747 | 72.5737 | 71.5629 | 70.7206 | 70.9919 | 74.0829 | 79.0548 | 83.6553 | 87.3686 | 90.028 | 91.7874 | 93.0769 | 93.6909 | 93.5997 | 93.0667 | 92.0739 | 89.7723 | 86.1228 | 82.5966 | 80.2889 | 78.5993 | 0.24574 | 0.22878 | 0.22483 | 0.22432 | 0.24274 | 0.28073 | 0.36837 | 0.39714 | 0.40358 | 0.38806 | 0.38425 | 0.40994 | 0.4735 | 0.54938 | 0.60562 | 0.63733 | 0.65738 | 0.61372 | 0.54916 | 0.44018 | 0.40075 | 0.35143 | 0.28494 | 0.22724
Portfolio Adjusted1-in-10Size: 20 kW to 199.99 kWOther2024August Monthly Peak | Portfolio Adjusted | 1-in-10 | Size: 20 kW to 199.99 kW | Other | 2024 | August Monthly Peak | 8 | 15.0852 | 14.1919 | 13.7213 | 13.575 | 14.1193 | 15.5441 | 17.0011 | 19.7765 | 23.6701 | 26.8935 | 29.4711 | 31.1549 | 32.0086 | 32.6677 | 32.854 | 32.4584 | 31.3698 | 29.3126 | 26.6281 | 25.37 | 24.6279 | 22.2913 | 19.2558 | 16.9298 | 0 | 0 | 0 | 0 | 0 | 0 | 0 | 0 | 0 | 0 | 0 | 0 | 0 | 0 | 0.49281 | 0.48688 | 0.47055 | 0.43969 | 0 | 0 | 0 | 0 | 0 | 0 | 76.2698 | 75.0826 | 73.8818 | 72.9282 | 71.8256 | 71.098 | 70.5662 | 70.6738 | 73.4226 | 78.9393 | 83.9586 | 88.4443 | 91.5459 | 93.631 | 95.1049 | 96 | 96.0289 | 95.0641 | 93.9669 | 91.5921 | 87.9547 | 85.1448 | 83.2595 | 81.4936 | 0.24953 | 0.23231 | 0.22829 | 0.22778 | 0.24648 | 0.28506 | 0.37405 | 0.40326 | 0.4098 | 0.39404 | 0.39017 | 0.41625 | 0.4808 | 0.55785 | 0.61496 | 0.64715 | 0.66751 | 0.62318 | 0.55762 | 0.44696 | 0.40692 | 0.35685 | 0.28933 | 0.23074
Portfolio Adjusted1-in-10Size: 20 kW to 199.99 kWOther2024September Monthly Peak | Portfolio Adjusted | 1-in-10 | Size: 20 kW to 199.99 kW | Other | 2024 | September Monthly Peak | 9 | 14.7432 | 13.9152 | 13.4637 | 13.3374 | 13.8832 | 15.2764 | 17.1327 | 19.3596 | 23.1658 | 26.3092 | 28.8172 | 30.4801 | 31.386 | 32.0943 | 32.3115 | 31.8896 | 30.7196 | 28.5301 | 25.9645 | 25.4688 | 23.8734 | 21.5085 | 18.6165 | 16.4119 | 0 | 0 | 0 | 0 | 0 | 0 | 0 | 0 | 0 | 0 | 0 | 0 | 0 | 0 | 0.48467 | 0.47834 | 0.46079 | 0.42795 | 0 | 0 | 0 | 0 | 0 | 0 | 76.0324 | 74.793 | 73.5766 | 72.7457 | 71.8788 | 71.0399 | 70.3472 | 70.0884 | 72.2521 | 77.2963 | 82.6334 | 87.1337 | 90.4575 | 92.8465 | 93.671 | 93.8201 | 93.4625 | 92.4535 | 90.7542 | 87.7374 | 83.8495 | 80.9426 | 78.577 | 76.9201 | 0.24722 | 0.23016 | 0.22618 | 0.22567 | 0.2442 | 0.28242 | 0.37059 | 0.39953 | 0.40601 | 0.3904 | 0.38656 | 0.4124 | 0.47635 | 0.55269 | 0.60927 | 0.64116 | 0.66134 | 0.61741 | 0.55247 | 0.44283 | 0.40316 | 0.35355 | 0.28665 | 0.22861
Portfolio Adjusted1-in-10Size: 20 kW to 199.99 kWOther2024October Monthly Peak | Portfolio Adjusted | 1-in-10 | Size: 20 kW to 199.99 kW | Other | 2024 | October Monthly Peak | 10 | 13.3235 | 12.6304 | 12.2628 | 12.1643 | 12.6714 | 13.9686 | 15.8836 | 17.4123 | 20.2122 | 22.8162 | 25.0972 | 26.7169 | 27.7303 | 28.5799 | 28.8812 | 28.4594 | 27.2963 | 25.2171 | 23.9483 | 23.0661 | 21.4203 | 19.3571 | 16.8214 | 14.8366 | 0 | 0 | 0 | 0 | 0 | 0 | 0 | 0 | 0 | 0 | 0 | 0 | 0 | 0 | 0.43322 | 0.42689 | 0.40944 | 0.37826 | 0 | 0 | 0 | 0 | 0 | 0 | 70.5189 | 69.0997 | 68.2048 | 66.9944 | 65.9983 | 64.9652 | 64.4715 | 63.8683 | 64.5855 | 69.4808 | 75.6787 | 81.4654 | 85.8426 | 88.6945 | 89.7947 | 90.4386 | 90.4176 | 89.4817 | 87.0412 | 82.7601 | 78.6856 | 75.6365 | 73.2986 | 71.6008 | 0.24558 | 0.22863 | 0.22468 | 0.22418 | 0.24258 | 0.28055 | 0.36813 | 0.39688 | 0.40332 | 0.38781 | 0.384 | 0.40967 | 0.47319 | 0.54903 | 0.60523 | 0.63691 | 0.65696 | 0.61332 | 0.5488 | 0.43989 | 0.40049 | 0.3512 | 0.28475 | 0.22709
Portfolio Adjusted1-in-10Size: 20 kW to 199.99 kWOther2024November Monthly Peak | Portfolio Adjusted | 1-in-10 | Size: 20 kW to 199.99 kW | Other | 2024 | November Monthly Peak | 11 | 12.3917 | 11.84 | 11.5761 | 11.6168 | 12.1504 | 13.4453 | 14.6717 | 16.3229 | 18.9205 | 20.905 | 22.5669 | 23.7112 | 24.3446 | 24.8787 | 24.9253 | 24.3222 | 23.5386 | 23.1916 | 21.5871 | 20.2768 | 19.0241 | 17.3536 | 15.3037 | 13.6315 | 0 | 0 | 0 | 0 | 0 | 0 | 0 | 0 | 0 | 0 | 0 | 0 | 0 | 0 | 0.37388 | 0.36483 | 0.35308 | 0.34787 | 0 | 0 | 0 | 0 | 0 | 0 | 65.1183 | 63.7633 | 62.7455 | 61.3688 | 60.5145 | 59.6942 | 58.9879 | 58.7142 | 61.306 | 66.4965 | 72.7141 | 77.6392 | 80.7658 | 82.419 | 83.4277 | 83.5964 | 82.3724 | 79.7522 | 76.2561 | 72.5173 | 69.9741 | 68.0438 | 66.3606 | 65.181 | 0.24682 | 0.22978 | 0.22581 | 0.2253 | 0.2438 | 0.28196 | 0.36998 | 0.39888 | 0.40535 | 0.38976 | 0.38593 | 0.41173 | 0.47557 | 0.55179 | 0.60828 | 0.64012 | 0.66026 | 0.61641 | 0.55156 | 0.44211 | 0.4025 | 0.35297 | 0.28619 | 0.22823
Portfolio Adjusted1-in-10Size: 20 kW to 199.99 kWOther2024December Monthly Peak | Portfolio Adjusted | 1-in-10 | Size: 20 kW to 199.99 kW | Other | 2024 | December Monthly Peak | 12 | 12.5554 | 12.118 | 11.973 | 12.0362 | 12.6118 | 13.966 | 15.9314 | 17.1848 | 18.8664 | 19.5873 | 19.7971 | 19.5467 | 19.0113 | 18.6521 | 18.1942 | 17.709 | 18.033 | 19.0455 | 18.3338 | 17.8864 | 17.1859 | 16.1992 | 14.791 | 13.536 | 0 | 0 | 0 | 0 | 0 | 0 | 0 | 0 | 0 | 0 | 0 | 0 | 0 | 0 | 0.27291 | 0.26563 | 0.27049 | 0.28568 | 0 | 0 | 0 | 0 | 0 | 0 | 42.0799 | 41.4546 | 41.2356 | 40.9609 | 40.6471 | 40.4774 | 40.688 | 40.7531 | 41.4678 | 43.5716 | 45.8024 | 47.6759 | 48.7901 | 49.3189 | 49.3076 | 49.2129 | 48.8046 | 47.5282 | 46.2605 | 45.2125 | 44.3499 | 43.4976 | 43.1273 | 42.4288 | 0.25156 | 0.2342 | 0.23015 | 0.22963 | 0.24849 | 0.28738 | 0.37709 | 0.40654 | 0.41314 | 0.39725 | 0.39335 | 0.41964 | 0.48471 | 0.56239 | 0.61997 | 0.65242 | 0.67295 | 0.62825 | 0.56217 | 0.4506 | 0.41024 | 0.35975 | 0.29169 | 0.23262
Portfolio Adjusted1-in-10Size: 20 kW to 199.99 kWOther2024Typical Event Day | Portfolio Adjusted | 1-in-10 | Size: 20 kW to 199.99 kW | Other | 2024 | Typical Event Day | 8 | 14.8787 | 14.006 | 13.5483 | 13.4075 | 13.9461 | 15.3499 | 16.7718 | 19.4529 | 23.2186 | 26.3391 | 28.8455 | 30.4959 | 31.3488 | 32.0142 | 32.2098 | 31.821 | 30.7475 | 28.7077 | 26.111 | 24.8886 | 24.1985 | 21.9243 | 18.9516 | 16.6705 | 0 | 0 | 0 | 0 | 0 | 0 | 0 | 0 | 0 | 0 | 0 | 0 | 0 | 0 | 0.48315 | 0.47732 | 0.46121 | 0.43062 | 0 | 0 | 0 | 0 | 0 | 0 | 75.6591 | 74.3538 | 73.166 | 72.1055 | 71.1424 | 70.1152 | 69.3934 | 69.6668 | 72.696 | 77.8708 | 82.871 | 87.0314 | 89.9859 | 91.9686 | 93.1694 | 93.7583 | 93.7484 | 92.9618 | 91.7247 | 89.271 | 85.713 | 82.4526 | 80.1891 | 78.417 | 0.24729 | 0.23023 | 0.22625 | 0.22574 | 0.24427 | 0.2825 | 0.37069 | 0.39965 | 0.40613 | 0.39051 | 0.38667 | 0.41252 | 0.47649 | 0.55285 | 0.60945 | 0.64135 | 0.66153 | 0.61759 | 0.55263 | 0.44296 | 0.40328 | 0.35365 | 0.28674 | 0.22867
Portfolio Adjusted1-in-10Size: 20 kW to 199.99 kWOther2025January Monthly Peak | Portfolio Adjusted | 1-in-10 | Size: 20 kW to 199.99 kW | Other | 2025 | January Monthly Peak | 1 | 12.7016 | 12.3628 | 12.256 | 12.3578 | 12.9907 | 14.4005 | 16.6959 | 17.9498 | 19.6454 | 20.2731 | 20.306 | 19.9427 | 19.3379 | 19.0072 | 18.5234 | 18.1157 | 17.9724 | 19.2311 | 18.782 | 18.3637 | 17.6563 | 16.5506 | 14.9447 | 13.7154 | 0 | 0 | 0 | 0 | 0 | 0 | 0 | 0 | 0 | 0 | 0 | 0 | 0 | 0 | 0.27785 | 0.27173 | 0.26959 | 0.28847 | 0 | 0 | 0 | 0 | 0 | 0 | 40.9848 | 40.3561 | 39.8039 | 39.3665 | 39.184 | 38.8376 | 38.4672 | 38.3421 | 38.9342 | 41.0734 | 43.5629 | 46.1104 | 48.0321 | 48.9674 | 49.4673 | 49.3682 | 48.7914 | 47.7532 | 45.6178 | 43.9322 | 42.5069 | 41.3913 | 40.5061 | 39.7288 | 0.26148 | 0.24343 | 0.23922 | 0.23868 | 0.25828 | 0.2987 | 0.39196 | 0.42257 | 0.42942 | 0.41291 | 0.40885 | 0.43618 | 0.50381 | 0.58456 | 0.6444 | 0.67813 | 0.69947 | 0.65301 | 0.58432 | 0.46836 | 0.42641 | 0.37393 | 0.30318 | 0.24179
Portfolio Adjusted1-in-10Size: 20 kW to 199.99 kWOther2025February Monthly Peak | Portfolio Adjusted | 1-in-10 | Size: 20 kW to 199.99 kW | Other | 2025 | February Monthly Peak | 2 | 12.115 | 11.7443 | 11.5861 | 11.6552 | 12.2237 | 13.5476 | 15.3185 | 16.4581 | 18.3618 | 19.3201 | 19.8286 | 20.0067 | 19.9554 | 20.0342 | 19.8307 | 19.4559 | 18.9785 | 19.0795 | 19.1332 | 18.3745 | 17.5081 | 16.2399 | 14.4993 | 13.1291 | 0 | 0 | 0 | 0 | 0 | 0 | 0 | 0 | 0 | 0 | 0 | 0 | 0 | 0 | 0.29746 | 0.29184 | 0.28468 | 0.28619 | 0 | 0 | 0 | 0 | 0 | 0 | 48.8851 | 48.4251 | 47.9295 | 47.3872 | 46.8681 | 46.0216 | 45.657 | 45.6283 | 46.516 | 48.715 | 50.8588 | 52.7508 | 54.3163 | 55.3522 | 56.3235 | 56.8598 | 56.3813 | 55.5322 | 53.4361 | 51.299 | 49.5467 | 48.1267 | 47.25 | 46.2915 | 0.24531 | 0.22837 | 0.22443 | 0.22392 | 0.24231 | 0.28023 | 0.36771 | 0.39643 | 0.40286 | 0.38737 | 0.38356 | 0.40921 | 0.47266 | 0.54841 | 0.60455 | 0.63619 | 0.65621 | 0.61263 | 0.54818 | 0.4394 | 0.40004 | 0.35081 | 0.28443 | 0.22683
Portfolio Adjusted1-in-10Size: 20 kW to 199.99 kWOther2025March Monthly Peak | Portfolio Adjusted | 1-in-10 | Size: 20 kW to 199.99 kW | Other | 2025 | March Monthly Peak | 3 | 12.1332 | 11.5855 | 11.3375 | 11.3278 | 11.8276 | 13.0632 | 14.7599 | 16.0016 | 17.9934 | 19.405 | 20.4771 | 21.2337 | 21.6726 | 22.168 | 22.3665 | 22.1177 | 21.355 | 20.1185 | 19.2739 | 19.3765 | 18.465 | 16.9426 | 14.9252 | 13.3116 | 0 | 0 | 0 | 0 | 0 | 0 | 0 | 0 | 0 | 0 | 0 | 0 | 0 | 0 | 0.3355 | 0.33177 | 0.32032 | 0.30178 | 0 | 0 | 0 | 0 | 0 | 0 | 56.2824 | 54.8711 | 54.0157 | 53.5661 | 52.6121 | 51.9139 | 51.2135 | 51.0385 | 52.3368 | 56.8708 | 62.4349 | 67.1869 | 70.4888 | 72.322 | 73.5894 | 74.3765 | 74.3887 | 73.3225 | 71.5699 | 68.8444 | 65.3643 | 62.3774 | 60.1479 | 58.4797 | 0.24352 | 0.22671 | 0.22279 | 0.22229 | 0.24054 | 0.27819 | 0.36503 | 0.39354 | 0.39992 | 0.38455 | 0.38077 | 0.40622 | 0.46921 | 0.54441 | 0.60014 | 0.63155 | 0.65143 | 0.60816 | 0.54419 | 0.43619 | 0.39712 | 0.34825 | 0.28236 | 0.22518
Portfolio Adjusted1-in-10Size: 20 kW to 199.99 kWOther2025April Monthly Peak | Portfolio Adjusted | 1-in-10 | Size: 20 kW to 199.99 kW | Other | 2025 | April Monthly Peak | 4 | 12.9037 | 12.2396 | 11.9124 | 11.8221 | 12.3291 | 13.5315 | 14.8009 | 16.6215 | 19.5025 | 21.7786 | 23.6167 | 24.9641 | 25.7954 | 26.5652 | 26.9032 | 26.6725 | 25.6895 | 23.8434 | 21.8944 | 21.5573 | 20.7613 | 18.7983 | 16.3443 | 14.4353 | 0 | 0 | 0 | 0 | 0 | 0 | 0 | 0 | 0 | 0 | 0 | 0 | 0 | 0 | 0.40355 | 0.40009 | 0.38534 | 0.35765 | 0 | 0 | 0 | 0 | 0 | 0 | 66.7851 | 65.3763 | 63.7453 | 62.5945 | 61.453 | 60.3626 | 59.765 | 59.731 | 63.2136 | 69.5571 | 75.8583 | 81.0916 | 84.1818 | 86.203 | 87.4206 | 88.0753 | 87.9031 | 87.2138 | 85.1508 | 82.036 | 77.91 | 74.1871 | 71.4379 | 69.8004 | 0.24566 | 0.2287 | 0.22475 | 0.22424 | 0.24265 | 0.28063 | 0.36824 | 0.397 | 0.40344 | 0.38792 | 0.38411 | 0.40979 | 0.47333 | 0.54919 | 0.60541 | 0.6371 | 0.65715 | 0.6135 | 0.54896 | 0.44002 | 0.40061 | 0.35131 | 0.28484 | 0.22716
Portfolio Adjusted1-in-10Size: 20 kW to 199.99 kWOther2025May Monthly Peak | Portfolio Adjusted | 1-in-10 | Size: 20 kW to 199.99 kW | Other | 2025 | May Monthly Peak | 5 | 13.5107 | 12.7748 | 12.3861 | 12.2574 | 12.7569 | 13.8832 | 14.9132 | 17.5844 | 21.1328 | 23.9209 | 26.1209 | 27.6034 | 28.414 | 29.1098 | 29.3477 | 29.0422 | 28.0042 | 26.101 | 23.7983 | 22.6659 | 22.2087 | 20.0984 | 17.3935 | 15.2813 | 0 | 0 | 0 | 0 | 0 | 0 | 0 | 0 | 0 | 0 | 0 | 0 | 0 | 0 | 0.44022 | 0.43563 | 0.42006 | 0.39151 | 0 | 0 | 0 | 0 | 0 | 0 | 73.3293 | 71.3283 | 69.8854 | 68.5949 | 67.2346 | 66.0462 | 65.2758 | 65.6143 | 69.3085 | 74.79 | 80.0268 | 83.6249 | 86.9421 | 89.1167 | 90.2575 | 90.5909 | 90.1052 | 89.0066 | 87.5751 | 85.0688 | 81.1069 | 77.503 | 74.9626 | 72.4933 | 0.24686 | 0.22982 | 0.22585 | 0.22534 | 0.24384 | 0.28201 | 0.37005 | 0.39895 | 0.40542 | 0.38983 | 0.386 | 0.4118 | 0.47565 | 0.55188 | 0.60838 | 0.64023 | 0.66038 | 0.61651 | 0.55166 | 0.44218 | 0.40257 | 0.35303 | 0.28623 | 0.22827
Portfolio Adjusted1-in-10Size: 20 kW to 199.99 kWOther2025June Monthly Peak | Portfolio Adjusted | 1-in-10 | Size: 20 kW to 199.99 kW | Other | 2025 | June Monthly Peak | 6 | 14.3155 | 13.4938 | 13.0645 | 12.8961 | 13.4024 | 14.3788 | 15.6178 | 18.6039 | 22.133 | 25.04 | 27.3544 | 28.9021 | 29.7777 | 30.4939 | 30.7765 | 30.4911 | 29.5505 | 27.6426 | 25.2542 | 23.7469 | 23.2036 | 21.2273 | 18.3649 | 16.1537 | 0 | 0 | 0 | 0 | 0 | 0 | 0 | 0 | 0 | 0 | 0 | 0 | 0 | 0 | 0.46165 | 0.45737 | 0.44326 | 0.41464 | 0 | 0 | 0 | 0 | 0 | 0 | 73.2689 | 71.7135 | 70.5986 | 69.2733 | 68.2916 | 66.76 | 65.9395 | 66.9132 | 71.0264 | 76.193 | 81.2367 | 85.1788 | 87.9122 | 89.6095 | 90.8248 | 91.5221 | 91.9026 | 91.263 | 90.1037 | 87.9822 | 84.9249 | 81.1263 | 78.631 | 76.6551 | 0.24707 | 0.23001 | 0.22604 | 0.22553 | 0.24405 | 0.28224 | 0.37035 | 0.39928 | 0.40575 | 0.39015 | 0.38632 | 0.41214 | 0.47605 | 0.55234 | 0.60888 | 0.64076 | 0.66092 | 0.61702 | 0.55212 | 0.44255 | 0.40291 | 0.35332 | 0.28647 | 0.22846
Portfolio Adjusted1-in-10Size: 20 kW to 199.99 kWOther2025July Monthly Peak | Portfolio Adjusted | 1-in-10 | Size: 20 kW to 199.99 kW | Other | 2025 | July Monthly Peak | 7 | 15.3337 | 14.4221 | 13.9376 | 13.7793 | 14.3357 | 15.6077 | 16.9623 | 20.1055 | 23.8354 | 26.8135 | 29.1615 | 30.7109 | 31.5193 | 32.1297 | 32.3226 | 31.976 | 31.0011 | 29.0778 | 26.6084 | 25.0672 | 24.5282 | 22.4863 | 19.457 | 17.1321 | 0 | 0 | 0 | 0 | 0 | 0 | 0 | 0 | 0 | 0 | 0 | 0 | 0 | 0 | 0.48484 | 0.47964 | 0.46502 | 0.43617 | 0 | 0 | 0 | 0 | 0 | 0 | 77.0653 | 75.8262 | 74.6069 | 73.4747 | 72.5737 | 71.5629 | 70.7206 | 70.9919 | 74.0829 | 79.0548 | 83.6553 | 87.3686 | 90.028 | 91.7874 | 93.0769 | 93.6909 | 93.5997 | 93.0667 | 92.0739 | 89.7723 | 86.1228 | 82.5966 | 80.2889 | 78.5993 | 0.24574 | 0.22878 | 0.22483 | 0.22432 | 0.24274 | 0.28073 | 0.36837 | 0.39714 | 0.40358 | 0.38806 | 0.38425 | 0.40994 | 0.4735 | 0.54938 | 0.60562 | 0.63733 | 0.65738 | 0.61372 | 0.54916 | 0.44018 | 0.40075 | 0.35143 | 0.28494 | 0.22724
Portfolio Adjusted1-in-10Size: 20 kW to 199.99 kWOther2025August Monthly Peak | Portfolio Adjusted | 1-in-10 | Size: 20 kW to 199.99 kW | Other | 2025 | August Monthly Peak | 8 | 15.0852 | 14.1919 | 13.7213 | 13.575 | 14.1193 | 15.5441 | 17.0011 | 19.7765 | 23.6701 | 26.8935 | 29.4711 | 31.1549 | 32.0086 | 32.6677 | 32.854 | 32.4584 | 31.3698 | 29.3126 | 26.6281 | 25.37 | 24.6279 | 22.2913 | 19.2558 | 16.9298 | 0 | 0 | 0 | 0 | 0 | 0 | 0 | 0 | 0 | 0 | 0 | 0 | 0 | 0 | 0.49281 | 0.48688 | 0.47055 | 0.43969 | 0 | 0 | 0 | 0 | 0 | 0 | 76.2698 | 75.0826 | 73.8818 | 72.9282 | 71.8256 | 71.098 | 70.5662 | 70.6738 | 73.4226 | 78.9393 | 83.9586 | 88.4443 | 91.5459 | 93.631 | 95.1049 | 96 | 96.0289 | 95.0641 | 93.9669 | 91.5921 | 87.9547 | 85.1448 | 83.2595 | 81.4936 | 0.24953 | 0.23231 | 0.22829 | 0.22778 | 0.24648 | 0.28506 | 0.37405 | 0.40326 | 0.4098 | 0.39404 | 0.39017 | 0.41625 | 0.4808 | 0.55785 | 0.61496 | 0.64715 | 0.66751 | 0.62318 | 0.55762 | 0.44696 | 0.40692 | 0.35685 | 0.28933 | 0.23074
Portfolio Adjusted1-in-10Size: 20 kW to 199.99 kWOther2025September Monthly Peak | Portfolio Adjusted | 1-in-10 | Size: 20 kW to 199.99 kW | Other | 2025 | September Monthly Peak | 9 | 14.7432 | 13.9152 | 13.4637 | 13.3374 | 13.8832 | 15.2764 | 17.1327 | 19.3596 | 23.1658 | 26.3092 | 28.8172 | 30.4801 | 31.386 | 32.0943 | 32.3115 | 31.8896 | 30.7196 | 28.5301 | 25.9645 | 25.4688 | 23.8734 | 21.5085 | 18.6165 | 16.4119 | 0 | 0 | 0 | 0 | 0 | 0 | 0 | 0 | 0 | 0 | 0 | 0 | 0 | 0 | 0.48467 | 0.47834 | 0.46079 | 0.42795 | 0 | 0 | 0 | 0 | 0 | 0 | 76.0324 | 74.793 | 73.5766 | 72.7456 | 71.8788 | 71.0399 | 70.3472 | 70.0884 | 72.2521 | 77.2963 | 82.6334 | 87.1337 | 90.4575 | 92.8465 | 93.671 | 93.8201 | 93.4625 | 92.4535 | 90.7542 | 87.7374 | 83.8495 | 80.9426 | 78.577 | 76.9201 | 0.24722 | 0.23016 | 0.22618 | 0.22567 | 0.2442 | 0.28242 | 0.37059 | 0.39953 | 0.40601 | 0.3904 | 0.38656 | 0.4124 | 0.47635 | 0.55269 | 0.60927 | 0.64116 | 0.66134 | 0.61741 | 0.55247 | 0.44283 | 0.40316 | 0.35355 | 0.28665 | 0.22861
Portfolio Adjusted1-in-10Size: 20 kW to 199.99 kWOther2025October Monthly Peak | Portfolio Adjusted | 1-in-10 | Size: 20 kW to 199.99 kW | Other | 2025 | October Monthly Peak | 10 | 13.3235 | 12.6304 | 12.2628 | 12.1643 | 12.6714 | 13.9686 | 15.8836 | 17.4123 | 20.2122 | 22.8162 | 25.0972 | 26.7169 | 27.7303 | 28.5799 | 28.8812 | 28.4594 | 27.2963 | 25.2171 | 23.9483 | 23.0661 | 21.4203 | 19.3571 | 16.8214 | 14.8366 | 0 | 0 | 0 | 0 | 0 | 0 | 0 | 0 | 0 | 0 | 0 | 0 | 0 | 0 | 0.43322 | 0.42689 | 0.40944 | 0.37826 | 0 | 0 | 0 | 0 | 0 | 0 | 70.5189 | 69.0997 | 68.2048 | 66.9944 | 65.9983 | 64.9652 | 64.4715 | 63.8683 | 64.5855 | 69.4807 | 75.6787 | 81.4654 | 85.8426 | 88.6945 | 89.7947 | 90.4386 | 90.4176 | 89.4817 | 87.0412 | 82.7601 | 78.6856 | 75.6365 | 73.2986 | 71.6008 | 0.24558 | 0.22863 | 0.22468 | 0.22418 | 0.24258 | 0.28055 | 0.36813 | 0.39688 | 0.40332 | 0.38781 | 0.384 | 0.40967 | 0.47319 | 0.54903 | 0.60523 | 0.63691 | 0.65696 | 0.61332 | 0.5488 | 0.43989 | 0.40049 | 0.3512 | 0.28475 | 0.22709
Portfolio Adjusted1-in-10Size: 20 kW to 199.99 kWOther2025November Monthly Peak | Portfolio Adjusted | 1-in-10 | Size: 20 kW to 199.99 kW | Other | 2025 | November Monthly Peak | 11 | 12.3917 | 11.84 | 11.5761 | 11.6168 | 12.1504 | 13.4453 | 14.6717 | 16.3229 | 18.9205 | 20.905 | 22.5669 | 23.7112 | 24.3446 | 24.8787 | 24.9253 | 24.3222 | 23.5386 | 23.1916 | 21.5871 | 20.2768 | 19.0241 | 17.3536 | 15.3037 | 13.6315 | 0 | 0 | 0 | 0 | 0 | 0 | 0 | 0 | 0 | 0 | 0 | 0 | 0 | 0 | 0.37388 | 0.36483 | 0.35308 | 0.34787 | 0 | 0 | 0 | 0 | 0 | 0 | 65.1183 | 63.7633 | 62.7455 | 61.3688 | 60.5145 | 59.6942 | 58.9879 | 58.7142 | 61.306 | 66.4965 | 72.7141 | 77.6392 | 80.7658 | 82.419 | 83.4277 | 83.5964 | 82.3724 | 79.7522 | 76.2561 | 72.5173 | 69.9741 | 68.0438 | 66.3606 | 65.181 | 0.24682 | 0.22978 | 0.22581 | 0.2253 | 0.2438 | 0.28196 | 0.36998 | 0.39888 | 0.40535 | 0.38976 | 0.38593 | 0.41173 | 0.47557 | 0.55179 | 0.60828 | 0.64012 | 0.66026 | 0.61641 | 0.55156 | 0.44211 | 0.4025 | 0.35297 | 0.28619 | 0.22823
Portfolio Adjusted1-in-10Size: 20 kW to 199.99 kWOther2025December Monthly Peak | Portfolio Adjusted | 1-in-10 | Size: 20 kW to 199.99 kW | Other | 2025 | December Monthly Peak | 12 | 12.5554 | 12.118 | 11.973 | 12.0362 | 12.6118 | 13.966 | 15.9314 | 17.1848 | 18.8664 | 19.5873 | 19.7971 | 19.5467 | 19.0113 | 18.6521 | 18.1942 | 17.709 | 18.033 | 19.0455 | 18.3338 | 17.8864 | 17.1859 | 16.1992 | 14.791 | 13.536 | 0 | 0 | 0 | 0 | 0 | 0 | 0 | 0 | 0 | 0 | 0 | 0 | 0 | 0 | 0.27291 | 0.26563 | 0.27049 | 0.28568 | 0 | 0 | 0 | 0 | 0 | 0 | 42.0799 | 41.4546 | 41.2356 | 40.9609 | 40.6471 | 40.4774 | 40.688 | 40.7531 | 41.4678 | 43.5715 | 45.8024 | 47.6759 | 48.7901 | 49.3189 | 49.3075 | 49.2129 | 48.8046 | 47.5282 | 46.2605 | 45.2125 | 44.3499 | 43.4976 | 43.1273 | 42.4288 | 0.25156 | 0.2342 | 0.23015 | 0.22963 | 0.24849 | 0.28738 | 0.37709 | 0.40654 | 0.41314 | 0.39725 | 0.39335 | 0.41964 | 0.48471 | 0.56239 | 0.61997 | 0.65242 | 0.67295 | 0.62825 | 0.56217 | 0.4506 | 0.41024 | 0.35975 | 0.29169 | 0.23262
Portfolio Adjusted1-in-10Size: 20 kW to 199.99 kWOther2025Typical Event Day | Portfolio Adjusted | 1-in-10 | Size: 20 kW to 199.99 kW | Other | 2025 | Typical Event Day | 8 | 14.8787 | 14.006 | 13.5483 | 13.4075 | 13.9461 | 15.3499 | 16.7718 | 19.4529 | 23.2186 | 26.3391 | 28.8455 | 30.4959 | 31.3488 | 32.0142 | 32.2098 | 31.821 | 30.7475 | 28.7077 | 26.111 | 24.8886 | 24.1985 | 21.9243 | 18.9516 | 16.6705 | 0 | 0 | 0 | 0 | 0 | 0 | 0 | 0 | 0 | 0 | 0 | 0 | 0 | 0 | 0.48315 | 0.47732 | 0.46121 | 0.43062 | 0 | 0 | 0 | 0 | 0 | 0 | 75.6591 | 74.3538 | 73.166 | 72.1055 | 71.1424 | 70.1152 | 69.3934 | 69.6668 | 72.696 | 77.8708 | 82.871 | 87.0314 | 89.9859 | 91.9686 | 93.1694 | 93.7583 | 93.7485 | 92.9618 | 91.7247 | 89.271 | 85.713 | 82.4526 | 80.1891 | 78.417 | 0.24729 | 0.23023 | 0.22625 | 0.22574 | 0.24427 | 0.2825 | 0.37069 | 0.39965 | 0.40613 | 0.39051 | 0.38667 | 0.41252 | 0.47649 | 0.55285 | 0.60945 | 0.64135 | 0.66153 | 0.61759 | 0.55263 | 0.44296 | 0.40328 | 0.35365 | 0.28674 | 0.22867
Portfolio Adjusted1-in-2Size: 20 kW to 199.99 kWOther2015January Monthly Peak | Portfolio Adjusted | 1-in-2 | Size: 20 kW to 199.99 kW | Other | 2015 | January Monthly Peak | 1
Portfolio Adjusted1-in-2Size: 20 kW to 199.99 kWOther2015February Monthly Peak | Portfolio Adjusted | 1-in-2 | Size: 20 kW to 199.99 kW | Other | 2015 | February Monthly Peak | 2
Portfolio Adjusted1-in-2Size: 20 kW to 199.99 kWOther2015March Monthly Peak | Portfolio Adjusted | 1-in-2 | Size: 20 kW to 199.99 kW | Other | 2015 | March Monthly Peak | 3
Portfolio Adjusted1-in-2Size: 20 kW to 199.99 kWOther2015April Monthly Peak | Portfolio Adjusted | 1-in-2 | Size: 20 kW to 199.99 kW | Other | 2015 | April Monthly Peak | 4
Portfolio Adjusted1-in-2Size: 20 kW to 199.99 kWOther2015May Monthly Peak | Portfolio Adjusted | 1-in-2 | Size: 20 kW to 199.99 kW | Other | 2015 | May Monthly Peak | 5
Portfolio Adjusted1-in-2Size: 20 kW to 199.99 kWOther2015June Monthly Peak | Portfolio Adjusted | 1-in-2 | Size: 20 kW to 199.99 kW | Other | 2015 | June Monthly Peak | 6
Portfolio Adjusted1-in-2Size: 20 kW to 199.99 kWOther2015July Monthly Peak | Portfolio Adjusted | 1-in-2 | Size: 20 kW to 199.99 kW | Other | 2015 | July Monthly Peak | 7
Portfolio Adjusted1-in-2Size: 20 kW to 199.99 kWOther2015August Monthly Peak | Portfolio Adjusted | 1-in-2 | Size: 20 kW to 199.99 kW | Other | 2015 | August Monthly Peak | 8
Portfolio Adjusted1-in-2Size: 20 kW to 199.99 kWOther2015September Monthly Peak | Portfolio Adjusted | 1-in-2 | Size: 20 kW to 199.99 kW | Other | 2015 | September Monthly Peak | 9
Portfolio Adjusted1-in-2Size: 20 kW to 199.99 kWOther2015October Monthly Peak | Portfolio Adjusted | 1-in-2 | Size: 20 kW to 199.99 kW | Other | 2015 | October Monthly Peak | 10
Portfolio Adjusted1-in-2Size: 20 kW to 199.99 kWOther2015November Monthly Peak | Portfolio Adjusted | 1-in-2 | Size: 20 kW to 199.99 kW | Other | 2015 | November Monthly Peak | 11
Portfolio Adjusted1-in-2Size: 20 kW to 199.99 kWOther2015December Monthly Peak | Portfolio Adjusted | 1-in-2 | Size: 20 kW to 199.99 kW | Other | 2015 | December Monthly Peak | 12
Portfolio Adjusted1-in-2Size: 20 kW to 199.99 kWOther2015Typical Event Day | Portfolio Adjusted | 1-in-2 | Size: 20 kW to 199.99 kW | Other | 2015 | Typical Event Day | 8
Portfolio Adjusted1-in-2Size: 20 kW to 199.99 kWOther2016January Monthly Peak | Portfolio Adjusted | 1-in-2 | Size: 20 kW to 199.99 kW | Other | 2016 | January Monthly Peak | 1
Portfolio Adjusted1-in-2Size: 20 kW to 199.99 kWOther2016February Monthly Peak | Portfolio Adjusted | 1-in-2 | Size: 20 kW to 199.99 kW | Other | 2016 | February Monthly Peak | 2
Portfolio Adjusted1-in-2Size: 20 kW to 199.99 kWOther2016March Monthly Peak | Portfolio Adjusted | 1-in-2 | Size: 20 kW to 199.99 kW | Other | 2016 | March Monthly Peak | 3
Portfolio Adjusted1-in-2Size: 20 kW to 199.99 kWOther2016April Monthly Peak | Portfolio Adjusted | 1-in-2 | Size: 20 kW to 199.99 kW | Other | 2016 | April Monthly Peak | 4
Portfolio Adjusted1-in-2Size: 20 kW to 199.99 kWOther2016May Monthly Peak | Portfolio Adjusted | 1-in-2 | Size: 20 kW to 199.99 kW | Other | 2016 | May Monthly Peak | 5
Portfolio Adjusted1-in-2Size: 20 kW to 199.99 kWOther2016June Monthly Peak | Portfolio Adjusted | 1-in-2 | Size: 20 kW to 199.99 kW | Other | 2016 | June Monthly Peak | 6
Portfolio Adjusted1-in-2Size: 20 kW to 199.99 kWOther2016July Monthly Peak | Portfolio Adjusted | 1-in-2 | Size: 20 kW to 199.99 kW | Other | 2016 | July Monthly Peak | 7
Portfolio Adjusted1-in-2Size: 20 kW to 199.99 kWOther2016August Monthly Peak | Portfolio Adjusted | 1-in-2 | Size: 20 kW to 199.99 kW | Other | 2016 | August Monthly Peak | 8
Portfolio Adjusted1-in-2Size: 20 kW to 199.99 kWOther2016September Monthly Peak | Portfolio Adjusted | 1-in-2 | Size: 20 kW to 199.99 kW | Other | 2016 | September Monthly Peak | 9
Portfolio Adjusted1-in-2Size: 20 kW to 199.99 kWOther2016October Monthly Peak | Portfolio Adjusted | 1-in-2 | Size: 20 kW to 199.99 kW | Other | 2016 | October Monthly Peak | 10
Portfolio Adjusted1-in-2Size: 20 kW to 199.99 kWOther2016November Monthly Peak | Portfolio Adjusted | 1-in-2 | Size: 20 kW to 199.99 kW | Other | 2016 | November Monthly Peak | 11
Portfolio Adjusted1-in-2Size: 20 kW to 199.99 kWOther2016December Monthly Peak | Portfolio Adjusted | 1-in-2 | Size: 20 kW to 199.99 kW | Other | 2016 | December Monthly Peak | 12
Portfolio Adjusted1-in-2Size: 20 kW to 199.99 kWOther2016Typical Event Day | Portfolio Adjusted | 1-in-2 | Size: 20 kW to 199.99 kW | Other | 2016 | Typical Event Day | 8
Portfolio Adjusted1-in-2Size: 20 kW to 199.99 kWOther2017January Monthly Peak | Portfolio Adjusted | 1-in-2 | Size: 20 kW to 199.99 kW | Other | 2017 | January Monthly Peak | 1
Portfolio Adjusted1-in-2Size: 20 kW to 199.99 kWOther2017February Monthly Peak | Portfolio Adjusted | 1-in-2 | Size: 20 kW to 199.99 kW | Other | 2017 | February Monthly Peak | 2
Portfolio Adjusted1-in-2Size: 20 kW to 199.99 kWOther2017March Monthly Peak | Portfolio Adjusted | 1-in-2 | Size: 20 kW to 199.99 kW | Other | 2017 | March Monthly Peak | 3
Portfolio Adjusted1-in-2Size: 20 kW to 199.99 kWOther2017April Monthly Peak | Portfolio Adjusted | 1-in-2 | Size: 20 kW to 199.99 kW | Other | 2017 | April Monthly Peak | 4 | 12.4794 | 11.8683 | 11.5792 | 11.5057 | 12.0055 | 13.1711 | 14.4029 | 16.0121 | 18.5678 | 20.5324 | 22.1129 | 23.281 | 24.0185 | 24.7309 | 25.0424 | 24.8224 | 23.9225 | 22.2296 | 20.5439 | 20.3594 | 19.7175 | 17.9335 | 15.6543 | 13.8776 | 0 | 0 | 0 | 0 | 0 | 0 | 0 | 0 | 0 | 0 | 0 | 0 | 0 | 0 | 0.37564 | 0.37234 | 0.35884 | 0.33344 | 0 | 0 | 0 | 0 | 0 | 0 | 63.2934 | 62.0412 | 60.8927 | 59.8012 | 58.846 | 58.0267 | 57.3693 | 57.25 | 59.5772 | 63.9111 | 69.4021 | 74.1151 | 77.4449 | 79.3775 | 80.6172 | 81.3042 | 81.3423 | 80.8509 | 79.8824 | 77.893 | 74.2368 | 71.2529 | 68.8022 | 66.6668 | 0.24361 | 0.2268 | 0.22288 | 0.22238 | 0.24063 | 0.2783 | 0.36518 | 0.3937 | 0.40008 | 0.3847 | 0.38092 | 0.40638 | 0.46939 | 0.54462 | 0.60038 | 0.6318 | 0.65169 | 0.6084 | 0.5444 | 0.43636 | 0.39728 | 0.34839 | 0.28247 | 0.22527
Portfolio Adjusted1-in-2Size: 20 kW to 199.99 kWOther2017May Monthly Peak | Portfolio Adjusted | 1-in-2 | Size: 20 kW to 199.99 kW | Other | 2017 | May Monthly Peak | 5 | 12.7379 | 12.0891 | 11.7594 | 11.6566 | 12.1389 | 13.1925 | 14.1236 | 16.4252 | 19.4363 | 21.7455 | 23.5747 | 24.8283 | 25.5494 | 26.2027 | 26.4327 | 26.1497 | 25.2168 | 23.4892 | 21.5929 | 20.6683 | 20.45 | 18.6212 | 16.1941 | 14.2875 | 0 | 0 | 0 | 0 | 0 | 0 | 0 | 0 | 0 | 0 | 0 | 0 | 0 | 0 | 0.39649 | 0.39225 | 0.37825 | 0.35234 | 0 | 0 | 0 | 0 | 0 | 0 | 65.5805 | 64.2622 | 63.0895 | 61.902 | 60.9206 | 59.8518 | 58.7912 | 59.8902 | 63.9737 | 68.5378 | 72.7523 | 76.5535 | 79.707 | 82.0836 | 83.6538 | 84.5117 | 84.5969 | 83.9826 | 82.6175 | 80.5671 | 76.7428 | 73.1656 | 70.7754 | 68.6762 | 0.24331 | 0.22652 | 0.22261 | 0.2221 | 0.24034 | 0.27795 | 0.36473 | 0.39321 | 0.39959 | 0.38422 | 0.38045 | 0.40588 | 0.46881 | 0.54395 | 0.59963 | 0.63102 | 0.65088 | 0.60765 | 0.54373 | 0.43582 | 0.39678 | 0.34796 | 0.28212 | 0.22499
Portfolio Adjusted1-in-2Size: 20 kW to 199.99 kWOther2017June Monthly Peak | Portfolio Adjusted | 1-in-2 | Size: 20 kW to 199.99 kW | Other | 2017 | June Monthly Peak | 6 | 13.6465 | 12.8976 | 12.5166 | 12.3693 | 12.8596 | 13.7716 | 14.9166 | 17.587 | 20.6661 | 23.1827 | 25.2032 | 26.5794 | 27.4 | 28.0963 | 28.3831 | 28.118 | 27.2557 | 25.4716 | 23.4149 | 22.0682 | 21.7203 | 19.9753 | 17.3424 | 15.2995 | 0 | 0 | 0 | 0 | 0 | 0 | 0 | 0 | 0 | 0 | 0 | 0 | 0 | 0 | 0.42575 | 0.42177 | 0.40884 | 0.38207 | 0 | 0 | 0 | 0 | 0 | 0 | 68.2496 | 66.5917 | 65.3083 | 64.2965 | 63.0236 | 62.0401 | 61.3239 | 62.3163 | 66.3139 | 70.9439 | 75.38 | 79.2802 | 82.3812 | 84.4482 | 85.6987 | 86.3116 | 86.5669 | 86.2099 | 85.0011 | 83.0153 | 80.0997 | 76.3283 | 73.4261 | 71.341 | 0.24329 | 0.2265 | 0.22259 | 0.22208 | 0.24032 | 0.27793 | 0.36469 | 0.39318 | 0.39955 | 0.38419 | 0.38041 | 0.40585 | 0.46877 | 0.5439 | 0.59958 | 0.63097 | 0.65082 | 0.60759 | 0.54368 | 0.43579 | 0.39675 | 0.34792 | 0.28209 | 0.22497
Portfolio Adjusted1-in-2Size: 20 kW to 199.99 kWOther2017July Monthly Peak | Portfolio Adjusted | 1-in-2 | Size: 20 kW to 199.99 kW | Other | 2017 | July Monthly Peak | 7 | 14.5912 | 13.7559 | 13.3201 | 13.1828 | 13.7196 | 14.9173 | 16.153 | 18.9534 | 22.2104 | 24.7978 | 26.8671 | 28.2733 | 29.0599 | 29.6779 | 29.895 | 29.5723 | 28.6623 | 26.8262 | 24.6897 | 23.2931 | 22.9508 | 21.144 | 18.3499 | 16.1948 | 0 | 0 | 0 | 0 | 0 | 0 | 0 | 0 | 0 | 0 | 0 | 0 | 0 | 0 | 0.44843 | 0.44359 | 0.42993 | 0.40239 | 0 | 0 | 0 | 0 | 0 | 0 | 71.6449 | 70.678 | 69.6384 | 68.532 | 67.3918 | 66.6268 | 65.9427 | 66.3006 | 69.3364 | 73.9208 | 78.3267 | 81.9143 | 84.8167 | 87.2325 | 89.0054 | 89.9017 | 90.0362 | 89.3185 | 87.9108 | 86.3507 | 83.226 | 79.3779 | 76.7297 | 75.003 | 0.24285 | 0.22609 | 0.22218 | 0.22168 | 0.23988 | 0.27742 | 0.36403 | 0.39246 | 0.39883 | 0.38349 | 0.37972 | 0.40511 | 0.46792 | 0.54291 | 0.59849 | 0.62982 | 0.64964 | 0.60649 | 0.54269 | 0.435 | 0.39603 | 0.34729 | 0.28158 | 0.22456
Portfolio Adjusted1-in-2Size: 20 kW to 199.99 kWOther2017August Monthly Peak | Portfolio Adjusted | 1-in-2 | Size: 20 kW to 199.99 kW | Other | 2017 | August Monthly Peak | 8 | 14.5922 | 13.7486 | 13.3094 | 13.1766 | 13.7075 | 15.0824 | 16.4576 | 19.0068 | 22.5916 | 25.5639 | 27.9657 | 29.5637 | 30.4105 | 31.0806 | 31.2868 | 30.9073 | 29.8575 | 27.8484 | 25.378 | 24.2094 | 23.5939 | 21.4092 | 18.526 | 16.3095 | 0 | 0 | 0 | 0 | 0 | 0 | 0 | 0 | 0 | 0 | 0 | 0 | 0 | 0 | 0.4693 | 0.46361 | 0.44786 | 0.41773 | 0 | 0 | 0 | 0 | 0 | 0 | 73.9062 | 72.6103 | 71.2249 | 70.0245 | 68.9934 | 68.0295 | 67.2525 | 66.9723 | 70.157 | 75.9357 | 81.1707 | 85.0467 | 88.4072 | 90.8919 | 92.0964 | 92.7004 | 92.6016 | 91.8401 | 90.2747 | 87.8817 | 84.3197 | 81.0769 | 78.7288 | 76.9734 | 0.24498 | 0.22807 | 0.22413 | 0.22362 | 0.24198 | 0.27986 | 0.36723 | 0.39591 | 0.40233 | 0.38685 | 0.38305 | 0.40866 | 0.47203 | 0.54768 | 0.60374 | 0.63535 | 0.65534 | 0.61181 | 0.54745 | 0.43881 | 0.3995 | 0.35034 | 0.28405 | 0.22653
Portfolio Adjusted1-in-2Size: 20 kW to 199.99 kWOther2017September Monthly Peak | Portfolio Adjusted | 1-in-2 | Size: 20 kW to 199.99 kW | Other | 2017 | September Monthly Peak | 9 | 13.7672 | 13.0418 | 12.6569 | 12.5596 | 13.0806 | 14.3776 | 16.0854 | 17.8576 | 21.0278 | 23.6347 | 25.7507 | 27.2001 | 28.0561 | 28.7585 | 28.9971 | 28.6058 | 27.5329 | 25.4851 | 23.376 | 23.0886 | 21.7626 | 19.7184 | 17.146 | 15.174 | 0 | 0 | 0 | 0 | 0 | 0 | 0 | 0 | 0 | 0 | 0 | 0 | 0 | 0 | 0.43496 | 0.42909 | 0.41299 | 0.38228 | 0 | 0 | 0 | 0 | 0 | 0 | 68.4884 | 67.2577 | 65.9549 | 64.6348 | 63.6626 | 62.6543 | 62.162 | 61.7975 | 63.9377 | 69.4962 | 75.8422 | 81.628 | 85.3599 | 87.5981 | 88.7073 | 89.488 | 89.423 | 88.6775 | 86.8683 | 83.6352 | 79.7278 | 76.9429 | 74.8079 | 73.483 | 0.24316 | 0.22638 | 0.22246 | 0.22196 | 0.24019 | 0.27778 | 0.3645 | 0.39296 | 0.39934 | 0.38398 | 0.38021 | 0.40563 | 0.46852 | 0.54361 | 0.59926 | 0.63062 | 0.65047 | 0.60726 | 0.54339 | 0.43555 | 0.39653 | 0.34774 | 0.28194 | 0.22485
Portfolio Adjusted1-in-2Size: 20 kW to 199.99 kWOther2017October Monthly Peak | Portfolio Adjusted | 1-in-2 | Size: 20 kW to 199.99 kW | Other | 2017 | October Monthly Peak | 10 | 13.0802 | 12.4143 | 12.065 | 11.9745 | 12.4761 | 13.7502 | 15.6333 | 17.0461 | 19.6783 | 22.1339 | 24.3008 | 25.8511 | 26.8385 | 27.6764 | 27.9763 | 27.5617 | 26.4304 | 24.4037 | 23.2609 | 22.4422 | 20.8705 | 18.8946 | 16.4454 | 14.5243 | 0 | 0 | 0 | 0 | 0 | 0 | 0 | 0 | 0 | 0 | 0 | 0 | 0 | 0 | 0.41964 | 0.41342 | 0.39646 | 0.36606 | 0 | 0 | 0 | 0 | 0 | 0 | 67.9997 | 67.235 | 66.0225 | 65.2314 | 64.2942 | 63.7009 | 63.0344 | 62.563 | 63.4697 | 68.1652 | 74.4808 | 79.8578 | 83.3775 | 85.6855 | 87.0047 | 87.3347 | 86.8485 | 85.7544 | 83.5469 | 79.8464 | 75.57 | 72.4747 | 70.1893 | 68.2582 | 0.24401 | 0.22716 | 0.22324 | 0.22274 | 0.24102 | 0.27874 | 0.36577 | 0.39433 | 0.40073 | 0.38532 | 0.38153 | 0.40704 | 0.47015 | 0.5455 | 0.60134 | 0.63282 | 0.65274 | 0.60938 | 0.54528 | 0.43707 | 0.39792 | 0.34895 | 0.28292 | 0.22563
Portfolio Adjusted1-in-2Size: 20 kW to 199.99 kWOther2017November Monthly Peak | Portfolio Adjusted | 1-in-2 | Size: 20 kW to 199.99 kW | Other | 2017 | November Monthly Peak | 11 | 11.9222 | 11.44 | 11.2297 | 11.2945 | 11.8249 | 13.0854 | 14.3047 | 15.7043 | 17.8795 | 19.419 | 20.684 | 21.5191 | 21.9562 | 22.3567 | 22.3281 | 21.7335 | 21.0941 | 21.0342 | 19.8041 | 18.742 | 17.7073 | 16.2857 | 14.4752 | 12.9892 | 0 | 0 | 0 | 0 | 0 | 0 | 0 | 0 | 0 | 0 | 0 | 0 | 0 | 0 | 0.33492 | 0.326 | 0.31641 | 0.31551 | 0 | 0 | 0 | 0 | 0 | 0 | 55.6774 | 54.8916 | 53.7648 | 52.7507 | 51.9373 | 51.4784 | 50.8168 | 50.8323 | 54.2749 | 60.2993 | 66.8665 | 71.8673 | 75.124 | 76.7539 | 77.6143 | 77.5147 | 75.8318 | 72.2199 | 67.801 | 64.5602 | 62.1546 | 60.1239 | 59.1673 | 57.962 | 0.24458 | 0.2277 | 0.22376 | 0.22326 | 0.24159 | 0.2794 | 0.36662 | 0.39526 | 0.40167 | 0.38622 | 0.38243 | 0.40799 | 0.47126 | 0.54678 | 0.60276 | 0.63431 | 0.65427 | 0.61081 | 0.54656 | 0.43809 | 0.39885 | 0.34977 | 0.28359 | 0.22616
Portfolio Adjusted1-in-2Size: 20 kW to 199.99 kWOther2017December Monthly Peak | Portfolio Adjusted | 1-in-2 | Size: 20 kW to 199.99 kW | Other | 2017 | December Monthly Peak | 12 | 12.5585 | 12.1211 | 11.9761 | 12.0394 | 12.6152 | 13.9698 | 15.9366 | 17.191 | 18.873 | 19.593 | 19.8011 | 19.5485 | 19.0108 | 18.6498 | 18.1906 | 17.7052 | 18.0302 | 19.0454 | 18.3344 | 17.8884 | 17.1884 | 16.2019 | 14.794 | 13.5392 | 0 | 0 | 0 | 0 | 0 | 0 | 0 | 0 | 0 | 0 | 0 | 0 | 0 | 0 | 0.27286 | 0.26558 | 0.27045 | 0.28568 | 0 | 0 | 0 | 0 | 0 | 0 | 42.9317 | 42.4621 | 41.6209 | 40.8783 | 40.1482 | 39.5922 | 39.5735 | 39.5746 | 39.9814 | 42.7243 | 45.4146 | 47.4262 | 48.7582 | 49.5836 | 50.3028 | 50.5288 | 50.1662 | 48.6951 | 46.8807 | 45.5537 | 44.5967 | 43.7186 | 42.8289 | 41.9232 | 0.25165 | 0.23428 | 0.23023 | 0.22971 | 0.24857 | 0.28747 | 0.37722 | 0.40668 | 0.41327 | 0.39738 | 0.39348 | 0.41978 | 0.48487 | 0.56258 | 0.62017 | 0.65264 | 0.67317 | 0.62846 | 0.56235 | 0.45075 | 0.41038 | 0.35987 | 0.29178 | 0.2327
Portfolio Adjusted1-in-2Size: 20 kW to 199.99 kWOther2017Typical Event Day | Portfolio Adjusted | 1-in-2 | Size: 20 kW to 199.99 kW | Other | 2017 | Typical Event Day | 8 | 14.1479 | 13.3512 | 12.9426 | 12.823 | 13.3428 | 14.674 | 15.9824 | 18.3242 | 21.6182 | 24.3442 | 26.5651 | 28.0635 | 28.8857 | 29.5517 | 29.7666 | 29.401 | 28.3965 | 26.4543 | 24.1936 | 23.1214 | 22.6296 | 20.5919 | 17.8552 | 15.7454 | 0 | 0 | 0 | 0 | 0 | 0 | 0 | 0 | 0 | 0 | 0 | 0 | 0 | 0 | 0.4465 | 0.44102 | 0.42595 | 0.39681 | 0 | 0 | 0 | 0 | 0 | 0 | 70.5723 | 69.2844 | 68.0316 | 66.872 | 65.7678 | 64.8377 | 64.1703 | 64.3467 | 67.4363 | 72.5741 | 77.6799 | 81.9673 | 85.2413 | 87.5427 | 88.877 | 89.6004 | 89.6569 | 89.0115 | 87.5137 | 85.2207 | 81.8433 | 78.4315 | 75.9231 | 74.2001 | 0.2432 | 0.22641 | 0.2225 | 0.222 | 0.24023 | 0.27782 | 0.36456 | 0.39303 | 0.3994 | 0.38404 | 0.38027 | 0.40569 | 0.4686 | 0.54369 | 0.59935 | 0.63073 | 0.65058 | 0.60736 | 0.54348 | 0.43562 | 0.3966 | 0.34779 | 0.28199 | 0.22489
Portfolio Adjusted1-in-2Size: 20 kW to 199.99 kWOther2018January Monthly Peak | Portfolio Adjusted | 1-in-2 | Size: 20 kW to 199.99 kW | Other | 2018 | January Monthly Peak | 1 | 12.2533 | 11.9175 | 11.7935 | 11.8861 | 12.4884 | 13.8279 | 15.9133 | 17.031 | 18.6917 | 19.4858 | 19.7985 | 19.7929 | 19.5458 | 19.501 | 19.2158 | 18.8359 | 18.5221 | 19.3622 | 18.7811 | 18.1316 | 17.3527 | 16.1853 | 14.537 | 13.2504 | 0 | 0 | 0 | 0 | 0 | 0 | 0 | 0 | 0 | 0 | 0 | 0 | 0 | 0 | 0.28824 | 0.28254 | 0.27783 | 0.29043 | 0 | 0 | 0 | 0 | 0 | 0 | 46.5379 | 46.1217 | 45.9245 | 45.5649 | 45.2717 | 45.1197 | 45.0506 | 44.7659 | 45.0262 | 46.8094 | 49.096 | 51.1821 | 52.8033 | 53.7554 | 54.3215 | 54.2183 | 53.9763 | 53.0535 | 51.3263 | 50.0388 | 49.2272 | 48.7289 | 47.9214 | 47.1692 | 0.24752 | 0.23043 | 0.22645 | 0.22594 | 0.24449 | 0.28276 | 0.37103 | 0.40001 | 0.40649 | 0.39086 | 0.38702 | 0.4129 | 0.47692 | 0.55335 | 0.61 | 0.64193 | 0.66213 | 0.61815 | 0.55312 | 0.44336 | 0.40364 | 0.35397 | 0.28699 | 0.22888
Portfolio Adjusted1-in-2Size: 20 kW to 199.99 kWOther2018February Monthly Peak | Portfolio Adjusted | 1-in-2 | Size: 20 kW to 199.99 kW | Other | 2018 | February Monthly Peak | 2 | 12.0172 | 11.6402 | 11.4708 | 11.5344 | 12.0932 | 13.3976 | 15.1006 | 16.2218 | 18.158 | 19.2171 | 19.8584 | 20.1858 | 20.272 | 20.4583 | 20.3276 | 19.961 | 19.4128 | 19.3469 | 19.3185 | 18.4583 | 17.5458 | 16.2314 | 14.4521 | 13.0437 | 0 | 0 | 0 | 0 | 0 | 0 | 0 | 0 | 0 | 0 | 0 | 0 | 0 | 0 | 0.30491 | 0.29942 | 0.29119 | 0.2902 | 0 | 0 | 0 | 0 | 0 | 0 | 48.6437 | 48.0557 | 47.563 | 47.2044 | 47.3436 | 46.9615 | 46.4916 | 46.9441 | 48.1852 | 51.645 | 55.5122 | 58.2771 | 60.0341 | 60.8836 | 61.4588 | 61.9528 | 61.937 | 61.0071 | 58.8397 | 56.3132 | 54.752 | 53.4496 | 52.3919 | 51.033 | 0.24396 | 0.22712 | 0.2232 | 0.22269 | 0.24098 | 0.27869 | 0.3657 | 0.39426 | 0.40065 | 0.38524 | 0.38146 | 0.40696 | 0.47006 | 0.54539 | 0.60123 | 0.6327 | 0.65261 | 0.60926 | 0.54517 | 0.43698 | 0.39784 | 0.34888 | 0.28287 | 0.22559
Portfolio Adjusted1-in-2Size: 20 kW to 199.99 kWOther2018March Monthly Peak | Portfolio Adjusted | 1-in-2 | Size: 20 kW to 199.99 kW | Other | 2018 | March Monthly Peak | 3 | 12.1246 | 11.6132 | 11.4041 | 11.4127 | 11.9277 | 13.1834 | 14.9924 | 16.1719 | 17.9519 | 19.0279 | 19.7279 | 20.1172 | 20.2506 | 20.5145 | 20.5619 | 20.3023 | 19.7129 | 18.8654 | 18.2988 | 18.6651 | 17.9125 | 16.5606 | 14.6977 | 13.2177 | 0 | 0 | 0 | 0 | 0 | 0 | 0 | 0 | 0 | 0 | 0 | 0 | 0 | 0 | 0.30843 | 0.30453 | 0.29569 | 0.28298 | 0 | 0 | 0 | 0 | 0 | 0 | 50.4008 | 49.6612 | 48.8694 | 48.299 | 47.7345 | 47.3584 | 46.9462 | 46.9385 | 49.1251 | 52.1205 | 55.0049 | 57.5337 | 59.848 | 61.2883 | 62.2265 | 62.8879 | 62.6641 | 61.874 | 59.7577 | 56.7832 | 54.6529 | 53.0762 | 51.6825 | 50.5845 | 0.24453 | 0.22766 | 0.22372 | 0.22322 | 0.24154 | 0.27935 | 0.36656 | 0.39519 | 0.40159 | 0.38615 | 0.38236 | 0.40792 | 0.47117 | 0.54668 | 0.60265 | 0.63419 | 0.65415 | 0.6107 | 0.54646 | 0.43801 | 0.39878 | 0.3497 | 0.28354 | 0.22612
Portfolio Adjusted1-in-2Size: 20 kW to 199.99 kWOther2018April Monthly Peak | Portfolio Adjusted | 1-in-2 | Size: 20 kW to 199.99 kW | Other | 2018 | April Monthly Peak | 4 | 12.4794 | 11.8683 | 11.5792 | 11.5057 | 12.0055 | 13.1711 | 14.4029 | 16.0121 | 18.5678 | 20.5324 | 22.1129 | 23.281 | 24.0185 | 24.7309 | 25.0424 | 24.8224 | 23.9225 | 22.2296 | 20.5439 | 20.3594 | 19.7175 | 17.9335 | 15.6543 | 13.8776 | 0 | 0 | 0 | 0 | 0 | 0 | 0 | 0 | 0 | 0 | 0 | 0 | 0 | 0 | 0.37564 | 0.37234 | 0.35884 | 0.33344 | 0 | 0 | 0 | 0 | 0 | 0 | 63.2934 | 62.0412 | 60.8927 | 59.8012 | 58.846 | 58.0267 | 57.3693 | 57.25 | 59.5772 | 63.9111 | 69.4021 | 74.1151 | 77.4449 | 79.3775 | 80.6172 | 81.3042 | 81.3423 | 80.8509 | 79.8824 | 77.893 | 74.2368 | 71.2529 | 68.8022 | 66.6668 | 0.24361 | 0.2268 | 0.22288 | 0.22238 | 0.24063 | 0.2783 | 0.36518 | 0.3937 | 0.40008 | 0.3847 | 0.38092 | 0.40638 | 0.46939 | 0.54462 | 0.60038 | 0.6318 | 0.65169 | 0.6084 | 0.5444 | 0.43636 | 0.39728 | 0.34839 | 0.28247 | 0.22527
Portfolio Adjusted1-in-2Size: 20 kW to 199.99 kWOther2018May Monthly Peak | Portfolio Adjusted | 1-in-2 | Size: 20 kW to 199.99 kW | Other | 2018 | May Monthly Peak | 5 | 12.7379 | 12.0891 | 11.7594 | 11.6566 | 12.1389 | 13.1925 | 14.1236 | 16.4252 | 19.4363 | 21.7455 | 23.5747 | 24.8283 | 25.5494 | 26.2027 | 26.4327 | 26.1497 | 25.2168 | 23.4892 | 21.5929 | 20.6683 | 20.45 | 18.6212 | 16.1941 | 14.2875 | 0 | 0 | 0 | 0 | 0 | 0 | 0 | 0 | 0 | 0 | 0 | 0 | 0 | 0 | 0.39649 | 0.39225 | 0.37825 | 0.35234 | 0 | 0 | 0 | 0 | 0 | 0 | 65.5805 | 64.2622 | 63.0895 | 61.902 | 60.9206 | 59.8518 | 58.7913 | 59.8902 | 63.9737 | 68.5378 | 72.7523 | 76.5535 | 79.707 | 82.0836 | 83.6538 | 84.5117 | 84.5969 | 83.9826 | 82.6175 | 80.5671 | 76.7428 | 73.1656 | 70.7754 | 68.6762 | 0.24331 | 0.22652 | 0.22261 | 0.2221 | 0.24034 | 0.27795 | 0.36473 | 0.39321 | 0.39959 | 0.38422 | 0.38045 | 0.40588 | 0.46881 | 0.54395 | 0.59963 | 0.63102 | 0.65088 | 0.60765 | 0.54373 | 0.43582 | 0.39678 | 0.34796 | 0.28212 | 0.22499
Portfolio Adjusted1-in-2Size: 20 kW to 199.99 kWOther2018June Monthly Peak | Portfolio Adjusted | 1-in-2 | Size: 20 kW to 199.99 kW | Other | 2018 | June Monthly Peak | 6 | 13.6465 | 12.8976 | 12.5166 | 12.3693 | 12.8596 | 13.7716 | 14.9166 | 17.587 | 20.6661 | 23.1827 | 25.2032 | 26.5794 | 27.4 | 28.0963 | 28.3831 | 28.118 | 27.2557 | 25.4716 | 23.4149 | 22.0682 | 21.7203 | 19.9753 | 17.3424 | 15.2995 | 0 | 0 | 0 | 0 | 0 | 0 | 0 | 0 | 0 | 0 | 0 | 0 | 0 | 0 | 0.42575 | 0.42177 | 0.40884 | 0.38207 | 0 | 0 | 0 | 0 | 0 | 0 | 68.2496 | 66.5917 | 65.3083 | 64.2965 | 63.0236 | 62.0401 | 61.3239 | 62.3163 | 66.3139 | 70.9439 | 75.38 | 79.2802 | 82.3812 | 84.4482 | 85.6987 | 86.3116 | 86.5669 | 86.2099 | 85.0011 | 83.0153 | 80.0997 | 76.3283 | 73.4261 | 71.341 | 0.24329 | 0.2265 | 0.22259 | 0.22208 | 0.24032 | 0.27793 | 0.36469 | 0.39318 | 0.39955 | 0.38419 | 0.38041 | 0.40585 | 0.46877 | 0.5439 | 0.59958 | 0.63097 | 0.65082 | 0.60759 | 0.54368 | 0.43579 | 0.39675 | 0.34792 | 0.28209 | 0.22497
Portfolio Adjusted1-in-2Size: 20 kW to 199.99 kWOther2018July Monthly Peak | Portfolio Adjusted | 1-in-2 | Size: 20 kW to 199.99 kW | Other | 2018 | July Monthly Peak | 7 | 14.5912 | 13.7559 | 13.3201 | 13.1828 | 13.7196 | 14.9173 | 16.153 | 18.9534 | 22.2104 | 24.7978 | 26.8671 | 28.2733 | 29.0599 | 29.6779 | 29.895 | 29.5723 | 28.6623 | 26.8262 | 24.6897 | 23.2931 | 22.9508 | 21.144 | 18.3499 | 16.1948 | 0 | 0 | 0 | 0 | 0 | 0 | 0 | 0 | 0 | 0 | 0 | 0 | 0 | 0 | 0.44843 | 0.44359 | 0.42993 | 0.40239 | 0 | 0 | 0 | 0 | 0 | 0 | 71.6449 | 70.678 | 69.6384 | 68.532 | 67.3918 | 66.6268 | 65.9427 | 66.3006 | 69.3364 | 73.9208 | 78.3267 | 81.9143 | 84.8167 | 87.2325 | 89.0054 | 89.9017 | 90.0362 | 89.3185 | 87.9108 | 86.3507 | 83.226 | 79.3779 | 76.7297 | 75.003 | 0.24285 | 0.22609 | 0.22218 | 0.22168 | 0.23988 | 0.27742 | 0.36403 | 0.39246 | 0.39883 | 0.38349 | 0.37972 | 0.40511 | 0.46792 | 0.54291 | 0.59849 | 0.62982 | 0.64964 | 0.60649 | 0.54269 | 0.435 | 0.39603 | 0.34729 | 0.28158 | 0.22456
Portfolio Adjusted1-in-2Size: 20 kW to 199.99 kWOther2018August Monthly Peak | Portfolio Adjusted | 1-in-2 | Size: 20 kW to 199.99 kW | Other | 2018 | August Monthly Peak | 8 | 14.5922 | 13.7486 | 13.3094 | 13.1766 | 13.7075 | 15.0824 | 16.4576 | 19.0068 | 22.5916 | 25.564 | 27.9657 | 29.5637 | 30.4105 | 31.0806 | 31.2868 | 30.9073 | 29.8575 | 27.8484 | 25.378 | 24.2094 | 23.5939 | 21.4092 | 18.526 | 16.3095 | 0 | 0 | 0 | 0 | 0 | 0 | 0 | 0 | 0 | 0 | 0 | 0 | 0 | 0 | 0.4693 | 0.46361 | 0.44786 | 0.41773 | 0 | 0 | 0 | 0 | 0 | 0 | 73.9062 | 72.6103 | 71.225 | 70.0245 | 68.9934 | 68.0295 | 67.2525 | 66.9723 | 70.157 | 75.9357 | 81.1707 | 85.0467 | 88.4072 | 90.8919 | 92.0964 | 92.7004 | 92.6016 | 91.8401 | 90.2747 | 87.8817 | 84.3197 | 81.0769 | 78.7288 | 76.9734 | 0.24498 | 0.22807 | 0.22413 | 0.22362 | 0.24198 | 0.27986 | 0.36723 | 0.39591 | 0.40233 | 0.38685 | 0.38305 | 0.40866 | 0.47203 | 0.54768 | 0.60374 | 0.63535 | 0.65534 | 0.61181 | 0.54745 | 0.43881 | 0.3995 | 0.35034 | 0.28405 | 0.22653
Portfolio Adjusted1-in-2Size: 20 kW to 199.99 kWOther2018September Monthly Peak | Portfolio Adjusted | 1-in-2 | Size: 20 kW to 199.99 kW | Other | 2018 | September Monthly Peak | 9 | 13.7672 | 13.0418 | 12.6569 | 12.5596 | 13.0806 | 14.3776 | 16.0854 | 17.8576 | 21.0278 | 23.6347 | 25.7507 | 27.2001 | 28.0561 | 28.7585 | 28.9971 | 28.6058 | 27.5329 | 25.4851 | 23.376 | 23.0886 | 21.7626 | 19.7184 | 17.146 | 15.174 | 0 | 0 | 0 | 0 | 0 | 0 | 0 | 0 | 0 | 0 | 0 | 0 | 0 | 0 | 0.43496 | 0.42909 | 0.41299 | 0.38228 | 0 | 0 | 0 | 0 | 0 | 0 | 68.4884 | 67.2577 | 65.9549 | 64.6348 | 63.6626 | 62.6543 | 62.162 | 61.7975 | 63.9377 | 69.4962 | 75.8422 | 81.628 | 85.3599 | 87.5981 | 88.7073 | 89.4881 | 89.423 | 88.6775 | 86.8683 | 83.6352 | 79.7278 | 76.9429 | 74.8079 | 73.483 | 0.24316 | 0.22638 | 0.22246 | 0.22196 | 0.24019 | 0.27778 | 0.3645 | 0.39296 | 0.39934 | 0.38398 | 0.38021 | 0.40563 | 0.46852 | 0.54361 | 0.59926 | 0.63062 | 0.65047 | 0.60726 | 0.54339 | 0.43555 | 0.39653 | 0.34774 | 0.28194 | 0.22485
Portfolio Adjusted1-in-2Size: 20 kW to 199.99 kWOther2018October Monthly Peak | Portfolio Adjusted | 1-in-2 | Size: 20 kW to 199.99 kW | Other | 2018 | October Monthly Peak | 10 | 13.0802 | 12.4143 | 12.065 | 11.9745 | 12.4761 | 13.7502 | 15.6333 | 17.0461 | 19.6783 | 22.1339 | 24.3008 | 25.8511 | 26.8385 | 27.6764 | 27.9763 | 27.5617 | 26.4304 | 24.4037 | 23.2609 | 22.4422 | 20.8705 | 18.8946 | 16.4454 | 14.5243 | 0 | 0 | 0 | 0 | 0 | 0 | 0 | 0 | 0 | 0 | 0 | 0 | 0 | 0 | 0.41964 | 0.41342 | 0.39646 | 0.36606 | 0 | 0 | 0 | 0 | 0 | 0 | 67.9997 | 67.235 | 66.0225 | 65.2314 | 64.2942 | 63.7009 | 63.0344 | 62.563 | 63.4697 | 68.1652 | 74.4808 | 79.8578 | 83.3775 | 85.6855 | 87.0047 | 87.3347 | 86.8485 | 85.7544 | 83.5469 | 79.8464 | 75.57 | 72.4747 | 70.1893 | 68.2582 | 0.24401 | 0.22716 | 0.22324 | 0.22274 | 0.24102 | 0.27874 | 0.36577 | 0.39433 | 0.40073 | 0.38532 | 0.38153 | 0.40704 | 0.47015 | 0.5455 | 0.60134 | 0.63282 | 0.65274 | 0.60938 | 0.54528 | 0.43707 | 0.39792 | 0.34895 | 0.28292 | 0.22563
Portfolio Adjusted1-in-2Size: 20 kW to 199.99 kWOther2018November Monthly Peak | Portfolio Adjusted | 1-in-2 | Size: 20 kW to 199.99 kW | Other | 2018 | November Monthly Peak | 11 | 11.9222 | 11.44 | 11.2297 | 11.2945 | 11.8249 | 13.0854 | 14.3047 | 15.7043 | 17.8795 | 19.419 | 20.684 | 21.5191 | 21.9562 | 22.3567 | 22.3281 | 21.7335 | 21.0941 | 21.0342 | 19.8041 | 18.742 | 17.7073 | 16.2857 | 14.4752 | 12.9892 | 0 | 0 | 0 | 0 | 0 | 0 | 0 | 0 | 0 | 0 | 0 | 0 | 0 | 0 | 0.33492 | 0.326 | 0.31641 | 0.31551 | 0 | 0 | 0 | 0 | 0 | 0 | 55.6774 | 54.8916 | 53.7648 | 52.7507 | 51.9373 | 51.4784 | 50.8168 | 50.8323 | 54.2749 | 60.2993 | 66.8665 | 71.8673 | 75.124 | 76.7538 | 77.6143 | 77.5147 | 75.8318 | 72.2199 | 67.801 | 64.5602 | 62.1546 | 60.1239 | 59.1673 | 57.962 | 0.24458 | 0.2277 | 0.22376 | 0.22326 | 0.24159 | 0.2794 | 0.36662 | 0.39526 | 0.40167 | 0.38622 | 0.38243 | 0.40799 | 0.47126 | 0.54678 | 0.60276 | 0.63431 | 0.65427 | 0.61081 | 0.54656 | 0.43809 | 0.39885 | 0.34977 | 0.28359 | 0.22616
Portfolio Adjusted1-in-2Size: 20 kW to 199.99 kWOther2018December Monthly Peak | Portfolio Adjusted | 1-in-2 | Size: 20 kW to 199.99 kW | Other | 2018 | December Monthly Peak | 12 | 12.5585 | 12.1211 | 11.9761 | 12.0394 | 12.6152 | 13.9698 | 15.9366 | 17.191 | 18.873 | 19.593 | 19.8011 | 19.5485 | 19.0108 | 18.6498 | 18.1906 | 17.7052 | 18.0302 | 19.0454 | 18.3344 | 17.8884 | 17.1884 | 16.2019 | 14.794 | 13.5392 | 0 | 0 | 0 | 0 | 0 | 0 | 0 | 0 | 0 | 0 | 0 | 0 | 0 | 0 | 0.27286 | 0.26558 | 0.27045 | 0.28568 | 0 | 0 | 0 | 0 | 0 | 0 | 42.9317 | 42.4621 | 41.6209 | 40.8783 | 40.1482 | 39.5922 | 39.5735 | 39.5746 | 39.9814 | 42.7243 | 45.4146 | 47.4262 | 48.7582 | 49.5836 | 50.3028 | 50.5288 | 50.1662 | 48.6951 | 46.8807 | 45.5537 | 44.5967 | 43.7186 | 42.8289 | 41.9232 | 0.25165 | 0.23428 | 0.23023 | 0.22971 | 0.24857 | 0.28747 | 0.37722 | 0.40668 | 0.41327 | 0.39738 | 0.39348 | 0.41978 | 0.48487 | 0.56258 | 0.62017 | 0.65264 | 0.67317 | 0.62846 | 0.56235 | 0.45075 | 0.41038 | 0.35987 | 0.29178 | 0.2327
Portfolio Adjusted1-in-2Size: 20 kW to 199.99 kWOther2018Typical Event Day | Portfolio Adjusted | 1-in-2 | Size: 20 kW to 199.99 kW | Other | 2018 | Typical Event Day | 8 | 14.1479 | 13.3512 | 12.9426 | 12.823 | 13.3428 | 14.674 | 15.9824 | 18.3242 | 21.6182 | 24.3442 | 26.5651 | 28.0635 | 28.8857 | 29.5517 | 29.7666 | 29.401 | 28.3965 | 26.4543 | 24.1936 | 23.1214 | 22.6296 | 20.5919 | 17.8552 | 15.7454 | 0 | 0 | 0 | 0 | 0 | 0 | 0 | 0 | 0 | 0 | 0 | 0 | 0 | 0 | 0.4465 | 0.44102 | 0.42595 | 0.39681 | 0 | 0 | 0 | 0 | 0 | 0 | 70.5723 | 69.2844 | 68.0316 | 66.872 | 65.7678 | 64.8377 | 64.1703 | 64.3467 | 67.4363 | 72.5741 | 77.6799 | 81.9673 | 85.2413 | 87.5427 | 88.877 | 89.6004 | 89.6569 | 89.0115 | 87.5137 | 85.2207 | 81.8433 | 78.4315 | 75.9231 | 74.2001 | 0.2432 | 0.22641 | 0.2225 | 0.222 | 0.24023 | 0.27782 | 0.36456 | 0.39303 | 0.3994 | 0.38404 | 0.38027 | 0.40569 | 0.4686 | 0.54369 | 0.59935 | 0.63073 | 0.65058 | 0.60736 | 0.54348 | 0.43562 | 0.3966 | 0.34779 | 0.28199 | 0.22489
Portfolio Adjusted1-in-2Size: 20 kW to 199.99 kWOther2019January Monthly Peak | Portfolio Adjusted | 1-in-2 | Size: 20 kW to 199.99 kW | Other | 2019 | January Monthly Peak | 1 | 12.2533 | 11.9175 | 11.7935 | 11.8861 | 12.4884 | 13.8279 | 15.9133 | 17.031 | 18.6917 | 19.4858 | 19.7985 | 19.7929 | 19.5458 | 19.501 | 19.2158 | 18.8359 | 18.5221 | 19.3622 | 18.7811 | 18.1316 | 17.3527 | 16.1853 | 14.537 | 13.2504 | 0 | 0 | 0 | 0 | 0 | 0 | 0 | 0 | 0 | 0 | 0 | 0 | 0 | 0 | 0.28824 | 0.28254 | 0.27783 | 0.29043 | 0 | 0 | 0 | 0 | 0 | 0 | 46.5379 | 46.1217 | 45.9245 | 45.5649 | 45.2717 | 45.1197 | 45.0506 | 44.7659 | 45.0262 | 46.8094 | 49.096 | 51.1821 | 52.8033 | 53.7554 | 54.3215 | 54.2183 | 53.9763 | 53.0535 | 51.3263 | 50.0388 | 49.2272 | 48.7289 | 47.9214 | 47.1692 | 0.24752 | 0.23043 | 0.22645 | 0.22594 | 0.24449 | 0.28276 | 0.37103 | 0.40001 | 0.40649 | 0.39086 | 0.38702 | 0.4129 | 0.47692 | 0.55335 | 0.61 | 0.64193 | 0.66213 | 0.61815 | 0.55312 | 0.44336 | 0.40364 | 0.35397 | 0.28699 | 0.22888
Portfolio Adjusted1-in-2Size: 20 kW to 199.99 kWOther2019February Monthly Peak | Portfolio Adjusted | 1-in-2 | Size: 20 kW to 199.99 kW | Other | 2019 | February Monthly Peak | 2 | 12.0172 | 11.6402 | 11.4708 | 11.5344 | 12.0932 | 13.3976 | 15.1006 | 16.2218 | 18.158 | 19.2171 | 19.8584 | 20.1858 | 20.272 | 20.4583 | 20.3276 | 19.961 | 19.4128 | 19.3469 | 19.3185 | 18.4583 | 17.5458 | 16.2314 | 14.4521 | 13.0437 | 0 | 0 | 0 | 0 | 0 | 0 | 0 | 0 | 0 | 0 | 0 | 0 | 0 | 0 | 0.30491 | 0.29942 | 0.29119 | 0.2902 | 0 | 0 | 0 | 0 | 0 | 0 | 48.6436 | 48.0557 | 47.563 | 47.2044 | 47.3436 | 46.9616 | 46.4916 | 46.9441 | 48.1852 | 51.645 | 55.5122 | 58.2771 | 60.0341 | 60.8836 | 61.4588 | 61.9528 | 61.937 | 61.0071 | 58.8397 | 56.3132 | 54.752 | 53.4496 | 52.3919 | 51.033 | 0.24396 | 0.22712 | 0.2232 | 0.22269 | 0.24098 | 0.27869 | 0.3657 | 0.39426 | 0.40065 | 0.38524 | 0.38146 | 0.40696 | 0.47006 | 0.54539 | 0.60123 | 0.6327 | 0.65261 | 0.60926 | 0.54517 | 0.43698 | 0.39784 | 0.34888 | 0.28287 | 0.22559
Portfolio Adjusted1-in-2Size: 20 kW to 199.99 kWOther2019March Monthly Peak | Portfolio Adjusted | 1-in-2 | Size: 20 kW to 199.99 kW | Other | 2019 | March Monthly Peak | 3 | 12.1246 | 11.6132 | 11.4041 | 11.4127 | 11.9277 | 13.1834 | 14.9924 | 16.1719 | 17.9519 | 19.0279 | 19.7279 | 20.1172 | 20.2506 | 20.5145 | 20.5619 | 20.3023 | 19.7129 | 18.8654 | 18.2988 | 18.6651 | 17.9125 | 16.5606 | 14.6977 | 13.2177 | 0 | 0 | 0 | 0 | 0 | 0 | 0 | 0 | 0 | 0 | 0 | 0 | 0 | 0 | 0.30843 | 0.30453 | 0.29569 | 0.28298 | 0 | 0 | 0 | 0 | 0 | 0 | 50.4007 | 49.6612 | 48.8694 | 48.299 | 47.7345 | 47.3584 | 46.9462 | 46.9385 | 49.1251 | 52.1205 | 55.0049 | 57.5337 | 59.848 | 61.2883 | 62.2265 | 62.8879 | 62.6641 | 61.874 | 59.7577 | 56.7832 | 54.6529 | 53.0762 | 51.6825 | 50.5845 | 0.24453 | 0.22766 | 0.22372 | 0.22322 | 0.24154 | 0.27935 | 0.36656 | 0.39519 | 0.40159 | 0.38615 | 0.38236 | 0.40792 | 0.47117 | 0.54668 | 0.60265 | 0.63419 | 0.65415 | 0.6107 | 0.54646 | 0.43801 | 0.39878 | 0.3497 | 0.28354 | 0.22612
Portfolio Adjusted1-in-2Size: 20 kW to 199.99 kWOther2019April Monthly Peak | Portfolio Adjusted | 1-in-2 | Size: 20 kW to 199.99 kW | Other | 2019 | April Monthly Peak | 4 | 12.4794 | 11.8683 | 11.5792 | 11.5057 | 12.0055 | 13.1711 | 14.4029 | 16.0121 | 18.5678 | 20.5324 | 22.1129 | 23.281 | 24.0185 | 24.7309 | 25.0424 | 24.8224 | 23.9225 | 22.2296 | 20.5439 | 20.3594 | 19.7175 | 17.9335 | 15.6543 | 13.8776 | 0 | 0 | 0 | 0 | 0 | 0 | 0 | 0 | 0 | 0 | 0 | 0 | 0 | 0 | 0.37564 | 0.37234 | 0.35884 | 0.33344 | 0 | 0 | 0 | 0 | 0 | 0 | 63.2934 | 62.0412 | 60.8927 | 59.8012 | 58.846 | 58.0267 | 57.3693 | 57.25 | 59.5772 | 63.9111 | 69.4021 | 74.1151 | 77.4449 | 79.3775 | 80.6172 | 81.3042 | 81.3423 | 80.8509 | 79.8824 | 77.893 | 74.2368 | 71.2529 | 68.8022 | 66.6668 | 0.24361 | 0.2268 | 0.22288 | 0.22238 | 0.24063 | 0.2783 | 0.36518 | 0.3937 | 0.40008 | 0.3847 | 0.38092 | 0.40638 | 0.46939 | 0.54462 | 0.60038 | 0.6318 | 0.65169 | 0.6084 | 0.5444 | 0.43636 | 0.39728 | 0.34839 | 0.28247 | 0.22527
Portfolio Adjusted1-in-2Size: 20 kW to 199.99 kWOther2019May Monthly Peak | Portfolio Adjusted | 1-in-2 | Size: 20 kW to 199.99 kW | Other | 2019 | May Monthly Peak | 5 | 12.7379 | 12.0891 | 11.7594 | 11.6566 | 12.1389 | 13.1925 | 14.1236 | 16.4252 | 19.4363 | 21.7455 | 23.5747 | 24.8283 | 25.5494 | 26.2027 | 26.4327 | 26.1497 | 25.2168 | 23.4892 | 21.5929 | 20.6683 | 20.45 | 18.6212 | 16.1941 | 14.2875 | 0 | 0 | 0 | 0 | 0 | 0 | 0 | 0 | 0 | 0 | 0 | 0 | 0 | 0 | 0.39649 | 0.39225 | 0.37825 | 0.35234 | 0 | 0 | 0 | 0 | 0 | 0 | 65.5805 | 64.2622 | 63.0895 | 61.902 | 60.9206 | 59.8518 | 58.7912 | 59.8902 | 63.9737 | 68.5378 | 72.7523 | 76.5535 | 79.707 | 82.0836 | 83.6538 | 84.5117 | 84.5969 | 83.9826 | 82.6175 | 80.5671 | 76.7428 | 73.1656 | 70.7754 | 68.6762 | 0.24331 | 0.22652 | 0.22261 | 0.2221 | 0.24034 | 0.27795 | 0.36473 | 0.39321 | 0.39959 | 0.38422 | 0.38045 | 0.40588 | 0.46881 | 0.54395 | 0.59963 | 0.63102 | 0.65088 | 0.60765 | 0.54373 | 0.43582 | 0.39678 | 0.34796 | 0.28212 | 0.22499
Portfolio Adjusted1-in-2Size: 20 kW to 199.99 kWOther2019June Monthly Peak | Portfolio Adjusted | 1-in-2 | Size: 20 kW to 199.99 kW | Other | 2019 | June Monthly Peak | 6 | 13.6465 | 12.8976 | 12.5166 | 12.3693 | 12.8596 | 13.7716 | 14.9166 | 17.587 | 20.6661 | 23.1827 | 25.2032 | 26.5794 | 27.4 | 28.0963 | 28.3831 | 28.118 | 27.2557 | 25.4716 | 23.4149 | 22.0682 | 21.7203 | 19.9753 | 17.3424 | 15.2995 | 0 | 0 | 0 | 0 | 0 | 0 | 0 | 0 | 0 | 0 | 0 | 0 | 0 | 0 | 0.42575 | 0.42177 | 0.40884 | 0.38207 | 0 | 0 | 0 | 0 | 0 | 0 | 68.2496 | 66.5917 | 65.3083 | 64.2965 | 63.0236 | 62.0401 | 61.3239 | 62.3163 | 66.3139 | 70.9439 | 75.38 | 79.2802 | 82.3812 | 84.4482 | 85.6987 | 86.3116 | 86.5669 | 86.2099 | 85.0011 | 83.0153 | 80.0997 | 76.3283 | 73.4261 | 71.341 | 0.24329 | 0.2265 | 0.22259 | 0.22208 | 0.24032 | 0.27793 | 0.36469 | 0.39318 | 0.39955 | 0.38419 | 0.38041 | 0.40585 | 0.46877 | 0.5439 | 0.59958 | 0.63097 | 0.65082 | 0.60759 | 0.54368 | 0.43579 | 0.39675 | 0.34792 | 0.28209 | 0.22497
Portfolio Adjusted1-in-2Size: 20 kW to 199.99 kWOther2019July Monthly Peak | Portfolio Adjusted | 1-in-2 | Size: 20 kW to 199.99 kW | Other | 2019 | July Monthly Peak | 7 | 14.5912 | 13.7559 | 13.3201 | 13.1828 | 13.7196 | 14.9173 | 16.153 | 18.9534 | 22.2104 | 24.7978 | 26.8671 | 28.2733 | 29.0599 | 29.6779 | 29.895 | 29.5723 | 28.6623 | 26.8262 | 24.6897 | 23.2931 | 22.9508 | 21.144 | 18.3499 | 16.1948 | 0 | 0 | 0 | 0 | 0 | 0 | 0 | 0 | 0 | 0 | 0 | 0 | 0 | 0 | 0.44843 | 0.44359 | 0.42993 | 0.40239 | 0 | 0 | 0 | 0 | 0 | 0 | 71.6449 | 70.678 | 69.6384 | 68.532 | 67.3918 | 66.6268 | 65.9427 | 66.3006 | 69.3365 | 73.9208 | 78.3267 | 81.9143 | 84.8167 | 87.2325 | 89.0054 | 89.9017 | 90.0362 | 89.3185 | 87.9108 | 86.3507 | 83.226 | 79.3779 | 76.7297 | 75.003 | 0.24285 | 0.22609 | 0.22218 | 0.22168 | 0.23988 | 0.27742 | 0.36403 | 0.39246 | 0.39883 | 0.38349 | 0.37972 | 0.40511 | 0.46792 | 0.54291 | 0.59849 | 0.62982 | 0.64964 | 0.60649 | 0.54269 | 0.435 | 0.39603 | 0.34729 | 0.28158 | 0.22456
Portfolio Adjusted1-in-2Size: 20 kW to 199.99 kWOther2019August Monthly Peak | Portfolio Adjusted | 1-in-2 | Size: 20 kW to 199.99 kW | Other | 2019 | August Monthly Peak | 8 | 14.5922 | 13.7486 | 13.3094 | 13.1766 | 13.7075 | 15.0824 | 16.4576 | 19.0068 | 22.5916 | 25.5639 | 27.9657 | 29.5637 | 30.4105 | 31.0806 | 31.2868 | 30.9073 | 29.8575 | 27.8484 | 25.378 | 24.2094 | 23.5939 | 21.4092 | 18.526 | 16.3095 | 0 | 0 | 0 | 0 | 0 | 0 | 0 | 0 | 0 | 0 | 0 | 0 | 0 | 0 | 0.4693 | 0.46361 | 0.44786 | 0.41773 | 0 | 0 | 0 | 0 | 0 | 0 | 73.9062 | 72.6103 | 71.2249 | 70.0245 | 68.9934 | 68.0295 | 67.2525 | 66.9723 | 70.157 | 75.9357 | 81.1707 | 85.0467 | 88.4072 | 90.8919 | 92.0964 | 92.7004 | 92.6016 | 91.8401 | 90.2747 | 87.8817 | 84.3197 | 81.0769 | 78.7288 | 76.9734 | 0.24498 | 0.22807 | 0.22413 | 0.22362 | 0.24198 | 0.27986 | 0.36723 | 0.39591 | 0.40233 | 0.38685 | 0.38305 | 0.40866 | 0.47203 | 0.54768 | 0.60374 | 0.63535 | 0.65534 | 0.61181 | 0.54745 | 0.43881 | 0.3995 | 0.35034 | 0.28405 | 0.22653
Portfolio Adjusted1-in-2Size: 20 kW to 199.99 kWOther2019September Monthly Peak | Portfolio Adjusted | 1-in-2 | Size: 20 kW to 199.99 kW | Other | 2019 | September Monthly Peak | 9 | 13.7672 | 13.0418 | 12.6569 | 12.5596 | 13.0806 | 14.3776 | 16.0854 | 17.8576 | 21.0278 | 23.6347 | 25.7507 | 27.2001 | 28.0561 | 28.7585 | 28.9971 | 28.6058 | 27.5329 | 25.4851 | 23.376 | 23.0886 | 21.7626 | 19.7184 | 17.146 | 15.174 | 0 | 0 | 0 | 0 | 0 | 0 | 0 | 0 | 0 | 0 | 0 | 0 | 0 | 0 | 0.43496 | 0.42909 | 0.41299 | 0.38228 | 0 | 0 | 0 | 0 | 0 | 0 | 68.4884 | 67.2577 | 65.9549 | 64.6348 | 63.6626 | 62.6543 | 62.162 | 61.7975 | 63.9377 | 69.4962 | 75.8422 | 81.628 | 85.3599 | 87.5981 | 88.7073 | 89.4881 | 89.423 | 88.6775 | 86.8683 | 83.6352 | 79.7278 | 76.9429 | 74.8079 | 73.483 | 0.24316 | 0.22638 | 0.22246 | 0.22196 | 0.24019 | 0.27778 | 0.3645 | 0.39296 | 0.39934 | 0.38398 | 0.38021 | 0.40563 | 0.46852 | 0.54361 | 0.59926 | 0.63062 | 0.65047 | 0.60726 | 0.54339 | 0.43555 | 0.39653 | 0.34774 | 0.28194 | 0.22485
Portfolio Adjusted1-in-2Size: 20 kW to 199.99 kWOther2019October Monthly Peak | Portfolio Adjusted | 1-in-2 | Size: 20 kW to 199.99 kW | Other | 2019 | October Monthly Peak | 10 | 13.0802 | 12.4143 | 12.065 | 11.9745 | 12.4761 | 13.7502 | 15.6333 | 17.0461 | 19.6783 | 22.1339 | 24.3008 | 25.8511 | 26.8385 | 27.6764 | 27.9763 | 27.5617 | 26.4304 | 24.4037 | 23.2609 | 22.4422 | 20.8705 | 18.8946 | 16.4454 | 14.5243 | 0 | 0 | 0 | 0 | 0 | 0 | 0 | 0 | 0 | 0 | 0 | 0 | 0 | 0 | 0.41964 | 0.41342 | 0.39646 | 0.36606 | 0 | 0 | 0 | 0 | 0 | 0 | 67.9997 | 67.235 | 66.0225 | 65.2314 | 64.2942 | 63.7009 | 63.0344 | 62.563 | 63.4697 | 68.1652 | 74.4808 | 79.8578 | 83.3775 | 85.6855 | 87.0046 | 87.3347 | 86.8485 | 85.7544 | 83.5469 | 79.8464 | 75.57 | 72.4747 | 70.1893 | 68.2582 | 0.24401 | 0.22716 | 0.22324 | 0.22274 | 0.24102 | 0.27874 | 0.36577 | 0.39433 | 0.40073 | 0.38532 | 0.38153 | 0.40704 | 0.47015 | 0.5455 | 0.60134 | 0.63282 | 0.65274 | 0.60938 | 0.54528 | 0.43707 | 0.39792 | 0.34895 | 0.28292 | 0.22563
Portfolio Adjusted1-in-2Size: 20 kW to 199.99 kWOther2019November Monthly Peak | Portfolio Adjusted | 1-in-2 | Size: 20 kW to 199.99 kW | Other | 2019 | November Monthly Peak | 11 | 11.9222 | 11.44 | 11.2297 | 11.2945 | 11.8249 | 13.0854 | 14.3047 | 15.7043 | 17.8795 | 19.419 | 20.684 | 21.5191 | 21.9562 | 22.3567 | 22.3281 | 21.7335 | 21.0941 | 21.0342 | 19.8041 | 18.742 | 17.7073 | 16.2857 | 14.4752 | 12.9892 | 0 | 0 | 0 | 0 | 0 | 0 | 0 | 0 | 0 | 0 | 0 | 0 | 0 | 0 | 0.33492 | 0.326 | 0.31641 | 0.31551 | 0 | 0 | 0 | 0 | 0 | 0 | 55.6774 | 54.8916 | 53.7648 | 52.7507 | 51.9373 | 51.4784 | 50.8168 | 50.8323 | 54.2749 | 60.2993 | 66.8665 | 71.8673 | 75.124 | 76.7539 | 77.6143 | 77.5147 | 75.8318 | 72.2199 | 67.801 | 64.5602 | 62.1546 | 60.1239 | 59.1673 | 57.962 | 0.24458 | 0.2277 | 0.22376 | 0.22326 | 0.24159 | 0.2794 | 0.36662 | 0.39526 | 0.40167 | 0.38622 | 0.38243 | 0.40799 | 0.47126 | 0.54678 | 0.60276 | 0.63431 | 0.65427 | 0.61081 | 0.54656 | 0.43809 | 0.39885 | 0.34977 | 0.28359 | 0.22616
Portfolio Adjusted1-in-2Size: 20 kW to 199.99 kWOther2019December Monthly Peak | Portfolio Adjusted | 1-in-2 | Size: 20 kW to 199.99 kW | Other | 2019 | December Monthly Peak | 12 | 12.5585 | 12.1211 | 11.9761 | 12.0394 | 12.6152 | 13.9698 | 15.9366 | 17.191 | 18.873 | 19.593 | 19.8011 | 19.5485 | 19.0108 | 18.6498 | 18.1906 | 17.7052 | 18.0302 | 19.0454 | 18.3344 | 17.8884 | 17.1884 | 16.2019 | 14.794 | 13.5392 | 0 | 0 | 0 | 0 | 0 | 0 | 0 | 0 | 0 | 0 | 0 | 0 | 0 | 0 | 0.27286 | 0.26558 | 0.27045 | 0.28568 | 0 | 0 | 0 | 0 | 0 | 0 | 42.9317 | 42.4621 | 41.6209 | 40.8783 | 40.1482 | 39.5922 | 39.5735 | 39.5746 | 39.9814 | 42.7243 | 45.4146 | 47.4262 | 48.7582 | 49.5836 | 50.3028 | 50.5288 | 50.1662 | 48.6951 | 46.8807 | 45.5537 | 44.5967 | 43.7186 | 42.8289 | 41.9232 | 0.25165 | 0.23428 | 0.23023 | 0.22971 | 0.24857 | 0.28747 | 0.37722 | 0.40668 | 0.41327 | 0.39738 | 0.39348 | 0.41978 | 0.48487 | 0.56258 | 0.62017 | 0.65264 | 0.67317 | 0.62846 | 0.56235 | 0.45075 | 0.41038 | 0.35987 | 0.29178 | 0.2327
Portfolio Adjusted1-in-2Size: 20 kW to 199.99 kWOther2019Typical Event Day | Portfolio Adjusted | 1-in-2 | Size: 20 kW to 199.99 kW | Other | 2019 | Typical Event Day | 8 | 14.1479 | 13.3512 | 12.9426 | 12.823 | 13.3428 | 14.674 | 15.9824 | 18.3242 | 21.6182 | 24.3442 | 26.5651 | 28.0635 | 28.8857 | 29.5517 | 29.7666 | 29.401 | 28.3965 | 26.4543 | 24.1936 | 23.1214 | 22.6296 | 20.5919 | 17.8552 | 15.7454 | 0 | 0 | 0 | 0 | 0 | 0 | 0 | 0 | 0 | 0 | 0 | 0 | 0 | 0 | 0.4465 | 0.44102 | 0.42595 | 0.39681 | 0 | 0 | 0 | 0 | 0 | 0 | 70.5723 | 69.2844 | 68.0316 | 66.872 | 65.7678 | 64.8377 | 64.1703 | 64.3467 | 67.4363 | 72.5742 | 77.6799 | 81.9673 | 85.2413 | 87.5427 | 88.877 | 89.6004 | 89.6569 | 89.0115 | 87.5137 | 85.2207 | 81.8433 | 78.4315 | 75.9231 | 74.2001 | 0.2432 | 0.22641 | 0.2225 | 0.222 | 0.24023 | 0.27782 | 0.36456 | 0.39303 | 0.3994 | 0.38404 | 0.38027 | 0.40569 | 0.4686 | 0.54369 | 0.59935 | 0.63073 | 0.65058 | 0.60736 | 0.54348 | 0.43562 | 0.3966 | 0.34779 | 0.28199 | 0.22489
Portfolio Adjusted1-in-2Size: 20 kW to 199.99 kWOther2020January Monthly Peak | Portfolio Adjusted | 1-in-2 | Size: 20 kW to 199.99 kW | Other | 2020 | January Monthly Peak | 1 | 12.2533 | 11.9175 | 11.7935 | 11.8861 | 12.4884 | 13.8279 | 15.9133 | 17.031 | 18.6917 | 19.4858 | 19.7985 | 19.7929 | 19.5458 | 19.501 | 19.2158 | 18.8359 | 18.5221 | 19.3622 | 18.7811 | 18.1316 | 17.3527 | 16.1853 | 14.537 | 13.2504 | 0 | 0 | 0 | 0 | 0 | 0 | 0 | 0 | 0 | 0 | 0 | 0 | 0 | 0 | 0.28824 | 0.28254 | 0.27783 | 0.29043 | 0 | 0 | 0 | 0 | 0 | 0 | 46.5379 | 46.1217 | 45.9245 | 45.5649 | 45.2717 | 45.1197 | 45.0506 | 44.7659 | 45.0262 | 46.8094 | 49.096 | 51.1821 | 52.8033 | 53.7554 | 54.3215 | 54.2183 | 53.9763 | 53.0535 | 51.3263 | 50.0388 | 49.2272 | 48.7289 | 47.9214 | 47.1692 | 0.24752 | 0.23043 | 0.22645 | 0.22594 | 0.24449 | 0.28276 | 0.37103 | 0.40001 | 0.40649 | 0.39086 | 0.38702 | 0.4129 | 0.47692 | 0.55335 | 0.61 | 0.64193 | 0.66213 | 0.61815 | 0.55312 | 0.44336 | 0.40364 | 0.35397 | 0.28699 | 0.22888
Portfolio Adjusted1-in-2Size: 20 kW to 199.99 kWOther2020February Monthly Peak | Portfolio Adjusted | 1-in-2 | Size: 20 kW to 199.99 kW | Other | 2020 | February Monthly Peak | 2 | 12.0172 | 11.6402 | 11.4708 | 11.5344 | 12.0932 | 13.3976 | 15.1006 | 16.2218 | 18.158 | 19.2171 | 19.8584 | 20.1858 | 20.272 | 20.4583 | 20.3276 | 19.961 | 19.4128 | 19.3469 | 19.3185 | 18.4583 | 17.5458 | 16.2314 | 14.4521 | 13.0437 | 0 | 0 | 0 | 0 | 0 | 0 | 0 | 0 | 0 | 0 | 0 | 0 | 0 | 0 | 0.30491 | 0.29942 | 0.29119 | 0.2902 | 0 | 0 | 0 | 0 | 0 | 0 | 48.6436 | 48.0557 | 47.563 | 47.2044 | 47.3436 | 46.9616 | 46.4916 | 46.9441 | 48.1852 | 51.645 | 55.5122 | 58.2771 | 60.0341 | 60.8836 | 61.4588 | 61.9528 | 61.937 | 61.0071 | 58.8397 | 56.3132 | 54.752 | 53.4496 | 52.3919 | 51.033 | 0.24396 | 0.22712 | 0.2232 | 0.22269 | 0.24098 | 0.27869 | 0.3657 | 0.39426 | 0.40065 | 0.38524 | 0.38146 | 0.40696 | 0.47006 | 0.54539 | 0.60123 | 0.6327 | 0.65261 | 0.60926 | 0.54517 | 0.43698 | 0.39784 | 0.34888 | 0.28287 | 0.22559
Portfolio Adjusted1-in-2Size: 20 kW to 199.99 kWOther2020March Monthly Peak | Portfolio Adjusted | 1-in-2 | Size: 20 kW to 199.99 kW | Other | 2020 | March Monthly Peak | 3 | 12.1246 | 11.6132 | 11.4041 | 11.4127 | 11.9277 | 13.1834 | 14.9924 | 16.1719 | 17.9519 | 19.0279 | 19.7279 | 20.1172 | 20.2506 | 20.5145 | 20.5619 | 20.3023 | 19.7129 | 18.8654 | 18.2988 | 18.6651 | 17.9125 | 16.5606 | 14.6977 | 13.2177 | 0 | 0 | 0 | 0 | 0 | 0 | 0 | 0 | 0 | 0 | 0 | 0 | 0 | 0 | 0.30843 | 0.30453 | 0.29569 | 0.28298 | 0 | 0 | 0 | 0 | 0 | 0 | 50.4007 | 49.6612 | 48.8694 | 48.299 | 47.7345 | 47.3584 | 46.9462 | 46.9385 | 49.1251 | 52.1205 | 55.0049 | 57.5337 | 59.848 | 61.2883 | 62.2265 | 62.8879 | 62.6641 | 61.874 | 59.7577 | 56.7832 | 54.6529 | 53.0762 | 51.6825 | 50.5845 | 0.24453 | 0.22766 | 0.22372 | 0.22322 | 0.24154 | 0.27935 | 0.36656 | 0.39519 | 0.40159 | 0.38615 | 0.38236 | 0.40792 | 0.47117 | 0.54668 | 0.60265 | 0.63419 | 0.65415 | 0.6107 | 0.54646 | 0.43801 | 0.39878 | 0.3497 | 0.28354 | 0.22612
Portfolio Adjusted1-in-2Size: 20 kW to 199.99 kWOther2020April Monthly Peak | Portfolio Adjusted | 1-in-2 | Size: 20 kW to 199.99 kW | Other | 2020 | April Monthly Peak | 4 | 12.4794 | 11.8683 | 11.5792 | 11.5057 | 12.0055 | 13.1711 | 14.4029 | 16.0121 | 18.5678 | 20.5324 | 22.1129 | 23.281 | 24.0185 | 24.7309 | 25.0424 | 24.8224 | 23.9225 | 22.2296 | 20.5439 | 20.3594 | 19.7175 | 17.9335 | 15.6543 | 13.8776 | 0 | 0 | 0 | 0 | 0 | 0 | 0 | 0 | 0 | 0 | 0 | 0 | 0 | 0 | 0.37564 | 0.37234 | 0.35884 | 0.33344 | 0 | 0 | 0 | 0 | 0 | 0 | 63.2934 | 62.0412 | 60.8927 | 59.8012 | 58.846 | 58.0267 | 57.3693 | 57.25 | 59.5772 | 63.9111 | 69.4021 | 74.1151 | 77.4449 | 79.3775 | 80.6172 | 81.3042 | 81.3423 | 80.8509 | 79.8824 | 77.893 | 74.2368 | 71.2529 | 68.8022 | 66.6668 | 0.24361 | 0.2268 | 0.22288 | 0.22238 | 0.24063 | 0.2783 | 0.36518 | 0.3937 | 0.40008 | 0.3847 | 0.38092 | 0.40638 | 0.46939 | 0.54462 | 0.60038 | 0.6318 | 0.65169 | 0.6084 | 0.5444 | 0.43636 | 0.39728 | 0.34839 | 0.28247 | 0.22527
Portfolio Adjusted1-in-2Size: 20 kW to 199.99 kWOther2020May Monthly Peak | Portfolio Adjusted | 1-in-2 | Size: 20 kW to 199.99 kW | Other | 2020 | May Monthly Peak | 5 | 12.7379 | 12.0891 | 11.7594 | 11.6566 | 12.1389 | 13.1925 | 14.1236 | 16.4252 | 19.4363 | 21.7455 | 23.5747 | 24.8283 | 25.5494 | 26.2027 | 26.4327 | 26.1497 | 25.2168 | 23.4892 | 21.5929 | 20.6683 | 20.45 | 18.6212 | 16.1941 | 14.2875 | 0 | 0 | 0 | 0 | 0 | 0 | 0 | 0 | 0 | 0 | 0 | 0 | 0 | 0 | 0.39649 | 0.39225 | 0.37825 | 0.35234 | 0 | 0 | 0 | 0 | 0 | 0 | 65.5805 | 64.2622 | 63.0895 | 61.902 | 60.9206 | 59.8518 | 58.7913 | 59.8902 | 63.9737 | 68.5378 | 72.7523 | 76.5535 | 79.707 | 82.0836 | 83.6538 | 84.5117 | 84.5969 | 83.9826 | 82.6175 | 80.5671 | 76.7428 | 73.1656 | 70.7754 | 68.6762 | 0.24331 | 0.22652 | 0.22261 | 0.2221 | 0.24034 | 0.27795 | 0.36473 | 0.39321 | 0.39959 | 0.38422 | 0.38045 | 0.40588 | 0.46881 | 0.54395 | 0.59963 | 0.63102 | 0.65088 | 0.60765 | 0.54373 | 0.43582 | 0.39678 | 0.34796 | 0.28212 | 0.22499
Portfolio Adjusted1-in-2Size: 20 kW to 199.99 kWOther2020June Monthly Peak | Portfolio Adjusted | 1-in-2 | Size: 20 kW to 199.99 kW | Other | 2020 | June Monthly Peak | 6 | 13.6465 | 12.8976 | 12.5166 | 12.3693 | 12.8596 | 13.7716 | 14.9166 | 17.587 | 20.6661 | 23.1827 | 25.2032 | 26.5794 | 27.4 | 28.0963 | 28.3831 | 28.118 | 27.2557 | 25.4716 | 23.4149 | 22.0682 | 21.7203 | 19.9753 | 17.3424 | 15.2995 | 0 | 0 | 0 | 0 | 0 | 0 | 0 | 0 | 0 | 0 | 0 | 0 | 0 | 0 | 0.42575 | 0.42177 | 0.40884 | 0.38207 | 0 | 0 | 0 | 0 | 0 | 0 | 68.2496 | 66.5917 | 65.3083 | 64.2965 | 63.0236 | 62.0401 | 61.3239 | 62.3163 | 66.3139 | 70.9439 | 75.38 | 79.2802 | 82.3812 | 84.4482 | 85.6987 | 86.3116 | 86.5669 | 86.2099 | 85.0011 | 83.0153 | 80.0997 | 76.3283 | 73.4261 | 71.341 | 0.24329 | 0.2265 | 0.22259 | 0.22208 | 0.24032 | 0.27793 | 0.36469 | 0.39318 | 0.39955 | 0.38419 | 0.38041 | 0.40585 | 0.46877 | 0.5439 | 0.59958 | 0.63097 | 0.65082 | 0.60759 | 0.54368 | 0.43579 | 0.39675 | 0.34792 | 0.28209 | 0.22497
Portfolio Adjusted1-in-2Size: 20 kW to 199.99 kWOther2020July Monthly Peak | Portfolio Adjusted | 1-in-2 | Size: 20 kW to 199.99 kW | Other | 2020 | July Monthly Peak | 7 | 14.5912 | 13.7559 | 13.3201 | 13.1828 | 13.7196 | 14.9173 | 16.153 | 18.9534 | 22.2104 | 24.7978 | 26.8671 | 28.2733 | 29.0599 | 29.6779 | 29.895 | 29.5723 | 28.6623 | 26.8262 | 24.6897 | 23.2931 | 22.9508 | 21.144 | 18.3499 | 16.1948 | 0 | 0 | 0 | 0 | 0 | 0 | 0 | 0 | 0 | 0 | 0 | 0 | 0 | 0 | 0.44843 | 0.44359 | 0.42993 | 0.40239 | 0 | 0 | 0 | 0 | 0 | 0 | 71.6449 | 70.678 | 69.6384 | 68.532 | 67.3918 | 66.6268 | 65.9427 | 66.3006 | 69.3364 | 73.9208 | 78.3267 | 81.9143 | 84.8167 | 87.2325 | 89.0054 | 89.9017 | 90.0362 | 89.3185 | 87.9108 | 86.3507 | 83.226 | 79.3779 | 76.7297 | 75.003 | 0.24285 | 0.22609 | 0.22218 | 0.22168 | 0.23988 | 0.27742 | 0.36403 | 0.39246 | 0.39883 | 0.38349 | 0.37972 | 0.40511 | 0.46792 | 0.54291 | 0.59849 | 0.62982 | 0.64964 | 0.60649 | 0.54269 | 0.435 | 0.39603 | 0.34729 | 0.28158 | 0.22456
Portfolio Adjusted1-in-2Size: 20 kW to 199.99 kWOther2020August Monthly Peak | Portfolio Adjusted | 1-in-2 | Size: 20 kW to 199.99 kW | Other | 2020 | August Monthly Peak | 8 | 14.5922 | 13.7486 | 13.3094 | 13.1766 | 13.7075 | 15.0824 | 16.4576 | 19.0068 | 22.5916 | 25.5639 | 27.9657 | 29.5637 | 30.4105 | 31.0806 | 31.2868 | 30.9073 | 29.8575 | 27.8484 | 25.378 | 24.2094 | 23.5939 | 21.4092 | 18.526 | 16.3095 | 0 | 0 | 0 | 0 | 0 | 0 | 0 | 0 | 0 | 0 | 0 | 0 | 0 | 0 | 0.4693 | 0.46361 | 0.44786 | 0.41773 | 0 | 0 | 0 | 0 | 0 | 0 | 73.9062 | 72.6103 | 71.225 | 70.0245 | 68.9934 | 68.0295 | 67.2525 | 66.9723 | 70.157 | 75.9357 | 81.1707 | 85.0467 | 88.4072 | 90.8919 | 92.0964 | 92.7004 | 92.6016 | 91.8401 | 90.2747 | 87.8817 | 84.3197 | 81.0769 | 78.7288 | 76.9734 | 0.24498 | 0.22807 | 0.22413 | 0.22362 | 0.24198 | 0.27986 | 0.36723 | 0.39591 | 0.40233 | 0.38685 | 0.38305 | 0.40866 | 0.47203 | 0.54768 | 0.60374 | 0.63535 | 0.65534 | 0.61181 | 0.54745 | 0.43881 | 0.3995 | 0.35034 | 0.28405 | 0.22653
Portfolio Adjusted1-in-2Size: 20 kW to 199.99 kWOther2020September Monthly Peak | Portfolio Adjusted | 1-in-2 | Size: 20 kW to 199.99 kW | Other | 2020 | September Monthly Peak | 9 | 13.7672 | 13.0418 | 12.6569 | 12.5596 | 13.0806 | 14.3776 | 16.0854 | 17.8576 | 21.0278 | 23.6347 | 25.7507 | 27.2001 | 28.0561 | 28.7585 | 28.9971 | 28.6058 | 27.5329 | 25.4851 | 23.376 | 23.0886 | 21.7626 | 19.7184 | 17.146 | 15.174 | 0 | 0 | 0 | 0 | 0 | 0 | 0 | 0 | 0 | 0 | 0 | 0 | 0 | 0 | 0.43496 | 0.42909 | 0.41299 | 0.38228 | 0 | 0 | 0 | 0 | 0 | 0 | 68.4884 | 67.2577 | 65.9549 | 64.6348 | 63.6626 | 62.6543 | 62.162 | 61.7975 | 63.9377 | 69.4962 | 75.8422 | 81.628 | 85.3599 | 87.5981 | 88.7073 | 89.4881 | 89.423 | 88.6775 | 86.8683 | 83.6352 | 79.7278 | 76.9429 | 74.8079 | 73.483 | 0.24316 | 0.22638 | 0.22246 | 0.22196 | 0.24019 | 0.27778 | 0.3645 | 0.39296 | 0.39934 | 0.38398 | 0.38021 | 0.40563 | 0.46852 | 0.54361 | 0.59926 | 0.63062 | 0.65047 | 0.60726 | 0.54339 | 0.43555 | 0.39653 | 0.34774 | 0.28194 | 0.22485
Portfolio Adjusted1-in-2Size: 20 kW to 199.99 kWOther2020October Monthly Peak | Portfolio Adjusted | 1-in-2 | Size: 20 kW to 199.99 kW | Other | 2020 | October Monthly Peak | 10 | 13.0802 | 12.4143 | 12.065 | 11.9745 | 12.4761 | 13.7502 | 15.6333 | 17.0461 | 19.6783 | 22.1339 | 24.3008 | 25.8511 | 26.8385 | 27.6764 | 27.9763 | 27.5617 | 26.4304 | 24.4037 | 23.2609 | 22.4422 | 20.8705 | 18.8946 | 16.4454 | 14.5243 | 0 | 0 | 0 | 0 | 0 | 0 | 0 | 0 | 0 | 0 | 0 | 0 | 0 | 0 | 0.41964 | 0.41342 | 0.39646 | 0.36606 | 0 | 0 | 0 | 0 | 0 | 0 | 67.9997 | 67.235 | 66.0225 | 65.2314 | 64.2942 | 63.7009 | 63.0344 | 62.563 | 63.4697 | 68.1652 | 74.4808 | 79.8578 | 83.3775 | 85.6855 | 87.0047 | 87.3347 | 86.8485 | 85.7544 | 83.5469 | 79.8464 | 75.57 | 72.4747 | 70.1893 | 68.2582 | 0.24401 | 0.22716 | 0.22324 | 0.22274 | 0.24102 | 0.27874 | 0.36577 | 0.39433 | 0.40073 | 0.38532 | 0.38153 | 0.40704 | 0.47015 | 0.5455 | 0.60134 | 0.63282 | 0.65274 | 0.60938 | 0.54528 | 0.43707 | 0.39792 | 0.34895 | 0.28292 | 0.22563
Portfolio Adjusted1-in-2Size: 20 kW to 199.99 kWOther2020November Monthly Peak | Portfolio Adjusted | 1-in-2 | Size: 20 kW to 199.99 kW | Other | 2020 | November Monthly Peak | 11 | 11.9222 | 11.44 | 11.2297 | 11.2945 | 11.8249 | 13.0854 | 14.3047 | 15.7043 | 17.8795 | 19.419 | 20.684 | 21.5191 | 21.9562 | 22.3567 | 22.328 | 21.7335 | 21.0941 | 21.0342 | 19.8041 | 18.742 | 17.7073 | 16.2857 | 14.4752 | 12.9892 | 0 | 0 | 0 | 0 | 0 | 0 | 0 | 0 | 0 | 0 | 0 | 0 | 0 | 0 | 0.33492 | 0.326 | 0.31641 | 0.31551 | 0 | 0 | 0 | 0 | 0 | 0 | 55.6774 | 54.8916 | 53.7648 | 52.7507 | 51.9373 | 51.4784 | 50.8168 | 50.8323 | 54.2749 | 60.2993 | 66.8665 | 71.8673 | 75.124 | 76.7539 | 77.6143 | 77.5147 | 75.8318 | 72.2199 | 67.801 | 64.5602 | 62.1546 | 60.1239 | 59.1673 | 57.962 | 0.24458 | 0.2277 | 0.22376 | 0.22326 | 0.24159 | 0.2794 | 0.36662 | 0.39526 | 0.40167 | 0.38622 | 0.38243 | 0.40799 | 0.47126 | 0.54678 | 0.60276 | 0.63431 | 0.65427 | 0.61081 | 0.54656 | 0.43809 | 0.39885 | 0.34977 | 0.28359 | 0.22616
Portfolio Adjusted1-in-2Size: 20 kW to 199.99 kWOther2020December Monthly Peak | Portfolio Adjusted | 1-in-2 | Size: 20 kW to 199.99 kW | Other | 2020 | December Monthly Peak | 12 | 12.5585 | 12.1211 | 11.9761 | 12.0394 | 12.6152 | 13.9698 | 15.9366 | 17.191 | 18.873 | 19.593 | 19.8011 | 19.5485 | 19.0108 | 18.6498 | 18.1906 | 17.7052 | 18.0302 | 19.0454 | 18.3344 | 17.8884 | 17.1884 | 16.2019 | 14.794 | 13.5392 | 0 | 0 | 0 | 0 | 0 | 0 | 0 | 0 | 0 | 0 | 0 | 0 | 0 | 0 | 0.27286 | 0.26558 | 0.27045 | 0.28568 | 0 | 0 | 0 | 0 | 0 | 0 | 42.9317 | 42.4621 | 41.6209 | 40.8783 | 40.1482 | 39.5922 | 39.5735 | 39.5746 | 39.9814 | 42.7243 | 45.4146 | 47.4262 | 48.7582 | 49.5836 | 50.3028 | 50.5288 | 50.1662 | 48.6951 | 46.8807 | 45.5537 | 44.5967 | 43.7186 | 42.8289 | 41.9232 | 0.25165 | 0.23428 | 0.23023 | 0.22971 | 0.24857 | 0.28747 | 0.37722 | 0.40668 | 0.41327 | 0.39738 | 0.39348 | 0.41978 | 0.48487 | 0.56258 | 0.62017 | 0.65264 | 0.67317 | 0.62846 | 0.56235 | 0.45075 | 0.41038 | 0.35987 | 0.29178 | 0.2327
Portfolio Adjusted1-in-2Size: 20 kW to 199.99 kWOther2020Typical Event Day | Portfolio Adjusted | 1-in-2 | Size: 20 kW to 199.99 kW | Other | 2020 | Typical Event Day | 8 | 14.1479 | 13.3512 | 12.9426 | 12.823 | 13.3428 | 14.674 | 15.9824 | 18.3242 | 21.6182 | 24.3442 | 26.5651 | 28.0635 | 28.8857 | 29.5517 | 29.7666 | 29.401 | 28.3965 | 26.4543 | 24.1936 | 23.1214 | 22.6296 | 20.5919 | 17.8552 | 15.7454 | 0 | 0 | 0 | 0 | 0 | 0 | 0 | 0 | 0 | 0 | 0 | 0 | 0 | 0 | 0.4465 | 0.44102 | 0.42595 | 0.39681 | 0 | 0 | 0 | 0 | 0 | 0 | 70.5723 | 69.2844 | 68.0316 | 66.872 | 65.7678 | 64.8377 | 64.1703 | 64.3467 | 67.4363 | 72.5741 | 77.6799 | 81.9673 | 85.2413 | 87.5427 | 88.877 | 89.6004 | 89.6569 | 89.0115 | 87.5137 | 85.2207 | 81.8433 | 78.4315 | 75.9231 | 74.2001 | 0.2432 | 0.22641 | 0.2225 | 0.222 | 0.24023 | 0.27782 | 0.36456 | 0.39303 | 0.3994 | 0.38404 | 0.38027 | 0.40569 | 0.4686 | 0.54369 | 0.59935 | 0.63073 | 0.65058 | 0.60736 | 0.54348 | 0.43562 | 0.3966 | 0.34779 | 0.28199 | 0.22489
Portfolio Adjusted1-in-2Size: 20 kW to 199.99 kWOther2021January Monthly Peak | Portfolio Adjusted | 1-in-2 | Size: 20 kW to 199.99 kW | Other | 2021 | January Monthly Peak | 1 | 12.2533 | 11.9175 | 11.7935 | 11.8861 | 12.4884 | 13.8279 | 15.9134 | 17.031 | 18.6917 | 19.4858 | 19.7985 | 19.793 | 19.5458 | 19.501 | 19.2158 | 18.8359 | 18.5221 | 19.3622 | 18.7811 | 18.1316 | 17.3527 | 16.1853 | 14.537 | 13.2504 | 0 | 0 | 0 | 0 | 0 | 0 | 0 | 0 | 0 | 0 | 0 | 0 | 0 | 0 | 0.28824 | 0.28254 | 0.27783 | 0.29043 | 0 | 0 | 0 | 0 | 0 | 0 | 46.5379 | 46.1217 | 45.9245 | 45.5649 | 45.2717 | 45.1197 | 45.0506 | 44.7659 | 45.0262 | 46.8094 | 49.096 | 51.1821 | 52.8033 | 53.7554 | 54.3215 | 54.2183 | 53.9763 | 53.0535 | 51.3263 | 50.0388 | 49.2272 | 48.7289 | 47.9214 | 47.1692 | 0.24752 | 0.23043 | 0.22645 | 0.22594 | 0.24449 | 0.28276 | 0.37103 | 0.40001 | 0.40649 | 0.39086 | 0.38702 | 0.4129 | 0.47692 | 0.55335 | 0.61 | 0.64193 | 0.66213 | 0.61815 | 0.55312 | 0.44336 | 0.40364 | 0.35397 | 0.28699 | 0.22888
Portfolio Adjusted1-in-2Size: 20 kW to 199.99 kWOther2021February Monthly Peak | Portfolio Adjusted | 1-in-2 | Size: 20 kW to 199.99 kW | Other | 2021 | February Monthly Peak | 2 | 12.0172 | 11.6402 | 11.4708 | 11.5344 | 12.0932 | 13.3976 | 15.1006 | 16.2218 | 18.158 | 19.2171 | 19.8584 | 20.1858 | 20.272 | 20.4583 | 20.3276 | 19.961 | 19.4128 | 19.3469 | 19.3185 | 18.4583 | 17.5458 | 16.2314 | 14.4521 | 13.0437 | 0 | 0 | 0 | 0 | 0 | 0 | 0 | 0 | 0 | 0 | 0 | 0 | 0 | 0 | 0.30491 | 0.29942 | 0.29119 | 0.2902 | 0 | 0 | 0 | 0 | 0 | 0 | 48.6436 | 48.0557 | 47.563 | 47.2044 | 47.3436 | 46.9615 | 46.4916 | 46.9441 | 48.1852 | 51.645 | 55.5122 | 58.2771 | 60.0341 | 60.8836 | 61.4588 | 61.9528 | 61.937 | 61.0071 | 58.8397 | 56.3132 | 54.752 | 53.4496 | 52.3919 | 51.033 | 0.24396 | 0.22712 | 0.2232 | 0.22269 | 0.24098 | 0.27869 | 0.3657 | 0.39426 | 0.40065 | 0.38524 | 0.38146 | 0.40696 | 0.47006 | 0.54539 | 0.60123 | 0.6327 | 0.65261 | 0.60926 | 0.54517 | 0.43698 | 0.39784 | 0.34888 | 0.28287 | 0.22559
Portfolio Adjusted1-in-2Size: 20 kW to 199.99 kWOther2021March Monthly Peak | Portfolio Adjusted | 1-in-2 | Size: 20 kW to 199.99 kW | Other | 2021 | March Monthly Peak | 3 | 12.1246 | 11.6132 | 11.4041 | 11.4127 | 11.9277 | 13.1834 | 14.9924 | 16.1719 | 17.9519 | 19.0279 | 19.7279 | 20.1172 | 20.2506 | 20.5145 | 20.5619 | 20.3023 | 19.7129 | 18.8654 | 18.2988 | 18.6651 | 17.9125 | 16.5606 | 14.6977 | 13.2177 | 0 | 0 | 0 | 0 | 0 | 0 | 0 | 0 | 0 | 0 | 0 | 0 | 0 | 0 | 0.30843 | 0.30453 | 0.29569 | 0.28298 | 0 | 0 | 0 | 0 | 0 | 0 | 50.4007 | 49.6612 | 48.8694 | 48.299 | 47.7345 | 47.3584 | 46.9462 | 46.9385 | 49.1251 | 52.1205 | 55.0049 | 57.5337 | 59.848 | 61.2883 | 62.2265 | 62.8879 | 62.6641 | 61.874 | 59.7577 | 56.7832 | 54.6529 | 53.0762 | 51.6825 | 50.5845 | 0.24453 | 0.22766 | 0.22372 | 0.22322 | 0.24154 | 0.27935 | 0.36656 | 0.39519 | 0.40159 | 0.38615 | 0.38236 | 0.40792 | 0.47117 | 0.54668 | 0.60265 | 0.63419 | 0.65415 | 0.6107 | 0.54646 | 0.43801 | 0.39878 | 0.3497 | 0.28354 | 0.22612
Portfolio Adjusted1-in-2Size: 20 kW to 199.99 kWOther2021April Monthly Peak | Portfolio Adjusted | 1-in-2 | Size: 20 kW to 199.99 kW | Other | 2021 | April Monthly Peak | 4 | 12.4794 | 11.8683 | 11.5792 | 11.5057 | 12.0055 | 13.1711 | 14.4029 | 16.0121 | 18.5678 | 20.5324 | 22.1129 | 23.281 | 24.0185 | 24.7309 | 25.0424 | 24.8224 | 23.9225 | 22.2296 | 20.5439 | 20.3594 | 19.7175 | 17.9335 | 15.6543 | 13.8776 | 0 | 0 | 0 | 0 | 0 | 0 | 0 | 0 | 0 | 0 | 0 | 0 | 0 | 0 | 0.37564 | 0.37234 | 0.35884 | 0.33344 | 0 | 0 | 0 | 0 | 0 | 0 | 63.2934 | 62.0412 | 60.8927 | 59.8012 | 58.846 | 58.0267 | 57.3693 | 57.25 | 59.5772 | 63.9111 | 69.4021 | 74.1151 | 77.4449 | 79.3775 | 80.6172 | 81.3042 | 81.3423 | 80.8509 | 79.8824 | 77.893 | 74.2368 | 71.2529 | 68.8022 | 66.6668 | 0.24361 | 0.2268 | 0.22288 | 0.22238 | 0.24063 | 0.2783 | 0.36518 | 0.3937 | 0.40008 | 0.3847 | 0.38092 | 0.40638 | 0.46939 | 0.54462 | 0.60038 | 0.6318 | 0.65169 | 0.6084 | 0.5444 | 0.43636 | 0.39728 | 0.34839 | 0.28247 | 0.22527
Portfolio Adjusted1-in-2Size: 20 kW to 199.99 kWOther2021May Monthly Peak | Portfolio Adjusted | 1-in-2 | Size: 20 kW to 199.99 kW | Other | 2021 | May Monthly Peak | 5 | 12.7379 | 12.0891 | 11.7594 | 11.6566 | 12.1389 | 13.1925 | 14.1236 | 16.4252 | 19.4363 | 21.7455 | 23.5747 | 24.8283 | 25.5494 | 26.2027 | 26.4327 | 26.1497 | 25.2168 | 23.4892 | 21.5929 | 20.6683 | 20.45 | 18.6212 | 16.1941 | 14.2875 | 0 | 0 | 0 | 0 | 0 | 0 | 0 | 0 | 0 | 0 | 0 | 0 | 0 | 0 | 0.39649 | 0.39225 | 0.37825 | 0.35234 | 0 | 0 | 0 | 0 | 0 | 0 | 65.5805 | 64.2622 | 63.0895 | 61.902 | 60.9206 | 59.8518 | 58.7912 | 59.8902 | 63.9737 | 68.5378 | 72.7523 | 76.5535 | 79.707 | 82.0836 | 83.6538 | 84.5117 | 84.5969 | 83.9826 | 82.6175 | 80.5671 | 76.7428 | 73.1656 | 70.7754 | 68.6762 | 0.24331 | 0.22652 | 0.22261 | 0.2221 | 0.24034 | 0.27795 | 0.36473 | 0.39321 | 0.39959 | 0.38422 | 0.38045 | 0.40588 | 0.46881 | 0.54395 | 0.59963 | 0.63102 | 0.65088 | 0.60765 | 0.54373 | 0.43582 | 0.39678 | 0.34796 | 0.28212 | 0.22499
Portfolio Adjusted1-in-2Size: 20 kW to 199.99 kWOther2021June Monthly Peak | Portfolio Adjusted | 1-in-2 | Size: 20 kW to 199.99 kW | Other | 2021 | June Monthly Peak | 6 | 13.6465 | 12.8976 | 12.5166 | 12.3693 | 12.8596 | 13.7716 | 14.9166 | 17.587 | 20.6661 | 23.1827 | 25.2032 | 26.5794 | 27.4 | 28.0963 | 28.3831 | 28.118 | 27.2557 | 25.4716 | 23.4149 | 22.0682 | 21.7203 | 19.9753 | 17.3423 | 15.2995 | 0 | 0 | 0 | 0 | 0 | 0 | 0 | 0 | 0 | 0 | 0 | 0 | 0 | 0 | 0.42575 | 0.42177 | 0.40884 | 0.38207 | 0 | 0 | 0 | 0 | 0 | 0 | 68.2496 | 66.5917 | 65.3083 | 64.2965 | 63.0236 | 62.0401 | 61.3239 | 62.3162 | 66.3139 | 70.9439 | 75.38 | 79.2802 | 82.3812 | 84.4482 | 85.6987 | 86.3116 | 86.5669 | 86.2099 | 85.0011 | 83.0153 | 80.0997 | 76.3283 | 73.4261 | 71.341 | 0.24329 | 0.2265 | 0.22259 | 0.22208 | 0.24032 | 0.27793 | 0.36469 | 0.39318 | 0.39955 | 0.38419 | 0.38041 | 0.40585 | 0.46877 | 0.5439 | 0.59958 | 0.63097 | 0.65082 | 0.60759 | 0.54368 | 0.43579 | 0.39675 | 0.34792 | 0.28209 | 0.22497
Portfolio Adjusted1-in-2Size: 20 kW to 199.99 kWOther2021July Monthly Peak | Portfolio Adjusted | 1-in-2 | Size: 20 kW to 199.99 kW | Other | 2021 | July Monthly Peak | 7 | 14.5912 | 13.7559 | 13.3201 | 13.1828 | 13.7196 | 14.9173 | 16.153 | 18.9534 | 22.2104 | 24.7978 | 26.8671 | 28.2733 | 29.0599 | 29.6779 | 29.895 | 29.5723 | 28.6623 | 26.8262 | 24.6897 | 23.2931 | 22.9508 | 21.144 | 18.3499 | 16.1948 | 0 | 0 | 0 | 0 | 0 | 0 | 0 | 0 | 0 | 0 | 0 | 0 | 0 | 0 | 0.44843 | 0.44359 | 0.42993 | 0.40239 | 0 | 0 | 0 | 0 | 0 | 0 | 71.6449 | 70.678 | 69.6384 | 68.532 | 67.3918 | 66.6268 | 65.9427 | 66.3006 | 69.3364 | 73.9208 | 78.3267 | 81.9143 | 84.8167 | 87.2325 | 89.0054 | 89.9017 | 90.0362 | 89.3185 | 87.9108 | 86.3507 | 83.226 | 79.3779 | 76.7297 | 75.003 | 0.24285 | 0.22609 | 0.22218 | 0.22168 | 0.23988 | 0.27742 | 0.36403 | 0.39246 | 0.39883 | 0.38349 | 0.37972 | 0.40511 | 0.46792 | 0.54291 | 0.59849 | 0.62982 | 0.64964 | 0.60649 | 0.54269 | 0.435 | 0.39603 | 0.34729 | 0.28158 | 0.22456
Portfolio Adjusted1-in-2Size: 20 kW to 199.99 kWOther2021August Monthly Peak | Portfolio Adjusted | 1-in-2 | Size: 20 kW to 199.99 kW | Other | 2021 | August Monthly Peak | 8 | 14.5922 | 13.7486 | 13.3094 | 13.1766 | 13.7075 | 15.0824 | 16.4576 | 19.0068 | 22.5916 | 25.5639 | 27.9657 | 29.5637 | 30.4105 | 31.0806 | 31.2868 | 30.9073 | 29.8575 | 27.8484 | 25.378 | 24.2094 | 23.5939 | 21.4092 | 18.526 | 16.3095 | 0 | 0 | 0 | 0 | 0 | 0 | 0 | 0 | 0 | 0 | 0 | 0 | 0 | 0 | 0.4693 | 0.46361 | 0.44786 | 0.41773 | 0 | 0 | 0 | 0 | 0 | 0 | 73.9062 | 72.6103 | 71.2249 | 70.0245 | 68.9934 | 68.0295 | 67.2525 | 66.9723 | 70.157 | 75.9357 | 81.1707 | 85.0467 | 88.4072 | 90.8919 | 92.0964 | 92.7004 | 92.6016 | 91.8401 | 90.2747 | 87.8817 | 84.3197 | 81.0769 | 78.7288 | 76.9734 | 0.24498 | 0.22807 | 0.22413 | 0.22362 | 0.24198 | 0.27986 | 0.36723 | 0.39591 | 0.40233 | 0.38685 | 0.38305 | 0.40866 | 0.47203 | 0.54768 | 0.60374 | 0.63535 | 0.65534 | 0.61181 | 0.54745 | 0.43881 | 0.3995 | 0.35034 | 0.28405 | 0.22653
Portfolio Adjusted1-in-2Size: 20 kW to 199.99 kWOther2021September Monthly Peak | Portfolio Adjusted | 1-in-2 | Size: 20 kW to 199.99 kW | Other | 2021 | September Monthly Peak | 9 | 13.7672 | 13.0418 | 12.6569 | 12.5596 | 13.0806 | 14.3776 | 16.0854 | 17.8576 | 21.0278 | 23.6347 | 25.7507 | 27.2001 | 28.0561 | 28.7585 | 28.9971 | 28.6058 | 27.5329 | 25.4851 | 23.376 | 23.0886 | 21.7626 | 19.7184 | 17.146 | 15.174 | 0 | 0 | 0 | 0 | 0 | 0 | 0 | 0 | 0 | 0 | 0 | 0 | 0 | 0 | 0.43496 | 0.42909 | 0.41299 | 0.38228 | 0 | 0 | 0 | 0 | 0 | 0 | 68.4884 | 67.2577 | 65.9549 | 64.6348 | 63.6626 | 62.6543 | 62.162 | 61.7975 | 63.9377 | 69.4962 | 75.8422 | 81.628 | 85.3599 | 87.5981 | 88.7073 | 89.488 | 89.423 | 88.6775 | 86.8683 | 83.6352 | 79.7278 | 76.9429 | 74.8079 | 73.483 | 0.24316 | 0.22638 | 0.22246 | 0.22196 | 0.24019 | 0.27778 | 0.3645 | 0.39296 | 0.39934 | 0.38398 | 0.38021 | 0.40563 | 0.46852 | 0.54361 | 0.59926 | 0.63062 | 0.65047 | 0.60726 | 0.54339 | 0.43555 | 0.39653 | 0.34774 | 0.28194 | 0.22485
Portfolio Adjusted1-in-2Size: 20 kW to 199.99 kWOther2021October Monthly Peak | Portfolio Adjusted | 1-in-2 | Size: 20 kW to 199.99 kW | Other | 2021 | October Monthly Peak | 10 | 13.0802 | 12.4143 | 12.065 | 11.9745 | 12.4761 | 13.7502 | 15.6333 | 17.0461 | 19.6783 | 22.1339 | 24.3008 | 25.8511 | 26.8385 | 27.6764 | 27.9763 | 27.5617 | 26.4304 | 24.4037 | 23.2609 | 22.4422 | 20.8705 | 18.8946 | 16.4454 | 14.5243 | 0 | 0 | 0 | 0 | 0 | 0 | 0 | 0 | 0 | 0 | 0 | 0 | 0 | 0 | 0.41964 | 0.41342 | 0.39646 | 0.36606 | 0 | 0 | 0 | 0 | 0 | 0 | 67.9997 | 67.235 | 66.0225 | 65.2314 | 64.2942 | 63.7009 | 63.0344 | 62.563 | 63.4697 | 68.1652 | 74.4808 | 79.8578 | 83.3775 | 85.6855 | 87.0046 | 87.3347 | 86.8485 | 85.7544 | 83.5469 | 79.8464 | 75.57 | 72.4747 | 70.1893 | 68.2582 | 0.24401 | 0.22716 | 0.22324 | 0.22274 | 0.24102 | 0.27874 | 0.36577 | 0.39433 | 0.40073 | 0.38532 | 0.38153 | 0.40704 | 0.47015 | 0.5455 | 0.60134 | 0.63282 | 0.65274 | 0.60938 | 0.54528 | 0.43707 | 0.39792 | 0.34895 | 0.28292 | 0.22563
Portfolio Adjusted1-in-2Size: 20 kW to 199.99 kWOther2021November Monthly Peak | Portfolio Adjusted | 1-in-2 | Size: 20 kW to 199.99 kW | Other | 2021 | November Monthly Peak | 11 | 11.9222 | 11.44 | 11.2297 | 11.2945 | 11.8249 | 13.0854 | 14.3047 | 15.7043 | 17.8795 | 19.419 | 20.684 | 21.5191 | 21.9562 | 22.3567 | 22.3281 | 21.7335 | 21.0941 | 21.0342 | 19.8041 | 18.742 | 17.7073 | 16.2857 | 14.4752 | 12.9892 | 0 | 0 | 0 | 0 | 0 | 0 | 0 | 0 | 0 | 0 | 0 | 0 | 0 | 0 | 0.33492 | 0.326 | 0.31641 | 0.31551 | 0 | 0 | 0 | 0 | 0 | 0 | 55.6774 | 54.8916 | 53.7648 | 52.7507 | 51.9373 | 51.4784 | 50.8168 | 50.8323 | 54.2749 | 60.2993 | 66.8665 | 71.8673 | 75.124 | 76.7539 | 77.6143 | 77.5147 | 75.8318 | 72.2199 | 67.801 | 64.5602 | 62.1546 | 60.1239 | 59.1673 | 57.962 | 0.24458 | 0.2277 | 0.22376 | 0.22326 | 0.24159 | 0.2794 | 0.36662 | 0.39526 | 0.40167 | 0.38622 | 0.38243 | 0.40799 | 0.47126 | 0.54678 | 0.60276 | 0.63431 | 0.65427 | 0.61081 | 0.54656 | 0.43809 | 0.39885 | 0.34977 | 0.28359 | 0.22616
Portfolio Adjusted1-in-2Size: 20 kW to 199.99 kWOther2021December Monthly Peak | Portfolio Adjusted | 1-in-2 | Size: 20 kW to 199.99 kW | Other | 2021 | December Monthly Peak | 12 | 12.5585 | 12.1211 | 11.9761 | 12.0394 | 12.6152 | 13.9698 | 15.9366 | 17.191 | 18.873 | 19.593 | 19.8011 | 19.5485 | 19.0108 | 18.6498 | 18.1906 | 17.7052 | 18.0302 | 19.0454 | 18.3344 | 17.8884 | 17.1884 | 16.2019 | 14.794 | 13.5392 | 0 | 0 | 0 | 0 | 0 | 0 | 0 | 0 | 0 | 0 | 0 | 0 | 0 | 0 | 0.27286 | 0.26558 | 0.27045 | 0.28568 | 0 | 0 | 0 | 0 | 0 | 0 | 42.9317 | 42.4621 | 41.6209 | 40.8783 | 40.1482 | 39.5922 | 39.5735 | 39.5746 | 39.9814 | 42.7243 | 45.4146 | 47.4262 | 48.7582 | 49.5836 | 50.3028 | 50.5288 | 50.1662 | 48.6951 | 46.8807 | 45.5537 | 44.5967 | 43.7186 | 42.8289 | 41.9232 | 0.25165 | 0.23428 | 0.23023 | 0.22971 | 0.24857 | 0.28747 | 0.37722 | 0.40668 | 0.41327 | 0.39738 | 0.39348 | 0.41978 | 0.48487 | 0.56258 | 0.62017 | 0.65264 | 0.67317 | 0.62846 | 0.56235 | 0.45075 | 0.41038 | 0.35987 | 0.29178 | 0.2327
Portfolio Adjusted1-in-2Size: 20 kW to 199.99 kWOther2021Typical Event Day | Portfolio Adjusted | 1-in-2 | Size: 20 kW to 199.99 kW | Other | 2021 | Typical Event Day | 8 | 14.1479 | 13.3512 | 12.9426 | 12.823 | 13.3428 | 14.674 | 15.9824 | 18.3242 | 21.6182 | 24.3442 | 26.5651 | 28.0635 | 28.8857 | 29.5517 | 29.7666 | 29.401 | 28.3965 | 26.4543 | 24.1936 | 23.1214 | 22.6296 | 20.5919 | 17.8552 | 15.7454 | 0 | 0 | 0 | 0 | 0 | 0 | 0 | 0 | 0 | 0 | 0 | 0 | 0 | 0 | 0.4465 | 0.44102 | 0.42595 | 0.39681 | 0 | 0 | 0 | 0 | 0 | 0 | 70.5723 | 69.2844 | 68.0316 | 66.872 | 65.7678 | 64.8377 | 64.1703 | 64.3467 | 67.4363 | 72.5741 | 77.6799 | 81.9673 | 85.2413 | 87.5427 | 88.877 | 89.6004 | 89.6569 | 89.0115 | 87.5137 | 85.2207 | 81.8433 | 78.4315 | 75.9231 | 74.2001 | 0.2432 | 0.22641 | 0.2225 | 0.222 | 0.24023 | 0.27782 | 0.36456 | 0.39303 | 0.3994 | 0.38404 | 0.38027 | 0.40569 | 0.4686 | 0.54369 | 0.59935 | 0.63073 | 0.65058 | 0.60736 | 0.54348 | 0.43562 | 0.3966 | 0.34779 | 0.28199 | 0.22489
Portfolio Adjusted1-in-2Size: 20 kW to 199.99 kWOther2022January Monthly Peak | Portfolio Adjusted | 1-in-2 | Size: 20 kW to 199.99 kW | Other | 2022 | January Monthly Peak | 1 | 12.2533 | 11.9175 | 11.7935 | 11.8861 | 12.4884 | 13.8279 | 15.9133 | 17.031 | 18.6917 | 19.4858 | 19.7985 | 19.793 | 19.5458 | 19.501 | 19.2158 | 18.8359 | 18.5221 | 19.3622 | 18.7811 | 18.1316 | 17.3527 | 16.1853 | 14.537 | 13.2504 | 0 | 0 | 0 | 0 | 0 | 0 | 0 | 0 | 0 | 0 | 0 | 0 | 0 | 0 | 0.28824 | 0.28254 | 0.27783 | 0.29043 | 0 | 0 | 0 | 0 | 0 | 0 | 46.5379 | 46.1217 | 45.9245 | 45.5649 | 45.2717 | 45.1197 | 45.0506 | 44.7659 | 45.0262 | 46.8094 | 49.096 | 51.1821 | 52.8033 | 53.7554 | 54.3215 | 54.2183 | 53.9763 | 53.0535 | 51.3263 | 50.0388 | 49.2272 | 48.7289 | 47.9214 | 47.1692 | 0.24752 | 0.23043 | 0.22645 | 0.22594 | 0.24449 | 0.28276 | 0.37103 | 0.40001 | 0.40649 | 0.39086 | 0.38702 | 0.4129 | 0.47692 | 0.55335 | 0.61 | 0.64193 | 0.66213 | 0.61815 | 0.55312 | 0.44336 | 0.40364 | 0.35397 | 0.28699 | 0.22888
Portfolio Adjusted1-in-2Size: 20 kW to 199.99 kWOther2022February Monthly Peak | Portfolio Adjusted | 1-in-2 | Size: 20 kW to 199.99 kW | Other | 2022 | February Monthly Peak | 2 | 12.0172 | 11.6402 | 11.4708 | 11.5344 | 12.0932 | 13.3976 | 15.1006 | 16.2218 | 18.158 | 19.2171 | 19.8584 | 20.1858 | 20.272 | 20.4583 | 20.3276 | 19.961 | 19.4128 | 19.3469 | 19.3185 | 18.4583 | 17.5458 | 16.2314 | 14.4521 | 13.0437 | 0 | 0 | 0 | 0 | 0 | 0 | 0 | 0 | 0 | 0 | 0 | 0 | 0 | 0 | 0.30491 | 0.29942 | 0.29119 | 0.2902 | 0 | 0 | 0 | 0 | 0 | 0 | 48.6436 | 48.0557 | 47.563 | 47.2044 | 47.3436 | 46.9616 | 46.4916 | 46.9441 | 48.1852 | 51.645 | 55.5122 | 58.2771 | 60.0341 | 60.8836 | 61.4588 | 61.9528 | 61.937 | 61.0071 | 58.8397 | 56.3132 | 54.752 | 53.4496 | 52.3919 | 51.033 | 0.24396 | 0.22712 | 0.2232 | 0.22269 | 0.24098 | 0.27869 | 0.3657 | 0.39426 | 0.40065 | 0.38524 | 0.38146 | 0.40696 | 0.47006 | 0.54539 | 0.60123 | 0.6327 | 0.65261 | 0.60926 | 0.54517 | 0.43698 | 0.39784 | 0.34888 | 0.28287 | 0.22559
Portfolio Adjusted1-in-2Size: 20 kW to 199.99 kWOther2022March Monthly Peak | Portfolio Adjusted | 1-in-2 | Size: 20 kW to 199.99 kW | Other | 2022 | March Monthly Peak | 3 | 12.1246 | 11.6132 | 11.4041 | 11.4127 | 11.9277 | 13.1834 | 14.9924 | 16.1719 | 17.9519 | 19.0279 | 19.7279 | 20.1172 | 20.2506 | 20.5145 | 20.5619 | 20.3023 | 19.7129 | 18.8654 | 18.2988 | 18.6651 | 17.9125 | 16.5606 | 14.6977 | 13.2177 | 0 | 0 | 0 | 0 | 0 | 0 | 0 | 0 | 0 | 0 | 0 | 0 | 0 | 0 | 0.30843 | 0.30453 | 0.29569 | 0.28298 | 0 | 0 | 0 | 0 | 0 | 0 | 50.4007 | 49.6612 | 48.8694 | 48.299 | 47.7345 | 47.3584 | 46.9462 | 46.9385 | 49.1251 | 52.1205 | 55.0049 | 57.5337 | 59.848 | 61.2883 | 62.2265 | 62.8879 | 62.6641 | 61.874 | 59.7577 | 56.7832 | 54.6529 | 53.0762 | 51.6825 | 50.5845 | 0.24453 | 0.22766 | 0.22372 | 0.22322 | 0.24154 | 0.27935 | 0.36656 | 0.39519 | 0.40159 | 0.38615 | 0.38236 | 0.40792 | 0.47117 | 0.54668 | 0.60265 | 0.63419 | 0.65415 | 0.6107 | 0.54646 | 0.43801 | 0.39878 | 0.3497 | 0.28354 | 0.22612
Portfolio Adjusted1-in-2Size: 20 kW to 199.99 kWOther2022April Monthly Peak | Portfolio Adjusted | 1-in-2 | Size: 20 kW to 199.99 kW | Other | 2022 | April Monthly Peak | 4 | 12.4794 | 11.8683 | 11.5792 | 11.5057 | 12.0055 | 13.1711 | 14.4029 | 16.0121 | 18.5678 | 20.5324 | 22.1129 | 23.281 | 24.0185 | 24.7309 | 25.0424 | 24.8224 | 23.9225 | 22.2296 | 20.5439 | 20.3594 | 19.7175 | 17.9335 | 15.6543 | 13.8776 | 0 | 0 | 0 | 0 | 0 | 0 | 0 | 0 | 0 | 0 | 0 | 0 | 0 | 0 | 0.37564 | 0.37234 | 0.35884 | 0.33344 | 0 | 0 | 0 | 0 | 0 | 0 | 63.2934 | 62.0412 | 60.8927 | 59.8012 | 58.846 | 58.0267 | 57.3693 | 57.25 | 59.5772 | 63.9111 | 69.4021 | 74.1151 | 77.4449 | 79.3775 | 80.6172 | 81.3042 | 81.3423 | 80.8509 | 79.8824 | 77.893 | 74.2368 | 71.2529 | 68.8022 | 66.6668 | 0.24361 | 0.2268 | 0.22288 | 0.22238 | 0.24063 | 0.2783 | 0.36518 | 0.3937 | 0.40008 | 0.3847 | 0.38092 | 0.40638 | 0.46939 | 0.54462 | 0.60038 | 0.6318 | 0.65169 | 0.6084 | 0.5444 | 0.43636 | 0.39728 | 0.34839 | 0.28247 | 0.22527
Portfolio Adjusted1-in-2Size: 20 kW to 199.99 kWOther2022May Monthly Peak | Portfolio Adjusted | 1-in-2 | Size: 20 kW to 199.99 kW | Other | 2022 | May Monthly Peak | 5 | 12.7379 | 12.0891 | 11.7594 | 11.6566 | 12.1389 | 13.1925 | 14.1236 | 16.4252 | 19.4363 | 21.7455 | 23.5747 | 24.8283 | 25.5494 | 26.2027 | 26.4327 | 26.1497 | 25.2168 | 23.4892 | 21.5929 | 20.6683 | 20.45 | 18.6212 | 16.1941 | 14.2875 | 0 | 0 | 0 | 0 | 0 | 0 | 0 | 0 | 0 | 0 | 0 | 0 | 0 | 0 | 0.39649 | 0.39225 | 0.37825 | 0.35234 | 0 | 0 | 0 | 0 | 0 | 0 | 65.5805 | 64.2622 | 63.0895 | 61.902 | 60.9206 | 59.8518 | 58.7913 | 59.8902 | 63.9737 | 68.5378 | 72.7523 | 76.5535 | 79.707 | 82.0836 | 83.6538 | 84.5117 | 84.5969 | 83.9826 | 82.6175 | 80.5671 | 76.7428 | 73.1656 | 70.7754 | 68.6762 | 0.24331 | 0.22652 | 0.22261 | 0.2221 | 0.24034 | 0.27795 | 0.36473 | 0.39321 | 0.39959 | 0.38422 | 0.38045 | 0.40588 | 0.46881 | 0.54395 | 0.59963 | 0.63102 | 0.65088 | 0.60765 | 0.54373 | 0.43582 | 0.39678 | 0.34796 | 0.28212 | 0.22499
Portfolio Adjusted1-in-2Size: 20 kW to 199.99 kWOther2022June Monthly Peak | Portfolio Adjusted | 1-in-2 | Size: 20 kW to 199.99 kW | Other | 2022 | June Monthly Peak | 6 | 13.6465 | 12.8976 | 12.5166 | 12.3693 | 12.8596 | 13.7716 | 14.9166 | 17.587 | 20.6661 | 23.1827 | 25.2032 | 26.5794 | 27.4 | 28.0963 | 28.3831 | 28.118 | 27.2557 | 25.4716 | 23.4149 | 22.0682 | 21.7203 | 19.9753 | 17.3424 | 15.2995 | 0 | 0 | 0 | 0 | 0 | 0 | 0 | 0 | 0 | 0 | 0 | 0 | 0 | 0 | 0.42575 | 0.42177 | 0.40884 | 0.38207 | 0 | 0 | 0 | 0 | 0 | 0 | 68.2496 | 66.5917 | 65.3083 | 64.2965 | 63.0236 | 62.0401 | 61.3239 | 62.3162 | 66.3139 | 70.9439 | 75.38 | 79.2802 | 82.3812 | 84.4482 | 85.6987 | 86.3116 | 86.5669 | 86.2099 | 85.0011 | 83.0153 | 80.0997 | 76.3283 | 73.4261 | 71.341 | 0.24329 | 0.2265 | 0.22259 | 0.22208 | 0.24032 | 0.27793 | 0.36469 | 0.39318 | 0.39955 | 0.38419 | 0.38041 | 0.40585 | 0.46877 | 0.5439 | 0.59958 | 0.63097 | 0.65082 | 0.60759 | 0.54368 | 0.43579 | 0.39675 | 0.34792 | 0.28209 | 0.22497
Portfolio Adjusted1-in-2Size: 20 kW to 199.99 kWOther2022July Monthly Peak | Portfolio Adjusted | 1-in-2 | Size: 20 kW to 199.99 kW | Other | 2022 | July Monthly Peak | 7 | 14.5912 | 13.7559 | 13.3201 | 13.1828 | 13.7196 | 14.9173 | 16.153 | 18.9534 | 22.2104 | 24.7978 | 26.8671 | 28.2733 | 29.0599 | 29.6779 | 29.895 | 29.5723 | 28.6623 | 26.8262 | 24.6897 | 23.2931 | 22.9508 | 21.144 | 18.3499 | 16.1948 | 0 | 0 | 0 | 0 | 0 | 0 | 0 | 0 | 0 | 0 | 0 | 0 | 0 | 0 | 0.44843 | 0.44359 | 0.42993 | 0.40239 | 0 | 0 | 0 | 0 | 0 | 0 | 71.6449 | 70.678 | 69.6384 | 68.532 | 67.3918 | 66.6268 | 65.9427 | 66.3006 | 69.3365 | 73.9208 | 78.3267 | 81.9143 | 84.8167 | 87.2325 | 89.0054 | 89.9017 | 90.0362 | 89.3185 | 87.9108 | 86.3507 | 83.226 | 79.3779 | 76.7297 | 75.003 | 0.24285 | 0.22609 | 0.22218 | 0.22168 | 0.23988 | 0.27742 | 0.36403 | 0.39246 | 0.39883 | 0.38349 | 0.37972 | 0.40511 | 0.46792 | 0.54291 | 0.59849 | 0.62982 | 0.64964 | 0.60649 | 0.54269 | 0.435 | 0.39603 | 0.34729 | 0.28158 | 0.22456
Portfolio Adjusted1-in-2Size: 20 kW to 199.99 kWOther2022August Monthly Peak | Portfolio Adjusted | 1-in-2 | Size: 20 kW to 199.99 kW | Other | 2022 | August Monthly Peak | 8 | 14.5922 | 13.7486 | 13.3094 | 13.1766 | 13.7075 | 15.0824 | 16.4576 | 19.0068 | 22.5916 | 25.5639 | 27.9657 | 29.5637 | 30.4105 | 31.0806 | 31.2868 | 30.9073 | 29.8575 | 27.8484 | 25.378 | 24.2094 | 23.5939 | 21.4092 | 18.526 | 16.3095 | 0 | 0 | 0 | 0 | 0 | 0 | 0 | 0 | 0 | 0 | 0 | 0 | 0 | 0 | 0.4693 | 0.46361 | 0.44786 | 0.41773 | 0 | 0 | 0 | 0 | 0 | 0 | 73.9062 | 72.6103 | 71.2249 | 70.0245 | 68.9934 | 68.0295 | 67.2525 | 66.9723 | 70.157 | 75.9357 | 81.1707 | 85.0467 | 88.4072 | 90.8919 | 92.0964 | 92.7004 | 92.6016 | 91.8401 | 90.2747 | 87.8817 | 84.3197 | 81.0769 | 78.7288 | 76.9734 | 0.24498 | 0.22807 | 0.22413 | 0.22362 | 0.24198 | 0.27986 | 0.36723 | 0.39591 | 0.40233 | 0.38685 | 0.38305 | 0.40866 | 0.47203 | 0.54768 | 0.60374 | 0.63535 | 0.65534 | 0.61181 | 0.54745 | 0.43881 | 0.3995 | 0.35034 | 0.28405 | 0.22653
Portfolio Adjusted1-in-2Size: 20 kW to 199.99 kWOther2022September Monthly Peak | Portfolio Adjusted | 1-in-2 | Size: 20 kW to 199.99 kW | Other | 2022 | September Monthly Peak | 9 | 13.7672 | 13.0418 | 12.6569 | 12.5596 | 13.0806 | 14.3776 | 16.0854 | 17.8576 | 21.0278 | 23.6347 | 25.7507 | 27.2001 | 28.0561 | 28.7585 | 28.9971 | 28.6058 | 27.5329 | 25.4851 | 23.376 | 23.0886 | 21.7626 | 19.7184 | 17.146 | 15.174 | 0 | 0 | 0 | 0 | 0 | 0 | 0 | 0 | 0 | 0 | 0 | 0 | 0 | 0 | 0.43496 | 0.42909 | 0.41299 | 0.38228 | 0 | 0 | 0 | 0 | 0 | 0 | 68.4884 | 67.2577 | 65.9549 | 64.6348 | 63.6626 | 62.6543 | 62.162 | 61.7975 | 63.9377 | 69.4962 | 75.8422 | 81.628 | 85.3599 | 87.5981 | 88.7073 | 89.4881 | 89.423 | 88.6775 | 86.8683 | 83.6352 | 79.7278 | 76.9429 | 74.8079 | 73.483 | 0.24316 | 0.22638 | 0.22246 | 0.22196 | 0.24019 | 0.27778 | 0.3645 | 0.39296 | 0.39934 | 0.38398 | 0.38021 | 0.40563 | 0.46852 | 0.54361 | 0.59926 | 0.63062 | 0.65047 | 0.60726 | 0.54339 | 0.43555 | 0.39653 | 0.34774 | 0.28194 | 0.22485
Portfolio Adjusted1-in-2Size: 20 kW to 199.99 kWOther2022October Monthly Peak | Portfolio Adjusted | 1-in-2 | Size: 20 kW to 199.99 kW | Other | 2022 | October Monthly Peak | 10 | 13.0802 | 12.4143 | 12.065 | 11.9745 | 12.4761 | 13.7502 | 15.6333 | 17.0461 | 19.6783 | 22.1339 | 24.3008 | 25.8511 | 26.8385 | 27.6764 | 27.9763 | 27.5617 | 26.4304 | 24.4037 | 23.2609 | 22.4422 | 20.8705 | 18.8946 | 16.4454 | 14.5243 | 0 | 0 | 0 | 0 | 0 | 0 | 0 | 0 | 0 | 0 | 0 | 0 | 0 | 0 | 0.41964 | 0.41342 | 0.39646 | 0.36606 | 0 | 0 | 0 | 0 | 0 | 0 | 67.9997 | 67.235 | 66.0225 | 65.2314 | 64.2942 | 63.7009 | 63.0344 | 62.563 | 63.4697 | 68.1652 | 74.4808 | 79.8578 | 83.3775 | 85.6855 | 87.0047 | 87.3347 | 86.8485 | 85.7544 | 83.5469 | 79.8464 | 75.57 | 72.4747 | 70.1893 | 68.2582 | 0.24401 | 0.22716 | 0.22324 | 0.22274 | 0.24102 | 0.27874 | 0.36577 | 0.39433 | 0.40073 | 0.38532 | 0.38153 | 0.40704 | 0.47015 | 0.5455 | 0.60134 | 0.63282 | 0.65274 | 0.60938 | 0.54528 | 0.43707 | 0.39792 | 0.34895 | 0.28292 | 0.22563
Portfolio Adjusted1-in-2Size: 20 kW to 199.99 kWOther2022November Monthly Peak | Portfolio Adjusted | 1-in-2 | Size: 20 kW to 199.99 kW | Other | 2022 | November Monthly Peak | 11 | 11.9222 | 11.44 | 11.2297 | 11.2945 | 11.8249 | 13.0854 | 14.3047 | 15.7043 | 17.8795 | 19.419 | 20.6841 | 21.5191 | 21.9562 | 22.3567 | 22.3281 | 21.7335 | 21.0941 | 21.0342 | 19.8041 | 18.742 | 17.7073 | 16.2857 | 14.4752 | 12.9892 | 0 | 0 | 0 | 0 | 0 | 0 | 0 | 0 | 0 | 0 | 0 | 0 | 0 | 0 | 0.33492 | 0.326 | 0.31641 | 0.31551 | 0 | 0 | 0 | 0 | 0 | 0 | 55.6774 | 54.8916 | 53.7648 | 52.7507 | 51.9373 | 51.4784 | 50.8168 | 50.8323 | 54.2749 | 60.2993 | 66.8665 | 71.8673 | 75.124 | 76.7539 | 77.6143 | 77.5147 | 75.8318 | 72.2199 | 67.801 | 64.5602 | 62.1546 | 60.1239 | 59.1673 | 57.962 | 0.24458 | 0.2277 | 0.22376 | 0.22326 | 0.24159 | 0.2794 | 0.36662 | 0.39526 | 0.40167 | 0.38622 | 0.38243 | 0.40799 | 0.47126 | 0.54678 | 0.60276 | 0.63431 | 0.65427 | 0.61081 | 0.54656 | 0.43809 | 0.39885 | 0.34977 | 0.28359 | 0.22616
Portfolio Adjusted1-in-2Size: 20 kW to 199.99 kWOther2022December Monthly Peak | Portfolio Adjusted | 1-in-2 | Size: 20 kW to 199.99 kW | Other | 2022 | December Monthly Peak | 12 | 12.5585 | 12.1211 | 11.9761 | 12.0394 | 12.6152 | 13.9698 | 15.9366 | 17.191 | 18.873 | 19.593 | 19.8011 | 19.5485 | 19.0108 | 18.6498 | 18.1906 | 17.7052 | 18.0302 | 19.0454 | 18.3344 | 17.8884 | 17.1884 | 16.2019 | 14.794 | 13.5392 | 0 | 0 | 0 | 0 | 0 | 0 | 0 | 0 | 0 | 0 | 0 | 0 | 0 | 0 | 0.27286 | 0.26558 | 0.27045 | 0.28568 | 0 | 0 | 0 | 0 | 0 | 0 | 42.9317 | 42.4621 | 41.6209 | 40.8783 | 40.1482 | 39.5922 | 39.5735 | 39.5746 | 39.9814 | 42.7243 | 45.4146 | 47.4262 | 48.7582 | 49.5836 | 50.3028 | 50.5288 | 50.1662 | 48.6951 | 46.8807 | 45.5537 | 44.5967 | 43.7186 | 42.8289 | 41.9232 | 0.25165 | 0.23428 | 0.23023 | 0.22971 | 0.24857 | 0.28747 | 0.37722 | 0.40668 | 0.41327 | 0.39738 | 0.39348 | 0.41978 | 0.48487 | 0.56258 | 0.62017 | 0.65264 | 0.67317 | 0.62846 | 0.56235 | 0.45075 | 0.41038 | 0.35987 | 0.29178 | 0.2327
Portfolio Adjusted1-in-2Size: 20 kW to 199.99 kWOther2022Typical Event Day | Portfolio Adjusted | 1-in-2 | Size: 20 kW to 199.99 kW | Other | 2022 | Typical Event Day | 8 | 14.1479 | 13.3512 | 12.9426 | 12.823 | 13.3428 | 14.674 | 15.9824 | 18.3242 | 21.6182 | 24.3442 | 26.5651 | 28.0635 | 28.8857 | 29.5517 | 29.7666 | 29.401 | 28.3965 | 26.4543 | 24.1936 | 23.1214 | 22.6296 | 20.5919 | 17.8552 | 15.7454 | 0 | 0 | 0 | 0 | 0 | 0 | 0 | 0 | 0 | 0 | 0 | 0 | 0 | 0 | 0.4465 | 0.44102 | 0.42595 | 0.39681 | 0 | 0 | 0 | 0 | 0 | 0 | 70.5723 | 69.2844 | 68.0316 | 66.872 | 65.7678 | 64.8377 | 64.1703 | 64.3467 | 67.4363 | 72.5741 | 77.6799 | 81.9673 | 85.2413 | 87.5427 | 88.877 | 89.6004 | 89.6569 | 89.0115 | 87.5137 | 85.2207 | 81.8433 | 78.4315 | 75.9231 | 74.2001 | 0.2432 | 0.22641 | 0.2225 | 0.222 | 0.24023 | 0.27782 | 0.36456 | 0.39303 | 0.3994 | 0.38404 | 0.38027 | 0.40569 | 0.4686 | 0.54369 | 0.59935 | 0.63073 | 0.65058 | 0.60736 | 0.54348 | 0.43562 | 0.3966 | 0.34779 | 0.28199 | 0.22489
Portfolio Adjusted1-in-2Size: 20 kW to 199.99 kWOther2023January Monthly Peak | Portfolio Adjusted | 1-in-2 | Size: 20 kW to 199.99 kW | Other | 2023 | January Monthly Peak | 1 | 12.2533 | 11.9175 | 11.7935 | 11.8861 | 12.4884 | 13.8279 | 15.9133 | 17.031 | 18.6917 | 19.4858 | 19.7985 | 19.7929 | 19.5458 | 19.501 | 19.2158 | 18.8359 | 18.5221 | 19.3622 | 18.7811 | 18.1316 | 17.3527 | 16.1853 | 14.537 | 13.2504 | 0 | 0 | 0 | 0 | 0 | 0 | 0 | 0 | 0 | 0 | 0 | 0 | 0 | 0 | 0.28824 | 0.28254 | 0.27783 | 0.29043 | 0 | 0 | 0 | 0 | 0 | 0 | 46.5379 | 46.1217 | 45.9245 | 45.5649 | 45.2717 | 45.1197 | 45.0506 | 44.7659 | 45.0262 | 46.8094 | 49.096 | 51.1821 | 52.8033 | 53.7554 | 54.3215 | 54.2183 | 53.9763 | 53.0535 | 51.3263 | 50.0388 | 49.2272 | 48.7289 | 47.9214 | 47.1692 | 0.24752 | 0.23043 | 0.22645 | 0.22594 | 0.24449 | 0.28276 | 0.37103 | 0.40001 | 0.40649 | 0.39086 | 0.38702 | 0.4129 | 0.47692 | 0.55335 | 0.61 | 0.64193 | 0.66213 | 0.61815 | 0.55312 | 0.44336 | 0.40364 | 0.35397 | 0.28699 | 0.22888
Portfolio Adjusted1-in-2Size: 20 kW to 199.99 kWOther2023February Monthly Peak | Portfolio Adjusted | 1-in-2 | Size: 20 kW to 199.99 kW | Other | 2023 | February Monthly Peak | 2 | 12.0172 | 11.6402 | 11.4708 | 11.5344 | 12.0932 | 13.3976 | 15.1006 | 16.2218 | 18.158 | 19.2171 | 19.8584 | 20.1858 | 20.272 | 20.4583 | 20.3276 | 19.961 | 19.4128 | 19.3469 | 19.3185 | 18.4583 | 17.5458 | 16.2314 | 14.4521 | 13.0437 | 0 | 0 | 0 | 0 | 0 | 0 | 0 | 0 | 0 | 0 | 0 | 0 | 0 | 0 | 0.30491 | 0.29942 | 0.29119 | 0.2902 | 0 | 0 | 0 | 0 | 0 | 0 | 48.6436 | 48.0557 | 47.563 | 47.2044 | 47.3436 | 46.9616 | 46.4916 | 46.9441 | 48.1852 | 51.645 | 55.5122 | 58.2771 | 60.0341 | 60.8836 | 61.4588 | 61.9528 | 61.937 | 61.0071 | 58.8397 | 56.3132 | 54.752 | 53.4496 | 52.3919 | 51.033 | 0.24396 | 0.22712 | 0.2232 | 0.22269 | 0.24098 | 0.27869 | 0.3657 | 0.39426 | 0.40065 | 0.38524 | 0.38146 | 0.40696 | 0.47006 | 0.54539 | 0.60123 | 0.6327 | 0.65261 | 0.60926 | 0.54517 | 0.43698 | 0.39784 | 0.34888 | 0.28287 | 0.22559
Portfolio Adjusted1-in-2Size: 20 kW to 199.99 kWOther2023March Monthly Peak | Portfolio Adjusted | 1-in-2 | Size: 20 kW to 199.99 kW | Other | 2023 | March Monthly Peak | 3 | 12.1246 | 11.6132 | 11.4041 | 11.4127 | 11.9277 | 13.1834 | 14.9924 | 16.1719 | 17.9519 | 19.0279 | 19.7279 | 20.1172 | 20.2506 | 20.5145 | 20.5619 | 20.3023 | 19.7129 | 18.8654 | 18.2988 | 18.6651 | 17.9125 | 16.5606 | 14.6977 | 13.2177 | 0 | 0 | 0 | 0 | 0 | 0 | 0 | 0 | 0 | 0 | 0 | 0 | 0 | 0 | 0.30843 | 0.30453 | 0.29569 | 0.28298 | 0 | 0 | 0 | 0 | 0 | 0 | 50.4007 | 49.6612 | 48.8694 | 48.299 | 47.7345 | 47.3584 | 46.9462 | 46.9385 | 49.1251 | 52.1205 | 55.0049 | 57.5337 | 59.848 | 61.2883 | 62.2265 | 62.8879 | 62.6641 | 61.874 | 59.7577 | 56.7832 | 54.6529 | 53.0762 | 51.6825 | 50.5845 | 0.24453 | 0.22766 | 0.22372 | 0.22322 | 0.24154 | 0.27935 | 0.36656 | 0.39519 | 0.40159 | 0.38615 | 0.38236 | 0.40792 | 0.47117 | 0.54668 | 0.60265 | 0.63419 | 0.65415 | 0.6107 | 0.54646 | 0.43801 | 0.39878 | 0.3497 | 0.28354 | 0.22612
Portfolio Adjusted1-in-2Size: 20 kW to 199.99 kWOther2023April Monthly Peak | Portfolio Adjusted | 1-in-2 | Size: 20 kW to 199.99 kW | Other | 2023 | April Monthly Peak | 4 | 12.4794 | 11.8683 | 11.5792 | 11.5057 | 12.0055 | 13.1711 | 14.4029 | 16.0121 | 18.5678 | 20.5324 | 22.1129 | 23.281 | 24.0185 | 24.7309 | 25.0424 | 24.8224 | 23.9225 | 22.2296 | 20.5439 | 20.3594 | 19.7175 | 17.9335 | 15.6543 | 13.8776 | 0 | 0 | 0 | 0 | 0 | 0 | 0 | 0 | 0 | 0 | 0 | 0 | 0 | 0 | 0.37564 | 0.37234 | 0.35884 | 0.33344 | 0 | 0 | 0 | 0 | 0 | 0 | 63.2934 | 62.0412 | 60.8927 | 59.8012 | 58.846 | 58.0267 | 57.3693 | 57.25 | 59.5772 | 63.9111 | 69.4021 | 74.1151 | 77.4449 | 79.3775 | 80.6172 | 81.3042 | 81.3423 | 80.8509 | 79.8824 | 77.893 | 74.2368 | 71.2529 | 68.8022 | 66.6668 | 0.24361 | 0.2268 | 0.22288 | 0.22238 | 0.24063 | 0.2783 | 0.36518 | 0.3937 | 0.40008 | 0.3847 | 0.38092 | 0.40638 | 0.46939 | 0.54462 | 0.60038 | 0.6318 | 0.65169 | 0.6084 | 0.5444 | 0.43636 | 0.39728 | 0.34839 | 0.28247 | 0.22527
Portfolio Adjusted1-in-2Size: 20 kW to 199.99 kWOther2023May Monthly Peak | Portfolio Adjusted | 1-in-2 | Size: 20 kW to 199.99 kW | Other | 2023 | May Monthly Peak | 5 | 12.7379 | 12.0891 | 11.7594 | 11.6566 | 12.1389 | 13.1925 | 14.1236 | 16.4252 | 19.4363 | 21.7455 | 23.5747 | 24.8283 | 25.5494 | 26.2027 | 26.4327 | 26.1497 | 25.2168 | 23.4892 | 21.5929 | 20.6683 | 20.45 | 18.6212 | 16.1941 | 14.2875 | 0 | 0 | 0 | 0 | 0 | 0 | 0 | 0 | 0 | 0 | 0 | 0 | 0 | 0 | 0.39649 | 0.39225 | 0.37825 | 0.35234 | 0 | 0 | 0 | 0 | 0 | 0 | 65.5805 | 64.2622 | 63.0895 | 61.902 | 60.9206 | 59.8518 | 58.7913 | 59.8902 | 63.9737 | 68.5378 | 72.7523 | 76.5535 | 79.707 | 82.0836 | 83.6538 | 84.5117 | 84.5969 | 83.9826 | 82.6175 | 80.5671 | 76.7428 | 73.1656 | 70.7754 | 68.6762 | 0.24331 | 0.22652 | 0.22261 | 0.2221 | 0.24034 | 0.27795 | 0.36473 | 0.39321 | 0.39959 | 0.38422 | 0.38045 | 0.40588 | 0.46881 | 0.54395 | 0.59963 | 0.63102 | 0.65088 | 0.60765 | 0.54373 | 0.43582 | 0.39678 | 0.34796 | 0.28212 | 0.22499
Portfolio Adjusted1-in-2Size: 20 kW to 199.99 kWOther2023June Monthly Peak | Portfolio Adjusted | 1-in-2 | Size: 20 kW to 199.99 kW | Other | 2023 | June Monthly Peak | 6 | 13.6465 | 12.8976 | 12.5166 | 12.3693 | 12.8596 | 13.7716 | 14.9166 | 17.587 | 20.6661 | 23.1827 | 25.2032 | 26.5794 | 27.4 | 28.0963 | 28.3831 | 28.118 | 27.2557 | 25.4716 | 23.4149 | 22.0682 | 21.7203 | 19.9753 | 17.3424 | 15.2995 | 0 | 0 | 0 | 0 | 0 | 0 | 0 | 0 | 0 | 0 | 0 | 0 | 0 | 0 | 0.42575 | 0.42177 | 0.40884 | 0.38207 | 0 | 0 | 0 | 0 | 0 | 0 | 68.2496 | 66.5917 | 65.3083 | 64.2965 | 63.0236 | 62.0401 | 61.3239 | 62.3162 | 66.3139 | 70.9439 | 75.38 | 79.2802 | 82.3812 | 84.4482 | 85.6987 | 86.3116 | 86.5669 | 86.2099 | 85.0011 | 83.0153 | 80.0997 | 76.3283 | 73.4261 | 71.341 | 0.24329 | 0.2265 | 0.22259 | 0.22208 | 0.24032 | 0.27793 | 0.36469 | 0.39318 | 0.39955 | 0.38419 | 0.38041 | 0.40585 | 0.46877 | 0.5439 | 0.59958 | 0.63097 | 0.65082 | 0.60759 | 0.54368 | 0.43579 | 0.39675 | 0.34792 | 0.28209 | 0.22497
Portfolio Adjusted1-in-2Size: 20 kW to 199.99 kWOther2023July Monthly Peak | Portfolio Adjusted | 1-in-2 | Size: 20 kW to 199.99 kW | Other | 2023 | July Monthly Peak | 7 | 14.5912 | 13.7559 | 13.3201 | 13.1828 | 13.7196 | 14.9173 | 16.153 | 18.9534 | 22.2104 | 24.7978 | 26.8671 | 28.2733 | 29.0599 | 29.6779 | 29.895 | 29.5723 | 28.6623 | 26.8262 | 24.6897 | 23.2931 | 22.9508 | 21.144 | 18.3499 | 16.1948 | 0 | 0 | 0 | 0 | 0 | 0 | 0 | 0 | 0 | 0 | 0 | 0 | 0 | 0 | 0.44843 | 0.44359 | 0.42993 | 0.40239 | 0 | 0 | 0 | 0 | 0 | 0 | 71.6449 | 70.678 | 69.6384 | 68.532 | 67.3918 | 66.6268 | 65.9427 | 66.3006 | 69.3364 | 73.9208 | 78.3267 | 81.9143 | 84.8167 | 87.2325 | 89.0054 | 89.9017 | 90.0362 | 89.3185 | 87.9108 | 86.3507 | 83.226 | 79.3779 | 76.7297 | 75.003 | 0.24285 | 0.22609 | 0.22218 | 0.22168 | 0.23988 | 0.27742 | 0.36403 | 0.39246 | 0.39883 | 0.38349 | 0.37972 | 0.40511 | 0.46792 | 0.54291 | 0.59849 | 0.62982 | 0.64964 | 0.60649 | 0.54269 | 0.435 | 0.39603 | 0.34729 | 0.28158 | 0.22456
Portfolio Adjusted1-in-2Size: 20 kW to 199.99 kWOther2023August Monthly Peak | Portfolio Adjusted | 1-in-2 | Size: 20 kW to 199.99 kW | Other | 2023 | August Monthly Peak | 8 | 14.5922 | 13.7486 | 13.3094 | 13.1766 | 13.7075 | 15.0824 | 16.4576 | 19.0068 | 22.5916 | 25.5639 | 27.9657 | 29.5637 | 30.4105 | 31.0806 | 31.2868 | 30.9073 | 29.8575 | 27.8484 | 25.378 | 24.2094 | 23.5939 | 21.4092 | 18.526 | 16.3095 | 0 | 0 | 0 | 0 | 0 | 0 | 0 | 0 | 0 | 0 | 0 | 0 | 0 | 0 | 0.4693 | 0.46361 | 0.44786 | 0.41773 | 0 | 0 | 0 | 0 | 0 | 0 | 73.9062 | 72.6103 | 71.2249 | 70.0245 | 68.9934 | 68.0295 | 67.2525 | 66.9723 | 70.157 | 75.9357 | 81.1707 | 85.0467 | 88.4072 | 90.8919 | 92.0964 | 92.7004 | 92.6016 | 91.8401 | 90.2747 | 87.8817 | 84.3197 | 81.0769 | 78.7288 | 76.9734 | 0.24498 | 0.22807 | 0.22413 | 0.22362 | 0.24198 | 0.27986 | 0.36723 | 0.39591 | 0.40233 | 0.38685 | 0.38305 | 0.40866 | 0.47203 | 0.54768 | 0.60374 | 0.63535 | 0.65534 | 0.61181 | 0.54745 | 0.43881 | 0.3995 | 0.35034 | 0.28405 | 0.22653
Portfolio Adjusted1-in-2Size: 20 kW to 199.99 kWOther2023September Monthly Peak | Portfolio Adjusted | 1-in-2 | Size: 20 kW to 199.99 kW | Other | 2023 | September Monthly Peak | 9 | 13.7672 | 13.0418 | 12.6569 | 12.5596 | 13.0806 | 14.3776 | 16.0854 | 17.8576 | 21.0278 | 23.6347 | 25.7507 | 27.2001 | 28.0561 | 28.7585 | 28.9971 | 28.6058 | 27.5329 | 25.4851 | 23.376 | 23.0886 | 21.7626 | 19.7184 | 17.146 | 15.174 | 0 | 0 | 0 | 0 | 0 | 0 | 0 | 0 | 0 | 0 | 0 | 0 | 0 | 0 | 0.43496 | 0.42909 | 0.41299 | 0.38228 | 0 | 0 | 0 | 0 | 0 | 0 | 68.4884 | 67.2577 | 65.9549 | 64.6348 | 63.6626 | 62.6543 | 62.162 | 61.7975 | 63.9377 | 69.4962 | 75.8422 | 81.628 | 85.3599 | 87.5981 | 88.7073 | 89.4881 | 89.423 | 88.6775 | 86.8683 | 83.6352 | 79.7278 | 76.9429 | 74.8079 | 73.483 | 0.24316 | 0.22638 | 0.22246 | 0.22196 | 0.24019 | 0.27778 | 0.3645 | 0.39296 | 0.39934 | 0.38398 | 0.38021 | 0.40563 | 0.46852 | 0.54361 | 0.59926 | 0.63062 | 0.65047 | 0.60726 | 0.54339 | 0.43555 | 0.39653 | 0.34774 | 0.28194 | 0.22485
Portfolio Adjusted1-in-2Size: 20 kW to 199.99 kWOther2023October Monthly Peak | Portfolio Adjusted | 1-in-2 | Size: 20 kW to 199.99 kW | Other | 2023 | October Monthly Peak | 10 | 13.0802 | 12.4143 | 12.065 | 11.9745 | 12.4761 | 13.7502 | 15.6333 | 17.0461 | 19.6783 | 22.1339 | 24.3008 | 25.8511 | 26.8385 | 27.6764 | 27.9763 | 27.5617 | 26.4304 | 24.4037 | 23.2609 | 22.4422 | 20.8705 | 18.8946 | 16.4454 | 14.5243 | 0 | 0 | 0 | 0 | 0 | 0 | 0 | 0 | 0 | 0 | 0 | 0 | 0 | 0 | 0.41964 | 0.41342 | 0.39646 | 0.36606 | 0 | 0 | 0 | 0 | 0 | 0 | 67.9997 | 67.235 | 66.0225 | 65.2314 | 64.2942 | 63.7009 | 63.0344 | 62.563 | 63.4697 | 68.1652 | 74.4808 | 79.8578 | 83.3775 | 85.6855 | 87.0047 | 87.3347 | 86.8485 | 85.7544 | 83.5469 | 79.8464 | 75.57 | 72.4747 | 70.1893 | 68.2582 | 0.24401 | 0.22716 | 0.22324 | 0.22274 | 0.24102 | 0.27874 | 0.36577 | 0.39433 | 0.40073 | 0.38532 | 0.38153 | 0.40704 | 0.47015 | 0.5455 | 0.60134 | 0.63282 | 0.65274 | 0.60938 | 0.54528 | 0.43707 | 0.39792 | 0.34895 | 0.28292 | 0.22563
Portfolio Adjusted1-in-2Size: 20 kW to 199.99 kWOther2023November Monthly Peak | Portfolio Adjusted | 1-in-2 | Size: 20 kW to 199.99 kW | Other | 2023 | November Monthly Peak | 11 | 11.9222 | 11.44 | 11.2297 | 11.2945 | 11.8249 | 13.0854 | 14.3047 | 15.7043 | 17.8795 | 19.419 | 20.684 | 21.5191 | 21.9562 | 22.3567 | 22.3281 | 21.7335 | 21.0941 | 21.0342 | 19.8041 | 18.742 | 17.7073 | 16.2857 | 14.4752 | 12.9892 | 0 | 0 | 0 | 0 | 0 | 0 | 0 | 0 | 0 | 0 | 0 | 0 | 0 | 0 | 0.33492 | 0.326 | 0.31641 | 0.31551 | 0 | 0 | 0 | 0 | 0 | 0 | 55.6774 | 54.8916 | 53.7648 | 52.7507 | 51.9373 | 51.4784 | 50.8168 | 50.8323 | 54.2749 | 60.2993 | 66.8665 | 71.8673 | 75.124 | 76.7538 | 77.6143 | 77.5147 | 75.8318 | 72.2199 | 67.801 | 64.5602 | 62.1546 | 60.1239 | 59.1673 | 57.962 | 0.24458 | 0.2277 | 0.22376 | 0.22326 | 0.24159 | 0.2794 | 0.36662 | 0.39526 | 0.40167 | 0.38622 | 0.38243 | 0.40799 | 0.47126 | 0.54678 | 0.60276 | 0.63431 | 0.65427 | 0.61081 | 0.54656 | 0.43809 | 0.39885 | 0.34977 | 0.28359 | 0.22616
Portfolio Adjusted1-in-2Size: 20 kW to 199.99 kWOther2023December Monthly Peak | Portfolio Adjusted | 1-in-2 | Size: 20 kW to 199.99 kW | Other | 2023 | December Monthly Peak | 12 | 12.5585 | 12.1211 | 11.9761 | 12.0394 | 12.6152 | 13.9698 | 15.9366 | 17.191 | 18.873 | 19.593 | 19.8011 | 19.5485 | 19.0108 | 18.6498 | 18.1906 | 17.7052 | 18.0302 | 19.0454 | 18.3344 | 17.8884 | 17.1884 | 16.2019 | 14.794 | 13.5392 | 0 | 0 | 0 | 0 | 0 | 0 | 0 | 0 | 0 | 0 | 0 | 0 | 0 | 0 | 0.27286 | 0.26558 | 0.27045 | 0.28568 | 0 | 0 | 0 | 0 | 0 | 0 | 42.9317 | 42.4621 | 41.6209 | 40.8783 | 40.1482 | 39.5922 | 39.5735 | 39.5746 | 39.9814 | 42.7243 | 45.4146 | 47.4262 | 48.7582 | 49.5836 | 50.3028 | 50.5288 | 50.1662 | 48.6951 | 46.8807 | 45.5537 | 44.5967 | 43.7186 | 42.8289 | 41.9232 | 0.25165 | 0.23428 | 0.23023 | 0.22971 | 0.24857 | 0.28747 | 0.37722 | 0.40668 | 0.41327 | 0.39738 | 0.39348 | 0.41978 | 0.48487 | 0.56258 | 0.62017 | 0.65264 | 0.67317 | 0.62846 | 0.56235 | 0.45075 | 0.41038 | 0.35987 | 0.29178 | 0.2327
Portfolio Adjusted1-in-2Size: 20 kW to 199.99 kWOther2023Typical Event Day | Portfolio Adjusted | 1-in-2 | Size: 20 kW to 199.99 kW | Other | 2023 | Typical Event Day | 8 | 14.1479 | 13.3512 | 12.9426 | 12.823 | 13.3428 | 14.674 | 15.9824 | 18.3242 | 21.6182 | 24.3442 | 26.5651 | 28.0635 | 28.8857 | 29.5517 | 29.7666 | 29.401 | 28.3965 | 26.4543 | 24.1936 | 23.1214 | 22.6296 | 20.5919 | 17.8552 | 15.7454 | 0 | 0 | 0 | 0 | 0 | 0 | 0 | 0 | 0 | 0 | 0 | 0 | 0 | 0 | 0.4465 | 0.44102 | 0.42595 | 0.39681 | 0 | 0 | 0 | 0 | 0 | 0 | 70.5723 | 69.2844 | 68.0316 | 66.872 | 65.7678 | 64.8377 | 64.1703 | 64.3467 | 67.4363 | 72.5741 | 77.6799 | 81.9673 | 85.2413 | 87.5427 | 88.877 | 89.6004 | 89.6569 | 89.0115 | 87.5137 | 85.2207 | 81.8433 | 78.4315 | 75.9231 | 74.2001 | 0.2432 | 0.22641 | 0.2225 | 0.222 | 0.24023 | 0.27782 | 0.36456 | 0.39303 | 0.3994 | 0.38404 | 0.38027 | 0.40569 | 0.4686 | 0.54369 | 0.59935 | 0.63073 | 0.65058 | 0.60736 | 0.54348 | 0.43562 | 0.3966 | 0.34779 | 0.28199 | 0.22489
Portfolio Adjusted1-in-2Size: 20 kW to 199.99 kWOther2024January Monthly Peak | Portfolio Adjusted | 1-in-2 | Size: 20 kW to 199.99 kW | Other | 2024 | January Monthly Peak | 1 | 12.2533 | 11.9175 | 11.7935 | 11.8861 | 12.4884 | 13.8279 | 15.9133 | 17.031 | 18.6917 | 19.4858 | 19.7985 | 19.7929 | 19.5458 | 19.501 | 19.2158 | 18.8359 | 18.5221 | 19.3622 | 18.7811 | 18.1316 | 17.3527 | 16.1853 | 14.537 | 13.2504 | 0 | 0 | 0 | 0 | 0 | 0 | 0 | 0 | 0 | 0 | 0 | 0 | 0 | 0 | 0.28824 | 0.28254 | 0.27783 | 0.29043 | 0 | 0 | 0 | 0 | 0 | 0 | 46.5379 | 46.1217 | 45.9245 | 45.5649 | 45.2717 | 45.1197 | 45.0506 | 44.7659 | 45.0262 | 46.8094 | 49.096 | 51.1821 | 52.8033 | 53.7554 | 54.3215 | 54.2183 | 53.9763 | 53.0535 | 51.3263 | 50.0388 | 49.2272 | 48.7289 | 47.9214 | 47.1692 | 0.24752 | 0.23043 | 0.22645 | 0.22594 | 0.24449 | 0.28276 | 0.37103 | 0.40001 | 0.40649 | 0.39086 | 0.38702 | 0.4129 | 0.47692 | 0.55335 | 0.61 | 0.64193 | 0.66213 | 0.61815 | 0.55312 | 0.44336 | 0.40364 | 0.35397 | 0.28699 | 0.22888
Portfolio Adjusted1-in-2Size: 20 kW to 199.99 kWOther2024February Monthly Peak | Portfolio Adjusted | 1-in-2 | Size: 20 kW to 199.99 kW | Other | 2024 | February Monthly Peak | 2 | 12.0172 | 11.6402 | 11.4708 | 11.5344 | 12.0932 | 13.3976 | 15.1006 | 16.2218 | 18.158 | 19.2171 | 19.8584 | 20.1858 | 20.272 | 20.4583 | 20.3276 | 19.961 | 19.4128 | 19.3469 | 19.3185 | 18.4583 | 17.5458 | 16.2314 | 14.4521 | 13.0437 | 0 | 0 | 0 | 0 | 0 | 0 | 0 | 0 | 0 | 0 | 0 | 0 | 0 | 0 | 0.30491 | 0.29942 | 0.29119 | 0.2902 | 0 | 0 | 0 | 0 | 0 | 0 | 48.6436 | 48.0557 | 47.563 | 47.2044 | 47.3436 | 46.9616 | 46.4916 | 46.9441 | 48.1852 | 51.645 | 55.5122 | 58.2771 | 60.0341 | 60.8836 | 61.4588 | 61.9528 | 61.937 | 61.0071 | 58.8397 | 56.3132 | 54.752 | 53.4496 | 52.3919 | 51.033 | 0.24396 | 0.22712 | 0.2232 | 0.22269 | 0.24098 | 0.27869 | 0.3657 | 0.39426 | 0.40065 | 0.38524 | 0.38146 | 0.40696 | 0.47006 | 0.54539 | 0.60123 | 0.6327 | 0.65261 | 0.60926 | 0.54517 | 0.43698 | 0.39784 | 0.34888 | 0.28287 | 0.22559
Portfolio Adjusted1-in-2Size: 20 kW to 199.99 kWOther2024March Monthly Peak | Portfolio Adjusted | 1-in-2 | Size: 20 kW to 199.99 kW | Other | 2024 | March Monthly Peak | 3 | 12.1246 | 11.6132 | 11.4041 | 11.4127 | 11.9277 | 13.1834 | 14.9924 | 16.1719 | 17.9519 | 19.0279 | 19.7279 | 20.1172 | 20.2506 | 20.5145 | 20.5619 | 20.3023 | 19.7129 | 18.8654 | 18.2988 | 18.6651 | 17.9125 | 16.5606 | 14.6977 | 13.2177 | 0 | 0 | 0 | 0 | 0 | 0 | 0 | 0 | 0 | 0 | 0 | 0 | 0 | 0 | 0.30843 | 0.30453 | 0.29569 | 0.28298 | 0 | 0 | 0 | 0 | 0 | 0 | 50.4007 | 49.6612 | 48.8694 | 48.299 | 47.7345 | 47.3584 | 46.9462 | 46.9385 | 49.1251 | 52.1205 | 55.0049 | 57.5337 | 59.848 | 61.2883 | 62.2265 | 62.8879 | 62.6641 | 61.874 | 59.7577 | 56.7832 | 54.6529 | 53.0762 | 51.6825 | 50.5845 | 0.24453 | 0.22766 | 0.22372 | 0.22322 | 0.24154 | 0.27935 | 0.36656 | 0.39519 | 0.40159 | 0.38615 | 0.38236 | 0.40792 | 0.47117 | 0.54668 | 0.60265 | 0.63419 | 0.65415 | 0.6107 | 0.54646 | 0.43801 | 0.39878 | 0.3497 | 0.28354 | 0.22612
Portfolio Adjusted1-in-2Size: 20 kW to 199.99 kWOther2024April Monthly Peak | Portfolio Adjusted | 1-in-2 | Size: 20 kW to 199.99 kW | Other | 2024 | April Monthly Peak | 4 | 12.4794 | 11.8683 | 11.5792 | 11.5057 | 12.0055 | 13.1711 | 14.4029 | 16.0121 | 18.5678 | 20.5324 | 22.1129 | 23.281 | 24.0185 | 24.7309 | 25.0424 | 24.8224 | 23.9225 | 22.2296 | 20.5439 | 20.3594 | 19.7175 | 17.9335 | 15.6543 | 13.8776 | 0 | 0 | 0 | 0 | 0 | 0 | 0 | 0 | 0 | 0 | 0 | 0 | 0 | 0 | 0.37564 | 0.37234 | 0.35884 | 0.33344 | 0 | 0 | 0 | 0 | 0 | 0 | 63.2934 | 62.0412 | 60.8927 | 59.8012 | 58.846 | 58.0267 | 57.3693 | 57.25 | 59.5772 | 63.9111 | 69.4021 | 74.1151 | 77.4449 | 79.3775 | 80.6172 | 81.3042 | 81.3423 | 80.8509 | 79.8824 | 77.893 | 74.2368 | 71.2529 | 68.8022 | 66.6668 | 0.24361 | 0.2268 | 0.22288 | 0.22238 | 0.24063 | 0.2783 | 0.36518 | 0.3937 | 0.40008 | 0.3847 | 0.38092 | 0.40638 | 0.46939 | 0.54462 | 0.60038 | 0.6318 | 0.65169 | 0.6084 | 0.5444 | 0.43636 | 0.39728 | 0.34839 | 0.28247 | 0.22527
Portfolio Adjusted1-in-2Size: 20 kW to 199.99 kWOther2024May Monthly Peak | Portfolio Adjusted | 1-in-2 | Size: 20 kW to 199.99 kW | Other | 2024 | May Monthly Peak | 5 | 12.7379 | 12.0891 | 11.7594 | 11.6566 | 12.1389 | 13.1925 | 14.1236 | 16.4252 | 19.4363 | 21.7455 | 23.5747 | 24.8283 | 25.5494 | 26.2027 | 26.4327 | 26.1497 | 25.2168 | 23.4892 | 21.5929 | 20.6683 | 20.45 | 18.6212 | 16.1941 | 14.2875 | 0 | 0 | 0 | 0 | 0 | 0 | 0 | 0 | 0 | 0 | 0 | 0 | 0 | 0 | 0.39649 | 0.39225 | 0.37825 | 0.35234 | 0 | 0 | 0 | 0 | 0 | 0 | 65.5805 | 64.2622 | 63.0895 | 61.902 | 60.9206 | 59.8518 | 58.7913 | 59.8902 | 63.9737 | 68.5378 | 72.7523 | 76.5535 | 79.707 | 82.0836 | 83.6538 | 84.5117 | 84.5969 | 83.9826 | 82.6175 | 80.5671 | 76.7428 | 73.1656 | 70.7754 | 68.6762 | 0.24331 | 0.22652 | 0.22261 | 0.2221 | 0.24034 | 0.27795 | 0.36473 | 0.39321 | 0.39959 | 0.38422 | 0.38045 | 0.40588 | 0.46881 | 0.54395 | 0.59963 | 0.63102 | 0.65088 | 0.60765 | 0.54373 | 0.43582 | 0.39678 | 0.34796 | 0.28212 | 0.22499
Portfolio Adjusted1-in-2Size: 20 kW to 199.99 kWOther2024June Monthly Peak | Portfolio Adjusted | 1-in-2 | Size: 20 kW to 199.99 kW | Other | 2024 | June Monthly Peak | 6 | 13.6465 | 12.8976 | 12.5166 | 12.3693 | 12.8596 | 13.7716 | 14.9166 | 17.587 | 20.6661 | 23.1827 | 25.2032 | 26.5794 | 27.4 | 28.0963 | 28.3831 | 28.118 | 27.2557 | 25.4716 | 23.4149 | 22.0682 | 21.7203 | 19.9753 | 17.3424 | 15.2995 | 0 | 0 | 0 | 0 | 0 | 0 | 0 | 0 | 0 | 0 | 0 | 0 | 0 | 0 | 0.42575 | 0.42177 | 0.40884 | 0.38207 | 0 | 0 | 0 | 0 | 0 | 0 | 68.2496 | 66.5917 | 65.3083 | 64.2965 | 63.0236 | 62.0401 | 61.3239 | 62.3162 | 66.3139 | 70.9439 | 75.38 | 79.2802 | 82.3812 | 84.4482 | 85.6987 | 86.3116 | 86.5669 | 86.2099 | 85.0011 | 83.0153 | 80.0997 | 76.3283 | 73.4261 | 71.341 | 0.24329 | 0.2265 | 0.22259 | 0.22208 | 0.24032 | 0.27793 | 0.36469 | 0.39318 | 0.39955 | 0.38419 | 0.38041 | 0.40585 | 0.46877 | 0.5439 | 0.59958 | 0.63097 | 0.65082 | 0.60759 | 0.54368 | 0.43579 | 0.39675 | 0.34792 | 0.28209 | 0.22497
Portfolio Adjusted1-in-2Size: 20 kW to 199.99 kWOther2024July Monthly Peak | Portfolio Adjusted | 1-in-2 | Size: 20 kW to 199.99 kW | Other | 2024 | July Monthly Peak | 7 | 14.5912 | 13.7559 | 13.3201 | 13.1828 | 13.7196 | 14.9173 | 16.153 | 18.9534 | 22.2104 | 24.7978 | 26.8671 | 28.2733 | 29.0599 | 29.6779 | 29.895 | 29.5723 | 28.6623 | 26.8262 | 24.6897 | 23.2931 | 22.9508 | 21.144 | 18.3499 | 16.1948 | 0 | 0 | 0 | 0 | 0 | 0 | 0 | 0 | 0 | 0 | 0 | 0 | 0 | 0 | 0.44843 | 0.44359 | 0.42993 | 0.40239 | 0 | 0 | 0 | 0 | 0 | 0 | 71.6449 | 70.678 | 69.6384 | 68.532 | 67.3918 | 66.6268 | 65.9427 | 66.3006 | 69.3364 | 73.9208 | 78.3267 | 81.9143 | 84.8167 | 87.2325 | 89.0054 | 89.9017 | 90.0362 | 89.3185 | 87.9108 | 86.3507 | 83.226 | 79.3779 | 76.7297 | 75.003 | 0.24285 | 0.22609 | 0.22218 | 0.22168 | 0.23988 | 0.27742 | 0.36403 | 0.39246 | 0.39883 | 0.38349 | 0.37972 | 0.40511 | 0.46792 | 0.54291 | 0.59849 | 0.62982 | 0.64964 | 0.60649 | 0.54269 | 0.435 | 0.39603 | 0.34729 | 0.28158 | 0.22456
Portfolio Adjusted1-in-2Size: 20 kW to 199.99 kWOther2024August Monthly Peak | Portfolio Adjusted | 1-in-2 | Size: 20 kW to 199.99 kW | Other | 2024 | August Monthly Peak | 8 | 14.5922 | 13.7486 | 13.3094 | 13.1766 | 13.7075 | 15.0824 | 16.4576 | 19.0068 | 22.5916 | 25.5639 | 27.9657 | 29.5637 | 30.4105 | 31.0806 | 31.2868 | 30.9073 | 29.8575 | 27.8484 | 25.378 | 24.2094 | 23.5939 | 21.4092 | 18.526 | 16.3095 | 0 | 0 | 0 | 0 | 0 | 0 | 0 | 0 | 0 | 0 | 0 | 0 | 0 | 0 | 0.4693 | 0.46361 | 0.44786 | 0.41773 | 0 | 0 | 0 | 0 | 0 | 0 | 73.9062 | 72.6103 | 71.2249 | 70.0245 | 68.9934 | 68.0295 | 67.2525 | 66.9723 | 70.157 | 75.9357 | 81.1707 | 85.0467 | 88.4072 | 90.8919 | 92.0964 | 92.7004 | 92.6016 | 91.8401 | 90.2747 | 87.8817 | 84.3197 | 81.0769 | 78.7288 | 76.9734 | 0.24498 | 0.22807 | 0.22413 | 0.22362 | 0.24198 | 0.27986 | 0.36723 | 0.39591 | 0.40233 | 0.38685 | 0.38305 | 0.40866 | 0.47203 | 0.54768 | 0.60374 | 0.63535 | 0.65534 | 0.61181 | 0.54745 | 0.43881 | 0.3995 | 0.35034 | 0.28405 | 0.22653
Portfolio Adjusted1-in-2Size: 20 kW to 199.99 kWOther2024September Monthly Peak | Portfolio Adjusted | 1-in-2 | Size: 20 kW to 199.99 kW | Other | 2024 | September Monthly Peak | 9 | 13.7672 | 13.0418 | 12.6569 | 12.5596 | 13.0806 | 14.3776 | 16.0854 | 17.8576 | 21.0278 | 23.6347 | 25.7507 | 27.2001 | 28.0561 | 28.7585 | 28.9971 | 28.6058 | 27.5329 | 25.4851 | 23.376 | 23.0886 | 21.7626 | 19.7184 | 17.146 | 15.174 | 0 | 0 | 0 | 0 | 0 | 0 | 0 | 0 | 0 | 0 | 0 | 0 | 0 | 0 | 0.43496 | 0.42909 | 0.41299 | 0.38228 | 0 | 0 | 0 | 0 | 0 | 0 | 68.4884 | 67.2577 | 65.9549 | 64.6348 | 63.6626 | 62.6543 | 62.162 | 61.7975 | 63.9377 | 69.4962 | 75.8422 | 81.628 | 85.3599 | 87.5981 | 88.7073 | 89.488 | 89.423 | 88.6775 | 86.8683 | 83.6352 | 79.7278 | 76.9429 | 74.8079 | 73.483 | 0.24316 | 0.22638 | 0.22246 | 0.22196 | 0.24019 | 0.27778 | 0.3645 | 0.39296 | 0.39934 | 0.38398 | 0.38021 | 0.40563 | 0.46852 | 0.54361 | 0.59926 | 0.63062 | 0.65047 | 0.60726 | 0.54339 | 0.43555 | 0.39653 | 0.34774 | 0.28194 | 0.22485
Portfolio Adjusted1-in-2Size: 20 kW to 199.99 kWOther2024October Monthly Peak | Portfolio Adjusted | 1-in-2 | Size: 20 kW to 199.99 kW | Other | 2024 | October Monthly Peak | 10 | 13.0802 | 12.4143 | 12.065 | 11.9745 | 12.4761 | 13.7502 | 15.6333 | 17.0461 | 19.6783 | 22.1339 | 24.3008 | 25.8511 | 26.8385 | 27.6764 | 27.9763 | 27.5617 | 26.4304 | 24.4037 | 23.2609 | 22.4422 | 20.8705 | 18.8946 | 16.4454 | 14.5243 | 0 | 0 | 0 | 0 | 0 | 0 | 0 | 0 | 0 | 0 | 0 | 0 | 0 | 0 | 0.41964 | 0.41342 | 0.39646 | 0.36606 | 0 | 0 | 0 | 0 | 0 | 0 | 67.9997 | 67.235 | 66.0225 | 65.2314 | 64.2942 | 63.7009 | 63.0344 | 62.563 | 63.4697 | 68.1652 | 74.4808 | 79.8578 | 83.3775 | 85.6855 | 87.0047 | 87.3347 | 86.8485 | 85.7544 | 83.5469 | 79.8464 | 75.57 | 72.4747 | 70.1893 | 68.2582 | 0.24401 | 0.22716 | 0.22324 | 0.22274 | 0.24102 | 0.27874 | 0.36577 | 0.39433 | 0.40073 | 0.38532 | 0.38153 | 0.40704 | 0.47015 | 0.5455 | 0.60134 | 0.63282 | 0.65274 | 0.60938 | 0.54528 | 0.43707 | 0.39792 | 0.34895 | 0.28292 | 0.22563
Portfolio Adjusted1-in-2Size: 20 kW to 199.99 kWOther2024November Monthly Peak | Portfolio Adjusted | 1-in-2 | Size: 20 kW to 199.99 kW | Other | 2024 | November Monthly Peak | 11 | 11.9222 | 11.44 | 11.2297 | 11.2945 | 11.8249 | 13.0854 | 14.3047 | 15.7043 | 17.8795 | 19.419 | 20.684 | 21.5191 | 21.9562 | 22.3567 | 22.3281 | 21.7335 | 21.0941 | 21.0342 | 19.8041 | 18.742 | 17.7073 | 16.2857 | 14.4752 | 12.9892 | 0 | 0 | 0 | 0 | 0 | 0 | 0 | 0 | 0 | 0 | 0 | 0 | 0 | 0 | 0.33492 | 0.326 | 0.31641 | 0.31551 | 0 | 0 | 0 | 0 | 0 | 0 | 55.6774 | 54.8916 | 53.7648 | 52.7507 | 51.9373 | 51.4784 | 50.8168 | 50.8323 | 54.2749 | 60.2993 | 66.8665 | 71.8673 | 75.124 | 76.7539 | 77.6143 | 77.5147 | 75.8318 | 72.2199 | 67.801 | 64.5602 | 62.1546 | 60.1239 | 59.1673 | 57.962 | 0.24458 | 0.2277 | 0.22376 | 0.22326 | 0.24159 | 0.2794 | 0.36662 | 0.39526 | 0.40167 | 0.38622 | 0.38243 | 0.40799 | 0.47126 | 0.54678 | 0.60276 | 0.63431 | 0.65427 | 0.61081 | 0.54656 | 0.43809 | 0.39885 | 0.34977 | 0.28359 | 0.22616
Portfolio Adjusted1-in-2Size: 20 kW to 199.99 kWOther2024December Monthly Peak | Portfolio Adjusted | 1-in-2 | Size: 20 kW to 199.99 kW | Other | 2024 | December Monthly Peak | 12 | 12.5585 | 12.1211 | 11.9761 | 12.0394 | 12.6151 | 13.9698 | 15.9366 | 17.191 | 18.873 | 19.593 | 19.8011 | 19.5485 | 19.0108 | 18.6498 | 18.1906 | 17.7052 | 18.0302 | 19.0454 | 18.3344 | 17.8884 | 17.1884 | 16.2019 | 14.794 | 13.5392 | 0 | 0 | 0 | 0 | 0 | 0 | 0 | 0 | 0 | 0 | 0 | 0 | 0 | 0 | 0.27286 | 0.26558 | 0.27045 | 0.28568 | 0 | 0 | 0 | 0 | 0 | 0 | 42.9317 | 42.4621 | 41.6209 | 40.8783 | 40.1482 | 39.5922 | 39.5735 | 39.5746 | 39.9814 | 42.7243 | 45.4146 | 47.4262 | 48.7582 | 49.5836 | 50.3028 | 50.5288 | 50.1662 | 48.6951 | 46.8807 | 45.5537 | 44.5967 | 43.7186 | 42.8289 | 41.9232 | 0.25165 | 0.23428 | 0.23023 | 0.22971 | 0.24857 | 0.28747 | 0.37722 | 0.40668 | 0.41327 | 0.39738 | 0.39348 | 0.41978 | 0.48487 | 0.56258 | 0.62017 | 0.65264 | 0.67317 | 0.62846 | 0.56235 | 0.45075 | 0.41038 | 0.35987 | 0.29178 | 0.2327
Portfolio Adjusted1-in-2Size: 20 kW to 199.99 kWOther2024Typical Event Day | Portfolio Adjusted | 1-in-2 | Size: 20 kW to 199.99 kW | Other | 2024 | Typical Event Day | 8 | 14.1479 | 13.3512 | 12.9426 | 12.823 | 13.3428 | 14.674 | 15.9824 | 18.3242 | 21.6182 | 24.3442 | 26.5651 | 28.0635 | 28.8857 | 29.5517 | 29.7666 | 29.401 | 28.3965 | 26.4543 | 24.1936 | 23.1214 | 22.6296 | 20.5919 | 17.8552 | 15.7454 | 0 | 0 | 0 | 0 | 0 | 0 | 0 | 0 | 0 | 0 | 0 | 0 | 0 | 0 | 0.4465 | 0.44102 | 0.42595 | 0.39681 | 0 | 0 | 0 | 0 | 0 | 0 | 70.5723 | 69.2844 | 68.0316 | 66.872 | 65.7678 | 64.8377 | 64.1703 | 64.3467 | 67.4363 | 72.5741 | 77.6799 | 81.9673 | 85.2413 | 87.5427 | 88.877 | 89.6004 | 89.6569 | 89.0115 | 87.5137 | 85.2207 | 81.8433 | 78.4315 | 75.9231 | 74.2001 | 0.2432 | 0.22641 | 0.2225 | 0.222 | 0.24023 | 0.27782 | 0.36456 | 0.39303 | 0.3994 | 0.38404 | 0.38027 | 0.40569 | 0.4686 | 0.54369 | 0.59935 | 0.63073 | 0.65058 | 0.60736 | 0.54348 | 0.43562 | 0.3966 | 0.34779 | 0.28199 | 0.22489
Portfolio Adjusted1-in-2Size: 20 kW to 199.99 kWOther2025January Monthly Peak | Portfolio Adjusted | 1-in-2 | Size: 20 kW to 199.99 kW | Other | 2025 | January Monthly Peak | 1 | 12.2533 | 11.9175 | 11.7935 | 11.8861 | 12.4884 | 13.8279 | 15.9134 | 17.031 | 18.6917 | 19.4858 | 19.7985 | 19.7929 | 19.5458 | 19.501 | 19.2158 | 18.8359 | 18.5221 | 19.3622 | 18.7811 | 18.1316 | 17.3527 | 16.1853 | 14.537 | 13.2504 | 0 | 0 | 0 | 0 | 0 | 0 | 0 | 0 | 0 | 0 | 0 | 0 | 0 | 0 | 0.28824 | 0.28254 | 0.27783 | 0.29043 | 0 | 0 | 0 | 0 | 0 | 0 | 46.5379 | 46.1217 | 45.9245 | 45.5649 | 45.2717 | 45.1197 | 45.0506 | 44.7659 | 45.0262 | 46.8094 | 49.096 | 51.1821 | 52.8033 | 53.7554 | 54.3215 | 54.2183 | 53.9763 | 53.0535 | 51.3263 | 50.0388 | 49.2272 | 48.7289 | 47.9214 | 47.1692 | 0.24752 | 0.23043 | 0.22645 | 0.22594 | 0.24449 | 0.28276 | 0.37103 | 0.40001 | 0.40649 | 0.39086 | 0.38702 | 0.4129 | 0.47692 | 0.55335 | 0.61 | 0.64193 | 0.66213 | 0.61815 | 0.55312 | 0.44336 | 0.40364 | 0.35397 | 0.28699 | 0.22888
Portfolio Adjusted1-in-2Size: 20 kW to 199.99 kWOther2025February Monthly Peak | Portfolio Adjusted | 1-in-2 | Size: 20 kW to 199.99 kW | Other | 2025 | February Monthly Peak | 2 | 12.0172 | 11.6402 | 11.4708 | 11.5344 | 12.0932 | 13.3976 | 15.1006 | 16.2218 | 18.158 | 19.2171 | 19.8584 | 20.1858 | 20.272 | 20.4583 | 20.3276 | 19.961 | 19.4128 | 19.3469 | 19.3185 | 18.4583 | 17.5458 | 16.2314 | 14.4521 | 13.0437 | 0 | 0 | 0 | 0 | 0 | 0 | 0 | 0 | 0 | 0 | 0 | 0 | 0 | 0 | 0.30491 | 0.29942 | 0.29119 | 0.2902 | 0 | 0 | 0 | 0 | 0 | 0 | 48.6436 | 48.0557 | 47.563 | 47.2044 | 47.3436 | 46.9615 | 46.4916 | 46.9441 | 48.1852 | 51.645 | 55.5122 | 58.2771 | 60.0341 | 60.8836 | 61.4588 | 61.9528 | 61.937 | 61.0071 | 58.8397 | 56.3132 | 54.752 | 53.4496 | 52.3919 | 51.033 | 0.24396 | 0.22712 | 0.2232 | 0.22269 | 0.24098 | 0.27869 | 0.3657 | 0.39426 | 0.40065 | 0.38524 | 0.38146 | 0.40696 | 0.47006 | 0.54539 | 0.60123 | 0.6327 | 0.65261 | 0.60926 | 0.54517 | 0.43698 | 0.39784 | 0.34888 | 0.28287 | 0.22559
Portfolio Adjusted1-in-2Size: 20 kW to 199.99 kWOther2025March Monthly Peak | Portfolio Adjusted | 1-in-2 | Size: 20 kW to 199.99 kW | Other | 2025 | March Monthly Peak | 3 | 12.1246 | 11.6132 | 11.4041 | 11.4127 | 11.9277 | 13.1834 | 14.9924 | 16.1719 | 17.9519 | 19.0279 | 19.7279 | 20.1172 | 20.2506 | 20.5145 | 20.5619 | 20.3023 | 19.7129 | 18.8654 | 18.2988 | 18.6651 | 17.9125 | 16.5606 | 14.6977 | 13.2177 | 0 | 0 | 0 | 0 | 0 | 0 | 0 | 0 | 0 | 0 | 0 | 0 | 0 | 0 | 0.30843 | 0.30453 | 0.29569 | 0.28298 | 0 | 0 | 0 | 0 | 0 | 0 | 50.4008 | 49.6612 | 48.8694 | 48.299 | 47.7345 | 47.3584 | 46.9462 | 46.9385 | 49.1251 | 52.1205 | 55.005 | 57.5337 | 59.848 | 61.2883 | 62.2265 | 62.8879 | 62.6641 | 61.874 | 59.7577 | 56.7832 | 54.6529 | 53.0762 | 51.6825 | 50.5845 | 0.24453 | 0.22766 | 0.22372 | 0.22322 | 0.24154 | 0.27935 | 0.36656 | 0.39519 | 0.40159 | 0.38615 | 0.38236 | 0.40792 | 0.47117 | 0.54668 | 0.60265 | 0.63419 | 0.65415 | 0.6107 | 0.54646 | 0.43801 | 0.39878 | 0.3497 | 0.28354 | 0.22612
Portfolio Adjusted1-in-2Size: 20 kW to 199.99 kWOther2025April Monthly Peak | Portfolio Adjusted | 1-in-2 | Size: 20 kW to 199.99 kW | Other | 2025 | April Monthly Peak | 4 | 12.4794 | 11.8683 | 11.5792 | 11.5057 | 12.0055 | 13.1711 | 14.4029 | 16.0121 | 18.5678 | 20.5324 | 22.1129 | 23.281 | 24.0185 | 24.7309 | 25.0424 | 24.8224 | 23.9225 | 22.2296 | 20.5439 | 20.3594 | 19.7175 | 17.9335 | 15.6543 | 13.8776 | 0 | 0 | 0 | 0 | 0 | 0 | 0 | 0 | 0 | 0 | 0 | 0 | 0 | 0 | 0.37564 | 0.37234 | 0.35884 | 0.33344 | 0 | 0 | 0 | 0 | 0 | 0 | 63.2934 | 62.0412 | 60.8927 | 59.8012 | 58.846 | 58.0267 | 57.3693 | 57.25 | 59.5772 | 63.9111 | 69.4021 | 74.1151 | 77.4449 | 79.3775 | 80.6172 | 81.3042 | 81.3423 | 80.8509 | 79.8824 | 77.893 | 74.2368 | 71.2529 | 68.8022 | 66.6668 | 0.24361 | 0.2268 | 0.22288 | 0.22238 | 0.24063 | 0.2783 | 0.36518 | 0.3937 | 0.40008 | 0.3847 | 0.38092 | 0.40638 | 0.46939 | 0.54462 | 0.60038 | 0.6318 | 0.65169 | 0.6084 | 0.5444 | 0.43636 | 0.39728 | 0.34839 | 0.28247 | 0.22527
Portfolio Adjusted1-in-2Size: 20 kW to 199.99 kWOther2025May Monthly Peak | Portfolio Adjusted | 1-in-2 | Size: 20 kW to 199.99 kW | Other | 2025 | May Monthly Peak | 5 | 12.7379 | 12.0891 | 11.7594 | 11.6566 | 12.1389 | 13.1925 | 14.1236 | 16.4252 | 19.4363 | 21.7455 | 23.5747 | 24.8283 | 25.5494 | 26.2027 | 26.4327 | 26.1497 | 25.2168 | 23.4892 | 21.5929 | 20.6683 | 20.45 | 18.6212 | 16.1941 | 14.2875 | 0 | 0 | 0 | 0 | 0 | 0 | 0 | 0 | 0 | 0 | 0 | 0 | 0 | 0 | 0.39649 | 0.39225 | 0.37825 | 0.35234 | 0 | 0 | 0 | 0 | 0 | 0 | 65.5805 | 64.2622 | 63.0895 | 61.902 | 60.9206 | 59.8518 | 58.7912 | 59.8902 | 63.9737 | 68.5378 | 72.7523 | 76.5535 | 79.707 | 82.0836 | 83.6538 | 84.5117 | 84.5969 | 83.9826 | 82.6175 | 80.5671 | 76.7428 | 73.1656 | 70.7754 | 68.6762 | 0.24331 | 0.22652 | 0.22261 | 0.2221 | 0.24034 | 0.27795 | 0.36473 | 0.39321 | 0.39959 | 0.38422 | 0.38045 | 0.40588 | 0.46881 | 0.54395 | 0.59963 | 0.63102 | 0.65088 | 0.60765 | 0.54373 | 0.43582 | 0.39678 | 0.34796 | 0.28212 | 0.22499
Portfolio Adjusted1-in-2Size: 20 kW to 199.99 kWOther2025June Monthly Peak | Portfolio Adjusted | 1-in-2 | Size: 20 kW to 199.99 kW | Other | 2025 | June Monthly Peak | 6 | 13.6465 | 12.8976 | 12.5166 | 12.3693 | 12.8596 | 13.7716 | 14.9166 | 17.587 | 20.6661 | 23.1827 | 25.2032 | 26.5794 | 27.4 | 28.0963 | 28.3831 | 28.118 | 27.2557 | 25.4716 | 23.4149 | 22.0682 | 21.7203 | 19.9753 | 17.3424 | 15.2995 | 0 | 0 | 0 | 0 | 0 | 0 | 0 | 0 | 0 | 0 | 0 | 0 | 0 | 0 | 0.42575 | 0.42177 | 0.40884 | 0.38207 | 0 | 0 | 0 | 0 | 0 | 0 | 68.2496 | 66.5917 | 65.3083 | 64.2965 | 63.0236 | 62.0401 | 61.3239 | 62.3162 | 66.3139 | 70.9439 | 75.38 | 79.2802 | 82.3812 | 84.4482 | 85.6987 | 86.3116 | 86.5669 | 86.2099 | 85.0011 | 83.0153 | 80.0997 | 76.3283 | 73.4261 | 71.341 | 0.24329 | 0.2265 | 0.22259 | 0.22208 | 0.24032 | 0.27793 | 0.36469 | 0.39318 | 0.39955 | 0.38419 | 0.38041 | 0.40585 | 0.46877 | 0.5439 | 0.59958 | 0.63097 | 0.65082 | 0.60759 | 0.54368 | 0.43579 | 0.39675 | 0.34792 | 0.28209 | 0.22497
Portfolio Adjusted1-in-2Size: 20 kW to 199.99 kWOther2025July Monthly Peak | Portfolio Adjusted | 1-in-2 | Size: 20 kW to 199.99 kW | Other | 2025 | July Monthly Peak | 7 | 14.5912 | 13.7559 | 13.3201 | 13.1828 | 13.7196 | 14.9173 | 16.153 | 18.9534 | 22.2104 | 24.7978 | 26.8671 | 28.2733 | 29.0599 | 29.6779 | 29.895 | 29.5723 | 28.6623 | 26.8262 | 24.6897 | 23.2931 | 22.9508 | 21.144 | 18.3499 | 16.1948 | 0 | 0 | 0 | 0 | 0 | 0 | 0 | 0 | 0 | 0 | 0 | 0 | 0 | 0 | 0.44843 | 0.44359 | 0.42993 | 0.40239 | 0 | 0 | 0 | 0 | 0 | 0 | 71.6449 | 70.678 | 69.6384 | 68.532 | 67.3918 | 66.6268 | 65.9427 | 66.3006 | 69.3365 | 73.9208 | 78.3267 | 81.9143 | 84.8167 | 87.2325 | 89.0054 | 89.9017 | 90.0362 | 89.3185 | 87.9108 | 86.3507 | 83.226 | 79.3779 | 76.7297 | 75.003 | 0.24285 | 0.22609 | 0.22218 | 0.22168 | 0.23988 | 0.27742 | 0.36403 | 0.39246 | 0.39883 | 0.38349 | 0.37972 | 0.40511 | 0.46792 | 0.54291 | 0.59849 | 0.62982 | 0.64964 | 0.60649 | 0.54269 | 0.435 | 0.39603 | 0.34729 | 0.28158 | 0.22456
Portfolio Adjusted1-in-2Size: 20 kW to 199.99 kWOther2025August Monthly Peak | Portfolio Adjusted | 1-in-2 | Size: 20 kW to 199.99 kW | Other | 2025 | August Monthly Peak | 8 | 14.5922 | 13.7486 | 13.3094 | 13.1766 | 13.7075 | 15.0824 | 16.4576 | 19.0068 | 22.5916 | 25.5639 | 27.9657 | 29.5637 | 30.4105 | 31.0806 | 31.2868 | 30.9073 | 29.8575 | 27.8484 | 25.378 | 24.2094 | 23.5939 | 21.4092 | 18.526 | 16.3095 | 0 | 0 | 0 | 0 | 0 | 0 | 0 | 0 | 0 | 0 | 0 | 0 | 0 | 0 | 0.4693 | 0.46361 | 0.44786 | 0.41773 | 0 | 0 | 0 | 0 | 0 | 0 | 73.9062 | 72.6103 | 71.2249 | 70.0245 | 68.9934 | 68.0295 | 67.2525 | 66.9723 | 70.157 | 75.9357 | 81.1707 | 85.0467 | 88.4072 | 90.8919 | 92.0964 | 92.7004 | 92.6016 | 91.8401 | 90.2747 | 87.8817 | 84.3197 | 81.0769 | 78.7288 | 76.9734 | 0.24498 | 0.22807 | 0.22413 | 0.22362 | 0.24198 | 0.27986 | 0.36723 | 0.39591 | 0.40233 | 0.38685 | 0.38305 | 0.40866 | 0.47203 | 0.54768 | 0.60374 | 0.63535 | 0.65534 | 0.61181 | 0.54745 | 0.43881 | 0.3995 | 0.35034 | 0.28405 | 0.22653
Portfolio Adjusted1-in-2Size: 20 kW to 199.99 kWOther2025September Monthly Peak | Portfolio Adjusted | 1-in-2 | Size: 20 kW to 199.99 kW | Other | 2025 | September Monthly Peak | 9 | 13.7672 | 13.0418 | 12.6569 | 12.5596 | 13.0806 | 14.3776 | 16.0854 | 17.8576 | 21.0278 | 23.6347 | 25.7507 | 27.2001 | 28.0561 | 28.7585 | 28.9971 | 28.6058 | 27.5329 | 25.4851 | 23.376 | 23.0886 | 21.7626 | 19.7184 | 17.146 | 15.174 | 0 | 0 | 0 | 0 | 0 | 0 | 0 | 0 | 0 | 0 | 0 | 0 | 0 | 0 | 0.43496 | 0.42909 | 0.41299 | 0.38228 | 0 | 0 | 0 | 0 | 0 | 0 | 68.4884 | 67.2577 | 65.9549 | 64.6348 | 63.6626 | 62.6543 | 62.162 | 61.7975 | 63.9377 | 69.4962 | 75.8422 | 81.628 | 85.3599 | 87.5981 | 88.7073 | 89.488 | 89.423 | 88.6775 | 86.8683 | 83.6352 | 79.7278 | 76.9429 | 74.8079 | 73.483 | 0.24316 | 0.22638 | 0.22246 | 0.22196 | 0.24019 | 0.27778 | 0.3645 | 0.39296 | 0.39934 | 0.38398 | 0.38021 | 0.40563 | 0.46852 | 0.54361 | 0.59926 | 0.63062 | 0.65047 | 0.60726 | 0.54339 | 0.43555 | 0.39653 | 0.34774 | 0.28194 | 0.22485
Portfolio Adjusted1-in-2Size: 20 kW to 199.99 kWOther2025October Monthly Peak | Portfolio Adjusted | 1-in-2 | Size: 20 kW to 199.99 kW | Other | 2025 | October Monthly Peak | 10 | 13.0802 | 12.4143 | 12.065 | 11.9745 | 12.4761 | 13.7502 | 15.6333 | 17.0461 | 19.6783 | 22.1339 | 24.3008 | 25.8511 | 26.8385 | 27.6764 | 27.9763 | 27.5617 | 26.4304 | 24.4037 | 23.2609 | 22.4422 | 20.8705 | 18.8946 | 16.4454 | 14.5243 | 0 | 0 | 0 | 0 | 0 | 0 | 0 | 0 | 0 | 0 | 0 | 0 | 0 | 0 | 0.41964 | 0.41342 | 0.39646 | 0.36606 | 0 | 0 | 0 | 0 | 0 | 0 | 67.9997 | 67.235 | 66.0225 | 65.2314 | 64.2942 | 63.7009 | 63.0344 | 62.563 | 63.4697 | 68.1652 | 74.4808 | 79.8578 | 83.3775 | 85.6855 | 87.0047 | 87.3347 | 86.8485 | 85.7544 | 83.5469 | 79.8464 | 75.57 | 72.4747 | 70.1893 | 68.2582 | 0.24401 | 0.22716 | 0.22324 | 0.22274 | 0.24102 | 0.27874 | 0.36577 | 0.39433 | 0.40073 | 0.38532 | 0.38153 | 0.40704 | 0.47015 | 0.5455 | 0.60134 | 0.63282 | 0.65274 | 0.60938 | 0.54528 | 0.43707 | 0.39792 | 0.34895 | 0.28292 | 0.22563
Portfolio Adjusted1-in-2Size: 20 kW to 199.99 kWOther2025November Monthly Peak | Portfolio Adjusted | 1-in-2 | Size: 20 kW to 199.99 kW | Other | 2025 | November Monthly Peak | 11 | 11.9222 | 11.44 | 11.2297 | 11.2945 | 11.8249 | 13.0854 | 14.3047 | 15.7043 | 17.8795 | 19.419 | 20.6841 | 21.5191 | 21.9562 | 22.3567 | 22.3281 | 21.7335 | 21.0941 | 21.0342 | 19.8041 | 18.742 | 17.7073 | 16.2857 | 14.4752 | 12.9892 | 0 | 0 | 0 | 0 | 0 | 0 | 0 | 0 | 0 | 0 | 0 | 0 | 0 | 0 | 0.33492 | 0.326 | 0.31641 | 0.31551 | 0 | 0 | 0 | 0 | 0 | 0 | 55.6774 | 54.8916 | 53.7648 | 52.7507 | 51.9373 | 51.4784 | 50.8168 | 50.8323 | 54.2749 | 60.2993 | 66.8665 | 71.8673 | 75.124 | 76.7539 | 77.6143 | 77.5147 | 75.8318 | 72.2199 | 67.801 | 64.5602 | 62.1546 | 60.1239 | 59.1673 | 57.962 | 0.24458 | 0.2277 | 0.22376 | 0.22326 | 0.24159 | 0.2794 | 0.36662 | 0.39526 | 0.40167 | 0.38622 | 0.38243 | 0.40799 | 0.47126 | 0.54678 | 0.60276 | 0.63431 | 0.65427 | 0.61081 | 0.54656 | 0.43809 | 0.39885 | 0.34977 | 0.28359 | 0.22616
Portfolio Adjusted1-in-2Size: 20 kW to 199.99 kWOther2025December Monthly Peak | Portfolio Adjusted | 1-in-2 | Size: 20 kW to 199.99 kW | Other | 2025 | December Monthly Peak | 12 | 12.5585 | 12.1211 | 11.9761 | 12.0394 | 12.6152 | 13.9698 | 15.9366 | 17.191 | 18.873 | 19.593 | 19.8011 | 19.5485 | 19.0108 | 18.6498 | 18.1906 | 17.7052 | 18.0302 | 19.0454 | 18.3344 | 17.8884 | 17.1884 | 16.2019 | 14.794 | 13.5392 | 0 | 0 | 0 | 0 | 0 | 0 | 0 | 0 | 0 | 0 | 0 | 0 | 0 | 0 | 0.27286 | 0.26558 | 0.27045 | 0.28568 | 0 | 0 | 0 | 0 | 0 | 0 | 42.9317 | 42.4621 | 41.6209 | 40.8783 | 40.1482 | 39.5922 | 39.5735 | 39.5746 | 39.9814 | 42.7243 | 45.4146 | 47.4262 | 48.7582 | 49.5836 | 50.3028 | 50.5288 | 50.1662 | 48.6951 | 46.8807 | 45.5537 | 44.5967 | 43.7186 | 42.8289 | 41.9232 | 0.25165 | 0.23428 | 0.23023 | 0.22971 | 0.24857 | 0.28747 | 0.37722 | 0.40668 | 0.41327 | 0.39738 | 0.39348 | 0.41978 | 0.48487 | 0.56258 | 0.62017 | 0.65264 | 0.67317 | 0.62846 | 0.56235 | 0.45075 | 0.41038 | 0.35987 | 0.29178 | 0.2327
Portfolio Adjusted1-in-2Size: 20 kW to 199.99 kWOther2025Typical Event Day | Portfolio Adjusted | 1-in-2 | Size: 20 kW to 199.99 kW | Other | 2025 | Typical Event Day | 8 | 14.1479 | 13.3512 | 12.9426 | 12.823 | 13.3428 | 14.674 | 15.9824 | 18.3242 | 21.6182 | 24.3442 | 26.5651 | 28.0635 | 28.8857 | 29.5517 | 29.7666 | 29.401 | 28.3965 | 26.4543 | 24.1936 | 23.1214 | 22.6296 | 20.5919 | 17.8552 | 15.7454 | 0 | 0 | 0 | 0 | 0 | 0 | 0 | 0 | 0 | 0 | 0 | 0 | 0 | 0 | 0.4465 | 0.44102 | 0.42595 | 0.39681 | 0 | 0 | 0 | 0 | 0 | 0 | 70.5723 | 69.2844 | 68.0316 | 66.872 | 65.7678 | 64.8377 | 64.1703 | 64.3467 | 67.4363 | 72.5741 | 77.6799 | 81.9673 | 85.2413 | 87.5427 | 88.877 | 89.6004 | 89.6569 | 89.0115 | 87.5137 | 85.2207 | 81.8433 | 78.4315 | 75.9231 | 74.2001 | 0.2432 | 0.22641 | 0.2225 | 0.222 | 0.24023 | 0.27782 | 0.36456 | 0.39303 | 0.3994 | 0.38404 | 0.38027 | 0.40569 | 0.4686 | 0.54369 | 0.59935 | 0.63073 | 0.65058 | 0.60736 | 0.54348 | 0.43562 | 0.3966 | 0.34779 | 0.28199 | 0.22489
Portfolio Adjusted1-in-10Size: Over 200kWAll2015January Monthly Peak | Portfolio Adjusted | 1-in-10 | Size: Over 200kW | All | 2015 | January Monthly Peak | 1 | 127.3478 | 123.6602 | 120.0981 | 120.7221 | 129.8474 | 154.2465 | 186.8621 | 205.4385 | 214.2947 | 214.5163 | 215.1289 | 212.2979 | 208.0893 | 207.0084 | 199.3535 | 187.7185 | 177.672 | 174.9338 | 170.3147 | 166.1546 | 160.2792 | 152.7503 | 143.1519 | 136.6359 | 0.015972 | -0.14915 | -0.058463 | -1.1013 | -1.423 | -1.0146 | -0.36472 | -1.3989 | -1.4038 | -1.7793 | -0.35513 | -0.048888 | 0.58707 | 2.1557 | 6.122 | 5.7256 | 6.3129 | 5.6739 | 1.8362 | 1.4348 | 1.2369 | 1.2802 | 1.0711 | 0.77893 | 45.497 | 44.715 | 43.8911 | 43.3384 | 42.9671 | 42.6195 | 42.336 | 42.129 | 42.6095 | 44.9781 | 47.6633 | 49.7615 | 51.6261 | 52.4197 | 52.7694 | 52.5989 | 51.5538 | 50.1502 | 48.1247 | 46.5234 | 45.3807 | 44.6693 | 44.0802 | 43.3869 | 3.621 | 3.5161 | 3.6731 | 3.4839 | 3.4706 | 3.4706 | 4.0426 | 3.8734 | 4.4403 | 4.2898 | 3.7381 | 3.4342 | 3.2361 | 3.2535 | 2.8478 | 2.4073 | 2.1226 | 2.2222 | 2.2651 | 3.3381 | 3.561 | 3.6455 | 3.1776 | 3.4005
Portfolio Adjusted1-in-10Size: Over 200kWAll2015February Monthly Peak | Portfolio Adjusted | 1-in-10 | Size: Over 200kW | All | 2015 | February Monthly Peak | 2 | 123.2065 | 119.95 | 116.2771 | 116.6703 | 125.3274 | 148.1202 | 178.0482 | 194.0162 | 201.8263 | 203.5467 | 206.0025 | 205.5096 | 202.6874 | 202.9949 | 196.3688 | 185.1489 | 174.6735 | 171.2514 | 165.6874 | 160.6153 | 155.1909 | 148.4009 | 138.796 | 132.7841 | 0.0095777 | -0.1479 | -0.059293 | -1.0618 | -1.3707 | -0.97191 | -0.34933 | -1.3172 | -1.3226 | -1.6856 | -0.34579 | -0.052289 | 0.56334 | 2.1135 | 6.0402 | 5.6626 | 6.2128 | 5.5607 | 1.7763 | 1.3758 | 1.1916 | 1.2406 | 1.0346 | 0.75462 | 52.0159 | 51.5875 | 50.9073 | 50.3815 | 50.289 | 49.5677 | 48.3016 | 49.0121 | 50.3146 | 52.5017 | 54.7675 | 56.0359 | 57.438 | 58.8703 | 59.897 | 60.1785 | 59.3805 | 58.7227 | 57.0363 | 55.2961 | 53.8746 | 52.5271 | 51.8764 | 50.9872 | 3.4988 | 3.4064 | 3.5501 | 3.3522 | 3.337 | 3.32 | 3.8411 | 3.6449 | 4.1644 | 4.0482 | 3.5586 | 3.305 | 3.1319 | 3.1691 | 2.7895 | 2.3605 | 2.0771 | 2.1661 | 2.196 | 3.2085 | 3.434 | 3.5356 | 3.072 | 3.2982
Portfolio Adjusted1-in-10Size: Over 200kWAll2015March Monthly Peak | Portfolio Adjusted | 1-in-10 | Size: Over 200kW | All | 2015 | March Monthly Peak | 3 | 126.7758 | 123.0214 | 119.0836 | 118.0091 | 125.6131 | 146.9044 | 172.7825 | 190.3009 | 200.8439 | 205.7373 | 212.3074 | 214.8617 | 213.996 | 217.0507 | 211.8733 | 200.6611 | 187.7997 | 175.8848 | 168.1831 | 166.6059 | 162.9182 | 155.6135 | 144.0412 | 136.4909 | 0.0028956 | -0.1549 | -0.065832 | -1.0715 | -1.3755 | -0.9588 | -0.34603 | -1.2918 | -1.3315 | -1.7055 | -0.36652 | -0.061848 | 0.58325 | 2.2607 | 6.5273 | 6.1553 | 6.6795 | 5.7175 | 1.7896 | 1.4106 | 1.2428 | 1.2931 | 1.0668 | 0.77084 | 60.5447 | 58.9963 | 57.9703 | 57.2227 | 56.4436 | 55.7404 | 55.2534 | 55.1402 | 56.3637 | 60.1926 | 64.8153 | 69.3758 | 73.0444 | 74.9382 | 75.9793 | 76.5579 | 76.3942 | 75.1903 | 73.4447 | 70.8736 | 67.5703 | 64.8758 | 62.6014 | 60.5735 | 3.5866 | 3.4787 | 3.6293 | 3.3704 | 3.3321 | 3.2672 | 3.7033 | 3.5485 | 4.1204 | 4.0596 | 3.6408 | 3.4357 | 3.285 | 3.361 | 2.9901 | 2.5383 | 2.2171 | 2.2073 | 2.2187 | 3.3026 | 3.5868 | 3.6931 | 3.1765 | 3.3758
Portfolio Adjusted1-in-10Size: Over 200kWAll2015April Monthly Peak | Portfolio Adjusted | 1-in-10 | Size: Over 200kW | All | 2015 | April Monthly Peak | 4 | 130.2028 | 126.4225 | 122.1428 | 120.9659 | 128.6391 | 150.8555 | 178.0632 | 199.0624 | 213.8899 | 222.6828 | 232.2652 | 236.3527 | 236.6789 | 240.2666 | 234.8291 | 221.5225 | 205.8354 | 191.0113 | 180.9408 | 177.7388 | 172.0773 | 162.7848 | 149.8389 | 141.3731 | -0.42431 | -0.67903 | -0.43245 | -0.99723 | -1.3536 | -1.166 | -1.1633 | -1.422 | -1.478 | -1.8674 | -1.1664 | -1.2046 | -0.52882 | 1.0084 | 5.9665 | 6.0661 | 6.1865 | 5.48 | 1.9783 | 1.0442 | 0.67786 | 0.97232 | 0.81161 | 0.64944 | 70.4727 | 69.0205 | 67.4366 | 66.1694 | 65.17 | 64.2448 | 63.626 | 63.7104 | 66.8209 | 72.4277 | 78.1483 | 83.4896 | 86.95 | 88.9221 | 89.6605 | 90.0621 | 89.8593 | 88.9679 | 87.1355 | 83.4111 | 78.6816 | 74.8632 | 72.2774 | 70.325 | 3.4608 | 3.361 | 3.5012 | 3.2533 | 3.2124 | 3.1545 | 3.5898 | 3.4922 | 4.1365 | 4.1546 | 3.7645 | 3.5722 | 3.4361 | 3.5186 | 3.131 | 2.6426 | 2.2859 | 2.2541 | 2.2424 | 3.3205 | 3.5691 | 3.641 | 3.1094 | 3.2855
Portfolio Adjusted1-in-10Size: Over 200kWAll2015May Monthly Peak | Portfolio Adjusted | 1-in-10 | Size: Over 200kW | All | 2015 | May Monthly Peak | 5 | 135.2225 | 131.6853 | 126.871 | 126.2438 | 134.8609 | 158.0276 | 185.1627 | 211.2398 | 230.6246 | 241.9956 | 252.4724 | 255.9128 | 254.8835 | 257.2468 | 251.1019 | 235.3289 | 218.067 | 201.5038 | 190.0997 | 184.292 | 179.3669 | 169.5688 | 156.778 | 148.2102 | -0.67647 | -0.97714 | -0.64259 | -1.0152 | -1.4156 | -1.3268 | -1.5959 | -1.5599 | -1.6484 | -2.0467 | -1.6364 | -1.8477 | -1.1391 | 0.36791 | 5.7839 | 6.1071 | 6.0213 | 5.4622 | 2.112 | 0.87074 | 0.41261 | 0.82657 | 0.70071 | 0.59759 | 73.7517 | 72.0455 | 70.6337 | 69.8272 | 69.03 | 68.1187 | 67.7494 | 68.105 | 71.6004 | 77.1751 | 82.169 | 85.7368 | 88.493 | 90.4114 | 91.591 | 91.9076 | 91.3542 | 90.0596 | 88.7006 | 86.0724 | 82.0596 | 77.9295 | 75.4143 | 73.1175 | 3.5898 | 3.4959 | 3.6306 | 3.3982 | 3.3651 | 3.3043 | 3.7218 | 3.7077 | 4.478 | 4.5391 | 4.1189 | 3.8898 | 3.7223 | 3.7939 | 3.3687 | 2.8212 | 2.4306 | 2.3853 | 2.359 | 3.4457 | 3.7058 | 3.7831 | 3.2473 | 3.4325
Portfolio Adjusted1-in-10Size: Over 200kWAll2015June Monthly Peak | Portfolio Adjusted | 1-in-10 | Size: Over 200kW | All | 2015 | June Monthly Peak | 6 | 140.7575 | 137.071 | 132.4217 | 131.7808 | 140.2861 | 162.8628 | 188.6285 | 211.2693 | 227.2488 | 237.1713 | 246.6856 | 247.4581 | 243.1576 | 244.518 | 239.0645 | 227.4534 | 212.5648 | 197.7229 | 188.8571 | 182.9445 | 179.9576 | 171.8971 | 159.7654 | 151.9556 | -0.62859 | -0.89396 | -0.59021 | -1.1019 | -1.5118 | -1.3446 | -1.4391 | -1.5659 | -1.6675 | -2.0139 | -1.3974 | -1.4958 | -0.81408 | 0.73047 | 5.8721 | 6.1381 | 6.178 | 5.5971 | 2.0876 | 0.97453 | 0.59842 | 0.94719 | 0.80446 | 0.66694 | 70.829 | 69.6524 | 68.7399 | 67.8453 | 66.6521 | 65.6458 | 65.1609 | 66.3048 | 69.8196 | 74.6432 | 79.6886 | 84.1581 | 87.2002 | 89.1687 | 90.5073 | 90.9666 | 91.3078 | 90.2178 | 89.0884 | 86.2755 | 82.3185 | 78.4951 | 76.0474 | 74.2669 | 3.7128 | 3.6128 | 3.7574 | 3.5108 | 3.4624 | 3.3788 | 3.7675 | 3.6934 | 4.3966 | 4.4391 | 4.0129 | 3.7361 | 3.5134 | 3.5685 | 3.1733 | 2.7025 | 2.3511 | 2.3223 | 2.3309 | 3.3806 | 3.6903 | 3.8008 | 3.2799 | 3.4883
Portfolio Adjusted1-in-10Size: Over 200kWAll2015July Monthly Peak | Portfolio Adjusted | 1-in-10 | Size: Over 200kW | All | 2015 | July Monthly Peak | 7 | 145.4666 | 141.1777 | 136.9876 | 136.9672 | 146.1271 | 170.2368 | 196.5047 | 218.1856 | 232.6614 | 241.9273 | 250.1559 | 250.1395 | 245.7864 | 246.6675 | 241.0216 | 230.7827 | 217.1275 | 202.8167 | 194.2631 | 188.555 | 185.2898 | 176.5514 | 164.0026 | 156.0155 | -0.90957 | -1.2254 | -0.82577 | -1.1026 | -1.5585 | -1.5163 | -1.9375 | -1.6591 | -1.7407 | -2.0536 | -1.8156 | -2.0873 | -1.4099 | 0.024422 | 5.3647 | 5.9161 | 5.773 | 5.4091 | 2.1878 | 0.76759 | 0.28656 | 0.76676 | 0.66218 | 0.59631 | 76.1256 | 74.7253 | 73.5392 | 72.3891 | 71.6241 | 70.9324 | 70.4993 | 70.9833 | 73.8012 | 78.4203 | 83.2946 | 87.1938 | 89.0807 | 90.0132 | 91.2439 | 91.6287 | 91.3348 | 90.7799 | 89.4099 | 87.0756 | 83.4642 | 80.0316 | 77.8441 | 76.4121 | 3.8935 | 3.7687 | 3.9301 | 3.6954 | 3.6528 | 3.5864 | 3.9752 | 3.8537 | 4.5367 | 4.5599 | 4.0878 | 3.7999 | 3.5782 | 3.6252 | 3.2227 | 2.7669 | 2.4274 | 2.4099 | 2.4288 | 3.5253 | 3.8452 | 3.9509 | 3.408 | 3.6231
Portfolio Adjusted1-in-10Size: Over 200kWAll2015August Monthly Peak | Portfolio Adjusted | 1-in-10 | Size: Over 200kW | All | 2015 | August Monthly Peak | 8 | 146.8715 | 142.6742 | 138.3703 | 138.1514 | 147.8601 | 173.5593 | 203.0757 | 227.1495 | 245.4217 | 256.8029 | 267.1911 | 268.3404 | 264.3842 | 265.9384 | 259.5344 | 245.2179 | 227.7108 | 210.7436 | 200.1845 | 195.6769 | 190.6299 | 179.7679 | 166.9179 | 158.4966 | -1.1422 | -1.4849 | -1.0084 | -1.1363 | -1.6109 | -1.6527 | -2.2835 | -1.7892 | -1.8567 | -2.1889 | -2.1651 | -2.5695 | -1.8506 | -0.40705 | 5.4053 | 6.0723 | 5.7452 | 5.4313 | 2.3163 | 0.67903 | 0.10534 | 0.64388 | 0.54812 | 0.51408 | 76.0358 | 75.1862 | 74.3301 | 73.5306 | 72.8718 | 72.4734 | 72.3027 | 72.6389 | 75.2264 | 80.0411 | 84.5703 | 88.8867 | 92.1141 | 94.1423 | 95.1353 | 96.1598 | 96.566 | 95.9844 | 95.2022 | 92.4161 | 88.0759 | 84.703 | 82.4337 | 80.299 | 4.0083 | 3.88 | 4.0373 | 3.7888 | 3.7541 | 3.7121 | 4.1606 | 4.0722 | 4.858 | 4.9172 | 4.4313 | 4.1501 | 3.9236 | 3.9895 | 3.5436 | 2.9991 | 2.5956 | 2.5537 | 2.5503 | 3.723 | 4.021 | 4.0818 | 3.5186 | 3.7268
Portfolio Adjusted1-in-10Size: Over 200kWAll2015September Monthly Peak | Portfolio Adjusted | 1-in-10 | Size: Over 200kW | All | 2015 | September Monthly Peak | 9 | 147.5684 | 143.4383 | 138.5875 | 139.243 | 149.466 | 176.4973 | 209.5022 | 235.1937 | 257.7048 | 270.6239 | 280.9376 | 281.8716 | 277.9031 | 279.7474 | 272.382 | 255.5056 | 236.0935 | 217.7084 | 207.5482 | 204.2531 | 195.0268 | 183.0503 | 169.2468 | 159.9624 | -1.1451 | -1.5296 | -1.0301 | -1.0959 | -1.5785 | -1.669 | -2.451 | -1.8302 | -1.9034 | -2.3064 | -2.4087 | -2.8918 | -2.1173 | -0.68735 | 5.3968 | 6.1452 | 5.7526 | 5.4359 | 2.393 | 0.63416 | -0.0078883 | 0.59749 | 0.51075 | 0.49485 | 78.4013 | 77.3759 | 76.3684 | 75.755 | 74.9931 | 74.5553 | 74.1606 | 73.9905 | 75.9689 | 80.2155 | 84.7854 | 89.2547 | 92.5622 | 94.6746 | 95.4187 | 95.6467 | 95.2814 | 93.9174 | 92.1739 | 88.988 | 85.0084 | 81.8522 | 79.4641 | 77.628 | 4.071 | 3.9452 | 4.1005 | 3.8822 | 3.859 | 3.8229 | 4.347 | 4.2739 | 5.1848 | 5.269 | 4.7479 | 4.443 | 4.2036 | 4.2726 | 3.785 | 3.1764 | 2.7269 | 2.6736 | 2.6742 | 3.9489 | 4.1853 | 4.2303 | 3.6292 | 3.8228
Portfolio Adjusted1-in-10Size: Over 200kWAll2015October Monthly Peak | Portfolio Adjusted | 1-in-10 | Size: Over 200kW | All | 2015 | October Monthly Peak | 10 | 126.0952 | 123.1199 | 118.8054 | 118.8646 | 127.3188 | 150.5731 | 180.8399 | 200.8617 | 215.1279 | 224.3996 | 233.23 | 236.949 | 237.0833 | 239.2346 | 232.887 | 218.4232 | 202.9338 | 194.1111 | 183.9624 | 175.5413 | 167.1169 | 157.4309 | 145.5555 | 138.3725 | -0.64036 | -0.90219 | -0.59592 | -1.001 | -1.3795 | -1.2852 | -1.4947 | -1.5085 | -1.5502 | -1.9002 | -1.4148 | -1.571 | -0.9234 | 0.52062 | 5.5316 | 5.7656 | 5.7482 | 5.3667 | 2.0672 | 0.90008 | 0.47464 | 0.8199 | 0.68131 | 0.57304 | 73.3888 | 72.0261 | 71.0357 | 69.9524 | 68.9626 | 68.205 | 67.8601 | 67.5917 | 68.5819 | 72.5851 | 77.9797 | 83.5565 | 88.1653 | 91.0095 | 91.9625 | 92.3775 | 92.0437 | 90.6691 | 87.6345 | 83.0997 | 79.022 | 76.3968 | 74.5536 | 72.909 | 3.363 | 3.2864 | 3.4091 | 3.2083 | 3.1851 | 3.165 | 3.6635 | 3.542 | 4.1744 | 4.2094 | 3.7942 | 3.5896 | 3.4532 | 3.5191 | 3.116 | 2.616 | 2.2623 | 2.3015 | 2.2857 | 3.2901 | 3.4718 | 3.5321 | 3.0239 | 3.2203
Portfolio Adjusted1-in-10Size: Over 200kWAll2015November Monthly Peak | Portfolio Adjusted | 1-in-10 | Size: Over 200kW | All | 2015 | November Monthly Peak | 11 | 129.9925 | 126.7856 | 122.4159 | 121.8078 | 130.333 | 153.2593 | 180.2794 | 200.6595 | 215.5154 | 224.4231 | 232.9656 | 236.3411 | 235.8503 | 237.7623 | 231.2042 | 216.1027 | 201.7911 | 193.9136 | 183.5782 | 175.3498 | 167.7036 | 158.729 | 146.1891 | 138.7683 | -0.29364 | -0.53934 | -0.33128 | -0.99965 | -1.3582 | -1.1345 | -1.0067 | -1.408 | -1.4637 | -1.8826 | -1.025 | -0.99881 | -0.30511 | 1.2482 | 6.0439 | 5.9996 | 6.2415 | 5.6639 | 1.9929 | 1.1252 | 0.77851 | 1.035 | 0.86477 | 0.68327 | 69.1611 | 67.5344 | 66.8568 | 65.5738 | 64.7331 | 63.7992 | 63.4786 | 63.6894 | 66.0262 | 70.8989 | 77.0108 | 81.9991 | 85.1149 | 86.7285 | 87.6439 | 87.3397 | 85.7107 | 83.0001 | 79.8554 | 76.7132 | 74.2695 | 72.3604 | 70.5266 | 69.3401 | 3.4893 | 3.4054 | 3.5423 | 3.3215 | 3.2969 | 3.2566 | 3.6888 | 3.5795 | 4.2491 | 4.2636 | 3.8409 | 3.6289 | 3.4781 | 3.5373 | 3.1294 | 2.6126 | 2.2691 | 2.317 | 2.2959 | 3.3173 | 3.5154 | 3.5941 | 3.0676 | 3.262
Portfolio Adjusted1-in-10Size: Over 200kWAll2015December Monthly Peak | Portfolio Adjusted | 1-in-10 | Size: Over 200kW | All | 2015 | December Monthly Peak | 12 | 123.2651 | 120.1128 | 116.764 | 117.256 | 125.7942 | 147.4337 | 175.1915 | 190.3357 | 198.7515 | 199.3897 | 199.6537 | 196.422 | 191.5093 | 189.6637 | 182.79 | 172.9544 | 165.9836 | 164.3137 | 159.2053 | 155.0663 | 150.0426 | 143.5444 | 134.694 | 129.2089 | 0.026155 | -0.13254 | -0.050235 | -1.0611 | -1.3716 | -0.96752 | -0.34004 | -1.2908 | -1.3021 | -1.6521 | -0.33192 | -0.046792 | 0.5381 | 1.9779 | 5.6245 | 5.2851 | 5.8994 | 5.3355 | 1.7164 | 1.3401 | 1.158 | 1.2017 | 1.0059 | 0.73464 | 45.5922 | 44.9005 | 44.6052 | 44.6069 | 44.6564 | 44.4187 | 44.8213 | 44.8789 | 45.4452 | 46.9249 | 48.5371 | 50.3045 | 51.656 | 52.02 | 52.1014 | 52.0208 | 51.5431 | 50.4466 | 49.183 | 47.9153 | 46.65 | 46.1086 | 45.7969 | 45.0756 | 3.4964 | 3.4036 | 3.557 | 3.3605 | 3.3471 | 3.3111 | 3.7767 | 3.5757 | 4.1057 | 3.9765 | 3.4586 | 3.1709 | 2.9726 | 2.9737 | 2.6042 | 2.2132 | 1.9824 | 2.0864 | 2.1167 | 3.1165 | 3.3333 | 3.4235 | 2.9844 | 3.2074
Portfolio Adjusted1-in-10Size: Over 200kWAll2015Typical Event Day | Portfolio Adjusted | 1-in-10 | Size: Over 200kW | All | 2015 | Typical Event Day | 8 | 145.4573 | 141.3345 | 137.0929 | 136.8877 | 146.5045 | 171.7241 | 200.539 | 223.4545 | 240.5851 | 251.3275 | 261.2773 | 262.4075 | 258.3921 | 260.0474 | 253.8436 | 240.0872 | 223.1626 | 206.7833 | 196.6 | 192.3234 | 187.7747 | 177.4801 | 164.924 | 156.7742 | -0.95345 | -1.2799 | -0.8624 | -1.1118 | -1.5701 | -1.5501 | -2.0257 | -1.7101 | -1.7849 | -2.1314 | -1.9312 | -2.2431 | -1.5273 | -0.051387 | 5.567 | 6.1039 | 5.8837 | 5.4708 | 2.2337 | 0.769 | 0.25298 | 0.739 | 0.63388 | 0.56844 | 75.3479 | 74.235 | 73.2444 | 72.38 | 71.5353 | 70.9017 | 70.5309 | 70.9794 | 73.704 | 78.33 | 83.0847 | 87.3733 | 90.2393 | 91.9997 | 93.0763 | 93.6005 | 93.6225 | 92.7249 | 91.4686 | 88.6888 | 84.7167 | 81.2705 | 78.9473 | 77.1515 | 3.9093 | 3.787 | 3.9449 | 3.7053 | 3.6712 | 3.6228 | 4.0566 | 3.9527 | 4.7036 | 4.7525 | 4.2793 | 4.0063 | 3.7835 | 3.8486 | 3.4185 | 2.8954 | 2.5071 | 2.4693 | 2.4671 | 3.6123 | 3.9121 | 3.9794 | 3.434 | 3.6419
Portfolio Adjusted1-in-10Size: Over 200kWAll2016January Monthly Peak | Portfolio Adjusted | 1-in-10 | Size: Over 200kW | All | 2016 | January Monthly Peak | 1 | 127.3478 | 123.6602 | 120.0981 | 120.7221 | 129.8474 | 154.2465 | 186.8621 | 205.4385 | 214.2947 | 214.5163 | 215.1289 | 212.2979 | 208.0893 | 207.0084 | 199.3535 | 187.7185 | 177.672 | 174.9338 | 170.3147 | 166.1546 | 160.2792 | 152.7503 | 143.1519 | 136.6359 | 0.015972 | -0.14915 | -0.058463 | -1.1013 | -1.423 | -1.0146 | -0.36472 | -1.3989 | -1.4038 | -1.7793 | -0.35513 | -0.048888 | 0.58707 | 2.1557 | 6.122 | 5.7256 | 6.3129 | 5.6739 | 1.8362 | 1.4348 | 1.2369 | 1.2802 | 1.0711 | 0.77893 | 45.497 | 44.715 | 43.8911 | 43.3384 | 42.9671 | 42.6195 | 42.336 | 42.129 | 42.6095 | 44.9781 | 47.6633 | 49.7615 | 51.6261 | 52.4197 | 52.7694 | 52.5989 | 51.5538 | 50.1502 | 48.1247 | 46.5234 | 45.3807 | 44.6693 | 44.0802 | 43.3869 | 3.621 | 3.5161 | 3.6731 | 3.4839 | 3.4706 | 3.4706 | 4.0426 | 3.8734 | 4.4403 | 4.2898 | 3.7381 | 3.4342 | 3.2361 | 3.2535 | 2.8478 | 2.4073 | 2.1226 | 2.2222 | 2.2651 | 3.3381 | 3.561 | 3.6455 | 3.1776 | 3.4005
Portfolio Adjusted1-in-10Size: Over 200kWAll2016February Monthly Peak | Portfolio Adjusted | 1-in-10 | Size: Over 200kW | All | 2016 | February Monthly Peak | 2 | 123.2065 | 119.95 | 116.2771 | 116.6703 | 125.3274 | 148.1202 | 178.0482 | 194.0162 | 201.8263 | 203.5467 | 206.0025 | 205.5096 | 202.6874 | 202.9949 | 196.3688 | 185.1489 | 174.6735 | 171.2514 | 165.6874 | 160.6153 | 155.1909 | 148.4009 | 138.796 | 132.7841 | 0.0095777 | -0.1479 | -0.059293 | -1.0618 | -1.3707 | -0.97191 | -0.34933 | -1.3172 | -1.3226 | -1.6856 | -0.34579 | -0.052289 | 0.56334 | 2.1135 | 6.0402 | 5.6626 | 6.2128 | 5.5607 | 1.7763 | 1.3758 | 1.1916 | 1.2406 | 1.0346 | 0.75462 | 52.0159 | 51.5875 | 50.9073 | 50.3815 | 50.289 | 49.5677 | 48.3016 | 49.0121 | 50.3146 | 52.5017 | 54.7675 | 56.0359 | 57.438 | 58.8703 | 59.897 | 60.1785 | 59.3805 | 58.7227 | 57.0363 | 55.2961 | 53.8746 | 52.5271 | 51.8764 | 50.9872 | 3.4988 | 3.4064 | 3.5501 | 3.3522 | 3.337 | 3.32 | 3.8411 | 3.6449 | 4.1644 | 4.0482 | 3.5586 | 3.305 | 3.1319 | 3.1691 | 2.7895 | 2.3605 | 2.0771 | 2.1661 | 2.196 | 3.2085 | 3.434 | 3.5356 | 3.072 | 3.2982
Portfolio Adjusted1-in-10Size: Over 200kWAll2016March Monthly Peak | Portfolio Adjusted | 1-in-10 | Size: Over 200kW | All | 2016 | March Monthly Peak | 3 | 126.7758 | 123.0214 | 119.0836 | 118.0091 | 125.6131 | 146.9044 | 172.7825 | 190.301 | 200.8439 | 205.7373 | 212.3074 | 214.8617 | 213.996 | 217.0507 | 211.8733 | 200.6611 | 187.7997 | 175.8848 | 168.1831 | 166.6059 | 162.9182 | 155.6135 | 144.0412 | 136.4909 | 0.0028956 | -0.1549 | -0.065832 | -1.0715 | -1.3755 | -0.9588 | -0.34603 | -1.2918 | -1.3315 | -1.7055 | -0.36652 | -0.061848 | 0.58325 | 2.2607 | 6.5273 | 6.1553 | 6.6795 | 5.7175 | 1.7896 | 1.4106 | 1.2428 | 1.2931 | 1.0668 | 0.77084 | 60.5447 | 58.9963 | 57.9703 | 57.2227 | 56.4436 | 55.7404 | 55.2534 | 55.1402 | 56.3637 | 60.1926 | 64.8153 | 69.3758 | 73.0444 | 74.9382 | 75.9793 | 76.5579 | 76.3942 | 75.1903 | 73.4447 | 70.8736 | 67.5703 | 64.8758 | 62.6014 | 60.5735 | 3.5866 | 3.4787 | 3.6293 | 3.3704 | 3.3321 | 3.2672 | 3.7033 | 3.5485 | 4.1204 | 4.0596 | 3.6408 | 3.4357 | 3.285 | 3.361 | 2.9901 | 2.5383 | 2.2171 | 2.2073 | 2.2187 | 3.3026 | 3.5868 | 3.6931 | 3.1765 | 3.3758
Portfolio Adjusted1-in-10Size: Over 200kWAll2016April Monthly Peak | Portfolio Adjusted | 1-in-10 | Size: Over 200kW | All | 2016 | April Monthly Peak | 4 | 130.2028 | 126.4225 | 122.1428 | 120.9659 | 128.6391 | 150.8555 | 178.0632 | 199.0624 | 213.8899 | 222.6828 | 232.2652 | 236.3527 | 236.6789 | 240.2666 | 234.8291 | 221.5225 | 205.8354 | 191.0113 | 180.9408 | 177.7388 | 172.0773 | 162.7848 | 149.8389 | 141.3731 | -0.42431 | -0.67903 | -0.43245 | -0.99723 | -1.3536 | -1.166 | -1.1633 | -1.422 | -1.478 | -1.8674 | -1.1664 | -1.2046 | -0.52882 | 1.0084 | 5.9665 | 6.0661 | 6.1865 | 5.48 | 1.9783 | 1.0442 | 0.67786 | 0.97232 | 0.81161 | 0.64944 | 70.4727 | 69.0205 | 67.4366 | 66.1694 | 65.17 | 64.2448 | 63.626 | 63.7104 | 66.8209 | 72.4277 | 78.1483 | 83.4896 | 86.95 | 88.9221 | 89.6605 | 90.0621 | 89.8593 | 88.9679 | 87.1355 | 83.4111 | 78.6816 | 74.8632 | 72.2774 | 70.325 | 3.4608 | 3.361 | 3.5012 | 3.2533 | 3.2124 | 3.1545 | 3.5898 | 3.4922 | 4.1365 | 4.1546 | 3.7645 | 3.5722 | 3.4361 | 3.5186 | 3.131 | 2.6426 | 2.2859 | 2.2541 | 2.2424 | 3.3205 | 3.5691 | 3.641 | 3.1094 | 3.2855
Portfolio Adjusted1-in-10Size: Over 200kWAll2016May Monthly Peak | Portfolio Adjusted | 1-in-10 | Size: Over 200kW | All | 2016 | May Monthly Peak | 5 | 135.2225 | 131.6853 | 126.871 | 126.2438 | 134.8609 | 158.0276 | 185.1627 | 211.2398 | 230.6246 | 241.9956 | 252.4724 | 255.9129 | 254.8835 | 257.2468 | 251.1019 | 235.3289 | 218.0671 | 201.5038 | 190.0997 | 184.292 | 179.3669 | 169.5688 | 156.778 | 148.2102 | -0.67647 | -0.97714 | -0.64259 | -1.0152 | -1.4156 | -1.3268 | -1.5959 | -1.5599 | -1.6484 | -2.0467 | -1.6364 | -1.8477 | -1.1391 | 0.36791 | 5.7839 | 6.1071 | 6.0213 | 5.4622 | 2.112 | 0.87074 | 0.41261 | 0.82657 | 0.70071 | 0.59759 | 73.7517 | 72.0455 | 70.6337 | 69.8272 | 69.03 | 68.1187 | 67.7494 | 68.105 | 71.6004 | 77.1751 | 82.169 | 85.7368 | 88.493 | 90.4114 | 91.591 | 91.9076 | 91.3542 | 90.0596 | 88.7006 | 86.0724 | 82.0596 | 77.9295 | 75.4143 | 73.1175 | 3.5898 | 3.4959 | 3.6306 | 3.3982 | 3.3651 | 3.3043 | 3.7218 | 3.7077 | 4.478 | 4.5391 | 4.1189 | 3.8898 | 3.7223 | 3.7939 | 3.3687 | 2.8212 | 2.4306 | 2.3853 | 2.359 | 3.4457 | 3.7058 | 3.7831 | 3.2473 | 3.4325
Portfolio Adjusted1-in-10Size: Over 200kWAll2016June Monthly Peak | Portfolio Adjusted | 1-in-10 | Size: Over 200kW | All | 2016 | June Monthly Peak | 6 | 140.7575 | 137.071 | 132.4217 | 131.7808 | 140.2861 | 162.8628 | 188.6285 | 211.2693 | 227.2488 | 237.1713 | 246.6857 | 247.4581 | 243.1576 | 244.518 | 239.0645 | 227.4534 | 212.5648 | 197.7229 | 188.8571 | 182.9445 | 179.9576 | 171.8971 | 159.7654 | 151.9556 | -0.62859 | -0.89396 | -0.59021 | -1.1019 | -1.5118 | -1.3446 | -1.4391 | -1.5659 | -1.6675 | -2.0139 | -1.3974 | -1.4958 | -0.81408 | 0.73047 | 5.8721 | 6.1381 | 6.178 | 5.5971 | 2.0876 | 0.97453 | 0.59842 | 0.94719 | 0.80446 | 0.66694 | 70.829 | 69.6524 | 68.7399 | 67.8453 | 66.6521 | 65.6458 | 65.1609 | 66.3048 | 69.8196 | 74.6432 | 79.6886 | 84.1581 | 87.2002 | 89.1687 | 90.5073 | 90.9667 | 91.3078 | 90.2178 | 89.0884 | 86.2755 | 82.3185 | 78.4951 | 76.0474 | 74.2669 | 3.7128 | 3.6128 | 3.7574 | 3.5108 | 3.4624 | 3.3788 | 3.7675 | 3.6934 | 4.3966 | 4.4391 | 4.0129 | 3.7361 | 3.5134 | 3.5685 | 3.1733 | 2.7025 | 2.3511 | 2.3223 | 2.3309 | 3.3806 | 3.6903 | 3.8008 | 3.2799 | 3.4883
Portfolio Adjusted1-in-10Size: Over 200kWAll2016July Monthly Peak | Portfolio Adjusted | 1-in-10 | Size: Over 200kW | All | 2016 | July Monthly Peak | 7 | 145.4666 | 141.1777 | 136.9876 | 136.9672 | 146.1271 | 170.2368 | 196.5047 | 218.1855 | 232.6614 | 241.9273 | 250.1559 | 250.1395 | 245.7864 | 246.6675 | 241.0216 | 230.7827 | 217.1275 | 202.8167 | 194.2631 | 188.555 | 185.2898 | 176.5514 | 164.0026 | 156.0155 | -0.90957 | -1.2254 | -0.82577 | -1.1026 | -1.5585 | -1.5163 | -1.9375 | -1.6591 | -1.7407 | -2.0536 | -1.8156 | -2.0873 | -1.4099 | 0.024422 | 5.3647 | 5.9161 | 5.773 | 5.4091 | 2.1878 | 0.76759 | 0.28656 | 0.76676 | 0.66218 | 0.59631 | 76.1256 | 74.7253 | 73.5392 | 72.3891 | 71.6241 | 70.9324 | 70.4993 | 70.9833 | 73.8012 | 78.4203 | 83.2946 | 87.1937 | 89.0807 | 90.0132 | 91.2439 | 91.6287 | 91.3348 | 90.7799 | 89.4099 | 87.0756 | 83.4642 | 80.0316 | 77.8441 | 76.4121 | 3.8935 | 3.7687 | 3.9301 | 3.6954 | 3.6528 | 3.5864 | 3.9752 | 3.8537 | 4.5367 | 4.5599 | 4.0878 | 3.7999 | 3.5782 | 3.6252 | 3.2227 | 2.7669 | 2.4274 | 2.4099 | 2.4288 | 3.5253 | 3.8452 | 3.9509 | 3.408 | 3.6231
Portfolio Adjusted1-in-10Size: Over 200kWAll2016August Monthly Peak | Portfolio Adjusted | 1-in-10 | Size: Over 200kW | All | 2016 | August Monthly Peak | 8 | 146.8715 | 142.6742 | 138.3703 | 138.1514 | 147.8601 | 173.5593 | 203.0757 | 227.1495 | 245.4217 | 256.8029 | 267.1911 | 268.3404 | 264.3842 | 265.9384 | 259.5344 | 245.2179 | 227.7108 | 210.7436 | 200.1845 | 195.6769 | 190.6299 | 179.7679 | 166.9179 | 158.4966 | -1.1422 | -1.4849 | -1.0084 | -1.1363 | -1.6109 | -1.6527 | -2.2835 | -1.7892 | -1.8567 | -2.1889 | -2.1651 | -2.5695 | -1.8506 | -0.40705 | 5.4053 | 6.0723 | 5.7452 | 5.4313 | 2.3163 | 0.67903 | 0.10534 | 0.64388 | 0.54812 | 0.51408 | 76.0358 | 75.1862 | 74.3301 | 73.5306 | 72.8718 | 72.4734 | 72.3027 | 72.6389 | 75.2264 | 80.0411 | 84.5703 | 88.8867 | 92.1141 | 94.1424 | 95.1353 | 96.1598 | 96.566 | 95.9844 | 95.2022 | 92.4161 | 88.0759 | 84.703 | 82.4337 | 80.299 | 4.0083 | 3.88 | 4.0373 | 3.7888 | 3.7541 | 3.7121 | 4.1606 | 4.0722 | 4.858 | 4.9172 | 4.4313 | 4.1501 | 3.9236 | 3.9895 | 3.5436 | 2.9991 | 2.5956 | 2.5537 | 2.5503 | 3.723 | 4.021 | 4.0818 | 3.5186 | 3.7268
Portfolio Adjusted1-in-10Size: Over 200kWAll2016September Monthly Peak | Portfolio Adjusted | 1-in-10 | Size: Over 200kW | All | 2016 | September Monthly Peak | 9 | 147.5684 | 143.4383 | 138.5875 | 139.243 | 149.466 | 176.4973 | 209.5022 | 235.1937 | 257.7048 | 270.6239 | 280.9376 | 281.8716 | 277.9031 | 279.7474 | 272.382 | 255.5056 | 236.0935 | 217.7084 | 207.5482 | 204.2531 | 195.0268 | 183.0503 | 169.2468 | 159.9624 | -1.1451 | -1.5296 | -1.0301 | -1.0959 | -1.5785 | -1.669 | -2.451 | -1.8302 | -1.9034 | -2.3064 | -2.4087 | -2.8918 | -2.1173 | -0.68735 | 5.3968 | 6.1452 | 5.7526 | 5.4359 | 2.393 | 0.63416 | -0.0078883 | 0.59749 | 0.51075 | 0.49485 | 78.4013 | 77.3759 | 76.3684 | 75.755 | 74.9931 | 74.5553 | 74.1606 | 73.9905 | 75.9689 | 80.2155 | 84.7854 | 89.2547 | 92.5622 | 94.6746 | 95.4187 | 95.6467 | 95.2814 | 93.9174 | 92.1739 | 88.988 | 85.0083 | 81.8522 | 79.4641 | 77.628 | 4.071 | 3.9452 | 4.1005 | 3.8822 | 3.859 | 3.8229 | 4.347 | 4.2739 | 5.1848 | 5.269 | 4.7479 | 4.443 | 4.2036 | 4.2726 | 3.785 | 3.1764 | 2.7269 | 2.6736 | 2.6742 | 3.9489 | 4.1853 | 4.2303 | 3.6292 | 3.8228
Portfolio Adjusted1-in-10Size: Over 200kWAll2016October Monthly Peak | Portfolio Adjusted | 1-in-10 | Size: Over 200kW | All | 2016 | October Monthly Peak | 10 | 126.0952 | 123.1199 | 118.8054 | 118.8646 | 127.3188 | 150.5731 | 180.8399 | 200.8617 | 215.1279 | 224.3996 | 233.23 | 236.949 | 237.0833 | 239.2346 | 232.887 | 218.4232 | 202.9338 | 194.1111 | 183.9624 | 175.5412 | 167.1169 | 157.4309 | 145.5555 | 138.3725 | -0.64036 | -0.90219 | -0.59592 | -1.001 | -1.3795 | -1.2852 | -1.4947 | -1.5085 | -1.5502 | -1.9002 | -1.4148 | -1.571 | -0.9234 | 0.52062 | 5.5316 | 5.7656 | 5.7482 | 5.3667 | 2.0672 | 0.90008 | 0.47464 | 0.8199 | 0.68131 | 0.57304 | 73.3887 | 72.0261 | 71.0357 | 69.9524 | 68.9626 | 68.205 | 67.8601 | 67.5918 | 68.5819 | 72.5851 | 77.9797 | 83.5565 | 88.1653 | 91.0095 | 91.9625 | 92.3775 | 92.0437 | 90.6691 | 87.6345 | 83.0997 | 79.022 | 76.3968 | 74.5536 | 72.909 | 3.363 | 3.2864 | 3.4091 | 3.2083 | 3.1851 | 3.165 | 3.6635 | 3.542 | 4.1744 | 4.2094 | 3.7942 | 3.5896 | 3.4532 | 3.5191 | 3.116 | 2.616 | 2.2623 | 2.3015 | 2.2857 | 3.2901 | 3.4718 | 3.5321 | 3.0239 | 3.2203
Portfolio Adjusted1-in-10Size: Over 200kWAll2016November Monthly Peak | Portfolio Adjusted | 1-in-10 | Size: Over 200kW | All | 2016 | November Monthly Peak | 11 | 129.9925 | 126.7856 | 122.4159 | 121.8078 | 130.333 | 153.2593 | 180.2793 | 200.6595 | 215.5153 | 224.4231 | 232.9656 | 236.3411 | 235.8503 | 237.7623 | 231.2042 | 216.1027 | 201.7911 | 193.9136 | 183.5782 | 175.3498 | 167.7036 | 158.7289 | 146.1891 | 138.7683 | -0.29364 | -0.53934 | -0.33128 | -0.99965 | -1.3582 | -1.1345 | -1.0067 | -1.408 | -1.4637 | -1.8826 | -1.025 | -0.99881 | -0.30511 | 1.2482 | 6.0439 | 5.9996 | 6.2415 | 5.6639 | 1.9929 | 1.1252 | 0.77851 | 1.035 | 0.86477 | 0.68327 | 69.1611 | 67.5344 | 66.8567 | 65.5738 | 64.7331 | 63.7992 | 63.4786 | 63.6894 | 66.0262 | 70.8989 | 77.0108 | 81.9991 | 85.1149 | 86.7285 | 87.6439 | 87.3397 | 85.7107 | 83.0001 | 79.8554 | 76.7132 | 74.2695 | 72.3604 | 70.5266 | 69.3401 | 3.4893 | 3.4054 | 3.5423 | 3.3215 | 3.2969 | 3.2566 | 3.6888 | 3.5795 | 4.2491 | 4.2636 | 3.8409 | 3.6289 | 3.4781 | 3.5373 | 3.1294 | 2.6126 | 2.2691 | 2.317 | 2.2959 | 3.3173 | 3.5154 | 3.5941 | 3.0676 | 3.262
Portfolio Adjusted1-in-10Size: Over 200kWAll2016December Monthly Peak | Portfolio Adjusted | 1-in-10 | Size: Over 200kW | All | 2016 | December Monthly Peak | 12 | 123.2651 | 120.1128 | 116.764 | 117.256 | 125.7942 | 147.4337 | 175.1915 | 190.3357 | 198.7515 | 199.3897 | 199.6537 | 196.422 | 191.5093 | 189.6637 | 182.79 | 172.9544 | 165.9836 | 164.3137 | 159.2053 | 155.0663 | 150.0427 | 143.5444 | 134.694 | 129.2089 | 0.026155 | -0.13254 | -0.050235 | -1.0611 | -1.3716 | -0.96752 | -0.34004 | -1.2908 | -1.3021 | -1.6521 | -0.33192 | -0.046792 | 0.5381 | 1.9779 | 5.6245 | 5.2851 | 5.8994 | 5.3355 | 1.7164 | 1.3401 | 1.158 | 1.2017 | 1.0059 | 0.73464 | 45.5922 | 44.9005 | 44.6052 | 44.6069 | 44.6564 | 44.4187 | 44.8213 | 44.8789 | 45.4452 | 46.9249 | 48.5371 | 50.3045 | 51.656 | 52.02 | 52.1014 | 52.0208 | 51.5431 | 50.4466 | 49.183 | 47.9153 | 46.6501 | 46.1086 | 45.7969 | 45.0756 | 3.4964 | 3.4036 | 3.557 | 3.3605 | 3.3471 | 3.3111 | 3.7767 | 3.5757 | 4.1057 | 3.9765 | 3.4586 | 3.1709 | 2.9726 | 2.9737 | 2.6042 | 2.2132 | 1.9824 | 2.0864 | 2.1167 | 3.1165 | 3.3333 | 3.4235 | 2.9844 | 3.2074
Portfolio Adjusted1-in-10Size: Over 200kWAll2016Typical Event Day | Portfolio Adjusted | 1-in-10 | Size: Over 200kW | All | 2016 | Typical Event Day | 8 | 145.4573 | 141.3345 | 137.0929 | 136.8877 | 146.5045 | 171.7241 | 200.539 | 223.4545 | 240.5851 | 251.3275 | 261.2773 | 262.4074 | 258.3921 | 260.0474 | 253.8436 | 240.0872 | 223.1626 | 206.7833 | 196.6001 | 192.3234 | 187.7747 | 177.4801 | 164.924 | 156.7742 | -0.95345 | -1.2799 | -0.8624 | -1.1118 | -1.5701 | -1.5501 | -2.0257 | -1.7101 | -1.7849 | -2.1314 | -1.9312 | -2.2431 | -1.5273 | -0.051387 | 5.567 | 6.1039 | 5.8837 | 5.4708 | 2.2337 | 0.769 | 0.25298 | 0.739 | 0.63388 | 0.56844 | 75.3479 | 74.235 | 73.2444 | 72.38 | 71.5353 | 70.9017 | 70.5309 | 70.9794 | 73.704 | 78.33 | 83.0847 | 87.3733 | 90.2393 | 91.9997 | 93.0763 | 93.6005 | 93.6225 | 92.7249 | 91.4686 | 88.6888 | 84.7167 | 81.2705 | 78.9473 | 77.1515 | 3.9093 | 3.787 | 3.9449 | 3.7053 | 3.6712 | 3.6228 | 4.0566 | 3.9527 | 4.7036 | 4.7525 | 4.2793 | 4.0063 | 3.7835 | 3.8486 | 3.4185 | 2.8954 | 2.5071 | 2.4693 | 2.4671 | 3.6123 | 3.9121 | 3.9794 | 3.434 | 3.6419
Portfolio Adjusted1-in-10Size: Over 200kWAll2017January Monthly Peak | Portfolio Adjusted | 1-in-10 | Size: Over 200kW | All | 2017 | January Monthly Peak | 1 | 127.3478 | 123.6602 | 120.0981 | 120.7221 | 129.8474 | 154.2465 | 186.8621 | 205.4385 | 214.2947 | 214.5163 | 215.1289 | 212.2979 | 208.0893 | 207.0084 | 199.3535 | 187.7185 | 177.672 | 174.9338 | 170.3147 | 166.1546 | 160.2792 | 152.7503 | 143.1519 | 136.6359 | 0.015972 | -0.14915 | -0.058463 | -1.1013 | -1.423 | -1.0146 | -0.36472 | -1.3989 | -1.4038 | -1.7793 | -0.35513 | -0.048888 | 0.58707 | 2.1557 | 6.122 | 5.7256 | 6.3129 | 5.6739 | 1.8362 | 1.4348 | 1.2369 | 1.2802 | 1.0711 | 0.77893 | 45.497 | 44.715 | 43.8911 | 43.3384 | 42.9671 | 42.6195 | 42.336 | 42.129 | 42.6095 | 44.9781 | 47.6633 | 49.7615 | 51.6261 | 52.4197 | 52.7694 | 52.5989 | 51.5538 | 50.1502 | 48.1247 | 46.5234 | 45.3807 | 44.6693 | 44.0802 | 43.3869 | 3.621 | 3.5161 | 3.6731 | 3.4839 | 3.4706 | 3.4706 | 4.0426 | 3.8734 | 4.4403 | 4.2898 | 3.7381 | 3.4342 | 3.2361 | 3.2535 | 2.8478 | 2.4073 | 2.1226 | 2.2222 | 2.2651 | 3.3381 | 3.561 | 3.6455 | 3.1776 | 3.4005
Portfolio Adjusted1-in-10Size: Over 200kWAll2017February Monthly Peak | Portfolio Adjusted | 1-in-10 | Size: Over 200kW | All | 2017 | February Monthly Peak | 2 | 123.2065 | 119.95 | 116.2771 | 116.6703 | 125.3274 | 148.1202 | 178.0482 | 194.0162 | 201.8263 | 203.5467 | 206.0025 | 205.5096 | 202.6874 | 202.9949 | 196.3688 | 185.1489 | 174.6735 | 171.2514 | 165.6874 | 160.6153 | 155.1909 | 148.4009 | 138.796 | 132.7841 | 0.0095778 | -0.1479 | -0.059293 | -1.0618 | -1.3707 | -0.97191 | -0.34933 | -1.3172 | -1.3226 | -1.6856 | -0.34579 | -0.052289 | 0.56334 | 2.1135 | 6.0402 | 5.6626 | 6.2128 | 5.5607 | 1.7763 | 1.3758 | 1.1916 | 1.2406 | 1.0346 | 0.75462 | 52.0159 | 51.5875 | 50.9073 | 50.3815 | 50.289 | 49.5677 | 48.3016 | 49.0121 | 50.3146 | 52.5017 | 54.7675 | 56.0359 | 57.438 | 58.8703 | 59.897 | 60.1785 | 59.3805 | 58.7227 | 57.0363 | 55.2961 | 53.8746 | 52.5271 | 51.8764 | 50.9872 | 3.4988 | 3.4064 | 3.5501 | 3.3522 | 3.337 | 3.32 | 3.8411 | 3.6449 | 4.1644 | 4.0482 | 3.5586 | 3.305 | 3.1319 | 3.1691 | 2.7895 | 2.3605 | 2.0771 | 2.1661 | 2.196 | 3.2085 | 3.434 | 3.5356 | 3.072 | 3.2982
Portfolio Adjusted1-in-10Size: Over 200kWAll2017March Monthly Peak | Portfolio Adjusted | 1-in-10 | Size: Over 200kW | All | 2017 | March Monthly Peak | 3 | 126.7758 | 123.0214 | 119.0836 | 118.0091 | 125.6131 | 146.9044 | 172.7825 | 190.3009 | 200.8439 | 205.7373 | 212.3074 | 214.8617 | 213.996 | 217.0507 | 211.8733 | 200.6611 | 187.7997 | 175.8848 | 168.1831 | 166.6059 | 162.9182 | 155.6135 | 144.0412 | 136.4909 | 0.0028957 | -0.1549 | -0.065832 | -1.0715 | -1.3755 | -0.9588 | -0.34603 | -1.2918 | -1.3315 | -1.7055 | -0.36652 | -0.061848 | 0.58325 | 2.2607 | 6.5273 | 6.1553 | 6.6795 | 5.7175 | 1.7896 | 1.4106 | 1.2428 | 1.2931 | 1.0668 | 0.77084 | 60.5447 | 58.9963 | 57.9703 | 57.2227 | 56.4436 | 55.7404 | 55.2534 | 55.1402 | 56.3637 | 60.1926 | 64.8153 | 69.3758 | 73.0444 | 74.9382 | 75.9793 | 76.5579 | 76.3942 | 75.1903 | 73.4447 | 70.8736 | 67.5703 | 64.8758 | 62.6014 | 60.5735 | 3.5866 | 3.4787 | 3.6293 | 3.3704 | 3.3321 | 3.2672 | 3.7033 | 3.5485 | 4.1204 | 4.0596 | 3.6408 | 3.4357 | 3.285 | 3.361 | 2.9901 | 2.5383 | 2.2171 | 2.2073 | 2.2187 | 3.3026 | 3.5868 | 3.6931 | 3.1765 | 3.3758
Portfolio Adjusted1-in-10Size: Over 200kWAll2017April Monthly Peak | Portfolio Adjusted | 1-in-10 | Size: Over 200kW | All | 2017 | April Monthly Peak | 4 | 130.2028 | 126.4225 | 122.1428 | 120.9659 | 128.6391 | 150.8555 | 178.0632 | 199.0624 | 213.8899 | 222.6828 | 232.2652 | 236.3527 | 236.6789 | 240.2666 | 234.8291 | 221.5225 | 205.8354 | 191.0113 | 180.9408 | 177.7388 | 172.0773 | 162.7848 | 149.8389 | 141.3731 | -0.42431 | -0.67903 | -0.43245 | -0.99723 | -1.3536 | -1.166 | -1.1633 | -1.422 | -1.478 | -1.8674 | -1.1664 | -1.2046 | -0.52882 | 1.0084 | 5.9665 | 6.0661 | 6.1865 | 5.48 | 1.9783 | 1.0442 | 0.67786 | 0.97232 | 0.81161 | 0.64944 | 70.4727 | 69.0205 | 67.4366 | 66.1694 | 65.17 | 64.2448 | 63.626 | 63.7104 | 66.8209 | 72.4277 | 78.1483 | 83.4896 | 86.95 | 88.9221 | 89.6605 | 90.0621 | 89.8594 | 88.9679 | 87.1355 | 83.4111 | 78.6816 | 74.8632 | 72.2774 | 70.325 | 3.4608 | 3.361 | 3.5012 | 3.2533 | 3.2124 | 3.1545 | 3.5898 | 3.4922 | 4.1365 | 4.1546 | 3.7645 | 3.5722 | 3.4361 | 3.5186 | 3.131 | 2.6426 | 2.2859 | 2.2541 | 2.2424 | 3.3205 | 3.5691 | 3.641 | 3.1094 | 3.2855
Portfolio Adjusted1-in-10Size: Over 200kWAll2017May Monthly Peak | Portfolio Adjusted | 1-in-10 | Size: Over 200kW | All | 2017 | May Monthly Peak | 5 | 135.2225 | 131.6853 | 126.871 | 126.2438 | 134.8609 | 158.0276 | 185.1627 | 211.2398 | 230.6246 | 241.9956 | 252.4724 | 255.9128 | 254.8835 | 257.2468 | 251.1019 | 235.3289 | 218.067 | 201.5038 | 190.0997 | 184.292 | 179.3669 | 169.5688 | 156.7781 | 148.2102 | -0.67647 | -0.97714 | -0.64259 | -1.0152 | -1.4156 | -1.3268 | -1.5959 | -1.5599 | -1.6484 | -2.0467 | -1.6364 | -1.8477 | -1.1391 | 0.36791 | 5.7839 | 6.1071 | 6.0213 | 5.4622 | 2.112 | 0.87074 | 0.41261 | 0.82657 | 0.70071 | 0.59759 | 73.7517 | 72.0455 | 70.6337 | 69.8272 | 69.03 | 68.1187 | 67.7494 | 68.105 | 71.6004 | 77.1751 | 82.169 | 85.7368 | 88.493 | 90.4113 | 91.591 | 91.9076 | 91.3542 | 90.0596 | 88.7006 | 86.0724 | 82.0596 | 77.9295 | 75.4143 | 73.1175 | 3.5898 | 3.4959 | 3.6306 | 3.3982 | 3.3651 | 3.3043 | 3.7218 | 3.7077 | 4.478 | 4.5391 | 4.1189 | 3.8898 | 3.7223 | 3.7939 | 3.3687 | 2.8212 | 2.4306 | 2.3853 | 2.359 | 3.4457 | 3.7058 | 3.7831 | 3.2473 | 3.4325
Portfolio Adjusted1-in-10Size: Over 200kWAll2017June Monthly Peak | Portfolio Adjusted | 1-in-10 | Size: Over 200kW | All | 2017 | June Monthly Peak | 6 | 140.7575 | 137.071 | 132.4217 | 131.7808 | 140.2861 | 162.8628 | 188.6285 | 211.2693 | 227.2488 | 237.1713 | 246.6856 | 247.4581 | 243.1576 | 244.518 | 239.0645 | 227.4534 | 212.5648 | 197.7229 | 188.8571 | 182.9445 | 179.9576 | 171.8971 | 159.7654 | 151.9556 | -0.62859 | -0.89396 | -0.59021 | -1.1019 | -1.5118 | -1.3446 | -1.4391 | -1.5659 | -1.6675 | -2.0139 | -1.3974 | -1.4958 | -0.81408 | 0.73047 | 5.8721 | 6.1381 | 6.178 | 5.5971 | 2.0876 | 0.97453 | 0.59842 | 0.94719 | 0.80446 | 0.66694 | 70.829 | 69.6524 | 68.7399 | 67.8453 | 66.6521 | 65.6458 | 65.1609 | 66.3048 | 69.8196 | 74.6432 | 79.6886 | 84.1581 | 87.2002 | 89.1687 | 90.5073 | 90.9667 | 91.3078 | 90.2178 | 89.0884 | 86.2755 | 82.3185 | 78.4951 | 76.0474 | 74.2669 | 3.7128 | 3.6128 | 3.7574 | 3.5108 | 3.4624 | 3.3788 | 3.7675 | 3.6934 | 4.3966 | 4.4391 | 4.0129 | 3.7361 | 3.5134 | 3.5685 | 3.1733 | 2.7025 | 2.3511 | 2.3223 | 2.3309 | 3.3806 | 3.6903 | 3.8008 | 3.2799 | 3.4883
Portfolio Adjusted1-in-10Size: Over 200kWAll2017July Monthly Peak | Portfolio Adjusted | 1-in-10 | Size: Over 200kW | All | 2017 | July Monthly Peak | 7 | 145.4666 | 141.1777 | 136.9876 | 136.9672 | 146.1271 | 170.2368 | 196.5047 | 218.1856 | 232.6614 | 241.9273 | 250.1559 | 250.1395 | 245.7864 | 246.6675 | 241.0216 | 230.7827 | 217.1275 | 202.8167 | 194.2631 | 188.555 | 185.2898 | 176.5514 | 164.0026 | 156.0155 | -0.90957 | -1.2254 | -0.82577 | -1.1026 | -1.5585 | -1.5163 | -1.9375 | -1.6591 | -1.7407 | -2.0536 | -1.8156 | -2.0873 | -1.4099 | 0.024422 | 5.3647 | 5.9161 | 5.773 | 5.4091 | 2.1878 | 0.76759 | 0.28656 | 0.76676 | 0.66218 | 0.59631 | 76.1256 | 74.7253 | 73.5392 | 72.3891 | 71.6241 | 70.9324 | 70.4993 | 70.9833 | 73.8012 | 78.4203 | 83.2946 | 87.1938 | 89.0807 | 90.0132 | 91.2439 | 91.6287 | 91.3348 | 90.7799 | 89.4099 | 87.0756 | 83.4642 | 80.0316 | 77.8441 | 76.4121 | 3.8935 | 3.7687 | 3.9301 | 3.6954 | 3.6528 | 3.5864 | 3.9752 | 3.8537 | 4.5367 | 4.5599 | 4.0878 | 3.7999 | 3.5782 | 3.6252 | 3.2227 | 2.7669 | 2.4274 | 2.4099 | 2.4288 | 3.5253 | 3.8452 | 3.9509 | 3.408 | 3.6231
Portfolio Adjusted1-in-10Size: Over 200kWAll2017August Monthly Peak | Portfolio Adjusted | 1-in-10 | Size: Over 200kW | All | 2017 | August Monthly Peak | 8 | 146.8715 | 142.6742 | 138.3703 | 138.1514 | 147.8601 | 173.5593 | 203.0757 | 227.1495 | 245.4217 | 256.8028 | 267.1911 | 268.3404 | 264.3842 | 265.9384 | 259.5344 | 245.2179 | 227.7108 | 210.7436 | 200.1845 | 195.6769 | 190.6299 | 179.7679 | 166.9179 | 158.4966 | -1.1422 | -1.4849 | -1.0084 | -1.1363 | -1.6109 | -1.6527 | -2.2835 | -1.7892 | -1.8567 | -2.1889 | -2.1651 | -2.5695 | -1.8506 | -0.40705 | 5.4053 | 6.0723 | 5.7452 | 5.4313 | 2.3163 | 0.67903 | 0.10534 | 0.64388 | 0.54812 | 0.51408 | 76.0358 | 75.1862 | 74.3301 | 73.5306 | 72.8718 | 72.4734 | 72.3027 | 72.6389 | 75.2264 | 80.0411 | 84.5703 | 88.8867 | 92.1141 | 94.1424 | 95.1353 | 96.1598 | 96.566 | 95.9844 | 95.2022 | 92.4161 | 88.0759 | 84.703 | 82.4337 | 80.299 | 4.0083 | 3.88 | 4.0373 | 3.7888 | 3.7541 | 3.7121 | 4.1606 | 4.0722 | 4.858 | 4.9172 | 4.4313 | 4.1501 | 3.9236 | 3.9895 | 3.5436 | 2.9991 | 2.5956 | 2.5537 | 2.5503 | 3.723 | 4.021 | 4.0818 | 3.5186 | 3.7268
Portfolio Adjusted1-in-10Size: Over 200kWAll2017September Monthly Peak | Portfolio Adjusted | 1-in-10 | Size: Over 200kW | All | 2017 | September Monthly Peak | 9 | 147.5684 | 143.4383 | 138.5875 | 139.243 | 149.466 | 176.4973 | 209.5022 | 235.1937 | 257.7048 | 270.6239 | 280.9376 | 281.8716 | 277.9031 | 279.7474 | 272.382 | 255.5056 | 236.0935 | 217.7084 | 207.5482 | 204.2532 | 195.0268 | 183.0503 | 169.2468 | 159.9624 | -1.1451 | -1.5296 | -1.0301 | -1.0959 | -1.5785 | -1.669 | -2.451 | -1.8302 | -1.9034 | -2.3064 | -2.4087 | -2.8918 | -2.1173 | -0.68735 | 5.3968 | 6.1452 | 5.7526 | 5.4359 | 2.393 | 0.63416 | -0.0078883 | 0.59749 | 0.51075 | 0.49485 | 78.4013 | 77.3759 | 76.3684 | 75.755 | 74.9931 | 74.5553 | 74.1606 | 73.9905 | 75.9689 | 80.2155 | 84.7854 | 89.2547 | 92.5622 | 94.6746 | 95.4187 | 95.6467 | 95.2814 | 93.9174 | 92.1739 | 88.988 | 85.0083 | 81.8522 | 79.4641 | 77.628 | 4.071 | 3.9452 | 4.1005 | 3.8822 | 3.859 | 3.8229 | 4.347 | 4.2739 | 5.1848 | 5.269 | 4.7479 | 4.443 | 4.2036 | 4.2726 | 3.785 | 3.1764 | 2.7269 | 2.6736 | 2.6742 | 3.9489 | 4.1853 | 4.2303 | 3.6292 | 3.8228
Portfolio Adjusted1-in-10Size: Over 200kWAll2017October Monthly Peak | Portfolio Adjusted | 1-in-10 | Size: Over 200kW | All | 2017 | October Monthly Peak | 10 | 126.0952 | 123.1199 | 118.8054 | 118.8646 | 127.3188 | 150.5731 | 180.8399 | 200.8617 | 215.1279 | 224.3996 | 233.23 | 236.949 | 237.0833 | 239.2346 | 232.887 | 218.4232 | 202.9338 | 194.1111 | 183.9624 | 175.5412 | 167.1169 | 157.4309 | 145.5555 | 138.3725 | -0.64036 | -0.90219 | -0.59592 | -1.001 | -1.3795 | -1.2852 | -1.4947 | -1.5085 | -1.5502 | -1.9002 | -1.4148 | -1.571 | -0.9234 | 0.52062 | 5.5316 | 5.7656 | 5.7482 | 5.3667 | 2.0672 | 0.90008 | 0.47464 | 0.8199 | 0.68131 | 0.57304 | 73.3887 | 72.0261 | 71.0357 | 69.9524 | 68.9626 | 68.205 | 67.8601 | 67.5918 | 68.5819 | 72.5851 | 77.9797 | 83.5565 | 88.1653 | 91.0095 | 91.9625 | 92.3775 | 92.0436 | 90.6691 | 87.6345 | 83.0997 | 79.022 | 76.3968 | 74.5536 | 72.909 | 3.363 | 3.2864 | 3.4091 | 3.2083 | 3.1851 | 3.165 | 3.6635 | 3.542 | 4.1744 | 4.2094 | 3.7942 | 3.5896 | 3.4532 | 3.5191 | 3.116 | 2.616 | 2.2623 | 2.3015 | 2.2857 | 3.2901 | 3.4718 | 3.5321 | 3.0239 | 3.2203
Portfolio Adjusted1-in-10Size: Over 200kWAll2017November Monthly Peak | Portfolio Adjusted | 1-in-10 | Size: Over 200kW | All | 2017 | November Monthly Peak | 11 | 129.9925 | 126.7856 | 122.4159 | 121.8078 | 130.333 | 153.2593 | 180.2794 | 200.6595 | 215.5153 | 224.4232 | 232.9656 | 236.3411 | 235.8503 | 237.7623 | 231.2042 | 216.1027 | 201.7911 | 193.9136 | 183.5782 | 175.3498 | 167.7036 | 158.7289 | 146.1891 | 138.7683 | -0.29364 | -0.53934 | -0.33128 | -0.99965 | -1.3582 | -1.1345 | -1.0067 | -1.408 | -1.4637 | -1.8826 | -1.025 | -0.99881 | -0.30511 | 1.2482 | 6.0439 | 5.9996 | 6.2415 | 5.6639 | 1.9929 | 1.1252 | 0.77851 | 1.035 | 0.86477 | 0.68327 | 69.1611 | 67.5344 | 66.8567 | 65.5738 | 64.7331 | 63.7992 | 63.4786 | 63.6894 | 66.0262 | 70.8989 | 77.0108 | 81.9991 | 85.1149 | 86.7285 | 87.6439 | 87.3397 | 85.7107 | 83.0001 | 79.8554 | 76.7132 | 74.2695 | 72.3604 | 70.5266 | 69.3401 | 3.4893 | 3.4054 | 3.5423 | 3.3215 | 3.2969 | 3.2566 | 3.6888 | 3.5795 | 4.2491 | 4.2636 | 3.8409 | 3.6289 | 3.4781 | 3.5373 | 3.1294 | 2.6126 | 2.2691 | 2.317 | 2.2959 | 3.3173 | 3.5154 | 3.5941 | 3.0676 | 3.262
Portfolio Adjusted1-in-10Size: Over 200kWAll2017December Monthly Peak | Portfolio Adjusted | 1-in-10 | Size: Over 200kW | All | 2017 | December Monthly Peak | 12 | 123.2651 | 120.1128 | 116.764 | 117.256 | 125.7942 | 147.4337 | 175.1915 | 190.3357 | 198.7515 | 199.3897 | 199.6537 | 196.422 | 191.5092 | 189.6637 | 182.79 | 172.9544 | 165.9836 | 164.3137 | 159.2053 | 155.0663 | 150.0426 | 143.5444 | 134.694 | 129.2089 | 0.026155 | -0.13254 | -0.050235 | -1.0611 | -1.3716 | -0.96752 | -0.34004 | -1.2908 | -1.3021 | -1.6521 | -0.33192 | -0.046792 | 0.5381 | 1.9779 | 5.6245 | 5.2851 | 5.8994 | 5.3355 | 1.7164 | 1.3401 | 1.158 | 1.2017 | 1.0059 | 0.73464 | 45.5922 | 44.9005 | 44.6052 | 44.6069 | 44.6564 | 44.4187 | 44.8213 | 44.8789 | 45.4452 | 46.9249 | 48.5371 | 50.3045 | 51.656 | 52.02 | 52.1014 | 52.0208 | 51.5431 | 50.4466 | 49.183 | 47.9153 | 46.65 | 46.1086 | 45.7969 | 45.0756 | 3.4964 | 3.4036 | 3.557 | 3.3605 | 3.3471 | 3.3111 | 3.7767 | 3.5757 | 4.1057 | 3.9765 | 3.4586 | 3.1709 | 2.9726 | 2.9737 | 2.6042 | 2.2132 | 1.9824 | 2.0864 | 2.1167 | 3.1165 | 3.3333 | 3.4235 | 2.9844 | 3.2074
Portfolio Adjusted1-in-10Size: Over 200kWAll2017Typical Event Day | Portfolio Adjusted | 1-in-10 | Size: Over 200kW | All | 2017 | Typical Event Day | 8 | 145.4573 | 141.3345 | 137.0929 | 136.8877 | 146.5045 | 171.7241 | 200.539 | 223.4545 | 240.5851 | 251.3275 | 261.2773 | 262.4074 | 258.3921 | 260.0474 | 253.8436 | 240.0872 | 223.1626 | 206.7833 | 196.6001 | 192.3234 | 187.7747 | 177.4801 | 164.924 | 156.7742 | -0.95345 | -1.2799 | -0.8624 | -1.1118 | -1.5701 | -1.5501 | -2.0257 | -1.7101 | -1.7849 | -2.1314 | -1.9312 | -2.2431 | -1.5273 | -0.051387 | 5.567 | 6.1039 | 5.8837 | 5.4708 | 2.2337 | 0.769 | 0.25298 | 0.739 | 0.63388 | 0.56844 | 75.3479 | 74.235 | 73.2444 | 72.38 | 71.5353 | 70.9017 | 70.5309 | 70.9794 | 73.704 | 78.33 | 83.0847 | 87.3733 | 90.2393 | 91.9997 | 93.0763 | 93.6005 | 93.6225 | 92.7249 | 91.4686 | 88.6888 | 84.7167 | 81.2705 | 78.9473 | 77.1515 | 3.9093 | 3.787 | 3.9449 | 3.7053 | 3.6712 | 3.6228 | 4.0566 | 3.9527 | 4.7036 | 4.7525 | 4.2793 | 4.0063 | 3.7835 | 3.8486 | 3.4185 | 2.8954 | 2.5071 | 2.4693 | 2.4671 | 3.6123 | 3.9121 | 3.9794 | 3.434 | 3.6419
Portfolio Adjusted1-in-10Size: Over 200kWAll2018January Monthly Peak | Portfolio Adjusted | 1-in-10 | Size: Over 200kW | All | 2018 | January Monthly Peak | 1 | 127.3478 | 123.6602 | 120.0981 | 120.7221 | 129.8474 | 154.2465 | 186.8621 | 205.4385 | 214.2947 | 214.5163 | 215.1289 | 212.2979 | 208.0893 | 207.0084 | 199.3535 | 187.7185 | 177.672 | 174.9338 | 170.3147 | 166.1546 | 160.2792 | 152.7503 | 143.1519 | 136.6359 | 0.015972 | -0.14915 | -0.058463 | -1.1013 | -1.423 | -1.0146 | -0.36472 | -1.3989 | -1.4038 | -1.7793 | -0.35513 | -0.048888 | 0.58707 | 2.1557 | 6.122 | 5.7256 | 6.3129 | 5.6739 | 1.8362 | 1.4348 | 1.2369 | 1.2802 | 1.0711 | 0.77893 | 45.497 | 44.715 | 43.8911 | 43.3383 | 42.9671 | 42.6195 | 42.336 | 42.129 | 42.6095 | 44.9781 | 47.6633 | 49.7615 | 51.6261 | 52.4197 | 52.7694 | 52.5989 | 51.5538 | 50.1502 | 48.1247 | 46.5234 | 45.3807 | 44.6693 | 44.0802 | 43.3869 | 3.621 | 3.5161 | 3.6731 | 3.4839 | 3.4706 | 3.4706 | 4.0426 | 3.8734 | 4.4403 | 4.2898 | 3.7381 | 3.4342 | 3.2361 | 3.2535 | 2.8478 | 2.4073 | 2.1226 | 2.2222 | 2.2651 | 3.3381 | 3.561 | 3.6455 | 3.1776 | 3.4005
Portfolio Adjusted1-in-10Size: Over 200kWAll2018February Monthly Peak | Portfolio Adjusted | 1-in-10 | Size: Over 200kW | All | 2018 | February Monthly Peak | 2 | 123.2065 | 119.95 | 116.2771 | 116.6703 | 125.3274 | 148.1202 | 178.0482 | 194.0162 | 201.8263 | 203.5467 | 206.0025 | 205.5096 | 202.6874 | 202.9949 | 196.3688 | 185.1489 | 174.6735 | 171.2514 | 165.6874 | 160.6153 | 155.1909 | 148.4009 | 138.796 | 132.7841 | 0.0095777 | -0.1479 | -0.059293 | -1.0618 | -1.3707 | -0.97191 | -0.34933 | -1.3172 | -1.3226 | -1.6856 | -0.34579 | -0.052289 | 0.56334 | 2.1135 | 6.0402 | 5.6626 | 6.2128 | 5.5607 | 1.7763 | 1.3758 | 1.1916 | 1.2406 | 1.0346 | 0.75462 | 52.0159 | 51.5875 | 50.9073 | 50.3815 | 50.289 | 49.5677 | 48.3016 | 49.0121 | 50.3146 | 52.5017 | 54.7675 | 56.0359 | 57.438 | 58.8703 | 59.897 | 60.1785 | 59.3805 | 58.7227 | 57.0363 | 55.2961 | 53.8746 | 52.5271 | 51.8764 | 50.9872 | 3.4988 | 3.4064 | 3.5501 | 3.3522 | 3.337 | 3.32 | 3.8411 | 3.6449 | 4.1644 | 4.0482 | 3.5586 | 3.305 | 3.1319 | 3.1691 | 2.7895 | 2.3605 | 2.0771 | 2.1661 | 2.196 | 3.2085 | 3.434 | 3.5356 | 3.072 | 3.2982
Portfolio Adjusted1-in-10Size: Over 200kWAll2018March Monthly Peak | Portfolio Adjusted | 1-in-10 | Size: Over 200kW | All | 2018 | March Monthly Peak | 3 | 126.7758 | 123.0214 | 119.0836 | 118.0091 | 125.6131 | 146.9044 | 172.7825 | 190.301 | 200.8439 | 205.7373 | 212.3074 | 214.8617 | 213.996 | 217.0507 | 211.8733 | 200.6611 | 187.7997 | 175.8848 | 168.1831 | 166.6059 | 162.9182 | 155.6135 | 144.0411 | 136.4909 | 0.0028957 | -0.1549 | -0.065832 | -1.0715 | -1.3755 | -0.9588 | -0.34603 | -1.2918 | -1.3315 | -1.7055 | -0.36652 | -0.061848 | 0.58325 | 2.2607 | 6.5273 | 6.1553 | 6.6795 | 5.7175 | 1.7896 | 1.4106 | 1.2428 | 1.2931 | 1.0668 | 0.77084 | 60.5447 | 58.9963 | 57.9703 | 57.2227 | 56.4436 | 55.7404 | 55.2534 | 55.1402 | 56.3637 | 60.1926 | 64.8153 | 69.3758 | 73.0444 | 74.9382 | 75.9793 | 76.5579 | 76.3942 | 75.1903 | 73.4447 | 70.8736 | 67.5703 | 64.8758 | 62.6014 | 60.5735 | 3.5866 | 3.4787 | 3.6293 | 3.3704 | 3.3321 | 3.2672 | 3.7033 | 3.5485 | 4.1204 | 4.0596 | 3.6408 | 3.4357 | 3.285 | 3.361 | 2.9901 | 2.5383 | 2.2171 | 2.2073 | 2.2187 | 3.3026 | 3.5868 | 3.6931 | 3.1765 | 3.3758
Portfolio Adjusted1-in-10Size: Over 200kWAll2018April Monthly Peak | Portfolio Adjusted | 1-in-10 | Size: Over 200kW | All | 2018 | April Monthly Peak | 4 | 130.2028 | 126.4225 | 122.1428 | 120.9659 | 128.6391 | 150.8555 | 178.0632 | 199.0624 | 213.8899 | 222.6828 | 232.2652 | 236.3527 | 236.6789 | 240.2666 | 234.8291 | 221.5225 | 205.8354 | 191.0113 | 180.9408 | 177.7388 | 172.0773 | 162.7848 | 149.8389 | 141.3731 | -0.42431 | -0.67903 | -0.43245 | -0.99723 | -1.3536 | -1.166 | -1.1633 | -1.422 | -1.478 | -1.8674 | -1.1664 | -1.2046 | -0.52882 | 1.0084 | 5.9665 | 6.0661 | 6.1865 | 5.48 | 1.9783 | 1.0442 | 0.67786 | 0.97232 | 0.81161 | 0.64944 | 70.4727 | 69.0205 | 67.4366 | 66.1694 | 65.17 | 64.2448 | 63.626 | 63.7104 | 66.8209 | 72.4277 | 78.1483 | 83.4896 | 86.95 | 88.9221 | 89.6605 | 90.0621 | 89.8594 | 88.9679 | 87.1355 | 83.4111 | 78.6816 | 74.8632 | 72.2774 | 70.325 | 3.4608 | 3.361 | 3.5012 | 3.2533 | 3.2124 | 3.1545 | 3.5898 | 3.4922 | 4.1365 | 4.1546 | 3.7645 | 3.5722 | 3.4361 | 3.5186 | 3.131 | 2.6426 | 2.2859 | 2.2541 | 2.2424 | 3.3205 | 3.5691 | 3.641 | 3.1094 | 3.2855
Portfolio Adjusted1-in-10Size: Over 200kWAll2018May Monthly Peak | Portfolio Adjusted | 1-in-10 | Size: Over 200kW | All | 2018 | May Monthly Peak | 5 | 135.2225 | 131.6853 | 126.871 | 126.2438 | 134.8609 | 158.0276 | 185.1627 | 211.2398 | 230.6246 | 241.9956 | 252.4724 | 255.9128 | 254.8835 | 257.2468 | 251.1019 | 235.3289 | 218.067 | 201.5038 | 190.0997 | 184.292 | 179.3669 | 169.5688 | 156.778 | 148.2102 | -0.67647 | -0.97714 | -0.64259 | -1.0152 | -1.4156 | -1.3268 | -1.5959 | -1.5599 | -1.6484 | -2.0467 | -1.6364 | -1.8477 | -1.1391 | 0.36791 | 5.7839 | 6.1071 | 6.0213 | 5.4622 | 2.112 | 0.87074 | 0.41261 | 0.82657 | 0.70071 | 0.59759 | 73.7517 | 72.0455 | 70.6337 | 69.8272 | 69.03 | 68.1187 | 67.7494 | 68.105 | 71.6004 | 77.1751 | 82.169 | 85.7368 | 88.493 | 90.4113 | 91.591 | 91.9076 | 91.3542 | 90.0596 | 88.7006 | 86.0724 | 82.0596 | 77.9295 | 75.4143 | 73.1175 | 3.5898 | 3.4959 | 3.6306 | 3.3982 | 3.3651 | 3.3043 | 3.7218 | 3.7077 | 4.478 | 4.5391 | 4.1189 | 3.8898 | 3.7223 | 3.7939 | 3.3687 | 2.8212 | 2.4306 | 2.3853 | 2.359 | 3.4457 | 3.7058 | 3.7831 | 3.2473 | 3.4325
Portfolio Adjusted1-in-10Size: Over 200kWAll2018June Monthly Peak | Portfolio Adjusted | 1-in-10 | Size: Over 200kW | All | 2018 | June Monthly Peak | 6 | 140.7575 | 137.071 | 132.4217 | 131.7808 | 140.2861 | 162.8628 | 188.6285 | 211.2693 | 227.2488 | 237.1713 | 246.6856 | 247.4581 | 243.1576 | 244.518 | 239.0645 | 227.4534 | 212.5648 | 197.7229 | 188.8571 | 182.9445 | 179.9576 | 171.8971 | 159.7654 | 151.9556 | -0.62859 | -0.89396 | -0.59021 | -1.1019 | -1.5118 | -1.3446 | -1.4391 | -1.5659 | -1.6675 | -2.0139 | -1.3974 | -1.4958 | -0.81408 | 0.73047 | 5.8721 | 6.1381 | 6.178 | 5.5971 | 2.0876 | 0.97453 | 0.59842 | 0.94719 | 0.80446 | 0.66694 | 70.829 | 69.6524 | 68.7399 | 67.8453 | 66.6521 | 65.6458 | 65.1609 | 66.3048 | 69.8196 | 74.6432 | 79.6886 | 84.1581 | 87.2002 | 89.1687 | 90.5073 | 90.9667 | 91.3078 | 90.2178 | 89.0884 | 86.2755 | 82.3185 | 78.4951 | 76.0474 | 74.2669 | 3.7128 | 3.6128 | 3.7574 | 3.5108 | 3.4624 | 3.3788 | 3.7675 | 3.6934 | 4.3966 | 4.4391 | 4.0129 | 3.7361 | 3.5134 | 3.5685 | 3.1733 | 2.7025 | 2.3511 | 2.3223 | 2.3309 | 3.3806 | 3.6903 | 3.8008 | 3.2799 | 3.4883
Portfolio Adjusted1-in-10Size: Over 200kWAll2018July Monthly Peak | Portfolio Adjusted | 1-in-10 | Size: Over 200kW | All | 2018 | July Monthly Peak | 7 | 145.4666 | 141.1777 | 136.9876 | 136.9672 | 146.1271 | 170.2368 | 196.5047 | 218.1856 | 232.6614 | 241.9273 | 250.1559 | 250.1395 | 245.7864 | 246.6675 | 241.0216 | 230.7827 | 217.1275 | 202.8167 | 194.2631 | 188.555 | 185.2898 | 176.5514 | 164.0026 | 156.0155 | -0.90957 | -1.2254 | -0.82577 | -1.1026 | -1.5585 | -1.5163 | -1.9375 | -1.6591 | -1.7407 | -2.0536 | -1.8156 | -2.0873 | -1.4099 | 0.024422 | 5.3647 | 5.9161 | 5.773 | 5.4091 | 2.1878 | 0.76759 | 0.28656 | 0.76676 | 0.66218 | 0.59631 | 76.1256 | 74.7253 | 73.5392 | 72.3891 | 71.6241 | 70.9324 | 70.4993 | 70.9833 | 73.8012 | 78.4203 | 83.2946 | 87.1938 | 89.0807 | 90.0132 | 91.2439 | 91.6287 | 91.3348 | 90.7799 | 89.4099 | 87.0756 | 83.4642 | 80.0316 | 77.8441 | 76.4121 | 3.8935 | 3.7687 | 3.9301 | 3.6954 | 3.6528 | 3.5864 | 3.9752 | 3.8537 | 4.5367 | 4.5599 | 4.0878 | 3.7999 | 3.5782 | 3.6252 | 3.2227 | 2.7669 | 2.4274 | 2.4099 | 2.4288 | 3.5253 | 3.8452 | 3.9509 | 3.408 | 3.6231
Portfolio Adjusted1-in-10Size: Over 200kWAll2018August Monthly Peak | Portfolio Adjusted | 1-in-10 | Size: Over 200kW | All | 2018 | August Monthly Peak | 8 | 146.8715 | 142.6742 | 138.3703 | 138.1514 | 147.8601 | 173.5593 | 203.0757 | 227.1495 | 245.4217 | 256.8029 | 267.1911 | 268.3404 | 264.3842 | 265.9384 | 259.5344 | 245.2179 | 227.7108 | 210.7436 | 200.1845 | 195.6769 | 190.6299 | 179.7679 | 166.9179 | 158.4966 | -1.1422 | -1.4849 | -1.0084 | -1.1363 | -1.6109 | -1.6527 | -2.2835 | -1.7892 | -1.8567 | -2.1889 | -2.1651 | -2.5695 | -1.8506 | -0.40705 | 5.4053 | 6.0723 | 5.7452 | 5.4313 | 2.3163 | 0.67903 | 0.10534 | 0.64388 | 0.54812 | 0.51408 | 76.0358 | 75.1862 | 74.3301 | 73.5306 | 72.8718 | 72.4734 | 72.3027 | 72.6389 | 75.2264 | 80.0411 | 84.5703 | 88.8867 | 92.1141 | 94.1424 | 95.1353 | 96.1598 | 96.566 | 95.9844 | 95.2022 | 92.4161 | 88.0759 | 84.703 | 82.4337 | 80.299 | 4.0083 | 3.88 | 4.0373 | 3.7888 | 3.7541 | 3.7121 | 4.1606 | 4.0722 | 4.858 | 4.9172 | 4.4313 | 4.1501 | 3.9236 | 3.9895 | 3.5436 | 2.9991 | 2.5956 | 2.5537 | 2.5503 | 3.723 | 4.021 | 4.0818 | 3.5186 | 3.7268
Portfolio Adjusted1-in-10Size: Over 200kWAll2018September Monthly Peak | Portfolio Adjusted | 1-in-10 | Size: Over 200kW | All | 2018 | September Monthly Peak | 9 | 147.5684 | 143.4383 | 138.5875 | 139.243 | 149.466 | 176.4973 | 209.5022 | 235.1937 | 257.7048 | 270.6239 | 280.9376 | 281.8716 | 277.9031 | 279.7474 | 272.382 | 255.5056 | 236.0935 | 217.7084 | 207.5482 | 204.2531 | 195.0268 | 183.0503 | 169.2468 | 159.9624 | -1.1451 | -1.5296 | -1.0301 | -1.0959 | -1.5785 | -1.669 | -2.451 | -1.8302 | -1.9034 | -2.3064 | -2.4087 | -2.8918 | -2.1173 | -0.68735 | 5.3968 | 6.1452 | 5.7526 | 5.4359 | 2.393 | 0.63416 | -0.0078883 | 0.59749 | 0.51075 | 0.49485 | 78.4013 | 77.3759 | 76.3684 | 75.755 | 74.9931 | 74.5553 | 74.1606 | 73.9905 | 75.9689 | 80.2155 | 84.7854 | 89.2547 | 92.5622 | 94.6746 | 95.4187 | 95.6467 | 95.2814 | 93.9174 | 92.1739 | 88.988 | 85.0084 | 81.8522 | 79.4641 | 77.628 | 4.071 | 3.9452 | 4.1005 | 3.8822 | 3.859 | 3.8229 | 4.347 | 4.2739 | 5.1848 | 5.269 | 4.7479 | 4.443 | 4.2036 | 4.2726 | 3.785 | 3.1764 | 2.7269 | 2.6736 | 2.6742 | 3.9489 | 4.1853 | 4.2303 | 3.6292 | 3.8228
Portfolio Adjusted1-in-10Size: Over 200kWAll2018October Monthly Peak | Portfolio Adjusted | 1-in-10 | Size: Over 200kW | All | 2018 | October Monthly Peak | 10 | 126.0952 | 123.1199 | 118.8054 | 118.8646 | 127.3188 | 150.5731 | 180.8399 | 200.8617 | 215.1279 | 224.3996 | 233.23 | 236.949 | 237.0833 | 239.2346 | 232.887 | 218.4232 | 202.9338 | 194.1111 | 183.9624 | 175.5412 | 167.1169 | 157.4309 | 145.5555 | 138.3725 | -0.64036 | -0.90219 | -0.59592 | -1.001 | -1.3795 | -1.2852 | -1.4947 | -1.5085 | -1.5502 | -1.9002 | -1.4148 | -1.571 | -0.9234 | 0.52062 | 5.5316 | 5.7656 | 5.7482 | 5.3667 | 2.0672 | 0.90008 | 0.47464 | 0.8199 | 0.68131 | 0.57304 | 73.3887 | 72.0261 | 71.0357 | 69.9524 | 68.9626 | 68.205 | 67.8601 | 67.5918 | 68.5819 | 72.5851 | 77.9797 | 83.5565 | 88.1653 | 91.0095 | 91.9625 | 92.3775 | 92.0436 | 90.6691 | 87.6345 | 83.0997 | 79.022 | 76.3968 | 74.5536 | 72.909 | 3.363 | 3.2864 | 3.4091 | 3.2083 | 3.1851 | 3.165 | 3.6635 | 3.542 | 4.1744 | 4.2094 | 3.7942 | 3.5896 | 3.4532 | 3.5191 | 3.116 | 2.616 | 2.2623 | 2.3015 | 2.2857 | 3.2901 | 3.4718 | 3.5321 | 3.0239 | 3.2203
Portfolio Adjusted1-in-10Size: Over 200kWAll2018November Monthly Peak | Portfolio Adjusted | 1-in-10 | Size: Over 200kW | All | 2018 | November Monthly Peak | 11 | 129.9925 | 126.7856 | 122.4159 | 121.8078 | 130.333 | 153.2593 | 180.2794 | 200.6595 | 215.5153 | 224.4231 | 232.9656 | 236.3411 | 235.8503 | 237.7623 | 231.2042 | 216.1027 | 201.7911 | 193.9136 | 183.5782 | 175.3498 | 167.7036 | 158.7289 | 146.1891 | 138.7683 | -0.29364 | -0.53934 | -0.33128 | -0.99965 | -1.3582 | -1.1345 | -1.0067 | -1.408 | -1.4637 | -1.8826 | -1.025 | -0.99881 | -0.30511 | 1.2482 | 6.0439 | 5.9996 | 6.2415 | 5.6639 | 1.9929 | 1.1252 | 0.77851 | 1.035 | 0.86477 | 0.68327 | 69.1611 | 67.5344 | 66.8568 | 65.5738 | 64.7331 | 63.7992 | 63.4786 | 63.6894 | 66.0262 | 70.8989 | 77.0108 | 81.9991 | 85.1149 | 86.7285 | 87.6439 | 87.3397 | 85.7107 | 83.0001 | 79.8554 | 76.7132 | 74.2695 | 72.3604 | 70.5266 | 69.3401 | 3.4893 | 3.4054 | 3.5423 | 3.3215 | 3.2969 | 3.2566 | 3.6888 | 3.5795 | 4.2491 | 4.2636 | 3.8409 | 3.6289 | 3.4781 | 3.5373 | 3.1294 | 2.6126 | 2.2691 | 2.317 | 2.2959 | 3.3173 | 3.5154 | 3.5941 | 3.0676 | 3.262
Portfolio Adjusted1-in-10Size: Over 200kWAll2018December Monthly Peak | Portfolio Adjusted | 1-in-10 | Size: Over 200kW | All | 2018 | December Monthly Peak | 12 | 123.2651 | 120.1128 | 116.764 | 117.256 | 125.7942 | 147.4337 | 175.1915 | 190.3358 | 198.7515 | 199.3897 | 199.6537 | 196.422 | 191.5092 | 189.6637 | 182.79 | 172.9544 | 165.9836 | 164.3137 | 159.2053 | 155.0663 | 150.0426 | 143.5444 | 134.694 | 129.2089 | 0.026155 | -0.13254 | -0.050235 | -1.0611 | -1.3716 | -0.96752 | -0.34004 | -1.2908 | -1.3021 | -1.6521 | -0.33192 | -0.046792 | 0.5381 | 1.9779 | 5.6245 | 5.2851 | 5.8994 | 5.3355 | 1.7164 | 1.3401 | 1.158 | 1.2017 | 1.0059 | 0.73464 | 45.5922 | 44.9005 | 44.6052 | 44.6069 | 44.6564 | 44.4187 | 44.8213 | 44.8789 | 45.4452 | 46.9249 | 48.5371 | 50.3045 | 51.656 | 52.02 | 52.1014 | 52.0208 | 51.5431 | 50.4466 | 49.183 | 47.9153 | 46.6501 | 46.1086 | 45.7969 | 45.0756 | 3.4964 | 3.4036 | 3.557 | 3.3605 | 3.3471 | 3.3111 | 3.7767 | 3.5757 | 4.1057 | 3.9765 | 3.4586 | 3.1709 | 2.9726 | 2.9737 | 2.6042 | 2.2132 | 1.9824 | 2.0864 | 2.1167 | 3.1165 | 3.3333 | 3.4235 | 2.9844 | 3.2074
Portfolio Adjusted1-in-10Size: Over 200kWAll2018Typical Event Day | Portfolio Adjusted | 1-in-10 | Size: Over 200kW | All | 2018 | Typical Event Day | 8 | 145.4573 | 141.3345 | 137.0929 | 136.8877 | 146.5045 | 171.7241 | 200.539 | 223.4545 | 240.5851 | 251.3275 | 261.2773 | 262.4074 | 258.3921 | 260.0474 | 253.8436 | 240.0872 | 223.1626 | 206.7833 | 196.6001 | 192.3234 | 187.7747 | 177.4801 | 164.924 | 156.7742 | -0.95345 | -1.2799 | -0.8624 | -1.1118 | -1.5701 | -1.5501 | -2.0257 | -1.7101 | -1.7849 | -2.1314 | -1.9312 | -2.2431 | -1.5273 | -0.051387 | 5.567 | 6.1039 | 5.8837 | 5.4708 | 2.2337 | 0.769 | 0.25298 | 0.739 | 0.63388 | 0.56844 | 75.3479 | 74.235 | 73.2444 | 72.38 | 71.5353 | 70.9017 | 70.5309 | 70.9794 | 73.704 | 78.33 | 83.0847 | 87.3733 | 90.2393 | 91.9997 | 93.0763 | 93.6005 | 93.6225 | 92.7249 | 91.4686 | 88.6888 | 84.7167 | 81.2705 | 78.9473 | 77.1515 | 3.9093 | 3.787 | 3.9449 | 3.7053 | 3.6712 | 3.6228 | 4.0566 | 3.9527 | 4.7036 | 4.7525 | 4.2793 | 4.0063 | 3.7835 | 3.8486 | 3.4185 | 2.8954 | 2.5071 | 2.4693 | 2.4671 | 3.6123 | 3.9121 | 3.9794 | 3.434 | 3.6419
Portfolio Adjusted1-in-10Size: Over 200kWAll2019January Monthly Peak | Portfolio Adjusted | 1-in-10 | Size: Over 200kW | All | 2019 | January Monthly Peak | 1 | 127.3478 | 123.6602 | 120.0981 | 120.7221 | 129.8474 | 154.2465 | 186.8621 | 205.4385 | 214.2947 | 214.5163 | 215.1289 | 212.2979 | 208.0893 | 207.0084 | 199.3535 | 187.7185 | 177.672 | 174.9338 | 170.3147 | 166.1546 | 160.2792 | 152.7503 | 143.1519 | 136.6359 | 0.015972 | -0.14915 | -0.058463 | -1.1013 | -1.423 | -1.0146 | -0.36472 | -1.3989 | -1.4038 | -1.7793 | -0.35513 | -0.048888 | 0.58707 | 2.1557 | 6.122 | 5.7256 | 6.3129 | 5.6739 | 1.8362 | 1.4348 | 1.2369 | 1.2802 | 1.0711 | 0.77893 | 45.497 | 44.715 | 43.8911 | 43.3384 | 42.9671 | 42.6195 | 42.336 | 42.129 | 42.6095 | 44.9781 | 47.6633 | 49.7615 | 51.6261 | 52.4197 | 52.7694 | 52.5989 | 51.5538 | 50.1502 | 48.1247 | 46.5234 | 45.3807 | 44.6693 | 44.0802 | 43.3869 | 3.621 | 3.5161 | 3.6731 | 3.4839 | 3.4706 | 3.4706 | 4.0426 | 3.8734 | 4.4403 | 4.2898 | 3.7381 | 3.4342 | 3.2361 | 3.2535 | 2.8478 | 2.4073 | 2.1226 | 2.2222 | 2.2651 | 3.3381 | 3.561 | 3.6455 | 3.1776 | 3.4005
Portfolio Adjusted1-in-10Size: Over 200kWAll2019February Monthly Peak | Portfolio Adjusted | 1-in-10 | Size: Over 200kW | All | 2019 | February Monthly Peak | 2 | 123.2065 | 119.95 | 116.2771 | 116.6703 | 125.3274 | 148.1202 | 178.0482 | 194.0162 | 201.8263 | 203.5467 | 206.0025 | 205.5096 | 202.6874 | 202.9949 | 196.3688 | 185.1489 | 174.6735 | 171.2514 | 165.6874 | 160.6153 | 155.1909 | 148.4009 | 138.796 | 132.7841 | 0.0095778 | -0.1479 | -0.059293 | -1.0618 | -1.3707 | -0.97191 | -0.34933 | -1.3172 | -1.3226 | -1.6856 | -0.34579 | -0.052289 | 0.56334 | 2.1135 | 6.0402 | 5.6626 | 6.2128 | 5.5607 | 1.7763 | 1.3758 | 1.1916 | 1.2406 | 1.0346 | 0.75462 | 52.0159 | 51.5875 | 50.9073 | 50.3815 | 50.289 | 49.5677 | 48.3016 | 49.0121 | 50.3146 | 52.5017 | 54.7675 | 56.0359 | 57.438 | 58.8703 | 59.897 | 60.1785 | 59.3805 | 58.7227 | 57.0363 | 55.2961 | 53.8746 | 52.5271 | 51.8764 | 50.9872 | 3.4988 | 3.4064 | 3.5501 | 3.3522 | 3.337 | 3.32 | 3.8411 | 3.6449 | 4.1644 | 4.0482 | 3.5586 | 3.305 | 3.1319 | 3.1691 | 2.7895 | 2.3605 | 2.0771 | 2.1661 | 2.196 | 3.2085 | 3.434 | 3.5356 | 3.072 | 3.2982
Portfolio Adjusted1-in-10Size: Over 200kWAll2019March Monthly Peak | Portfolio Adjusted | 1-in-10 | Size: Over 200kW | All | 2019 | March Monthly Peak | 3 | 126.7758 | 123.0214 | 119.0836 | 118.0091 | 125.6131 | 146.9044 | 172.7825 | 190.3009 | 200.8439 | 205.7373 | 212.3074 | 214.8617 | 213.996 | 217.0507 | 211.8733 | 200.6611 | 187.7997 | 175.8848 | 168.1831 | 166.6059 | 162.9182 | 155.6135 | 144.0411 | 136.4909 | 0.0028956 | -0.1549 | -0.065832 | -1.0715 | -1.3755 | -0.9588 | -0.34603 | -1.2918 | -1.3315 | -1.7055 | -0.36652 | -0.061848 | 0.58325 | 2.2607 | 6.5273 | 6.1553 | 6.6795 | 5.7175 | 1.7896 | 1.4106 | 1.2428 | 1.2931 | 1.0668 | 0.77084 | 60.5447 | 58.9963 | 57.9703 | 57.2227 | 56.4436 | 55.7404 | 55.2534 | 55.1402 | 56.3637 | 60.1926 | 64.8153 | 69.3758 | 73.0444 | 74.9382 | 75.9793 | 76.5579 | 76.3942 | 75.1903 | 73.4447 | 70.8736 | 67.5703 | 64.8758 | 62.6014 | 60.5735 | 3.5866 | 3.4787 | 3.6293 | 3.3704 | 3.3321 | 3.2672 | 3.7033 | 3.5485 | 4.1204 | 4.0596 | 3.6408 | 3.4357 | 3.285 | 3.361 | 2.9901 | 2.5383 | 2.2171 | 2.2073 | 2.2187 | 3.3026 | 3.5868 | 3.6931 | 3.1765 | 3.3758
Portfolio Adjusted1-in-10Size: Over 200kWAll2019April Monthly Peak | Portfolio Adjusted | 1-in-10 | Size: Over 200kW | All | 2019 | April Monthly Peak | 4 | 130.2028 | 126.4225 | 122.1428 | 120.9659 | 128.6391 | 150.8555 | 178.0632 | 199.0624 | 213.8899 | 222.6828 | 232.2652 | 236.3527 | 236.6789 | 240.2666 | 234.8291 | 221.5225 | 205.8354 | 191.0113 | 180.9408 | 177.7388 | 172.0773 | 162.7848 | 149.8389 | 141.3731 | -0.42431 | -0.67903 | -0.43245 | -0.99723 | -1.3536 | -1.166 | -1.1633 | -1.422 | -1.478 | -1.8674 | -1.1664 | -1.2046 | -0.52882 | 1.0084 | 5.9665 | 6.0661 | 6.1865 | 5.48 | 1.9783 | 1.0442 | 0.67786 | 0.97232 | 0.81161 | 0.64944 | 70.4727 | 69.0205 | 67.4366 | 66.1694 | 65.17 | 64.2448 | 63.626 | 63.7104 | 66.8209 | 72.4277 | 78.1483 | 83.4896 | 86.95 | 88.9221 | 89.6605 | 90.0621 | 89.8593 | 88.9679 | 87.1355 | 83.4111 | 78.6816 | 74.8632 | 72.2774 | 70.325 | 3.4608 | 3.361 | 3.5012 | 3.2533 | 3.2124 | 3.1545 | 3.5898 | 3.4922 | 4.1365 | 4.1546 | 3.7645 | 3.5722 | 3.4361 | 3.5186 | 3.131 | 2.6426 | 2.2859 | 2.2541 | 2.2424 | 3.3205 | 3.5691 | 3.641 | 3.1094 | 3.2855
Portfolio Adjusted1-in-10Size: Over 200kWAll2019May Monthly Peak | Portfolio Adjusted | 1-in-10 | Size: Over 200kW | All | 2019 | May Monthly Peak | 5 | 135.2225 | 131.6853 | 126.871 | 126.2438 | 134.8609 | 158.0276 | 185.1627 | 211.2398 | 230.6246 | 241.9956 | 252.4724 | 255.9128 | 254.8835 | 257.2468 | 251.1019 | 235.3289 | 218.0671 | 201.5038 | 190.0997 | 184.292 | 179.3669 | 169.5688 | 156.7781 | 148.2102 | -0.67647 | -0.97714 | -0.64259 | -1.0152 | -1.4156 | -1.3268 | -1.5959 | -1.5599 | -1.6484 | -2.0467 | -1.6364 | -1.8477 | -1.1391 | 0.36791 | 5.7839 | 6.1071 | 6.0213 | 5.4622 | 2.112 | 0.87074 | 0.41261 | 0.82657 | 0.70071 | 0.59759 | 73.7517 | 72.0455 | 70.6337 | 69.8272 | 69.03 | 68.1187 | 67.7494 | 68.105 | 71.6004 | 77.1751 | 82.169 | 85.7368 | 88.493 | 90.4114 | 91.591 | 91.9076 | 91.3542 | 90.0596 | 88.7006 | 86.0724 | 82.0596 | 77.9295 | 75.4143 | 73.1175 | 3.5898 | 3.4959 | 3.6306 | 3.3982 | 3.3651 | 3.3043 | 3.7218 | 3.7077 | 4.478 | 4.5391 | 4.1189 | 3.8898 | 3.7223 | 3.7939 | 3.3687 | 2.8212 | 2.4306 | 2.3853 | 2.359 | 3.4457 | 3.7058 | 3.7831 | 3.2473 | 3.4325
Portfolio Adjusted1-in-10Size: Over 200kWAll2019June Monthly Peak | Portfolio Adjusted | 1-in-10 | Size: Over 200kW | All | 2019 | June Monthly Peak | 6 | 140.7575 | 137.071 | 132.4217 | 131.7808 | 140.2861 | 162.8629 | 188.6285 | 211.2693 | 227.2488 | 237.1713 | 246.6856 | 247.4581 | 243.1576 | 244.518 | 239.0645 | 227.4534 | 212.5648 | 197.7229 | 188.8571 | 182.9445 | 179.9576 | 171.8971 | 159.7654 | 151.9556 | -0.62859 | -0.89396 | -0.59021 | -1.1019 | -1.5118 | -1.3446 | -1.4391 | -1.5659 | -1.6675 | -2.0139 | -1.3974 | -1.4958 | -0.81408 | 0.73047 | 5.8721 | 6.1381 | 6.178 | 5.5971 | 2.0876 | 0.97453 | 0.59842 | 0.94719 | 0.80446 | 0.66694 | 70.829 | 69.6524 | 68.7399 | 67.8453 | 66.6521 | 65.6458 | 65.1609 | 66.3048 | 69.8196 | 74.6432 | 79.6886 | 84.1581 | 87.2002 | 89.1687 | 90.5073 | 90.9666 | 91.3078 | 90.2178 | 89.0884 | 86.2755 | 82.3186 | 78.4951 | 76.0474 | 74.2669 | 3.7128 | 3.6128 | 3.7574 | 3.5108 | 3.4624 | 3.3788 | 3.7675 | 3.6934 | 4.3966 | 4.4391 | 4.0129 | 3.7361 | 3.5134 | 3.5685 | 3.1733 | 2.7025 | 2.3511 | 2.3223 | 2.3309 | 3.3806 | 3.6903 | 3.8008 | 3.2799 | 3.4883
Portfolio Adjusted1-in-10Size: Over 200kWAll2019July Monthly Peak | Portfolio Adjusted | 1-in-10 | Size: Over 200kW | All | 2019 | July Monthly Peak | 7 | 145.4666 | 141.1777 | 136.9876 | 136.9672 | 146.1271 | 170.2368 | 196.5047 | 218.1855 | 232.6614 | 241.9273 | 250.1559 | 250.1395 | 245.7864 | 246.6675 | 241.0216 | 230.7827 | 217.1275 | 202.8167 | 194.2631 | 188.555 | 185.2898 | 176.5514 | 164.0026 | 156.0155 | -0.90957 | -1.2254 | -0.82577 | -1.1026 | -1.5585 | -1.5163 | -1.9375 | -1.6591 | -1.7407 | -2.0536 | -1.8156 | -2.0873 | -1.4099 | 0.024422 | 5.3647 | 5.9161 | 5.773 | 5.4091 | 2.1878 | 0.76759 | 0.28656 | 0.76676 | 0.66218 | 0.59631 | 76.1256 | 74.7253 | 73.5392 | 72.3891 | 71.6241 | 70.9324 | 70.4993 | 70.9833 | 73.8012 | 78.4203 | 83.2946 | 87.1937 | 89.0807 | 90.0132 | 91.2439 | 91.6287 | 91.3348 | 90.7799 | 89.4099 | 87.0756 | 83.4642 | 80.0316 | 77.8441 | 76.4121 | 3.8935 | 3.7687 | 3.9301 | 3.6954 | 3.6528 | 3.5864 | 3.9752 | 3.8537 | 4.5367 | 4.5599 | 4.0878 | 3.7999 | 3.5782 | 3.6252 | 3.2227 | 2.7669 | 2.4274 | 2.4099 | 2.4288 | 3.5253 | 3.8452 | 3.9509 | 3.408 | 3.6231
Portfolio Adjusted1-in-10Size: Over 200kWAll2019August Monthly Peak | Portfolio Adjusted | 1-in-10 | Size: Over 200kW | All | 2019 | August Monthly Peak | 8 | 146.8715 | 142.6742 | 138.3703 | 138.1514 | 147.8601 | 173.5593 | 203.0757 | 227.1495 | 245.4217 | 256.8028 | 267.1911 | 268.3404 | 264.3842 | 265.9384 | 259.5344 | 245.2179 | 227.7108 | 210.7436 | 200.1845 | 195.6769 | 190.6299 | 179.7679 | 166.9179 | 158.4966 | -1.1422 | -1.4849 | -1.0084 | -1.1363 | -1.6109 | -1.6527 | -2.2835 | -1.7892 | -1.8567 | -2.1889 | -2.1651 | -2.5695 | -1.8506 | -0.40705 | 5.4053 | 6.0723 | 5.7452 | 5.4313 | 2.3163 | 0.67903 | 0.10534 | 0.64388 | 0.54812 | 0.51408 | 76.0358 | 75.1862 | 74.3301 | 73.5306 | 72.8718 | 72.4734 | 72.3027 | 72.6389 | 75.2264 | 80.0411 | 84.5703 | 88.8867 | 92.1141 | 94.1424 | 95.1353 | 96.1598 | 96.566 | 95.9844 | 95.2022 | 92.4161 | 88.0759 | 84.703 | 82.4337 | 80.299 | 4.0083 | 3.88 | 4.0373 | 3.7888 | 3.7541 | 3.7121 | 4.1606 | 4.0722 | 4.858 | 4.9172 | 4.4313 | 4.1501 | 3.9236 | 3.9895 | 3.5436 | 2.9991 | 2.5956 | 2.5537 | 2.5503 | 3.723 | 4.021 | 4.0818 | 3.5186 | 3.7268
Portfolio Adjusted1-in-10Size: Over 200kWAll2019September Monthly Peak | Portfolio Adjusted | 1-in-10 | Size: Over 200kW | All | 2019 | September Monthly Peak | 9 | 147.5684 | 143.4383 | 138.5875 | 139.243 | 149.466 | 176.4973 | 209.5022 | 235.1937 | 257.7048 | 270.6239 | 280.9376 | 281.8716 | 277.9031 | 279.7474 | 272.382 | 255.5056 | 236.0935 | 217.7084 | 207.5482 | 204.2532 | 195.0268 | 183.0503 | 169.2468 | 159.9624 | -1.1451 | -1.5296 | -1.0301 | -1.0959 | -1.5785 | -1.669 | -2.451 | -1.8302 | -1.9034 | -2.3064 | -2.4087 | -2.8918 | -2.1173 | -0.68735 | 5.3968 | 6.1452 | 5.7526 | 5.4359 | 2.393 | 0.63416 | -0.0078883 | 0.59749 | 0.51075 | 0.49485 | 78.4013 | 77.3759 | 76.3684 | 75.755 | 74.9931 | 74.5553 | 74.1606 | 73.9905 | 75.9689 | 80.2155 | 84.7854 | 89.2547 | 92.5622 | 94.6746 | 95.4187 | 95.6467 | 95.2814 | 93.9174 | 92.1739 | 88.988 | 85.0083 | 81.8522 | 79.4641 | 77.628 | 4.071 | 3.9452 | 4.1005 | 3.8822 | 3.859 | 3.8229 | 4.347 | 4.2739 | 5.1848 | 5.269 | 4.7479 | 4.443 | 4.2036 | 4.2726 | 3.785 | 3.1764 | 2.7269 | 2.6736 | 2.6742 | 3.9489 | 4.1853 | 4.2303 | 3.6292 | 3.8228
Portfolio Adjusted1-in-10Size: Over 200kWAll2019October Monthly Peak | Portfolio Adjusted | 1-in-10 | Size: Over 200kW | All | 2019 | October Monthly Peak | 10 | 126.0952 | 123.1199 | 118.8054 | 118.8646 | 127.3188 | 150.5731 | 180.8399 | 200.8617 | 215.1279 | 224.3996 | 233.23 | 236.949 | 237.0833 | 239.2346 | 232.887 | 218.4232 | 202.9338 | 194.1111 | 183.9624 | 175.5413 | 167.1169 | 157.4309 | 145.5555 | 138.3725 | -0.64036 | -0.90219 | -0.59592 | -1.001 | -1.3795 | -1.2852 | -1.4947 | -1.5085 | -1.5502 | -1.9002 | -1.4148 | -1.571 | -0.9234 | 0.52062 | 5.5316 | 5.7656 | 5.7482 | 5.3667 | 2.0672 | 0.90008 | 0.47464 | 0.8199 | 0.68131 | 0.57304 | 73.3887 | 72.0261 | 71.0357 | 69.9524 | 68.9626 | 68.205 | 67.8601 | 67.5917 | 68.5819 | 72.5851 | 77.9797 | 83.5565 | 88.1653 | 91.0095 | 91.9625 | 92.3775 | 92.0436 | 90.6691 | 87.6345 | 83.0997 | 79.022 | 76.3968 | 74.5536 | 72.909 | 3.363 | 3.2864 | 3.4091 | 3.2083 | 3.1851 | 3.165 | 3.6635 | 3.542 | 4.1744 | 4.2094 | 3.7942 | 3.5896 | 3.4532 | 3.5191 | 3.116 | 2.616 | 2.2623 | 2.3015 | 2.2857 | 3.2901 | 3.4718 | 3.5321 | 3.0239 | 3.2203
Portfolio Adjusted1-in-10Size: Over 200kWAll2019November Monthly Peak | Portfolio Adjusted | 1-in-10 | Size: Over 200kW | All | 2019 | November Monthly Peak | 11 | 129.9925 | 126.7856 | 122.4159 | 121.8078 | 130.333 | 153.2593 | 180.2794 | 200.6595 | 215.5153 | 224.4231 | 232.9656 | 236.3411 | 235.8503 | 237.7623 | 231.2042 | 216.1027 | 201.7911 | 193.9136 | 183.5782 | 175.3498 | 167.7036 | 158.729 | 146.1891 | 138.7683 | -0.29364 | -0.53934 | -0.33128 | -0.99965 | -1.3582 | -1.1345 | -1.0067 | -1.408 | -1.4637 | -1.8826 | -1.025 | -0.99881 | -0.30511 | 1.2482 | 6.0439 | 5.9996 | 6.2415 | 5.6639 | 1.9929 | 1.1252 | 0.77851 | 1.035 | 0.86477 | 0.68327 | 69.1611 | 67.5344 | 66.8568 | 65.5738 | 64.7331 | 63.7992 | 63.4786 | 63.6894 | 66.0262 | 70.8989 | 77.0108 | 81.9991 | 85.1149 | 86.7285 | 87.6439 | 87.3397 | 85.7107 | 83.0001 | 79.8554 | 76.7132 | 74.2695 | 72.3604 | 70.5266 | 69.3401 | 3.4893 | 3.4054 | 3.5423 | 3.3215 | 3.2969 | 3.2566 | 3.6888 | 3.5795 | 4.2491 | 4.2636 | 3.8409 | 3.6289 | 3.4781 | 3.5373 | 3.1294 | 2.6126 | 2.2691 | 2.317 | 2.2959 | 3.3173 | 3.5154 | 3.5941 | 3.0676 | 3.262
Portfolio Adjusted1-in-10Size: Over 200kWAll2019December Monthly Peak | Portfolio Adjusted | 1-in-10 | Size: Over 200kW | All | 2019 | December Monthly Peak | 12 | 123.2651 | 120.1128 | 116.764 | 117.256 | 125.7942 | 147.4337 | 175.1915 | 190.3357 | 198.7515 | 199.3897 | 199.6537 | 196.422 | 191.5093 | 189.6637 | 182.79 | 172.9544 | 165.9836 | 164.3137 | 159.2053 | 155.0663 | 150.0427 | 143.5444 | 134.694 | 129.2089 | 0.026155 | -0.13254 | -0.050235 | -1.0611 | -1.3716 | -0.96752 | -0.34004 | -1.2908 | -1.3021 | -1.6521 | -0.33192 | -0.046792 | 0.5381 | 1.9779 | 5.6245 | 5.2851 | 5.8994 | 5.3355 | 1.7164 | 1.3401 | 1.158 | 1.2017 | 1.0059 | 0.73464 | 45.5922 | 44.9005 | 44.6052 | 44.6069 | 44.6564 | 44.4187 | 44.8213 | 44.8789 | 45.4452 | 46.9249 | 48.5371 | 50.3045 | 51.656 | 52.02 | 52.1014 | 52.0208 | 51.5431 | 50.4466 | 49.183 | 47.9153 | 46.6501 | 46.1086 | 45.7969 | 45.0756 | 3.4964 | 3.4036 | 3.557 | 3.3605 | 3.3471 | 3.3111 | 3.7767 | 3.5757 | 4.1057 | 3.9765 | 3.4586 | 3.1709 | 2.9726 | 2.9737 | 2.6042 | 2.2132 | 1.9824 | 2.0864 | 2.1167 | 3.1165 | 3.3333 | 3.4235 | 2.9844 | 3.2074
Portfolio Adjusted1-in-10Size: Over 200kWAll2019Typical Event Day | Portfolio Adjusted | 1-in-10 | Size: Over 200kW | All | 2019 | Typical Event Day | 8 | 145.4573 | 141.3345 | 137.0929 | 136.8877 | 146.5045 | 171.7241 | 200.539 | 223.4545 | 240.5851 | 251.3275 | 261.2773 | 262.4075 | 258.3921 | 260.0474 | 253.8436 | 240.0872 | 223.1626 | 206.7833 | 196.6001 | 192.3234 | 187.7747 | 177.4801 | 164.924 | 156.7742 | -0.95345 | -1.2799 | -0.8624 | -1.1118 | -1.5701 | -1.5501 | -2.0257 | -1.7101 | -1.7849 | -2.1314 | -1.9312 | -2.2431 | -1.5273 | -0.051387 | 5.567 | 6.1039 | 5.8837 | 5.4708 | 2.2337 | 0.769 | 0.25298 | 0.739 | 0.63388 | 0.56844 | 75.3479 | 74.235 | 73.2444 | 72.38 | 71.5353 | 70.9017 | 70.5309 | 70.9794 | 73.704 | 78.33 | 83.0847 | 87.3733 | 90.2393 | 91.9997 | 93.0763 | 93.6005 | 93.6225 | 92.7249 | 91.4686 | 88.6888 | 84.7168 | 81.2705 | 78.9473 | 77.1515 | 3.9093 | 3.787 | 3.9449 | 3.7053 | 3.6712 | 3.6228 | 4.0566 | 3.9527 | 4.7036 | 4.7525 | 4.2793 | 4.0063 | 3.7835 | 3.8486 | 3.4185 | 2.8954 | 2.5071 | 2.4693 | 2.4671 | 3.6123 | 3.9121 | 3.9794 | 3.434 | 3.6419
Portfolio Adjusted1-in-10Size: Over 200kWAll2020January Monthly Peak | Portfolio Adjusted | 1-in-10 | Size: Over 200kW | All | 2020 | January Monthly Peak | 1 | 127.3478 | 123.6602 | 120.0981 | 120.7221 | 129.8474 | 154.2465 | 186.8621 | 205.4385 | 214.2947 | 214.5163 | 215.1289 | 212.2979 | 208.0893 | 207.0084 | 199.3535 | 187.7185 | 177.672 | 174.9338 | 170.3147 | 166.1546 | 160.2792 | 152.7503 | 143.1519 | 136.6359 | 0.015972 | -0.14915 | -0.058463 | -1.1013 | -1.423 | -1.0146 | -0.36472 | -1.3989 | -1.4038 | -1.7793 | -0.35513 | -0.048888 | 0.58707 | 2.1557 | 6.122 | 5.7256 | 6.3129 | 5.6739 | 1.8362 | 1.4348 | 1.2369 | 1.2802 | 1.0711 | 0.77893 | 45.497 | 44.715 | 43.8911 | 43.3383 | 42.9671 | 42.6195 | 42.336 | 42.129 | 42.6095 | 44.9781 | 47.6633 | 49.7615 | 51.6261 | 52.4198 | 52.7694 | 52.5989 | 51.5538 | 50.1502 | 48.1247 | 46.5234 | 45.3807 | 44.6693 | 44.0802 | 43.3869 | 3.621 | 3.5161 | 3.6731 | 3.4839 | 3.4706 | 3.4706 | 4.0426 | 3.8734 | 4.4403 | 4.2898 | 3.7381 | 3.4342 | 3.2361 | 3.2535 | 2.8478 | 2.4073 | 2.1226 | 2.2222 | 2.2651 | 3.3381 | 3.561 | 3.6455 | 3.1776 | 3.4005
Portfolio Adjusted1-in-10Size: Over 200kWAll2020February Monthly Peak | Portfolio Adjusted | 1-in-10 | Size: Over 200kW | All | 2020 | February Monthly Peak | 2 | 123.2065 | 119.95 | 116.2771 | 116.6703 | 125.3274 | 148.1202 | 178.0482 | 194.0162 | 201.8263 | 203.5467 | 206.0025 | 205.5096 | 202.6874 | 202.9949 | 196.3688 | 185.1489 | 174.6735 | 171.2514 | 165.6874 | 160.6153 | 155.1909 | 148.4009 | 138.796 | 132.7841 | 0.0095777 | -0.1479 | -0.059293 | -1.0618 | -1.3707 | -0.97191 | -0.34933 | -1.3172 | -1.3226 | -1.6856 | -0.34579 | -0.052289 | 0.56334 | 2.1135 | 6.0402 | 5.6626 | 6.2128 | 5.5607 | 1.7763 | 1.3758 | 1.1916 | 1.2406 | 1.0346 | 0.75462 | 52.0159 | 51.5875 | 50.9073 | 50.3815 | 50.289 | 49.5677 | 48.3016 | 49.0121 | 50.3146 | 52.5017 | 54.7675 | 56.0359 | 57.438 | 58.8703 | 59.897 | 60.1785 | 59.3805 | 58.7227 | 57.0363 | 55.2961 | 53.8746 | 52.5271 | 51.8764 | 50.9872 | 3.4988 | 3.4064 | 3.5501 | 3.3522 | 3.337 | 3.32 | 3.8411 | 3.6449 | 4.1644 | 4.0482 | 3.5586 | 3.305 | 3.1319 | 3.1691 | 2.7895 | 2.3605 | 2.0771 | 2.1661 | 2.196 | 3.2085 | 3.434 | 3.5356 | 3.072 | 3.2982
Portfolio Adjusted1-in-10Size: Over 200kWAll2020March Monthly Peak | Portfolio Adjusted | 1-in-10 | Size: Over 200kW | All | 2020 | March Monthly Peak | 3 | 126.7758 | 123.0214 | 119.0836 | 118.0091 | 125.6131 | 146.9044 | 172.7825 | 190.301 | 200.8439 | 205.7373 | 212.3074 | 214.8617 | 213.996 | 217.0507 | 211.8733 | 200.6611 | 187.7997 | 175.8848 | 168.1831 | 166.6059 | 162.9182 | 155.6135 | 144.0411 | 136.4909 | 0.0028956 | -0.1549 | -0.065832 | -1.0715 | -1.3755 | -0.9588 | -0.34603 | -1.2918 | -1.3315 | -1.7055 | -0.36652 | -0.061848 | 0.58325 | 2.2607 | 6.5273 | 6.1553 | 6.6795 | 5.7175 | 1.7896 | 1.4106 | 1.2428 | 1.2931 | 1.0668 | 0.77084 | 60.5447 | 58.9963 | 57.9703 | 57.2227 | 56.4436 | 55.7404 | 55.2534 | 55.1402 | 56.3637 | 60.1926 | 64.8153 | 69.3758 | 73.0444 | 74.9382 | 75.9793 | 76.5579 | 76.3942 | 75.1903 | 73.4447 | 70.8736 | 67.5703 | 64.8758 | 62.6014 | 60.5735 | 3.5866 | 3.4787 | 3.6293 | 3.3704 | 3.3321 | 3.2672 | 3.7033 | 3.5485 | 4.1204 | 4.0596 | 3.6408 | 3.4357 | 3.285 | 3.361 | 2.9901 | 2.5383 | 2.2171 | 2.2073 | 2.2187 | 3.3026 | 3.5868 | 3.6931 | 3.1765 | 3.3758
Portfolio Adjusted1-in-10Size: Over 200kWAll2020April Monthly Peak | Portfolio Adjusted | 1-in-10 | Size: Over 200kW | All | 2020 | April Monthly Peak | 4 | 130.2028 | 126.4225 | 122.1428 | 120.9659 | 128.6391 | 150.8555 | 178.0632 | 199.0624 | 213.8899 | 222.6828 | 232.2652 | 236.3527 | 236.6789 | 240.2666 | 234.8291 | 221.5225 | 205.8354 | 191.0113 | 180.9408 | 177.7388 | 172.0773 | 162.7848 | 149.8389 | 141.3731 | -0.42431 | -0.67903 | -0.43245 | -0.99723 | -1.3536 | -1.166 | -1.1633 | -1.422 | -1.478 | -1.8674 | -1.1664 | -1.2046 | -0.52882 | 1.0084 | 5.9665 | 6.0661 | 6.1865 | 5.48 | 1.9783 | 1.0442 | 0.67786 | 0.97232 | 0.81161 | 0.64944 | 70.4727 | 69.0205 | 67.4366 | 66.1694 | 65.17 | 64.2448 | 63.626 | 63.7104 | 66.8209 | 72.4277 | 78.1483 | 83.4896 | 86.95 | 88.9221 | 89.6605 | 90.0621 | 89.8593 | 88.9679 | 87.1355 | 83.4111 | 78.6816 | 74.8632 | 72.2774 | 70.325 | 3.4608 | 3.361 | 3.5012 | 3.2533 | 3.2124 | 3.1545 | 3.5898 | 3.4922 | 4.1365 | 4.1546 | 3.7645 | 3.5722 | 3.4361 | 3.5186 | 3.131 | 2.6426 | 2.2859 | 2.2541 | 2.2424 | 3.3205 | 3.5691 | 3.641 | 3.1094 | 3.2855
Portfolio Adjusted1-in-10Size: Over 200kWAll2020May Monthly Peak | Portfolio Adjusted | 1-in-10 | Size: Over 200kW | All | 2020 | May Monthly Peak | 5 | 135.2225 | 131.6853 | 126.871 | 126.2438 | 134.8609 | 158.0276 | 185.1627 | 211.2398 | 230.6247 | 241.9956 | 252.4724 | 255.9129 | 254.8835 | 257.2468 | 251.1019 | 235.3289 | 218.0671 | 201.5038 | 190.0997 | 184.292 | 179.3669 | 169.5688 | 156.778 | 148.2102 | -0.67647 | -0.97714 | -0.64259 | -1.0152 | -1.4156 | -1.3268 | -1.5959 | -1.5599 | -1.6484 | -2.0467 | -1.6364 | -1.8477 | -1.1391 | 0.36791 | 5.7839 | 6.1071 | 6.0213 | 5.4622 | 2.112 | 0.87074 | 0.41261 | 0.82657 | 0.70071 | 0.59759 | 73.7517 | 72.0455 | 70.6337 | 69.8272 | 69.03 | 68.1187 | 67.7494 | 68.105 | 71.6004 | 77.1751 | 82.169 | 85.7368 | 88.493 | 90.4113 | 91.591 | 91.9076 | 91.3542 | 90.0596 | 88.7006 | 86.0724 | 82.0596 | 77.9295 | 75.4143 | 73.1175 | 3.5898 | 3.4959 | 3.6306 | 3.3982 | 3.3651 | 3.3043 | 3.7218 | 3.7077 | 4.478 | 4.5391 | 4.1189 | 3.8898 | 3.7223 | 3.7939 | 3.3687 | 2.8212 | 2.4306 | 2.3853 | 2.359 | 3.4457 | 3.7058 | 3.7831 | 3.2473 | 3.4325
Portfolio Adjusted1-in-10Size: Over 200kWAll2020June Monthly Peak | Portfolio Adjusted | 1-in-10 | Size: Over 200kW | All | 2020 | June Monthly Peak | 6 | 140.7575 | 137.071 | 132.4217 | 131.7808 | 140.2861 | 162.8628 | 188.6285 | 211.2693 | 227.2488 | 237.1713 | 246.6856 | 247.4581 | 243.1576 | 244.518 | 239.0645 | 227.4534 | 212.5648 | 197.7229 | 188.8571 | 182.9445 | 179.9575 | 171.8971 | 159.7654 | 151.9556 | -0.62859 | -0.89396 | -0.59021 | -1.1019 | -1.5118 | -1.3446 | -1.4391 | -1.5659 | -1.6675 | -2.0139 | -1.3974 | -1.4958 | -0.81408 | 0.73047 | 5.8721 | 6.1381 | 6.178 | 5.5971 | 2.0876 | 0.97453 | 0.59842 | 0.94719 | 0.80446 | 0.66694 | 70.829 | 69.6524 | 68.7399 | 67.8453 | 66.6521 | 65.6458 | 65.1609 | 66.3048 | 69.8196 | 74.6432 | 79.6886 | 84.1581 | 87.2002 | 89.1687 | 90.5073 | 90.9666 | 91.3078 | 90.2178 | 89.0884 | 86.2755 | 82.3185 | 78.4951 | 76.0474 | 74.2669 | 3.7128 | 3.6128 | 3.7574 | 3.5108 | 3.4624 | 3.3788 | 3.7675 | 3.6934 | 4.3966 | 4.4391 | 4.0129 | 3.7361 | 3.5134 | 3.5685 | 3.1733 | 2.7025 | 2.3511 | 2.3223 | 2.3309 | 3.3806 | 3.6903 | 3.8008 | 3.2799 | 3.4883
Portfolio Adjusted1-in-10Size: Over 200kWAll2020July Monthly Peak | Portfolio Adjusted | 1-in-10 | Size: Over 200kW | All | 2020 | July Monthly Peak | 7 | 145.4666 | 141.1777 | 136.9876 | 136.9672 | 146.1271 | 170.2368 | 196.5047 | 218.1856 | 232.6614 | 241.9273 | 250.1559 | 250.1395 | 245.7864 | 246.6675 | 241.0216 | 230.7827 | 217.1275 | 202.8167 | 194.2631 | 188.555 | 185.2898 | 176.5514 | 164.0026 | 156.0155 | -0.90957 | -1.2254 | -0.82577 | -1.1026 | -1.5585 | -1.5163 | -1.9375 | -1.6591 | -1.7407 | -2.0536 | -1.8156 | -2.0873 | -1.4099 | 0.024422 | 5.3647 | 5.9161 | 5.773 | 5.4091 | 2.1878 | 0.76759 | 0.28656 | 0.76676 | 0.66218 | 0.59631 | 76.1256 | 74.7253 | 73.5392 | 72.3891 | 71.6241 | 70.9324 | 70.4993 | 70.9833 | 73.8012 | 78.4203 | 83.2946 | 87.1937 | 89.0807 | 90.0132 | 91.2439 | 91.6287 | 91.3348 | 90.7799 | 89.4099 | 87.0756 | 83.4642 | 80.0316 | 77.8441 | 76.4121 | 3.8935 | 3.7687 | 3.9301 | 3.6954 | 3.6528 | 3.5864 | 3.9752 | 3.8537 | 4.5367 | 4.5599 | 4.0878 | 3.7999 | 3.5782 | 3.6252 | 3.2227 | 2.7669 | 2.4274 | 2.4099 | 2.4288 | 3.5253 | 3.8452 | 3.9509 | 3.408 | 3.6231
Portfolio Adjusted1-in-10Size: Over 200kWAll2020August Monthly Peak | Portfolio Adjusted | 1-in-10 | Size: Over 200kW | All | 2020 | August Monthly Peak | 8 | 146.8715 | 142.6742 | 138.3703 | 138.1514 | 147.8601 | 173.5593 | 203.0757 | 227.1495 | 245.4217 | 256.8029 | 267.1911 | 268.3404 | 264.3842 | 265.9384 | 259.5344 | 245.2179 | 227.7108 | 210.7436 | 200.1845 | 195.6769 | 190.6299 | 179.7679 | 166.9179 | 158.4966 | -1.1422 | -1.4849 | -1.0084 | -1.1363 | -1.6109 | -1.6527 | -2.2835 | -1.7892 | -1.8567 | -2.1889 | -2.1651 | -2.5695 | -1.8506 | -0.40705 | 5.4053 | 6.0723 | 5.7452 | 5.4313 | 2.3163 | 0.67903 | 0.10534 | 0.64388 | 0.54812 | 0.51408 | 76.0358 | 75.1862 | 74.3301 | 73.5306 | 72.8718 | 72.4734 | 72.3027 | 72.6389 | 75.2264 | 80.0411 | 84.5703 | 88.8867 | 92.1141 | 94.1423 | 95.1353 | 96.1598 | 96.566 | 95.9844 | 95.2022 | 92.4161 | 88.0759 | 84.703 | 82.4337 | 80.299 | 4.0083 | 3.88 | 4.0373 | 3.7888 | 3.7541 | 3.7121 | 4.1606 | 4.0722 | 4.858 | 4.9172 | 4.4313 | 4.1501 | 3.9236 | 3.9895 | 3.5436 | 2.9991 | 2.5956 | 2.5537 | 2.5503 | 3.723 | 4.021 | 4.0818 | 3.5186 | 3.7268
Portfolio Adjusted1-in-10Size: Over 200kWAll2020September Monthly Peak | Portfolio Adjusted | 1-in-10 | Size: Over 200kW | All | 2020 | September Monthly Peak | 9 | 147.5684 | 143.4383 | 138.5875 | 139.243 | 149.466 | 176.4973 | 209.5022 | 235.1937 | 257.7048 | 270.6239 | 280.9376 | 281.8716 | 277.9031 | 279.7474 | 272.382 | 255.5056 | 236.0935 | 217.7084 | 207.5482 | 204.2531 | 195.0268 | 183.0503 | 169.2468 | 159.9624 | -1.1451 | -1.5296 | -1.0301 | -1.0959 | -1.5785 | -1.669 | -2.451 | -1.8302 | -1.9034 | -2.3064 | -2.4087 | -2.8918 | -2.1173 | -0.68735 | 5.3968 | 6.1452 | 5.7526 | 5.4359 | 2.393 | 0.63416 | -0.0078883 | 0.59749 | 0.51075 | 0.49485 | 78.4013 | 77.3759 | 76.3684 | 75.755 | 74.9931 | 74.5553 | 74.1606 | 73.9905 | 75.9689 | 80.2155 | 84.7854 | 89.2547 | 92.5622 | 94.6746 | 95.4187 | 95.6467 | 95.2814 | 93.9174 | 92.1739 | 88.988 | 85.0084 | 81.8522 | 79.4641 | 77.628 | 4.071 | 3.9452 | 4.1005 | 3.8822 | 3.859 | 3.8229 | 4.347 | 4.2739 | 5.1848 | 5.269 | 4.7479 | 4.443 | 4.2036 | 4.2726 | 3.785 | 3.1764 | 2.7269 | 2.6736 | 2.6742 | 3.9489 | 4.1853 | 4.2303 | 3.6292 | 3.8228
Portfolio Adjusted1-in-10Size: Over 200kWAll2020October Monthly Peak | Portfolio Adjusted | 1-in-10 | Size: Over 200kW | All | 2020 | October Monthly Peak | 10 | 126.0952 | 123.1199 | 118.8054 | 118.8646 | 127.3188 | 150.5731 | 180.8399 | 200.8617 | 215.1279 | 224.3996 | 233.23 | 236.949 | 237.0833 | 239.2346 | 232.887 | 218.4232 | 202.9338 | 194.1111 | 183.9624 | 175.5413 | 167.1169 | 157.4309 | 145.5555 | 138.3725 | -0.64036 | -0.90219 | -0.59592 | -1.001 | -1.3795 | -1.2852 | -1.4947 | -1.5085 | -1.5502 | -1.9002 | -1.4148 | -1.571 | -0.9234 | 0.52062 | 5.5316 | 5.7656 | 5.7482 | 5.3667 | 2.0672 | 0.90008 | 0.47464 | 0.8199 | 0.68131 | 0.57304 | 73.3887 | 72.0261 | 71.0357 | 69.9524 | 68.9626 | 68.205 | 67.8601 | 67.5918 | 68.5819 | 72.5851 | 77.9797 | 83.5565 | 88.1653 | 91.0095 | 91.9625 | 92.3775 | 92.0436 | 90.669 | 87.6345 | 83.0997 | 79.022 | 76.3968 | 74.5536 | 72.909 | 3.363 | 3.2864 | 3.4091 | 3.2083 | 3.1851 | 3.165 | 3.6635 | 3.542 | 4.1744 | 4.2094 | 3.7942 | 3.5896 | 3.4532 | 3.5191 | 3.116 | 2.616 | 2.2623 | 2.3015 | 2.2857 | 3.2901 | 3.4718 | 3.5321 | 3.0239 | 3.2203
Portfolio Adjusted1-in-10Size: Over 200kWAll2020November Monthly Peak | Portfolio Adjusted | 1-in-10 | Size: Over 200kW | All | 2020 | November Monthly Peak | 11 | 129.9925 | 126.7856 | 122.4159 | 121.8078 | 130.333 | 153.2593 | 180.2794 | 200.6595 | 215.5153 | 224.4231 | 232.9656 | 236.3411 | 235.8503 | 237.7623 | 231.2042 | 216.1027 | 201.7911 | 193.9136 | 183.5782 | 175.3498 | 167.7036 | 158.729 | 146.1891 | 138.7683 | -0.29364 | -0.53934 | -0.33128 | -0.99965 | -1.3582 | -1.1345 | -1.0067 | -1.408 | -1.4637 | -1.8826 | -1.025 | -0.99881 | -0.30511 | 1.2482 | 6.0439 | 5.9996 | 6.2415 | 5.6639 | 1.9929 | 1.1252 | 0.77851 | 1.035 | 0.86477 | 0.68327 | 69.1611 | 67.5344 | 66.8567 | 65.5738 | 64.7331 | 63.7992 | 63.4786 | 63.6894 | 66.0262 | 70.8989 | 77.0108 | 81.9991 | 85.1149 | 86.7285 | 87.6439 | 87.3397 | 85.7107 | 83.0001 | 79.8554 | 76.7132 | 74.2695 | 72.3604 | 70.5266 | 69.3401 | 3.4893 | 3.4054 | 3.5423 | 3.3215 | 3.2969 | 3.2566 | 3.6888 | 3.5795 | 4.2491 | 4.2636 | 3.8409 | 3.6289 | 3.4781 | 3.5373 | 3.1294 | 2.6126 | 2.2691 | 2.317 | 2.2959 | 3.3173 | 3.5154 | 3.5941 | 3.0676 | 3.262
Portfolio Adjusted1-in-10Size: Over 200kWAll2020December Monthly Peak | Portfolio Adjusted | 1-in-10 | Size: Over 200kW | All | 2020 | December Monthly Peak | 12 | 123.2651 | 120.1128 | 116.764 | 117.256 | 125.7942 | 147.4337 | 175.1915 | 190.3357 | 198.7515 | 199.3897 | 199.6537 | 196.422 | 191.5092 | 189.6637 | 182.79 | 172.9544 | 165.9836 | 164.3137 | 159.2053 | 155.0663 | 150.0427 | 143.5444 | 134.694 | 129.2089 | 0.026155 | -0.13254 | -0.050235 | -1.0611 | -1.3716 | -0.96752 | -0.34004 | -1.2908 | -1.3021 | -1.6521 | -0.33192 | -0.046792 | 0.5381 | 1.9779 | 5.6245 | 5.2851 | 5.8994 | 5.3355 | 1.7164 | 1.3401 | 1.158 | 1.2017 | 1.0059 | 0.73464 | 45.5922 | 44.9005 | 44.6052 | 44.6069 | 44.6564 | 44.4187 | 44.8213 | 44.8789 | 45.4452 | 46.9249 | 48.5371 | 50.3045 | 51.656 | 52.02 | 52.1014 | 52.0208 | 51.5431 | 50.4466 | 49.183 | 47.9153 | 46.6501 | 46.1086 | 45.7969 | 45.0756 | 3.4964 | 3.4036 | 3.557 | 3.3605 | 3.3471 | 3.3111 | 3.7767 | 3.5757 | 4.1057 | 3.9765 | 3.4586 | 3.1709 | 2.9726 | 2.9737 | 2.6042 | 2.2132 | 1.9824 | 2.0864 | 2.1167 | 3.1165 | 3.3333 | 3.4235 | 2.9844 | 3.2074
Portfolio Adjusted1-in-10Size: Over 200kWAll2020Typical Event Day | Portfolio Adjusted | 1-in-10 | Size: Over 200kW | All | 2020 | Typical Event Day | 8 | 145.4573 | 141.3345 | 137.0929 | 136.8877 | 146.5045 | 171.7241 | 200.539 | 223.4545 | 240.5851 | 251.3275 | 261.2773 | 262.4074 | 258.3921 | 260.0474 | 253.8436 | 240.0872 | 223.1626 | 206.7833 | 196.6001 | 192.3234 | 187.7747 | 177.4801 | 164.924 | 156.7742 | -0.95345 | -1.2799 | -0.8624 | -1.1118 | -1.5701 | -1.5501 | -2.0257 | -1.7101 | -1.7849 | -2.1314 | -1.9312 | -2.2431 | -1.5273 | -0.051387 | 5.567 | 6.1039 | 5.8837 | 5.4708 | 2.2337 | 0.769 | 0.25298 | 0.739 | 0.63388 | 0.56844 | 75.3479 | 74.235 | 73.2444 | 72.38 | 71.5353 | 70.9017 | 70.5309 | 70.9794 | 73.704 | 78.33 | 83.0847 | 87.3733 | 90.2393 | 91.9997 | 93.0763 | 93.6005 | 93.6225 | 92.7249 | 91.4686 | 88.6888 | 84.7167 | 81.2705 | 78.9473 | 77.1515 | 3.9093 | 3.787 | 3.9449 | 3.7053 | 3.6712 | 3.6228 | 4.0566 | 3.9527 | 4.7036 | 4.7525 | 4.2793 | 4.0063 | 3.7835 | 3.8486 | 3.4185 | 2.8954 | 2.5071 | 2.4693 | 2.4671 | 3.6123 | 3.9121 | 3.9794 | 3.434 | 3.6419
Portfolio Adjusted1-in-10Size: Over 200kWAll2021January Monthly Peak | Portfolio Adjusted | 1-in-10 | Size: Over 200kW | All | 2021 | January Monthly Peak | 1 | 127.3478 | 123.6602 | 120.0981 | 120.7221 | 129.8474 | 154.2465 | 186.8621 | 205.4385 | 214.2947 | 214.5163 | 215.1289 | 212.2979 | 208.0893 | 207.0084 | 199.3535 | 187.7185 | 177.672 | 174.9338 | 170.3147 | 166.1546 | 160.2792 | 152.7503 | 143.1519 | 136.6359 | 0.015972 | -0.14915 | -0.058463 | -1.1013 | -1.423 | -1.0146 | -0.36472 | -1.3989 | -1.4038 | -1.7793 | -0.35513 | -0.048888 | 0.58707 | 2.1557 | 6.122 | 5.7256 | 6.3129 | 5.6739 | 1.8362 | 1.4348 | 1.2369 | 1.2802 | 1.0711 | 0.77893 | 45.497 | 44.715 | 43.8911 | 43.3384 | 42.9671 | 42.6195 | 42.336 | 42.129 | 42.6095 | 44.9781 | 47.6633 | 49.7615 | 51.6261 | 52.4197 | 52.7694 | 52.5989 | 51.5538 | 50.1502 | 48.1247 | 46.5234 | 45.3807 | 44.6693 | 44.0802 | 43.3869 | 3.621 | 3.5161 | 3.6731 | 3.4839 | 3.4706 | 3.4706 | 4.0426 | 3.8734 | 4.4403 | 4.2898 | 3.7381 | 3.4342 | 3.2361 | 3.2535 | 2.8478 | 2.4073 | 2.1226 | 2.2222 | 2.2651 | 3.3381 | 3.561 | 3.6455 | 3.1776 | 3.4005
Portfolio Adjusted1-in-10Size: Over 200kWAll2021February Monthly Peak | Portfolio Adjusted | 1-in-10 | Size: Over 200kW | All | 2021 | February Monthly Peak | 2 | 123.2065 | 119.95 | 116.2771 | 116.6703 | 125.3274 | 148.1202 | 178.0482 | 194.0162 | 201.8263 | 203.5467 | 206.0025 | 205.5096 | 202.6874 | 202.9949 | 196.3688 | 185.1489 | 174.6735 | 171.2514 | 165.6874 | 160.6153 | 155.1909 | 148.4009 | 138.796 | 132.7841 | 0.0095778 | -0.1479 | -0.059293 | -1.0618 | -1.3707 | -0.97191 | -0.34933 | -1.3172 | -1.3226 | -1.6856 | -0.34579 | -0.052289 | 0.56334 | 2.1135 | 6.0402 | 5.6626 | 6.2128 | 5.5607 | 1.7763 | 1.3758 | 1.1916 | 1.2406 | 1.0346 | 0.75462 | 52.0159 | 51.5875 | 50.9073 | 50.3815 | 50.289 | 49.5677 | 48.3016 | 49.0121 | 50.3146 | 52.5017 | 54.7675 | 56.0359 | 57.438 | 58.8703 | 59.897 | 60.1785 | 59.3805 | 58.7227 | 57.0363 | 55.2961 | 53.8746 | 52.5271 | 51.8764 | 50.9872 | 3.4988 | 3.4064 | 3.5501 | 3.3522 | 3.337 | 3.32 | 3.8411 | 3.6449 | 4.1644 | 4.0482 | 3.5586 | 3.305 | 3.1319 | 3.1691 | 2.7895 | 2.3605 | 2.0771 | 2.1661 | 2.196 | 3.2085 | 3.434 | 3.5356 | 3.072 | 3.2982
Portfolio Adjusted1-in-10Size: Over 200kWAll2021March Monthly Peak | Portfolio Adjusted | 1-in-10 | Size: Over 200kW | All | 2021 | March Monthly Peak | 3 | 126.7758 | 123.0214 | 119.0836 | 118.0091 | 125.6131 | 146.9044 | 172.7825 | 190.301 | 200.8439 | 205.7373 | 212.3074 | 214.8616 | 213.996 | 217.0507 | 211.8733 | 200.6611 | 187.7997 | 175.8848 | 168.1831 | 166.6059 | 162.9182 | 155.6135 | 144.0412 | 136.4909 | 0.0028957 | -0.1549 | -0.065832 | -1.0715 | -1.3755 | -0.9588 | -0.34603 | -1.2918 | -1.3315 | -1.7055 | -0.36652 | -0.061848 | 0.58325 | 2.2607 | 6.5273 | 6.1553 | 6.6795 | 5.7175 | 1.7896 | 1.4106 | 1.2428 | 1.2931 | 1.0668 | 0.77084 | 60.5447 | 58.9963 | 57.9703 | 57.2227 | 56.4436 | 55.7404 | 55.2534 | 55.1402 | 56.3637 | 60.1926 | 64.8153 | 69.3758 | 73.0444 | 74.9382 | 75.9793 | 76.5579 | 76.3942 | 75.1903 | 73.4447 | 70.8736 | 67.5703 | 64.8758 | 62.6014 | 60.5735 | 3.5866 | 3.4787 | 3.6293 | 3.3704 | 3.3321 | 3.2672 | 3.7033 | 3.5485 | 4.1204 | 4.0596 | 3.6408 | 3.4357 | 3.285 | 3.361 | 2.9901 | 2.5383 | 2.2171 | 2.2073 | 2.2187 | 3.3026 | 3.5868 | 3.6931 | 3.1765 | 3.3758
Portfolio Adjusted1-in-10Size: Over 200kWAll2021April Monthly Peak | Portfolio Adjusted | 1-in-10 | Size: Over 200kW | All | 2021 | April Monthly Peak | 4 | 130.2028 | 126.4225 | 122.1428 | 120.9659 | 128.6391 | 150.8555 | 178.0632 | 199.0624 | 213.8899 | 222.6829 | 232.2652 | 236.3527 | 236.6789 | 240.2666 | 234.8291 | 221.5225 | 205.8355 | 191.0113 | 180.9408 | 177.7388 | 172.0773 | 162.7848 | 149.8389 | 141.3731 | -0.42431 | -0.67903 | -0.43245 | -0.99723 | -1.3536 | -1.166 | -1.1633 | -1.422 | -1.478 | -1.8674 | -1.1664 | -1.2046 | -0.52882 | 1.0084 | 5.9665 | 6.0661 | 6.1865 | 5.48 | 1.9783 | 1.0442 | 0.67786 | 0.97232 | 0.81161 | 0.64944 | 70.4727 | 69.0205 | 67.4366 | 66.1694 | 65.17 | 64.2448 | 63.626 | 63.7104 | 66.8209 | 72.4277 | 78.1482 | 83.4896 | 86.95 | 88.9221 | 89.6605 | 90.0621 | 89.8593 | 88.9679 | 87.1355 | 83.4111 | 78.6816 | 74.8632 | 72.2774 | 70.325 | 3.4608 | 3.361 | 3.5012 | 3.2533 | 3.2124 | 3.1545 | 3.5898 | 3.4922 | 4.1365 | 4.1546 | 3.7645 | 3.5722 | 3.4361 | 3.5186 | 3.131 | 2.6426 | 2.2859 | 2.2541 | 2.2424 | 3.3205 | 3.5691 | 3.641 | 3.1094 | 3.2855
Portfolio Adjusted1-in-10Size: Over 200kWAll2021May Monthly Peak | Portfolio Adjusted | 1-in-10 | Size: Over 200kW | All | 2021 | May Monthly Peak | 5 | 135.2225 | 131.6853 | 126.871 | 126.2438 | 134.8609 | 158.0276 | 185.1627 | 211.2398 | 230.6246 | 241.9956 | 252.4724 | 255.9129 | 254.8835 | 257.2468 | 251.1019 | 235.3289 | 218.067 | 201.5038 | 190.0997 | 184.292 | 179.3669 | 169.5688 | 156.7781 | 148.2102 | -0.67647 | -0.97714 | -0.64259 | -1.0152 | -1.4156 | -1.3268 | -1.5959 | -1.5599 | -1.6484 | -2.0467 | -1.6364 | -1.8477 | -1.1391 | 0.36791 | 5.7839 | 6.1071 | 6.0213 | 5.4622 | 2.112 | 0.87074 | 0.41261 | 0.82657 | 0.70071 | 0.59759 | 73.7517 | 72.0455 | 70.6337 | 69.8272 | 69.03 | 68.1187 | 67.7494 | 68.105 | 71.6004 | 77.1751 | 82.169 | 85.7368 | 88.493 | 90.4113 | 91.591 | 91.9076 | 91.3542 | 90.0596 | 88.7006 | 86.0724 | 82.0596 | 77.9295 | 75.4143 | 73.1175 | 3.5898 | 3.4959 | 3.6306 | 3.3982 | 3.3651 | 3.3043 | 3.7218 | 3.7077 | 4.478 | 4.5391 | 4.1189 | 3.8898 | 3.7223 | 3.7939 | 3.3687 | 2.8212 | 2.4306 | 2.3853 | 2.359 | 3.4457 | 3.7058 | 3.7831 | 3.2473 | 3.4325
Portfolio Adjusted1-in-10Size: Over 200kWAll2021June Monthly Peak | Portfolio Adjusted | 1-in-10 | Size: Over 200kW | All | 2021 | June Monthly Peak | 6 | 140.7575 | 137.071 | 132.4217 | 131.7808 | 140.2861 | 162.8628 | 188.6285 | 211.2693 | 227.2488 | 237.1713 | 246.6856 | 247.4581 | 243.1576 | 244.518 | 239.0645 | 227.4534 | 212.5648 | 197.7229 | 188.8571 | 182.9445 | 179.9576 | 171.8971 | 159.7654 | 151.9556 | -0.62859 | -0.89396 | -0.59021 | -1.1019 | -1.5118 | -1.3446 | -1.4391 | -1.5659 | -1.6675 | -2.0139 | -1.3974 | -1.4958 | -0.81408 | 0.73047 | 5.8721 | 6.1381 | 6.178 | 5.5971 | 2.0876 | 0.97453 | 0.59842 | 0.94719 | 0.80446 | 0.66694 | 70.829 | 69.6524 | 68.7399 | 67.8453 | 66.6521 | 65.6458 | 65.1609 | 66.3048 | 69.8196 | 74.6432 | 79.6886 | 84.1581 | 87.2002 | 89.1687 | 90.5073 | 90.9667 | 91.3078 | 90.2178 | 89.0884 | 86.2755 | 82.3185 | 78.4951 | 76.0474 | 74.2669 | 3.7128 | 3.6128 | 3.7574 | 3.5108 | 3.4624 | 3.3788 | 3.7675 | 3.6934 | 4.3966 | 4.4391 | 4.0129 | 3.7361 | 3.5134 | 3.5685 | 3.1733 | 2.7025 | 2.3511 | 2.3223 | 2.3309 | 3.3806 | 3.6903 | 3.8008 | 3.2799 | 3.4883
Portfolio Adjusted1-in-10Size: Over 200kWAll2021July Monthly Peak | Portfolio Adjusted | 1-in-10 | Size: Over 200kW | All | 2021 | July Monthly Peak | 7 | 145.4666 | 141.1777 | 136.9876 | 136.9672 | 146.1271 | 170.2368 | 196.5047 | 218.1856 | 232.6614 | 241.9273 | 250.1559 | 250.1395 | 245.7864 | 246.6675 | 241.0216 | 230.7827 | 217.1275 | 202.8167 | 194.2631 | 188.555 | 185.2898 | 176.5514 | 164.0026 | 156.0155 | -0.90957 | -1.2254 | -0.82577 | -1.1026 | -1.5585 | -1.5163 | -1.9375 | -1.6591 | -1.7407 | -2.0536 | -1.8156 | -2.0873 | -1.4099 | 0.024422 | 5.3647 | 5.9161 | 5.773 | 5.4091 | 2.1878 | 0.76759 | 0.28656 | 0.76676 | 0.66218 | 0.59631 | 76.1256 | 74.7253 | 73.5392 | 72.3891 | 71.6241 | 70.9324 | 70.4993 | 70.9833 | 73.8012 | 78.4203 | 83.2946 | 87.1937 | 89.0807 | 90.0132 | 91.2439 | 91.6287 | 91.3348 | 90.7798 | 89.4099 | 87.0756 | 83.4642 | 80.0316 | 77.8441 | 76.4121 | 3.8935 | 3.7687 | 3.9301 | 3.6954 | 3.6528 | 3.5864 | 3.9752 | 3.8537 | 4.5367 | 4.5599 | 4.0878 | 3.7999 | 3.5782 | 3.6252 | 3.2227 | 2.7669 | 2.4274 | 2.4099 | 2.4288 | 3.5253 | 3.8452 | 3.9509 | 3.408 | 3.6231
Portfolio Adjusted1-in-10Size: Over 200kWAll2021August Monthly Peak | Portfolio Adjusted | 1-in-10 | Size: Over 200kW | All | 2021 | August Monthly Peak | 8 | 146.8715 | 142.6742 | 138.3703 | 138.1514 | 147.8601 | 173.5593 | 203.0757 | 227.1495 | 245.4217 | 256.8028 | 267.1911 | 268.3404 | 264.3842 | 265.9384 | 259.5344 | 245.2179 | 227.7108 | 210.7436 | 200.1845 | 195.6769 | 190.6299 | 179.7679 | 166.9179 | 158.4966 | -1.1422 | -1.4849 | -1.0084 | -1.1363 | -1.6109 | -1.6527 | -2.2835 | -1.7892 | -1.8567 | -2.1889 | -2.1651 | -2.5695 | -1.8506 | -0.40705 | 5.4053 | 6.0723 | 5.7452 | 5.4313 | 2.3163 | 0.67903 | 0.10534 | 0.64388 | 0.54812 | 0.51408 | 76.0358 | 75.1862 | 74.3301 | 73.5306 | 72.8718 | 72.4734 | 72.3027 | 72.6389 | 75.2264 | 80.0411 | 84.5703 | 88.8867 | 92.1141 | 94.1424 | 95.1353 | 96.1598 | 96.566 | 95.9844 | 95.2022 | 92.4161 | 88.0759 | 84.703 | 82.4337 | 80.299 | 4.0083 | 3.88 | 4.0373 | 3.7888 | 3.7541 | 3.7121 | 4.1606 | 4.0722 | 4.858 | 4.9172 | 4.4313 | 4.1501 | 3.9236 | 3.9895 | 3.5436 | 2.9991 | 2.5956 | 2.5537 | 2.5503 | 3.723 | 4.021 | 4.0818 | 3.5186 | 3.7268
Portfolio Adjusted1-in-10Size: Over 200kWAll2021September Monthly Peak | Portfolio Adjusted | 1-in-10 | Size: Over 200kW | All | 2021 | September Monthly Peak | 9 | 147.5684 | 143.4383 | 138.5875 | 139.243 | 149.466 | 176.4973 | 209.5022 | 235.1937 | 257.7048 | 270.6239 | 280.9376 | 281.8716 | 277.9031 | 279.7474 | 272.382 | 255.5056 | 236.0935 | 217.7084 | 207.5482 | 204.2531 | 195.0268 | 183.0503 | 169.2468 | 159.9624 | -1.1451 | -1.5296 | -1.0301 | -1.0959 | -1.5785 | -1.669 | -2.451 | -1.8302 | -1.9034 | -2.3064 | -2.4087 | -2.8918 | -2.1173 | -0.68735 | 5.3968 | 6.1452 | 5.7526 | 5.4359 | 2.393 | 0.63416 | -0.0078883 | 0.59749 | 0.51075 | 0.49485 | 78.4013 | 77.3759 | 76.3684 | 75.755 | 74.9931 | 74.5553 | 74.1606 | 73.9905 | 75.9689 | 80.2155 | 84.7854 | 89.2547 | 92.5622 | 94.6746 | 95.4187 | 95.6467 | 95.2814 | 93.9174 | 92.1739 | 88.988 | 85.0083 | 81.8522 | 79.4641 | 77.628 | 4.071 | 3.9452 | 4.1005 | 3.8822 | 3.859 | 3.8229 | 4.347 | 4.2739 | 5.1848 | 5.269 | 4.7479 | 4.443 | 4.2036 | 4.2726 | 3.785 | 3.1764 | 2.7269 | 2.6736 | 2.6742 | 3.9489 | 4.1853 | 4.2303 | 3.6292 | 3.8228
Portfolio Adjusted1-in-10Size: Over 200kWAll2021October Monthly Peak | Portfolio Adjusted | 1-in-10 | Size: Over 200kW | All | 2021 | October Monthly Peak | 10 | 126.0952 | 123.1199 | 118.8054 | 118.8646 | 127.3188 | 150.5731 | 180.8399 | 200.8617 | 215.1279 | 224.3996 | 233.23 | 236.949 | 237.0833 | 239.2346 | 232.887 | 218.4232 | 202.9338 | 194.1111 | 183.9624 | 175.5412 | 167.1169 | 157.4309 | 145.5555 | 138.3725 | -0.64036 | -0.90219 | -0.59592 | -1.001 | -1.3795 | -1.2852 | -1.4947 | -1.5085 | -1.5502 | -1.9002 | -1.4148 | -1.571 | -0.9234 | 0.52062 | 5.5316 | 5.7656 | 5.7482 | 5.3667 | 2.0672 | 0.90008 | 0.47464 | 0.8199 | 0.68131 | 0.57304 | 73.3887 | 72.0261 | 71.0357 | 69.9524 | 68.9626 | 68.205 | 67.8601 | 67.5918 | 68.5819 | 72.5851 | 77.9797 | 83.5565 | 88.1653 | 91.0095 | 91.9625 | 92.3775 | 92.0436 | 90.6691 | 87.6345 | 83.0997 | 79.022 | 76.3968 | 74.5536 | 72.909 | 3.363 | 3.2864 | 3.4091 | 3.2083 | 3.1851 | 3.165 | 3.6635 | 3.542 | 4.1744 | 4.2094 | 3.7942 | 3.5896 | 3.4532 | 3.5191 | 3.116 | 2.616 | 2.2623 | 2.3015 | 2.2857 | 3.2901 | 3.4718 | 3.5321 | 3.0239 | 3.2203
Portfolio Adjusted1-in-10Size: Over 200kWAll2021November Monthly Peak | Portfolio Adjusted | 1-in-10 | Size: Over 200kW | All | 2021 | November Monthly Peak | 11 | 129.9925 | 126.7856 | 122.4159 | 121.8078 | 130.333 | 153.2593 | 180.2794 | 200.6595 | 215.5153 | 224.4231 | 232.9656 | 236.3411 | 235.8503 | 237.7623 | 231.2042 | 216.1027 | 201.7911 | 193.9136 | 183.5782 | 175.3498 | 167.7036 | 158.729 | 146.1891 | 138.7683 | -0.29364 | -0.53934 | -0.33128 | -0.99965 | -1.3582 | -1.1345 | -1.0067 | -1.408 | -1.4637 | -1.8826 | -1.025 | -0.99881 | -0.30511 | 1.2482 | 6.0439 | 5.9996 | 6.2415 | 5.6639 | 1.9929 | 1.1252 | 0.77851 | 1.035 | 0.86477 | 0.68327 | 69.1611 | 67.5344 | 66.8568 | 65.5738 | 64.7331 | 63.7992 | 63.4786 | 63.6894 | 66.0262 | 70.8989 | 77.0108 | 81.9991 | 85.1149 | 86.7285 | 87.6439 | 87.3397 | 85.7107 | 83.0001 | 79.8554 | 76.7132 | 74.2695 | 72.3604 | 70.5266 | 69.3401 | 3.4893 | 3.4054 | 3.5423 | 3.3215 | 3.2969 | 3.2566 | 3.6888 | 3.5795 | 4.2491 | 4.2636 | 3.8409 | 3.6289 | 3.4781 | 3.5373 | 3.1294 | 2.6126 | 2.2691 | 2.317 | 2.2959 | 3.3173 | 3.5154 | 3.5941 | 3.0676 | 3.262
Portfolio Adjusted1-in-10Size: Over 200kWAll2021December Monthly Peak | Portfolio Adjusted | 1-in-10 | Size: Over 200kW | All | 2021 | December Monthly Peak | 12 | 123.2651 | 120.1128 | 116.764 | 117.256 | 125.7942 | 147.4337 | 175.1915 | 190.3358 | 198.7515 | 199.3897 | 199.6537 | 196.422 | 191.5093 | 189.6637 | 182.79 | 172.9544 | 165.9836 | 164.3137 | 159.2053 | 155.0663 | 150.0427 | 143.5443 | 134.694 | 129.2089 | 0.026155 | -0.13254 | -0.050235 | -1.0611 | -1.3716 | -0.96752 | -0.34004 | -1.2908 | -1.3021 | -1.6521 | -0.33192 | -0.046792 | 0.5381 | 1.9779 | 5.6245 | 5.2851 | 5.8994 | 5.3355 | 1.7164 | 1.3401 | 1.158 | 1.2017 | 1.0059 | 0.73464 | 45.5922 | 44.9005 | 44.6052 | 44.6069 | 44.6564 | 44.4187 | 44.8213 | 44.8789 | 45.4452 | 46.925 | 48.5371 | 50.3045 | 51.656 | 52.02 | 52.1014 | 52.0208 | 51.5431 | 50.4466 | 49.183 | 47.9153 | 46.6501 | 46.1086 | 45.7969 | 45.0756 | 3.4964 | 3.4036 | 3.557 | 3.3605 | 3.3471 | 3.3111 | 3.7767 | 3.5757 | 4.1057 | 3.9765 | 3.4586 | 3.1709 | 2.9726 | 2.9737 | 2.6042 | 2.2132 | 1.9824 | 2.0864 | 2.1167 | 3.1165 | 3.3333 | 3.4235 | 2.9844 | 3.2074
Portfolio Adjusted1-in-10Size: Over 200kWAll2021Typical Event Day | Portfolio Adjusted | 1-in-10 | Size: Over 200kW | All | 2021 | Typical Event Day | 8 | 145.4573 | 141.3345 | 137.0929 | 136.8877 | 146.5045 | 171.7241 | 200.539 | 223.4545 | 240.5851 | 251.3275 | 261.2773 | 262.4074 | 258.3921 | 260.0474 | 253.8436 | 240.0872 | 223.1626 | 206.7833 | 196.6001 | 192.3234 | 187.7747 | 177.4801 | 164.924 | 156.7742 | -0.95345 | -1.2799 | -0.8624 | -1.1118 | -1.5701 | -1.5501 | -2.0257 | -1.7101 | -1.7849 | -2.1314 | -1.9312 | -2.2431 | -1.5273 | -0.051387 | 5.567 | 6.1039 | 5.8837 | 5.4708 | 2.2337 | 0.769 | 0.25298 | 0.739 | 0.63388 | 0.56844 | 75.3479 | 74.235 | 73.2444 | 72.38 | 71.5353 | 70.9017 | 70.5309 | 70.9794 | 73.704 | 78.33 | 83.0847 | 87.3733 | 90.2393 | 91.9997 | 93.0763 | 93.6005 | 93.6225 | 92.7249 | 91.4686 | 88.6888 | 84.7167 | 81.2705 | 78.9473 | 77.1515 | 3.9093 | 3.787 | 3.9449 | 3.7053 | 3.6712 | 3.6228 | 4.0566 | 3.9527 | 4.7036 | 4.7525 | 4.2793 | 4.0063 | 3.7835 | 3.8486 | 3.4185 | 2.8954 | 2.5071 | 2.4693 | 2.4671 | 3.6123 | 3.9121 | 3.9794 | 3.434 | 3.6419
Portfolio Adjusted1-in-10Size: Over 200kWAll2022January Monthly Peak | Portfolio Adjusted | 1-in-10 | Size: Over 200kW | All | 2022 | January Monthly Peak | 1 | 127.3478 | 123.6602 | 120.0981 | 120.7221 | 129.8474 | 154.2465 | 186.8621 | 205.4385 | 214.2947 | 214.5163 | 215.1289 | 212.2979 | 208.0893 | 207.0084 | 199.3535 | 187.7185 | 177.672 | 174.9338 | 170.3147 | 166.1546 | 160.2792 | 152.7503 | 143.1519 | 136.6359 | 0.015972 | -0.14915 | -0.058463 | -1.1013 | -1.423 | -1.0146 | -0.36472 | -1.3989 | -1.4038 | -1.7793 | -0.35513 | -0.048888 | 0.58707 | 2.1557 | 6.122 | 5.7256 | 6.3129 | 5.6739 | 1.8362 | 1.4348 | 1.2369 | 1.2802 | 1.0711 | 0.77893 | 45.497 | 44.715 | 43.8911 | 43.3384 | 42.9671 | 42.6195 | 42.336 | 42.129 | 42.6095 | 44.9781 | 47.6633 | 49.7615 | 51.6261 | 52.4197 | 52.7694 | 52.5989 | 51.5538 | 50.1502 | 48.1247 | 46.5234 | 45.3807 | 44.6693 | 44.0802 | 43.3869 | 3.621 | 3.5161 | 3.6731 | 3.4839 | 3.4706 | 3.4706 | 4.0426 | 3.8734 | 4.4403 | 4.2898 | 3.7381 | 3.4342 | 3.2361 | 3.2535 | 2.8478 | 2.4073 | 2.1226 | 2.2222 | 2.2651 | 3.3381 | 3.561 | 3.6455 | 3.1776 | 3.4005
Portfolio Adjusted1-in-10Size: Over 200kWAll2022February Monthly Peak | Portfolio Adjusted | 1-in-10 | Size: Over 200kW | All | 2022 | February Monthly Peak | 2 | 123.2065 | 119.95 | 116.2771 | 116.6703 | 125.3274 | 148.1202 | 178.0482 | 194.0162 | 201.8263 | 203.5467 | 206.0025 | 205.5096 | 202.6874 | 202.9949 | 196.3688 | 185.1489 | 174.6735 | 171.2514 | 165.6874 | 160.6153 | 155.1909 | 148.4009 | 138.796 | 132.7841 | 0.0095777 | -0.1479 | -0.059293 | -1.0618 | -1.3707 | -0.97191 | -0.34933 | -1.3172 | -1.3226 | -1.6856 | -0.34579 | -0.052289 | 0.56334 | 2.1135 | 6.0402 | 5.6626 | 6.2128 | 5.5607 | 1.7763 | 1.3758 | 1.1916 | 1.2406 | 1.0346 | 0.75462 | 52.0159 | 51.5875 | 50.9073 | 50.3815 | 50.289 | 49.5677 | 48.3016 | 49.0121 | 50.3146 | 52.5017 | 54.7675 | 56.0359 | 57.438 | 58.8703 | 59.897 | 60.1785 | 59.3805 | 58.7227 | 57.0363 | 55.2961 | 53.8746 | 52.5271 | 51.8764 | 50.9872 | 3.4988 | 3.4064 | 3.5501 | 3.3522 | 3.337 | 3.32 | 3.8411 | 3.6449 | 4.1644 | 4.0482 | 3.5586 | 3.305 | 3.1319 | 3.1691 | 2.7895 | 2.3605 | 2.0771 | 2.1661 | 2.196 | 3.2085 | 3.434 | 3.5356 | 3.072 | 3.2982
Portfolio Adjusted1-in-10Size: Over 200kWAll2022March Monthly Peak | Portfolio Adjusted | 1-in-10 | Size: Over 200kW | All | 2022 | March Monthly Peak | 3 | 126.7758 | 123.0214 | 119.0836 | 118.0091 | 125.6131 | 146.9044 | 172.7825 | 190.301 | 200.8439 | 205.7373 | 212.3074 | 214.8617 | 213.996 | 217.0507 | 211.8733 | 200.6611 | 187.7997 | 175.8848 | 168.1831 | 166.6059 | 162.9182 | 155.6135 | 144.0412 | 136.4909 | 0.0028956 | -0.1549 | -0.065832 | -1.0715 | -1.3755 | -0.9588 | -0.34603 | -1.2918 | -1.3315 | -1.7055 | -0.36652 | -0.061848 | 0.58325 | 2.2607 | 6.5273 | 6.1553 | 6.6795 | 5.7175 | 1.7896 | 1.4106 | 1.2428 | 1.2931 | 1.0668 | 0.77084 | 60.5447 | 58.9963 | 57.9703 | 57.2227 | 56.4436 | 55.7404 | 55.2534 | 55.1402 | 56.3637 | 60.1926 | 64.8153 | 69.3758 | 73.0444 | 74.9382 | 75.9793 | 76.5579 | 76.3942 | 75.1903 | 73.4447 | 70.8736 | 67.5703 | 64.8758 | 62.6014 | 60.5735 | 3.5866 | 3.4787 | 3.6293 | 3.3704 | 3.3321 | 3.2672 | 3.7033 | 3.5485 | 4.1204 | 4.0596 | 3.6408 | 3.4357 | 3.285 | 3.361 | 2.9901 | 2.5383 | 2.2171 | 2.2073 | 2.2187 | 3.3026 | 3.5868 | 3.6931 | 3.1765 | 3.3758
Portfolio Adjusted1-in-10Size: Over 200kWAll2022April Monthly Peak | Portfolio Adjusted | 1-in-10 | Size: Over 200kW | All | 2022 | April Monthly Peak | 4 | 130.2028 | 126.4225 | 122.1428 | 120.9659 | 128.6391 | 150.8555 | 178.0632 | 199.0624 | 213.8899 | 222.6828 | 232.2652 | 236.3527 | 236.6789 | 240.2666 | 234.8291 | 221.5225 | 205.8354 | 191.0113 | 180.9408 | 177.7388 | 172.0773 | 162.7848 | 149.8389 | 141.3731 | -0.42431 | -0.67903 | -0.43245 | -0.99723 | -1.3536 | -1.166 | -1.1633 | -1.422 | -1.478 | -1.8674 | -1.1664 | -1.2046 | -0.52882 | 1.0084 | 5.9665 | 6.0661 | 6.1865 | 5.48 | 1.9783 | 1.0442 | 0.67786 | 0.97232 | 0.81161 | 0.64944 | 70.4727 | 69.0205 | 67.4366 | 66.1694 | 65.17 | 64.2448 | 63.626 | 63.7104 | 66.8209 | 72.4277 | 78.1483 | 83.4896 | 86.95 | 88.9221 | 89.6605 | 90.0621 | 89.8594 | 88.9679 | 87.1355 | 83.4111 | 78.6816 | 74.8632 | 72.2774 | 70.325 | 3.4608 | 3.361 | 3.5012 | 3.2533 | 3.2124 | 3.1545 | 3.5898 | 3.4922 | 4.1365 | 4.1546 | 3.7645 | 3.5722 | 3.4361 | 3.5186 | 3.131 | 2.6426 | 2.2859 | 2.2541 | 2.2424 | 3.3205 | 3.5691 | 3.641 | 3.1094 | 3.2855
Portfolio Adjusted1-in-10Size: Over 200kWAll2022May Monthly Peak | Portfolio Adjusted | 1-in-10 | Size: Over 200kW | All | 2022 | May Monthly Peak | 5 | 135.2225 | 131.6853 | 126.871 | 126.2438 | 134.8609 | 158.0276 | 185.1627 | 211.2398 | 230.6246 | 241.9956 | 252.4724 | 255.9128 | 254.8835 | 257.2468 | 251.1019 | 235.3289 | 218.067 | 201.5038 | 190.0997 | 184.292 | 179.3669 | 169.5688 | 156.778 | 148.2102 | -0.67647 | -0.97714 | -0.64259 | -1.0152 | -1.4156 | -1.3268 | -1.5959 | -1.5599 | -1.6484 | -2.0467 | -1.6364 | -1.8477 | -1.1391 | 0.36791 | 5.7839 | 6.1071 | 6.0213 | 5.4622 | 2.112 | 0.87074 | 0.41261 | 0.82657 | 0.70071 | 0.59759 | 73.7517 | 72.0455 | 70.6337 | 69.8272 | 69.03 | 68.1187 | 67.7494 | 68.105 | 71.6004 | 77.1751 | 82.169 | 85.7368 | 88.493 | 90.4114 | 91.591 | 91.9076 | 91.3542 | 90.0596 | 88.7006 | 86.0724 | 82.0596 | 77.9295 | 75.4143 | 73.1175 | 3.5898 | 3.4959 | 3.6306 | 3.3982 | 3.3651 | 3.3043 | 3.7218 | 3.7077 | 4.478 | 4.5391 | 4.1189 | 3.8898 | 3.7223 | 3.7939 | 3.3687 | 2.8212 | 2.4306 | 2.3853 | 2.359 | 3.4457 | 3.7058 | 3.7831 | 3.2473 | 3.4325
Portfolio Adjusted1-in-10Size: Over 200kWAll2022June Monthly Peak | Portfolio Adjusted | 1-in-10 | Size: Over 200kW | All | 2022 | June Monthly Peak | 6 | 140.7575 | 137.071 | 132.4217 | 131.7808 | 140.2861 | 162.8628 | 188.6285 | 211.2693 | 227.2488 | 237.1713 | 246.6856 | 247.4581 | 243.1576 | 244.518 | 239.0645 | 227.4534 | 212.5648 | 197.7229 | 188.8571 | 182.9445 | 179.9576 | 171.8971 | 159.7654 | 151.9556 | -0.62859 | -0.89396 | -0.59021 | -1.1019 | -1.5118 | -1.3446 | -1.4391 | -1.5659 | -1.6675 | -2.0139 | -1.3974 | -1.4958 | -0.81408 | 0.73047 | 5.8721 | 6.1381 | 6.178 | 5.5971 | 2.0876 | 0.97453 | 0.59842 | 0.94719 | 0.80446 | 0.66694 | 70.829 | 69.6524 | 68.7399 | 67.8453 | 66.6521 | 65.6458 | 65.1609 | 66.3048 | 69.8196 | 74.6432 | 79.6886 | 84.1581 | 87.2002 | 89.1687 | 90.5073 | 90.9667 | 91.3078 | 90.2178 | 89.0884 | 86.2755 | 82.3185 | 78.4951 | 76.0474 | 74.2669 | 3.7128 | 3.6128 | 3.7574 | 3.5108 | 3.4624 | 3.3788 | 3.7675 | 3.6934 | 4.3966 | 4.4391 | 4.0129 | 3.7361 | 3.5134 | 3.5685 | 3.1733 | 2.7025 | 2.3511 | 2.3223 | 2.3309 | 3.3806 | 3.6903 | 3.8008 | 3.2799 | 3.4883
Portfolio Adjusted1-in-10Size: Over 200kWAll2022July Monthly Peak | Portfolio Adjusted | 1-in-10 | Size: Over 200kW | All | 2022 | July Monthly Peak | 7 | 145.4666 | 141.1777 | 136.9876 | 136.9672 | 146.1271 | 170.2368 | 196.5047 | 218.1856 | 232.6614 | 241.9273 | 250.1559 | 250.1395 | 245.7864 | 246.6675 | 241.0216 | 230.7827 | 217.1275 | 202.8167 | 194.2631 | 188.555 | 185.2898 | 176.5514 | 164.0026 | 156.0155 | -0.90957 | -1.2254 | -0.82577 | -1.1026 | -1.5585 | -1.5163 | -1.9375 | -1.6591 | -1.7407 | -2.0536 | -1.8156 | -2.0873 | -1.4099 | 0.024422 | 5.3647 | 5.9161 | 5.773 | 5.4091 | 2.1878 | 0.76759 | 0.28656 | 0.76676 | 0.66218 | 0.59631 | 76.1256 | 74.7253 | 73.5392 | 72.3891 | 71.6241 | 70.9324 | 70.4993 | 70.9833 | 73.8012 | 78.4203 | 83.2946 | 87.1938 | 89.0807 | 90.0132 | 91.2439 | 91.6287 | 91.3348 | 90.7799 | 89.4099 | 87.0756 | 83.4642 | 80.0316 | 77.8441 | 76.4121 | 3.8935 | 3.7687 | 3.9301 | 3.6954 | 3.6528 | 3.5864 | 3.9752 | 3.8537 | 4.5367 | 4.5599 | 4.0878 | 3.7999 | 3.5782 | 3.6252 | 3.2227 | 2.7669 | 2.4274 | 2.4099 | 2.4288 | 3.5253 | 3.8452 | 3.9509 | 3.408 | 3.6231
Portfolio Adjusted1-in-10Size: Over 200kWAll2022August Monthly Peak | Portfolio Adjusted | 1-in-10 | Size: Over 200kW | All | 2022 | August Monthly Peak | 8 | 146.8715 | 142.6742 | 138.3703 | 138.1514 | 147.8601 | 173.5593 | 203.0757 | 227.1495 | 245.4217 | 256.8029 | 267.1911 | 268.3404 | 264.3842 | 265.9384 | 259.5344 | 245.2179 | 227.7108 | 210.7436 | 200.1845 | 195.6769 | 190.6299 | 179.7679 | 166.9179 | 158.4966 | -1.1422 | -1.4849 | -1.0084 | -1.1363 | -1.6109 | -1.6527 | -2.2835 | -1.7892 | -1.8567 | -2.1889 | -2.1651 | -2.5695 | -1.8506 | -0.40705 | 5.4053 | 6.0723 | 5.7452 | 5.4313 | 2.3163 | 0.67903 | 0.10534 | 0.64388 | 0.54812 | 0.51408 | 76.0358 | 75.1862 | 74.3301 | 73.5306 | 72.8718 | 72.4734 | 72.3027 | 72.6389 | 75.2264 | 80.0411 | 84.5703 | 88.8867 | 92.1141 | 94.1424 | 95.1353 | 96.1598 | 96.566 | 95.9844 | 95.2022 | 92.4161 | 88.0759 | 84.703 | 82.4337 | 80.299 | 4.0083 | 3.88 | 4.0373 | 3.7888 | 3.7541 | 3.7121 | 4.1606 | 4.0722 | 4.858 | 4.9172 | 4.4313 | 4.1501 | 3.9236 | 3.9895 | 3.5436 | 2.9991 | 2.5956 | 2.5537 | 2.5503 | 3.723 | 4.021 | 4.0818 | 3.5186 | 3.7268
Portfolio Adjusted1-in-10Size: Over 200kWAll2022September Monthly Peak | Portfolio Adjusted | 1-in-10 | Size: Over 200kW | All | 2022 | September Monthly Peak | 9 | 147.5684 | 143.4383 | 138.5875 | 139.243 | 149.466 | 176.4973 | 209.5022 | 235.1937 | 257.7048 | 270.6239 | 280.9376 | 281.8716 | 277.9031 | 279.7474 | 272.382 | 255.5056 | 236.0935 | 217.7084 | 207.5482 | 204.2531 | 195.0268 | 183.0503 | 169.2468 | 159.9624 | -1.1451 | -1.5296 | -1.0301 | -1.0959 | -1.5785 | -1.669 | -2.451 | -1.8302 | -1.9034 | -2.3064 | -2.4087 | -2.8918 | -2.1173 | -0.68735 | 5.3968 | 6.1452 | 5.7526 | 5.4359 | 2.393 | 0.63416 | -0.0078883 | 0.59749 | 0.51075 | 0.49485 | 78.4013 | 77.3759 | 76.3684 | 75.755 | 74.9931 | 74.5553 | 74.1606 | 73.9905 | 75.9689 | 80.2155 | 84.7854 | 89.2547 | 92.5622 | 94.6746 | 95.4187 | 95.6467 | 95.2814 | 93.9174 | 92.1739 | 88.988 | 85.0083 | 81.8522 | 79.4641 | 77.628 | 4.071 | 3.9452 | 4.1005 | 3.8822 | 3.859 | 3.8229 | 4.347 | 4.2739 | 5.1848 | 5.269 | 4.7479 | 4.443 | 4.2036 | 4.2726 | 3.785 | 3.1764 | 2.7269 | 2.6736 | 2.6742 | 3.9489 | 4.1853 | 4.2303 | 3.6292 | 3.8228
Portfolio Adjusted1-in-10Size: Over 200kWAll2022October Monthly Peak | Portfolio Adjusted | 1-in-10 | Size: Over 200kW | All | 2022 | October Monthly Peak | 10 | 126.0952 | 123.1199 | 118.8054 | 118.8646 | 127.3188 | 150.5731 | 180.8399 | 200.8617 | 215.1279 | 224.3996 | 233.23 | 236.949 | 237.0833 | 239.2346 | 232.887 | 218.4232 | 202.9338 | 194.1111 | 183.9624 | 175.5412 | 167.1169 | 157.4309 | 145.5555 | 138.3725 | -0.64036 | -0.90219 | -0.59592 | -1.001 | -1.3795 | -1.2852 | -1.4947 | -1.5085 | -1.5502 | -1.9002 | -1.4148 | -1.571 | -0.9234 | 0.52062 | 5.5316 | 5.7656 | 5.7482 | 5.3667 | 2.0672 | 0.90008 | 0.47464 | 0.8199 | 0.68131 | 0.57304 | 73.3887 | 72.0261 | 71.0357 | 69.9524 | 68.9626 | 68.205 | 67.8601 | 67.5917 | 68.5819 | 72.5851 | 77.9797 | 83.5565 | 88.1653 | 91.0095 | 91.9625 | 92.3775 | 92.0436 | 90.6691 | 87.6345 | 83.0997 | 79.022 | 76.3968 | 74.5536 | 72.909 | 3.363 | 3.2864 | 3.4091 | 3.2083 | 3.1851 | 3.165 | 3.6635 | 3.542 | 4.1744 | 4.2094 | 3.7942 | 3.5896 | 3.4532 | 3.5191 | 3.116 | 2.616 | 2.2623 | 2.3015 | 2.2857 | 3.2901 | 3.4718 | 3.5321 | 3.0239 | 3.2203
Portfolio Adjusted1-in-10Size: Over 200kWAll2022November Monthly Peak | Portfolio Adjusted | 1-in-10 | Size: Over 200kW | All | 2022 | November Monthly Peak | 11 | 129.9925 | 126.7856 | 122.4159 | 121.8078 | 130.333 | 153.2593 | 180.2794 | 200.6595 | 215.5153 | 224.4231 | 232.9656 | 236.3411 | 235.8503 | 237.7623 | 231.2042 | 216.1027 | 201.7911 | 193.9136 | 183.5782 | 175.3498 | 167.7036 | 158.729 | 146.1891 | 138.7683 | -0.29364 | -0.53934 | -0.33128 | -0.99965 | -1.3582 | -1.1345 | -1.0067 | -1.408 | -1.4637 | -1.8826 | -1.025 | -0.99881 | -0.30511 | 1.2482 | 6.0439 | 5.9996 | 6.2415 | 5.6639 | 1.9929 | 1.1252 | 0.77851 | 1.035 | 0.86477 | 0.68327 | 69.1611 | 67.5344 | 66.8568 | 65.5738 | 64.7331 | 63.7992 | 63.4786 | 63.6894 | 66.0262 | 70.8989 | 77.0108 | 81.9991 | 85.1149 | 86.7285 | 87.6439 | 87.3397 | 85.7107 | 83.0001 | 79.8554 | 76.7132 | 74.2695 | 72.3604 | 70.5266 | 69.3401 | 3.4893 | 3.4054 | 3.5423 | 3.3215 | 3.2969 | 3.2566 | 3.6888 | 3.5795 | 4.2491 | 4.2636 | 3.8409 | 3.6289 | 3.4781 | 3.5373 | 3.1294 | 2.6126 | 2.2691 | 2.317 | 2.2959 | 3.3173 | 3.5154 | 3.5941 | 3.0676 | 3.262
Portfolio Adjusted1-in-10Size: Over 200kWAll2022December Monthly Peak | Portfolio Adjusted | 1-in-10 | Size: Over 200kW | All | 2022 | December Monthly Peak | 12 | 123.2651 | 120.1128 | 116.764 | 117.256 | 125.7942 | 147.4337 | 175.1915 | 190.3357 | 198.7515 | 199.3897 | 199.6537 | 196.422 | 191.5093 | 189.6637 | 182.79 | 172.9544 | 165.9836 | 164.3137 | 159.2053 | 155.0663 | 150.0427 | 143.5444 | 134.694 | 129.2089 | 0.026155 | -0.13254 | -0.050235 | -1.0611 | -1.3716 | -0.96752 | -0.34004 | -1.2908 | -1.3021 | -1.6521 | -0.33192 | -0.046792 | 0.5381 | 1.9779 | 5.6245 | 5.2851 | 5.8994 | 5.3355 | 1.7164 | 1.3401 | 1.158 | 1.2017 | 1.0059 | 0.73464 | 45.5922 | 44.9005 | 44.6052 | 44.6069 | 44.6564 | 44.4187 | 44.8213 | 44.8789 | 45.4452 | 46.925 | 48.5371 | 50.3045 | 51.656 | 52.02 | 52.1014 | 52.0208 | 51.5431 | 50.4466 | 49.183 | 47.9153 | 46.6501 | 46.1086 | 45.7969 | 45.0756 | 3.4964 | 3.4036 | 3.557 | 3.3605 | 3.3471 | 3.3111 | 3.7767 | 3.5757 | 4.1057 | 3.9765 | 3.4586 | 3.1709 | 2.9726 | 2.9737 | 2.6042 | 2.2132 | 1.9824 | 2.0864 | 2.1167 | 3.1165 | 3.3333 | 3.4235 | 2.9844 | 3.2074
Portfolio Adjusted1-in-10Size: Over 200kWAll2022Typical Event Day | Portfolio Adjusted | 1-in-10 | Size: Over 200kW | All | 2022 | Typical Event Day | 8 | 145.4573 | 141.3345 | 137.0929 | 136.8877 | 146.5045 | 171.7241 | 200.539 | 223.4545 | 240.5851 | 251.3275 | 261.2773 | 262.4075 | 258.3921 | 260.0474 | 253.8436 | 240.0872 | 223.1626 | 206.7833 | 196.6001 | 192.3234 | 187.7747 | 177.4801 | 164.924 | 156.7742 | -0.95345 | -1.2799 | -0.8624 | -1.1118 | -1.5701 | -1.5501 | -2.0257 | -1.7101 | -1.7849 | -2.1314 | -1.9312 | -2.2431 | -1.5273 | -0.051386 | 5.567 | 6.1039 | 5.8837 | 5.4708 | 2.2337 | 0.769 | 0.25298 | 0.739 | 0.63388 | 0.56844 | 75.3479 | 74.235 | 73.2444 | 72.38 | 71.5353 | 70.9017 | 70.5309 | 70.9794 | 73.704 | 78.33 | 83.0847 | 87.3733 | 90.2393 | 91.9997 | 93.0763 | 93.6005 | 93.6225 | 92.7249 | 91.4686 | 88.6888 | 84.7167 | 81.2705 | 78.9473 | 77.1515 | 3.9093 | 3.787 | 3.9449 | 3.7053 | 3.6712 | 3.6228 | 4.0566 | 3.9527 | 4.7036 | 4.7525 | 4.2793 | 4.0063 | 3.7835 | 3.8486 | 3.4185 | 2.8954 | 2.5071 | 2.4693 | 2.4671 | 3.6123 | 3.9121 | 3.9794 | 3.434 | 3.6419
Portfolio Adjusted1-in-10Size: Over 200kWAll2023January Monthly Peak | Portfolio Adjusted | 1-in-10 | Size: Over 200kW | All | 2023 | January Monthly Peak | 1 | 127.3478 | 123.6602 | 120.0981 | 120.7221 | 129.8474 | 154.2465 | 186.8621 | 205.4385 | 214.2947 | 214.5163 | 215.1289 | 212.2979 | 208.0893 | 207.0084 | 199.3535 | 187.7185 | 177.672 | 174.9338 | 170.3147 | 166.1546 | 160.2792 | 152.7503 | 143.1519 | 136.6359 | 0.015972 | -0.14915 | -0.058463 | -1.1013 | -1.423 | -1.0146 | -0.36472 | -1.3989 | -1.4038 | -1.7793 | -0.35513 | -0.048888 | 0.58707 | 2.1557 | 6.122 | 5.7256 | 6.3129 | 5.6739 | 1.8362 | 1.4348 | 1.2369 | 1.2802 | 1.0711 | 0.77893 | 45.497 | 44.715 | 43.8911 | 43.3384 | 42.9671 | 42.6195 | 42.336 | 42.129 | 42.6095 | 44.9781 | 47.6633 | 49.7615 | 51.6261 | 52.4197 | 52.7694 | 52.5989 | 51.5538 | 50.1502 | 48.1247 | 46.5234 | 45.3807 | 44.6693 | 44.0802 | 43.3869 | 3.621 | 3.5161 | 3.6731 | 3.4839 | 3.4706 | 3.4706 | 4.0426 | 3.8734 | 4.4403 | 4.2898 | 3.7381 | 3.4342 | 3.2361 | 3.2535 | 2.8478 | 2.4073 | 2.1226 | 2.2222 | 2.2651 | 3.3381 | 3.561 | 3.6455 | 3.1776 | 3.4005
Portfolio Adjusted1-in-10Size: Over 200kWAll2023February Monthly Peak | Portfolio Adjusted | 1-in-10 | Size: Over 200kW | All | 2023 | February Monthly Peak | 2 | 123.2065 | 119.95 | 116.2771 | 116.6703 | 125.3274 | 148.1202 | 178.0482 | 194.0162 | 201.8263 | 203.5467 | 206.0025 | 205.5096 | 202.6874 | 202.9949 | 196.3688 | 185.1489 | 174.6735 | 171.2514 | 165.6874 | 160.6153 | 155.1909 | 148.4009 | 138.796 | 132.7841 | 0.0095777 | -0.1479 | -0.059293 | -1.0618 | -1.3707 | -0.97191 | -0.34933 | -1.3172 | -1.3226 | -1.6856 | -0.34579 | -0.052289 | 0.56334 | 2.1135 | 6.0402 | 5.6626 | 6.2128 | 5.5607 | 1.7763 | 1.3758 | 1.1916 | 1.2406 | 1.0346 | 0.75462 | 52.0159 | 51.5875 | 50.9073 | 50.3815 | 50.289 | 49.5677 | 48.3016 | 49.0121 | 50.3146 | 52.5017 | 54.7675 | 56.0359 | 57.438 | 58.8703 | 59.897 | 60.1785 | 59.3805 | 58.7227 | 57.0363 | 55.2961 | 53.8746 | 52.5271 | 51.8764 | 50.9872 | 3.4988 | 3.4064 | 3.5501 | 3.3522 | 3.337 | 3.32 | 3.8411 | 3.6449 | 4.1644 | 4.0482 | 3.5586 | 3.305 | 3.1319 | 3.1691 | 2.7895 | 2.3605 | 2.0771 | 2.1661 | 2.196 | 3.2085 | 3.434 | 3.5356 | 3.072 | 3.2982
Portfolio Adjusted1-in-10Size: Over 200kWAll2023March Monthly Peak | Portfolio Adjusted | 1-in-10 | Size: Over 200kW | All | 2023 | March Monthly Peak | 3 | 126.7758 | 123.0214 | 119.0836 | 118.0091 | 125.6131 | 146.9044 | 172.7825 | 190.3009 | 200.8439 | 205.7373 | 212.3074 | 214.8617 | 213.996 | 217.0507 | 211.8733 | 200.6611 | 187.7997 | 175.8848 | 168.1831 | 166.6059 | 162.9182 | 155.6135 | 144.0411 | 136.4909 | 0.0028957 | -0.1549 | -0.065832 | -1.0715 | -1.3755 | -0.9588 | -0.34603 | -1.2918 | -1.3315 | -1.7055 | -0.36652 | -0.061848 | 0.58325 | 2.2607 | 6.5273 | 6.1553 | 6.6795 | 5.7175 | 1.7896 | 1.4106 | 1.2428 | 1.2931 | 1.0668 | 0.77084 | 60.5447 | 58.9963 | 57.9703 | 57.2227 | 56.4436 | 55.7404 | 55.2534 | 55.1402 | 56.3637 | 60.1926 | 64.8153 | 69.3758 | 73.0444 | 74.9382 | 75.9793 | 76.5579 | 76.3942 | 75.1903 | 73.4447 | 70.8736 | 67.5703 | 64.8758 | 62.6014 | 60.5735 | 3.5866 | 3.4787 | 3.6293 | 3.3704 | 3.3321 | 3.2672 | 3.7033 | 3.5485 | 4.1204 | 4.0596 | 3.6408 | 3.4357 | 3.285 | 3.361 | 2.9901 | 2.5383 | 2.2171 | 2.2073 | 2.2187 | 3.3026 | 3.5868 | 3.6931 | 3.1765 | 3.3758
Portfolio Adjusted1-in-10Size: Over 200kWAll2023April Monthly Peak | Portfolio Adjusted | 1-in-10 | Size: Over 200kW | All | 2023 | April Monthly Peak | 4 | 130.2028 | 126.4225 | 122.1428 | 120.9659 | 128.6391 | 150.8555 | 178.0632 | 199.0624 | 213.8899 | 222.6828 | 232.2652 | 236.3527 | 236.6789 | 240.2666 | 234.8291 | 221.5225 | 205.8355 | 191.0113 | 180.9408 | 177.7388 | 172.0773 | 162.7848 | 149.8389 | 141.3731 | -0.42431 | -0.67903 | -0.43245 | -0.99723 | -1.3536 | -1.166 | -1.1633 | -1.422 | -1.478 | -1.8674 | -1.1664 | -1.2046 | -0.52882 | 1.0084 | 5.9665 | 6.0661 | 6.1865 | 5.48 | 1.9783 | 1.0442 | 0.67786 | 0.97232 | 0.81161 | 0.64944 | 70.4727 | 69.0205 | 67.4366 | 66.1694 | 65.17 | 64.2448 | 63.626 | 63.7104 | 66.8209 | 72.4277 | 78.1483 | 83.4896 | 86.95 | 88.9221 | 89.6605 | 90.0621 | 89.8593 | 88.9679 | 87.1355 | 83.4111 | 78.6816 | 74.8632 | 72.2774 | 70.325 | 3.4608 | 3.361 | 3.5012 | 3.2533 | 3.2124 | 3.1545 | 3.5898 | 3.4922 | 4.1365 | 4.1546 | 3.7645 | 3.5722 | 3.4361 | 3.5186 | 3.131 | 2.6426 | 2.2859 | 2.2541 | 2.2424 | 3.3205 | 3.5691 | 3.641 | 3.1094 | 3.2855
Portfolio Adjusted1-in-10Size: Over 200kWAll2023May Monthly Peak | Portfolio Adjusted | 1-in-10 | Size: Over 200kW | All | 2023 | May Monthly Peak | 5 | 135.2225 | 131.6853 | 126.871 | 126.2438 | 134.8609 | 158.0276 | 185.1627 | 211.2398 | 230.6246 | 241.9956 | 252.4724 | 255.9128 | 254.8835 | 257.2468 | 251.1019 | 235.3289 | 218.067 | 201.5038 | 190.0997 | 184.292 | 179.3669 | 169.5688 | 156.7781 | 148.2102 | -0.67647 | -0.97714 | -0.64259 | -1.0152 | -1.4156 | -1.3268 | -1.5959 | -1.5599 | -1.6484 | -2.0467 | -1.6364 | -1.8477 | -1.1391 | 0.36791 | 5.7839 | 6.1071 | 6.0213 | 5.4622 | 2.112 | 0.87074 | 0.41261 | 0.82657 | 0.70071 | 0.59759 | 73.7517 | 72.0455 | 70.6337 | 69.8272 | 69.03 | 68.1187 | 67.7494 | 68.105 | 71.6004 | 77.1751 | 82.169 | 85.7368 | 88.493 | 90.4113 | 91.591 | 91.9076 | 91.3542 | 90.0596 | 88.7006 | 86.0724 | 82.0596 | 77.9295 | 75.4143 | 73.1175 | 3.5898 | 3.4959 | 3.6306 | 3.3982 | 3.3651 | 3.3043 | 3.7218 | 3.7077 | 4.478 | 4.5391 | 4.1189 | 3.8898 | 3.7223 | 3.7939 | 3.3687 | 2.8212 | 2.4306 | 2.3853 | 2.359 | 3.4457 | 3.7058 | 3.7831 | 3.2473 | 3.4325
Portfolio Adjusted1-in-10Size: Over 200kWAll2023June Monthly Peak | Portfolio Adjusted | 1-in-10 | Size: Over 200kW | All | 2023 | June Monthly Peak | 6 | 140.7575 | 137.071 | 132.4217 | 131.7808 | 140.2861 | 162.8628 | 188.6285 | 211.2693 | 227.2488 | 237.1713 | 246.6856 | 247.4581 | 243.1576 | 244.518 | 239.0645 | 227.4534 | 212.5648 | 197.7229 | 188.8571 | 182.9445 | 179.9576 | 171.8971 | 159.7654 | 151.9556 | -0.62859 | -0.89396 | -0.59021 | -1.1019 | -1.5118 | -1.3446 | -1.4391 | -1.5659 | -1.6675 | -2.0139 | -1.3974 | -1.4958 | -0.81408 | 0.73047 | 5.8721 | 6.1381 | 6.178 | 5.5971 | 2.0876 | 0.97453 | 0.59842 | 0.94719 | 0.80446 | 0.66694 | 70.829 | 69.6524 | 68.7399 | 67.8453 | 66.6521 | 65.6458 | 65.1609 | 66.3048 | 69.8196 | 74.6432 | 79.6886 | 84.1581 | 87.2002 | 89.1687 | 90.5073 | 90.9666 | 91.3078 | 90.2178 | 89.0884 | 86.2755 | 82.3185 | 78.4951 | 76.0474 | 74.2669 | 3.7128 | 3.6128 | 3.7574 | 3.5108 | 3.4624 | 3.3788 | 3.7675 | 3.6934 | 4.3966 | 4.4391 | 4.0129 | 3.7361 | 3.5134 | 3.5685 | 3.1733 | 2.7025 | 2.3511 | 2.3223 | 2.3309 | 3.3806 | 3.6903 | 3.8008 | 3.2799 | 3.4883
Portfolio Adjusted1-in-10Size: Over 200kWAll2023July Monthly Peak | Portfolio Adjusted | 1-in-10 | Size: Over 200kW | All | 2023 | July Monthly Peak | 7 | 145.4666 | 141.1777 | 136.9876 | 136.9672 | 146.1271 | 170.2368 | 196.5047 | 218.1856 | 232.6614 | 241.9273 | 250.1559 | 250.1395 | 245.7864 | 246.6675 | 241.0216 | 230.7827 | 217.1275 | 202.8167 | 194.2631 | 188.555 | 185.2898 | 176.5514 | 164.0026 | 156.0155 | -0.90957 | -1.2254 | -0.82577 | -1.1026 | -1.5585 | -1.5163 | -1.9375 | -1.6591 | -1.7407 | -2.0536 | -1.8156 | -2.0873 | -1.4099 | 0.024422 | 5.3647 | 5.9161 | 5.773 | 5.4091 | 2.1878 | 0.76759 | 0.28656 | 0.76676 | 0.66218 | 0.59631 | 76.1256 | 74.7253 | 73.5392 | 72.3891 | 71.6241 | 70.9324 | 70.4993 | 70.9833 | 73.8012 | 78.4203 | 83.2946 | 87.1938 | 89.0807 | 90.0132 | 91.2439 | 91.6287 | 91.3348 | 90.7799 | 89.4099 | 87.0756 | 83.4642 | 80.0316 | 77.8441 | 76.4121 | 3.8935 | 3.7687 | 3.9301 | 3.6954 | 3.6528 | 3.5864 | 3.9752 | 3.8537 | 4.5367 | 4.5599 | 4.0878 | 3.7999 | 3.5782 | 3.6252 | 3.2227 | 2.7669 | 2.4274 | 2.4099 | 2.4288 | 3.5253 | 3.8452 | 3.9509 | 3.408 | 3.6231
Portfolio Adjusted1-in-10Size: Over 200kWAll2023August Monthly Peak | Portfolio Adjusted | 1-in-10 | Size: Over 200kW | All | 2023 | August Monthly Peak | 8 | 146.8715 | 142.6742 | 138.3703 | 138.1514 | 147.8601 | 173.5593 | 203.0757 | 227.1495 | 245.4217 | 256.8028 | 267.1911 | 268.3404 | 264.3842 | 265.9384 | 259.5344 | 245.2179 | 227.7108 | 210.7436 | 200.1845 | 195.6769 | 190.6299 | 179.7679 | 166.9179 | 158.4966 | -1.1422 | -1.4849 | -1.0084 | -1.1363 | -1.6109 | -1.6527 | -2.2835 | -1.7892 | -1.8567 | -2.1889 | -2.1651 | -2.5695 | -1.8506 | -0.40705 | 5.4053 | 6.0723 | 5.7452 | 5.4313 | 2.3163 | 0.67903 | 0.10534 | 0.64388 | 0.54812 | 0.51408 | 76.0358 | 75.1862 | 74.3301 | 73.5306 | 72.8718 | 72.4734 | 72.3027 | 72.6389 | 75.2264 | 80.0411 | 84.5703 | 88.8867 | 92.1141 | 94.1424 | 95.1353 | 96.1598 | 96.566 | 95.9844 | 95.2022 | 92.4161 | 88.0759 | 84.703 | 82.4337 | 80.299 | 4.0083 | 3.88 | 4.0373 | 3.7888 | 3.7541 | 3.7121 | 4.1606 | 4.0722 | 4.858 | 4.9172 | 4.4313 | 4.1501 | 3.9236 | 3.9895 | 3.5436 | 2.9991 | 2.5956 | 2.5537 | 2.5503 | 3.723 | 4.021 | 4.0818 | 3.5186 | 3.7268
Portfolio Adjusted1-in-10Size: Over 200kWAll2023September Monthly Peak | Portfolio Adjusted | 1-in-10 | Size: Over 200kW | All | 2023 | September Monthly Peak | 9 | 147.5684 | 143.4383 | 138.5875 | 139.243 | 149.466 | 176.4973 | 209.5022 | 235.1937 | 257.7048 | 270.6239 | 280.9376 | 281.8716 | 277.9031 | 279.7474 | 272.382 | 255.5056 | 236.0935 | 217.7084 | 207.5482 | 204.2531 | 195.0268 | 183.0503 | 169.2468 | 159.9624 | -1.1451 | -1.5296 | -1.0301 | -1.0959 | -1.5785 | -1.669 | -2.451 | -1.8302 | -1.9034 | -2.3064 | -2.4087 | -2.8918 | -2.1173 | -0.68735 | 5.3968 | 6.1452 | 5.7526 | 5.4359 | 2.393 | 0.63416 | -0.0078884 | 0.59749 | 0.51075 | 0.49485 | 78.4013 | 77.3759 | 76.3684 | 75.755 | 74.9931 | 74.5553 | 74.1606 | 73.9905 | 75.9689 | 80.2155 | 84.7854 | 89.2547 | 92.5622 | 94.6746 | 95.4187 | 95.6467 | 95.2814 | 93.9174 | 92.1739 | 88.988 | 85.0083 | 81.8522 | 79.4641 | 77.628 | 4.071 | 3.9452 | 4.1005 | 3.8822 | 3.859 | 3.8229 | 4.347 | 4.2739 | 5.1848 | 5.269 | 4.7479 | 4.443 | 4.2036 | 4.2726 | 3.785 | 3.1764 | 2.7269 | 2.6736 | 2.6742 | 3.9489 | 4.1853 | 4.2303 | 3.6292 | 3.8228
Portfolio Adjusted1-in-10Size: Over 200kWAll2023October Monthly Peak | Portfolio Adjusted | 1-in-10 | Size: Over 200kW | All | 2023 | October Monthly Peak | 10 | 126.0952 | 123.1199 | 118.8054 | 118.8646 | 127.3188 | 150.5731 | 180.8399 | 200.8617 | 215.1279 | 224.3996 | 233.23 | 236.949 | 237.0833 | 239.2346 | 232.887 | 218.4232 | 202.9338 | 194.1111 | 183.9624 | 175.5412 | 167.1169 | 157.4309 | 145.5555 | 138.3725 | -0.64036 | -0.90219 | -0.59592 | -1.001 | -1.3795 | -1.2852 | -1.4947 | -1.5085 | -1.5502 | -1.9002 | -1.4148 | -1.571 | -0.9234 | 0.52062 | 5.5316 | 5.7656 | 5.7482 | 5.3667 | 2.0672 | 0.90008 | 0.47464 | 0.8199 | 0.68131 | 0.57304 | 73.3887 | 72.0261 | 71.0357 | 69.9524 | 68.9626 | 68.205 | 67.8601 | 67.5918 | 68.5819 | 72.5851 | 77.9797 | 83.5565 | 88.1653 | 91.0095 | 91.9625 | 92.3775 | 92.0437 | 90.6691 | 87.6345 | 83.0997 | 79.022 | 76.3968 | 74.5536 | 72.909 | 3.363 | 3.2864 | 3.4091 | 3.2083 | 3.1851 | 3.165 | 3.6635 | 3.542 | 4.1744 | 4.2094 | 3.7942 | 3.5896 | 3.4532 | 3.5191 | 3.116 | 2.616 | 2.2623 | 2.3015 | 2.2857 | 3.2901 | 3.4718 | 3.5321 | 3.0239 | 3.2203
Portfolio Adjusted1-in-10Size: Over 200kWAll2023November Monthly Peak | Portfolio Adjusted | 1-in-10 | Size: Over 200kW | All | 2023 | November Monthly Peak | 11 | 129.9925 | 126.7856 | 122.4159 | 121.8078 | 130.333 | 153.2593 | 180.2794 | 200.6595 | 215.5153 | 224.4231 | 232.9656 | 236.3411 | 235.8503 | 237.7623 | 231.2042 | 216.1027 | 201.7911 | 193.9136 | 183.5782 | 175.3498 | 167.7036 | 158.729 | 146.1891 | 138.7683 | -0.29364 | -0.53934 | -0.33128 | -0.99965 | -1.3582 | -1.1345 | -1.0067 | -1.408 | -1.4637 | -1.8826 | -1.025 | -0.99881 | -0.30511 | 1.2482 | 6.0439 | 5.9996 | 6.2415 | 5.6639 | 1.9929 | 1.1252 | 0.77851 | 1.035 | 0.86477 | 0.68327 | 69.1611 | 67.5344 | 66.8568 | 65.5738 | 64.7331 | 63.7992 | 63.4786 | 63.6894 | 66.0262 | 70.8989 | 77.0108 | 81.9991 | 85.1149 | 86.7285 | 87.6439 | 87.3397 | 85.7107 | 83.0001 | 79.8554 | 76.7132 | 74.2695 | 72.3604 | 70.5266 | 69.3401 | 3.4893 | 3.4054 | 3.5423 | 3.3215 | 3.2969 | 3.2566 | 3.6888 | 3.5795 | 4.2491 | 4.2636 | 3.8409 | 3.6289 | 3.4781 | 3.5373 | 3.1294 | 2.6126 | 2.2691 | 2.317 | 2.2959 | 3.3173 | 3.5154 | 3.5941 | 3.0676 | 3.262
Portfolio Adjusted1-in-10Size: Over 200kWAll2023December Monthly Peak | Portfolio Adjusted | 1-in-10 | Size: Over 200kW | All | 2023 | December Monthly Peak | 12 | 123.2651 | 120.1128 | 116.764 | 117.256 | 125.7942 | 147.4337 | 175.1915 | 190.3358 | 198.7516 | 199.3897 | 199.6537 | 196.422 | 191.5092 | 189.6637 | 182.79 | 172.9544 | 165.9836 | 164.3137 | 159.2053 | 155.0663 | 150.0427 | 143.5444 | 134.694 | 129.2089 | 0.026155 | -0.13254 | -0.050235 | -1.0611 | -1.3716 | -0.96752 | -0.34004 | -1.2908 | -1.3021 | -1.6521 | -0.33192 | -0.046792 | 0.5381 | 1.9779 | 5.6245 | 5.2851 | 5.8994 | 5.3355 | 1.7164 | 1.3401 | 1.158 | 1.2017 | 1.0059 | 0.73464 | 45.5922 | 44.9005 | 44.6052 | 44.6069 | 44.6564 | 44.4187 | 44.8213 | 44.8789 | 45.4452 | 46.9249 | 48.5371 | 50.3045 | 51.656 | 52.02 | 52.1014 | 52.0208 | 51.5431 | 50.4466 | 49.183 | 47.9153 | 46.6501 | 46.1086 | 45.7969 | 45.0756 | 3.4964 | 3.4036 | 3.557 | 3.3605 | 3.3471 | 3.3111 | 3.7767 | 3.5757 | 4.1057 | 3.9765 | 3.4586 | 3.1709 | 2.9726 | 2.9737 | 2.6042 | 2.2132 | 1.9824 | 2.0864 | 2.1167 | 3.1165 | 3.3333 | 3.4235 | 2.9844 | 3.2074
Portfolio Adjusted1-in-10Size: Over 200kWAll2023Typical Event Day | Portfolio Adjusted | 1-in-10 | Size: Over 200kW | All | 2023 | Typical Event Day | 8 | 145.4573 | 141.3345 | 137.0929 | 136.8877 | 146.5045 | 171.7241 | 200.539 | 223.4545 | 240.5851 | 251.3275 | 261.2773 | 262.4075 | 258.3921 | 260.0474 | 253.8436 | 240.0872 | 223.1626 | 206.7833 | 196.6001 | 192.3234 | 187.7747 | 177.4801 | 164.924 | 156.7742 | -0.95345 | -1.2799 | -0.8624 | -1.1118 | -1.5701 | -1.5501 | -2.0257 | -1.7101 | -1.7849 | -2.1314 | -1.9312 | -2.2431 | -1.5273 | -0.051387 | 5.567 | 6.1039 | 5.8837 | 5.4708 | 2.2337 | 0.769 | 0.25298 | 0.739 | 0.63388 | 0.56844 | 75.3479 | 74.235 | 73.2444 | 72.38 | 71.5353 | 70.9017 | 70.5309 | 70.9794 | 73.704 | 78.33 | 83.0847 | 87.3733 | 90.2393 | 91.9997 | 93.0763 | 93.6005 | 93.6225 | 92.7249 | 91.4686 | 88.6888 | 84.7167 | 81.2705 | 78.9473 | 77.1515 | 3.9093 | 3.787 | 3.9449 | 3.7053 | 3.6712 | 3.6228 | 4.0566 | 3.9527 | 4.7036 | 4.7525 | 4.2793 | 4.0063 | 3.7835 | 3.8486 | 3.4185 | 2.8954 | 2.5071 | 2.4693 | 2.4671 | 3.6123 | 3.9121 | 3.9794 | 3.434 | 3.6419
Portfolio Adjusted1-in-10Size: Over 200kWAll2024January Monthly Peak | Portfolio Adjusted | 1-in-10 | Size: Over 200kW | All | 2024 | January Monthly Peak | 1 | 127.3478 | 123.6602 | 120.0981 | 120.7221 | 129.8474 | 154.2465 | 186.8621 | 205.4385 | 214.2947 | 214.5163 | 215.1289 | 212.2979 | 208.0893 | 207.0084 | 199.3535 | 187.7185 | 177.672 | 174.9338 | 170.3147 | 166.1546 | 160.2792 | 152.7503 | 143.1519 | 136.6359 | 0.015972 | -0.14915 | -0.058463 | -1.1013 | -1.423 | -1.0146 | -0.36472 | -1.3989 | -1.4038 | -1.7793 | -0.35513 | -0.048888 | 0.58707 | 2.1557 | 6.122 | 5.7256 | 6.3129 | 5.6739 | 1.8362 | 1.4348 | 1.2369 | 1.2802 | 1.0711 | 0.77893 | 45.497 | 44.715 | 43.8911 | 43.3384 | 42.9671 | 42.6195 | 42.336 | 42.129 | 42.6095 | 44.9781 | 47.6633 | 49.7615 | 51.6261 | 52.4197 | 52.7694 | 52.5989 | 51.5538 | 50.1502 | 48.1247 | 46.5234 | 45.3807 | 44.6693 | 44.0802 | 43.3869 | 3.621 | 3.5161 | 3.6731 | 3.4839 | 3.4706 | 3.4706 | 4.0426 | 3.8734 | 4.4403 | 4.2898 | 3.7381 | 3.4342 | 3.2361 | 3.2535 | 2.8478 | 2.4073 | 2.1226 | 2.2222 | 2.2651 | 3.3381 | 3.561 | 3.6455 | 3.1776 | 3.4005
Portfolio Adjusted1-in-10Size: Over 200kWAll2024February Monthly Peak | Portfolio Adjusted | 1-in-10 | Size: Over 200kW | All | 2024 | February Monthly Peak | 2 | 123.2065 | 119.95 | 116.2771 | 116.6703 | 125.3274 | 148.1202 | 178.0482 | 194.0162 | 201.8263 | 203.5467 | 206.0025 | 205.5096 | 202.6874 | 202.9949 | 196.3688 | 185.1489 | 174.6735 | 171.2514 | 165.6874 | 160.6153 | 155.1909 | 148.4009 | 138.796 | 132.7841 | 0.0095777 | -0.1479 | -0.059293 | -1.0618 | -1.3707 | -0.97191 | -0.34933 | -1.3172 | -1.3226 | -1.6856 | -0.34579 | -0.052289 | 0.56334 | 2.1135 | 6.0402 | 5.6626 | 6.2128 | 5.5607 | 1.7763 | 1.3758 | 1.1916 | 1.2406 | 1.0346 | 0.75462 | 52.0159 | 51.5875 | 50.9073 | 50.3815 | 50.289 | 49.5677 | 48.3016 | 49.0121 | 50.3146 | 52.5017 | 54.7675 | 56.0359 | 57.438 | 58.8703 | 59.897 | 60.1785 | 59.3805 | 58.7227 | 57.0363 | 55.2961 | 53.8746 | 52.5271 | 51.8764 | 50.9872 | 3.4988 | 3.4064 | 3.5501 | 3.3522 | 3.337 | 3.32 | 3.8411 | 3.6449 | 4.1644 | 4.0482 | 3.5586 | 3.305 | 3.1319 | 3.1691 | 2.7895 | 2.3605 | 2.0771 | 2.1661 | 2.196 | 3.2085 | 3.434 | 3.5356 | 3.072 | 3.2982
Portfolio Adjusted1-in-10Size: Over 200kWAll2024March Monthly Peak | Portfolio Adjusted | 1-in-10 | Size: Over 200kW | All | 2024 | March Monthly Peak | 3 | 126.7758 | 123.0214 | 119.0836 | 118.0091 | 125.6131 | 146.9044 | 172.7825 | 190.3009 | 200.8439 | 205.7373 | 212.3074 | 214.8617 | 213.996 | 217.0507 | 211.8733 | 200.6611 | 187.7997 | 175.8848 | 168.1831 | 166.6059 | 162.9182 | 155.6135 | 144.0412 | 136.4909 | 0.0028956 | -0.1549 | -0.065832 | -1.0715 | -1.3755 | -0.9588 | -0.34603 | -1.2918 | -1.3315 | -1.7055 | -0.36652 | -0.061848 | 0.58325 | 2.2607 | 6.5273 | 6.1553 | 6.6795 | 5.7175 | 1.7896 | 1.4106 | 1.2428 | 1.2931 | 1.0668 | 0.77084 | 60.5447 | 58.9963 | 57.9703 | 57.2227 | 56.4436 | 55.7404 | 55.2534 | 55.1402 | 56.3637 | 60.1926 | 64.8153 | 69.3758 | 73.0444 | 74.9382 | 75.9793 | 76.5579 | 76.3942 | 75.1903 | 73.4447 | 70.8736 | 67.5703 | 64.8758 | 62.6014 | 60.5735 | 3.5866 | 3.4787 | 3.6293 | 3.3704 | 3.3321 | 3.2672 | 3.7033 | 3.5485 | 4.1204 | 4.0596 | 3.6408 | 3.4357 | 3.285 | 3.361 | 2.9901 | 2.5383 | 2.2171 | 2.2073 | 2.2187 | 3.3026 | 3.5868 | 3.6931 | 3.1765 | 3.3758
Portfolio Adjusted1-in-10Size: Over 200kWAll2024April Monthly Peak | Portfolio Adjusted | 1-in-10 | Size: Over 200kW | All | 2024 | April Monthly Peak | 4 | 130.2028 | 126.4225 | 122.1428 | 120.9659 | 128.6391 | 150.8555 | 178.0632 | 199.0624 | 213.8899 | 222.6829 | 232.2652 | 236.3527 | 236.6789 | 240.2666 | 234.8291 | 221.5225 | 205.8354 | 191.0113 | 180.9408 | 177.7388 | 172.0773 | 162.7848 | 149.8389 | 141.3731 | -0.42431 | -0.67903 | -0.43245 | -0.99723 | -1.3536 | -1.166 | -1.1633 | -1.422 | -1.478 | -1.8674 | -1.1664 | -1.2046 | -0.52882 | 1.0084 | 5.9665 | 6.0661 | 6.1865 | 5.48 | 1.9783 | 1.0442 | 0.67786 | 0.97232 | 0.81161 | 0.64944 | 70.4727 | 69.0205 | 67.4366 | 66.1694 | 65.17 | 64.2448 | 63.626 | 63.7104 | 66.8209 | 72.4277 | 78.1483 | 83.4896 | 86.95 | 88.9221 | 89.6605 | 90.0621 | 89.8594 | 88.9679 | 87.1355 | 83.4111 | 78.6816 | 74.8632 | 72.2774 | 70.325 | 3.4608 | 3.361 | 3.5012 | 3.2533 | 3.2124 | 3.1545 | 3.5898 | 3.4922 | 4.1365 | 4.1546 | 3.7645 | 3.5722 | 3.4361 | 3.5186 | 3.131 | 2.6426 | 2.2859 | 2.2541 | 2.2424 | 3.3205 | 3.5691 | 3.641 | 3.1094 | 3.2855
Portfolio Adjusted1-in-10Size: Over 200kWAll2024May Monthly Peak | Portfolio Adjusted | 1-in-10 | Size: Over 200kW | All | 2024 | May Monthly Peak | 5 | 135.2225 | 131.6853 | 126.871 | 126.2438 | 134.8609 | 158.0276 | 185.1627 | 211.2398 | 230.6246 | 241.9956 | 252.4724 | 255.9128 | 254.8835 | 257.2468 | 251.1019 | 235.3289 | 218.067 | 201.5038 | 190.0997 | 184.292 | 179.3669 | 169.5688 | 156.778 | 148.2102 | -0.67647 | -0.97714 | -0.64259 | -1.0152 | -1.4156 | -1.3268 | -1.5959 | -1.5599 | -1.6484 | -2.0467 | -1.6364 | -1.8477 | -1.1391 | 0.36791 | 5.7839 | 6.1071 | 6.0213 | 5.4622 | 2.112 | 0.87074 | 0.41261 | 0.82657 | 0.70071 | 0.59759 | 73.7517 | 72.0455 | 70.6337 | 69.8272 | 69.03 | 68.1187 | 67.7494 | 68.105 | 71.6004 | 77.1751 | 82.169 | 85.7368 | 88.493 | 90.4114 | 91.591 | 91.9076 | 91.3542 | 90.0596 | 88.7006 | 86.0724 | 82.0596 | 77.9295 | 75.4143 | 73.1175 | 3.5898 | 3.4959 | 3.6306 | 3.3982 | 3.3651 | 3.3043 | 3.7218 | 3.7077 | 4.478 | 4.5391 | 4.1189 | 3.8898 | 3.7223 | 3.7939 | 3.3687 | 2.8212 | 2.4306 | 2.3853 | 2.359 | 3.4457 | 3.7058 | 3.7831 | 3.2473 | 3.4325
Portfolio Adjusted1-in-10Size: Over 200kWAll2024June Monthly Peak | Portfolio Adjusted | 1-in-10 | Size: Over 200kW | All | 2024 | June Monthly Peak | 6 | 140.7575 | 137.071 | 132.4217 | 131.7808 | 140.2861 | 162.8628 | 188.6285 | 211.2693 | 227.2488 | 237.1713 | 246.6857 | 247.4581 | 243.1576 | 244.518 | 239.0645 | 227.4534 | 212.5648 | 197.7229 | 188.8571 | 182.9445 | 179.9576 | 171.8971 | 159.7654 | 151.9556 | -0.62859 | -0.89396 | -0.59021 | -1.1019 | -1.5118 | -1.3446 | -1.4391 | -1.5659 | -1.6675 | -2.0139 | -1.3974 | -1.4958 | -0.81408 | 0.73047 | 5.8721 | 6.1381 | 6.178 | 5.5971 | 2.0876 | 0.97453 | 0.59842 | 0.94719 | 0.80446 | 0.66694 | 70.829 | 69.6524 | 68.7399 | 67.8453 | 66.6521 | 65.6458 | 65.1609 | 66.3048 | 69.8196 | 74.6432 | 79.6886 | 84.1581 | 87.2002 | 89.1687 | 90.5073 | 90.9666 | 91.3078 | 90.2178 | 89.0884 | 86.2755 | 82.3185 | 78.4951 | 76.0474 | 74.2669 | 3.7128 | 3.6128 | 3.7574 | 3.5108 | 3.4624 | 3.3788 | 3.7675 | 3.6934 | 4.3966 | 4.4391 | 4.0129 | 3.7361 | 3.5134 | 3.5685 | 3.1733 | 2.7025 | 2.3511 | 2.3223 | 2.3309 | 3.3806 | 3.6903 | 3.8008 | 3.2799 | 3.4883
Portfolio Adjusted1-in-10Size: Over 200kWAll2024July Monthly Peak | Portfolio Adjusted | 1-in-10 | Size: Over 200kW | All | 2024 | July Monthly Peak | 7 | 145.4666 | 141.1777 | 136.9876 | 136.9672 | 146.1271 | 170.2368 | 196.5047 | 218.1856 | 232.6614 | 241.9273 | 250.1559 | 250.1395 | 245.7864 | 246.6675 | 241.0216 | 230.7827 | 217.1275 | 202.8167 | 194.2631 | 188.555 | 185.2898 | 176.5514 | 164.0026 | 156.0155 | -0.90957 | -1.2254 | -0.82577 | -1.1026 | -1.5585 | -1.5163 | -1.9375 | -1.6591 | -1.7407 | -2.0536 | -1.8156 | -2.0873 | -1.4099 | 0.024422 | 5.3647 | 5.9161 | 5.773 | 5.4091 | 2.1878 | 0.76759 | 0.28656 | 0.76676 | 0.66218 | 0.59631 | 76.1256 | 74.7253 | 73.5392 | 72.3891 | 71.6241 | 70.9324 | 70.4993 | 70.9833 | 73.8012 | 78.4203 | 83.2946 | 87.1938 | 89.0807 | 90.0132 | 91.2439 | 91.6287 | 91.3348 | 90.7799 | 89.4099 | 87.0756 | 83.4642 | 80.0316 | 77.8441 | 76.4121 | 3.8935 | 3.7687 | 3.9301 | 3.6954 | 3.6528 | 3.5864 | 3.9752 | 3.8537 | 4.5367 | 4.5599 | 4.0878 | 3.7999 | 3.5782 | 3.6252 | 3.2227 | 2.7669 | 2.4274 | 2.4099 | 2.4288 | 3.5253 | 3.8452 | 3.9509 | 3.408 | 3.6231
Portfolio Adjusted1-in-10Size: Over 200kWAll2024August Monthly Peak | Portfolio Adjusted | 1-in-10 | Size: Over 200kW | All | 2024 | August Monthly Peak | 8 | 146.8715 | 142.6742 | 138.3703 | 138.1514 | 147.8601 | 173.5593 | 203.0757 | 227.1495 | 245.4217 | 256.8029 | 267.191 | 268.3404 | 264.3842 | 265.9384 | 259.5344 | 245.2179 | 227.7108 | 210.7436 | 200.1845 | 195.6769 | 190.6299 | 179.7679 | 166.9179 | 158.4966 | -1.1422 | -1.4849 | -1.0084 | -1.1363 | -1.6109 | -1.6527 | -2.2835 | -1.7892 | -1.8567 | -2.1889 | -2.1651 | -2.5695 | -1.8506 | -0.40705 | 5.4053 | 6.0723 | 5.7452 | 5.4313 | 2.3163 | 0.67903 | 0.10534 | 0.64388 | 0.54812 | 0.51408 | 76.0358 | 75.1862 | 74.3301 | 73.5306 | 72.8718 | 72.4734 | 72.3027 | 72.6389 | 75.2264 | 80.0411 | 84.5703 | 88.8867 | 92.1141 | 94.1423 | 95.1353 | 96.1598 | 96.566 | 95.9844 | 95.2022 | 92.4161 | 88.0759 | 84.703 | 82.4337 | 80.299 | 4.0083 | 3.88 | 4.0373 | 3.7888 | 3.7541 | 3.7121 | 4.1606 | 4.0722 | 4.858 | 4.9172 | 4.4313 | 4.1501 | 3.9236 | 3.9895 | 3.5436 | 2.9991 | 2.5956 | 2.5537 | 2.5503 | 3.723 | 4.021 | 4.0818 | 3.5186 | 3.7268
Portfolio Adjusted1-in-10Size: Over 200kWAll2024September Monthly Peak | Portfolio Adjusted | 1-in-10 | Size: Over 200kW | All | 2024 | September Monthly Peak | 9 | 147.5684 | 143.4383 | 138.5875 | 139.243 | 149.466 | 176.4973 | 209.5022 | 235.1937 | 257.7048 | 270.6239 | 280.9376 | 281.8716 | 277.9031 | 279.7474 | 272.382 | 255.5056 | 236.0935 | 217.7084 | 207.5482 | 204.2532 | 195.0268 | 183.0503 | 169.2468 | 159.9624 | -1.1451 | -1.5296 | -1.0301 | -1.0959 | -1.5785 | -1.669 | -2.451 | -1.8302 | -1.9034 | -2.3064 | -2.4087 | -2.8918 | -2.1173 | -0.68735 | 5.3968 | 6.1452 | 5.7526 | 5.4359 | 2.393 | 0.63416 | -0.0078884 | 0.59749 | 0.51075 | 0.49485 | 78.4013 | 77.3759 | 76.3684 | 75.755 | 74.9931 | 74.5553 | 74.1606 | 73.9905 | 75.9689 | 80.2155 | 84.7854 | 89.2547 | 92.5622 | 94.6746 | 95.4187 | 95.6467 | 95.2814 | 93.9174 | 92.1739 | 88.988 | 85.0084 | 81.8522 | 79.4641 | 77.628 | 4.071 | 3.9452 | 4.1005 | 3.8822 | 3.859 | 3.8229 | 4.347 | 4.2739 | 5.1848 | 5.269 | 4.7479 | 4.443 | 4.2036 | 4.2726 | 3.785 | 3.1764 | 2.7269 | 2.6736 | 2.6742 | 3.9489 | 4.1853 | 4.2303 | 3.6292 | 3.8228
Portfolio Adjusted1-in-10Size: Over 200kWAll2024October Monthly Peak | Portfolio Adjusted | 1-in-10 | Size: Over 200kW | All | 2024 | October Monthly Peak | 10 | 126.0952 | 123.1199 | 118.8054 | 118.8646 | 127.3188 | 150.5731 | 180.8399 | 200.8617 | 215.1279 | 224.3996 | 233.23 | 236.949 | 237.0833 | 239.2346 | 232.887 | 218.4232 | 202.9338 | 194.1111 | 183.9624 | 175.5412 | 167.1169 | 157.4309 | 145.5555 | 138.3725 | -0.64036 | -0.90219 | -0.59592 | -1.001 | -1.3795 | -1.2852 | -1.4947 | -1.5085 | -1.5502 | -1.9002 | -1.4148 | -1.571 | -0.9234 | 0.52062 | 5.5316 | 5.7656 | 5.7482 | 5.3667 | 2.0672 | 0.90008 | 0.47464 | 0.8199 | 0.68131 | 0.57304 | 73.3887 | 72.0261 | 71.0357 | 69.9524 | 68.9626 | 68.205 | 67.8601 | 67.5917 | 68.5819 | 72.5851 | 77.9797 | 83.5565 | 88.1653 | 91.0095 | 91.9625 | 92.3775 | 92.0436 | 90.6691 | 87.6345 | 83.0997 | 79.022 | 76.3968 | 74.5536 | 72.909 | 3.363 | 3.2864 | 3.4091 | 3.2083 | 3.1851 | 3.165 | 3.6635 | 3.542 | 4.1744 | 4.2094 | 3.7942 | 3.5896 | 3.4532 | 3.5191 | 3.116 | 2.616 | 2.2623 | 2.3015 | 2.2857 | 3.2901 | 3.4718 | 3.5321 | 3.0239 | 3.2203
Portfolio Adjusted1-in-10Size: Over 200kWAll2024November Monthly Peak | Portfolio Adjusted | 1-in-10 | Size: Over 200kW | All | 2024 | November Monthly Peak | 11 | 129.9925 | 126.7856 | 122.4159 | 121.8078 | 130.333 | 153.2593 | 180.2794 | 200.6595 | 215.5153 | 224.4231 | 232.9656 | 236.3411 | 235.8503 | 237.7623 | 231.2042 | 216.1027 | 201.7911 | 193.9136 | 183.5782 | 175.3498 | 167.7036 | 158.729 | 146.1891 | 138.7683 | -0.29364 | -0.53934 | -0.33128 | -0.99965 | -1.3582 | -1.1345 | -1.0067 | -1.408 | -1.4637 | -1.8826 | -1.025 | -0.99881 | -0.30511 | 1.2482 | 6.0439 | 5.9996 | 6.2415 | 5.6639 | 1.9929 | 1.1252 | 0.77851 | 1.035 | 0.86477 | 0.68327 | 69.1611 | 67.5344 | 66.8568 | 65.5738 | 64.7331 | 63.7992 | 63.4786 | 63.6894 | 66.0262 | 70.8989 | 77.0108 | 81.9991 | 85.1149 | 86.7285 | 87.6439 | 87.3397 | 85.7107 | 83.0001 | 79.8554 | 76.7132 | 74.2695 | 72.3604 | 70.5266 | 69.3401 | 3.4893 | 3.4054 | 3.5423 | 3.3215 | 3.2969 | 3.2566 | 3.6888 | 3.5795 | 4.2491 | 4.2636 | 3.8409 | 3.6289 | 3.4781 | 3.5373 | 3.1294 | 2.6126 | 2.2691 | 2.317 | 2.2959 | 3.3173 | 3.5154 | 3.5941 | 3.0676 | 3.262
Portfolio Adjusted1-in-10Size: Over 200kWAll2024December Monthly Peak | Portfolio Adjusted | 1-in-10 | Size: Over 200kW | All | 2024 | December Monthly Peak | 12 | 123.2651 | 120.1128 | 116.764 | 117.256 | 125.7942 | 147.4337 | 175.1915 | 190.3357 | 198.7516 | 199.3897 | 199.6537 | 196.422 | 191.5092 | 189.6637 | 182.79 | 172.9544 | 165.9836 | 164.3137 | 159.2053 | 155.0663 | 150.0426 | 143.5444 | 134.694 | 129.2089 | 0.026155 | -0.13254 | -0.050235 | -1.0611 | -1.3716 | -0.96752 | -0.34004 | -1.2908 | -1.3021 | -1.6521 | -0.33192 | -0.046792 | 0.5381 | 1.9779 | 5.6245 | 5.2851 | 5.8994 | 5.3355 | 1.7164 | 1.3401 | 1.158 | 1.2017 | 1.0059 | 0.73464 | 45.5922 | 44.9005 | 44.6052 | 44.6069 | 44.6564 | 44.4187 | 44.8213 | 44.8789 | 45.4452 | 46.925 | 48.5371 | 50.3045 | 51.656 | 52.02 | 52.1014 | 52.0208 | 51.5431 | 50.4466 | 49.183 | 47.9153 | 46.6501 | 46.1086 | 45.7969 | 45.0756 | 3.4964 | 3.4036 | 3.557 | 3.3605 | 3.3471 | 3.3111 | 3.7767 | 3.5757 | 4.1057 | 3.9765 | 3.4586 | 3.1709 | 2.9726 | 2.9737 | 2.6042 | 2.2132 | 1.9824 | 2.0864 | 2.1167 | 3.1165 | 3.3333 | 3.4235 | 2.9844 | 3.2074
Portfolio Adjusted1-in-10Size: Over 200kWAll2024Typical Event Day | Portfolio Adjusted | 1-in-10 | Size: Over 200kW | All | 2024 | Typical Event Day | 8 | 145.4573 | 141.3345 | 137.0929 | 136.8877 | 146.5045 | 171.7241 | 200.539 | 223.4545 | 240.5851 | 251.3275 | 261.2773 | 262.4075 | 258.3921 | 260.0474 | 253.8436 | 240.0872 | 223.1626 | 206.7833 | 196.6 | 192.3234 | 187.7747 | 177.4801 | 164.924 | 156.7742 | -0.95345 | -1.2799 | -0.8624 | -1.1118 | -1.5701 | -1.5501 | -2.0257 | -1.7101 | -1.7849 | -2.1314 | -1.9312 | -2.2431 | -1.5273 | -0.051387 | 5.567 | 6.1039 | 5.8837 | 5.4708 | 2.2337 | 0.769 | 0.25298 | 0.739 | 0.63388 | 0.56844 | 75.3479 | 74.235 | 73.2444 | 72.38 | 71.5353 | 70.9017 | 70.5309 | 70.9794 | 73.704 | 78.33 | 83.0847 | 87.3733 | 90.2393 | 91.9997 | 93.0763 | 93.6005 | 93.6225 | 92.7249 | 91.4686 | 88.6888 | 84.7167 | 81.2705 | 78.9473 | 77.1515 | 3.9093 | 3.787 | 3.9449 | 3.7053 | 3.6712 | 3.6228 | 4.0566 | 3.9527 | 4.7036 | 4.7525 | 4.2793 | 4.0063 | 3.7835 | 3.8486 | 3.4185 | 2.8954 | 2.5071 | 2.4693 | 2.4671 | 3.6123 | 3.9121 | 3.9794 | 3.434 | 3.6419
Portfolio Adjusted1-in-10Size: Over 200kWAll2025January Monthly Peak | Portfolio Adjusted | 1-in-10 | Size: Over 200kW | All | 2025 | January Monthly Peak | 1 | 127.3478 | 123.6602 | 120.0981 | 120.7221 | 129.8474 | 154.2465 | 186.8621 | 205.4385 | 214.2947 | 214.5163 | 215.1289 | 212.2979 | 208.0893 | 207.0084 | 199.3535 | 187.7185 | 177.672 | 174.9339 | 170.3147 | 166.1546 | 160.2792 | 152.7503 | 143.1519 | 136.6359 | 0.015972 | -0.14915 | -0.058463 | -1.1013 | -1.423 | -1.0146 | -0.36472 | -1.3989 | -1.4038 | -1.7793 | -0.35513 | -0.048888 | 0.58707 | 2.1557 | 6.122 | 5.7256 | 6.3129 | 5.6739 | 1.8362 | 1.4348 | 1.2369 | 1.2802 | 1.0711 | 0.77893 | 45.497 | 44.715 | 43.8911 | 43.3384 | 42.9671 | 42.6195 | 42.336 | 42.129 | 42.6095 | 44.9781 | 47.6633 | 49.7615 | 51.6261 | 52.4197 | 52.7694 | 52.5989 | 51.5538 | 50.1502 | 48.1247 | 46.5234 | 45.3807 | 44.6693 | 44.0802 | 43.3869 | 3.621 | 3.5161 | 3.6731 | 3.4839 | 3.4706 | 3.4706 | 4.0426 | 3.8734 | 4.4403 | 4.2898 | 3.7381 | 3.4342 | 3.2361 | 3.2535 | 2.8478 | 2.4073 | 2.1226 | 2.2222 | 2.2651 | 3.3381 | 3.561 | 3.6455 | 3.1776 | 3.4005
Portfolio Adjusted1-in-10Size: Over 200kWAll2025February Monthly Peak | Portfolio Adjusted | 1-in-10 | Size: Over 200kW | All | 2025 | February Monthly Peak | 2 | 123.2065 | 119.95 | 116.2771 | 116.6703 | 125.3274 | 148.1202 | 178.0482 | 194.0162 | 201.8263 | 203.5467 | 206.0025 | 205.5096 | 202.6874 | 202.9949 | 196.3688 | 185.1489 | 174.6735 | 171.2514 | 165.6874 | 160.6153 | 155.1909 | 148.4009 | 138.796 | 132.7841 | 0.0095778 | -0.1479 | -0.059293 | -1.0618 | -1.3707 | -0.97191 | -0.34933 | -1.3172 | -1.3226 | -1.6856 | -0.34579 | -0.052289 | 0.56334 | 2.1135 | 6.0402 | 5.6626 | 6.2128 | 5.5607 | 1.7763 | 1.3758 | 1.1916 | 1.2406 | 1.0346 | 0.75462 | 52.0159 | 51.5875 | 50.9073 | 50.3815 | 50.289 | 49.5677 | 48.3016 | 49.0121 | 50.3146 | 52.5017 | 54.7675 | 56.0359 | 57.438 | 58.8703 | 59.897 | 60.1785 | 59.3805 | 58.7227 | 57.0363 | 55.2961 | 53.8746 | 52.5271 | 51.8764 | 50.9872 | 3.4988 | 3.4064 | 3.5501 | 3.3522 | 3.337 | 3.32 | 3.8411 | 3.6449 | 4.1644 | 4.0482 | 3.5586 | 3.305 | 3.1319 | 3.1691 | 2.7895 | 2.3605 | 2.0771 | 2.1661 | 2.196 | 3.2085 | 3.434 | 3.5356 | 3.072 | 3.2982
Portfolio Adjusted1-in-10Size: Over 200kWAll2025March Monthly Peak | Portfolio Adjusted | 1-in-10 | Size: Over 200kW | All | 2025 | March Monthly Peak | 3 | 126.7758 | 123.0214 | 119.0836 | 118.0091 | 125.6131 | 146.9044 | 172.7825 | 190.301 | 200.8439 | 205.7373 | 212.3074 | 214.8617 | 213.996 | 217.0507 | 211.8733 | 200.6611 | 187.7997 | 175.8848 | 168.1831 | 166.6059 | 162.9182 | 155.6135 | 144.0412 | 136.4909 | 0.0028957 | -0.1549 | -0.065832 | -1.0715 | -1.3755 | -0.9588 | -0.34603 | -1.2918 | -1.3315 | -1.7055 | -0.36652 | -0.061848 | 0.58325 | 2.2607 | 6.5273 | 6.1553 | 6.6795 | 5.7175 | 1.7896 | 1.4106 | 1.2428 | 1.2931 | 1.0668 | 0.77084 | 60.5447 | 58.9963 | 57.9703 | 57.2227 | 56.4436 | 55.7404 | 55.2534 | 55.1402 | 56.3637 | 60.1926 | 64.8153 | 69.3758 | 73.0444 | 74.9382 | 75.9793 | 76.5579 | 76.3942 | 75.1903 | 73.4447 | 70.8736 | 67.5703 | 64.8758 | 62.6014 | 60.5735 | 3.5866 | 3.4787 | 3.6293 | 3.3704 | 3.3321 | 3.2672 | 3.7033 | 3.5485 | 4.1204 | 4.0596 | 3.6408 | 3.4357 | 3.285 | 3.361 | 2.9901 | 2.5383 | 2.2171 | 2.2073 | 2.2187 | 3.3026 | 3.5868 | 3.6931 | 3.1765 | 3.3758
Portfolio Adjusted1-in-10Size: Over 200kWAll2025April Monthly Peak | Portfolio Adjusted | 1-in-10 | Size: Over 200kW | All | 2025 | April Monthly Peak | 4 | 130.2028 | 126.4225 | 122.1428 | 120.9659 | 128.6391 | 150.8555 | 178.0632 | 199.0624 | 213.8899 | 222.6828 | 232.2652 | 236.3527 | 236.6789 | 240.2666 | 234.8291 | 221.5225 | 205.8354 | 191.0113 | 180.9408 | 177.7388 | 172.0773 | 162.7848 | 149.8389 | 141.3731 | -0.42431 | -0.67903 | -0.43245 | -0.99723 | -1.3536 | -1.166 | -1.1633 | -1.422 | -1.478 | -1.8674 | -1.1664 | -1.2046 | -0.52882 | 1.0084 | 5.9665 | 6.0661 | 6.1865 | 5.48 | 1.9783 | 1.0442 | 0.67786 | 0.97232 | 0.81161 | 0.64944 | 70.4727 | 69.0205 | 67.4366 | 66.1694 | 65.17 | 64.2448 | 63.626 | 63.7104 | 66.8209 | 72.4277 | 78.1483 | 83.4896 | 86.95 | 88.9221 | 89.6605 | 90.0621 | 89.8593 | 88.9679 | 87.1355 | 83.4111 | 78.6816 | 74.8632 | 72.2774 | 70.325 | 3.4608 | 3.361 | 3.5012 | 3.2533 | 3.2124 | 3.1545 | 3.5898 | 3.4922 | 4.1365 | 4.1546 | 3.7645 | 3.5722 | 3.4361 | 3.5186 | 3.131 | 2.6426 | 2.2859 | 2.2541 | 2.2424 | 3.3205 | 3.5691 | 3.641 | 3.1094 | 3.2855
Portfolio Adjusted1-in-10Size: Over 200kWAll2025May Monthly Peak | Portfolio Adjusted | 1-in-10 | Size: Over 200kW | All | 2025 | May Monthly Peak | 5 | 135.2225 | 131.6853 | 126.871 | 126.2438 | 134.8609 | 158.0276 | 185.1627 | 211.2398 | 230.6247 | 241.9956 | 252.4724 | 255.9129 | 254.8835 | 257.2468 | 251.1019 | 235.3289 | 218.0671 | 201.5038 | 190.0997 | 184.292 | 179.3669 | 169.5688 | 156.778 | 148.2102 | -0.67647 | -0.97714 | -0.64259 | -1.0152 | -1.4156 | -1.3268 | -1.5959 | -1.5599 | -1.6484 | -2.0467 | -1.6364 | -1.8477 | -1.1391 | 0.36791 | 5.7839 | 6.1071 | 6.0213 | 5.4622 | 2.112 | 0.87074 | 0.41261 | 0.82657 | 0.70071 | 0.59759 | 73.7517 | 72.0455 | 70.6337 | 69.8272 | 69.03 | 68.1187 | 67.7494 | 68.105 | 71.6004 | 77.1751 | 82.169 | 85.7368 | 88.493 | 90.4114 | 91.591 | 91.9076 | 91.3542 | 90.0596 | 88.7006 | 86.0724 | 82.0596 | 77.9295 | 75.4143 | 73.1175 | 3.5898 | 3.4959 | 3.6306 | 3.3982 | 3.3651 | 3.3043 | 3.7218 | 3.7077 | 4.478 | 4.5391 | 4.1189 | 3.8898 | 3.7223 | 3.7939 | 3.3687 | 2.8212 | 2.4306 | 2.3853 | 2.359 | 3.4457 | 3.7058 | 3.7831 | 3.2473 | 3.4325
Portfolio Adjusted1-in-10Size: Over 200kWAll2025June Monthly Peak | Portfolio Adjusted | 1-in-10 | Size: Over 200kW | All | 2025 | June Monthly Peak | 6 | 140.7575 | 137.071 | 132.4217 | 131.7808 | 140.2861 | 162.8628 | 188.6285 | 211.2693 | 227.2488 | 237.1713 | 246.6856 | 247.4581 | 243.1576 | 244.518 | 239.0645 | 227.4534 | 212.5648 | 197.7229 | 188.8571 | 182.9445 | 179.9576 | 171.8971 | 159.7654 | 151.9556 | -0.62859 | -0.89396 | -0.59021 | -1.1019 | -1.5118 | -1.3446 | -1.4391 | -1.5659 | -1.6675 | -2.0139 | -1.3974 | -1.4958 | -0.81408 | 0.73047 | 5.8721 | 6.1381 | 6.178 | 5.5971 | 2.0876 | 0.97453 | 0.59842 | 0.94719 | 0.80446 | 0.66694 | 70.829 | 69.6524 | 68.7399 | 67.8453 | 66.6521 | 65.6458 | 65.1609 | 66.3048 | 69.8196 | 74.6432 | 79.6886 | 84.1581 | 87.2002 | 89.1687 | 90.5073 | 90.9666 | 91.3078 | 90.2178 | 89.0884 | 86.2755 | 82.3185 | 78.4951 | 76.0474 | 74.2669 | 3.7128 | 3.6128 | 3.7574 | 3.5108 | 3.4624 | 3.3788 | 3.7675 | 3.6934 | 4.3966 | 4.4391 | 4.0129 | 3.7361 | 3.5134 | 3.5685 | 3.1733 | 2.7025 | 2.3511 | 2.3223 | 2.3309 | 3.3806 | 3.6903 | 3.8008 | 3.2799 | 3.4883
Portfolio Adjusted1-in-10Size: Over 200kWAll2025July Monthly Peak | Portfolio Adjusted | 1-in-10 | Size: Over 200kW | All | 2025 | July Monthly Peak | 7 | 145.4666 | 141.1777 | 136.9876 | 136.9672 | 146.1271 | 170.2368 | 196.5047 | 218.1855 | 232.6614 | 241.9273 | 250.1559 | 250.1395 | 245.7864 | 246.6675 | 241.0216 | 230.7827 | 217.1275 | 202.8167 | 194.2631 | 188.555 | 185.2898 | 176.5514 | 164.0026 | 156.0155 | -0.90957 | -1.2254 | -0.82577 | -1.1026 | -1.5585 | -1.5163 | -1.9375 | -1.6591 | -1.7407 | -2.0536 | -1.8156 | -2.0873 | -1.4099 | 0.024422 | 5.3647 | 5.9161 | 5.773 | 5.4091 | 2.1878 | 0.76759 | 0.28656 | 0.76676 | 0.66218 | 0.59631 | 76.1256 | 74.7253 | 73.5392 | 72.3891 | 71.6241 | 70.9324 | 70.4993 | 70.9833 | 73.8012 | 78.4203 | 83.2946 | 87.1938 | 89.0807 | 90.0132 | 91.2439 | 91.6287 | 91.3348 | 90.7798 | 89.4099 | 87.0756 | 83.4642 | 80.0316 | 77.8441 | 76.4121 | 3.8935 | 3.7687 | 3.9301 | 3.6954 | 3.6528 | 3.5864 | 3.9752 | 3.8537 | 4.5367 | 4.5599 | 4.0878 | 3.7999 | 3.5782 | 3.6252 | 3.2227 | 2.7669 | 2.4274 | 2.4099 | 2.4288 | 3.5253 | 3.8452 | 3.9509 | 3.408 | 3.6231
Portfolio Adjusted1-in-10Size: Over 200kWAll2025August Monthly Peak | Portfolio Adjusted | 1-in-10 | Size: Over 200kW | All | 2025 | August Monthly Peak | 8 | 146.8715 | 142.6742 | 138.3703 | 138.1514 | 147.8601 | 173.5593 | 203.0757 | 227.1495 | 245.4217 | 256.8029 | 267.1911 | 268.3404 | 264.3842 | 265.9384 | 259.5344 | 245.2179 | 227.7108 | 210.7436 | 200.1845 | 195.6769 | 190.6299 | 179.7679 | 166.9179 | 158.4966 | -1.1422 | -1.4849 | -1.0084 | -1.1363 | -1.6109 | -1.6527 | -2.2835 | -1.7892 | -1.8567 | -2.1889 | -2.1651 | -2.5695 | -1.8506 | -0.40705 | 5.4053 | 6.0723 | 5.7452 | 5.4313 | 2.3163 | 0.67903 | 0.10534 | 0.64388 | 0.54812 | 0.51408 | 76.0358 | 75.1862 | 74.3301 | 73.5306 | 72.8718 | 72.4734 | 72.3027 | 72.6389 | 75.2264 | 80.0411 | 84.5703 | 88.8867 | 92.1141 | 94.1424 | 95.1353 | 96.1598 | 96.566 | 95.9844 | 95.2022 | 92.4161 | 88.0759 | 84.703 | 82.4337 | 80.299 | 4.0083 | 3.88 | 4.0373 | 3.7888 | 3.7541 | 3.7121 | 4.1606 | 4.0722 | 4.858 | 4.9172 | 4.4313 | 4.1501 | 3.9236 | 3.9895 | 3.5436 | 2.9991 | 2.5956 | 2.5537 | 2.5503 | 3.723 | 4.021 | 4.0818 | 3.5186 | 3.7268
Portfolio Adjusted1-in-10Size: Over 200kWAll2025September Monthly Peak | Portfolio Adjusted | 1-in-10 | Size: Over 200kW | All | 2025 | September Monthly Peak | 9 | 147.5684 | 143.4383 | 138.5875 | 139.243 | 149.466 | 176.4973 | 209.5022 | 235.1937 | 257.7048 | 270.6239 | 280.9376 | 281.8716 | 277.9031 | 279.7474 | 272.382 | 255.5056 | 236.0935 | 217.7084 | 207.5482 | 204.2531 | 195.0268 | 183.0503 | 169.2468 | 159.9624 | -1.1451 | -1.5296 | -1.0301 | -1.0959 | -1.5785 | -1.669 | -2.451 | -1.8302 | -1.9034 | -2.3064 | -2.4087 | -2.8918 | -2.1173 | -0.68735 | 5.3968 | 6.1452 | 5.7526 | 5.4359 | 2.393 | 0.63416 | -0.0078884 | 0.59749 | 0.51075 | 0.49485 | 78.4013 | 77.3759 | 76.3684 | 75.755 | 74.9931 | 74.5553 | 74.1606 | 73.9905 | 75.9689 | 80.2155 | 84.7854 | 89.2547 | 92.5622 | 94.6746 | 95.4187 | 95.6467 | 95.2814 | 93.9174 | 92.1739 | 88.988 | 85.0084 | 81.8522 | 79.4641 | 77.628 | 4.071 | 3.9452 | 4.1005 | 3.8822 | 3.859 | 3.8229 | 4.347 | 4.2739 | 5.1848 | 5.269 | 4.7479 | 4.443 | 4.2036 | 4.2726 | 3.785 | 3.1764 | 2.7269 | 2.6736 | 2.6742 | 3.9489 | 4.1853 | 4.2303 | 3.6292 | 3.8228
Portfolio Adjusted1-in-10Size: Over 200kWAll2025October Monthly Peak | Portfolio Adjusted | 1-in-10 | Size: Over 200kW | All | 2025 | October Monthly Peak | 10 | 126.0952 | 123.1199 | 118.8054 | 118.8646 | 127.3188 | 150.5731 | 180.8399 | 200.8617 | 215.1279 | 224.3996 | 233.23 | 236.949 | 237.0833 | 239.2346 | 232.887 | 218.4232 | 202.9338 | 194.1111 | 183.9624 | 175.5413 | 167.1169 | 157.4309 | 145.5555 | 138.3725 | -0.64036 | -0.90219 | -0.59592 | -1.001 | -1.3795 | -1.2852 | -1.4947 | -1.5085 | -1.5502 | -1.9002 | -1.4148 | -1.571 | -0.9234 | 0.52062 | 5.5316 | 5.7656 | 5.7482 | 5.3667 | 2.0672 | 0.90008 | 0.47464 | 0.8199 | 0.68131 | 0.57304 | 73.3888 | 72.0261 | 71.0357 | 69.9524 | 68.9626 | 68.205 | 67.8601 | 67.5917 | 68.5819 | 72.5851 | 77.9797 | 83.5565 | 88.1653 | 91.0095 | 91.9625 | 92.3775 | 92.0437 | 90.6691 | 87.6345 | 83.0997 | 79.022 | 76.3968 | 74.5536 | 72.909 | 3.363 | 3.2864 | 3.4091 | 3.2083 | 3.1851 | 3.165 | 3.6635 | 3.542 | 4.1744 | 4.2094 | 3.7942 | 3.5896 | 3.4532 | 3.5191 | 3.116 | 2.616 | 2.2623 | 2.3015 | 2.2857 | 3.2901 | 3.4718 | 3.5321 | 3.0239 | 3.2203
Portfolio Adjusted1-in-10Size: Over 200kWAll2025November Monthly Peak | Portfolio Adjusted | 1-in-10 | Size: Over 200kW | All | 2025 | November Monthly Peak | 11 | 129.9925 | 126.7856 | 122.4159 | 121.8078 | 130.333 | 153.2593 | 180.2794 | 200.6595 | 215.5153 | 224.4232 | 232.9656 | 236.3411 | 235.8503 | 237.7623 | 231.2042 | 216.1027 | 201.7911 | 193.9136 | 183.5782 | 175.3498 | 167.7036 | 158.729 | 146.1891 | 138.7683 | -0.29364 | -0.53934 | -0.33128 | -0.99965 | -1.3582 | -1.1345 | -1.0067 | -1.408 | -1.4637 | -1.8826 | -1.025 | -0.99881 | -0.30511 | 1.2482 | 6.0439 | 5.9996 | 6.2415 | 5.6639 | 1.9929 | 1.1252 | 0.77851 | 1.035 | 0.86477 | 0.68327 | 69.1611 | 67.5344 | 66.8567 | 65.5738 | 64.7331 | 63.7992 | 63.4786 | 63.6894 | 66.0262 | 70.8989 | 77.0108 | 81.9991 | 85.1149 | 86.7285 | 87.6439 | 87.3397 | 85.7107 | 83.0001 | 79.8554 | 76.7132 | 74.2695 | 72.3604 | 70.5266 | 69.3401 | 3.4893 | 3.4054 | 3.5423 | 3.3215 | 3.2969 | 3.2566 | 3.6888 | 3.5795 | 4.2491 | 4.2636 | 3.8409 | 3.6289 | 3.4781 | 3.5373 | 3.1294 | 2.6126 | 2.2691 | 2.317 | 2.2959 | 3.3173 | 3.5154 | 3.5941 | 3.0676 | 3.262
Portfolio Adjusted1-in-10Size: Over 200kWAll2025December Monthly Peak | Portfolio Adjusted | 1-in-10 | Size: Over 200kW | All | 2025 | December Monthly Peak | 12 | 123.2651 | 120.1128 | 116.764 | 117.256 | 125.7942 | 147.4337 | 175.1915 | 190.3358 | 198.7515 | 199.3897 | 199.6537 | 196.422 | 191.5092 | 189.6637 | 182.79 | 172.9544 | 165.9836 | 164.3137 | 159.2053 | 155.0663 | 150.0426 | 143.5444 | 134.694 | 129.2089 | 0.026155 | -0.13254 | -0.050235 | -1.0611 | -1.3716 | -0.96752 | -0.34004 | -1.2908 | -1.3021 | -1.6521 | -0.33192 | -0.046792 | 0.5381 | 1.9779 | 5.6245 | 5.2851 | 5.8994 | 5.3355 | 1.7164 | 1.3401 | 1.158 | 1.2017 | 1.0059 | 0.73464 | 45.5922 | 44.9005 | 44.6052 | 44.6069 | 44.6564 | 44.4187 | 44.8213 | 44.8789 | 45.4452 | 46.9249 | 48.5371 | 50.3045 | 51.656 | 52.02 | 52.1014 | 52.0208 | 51.5431 | 50.4466 | 49.183 | 47.9153 | 46.6501 | 46.1086 | 45.7969 | 45.0756 | 3.4964 | 3.4036 | 3.557 | 3.3605 | 3.3471 | 3.3111 | 3.7767 | 3.5757 | 4.1057 | 3.9765 | 3.4586 | 3.1709 | 2.9726 | 2.9737 | 2.6042 | 2.2132 | 1.9824 | 2.0864 | 2.1167 | 3.1165 | 3.3333 | 3.4235 | 2.9844 | 3.2074
Portfolio Adjusted1-in-10Size: Over 200kWAll2025Typical Event Day | Portfolio Adjusted | 1-in-10 | Size: Over 200kW | All | 2025 | Typical Event Day | 8 | 145.4573 | 141.3345 | 137.0929 | 136.8877 | 146.5045 | 171.7241 | 200.539 | 223.4545 | 240.5851 | 251.3275 | 261.2773 | 262.4075 | 258.3921 | 260.0474 | 253.8436 | 240.0872 | 223.1626 | 206.7833 | 196.6 | 192.3234 | 187.7747 | 177.4801 | 164.924 | 156.7742 | -0.95345 | -1.2799 | -0.8624 | -1.1118 | -1.5701 | -1.5501 | -2.0257 | -1.7101 | -1.7849 | -2.1314 | -1.9312 | -2.2431 | -1.5273 | -0.051387 | 5.567 | 6.1039 | 5.8837 | 5.4708 | 2.2337 | 0.769 | 0.25298 | 0.739 | 0.63388 | 0.56844 | 75.3479 | 74.235 | 73.2444 | 72.38 | 71.5353 | 70.9017 | 70.5309 | 70.9794 | 73.704 | 78.33 | 83.0847 | 87.3733 | 90.2393 | 91.9997 | 93.0763 | 93.6005 | 93.6225 | 92.7249 | 91.4686 | 88.6888 | 84.7167 | 81.2705 | 78.9473 | 77.1515 | 3.9093 | 3.787 | 3.9449 | 3.7053 | 3.6712 | 3.6228 | 4.0566 | 3.9527 | 4.7036 | 4.7525 | 4.2793 | 4.0063 | 3.7835 | 3.8486 | 3.4185 | 2.8954 | 2.5071 | 2.4693 | 2.4671 | 3.6123 | 3.9121 | 3.9794 | 3.434 | 3.6419
Portfolio Adjusted1-in-2Size: Over 200kWAll2015January Monthly Peak | Portfolio Adjusted | 1-in-2 | Size: Over 200kW | All | 2015 | January Monthly Peak | 1 | 123.501 | 120.211 | 116.553 | 116.9794 | 125.6633 | 148.5872 | 178.6664 | 194.7812 | 202.6386 | 204.2626 | 206.6169 | 205.9819 | 203.0769 | 203.3002 | 196.5957 | 185.3648 | 174.9015 | 171.525 | 166.0258 | 160.9872 | 155.5266 | 148.6835 | 139.124 | 133.0705 | 0.0096331 | -0.14834 | -0.059436 | -1.0652 | -1.3751 | -0.97592 | -0.3503 | -1.3235 | -1.3276 | -1.6921 | -0.34643 | -0.052497 | 0.56349 | 2.1153 | 6.0451 | 5.6668 | 6.2178 | 5.5675 | 1.78 | 1.3802 | 1.1952 | 1.2437 | 1.0374 | 0.75653 | 51.9046 | 51.4189 | 51.071 | 50.6133 | 50.4088 | 49.9877 | 50.0909 | 49.9838 | 50.3451 | 51.7244 | 53.5645 | 55.1191 | 56.2892 | 57.2662 | 57.9192 | 57.8584 | 57.687 | 56.9922 | 55.594 | 54.2851 | 53.6181 | 53.2942 | 52.7804 | 51.9808 | 3.5084 | 3.4151 | 3.5604 | 3.3637 | 3.3486 | 3.333 | 3.8587 | 3.6639 | 4.1869 | 4.0668 | 3.5715 | 3.3133 | 3.1378 | 3.1732 | 2.7917 | 2.3626 | 2.0796 | 2.1697 | 2.2008 | 3.2181 | 3.4436 | 3.5439 | 3.0806 | 3.3066
Portfolio Adjusted1-in-2Size: Over 200kWAll2015February Monthly Peak | Portfolio Adjusted | 1-in-2 | Size: Over 200kW | All | 2015 | February Monthly Peak | 2 | 122.3346 | 119.1962 | 115.4864 | 115.8387 | 124.3848 | 146.8054 | 176.1497 | 191.686 | 199.4194 | 201.6628 | 204.6721 | 204.7839 | 202.3395 | 203.0056 | 196.6072 | 185.4182 | 174.756 | 171.0573 | 165.1565 | 159.808 | 154.389 | 147.66 | 137.979 | 132.052 | 0.0051141 | -0.15007 | -0.061345 | -1.0554 | -1.3619 | -0.96567 | -0.34844 | -1.3046 | -1.3108 | -1.6719 | -0.34429 | -0.052599 | 0.56161 | 2.1143 | 6.0505 | 5.6758 | 6.2194 | 5.5564 | 1.7693 | 1.3675 | 1.1853 | 1.2347 | 1.0281 | 0.75039 | 51.564 | 51.1081 | 50.8695 | 50.5509 | 50.1045 | 49.9318 | 49.5473 | 49.8647 | 51.1883 | 54.5888 | 58.3348 | 61.4098 | 62.98 | 63.6493 | 64.1433 | 63.9086 | 63.5452 | 62.6694 | 60.684 | 58.6218 | 57.3872 | 56.438 | 55.4898 | 54.1999 | 3.4741 | 3.3856 | 3.5272 | 3.3286 | 3.3126 | 3.2912 | 3.8032 | 3.6023 | 4.1175 | 4.0122 | 3.5356 | 3.2924 | 3.1249 | 3.1668 | 2.791 | 2.3619 | 2.0766 | 2.1622 | 2.188 | 3.1907 | 3.4161 | 3.5198 | 3.0552 | 3.2816
Portfolio Adjusted1-in-2Size: Over 200kWAll2015March Monthly Peak | Portfolio Adjusted | 1-in-2 | Size: Over 200kW | All | 2015 | March Monthly Peak | 3 | 127.8645 | 123.8735 | 120.1113 | 119.19 | 127.0294 | 148.8798 | 175.7922 | 193.5298 | 203.1653 | 205.873 | 210.3631 | 211.0876 | 209.0385 | 211.1387 | 205.4888 | 194.773 | 183.1287 | 172.6132 | 166.2526 | 165.7505 | 162.5092 | 155.5126 | 144.4057 | 136.8963 | 0.0068426 | -0.15402 | -0.064952 | -1.0832 | -1.3919 | -0.97273 | -0.35031 | -1.3144 | -1.3447 | -1.7059 | -0.36077 | -0.058802 | 0.57346 | 2.2006 | 6.3295 | 5.9694 | 6.5097 | 5.6084 | 1.774 | 1.4086 | 1.2426 | 1.2932 | 1.0716 | 0.77472 | 52.8352 | 51.9335 | 51.3316 | 51.0447 | 50.5296 | 50.163 | 49.8637 | 50.0601 | 51.8544 | 54.063 | 56.8927 | 59.7305 | 62.123 | 64.0462 | 65.1425 | 65.6853 | 65.4225 | 64.469 | 61.9536 | 58.8514 | 57.104 | 55.7326 | 54.5631 | 53.1785 | 3.6195 | 3.5043 | 3.6631 | 3.411 | 3.3753 | 3.3179 | 3.7726 | 3.6144 | 4.1734 | 4.0672 | 3.6137 | 3.3812 | 3.2147 | 3.2761 | 2.9048 | 2.4693 | 2.1665 | 2.1706 | 2.1969 | 3.2945 | 3.5846 | 3.6921 | 3.1893 | 3.3911
Portfolio Adjusted1-in-2Size: Over 200kWAll2015April Monthly Peak | Portfolio Adjusted | 1-in-2 | Size: Over 200kW | All | 2015 | April Monthly Peak | 4 | 127.1934 | 123.4862 | 119.4544 | 118.3263 | 125.9031 | 147.257 | 173.1818 | 191.2856 | 202.7549 | 208.7296 | 216.207 | 219.3644 | 218.9213 | 222.237 | 217.1008 | 205.405 | 191.8205 | 179.1262 | 170.7877 | 168.7433 | 164.6326 | 156.9103 | 145.0093 | 137.2906 | 0.0033111 | -0.15483 | -0.065326 | -1.0737 | -1.3779 | -0.96 | -0.34637 | -1.2977 | -1.3429 | -1.7302 | -0.37149 | -0.06145 | 0.60035 | 2.317 | 6.6896 | 6.3032 | 6.8297 | 5.8274 | 1.8197 | 1.4299 | 1.2561 | 1.3047 | 1.0742 | 0.77527 | 62.4529 | 61.4301 | 60.59 | 59.8779 | 58.9733 | 58.3101 | 57.7586 | 57.7174 | 59.8638 | 63.8863 | 68.6985 | 73.4083 | 77.3327 | 79.7481 | 80.9584 | 81.4041 | 80.8513 | 80.0769 | 78.3203 | 75.7437 | 71.6352 | 69.0694 | 67.0272 | 65.1968 | 3.5988 | 3.4922 | 3.6402 | 3.3784 | 3.3387 | 3.2738 | 3.7108 | 3.5667 | 4.1612 | 4.1232 | 3.7116 | 3.5121 | 3.3659 | 3.4468 | 3.0685 | 2.6011 | 2.2661 | 2.2492 | 2.254 | 3.3457 | 3.6248 | 3.7255 | 3.1972 | 3.3938
Portfolio Adjusted1-in-2Size: Over 200kWAll2015May Monthly Peak | Portfolio Adjusted | 1-in-2 | Size: Over 200kW | All | 2015 | May Monthly Peak | 5 | 130.7628 | 127.3831 | 122.8612 | 122.2703 | 130.6857 | 152.4931 | 177.5849 | 199.6058 | 214.6016 | 222.6979 | 230.816 | 233.4602 | 231.6958 | 233.9543 | 228.3489 | 214.6806 | 199.9828 | 186.0019 | 176.5966 | 172.086 | 169.1719 | 161.4815 | 149.9892 | 142.4323 | -0.1039 | -0.28058 | -0.15771 | -1.0896 | -1.4237 | -1.0435 | -0.54985 | -1.3783 | -1.4716 | -1.8615 | -0.57713 | -0.33127 | 0.3475 | 2.0867 | 6.735 | 6.4146 | 6.8386 | 5.8873 | 1.8824 | 1.3467 | 1.1451 | 1.2542 | 1.047 | 0.77582 | 64.9154 | 63.8328 | 62.7817 | 61.9074 | 61.1703 | 60.2537 | 59.7779 | 60.3476 | 63.179 | 66.8659 | 70.9834 | 75.051 | 78.7218 | 81.2075 | 82.7252 | 83.3724 | 83.4801 | 82.6837 | 80.7763 | 78.207 | 74.1362 | 70.934 | 69.1767 | 67.5754 | 3.5989 | 3.5035 | 3.6399 | 3.4013 | 3.3715 | 3.3006 | 3.6942 | 3.6263 | 4.3078 | 4.3084 | 3.8872 | 3.663 | 3.4906 | 3.5595 | 3.1641 | 2.6622 | 2.3114 | 2.2836 | 2.2746 | 3.3247 | 3.6129 | 3.7243 | 3.215 | 3.4182
Portfolio Adjusted1-in-2Size: Over 200kWAll2015June Monthly Peak | Portfolio Adjusted | 1-in-2 | Size: Over 200kW | All | 2015 | June Monthly Peak | 6 | 138.3594 | 134.7528 | 130.2515 | 129.6399 | 138.0287 | 159.8498 | 184.5383 | 205.0585 | 218.756 | 227.0253 | 235.3254 | 235.7026 | 231.0438 | 232.3826 | 227.2201 | 216.7383 | 203.1844 | 189.6972 | 181.801 | 176.538 | 174.5807 | 167.6393 | 156.1456 | 148.8629 | -0.24502 | -0.45871 | -0.28324 | -1.1046 | -1.4737 | -1.1514 | -0.85005 | -1.4391 | -1.5369 | -1.9089 | -0.84934 | -0.72011 | -0.049938 | 1.5914 | 6.3228 | 6.2745 | 6.5926 | 5.7842 | 1.9442 | 1.2155 | 0.97192 | 1.1756 | 0.99612 | 0.7701 | 67.6 | 66.4199 | 65.3427 | 64.4947 | 63.6893 | 63.0829 | 62.5346 | 63.2049 | 66.1654 | 70.3636 | 74.2204 | 77.7963 | 80.3337 | 82.5214 | 83.8192 | 84.634 | 85.1543 | 84.8287 | 83.545 | 80.9603 | 77.5541 | 73.8106 | 71.3856 | 69.8135 | 3.7078 | 3.6077 | 3.7533 | 3.5046 | 3.4578 | 3.3679 | 3.7431 | 3.6402 | 4.2965 | 4.3097 | 3.8847 | 3.6101 | 3.3841 | 3.4377 | 3.0589 | 2.6137 | 2.2835 | 2.2642 | 2.2808 | 3.3096 | 3.6339 | 3.7615 | 3.2556 | 3.4726
Portfolio Adjusted1-in-2Size: Over 200kWAll2015July Monthly Peak | Portfolio Adjusted | 1-in-2 | Size: Over 200kW | All | 2015 | July Monthly Peak | 7 | 142.4288 | 138.2677 | 134.2339 | 134.2209 | 143.2111 | 166.3452 | 191.1743 | 210.2647 | 222.1131 | 229.6649 | 236.7229 | 236.4821 | 231.8524 | 232.8294 | 227.6026 | 218.6586 | 206.4581 | 193.5818 | 186.0208 | 180.9514 | 178.8711 | 171.4309 | 159.5964 | 152.2475 | -0.55544 | -0.81499 | -0.53643 | -1.1288 | -1.539 | -1.3369 | -1.3377 | -1.5364 | -1.5997 | -1.9332 | -1.2408 | -1.2759 | -0.61521 | 0.91209 | 5.8102 | 6.0382 | 6.1909 | 5.5995 | 2.0475 | 1.0166 | 0.66733 | 0.9855 | 0.83728 | 0.68032 | 69.7904 | 69.0251 | 68.3691 | 67.7092 | 67.0604 | 66.5862 | 66.3393 | 66.733 | 69.1272 | 73.0892 | 77.9949 | 81.6933 | 84.6614 | 87.0403 | 88.7999 | 89.3323 | 89.5298 | 88.6786 | 87.2233 | 84.9671 | 81.3394 | 77.4562 | 74.9669 | 73.4559 | 3.7516 | 3.6323 | 3.7899 | 3.5616 | 3.5219 | 3.4482 | 3.8058 | 3.652 | 4.2562 | 4.248 | 3.7971 | 3.5247 | 3.3084 | 3.3537 | 2.9849 | 2.5743 | 2.27 | 2.2629 | 2.289 | 3.3224 | 3.6493 | 3.7723 | 3.2642 | 3.4825
Portfolio Adjusted1-in-2Size: Over 200kWAll2015August Monthly Peak | Portfolio Adjusted | 1-in-2 | Size: Over 200kW | All | 2015 | August Monthly Peak | 8 | 144.9808 | 140.8738 | 136.6504 | 136.4524 | 146.0379 | 171.0873 | 199.6998 | 222.26 | 239.038 | 249.5822 | 259.385 | 260.4984 | 256.4618 | 258.1535 | 252.0162 | 238.465 | 221.7461 | 205.5686 | 195.4619 | 191.2537 | 186.852 | 176.747 | 164.2554 | 156.1967 | -0.87453 | -1.2054 | -0.80711 | -1.1018 | -1.5476 | -1.5052 | -1.9243 | -1.6763 | -1.7326 | -2.109 | -1.847 | -2.1212 | -1.3931 | 0.085521 | 5.6287 | 6.1155 | 5.9569 | 5.489 | 2.2108 | 0.80244 | 0.29327 | 0.76177 | 0.65137 | 0.57247 | 74.6438 | 73.6611 | 72.759 | 71.64 | 71.0509 | 70.3344 | 69.891 | 70.0256 | 72.5838 | 77.5521 | 82.5706 | 86.7346 | 89.7372 | 91.8471 | 93.1491 | 93.3043 | 93.468 | 92.3135 | 90.3179 | 87.5609 | 83.4112 | 80.3041 | 78.42 | 76.7365 | 3.8752 | 3.7552 | 3.9135 | 3.6774 | 3.6436 | 3.5924 | 4.0214 | 3.9116 | 4.6506 | 4.6962 | 4.2276 | 3.957 | 3.7348 | 3.7998 | 3.3753 | 2.8601 | 2.4773 | 2.4412 | 2.4388 | 3.5742 | 3.8752 | 3.9447 | 3.4056 | 3.6134
Portfolio Adjusted1-in-2Size: Over 200kWAll2015September Monthly Peak | Portfolio Adjusted | 1-in-2 | Size: Over 200kW | All | 2015 | September Monthly Peak | 9 | 142.3841 | 138.5013 | 133.9081 | 134.5518 | 144.4742 | 169.861 | 200.2917 | 221.5182 | 239.6091 | 249.7559 | 258.274 | 258.9998 | 254.655 | 256.7207 | 250.1021 | 235.3333 | 218.2599 | 202.1638 | 193.6834 | 191.3957 | 184.1792 | 174.3627 | 161.8172 | 153.6109 | -0.67236 | -0.94287 | -0.62391 | -1.1773 | -1.595 | -1.4259 | -1.4997 | -1.663 | -1.7254 | -2.1144 | -1.408 | -1.474 | -0.7487 | 0.88237 | 6.2379 | 6.3981 | 6.46 | 5.7929 | 2.1837 | 1.0608 | 0.6344 | 0.95163 | 0.78792 | 0.62829 | 69.6318 | 68.5558 | 67.7987 | 67.0508 | 66.5138 | 65.9381 | 65.9003 | 65.753 | 67.5229 | 72.5309 | 78.7349 | 84.0031 | 88.3704 | 90.9519 | 92.0684 | 92.2836 | 91.8346 | 90.5782 | 88.079 | 84.5071 | 80.9623 | 78.6191 | 77.0745 | 75.7822 | 3.7591 | 3.6438 | 3.7887 | 3.5812 | 3.5624 | 3.5161 | 3.9727 | 3.8462 | 4.6012 | 4.6298 | 4.156 | 3.8863 | 3.6634 | 3.7285 | 3.3085 | 2.7885 | 2.408 | 2.3723 | 2.3869 | 3.5277 | 3.7723 | 3.8484 | 3.3162 | 3.5132
Portfolio Adjusted1-in-2Size: Over 200kWAll2015October Monthly Peak | Portfolio Adjusted | 1-in-2 | Size: Over 200kW | All | 2015 | October Monthly Peak | 10 | 124.5029 | 121.589 | 117.3603 | 117.4408 | 125.8055 | 148.539 | 178.0683 | 196.7323 | 209.5867 | 217.9277 | 226.0813 | 229.6353 | 229.6047 | 231.7984 | 225.6558 | 211.9004 | 197.2004 | 189.1828 | 179.5671 | 171.4993 | 163.7 | 154.7176 | 143.2181 | 136.3641 | -0.42282 | -0.66387 | -0.42438 | -0.98699 | -1.3405 | -1.1641 | -1.1558 | -1.4188 | -1.452 | -1.8309 | -1.1125 | -1.1395 | -0.48397 | 1.0044 | 5.7615 | 5.8162 | 5.9594 | 5.4507 | 1.9772 | 1.0282 | 0.66473 | 0.93531 | 0.77923 | 0.62532 | 69.5874 | 68.7403 | 67.8104 | 67.0295 | 66.3118 | 65.4811 | 65.4785 | 66.0117 | 66.7584 | 71.0639 | 76.6951 | 81.9858 | 85.685 | 87.8714 | 89.341 | 89.5393 | 88.7396 | 87.2398 | 84.7564 | 81.0689 | 77.6057 | 74.9645 | 72.9243 | 71.3067 | 3.3197 | 3.2451 | 3.3681 | 3.1698 | 3.1475 | 3.123 | 3.6097 | 3.4703 | 4.0692 | 4.0882 | 3.6788 | 3.4786 | 3.3426 | 3.4076 | 3.0177 | 2.5367 | 2.1976 | 2.2423 | 2.2302 | 3.2148 | 3.4028 | 3.4725 | 2.9776 | 3.1774
Portfolio Adjusted1-in-2Size: Over 200kWAll2015November Monthly Peak | Portfolio Adjusted | 1-in-2 | Size: Over 200kW | All | 2015 | November Monthly Peak | 11 | 127.4644 | 124.3003 | 120.1842 | 119.6358 | 128.113 | 150.3737 | 176.3803 | 194.2156 | 205.944 | 211.9946 | 218.4047 | 220.7067 | 219.3557 | 220.8771 | 214.526 | 200.9322 | 188.6965 | 182.8842 | 174.303 | 167.2595 | 161.0594 | 153.4788 | 141.9673 | 135.2366 | 0.012449 | -0.1451 | -0.058314 | -1.0924 | -1.4084 | -0.99697 | -0.35169 | -1.3307 | -1.3666 | -1.7638 | -0.36505 | -0.053851 | 0.61366 | 2.3032 | 6.5955 | 6.1542 | 6.7243 | 5.9547 | 1.8711 | 1.4333 | 1.2365 | 1.2883 | 1.0604 | 0.77013 | 58.9122 | 58.0931 | 57.3454 | 56.6419 | 55.9334 | 55.6486 | 55.2004 | 55.1316 | 58.798 | 63.7952 | 69.9327 | 75.1222 | 78.7331 | 80.2706 | 80.7864 | 80.2789 | 78.0918 | 73.9198 | 69.5271 | 66.9039 | 64.8839 | 63.2076 | 61.9877 | 60.8597 | 3.624 | 3.5339 | 3.6798 | 3.4492 | 3.4271 | 3.3819 | 3.8187 | 3.6644 | 4.2857 | 4.2386 | 3.7886 | 3.5649 | 3.4017 | 3.4556 | 3.0564 | 2.5614 | 2.2435 | 2.3117 | 2.3087 | 3.3381 | 3.5624 | 3.6689 | 3.1488 | 3.3642
Portfolio Adjusted1-in-2Size: Over 200kWAll2015December Monthly Peak | Portfolio Adjusted | 1-in-2 | Size: Over 200kW | All | 2015 | December Monthly Peak | 12 | 122.7381 | 119.649 | 116.2954 | 116.7889 | 125.2652 | 146.6925 | 174.1085 | 188.9495 | 197.2016 | 198.012 | 198.4792 | 195.5114 | 190.7641 | 189.0945 | 182.3324 | 172.5831 | 165.5906 | 163.8637 | 158.6402 | 154.3914 | 149.4088 | 142.9826 | 134.1441 | 128.7187 | 0.021944 | -0.1352 | -0.052477 | -1.0588 | -1.3683 | -0.96608 | -0.34051 | -1.2859 | -1.2961 | -1.6438 | -0.32985 | -0.046588 | 0.53519 | 1.9706 | 5.6081 | 5.2726 | 5.8839 | 5.3195 | 1.71 | 1.3354 | 1.1546 | 1.1983 | 1.0021 | 0.73232 | 47.708 | 47.0275 | 46.0069 | 45.1319 | 44.4969 | 43.8226 | 43.6313 | 43.4063 | 43.8503 | 46.6292 | 49.188 | 51.273 | 52.8566 | 53.7855 | 54.3799 | 54.4344 | 53.8514 | 52.7432 | 51.2358 | 50.0365 | 49.127 | 48.2384 | 47.4374 | 46.5253 | 3.4827 | 3.3922 | 3.5459 | 3.3504 | 3.3367 | 3.298 | 3.7602 | 3.5554 | 4.0826 | 3.9563 | 3.4431 | 3.1591 | 2.9626 | 2.9654 | 2.598 | 2.2082 | 1.9776 | 2.0808 | 2.1094 | 3.1057 | 3.3231 | 3.4144 | 2.976 | 3.1994
Portfolio Adjusted1-in-2Size: Over 200kWAll2015Typical Event Day | Portfolio Adjusted | 1-in-2 | Size: Over 200kW | All | 2015 | Typical Event Day | 8 | 142.2936 | 138.3097 | 134.2291 | 134.0348 | 143.4711 | 167.6708 | 194.969 | 215.188 | 229.5933 | 238.5875 | 247.3452 | 248.2663 | 243.9817 | 245.7515 | 239.9851 | 227.5634 | 212.1263 | 197.2206 | 188.0615 | 184.4342 | 181.1112 | 172.1606 | 160.349 | 152.8568 | -0.5784 | -0.84791 | -0.55753 | -1.1293 | -1.5415 | -1.3565 | -1.3974 | -1.5741 | -1.6367 | -2.0049 | -1.3231 | -1.3816 | -0.68125 | 0.90056 | 6.0544 | 6.2396 | 6.3179 | 5.6645 | 2.0835 | 1.0263 | 0.64779 | 0.96785 | 0.82063 | 0.66381 | 70.4165 | 69.4154 | 68.5674 | 67.7237 | 67.0786 | 66.4854 | 66.1663 | 66.4291 | 68.8498 | 73.3839 | 78.3802 | 82.5568 | 85.7757 | 88.0902 | 89.4591 | 89.8885 | 89.9967 | 89.0998 | 87.2913 | 84.4989 | 80.8168 | 77.5475 | 75.4618 | 73.947 | 3.7551 | 3.6392 | 3.7937 | 3.5619 | 3.5304 | 3.4739 | 3.8747 | 3.737 | 4.406 | 4.4228 | 3.9719 | 3.7151 | 3.4983 | 3.5614 | 3.1664 | 2.6908 | 2.3391 | 2.3121 | 2.3174 | 3.3977 | 3.7046 | 3.7901 | 3.2807 | 3.4919
Portfolio Adjusted1-in-2Size: Over 200kWAll2016January Monthly Peak | Portfolio Adjusted | 1-in-2 | Size: Over 200kW | All | 2016 | January Monthly Peak | 1 | 123.501 | 120.211 | 116.553 | 116.9794 | 125.6633 | 148.5872 | 178.6664 | 194.7812 | 202.6386 | 204.2627 | 206.6169 | 205.9819 | 203.0769 | 203.3002 | 196.5957 | 185.3648 | 174.9015 | 171.525 | 166.0258 | 160.9872 | 155.5266 | 148.6835 | 139.124 | 133.0705 | 0.0096331 | -0.14834 | -0.059436 | -1.0652 | -1.3751 | -0.97592 | -0.3503 | -1.3235 | -1.3276 | -1.6921 | -0.34643 | -0.052497 | 0.56349 | 2.1153 | 6.0451 | 5.6668 | 6.2178 | 5.5675 | 1.78 | 1.3802 | 1.1952 | 1.2437 | 1.0374 | 0.75653 | 51.9046 | 51.4189 | 51.071 | 50.6133 | 50.4088 | 49.9877 | 50.0909 | 49.9838 | 50.3451 | 51.7244 | 53.5645 | 55.1191 | 56.2892 | 57.2662 | 57.9192 | 57.8584 | 57.687 | 56.9922 | 55.594 | 54.2851 | 53.6181 | 53.2942 | 52.7804 | 51.9808 | 3.5084 | 3.4151 | 3.5604 | 3.3637 | 3.3486 | 3.333 | 3.8587 | 3.6639 | 4.1869 | 4.0668 | 3.5715 | 3.3133 | 3.1378 | 3.1732 | 2.7917 | 2.3626 | 2.0796 | 2.1697 | 2.2008 | 3.2181 | 3.4436 | 3.5439 | 3.0806 | 3.3066
Portfolio Adjusted1-in-2Size: Over 200kWAll2016February Monthly Peak | Portfolio Adjusted | 1-in-2 | Size: Over 200kW | All | 2016 | February Monthly Peak | 2 | 122.3346 | 119.1962 | 115.4864 | 115.8387 | 124.3848 | 146.8054 | 176.1496 | 191.686 | 199.4194 | 201.6628 | 204.6721 | 204.7839 | 202.3395 | 203.0056 | 196.6072 | 185.4182 | 174.756 | 171.0573 | 165.1565 | 159.808 | 154.389 | 147.66 | 137.979 | 132.052 | 0.0051141 | -0.15007 | -0.061345 | -1.0554 | -1.3619 | -0.96567 | -0.34844 | -1.3046 | -1.3108 | -1.6719 | -0.34429 | -0.052599 | 0.56161 | 2.1143 | 6.0505 | 5.6758 | 6.2194 | 5.5564 | 1.7693 | 1.3675 | 1.1853 | 1.2347 | 1.0281 | 0.75039 | 51.564 | 51.1081 | 50.8695 | 50.5509 | 50.1045 | 49.9318 | 49.5473 | 49.8647 | 51.1883 | 54.5888 | 58.3348 | 61.4098 | 62.98 | 63.6493 | 64.1433 | 63.9086 | 63.5452 | 62.6694 | 60.684 | 58.6218 | 57.3872 | 56.438 | 55.4898 | 54.1999 | 3.4741 | 3.3856 | 3.5272 | 3.3286 | 3.3126 | 3.2912 | 3.8032 | 3.6023 | 4.1175 | 4.0122 | 3.5356 | 3.2924 | 3.1249 | 3.1669 | 2.791 | 2.3619 | 2.0766 | 2.1622 | 2.188 | 3.1907 | 3.4161 | 3.5198 | 3.0552 | 3.2816
Portfolio Adjusted1-in-2Size: Over 200kWAll2016March Monthly Peak | Portfolio Adjusted | 1-in-2 | Size: Over 200kW | All | 2016 | March Monthly Peak | 3 | 127.8645 | 123.8735 | 120.1113 | 119.19 | 127.0294 | 148.8798 | 175.7922 | 193.5298 | 203.1653 | 205.873 | 210.3631 | 211.0876 | 209.0385 | 211.1387 | 205.4888 | 194.773 | 183.1287 | 172.6132 | 166.2526 | 165.7505 | 162.5092 | 155.5126 | 144.4057 | 136.8963 | 0.0068425 | -0.15402 | -0.064952 | -1.0832 | -1.3919 | -0.97273 | -0.35031 | -1.3144 | -1.3447 | -1.7059 | -0.36077 | -0.058802 | 0.57346 | 2.2006 | 6.3295 | 5.9694 | 6.5097 | 5.6084 | 1.774 | 1.4086 | 1.2426 | 1.2932 | 1.0716 | 0.77472 | 52.8352 | 51.9335 | 51.3316 | 51.0447 | 50.5296 | 50.163 | 49.8638 | 50.0601 | 51.8544 | 54.063 | 56.8927 | 59.7305 | 62.123 | 64.0462 | 65.1425 | 65.6853 | 65.4225 | 64.469 | 61.9536 | 58.8514 | 57.104 | 55.7326 | 54.5631 | 53.1785 | 3.6195 | 3.5043 | 3.6631 | 3.411 | 3.3753 | 3.3179 | 3.7726 | 3.6144 | 4.1734 | 4.0672 | 3.6137 | 3.3812 | 3.2147 | 3.2761 | 2.9048 | 2.4693 | 2.1665 | 2.1706 | 2.1969 | 3.2945 | 3.5846 | 3.6921 | 3.1893 | 3.3911
Portfolio Adjusted1-in-2Size: Over 200kWAll2016April Monthly Peak | Portfolio Adjusted | 1-in-2 | Size: Over 200kW | All | 2016 | April Monthly Peak | 4 | 127.1934 | 123.4862 | 119.4544 | 118.3263 | 125.9031 | 147.257 | 173.1818 | 191.2856 | 202.7549 | 208.7296 | 216.207 | 219.3644 | 218.9213 | 222.237 | 217.1008 | 205.405 | 191.8205 | 179.1262 | 170.7877 | 168.7433 | 164.6326 | 156.9103 | 145.0093 | 137.2906 | 0.0033112 | -0.15483 | -0.065326 | -1.0737 | -1.3779 | -0.96 | -0.34637 | -1.2977 | -1.3429 | -1.7302 | -0.37149 | -0.06145 | 0.60035 | 2.317 | 6.6896 | 6.3032 | 6.8297 | 5.8274 | 1.8197 | 1.4299 | 1.2561 | 1.3047 | 1.0742 | 0.77527 | 62.4529 | 61.4301 | 60.59 | 59.8779 | 58.9733 | 58.3101 | 57.7586 | 57.7174 | 59.8638 | 63.8863 | 68.6985 | 73.4083 | 77.3327 | 79.7481 | 80.9584 | 81.4041 | 80.8513 | 80.0769 | 78.3203 | 75.7437 | 71.6352 | 69.0694 | 67.0272 | 65.1969 | 3.5988 | 3.4922 | 3.6402 | 3.3784 | 3.3387 | 3.2738 | 3.7108 | 3.5667 | 4.1612 | 4.1232 | 3.7116 | 3.5121 | 3.3659 | 3.4468 | 3.0685 | 2.6011 | 2.2661 | 2.2492 | 2.254 | 3.3457 | 3.6248 | 3.7255 | 3.1972 | 3.3938
Portfolio Adjusted1-in-2Size: Over 200kWAll2016May Monthly Peak | Portfolio Adjusted | 1-in-2 | Size: Over 200kW | All | 2016 | May Monthly Peak | 5 | 130.7628 | 127.3831 | 122.8612 | 122.2703 | 130.6857 | 152.4931 | 177.5849 | 199.6058 | 214.6016 | 222.6979 | 230.816 | 233.4602 | 231.6958 | 233.9543 | 228.3489 | 214.6806 | 199.9828 | 186.0019 | 176.5966 | 172.086 | 169.1719 | 161.4815 | 149.9893 | 142.4323 | -0.1039 | -0.28058 | -0.15771 | -1.0896 | -1.4237 | -1.0435 | -0.54985 | -1.3783 | -1.4716 | -1.8615 | -0.57713 | -0.33127 | 0.3475 | 2.0867 | 6.735 | 6.4146 | 6.8386 | 5.8873 | 1.8824 | 1.3467 | 1.1451 | 1.2542 | 1.047 | 0.77582 | 64.9154 | 63.8328 | 62.7817 | 61.9074 | 61.1703 | 60.2537 | 59.7779 | 60.3476 | 63.179 | 66.8659 | 70.9834 | 75.051 | 78.7218 | 81.2075 | 82.7252 | 83.3724 | 83.4801 | 82.6837 | 80.7763 | 78.207 | 74.1362 | 70.934 | 69.1767 | 67.5754 | 3.5989 | 3.5035 | 3.6399 | 3.4013 | 3.3715 | 3.3006 | 3.6942 | 3.6263 | 4.3078 | 4.3084 | 3.8872 | 3.663 | 3.4906 | 3.5595 | 3.1641 | 2.6622 | 2.3114 | 2.2836 | 2.2746 | 3.3247 | 3.6129 | 3.7243 | 3.215 | 3.4182
Portfolio Adjusted1-in-2Size: Over 200kWAll2016June Monthly Peak | Portfolio Adjusted | 1-in-2 | Size: Over 200kW | All | 2016 | June Monthly Peak | 6 | 138.3594 | 134.7528 | 130.2515 | 129.6399 | 138.0287 | 159.8498 | 184.5383 | 205.0585 | 218.756 | 227.0253 | 235.3254 | 235.7026 | 231.0438 | 232.3826 | 227.2201 | 216.7384 | 203.1844 | 189.6972 | 181.801 | 176.538 | 174.5807 | 167.6393 | 156.1456 | 148.8629 | -0.24502 | -0.45871 | -0.28324 | -1.1046 | -1.4737 | -1.1514 | -0.85005 | -1.4391 | -1.5369 | -1.9089 | -0.84934 | -0.72011 | -0.049938 | 1.5914 | 6.3228 | 6.2745 | 6.5926 | 5.7842 | 1.9442 | 1.2155 | 0.97192 | 1.1756 | 0.99612 | 0.7701 | 67.6 | 66.4199 | 65.3427 | 64.4947 | 63.6893 | 63.0829 | 62.5346 | 63.2049 | 66.1654 | 70.3636 | 74.2204 | 77.7963 | 80.3337 | 82.5214 | 83.8192 | 84.634 | 85.1543 | 84.8287 | 83.545 | 80.9603 | 77.5541 | 73.8106 | 71.3856 | 69.8135 | 3.7078 | 3.6077 | 3.7533 | 3.5046 | 3.4578 | 3.3679 | 3.7431 | 3.6402 | 4.2965 | 4.3097 | 3.8847 | 3.6101 | 3.3841 | 3.4377 | 3.0589 | 2.6137 | 2.2835 | 2.2642 | 2.2808 | 3.3096 | 3.6339 | 3.7615 | 3.2556 | 3.4726
Portfolio Adjusted1-in-2Size: Over 200kWAll2016July Monthly Peak | Portfolio Adjusted | 1-in-2 | Size: Over 200kW | All | 2016 | July Monthly Peak | 7 | 142.4288 | 138.2677 | 134.2339 | 134.2209 | 143.2111 | 166.3452 | 191.1743 | 210.2647 | 222.1131 | 229.6649 | 236.7229 | 236.4821 | 231.8524 | 232.8294 | 227.6026 | 218.6586 | 206.4581 | 193.5818 | 186.0208 | 180.9514 | 178.8711 | 171.4309 | 159.5964 | 152.2475 | -0.55544 | -0.81499 | -0.53643 | -1.1288 | -1.539 | -1.3369 | -1.3377 | -1.5364 | -1.5997 | -1.9332 | -1.2408 | -1.2759 | -0.61521 | 0.91209 | 5.8102 | 6.0382 | 6.1909 | 5.5995 | 2.0475 | 1.0166 | 0.66733 | 0.9855 | 0.83728 | 0.68032 | 69.7904 | 69.0251 | 68.3691 | 67.7092 | 67.0604 | 66.5862 | 66.3393 | 66.733 | 69.1272 | 73.0892 | 77.9949 | 81.6933 | 84.6614 | 87.0403 | 88.7999 | 89.3323 | 89.5298 | 88.6786 | 87.2233 | 84.9671 | 81.3394 | 77.4562 | 74.9669 | 73.4559 | 3.7516 | 3.6323 | 3.7899 | 3.5616 | 3.5219 | 3.4482 | 3.8058 | 3.652 | 4.2562 | 4.248 | 3.7971 | 3.5247 | 3.3084 | 3.3537 | 2.9849 | 2.5743 | 2.27 | 2.2629 | 2.289 | 3.3224 | 3.6493 | 3.7723 | 3.2642 | 3.4825
Portfolio Adjusted1-in-2Size: Over 200kWAll2016August Monthly Peak | Portfolio Adjusted | 1-in-2 | Size: Over 200kW | All | 2016 | August Monthly Peak | 8 | 144.9808 | 140.8738 | 136.6504 | 136.4524 | 146.0379 | 171.0873 | 199.6998 | 222.26 | 239.038 | 249.5822 | 259.385 | 260.4984 | 256.4618 | 258.1535 | 252.0162 | 238.465 | 221.7461 | 205.5686 | 195.4619 | 191.2537 | 186.852 | 176.747 | 164.2554 | 156.1967 | -0.87453 | -1.2054 | -0.80711 | -1.1018 | -1.5476 | -1.5052 | -1.9243 | -1.6763 | -1.7326 | -2.109 | -1.847 | -2.1212 | -1.3931 | 0.085521 | 5.6287 | 6.1155 | 5.9569 | 5.489 | 2.2108 | 0.80244 | 0.29327 | 0.76177 | 0.65137 | 0.57247 | 74.6438 | 73.6611 | 72.759 | 71.64 | 71.0509 | 70.3344 | 69.891 | 70.0256 | 72.5838 | 77.5521 | 82.5706 | 86.7346 | 89.7372 | 91.8471 | 93.1491 | 93.3043 | 93.468 | 92.3135 | 90.3179 | 87.5609 | 83.4112 | 80.3041 | 78.42 | 76.7365 | 3.8752 | 3.7552 | 3.9135 | 3.6774 | 3.6436 | 3.5924 | 4.0214 | 3.9116 | 4.6506 | 4.6962 | 4.2276 | 3.957 | 3.7348 | 3.7998 | 3.3753 | 2.8601 | 2.4773 | 2.4412 | 2.4388 | 3.5742 | 3.8752 | 3.9447 | 3.4056 | 3.6134
Portfolio Adjusted1-in-2Size: Over 200kWAll2016September Monthly Peak | Portfolio Adjusted | 1-in-2 | Size: Over 200kW | All | 2016 | September Monthly Peak | 9 | 142.3841 | 138.5013 | 133.9081 | 134.5518 | 144.4742 | 169.861 | 200.2917 | 221.5182 | 239.6091 | 249.7559 | 258.274 | 258.9999 | 254.655 | 256.7207 | 250.1021 | 235.3333 | 218.2599 | 202.1638 | 193.6834 | 191.3957 | 184.1792 | 174.3627 | 161.8172 | 153.6109 | -0.67236 | -0.94287 | -0.62391 | -1.1773 | -1.595 | -1.4259 | -1.4997 | -1.663 | -1.7254 | -2.1144 | -1.408 | -1.474 | -0.7487 | 0.88237 | 6.2379 | 6.3981 | 6.46 | 5.7929 | 2.1837 | 1.0608 | 0.6344 | 0.95163 | 0.78792 | 0.62829 | 69.6318 | 68.5558 | 67.7987 | 67.0508 | 66.5138 | 65.9381 | 65.9003 | 65.753 | 67.5229 | 72.5309 | 78.7349 | 84.0031 | 88.3704 | 90.9518 | 92.0684 | 92.2836 | 91.8346 | 90.5782 | 88.079 | 84.5071 | 80.9623 | 78.6191 | 77.0745 | 75.7822 | 3.7591 | 3.6438 | 3.7887 | 3.5812 | 3.5624 | 3.5161 | 3.9727 | 3.8462 | 4.6012 | 4.6298 | 4.156 | 3.8863 | 3.6634 | 3.7285 | 3.3085 | 2.7885 | 2.408 | 2.3723 | 2.3869 | 3.5277 | 3.7723 | 3.8484 | 3.3162 | 3.5132
Portfolio Adjusted1-in-2Size: Over 200kWAll2016October Monthly Peak | Portfolio Adjusted | 1-in-2 | Size: Over 200kW | All | 2016 | October Monthly Peak | 10 | 124.5029 | 121.589 | 117.3603 | 117.4408 | 125.8055 | 148.539 | 178.0683 | 196.7323 | 209.5867 | 217.9277 | 226.0813 | 229.6353 | 229.6047 | 231.7984 | 225.6558 | 211.9005 | 197.2004 | 189.1828 | 179.5671 | 171.4993 | 163.7 | 154.7176 | 143.2181 | 136.3641 | -0.42282 | -0.66387 | -0.42438 | -0.98699 | -1.3405 | -1.1641 | -1.1558 | -1.4188 | -1.452 | -1.8309 | -1.1125 | -1.1395 | -0.48397 | 1.0044 | 5.7615 | 5.8162 | 5.9594 | 5.4507 | 1.9772 | 1.0282 | 0.66473 | 0.93531 | 0.77923 | 0.62532 | 69.5874 | 68.7403 | 67.8105 | 67.0295 | 66.3118 | 65.4811 | 65.4785 | 66.0117 | 66.7584 | 71.0639 | 76.6951 | 81.9858 | 85.685 | 87.8714 | 89.341 | 89.5393 | 88.7396 | 87.2398 | 84.7564 | 81.0689 | 77.6057 | 74.9645 | 72.9243 | 71.3067 | 3.3197 | 3.2451 | 3.3681 | 3.1698 | 3.1475 | 3.123 | 3.6097 | 3.4703 | 4.0692 | 4.0882 | 3.6788 | 3.4786 | 3.3426 | 3.4076 | 3.0177 | 2.5367 | 2.1976 | 2.2423 | 2.2302 | 3.2148 | 3.4028 | 3.4725 | 2.9776 | 3.1774
Portfolio Adjusted1-in-2Size: Over 200kWAll2016November Monthly Peak | Portfolio Adjusted | 1-in-2 | Size: Over 200kW | All | 2016 | November Monthly Peak | 11 | 127.4644 | 124.3003 | 120.1842 | 119.6358 | 128.113 | 150.3737 | 176.3803 | 194.2156 | 205.944 | 211.9947 | 218.4046 | 220.7067 | 219.3557 | 220.8771 | 214.526 | 200.9322 | 188.6965 | 182.8842 | 174.303 | 167.2595 | 161.0594 | 153.4788 | 141.9673 | 135.2366 | 0.012449 | -0.1451 | -0.058314 | -1.0924 | -1.4084 | -0.99697 | -0.35169 | -1.3307 | -1.3666 | -1.7638 | -0.36505 | -0.053851 | 0.61366 | 2.3032 | 6.5955 | 6.1542 | 6.7243 | 5.9547 | 1.8711 | 1.4333 | 1.2365 | 1.2883 | 1.0604 | 0.77013 | 58.9122 | 58.0931 | 57.3454 | 56.6419 | 55.9334 | 55.6486 | 55.2004 | 55.1316 | 58.798 | 63.7952 | 69.9327 | 75.1222 | 78.7331 | 80.2706 | 80.7864 | 80.2789 | 78.0918 | 73.9198 | 69.5271 | 66.9039 | 64.8839 | 63.2076 | 61.9877 | 60.8597 | 3.624 | 3.5339 | 3.6798 | 3.4492 | 3.4271 | 3.3819 | 3.8187 | 3.6644 | 4.2857 | 4.2386 | 3.7886 | 3.5649 | 3.4017 | 3.4556 | 3.0564 | 2.5614 | 2.2435 | 2.3117 | 2.3087 | 3.3381 | 3.5624 | 3.6689 | 3.1488 | 3.3642
Portfolio Adjusted1-in-2Size: Over 200kWAll2016December Monthly Peak | Portfolio Adjusted | 1-in-2 | Size: Over 200kW | All | 2016 | December Monthly Peak | 12 | 122.7381 | 119.649 | 116.2955 | 116.7889 | 125.2652 | 146.6925 | 174.1086 | 188.9495 | 197.2016 | 198.012 | 198.4792 | 195.5114 | 190.7641 | 189.0945 | 182.3324 | 172.5831 | 165.5906 | 163.8637 | 158.6402 | 154.3914 | 149.4088 | 142.9826 | 134.1441 | 128.7187 | 0.021944 | -0.1352 | -0.052477 | -1.0588 | -1.3683 | -0.96608 | -0.34051 | -1.2859 | -1.2961 | -1.6438 | -0.32985 | -0.046588 | 0.53519 | 1.9706 | 5.6081 | 5.2726 | 5.8839 | 5.3195 | 1.71 | 1.3354 | 1.1546 | 1.1983 | 1.0021 | 0.73232 | 47.708 | 47.0274 | 46.0069 | 45.1319 | 44.4969 | 43.8226 | 43.6313 | 43.4063 | 43.8503 | 46.6292 | 49.188 | 51.273 | 52.8566 | 53.7855 | 54.3799 | 54.4344 | 53.8514 | 52.7432 | 51.2358 | 50.0365 | 49.1269 | 48.2384 | 47.4374 | 46.5253 | 3.4827 | 3.3922 | 3.5459 | 3.3504 | 3.3367 | 3.298 | 3.7602 | 3.5554 | 4.0826 | 3.9563 | 3.4431 | 3.1591 | 2.9626 | 2.9654 | 2.598 | 2.2082 | 1.9776 | 2.0808 | 2.1094 | 3.1057 | 3.3231 | 3.4144 | 2.976 | 3.1994
Portfolio Adjusted1-in-2Size: Over 200kWAll2016Typical Event Day | Portfolio Adjusted | 1-in-2 | Size: Over 200kW | All | 2016 | Typical Event Day | 8 | 142.2936 | 138.3097 | 134.2291 | 134.0348 | 143.4711 | 167.6708 | 194.969 | 215.188 | 229.5933 | 238.5875 | 247.3452 | 248.2663 | 243.9817 | 245.7515 | 239.9851 | 227.5634 | 212.1263 | 197.2206 | 188.0615 | 184.4342 | 181.1112 | 172.1606 | 160.349 | 152.8568 | -0.5784 | -0.84791 | -0.55753 | -1.1293 | -1.5415 | -1.3565 | -1.3974 | -1.5741 | -1.6367 | -2.0049 | -1.3231 | -1.3816 | -0.68125 | 0.90056 | 6.0544 | 6.2396 | 6.3179 | 5.6645 | 2.0835 | 1.0263 | 0.64779 | 0.96785 | 0.82063 | 0.66381 | 70.4165 | 69.4154 | 68.5674 | 67.7237 | 67.0786 | 66.4854 | 66.1663 | 66.4291 | 68.8498 | 73.3839 | 78.3802 | 82.5569 | 85.7757 | 88.0902 | 89.4591 | 89.8886 | 89.9967 | 89.0998 | 87.2913 | 84.4989 | 80.8168 | 77.5475 | 75.4618 | 73.947 | 3.7551 | 3.6392 | 3.7937 | 3.5619 | 3.5304 | 3.4739 | 3.8747 | 3.737 | 4.406 | 4.4228 | 3.9719 | 3.7151 | 3.4983 | 3.5614 | 3.1664 | 2.6908 | 2.3391 | 2.3121 | 2.3174 | 3.3977 | 3.7046 | 3.7901 | 3.2807 | 3.4919
Portfolio Adjusted1-in-2Size: Over 200kWAll2017January Monthly Peak | Portfolio Adjusted | 1-in-2 | Size: Over 200kW | All | 2017 | January Monthly Peak | 1 | 123.501 | 120.211 | 116.553 | 116.9794 | 125.6633 | 148.5872 | 178.6664 | 194.7812 | 202.6386 | 204.2627 | 206.6169 | 205.9819 | 203.0769 | 203.3002 | 196.5957 | 185.3648 | 174.9015 | 171.525 | 166.0258 | 160.9872 | 155.5266 | 148.6835 | 139.124 | 133.0705 | 0.0096331 | -0.14834 | -0.059436 | -1.0652 | -1.3751 | -0.97592 | -0.3503 | -1.3235 | -1.3276 | -1.6921 | -0.34643 | -0.052497 | 0.56349 | 2.1153 | 6.0451 | 5.6668 | 6.2178 | 5.5675 | 1.78 | 1.3802 | 1.1952 | 1.2437 | 1.0374 | 0.75653 | 51.9046 | 51.4189 | 51.071 | 50.6133 | 50.4088 | 49.9877 | 50.091 | 49.9838 | 50.3451 | 51.7244 | 53.5645 | 55.1191 | 56.2892 | 57.2662 | 57.9192 | 57.8584 | 57.687 | 56.9922 | 55.594 | 54.2851 | 53.6181 | 53.2942 | 52.7804 | 51.9808 | 3.5084 | 3.4151 | 3.5604 | 3.3637 | 3.3486 | 3.333 | 3.8587 | 3.6639 | 4.1869 | 4.0668 | 3.5715 | 3.3133 | 3.1378 | 3.1732 | 2.7917 | 2.3626 | 2.0796 | 2.1697 | 2.2008 | 3.2181 | 3.4436 | 3.5439 | 3.0806 | 3.3066
Portfolio Adjusted1-in-2Size: Over 200kWAll2017February Monthly Peak | Portfolio Adjusted | 1-in-2 | Size: Over 200kW | All | 2017 | February Monthly Peak | 2 | 122.3346 | 119.1962 | 115.4864 | 115.8387 | 124.3848 | 146.8054 | 176.1497 | 191.686 | 199.4194 | 201.6628 | 204.6721 | 204.7839 | 202.3395 | 203.0056 | 196.6072 | 185.4182 | 174.756 | 171.0573 | 165.1565 | 159.808 | 154.389 | 147.66 | 137.979 | 132.052 | 0.0051141 | -0.15007 | -0.061345 | -1.0554 | -1.3619 | -0.96567 | -0.34844 | -1.3046 | -1.3108 | -1.6719 | -0.34429 | -0.052599 | 0.56161 | 2.1143 | 6.0505 | 5.6758 | 6.2194 | 5.5564 | 1.7693 | 1.3675 | 1.1853 | 1.2347 | 1.0281 | 0.75039 | 51.564 | 51.1081 | 50.8695 | 50.5509 | 50.1045 | 49.9318 | 49.5473 | 49.8647 | 51.1883 | 54.5888 | 58.3348 | 61.4098 | 62.98 | 63.6493 | 64.1433 | 63.9086 | 63.5452 | 62.6694 | 60.684 | 58.6218 | 57.3872 | 56.438 | 55.4898 | 54.1999 | 3.4741 | 3.3856 | 3.5272 | 3.3286 | 3.3126 | 3.2912 | 3.8032 | 3.6023 | 4.1175 | 4.0122 | 3.5356 | 3.2924 | 3.1249 | 3.1668 | 2.791 | 2.3619 | 2.0766 | 2.1622 | 2.188 | 3.1907 | 3.4161 | 3.5198 | 3.0552 | 3.2816
Portfolio Adjusted1-in-2Size: Over 200kWAll2017March Monthly Peak | Portfolio Adjusted | 1-in-2 | Size: Over 200kW | All | 2017 | March Monthly Peak | 3 | 127.8645 | 123.8735 | 120.1113 | 119.19 | 127.0294 | 148.8798 | 175.7922 | 193.5298 | 203.1653 | 205.873 | 210.3631 | 211.0876 | 209.0385 | 211.1387 | 205.4888 | 194.773 | 183.1287 | 172.6132 | 166.2526 | 165.7505 | 162.5092 | 155.5126 | 144.4057 | 136.8963 | 0.0068426 | -0.15402 | -0.064952 | -1.0832 | -1.3919 | -0.97273 | -0.35031 | -1.3144 | -1.3447 | -1.7059 | -0.36077 | -0.058802 | 0.57346 | 2.2006 | 6.3295 | 5.9694 | 6.5097 | 5.6084 | 1.774 | 1.4086 | 1.2426 | 1.2932 | 1.0716 | 0.77472 | 52.8352 | 51.9335 | 51.3316 | 51.0447 | 50.5296 | 50.163 | 49.8637 | 50.0601 | 51.8544 | 54.063 | 56.8927 | 59.7305 | 62.123 | 64.0462 | 65.1425 | 65.6853 | 65.4225 | 64.469 | 61.9536 | 58.8514 | 57.104 | 55.7326 | 54.5631 | 53.1785 | 3.6195 | 3.5043 | 3.6631 | 3.411 | 3.3753 | 3.3179 | 3.7726 | 3.6144 | 4.1734 | 4.0672 | 3.6137 | 3.3812 | 3.2147 | 3.2761 | 2.9048 | 2.4693 | 2.1665 | 2.1706 | 2.1969 | 3.2945 | 3.5846 | 3.6921 | 3.1893 | 3.3911
Portfolio Adjusted1-in-2Size: Over 200kWAll2017April Monthly Peak | Portfolio Adjusted | 1-in-2 | Size: Over 200kW | All | 2017 | April Monthly Peak | 4 | 127.1934 | 123.4862 | 119.4544 | 118.3263 | 125.9031 | 147.257 | 173.1818 | 191.2856 | 202.7549 | 208.7296 | 216.207 | 219.3644 | 218.9213 | 222.237 | 217.1008 | 205.405 | 191.8205 | 179.1262 | 170.7877 | 168.7433 | 164.6326 | 156.9103 | 145.0093 | 137.2906 | 0.0033111 | -0.15483 | -0.065326 | -1.0737 | -1.3779 | -0.96 | -0.34637 | -1.2977 | -1.3429 | -1.7302 | -0.37149 | -0.06145 | 0.60035 | 2.317 | 6.6896 | 6.3032 | 6.8297 | 5.8274 | 1.8197 | 1.4299 | 1.2561 | 1.3047 | 1.0742 | 0.77527 | 62.4529 | 61.4301 | 60.59 | 59.8779 | 58.9733 | 58.3101 | 57.7586 | 57.7174 | 59.8638 | 63.8863 | 68.6985 | 73.4083 | 77.3327 | 79.7481 | 80.9584 | 81.4041 | 80.8513 | 80.0769 | 78.3203 | 75.7437 | 71.6352 | 69.0694 | 67.0272 | 65.1969 | 3.5988 | 3.4922 | 3.6402 | 3.3784 | 3.3387 | 3.2738 | 3.7108 | 3.5667 | 4.1612 | 4.1232 | 3.7116 | 3.5121 | 3.3659 | 3.4468 | 3.0685 | 2.6011 | 2.2661 | 2.2492 | 2.254 | 3.3457 | 3.6248 | 3.7255 | 3.1972 | 3.3938
Portfolio Adjusted1-in-2Size: Over 200kWAll2017May Monthly Peak | Portfolio Adjusted | 1-in-2 | Size: Over 200kW | All | 2017 | May Monthly Peak | 5 | 130.7628 | 127.3831 | 122.8612 | 122.2703 | 130.6857 | 152.4931 | 177.5849 | 199.6058 | 214.6016 | 222.6979 | 230.816 | 233.4602 | 231.6958 | 233.9543 | 228.3489 | 214.6806 | 199.9828 | 186.0019 | 176.5966 | 172.086 | 169.1719 | 161.4815 | 149.9893 | 142.4323 | -0.1039 | -0.28058 | -0.15771 | -1.0896 | -1.4237 | -1.0435 | -0.54985 | -1.3783 | -1.4716 | -1.8615 | -0.57713 | -0.33127 | 0.3475 | 2.0867 | 6.735 | 6.4146 | 6.8386 | 5.8873 | 1.8824 | 1.3467 | 1.1451 | 1.2542 | 1.047 | 0.77582 | 64.9154 | 63.8328 | 62.7817 | 61.9074 | 61.1703 | 60.2537 | 59.7779 | 60.3476 | 63.179 | 66.8659 | 70.9834 | 75.051 | 78.7218 | 81.2075 | 82.7252 | 83.3724 | 83.4801 | 82.6837 | 80.7763 | 78.207 | 74.1362 | 70.934 | 69.1767 | 67.5754 | 3.5989 | 3.5035 | 3.6399 | 3.4013 | 3.3715 | 3.3006 | 3.6942 | 3.6263 | 4.3078 | 4.3084 | 3.8872 | 3.663 | 3.4906 | 3.5595 | 3.1641 | 2.6622 | 2.3114 | 2.2836 | 2.2746 | 3.3247 | 3.6129 | 3.7243 | 3.215 | 3.4182
Portfolio Adjusted1-in-2Size: Over 200kWAll2017June Monthly Peak | Portfolio Adjusted | 1-in-2 | Size: Over 200kW | All | 2017 | June Monthly Peak | 6 | 138.3594 | 134.7528 | 130.2515 | 129.6399 | 138.0287 | 159.8498 | 184.5383 | 205.0585 | 218.756 | 227.0253 | 235.3254 | 235.7026 | 231.0438 | 232.3826 | 227.2201 | 216.7383 | 203.1844 | 189.6972 | 181.801 | 176.538 | 174.5807 | 167.6393 | 156.1455 | 148.8629 | -0.24502 | -0.45871 | -0.28324 | -1.1046 | -1.4737 | -1.1514 | -0.85005 | -1.4391 | -1.5369 | -1.9089 | -0.84934 | -0.72011 | -0.049938 | 1.5914 | 6.3228 | 6.2745 | 6.5926 | 5.7842 | 1.9442 | 1.2155 | 0.97192 | 1.1756 | 0.99612 | 0.7701 | 67.6 | 66.4199 | 65.3427 | 64.4947 | 63.6893 | 63.0829 | 62.5346 | 63.2049 | 66.1654 | 70.3636 | 74.2204 | 77.7963 | 80.3337 | 82.5214 | 83.8192 | 84.634 | 85.1543 | 84.8287 | 83.545 | 80.9603 | 77.5541 | 73.8106 | 71.3856 | 69.8135 | 3.7078 | 3.6077 | 3.7533 | 3.5046 | 3.4578 | 3.3679 | 3.7431 | 3.6402 | 4.2965 | 4.3097 | 3.8847 | 3.6101 | 3.3841 | 3.4377 | 3.0589 | 2.6137 | 2.2835 | 2.2642 | 2.2808 | 3.3096 | 3.6339 | 3.7615 | 3.2556 | 3.4726
Portfolio Adjusted1-in-2Size: Over 200kWAll2017July Monthly Peak | Portfolio Adjusted | 1-in-2 | Size: Over 200kW | All | 2017 | July Monthly Peak | 7 | 142.4288 | 138.2677 | 134.2339 | 134.2209 | 143.2111 | 166.3452 | 191.1743 | 210.2647 | 222.1131 | 229.6649 | 236.7229 | 236.4821 | 231.8524 | 232.8294 | 227.6026 | 218.6586 | 206.4581 | 193.5818 | 186.0208 | 180.9514 | 178.8711 | 171.4309 | 159.5964 | 152.2475 | -0.55544 | -0.81499 | -0.53643 | -1.1288 | -1.539 | -1.3369 | -1.3377 | -1.5364 | -1.5997 | -1.9332 | -1.2408 | -1.2759 | -0.61521 | 0.91209 | 5.8102 | 6.0382 | 6.1909 | 5.5995 | 2.0475 | 1.0166 | 0.66733 | 0.9855 | 0.83728 | 0.68032 | 69.7904 | 69.0251 | 68.3691 | 67.7092 | 67.0604 | 66.5862 | 66.3393 | 66.733 | 69.1272 | 73.0892 | 77.9949 | 81.6933 | 84.6614 | 87.0403 | 88.7999 | 89.3323 | 89.5298 | 88.6786 | 87.2233 | 84.9671 | 81.3394 | 77.4562 | 74.9669 | 73.4559 | 3.7516 | 3.6323 | 3.7899 | 3.5616 | 3.5219 | 3.4482 | 3.8058 | 3.652 | 4.2562 | 4.248 | 3.7971 | 3.5247 | 3.3084 | 3.3537 | 2.9849 | 2.5743 | 2.27 | 2.2629 | 2.289 | 3.3224 | 3.6493 | 3.7723 | 3.2642 | 3.4825
Portfolio Adjusted1-in-2Size: Over 200kWAll2017August Monthly Peak | Portfolio Adjusted | 1-in-2 | Size: Over 200kW | All | 2017 | August Monthly Peak | 8 | 144.9808 | 140.8738 | 136.6504 | 136.4524 | 146.0379 | 171.0873 | 199.6998 | 222.26 | 239.038 | 249.5822 | 259.385 | 260.4984 | 256.4618 | 258.1535 | 252.0162 | 238.465 | 221.7461 | 205.5686 | 195.4619 | 191.2537 | 186.852 | 176.747 | 164.2554 | 156.1967 | -0.87453 | -1.2054 | -0.80711 | -1.1018 | -1.5476 | -1.5052 | -1.9243 | -1.6763 | -1.7326 | -2.109 | -1.847 | -2.1212 | -1.3931 | 0.085521 | 5.6287 | 6.1155 | 5.9569 | 5.489 | 2.2108 | 0.80244 | 0.29327 | 0.76177 | 0.65137 | 0.57247 | 74.6438 | 73.6611 | 72.759 | 71.64 | 71.0509 | 70.3344 | 69.891 | 70.0256 | 72.5838 | 77.5521 | 82.5706 | 86.7346 | 89.7372 | 91.8471 | 93.1491 | 93.3043 | 93.468 | 92.3135 | 90.3179 | 87.5609 | 83.4112 | 80.3041 | 78.42 | 76.7365 | 3.8752 | 3.7552 | 3.9135 | 3.6774 | 3.6436 | 3.5924 | 4.0214 | 3.9116 | 4.6506 | 4.6962 | 4.2276 | 3.957 | 3.7348 | 3.7998 | 3.3753 | 2.8601 | 2.4773 | 2.4412 | 2.4388 | 3.5742 | 3.8752 | 3.9447 | 3.4056 | 3.6134
Portfolio Adjusted1-in-2Size: Over 200kWAll2017September Monthly Peak | Portfolio Adjusted | 1-in-2 | Size: Over 200kW | All | 2017 | September Monthly Peak | 9 | 142.3841 | 138.5013 | 133.9081 | 134.5518 | 144.4742 | 169.861 | 200.2917 | 221.5182 | 239.6091 | 249.7559 | 258.274 | 258.9999 | 254.655 | 256.7207 | 250.1021 | 235.3333 | 218.2599 | 202.1638 | 193.6834 | 191.3957 | 184.1792 | 174.3627 | 161.8172 | 153.6109 | -0.67236 | -0.94287 | -0.62391 | -1.1773 | -1.595 | -1.4259 | -1.4997 | -1.663 | -1.7254 | -2.1144 | -1.408 | -1.474 | -0.7487 | 0.88237 | 6.2379 | 6.3981 | 6.46 | 5.7929 | 2.1837 | 1.0608 | 0.6344 | 0.95163 | 0.78792 | 0.62829 | 69.6318 | 68.5558 | 67.7987 | 67.0508 | 66.5138 | 65.9381 | 65.9003 | 65.753 | 67.5229 | 72.5309 | 78.7349 | 84.0031 | 88.3704 | 90.9518 | 92.0684 | 92.2836 | 91.8346 | 90.5782 | 88.079 | 84.5071 | 80.9623 | 78.6191 | 77.0745 | 75.7822 | 3.7591 | 3.6438 | 3.7887 | 3.5812 | 3.5624 | 3.5161 | 3.9727 | 3.8462 | 4.6012 | 4.6298 | 4.156 | 3.8863 | 3.6634 | 3.7285 | 3.3085 | 2.7885 | 2.408 | 2.3723 | 2.3869 | 3.5277 | 3.7723 | 3.8484 | 3.3162 | 3.5132
Portfolio Adjusted1-in-2Size: Over 200kWAll2017October Monthly Peak | Portfolio Adjusted | 1-in-2 | Size: Over 200kW | All | 2017 | October Monthly Peak | 10 | 124.5029 | 121.589 | 117.3603 | 117.4408 | 125.8055 | 148.539 | 178.0683 | 196.7323 | 209.5867 | 217.9277 | 226.0813 | 229.6353 | 229.6047 | 231.7984 | 225.6558 | 211.9004 | 197.2004 | 189.1828 | 179.5671 | 171.4993 | 163.7 | 154.7176 | 143.2181 | 136.3642 | -0.42282 | -0.66387 | -0.42438 | -0.98699 | -1.3405 | -1.1641 | -1.1558 | -1.4188 | -1.452 | -1.8309 | -1.1125 | -1.1395 | -0.48397 | 1.0044 | 5.7615 | 5.8162 | 5.9594 | 5.4507 | 1.9772 | 1.0282 | 0.66473 | 0.93531 | 0.77923 | 0.62532 | 69.5874 | 68.7403 | 67.8105 | 67.0295 | 66.3118 | 65.4811 | 65.4785 | 66.0117 | 66.7584 | 71.0639 | 76.6951 | 81.9858 | 85.685 | 87.8714 | 89.341 | 89.5393 | 88.7396 | 87.2398 | 84.7564 | 81.0689 | 77.6057 | 74.9645 | 72.9243 | 71.3067 | 3.3197 | 3.2451 | 3.3681 | 3.1698 | 3.1475 | 3.123 | 3.6097 | 3.4703 | 4.0692 | 4.0882 | 3.6788 | 3.4786 | 3.3426 | 3.4076 | 3.0177 | 2.5367 | 2.1976 | 2.2423 | 2.2302 | 3.2148 | 3.4028 | 3.4725 | 2.9776 | 3.1774
Portfolio Adjusted1-in-2Size: Over 200kWAll2017November Monthly Peak | Portfolio Adjusted | 1-in-2 | Size: Over 200kW | All | 2017 | November Monthly Peak | 11 | 127.4644 | 124.3003 | 120.1841 | 119.6358 | 128.113 | 150.3737 | 176.3803 | 194.2156 | 205.9439 | 211.9947 | 218.4047 | 220.7067 | 219.3557 | 220.8771 | 214.526 | 200.9322 | 188.6965 | 182.8842 | 174.303 | 167.2595 | 161.0594 | 153.4788 | 141.9673 | 135.2366 | 0.012449 | -0.1451 | -0.058314 | -1.0924 | -1.4084 | -0.99697 | -0.35169 | -1.3307 | -1.3666 | -1.7638 | -0.36505 | -0.053851 | 0.61366 | 2.3032 | 6.5955 | 6.1542 | 6.7243 | 5.9547 | 1.8711 | 1.4333 | 1.2365 | 1.2883 | 1.0604 | 0.77013 | 58.9122 | 58.0931 | 57.3454 | 56.6419 | 55.9334 | 55.6486 | 55.2004 | 55.1316 | 58.798 | 63.7952 | 69.9327 | 75.1222 | 78.7331 | 80.2706 | 80.7864 | 80.2789 | 78.0918 | 73.9198 | 69.5271 | 66.9039 | 64.8839 | 63.2076 | 61.9877 | 60.8597 | 3.624 | 3.5339 | 3.6798 | 3.4492 | 3.4271 | 3.3819 | 3.8187 | 3.6644 | 4.2857 | 4.2386 | 3.7886 | 3.5649 | 3.4017 | 3.4556 | 3.0564 | 2.5614 | 2.2435 | 2.3117 | 2.3087 | 3.3381 | 3.5624 | 3.6689 | 3.1488 | 3.3642
Portfolio Adjusted1-in-2Size: Over 200kWAll2017December Monthly Peak | Portfolio Adjusted | 1-in-2 | Size: Over 200kW | All | 2017 | December Monthly Peak | 12 | 122.7381 | 119.649 | 116.2955 | 116.7889 | 125.2652 | 146.6925 | 174.1086 | 188.9495 | 197.2016 | 198.012 | 198.4792 | 195.5114 | 190.7641 | 189.0945 | 182.3324 | 172.5831 | 165.5906 | 163.8637 | 158.6402 | 154.3914 | 149.4088 | 142.9826 | 134.1441 | 128.7187 | 0.021944 | -0.1352 | -0.052477 | -1.0588 | -1.3683 | -0.96608 | -0.34051 | -1.2859 | -1.2961 | -1.6438 | -0.32985 | -0.046589 | 0.53519 | 1.9706 | 5.6081 | 5.2726 | 5.8839 | 5.3195 | 1.71 | 1.3354 | 1.1546 | 1.1983 | 1.0021 | 0.73232 | 47.708 | 47.0274 | 46.0069 | 45.1319 | 44.4969 | 43.8226 | 43.6313 | 43.4063 | 43.8503 | 46.6292 | 49.188 | 51.273 | 52.8566 | 53.7855 | 54.3799 | 54.4344 | 53.8514 | 52.7432 | 51.2358 | 50.0365 | 49.127 | 48.2384 | 47.4374 | 46.5253 | 3.4827 | 3.3922 | 3.5458 | 3.3504 | 3.3367 | 3.298 | 3.7602 | 3.5554 | 4.0826 | 3.9563 | 3.4431 | 3.1591 | 2.9626 | 2.9654 | 2.598 | 2.2082 | 1.9776 | 2.0808 | 2.1094 | 3.1057 | 3.3231 | 3.4144 | 2.976 | 3.1994
Portfolio Adjusted1-in-2Size: Over 200kWAll2017Typical Event Day | Portfolio Adjusted | 1-in-2 | Size: Over 200kW | All | 2017 | Typical Event Day | 8 | 142.2936 | 138.3097 | 134.2291 | 134.0348 | 143.4711 | 167.6708 | 194.969 | 215.188 | 229.5933 | 238.5875 | 247.3452 | 248.2663 | 243.9817 | 245.7515 | 239.9852 | 227.5634 | 212.1263 | 197.2206 | 188.0615 | 184.4342 | 181.1112 | 172.1606 | 160.349 | 152.8568 | -0.5784 | -0.84791 | -0.55753 | -1.1293 | -1.5415 | -1.3565 | -1.3974 | -1.5741 | -1.6367 | -2.0049 | -1.3231 | -1.3816 | -0.68125 | 0.90056 | 6.0544 | 6.2396 | 6.3179 | 5.6645 | 2.0835 | 1.0263 | 0.64779 | 0.96785 | 0.82063 | 0.66381 | 70.4165 | 69.4154 | 68.5674 | 67.7237 | 67.0786 | 66.4854 | 66.1663 | 66.4291 | 68.8498 | 73.3839 | 78.3802 | 82.5568 | 85.7757 | 88.0902 | 89.4591 | 89.8886 | 89.9967 | 89.0998 | 87.2913 | 84.4989 | 80.8168 | 77.5475 | 75.4618 | 73.947 | 3.7551 | 3.6392 | 3.7937 | 3.5619 | 3.5304 | 3.4739 | 3.8747 | 3.737 | 4.406 | 4.4228 | 3.9719 | 3.7151 | 3.4983 | 3.5614 | 3.1664 | 2.6908 | 2.3391 | 2.3121 | 2.3174 | 3.3977 | 3.7046 | 3.7901 | 3.2807 | 3.4919
Portfolio Adjusted1-in-2Size: Over 200kWAll2018January Monthly Peak | Portfolio Adjusted | 1-in-2 | Size: Over 200kW | All | 2018 | January Monthly Peak | 1 | 123.501 | 120.211 | 116.553 | 116.9794 | 125.6633 | 148.5872 | 178.6664 | 194.7812 | 202.6386 | 204.2627 | 206.6169 | 205.9819 | 203.0769 | 203.3002 | 196.5957 | 185.3648 | 174.9015 | 171.525 | 166.0258 | 160.9872 | 155.5266 | 148.6835 | 139.124 | 133.0705 | 0.0096332 | -0.14834 | -0.059436 | -1.0652 | -1.3751 | -0.97592 | -0.3503 | -1.3235 | -1.3276 | -1.6921 | -0.34643 | -0.052497 | 0.56349 | 2.1153 | 6.0451 | 5.6668 | 6.2178 | 5.5675 | 1.78 | 1.3802 | 1.1952 | 1.2437 | 1.0374 | 0.75653 | 51.9046 | 51.4189 | 51.071 | 50.6133 | 50.4088 | 49.9877 | 50.0909 | 49.9838 | 50.3451 | 51.7244 | 53.5645 | 55.1191 | 56.2892 | 57.2662 | 57.9192 | 57.8584 | 57.687 | 56.9922 | 55.594 | 54.2851 | 53.6181 | 53.2942 | 52.7804 | 51.9808 | 3.5084 | 3.4151 | 3.5604 | 3.3637 | 3.3486 | 3.333 | 3.8587 | 3.6639 | 4.1869 | 4.0668 | 3.5715 | 3.3133 | 3.1378 | 3.1732 | 2.7917 | 2.3626 | 2.0796 | 2.1697 | 2.2008 | 3.2181 | 3.4436 | 3.5439 | 3.0806 | 3.3066
Portfolio Adjusted1-in-2Size: Over 200kWAll2018February Monthly Peak | Portfolio Adjusted | 1-in-2 | Size: Over 200kW | All | 2018 | February Monthly Peak | 2 | 122.3346 | 119.1962 | 115.4864 | 115.8387 | 124.3848 | 146.8054 | 176.1496 | 191.686 | 199.4194 | 201.6628 | 204.6721 | 204.7839 | 202.3395 | 203.0056 | 196.6071 | 185.4182 | 174.756 | 171.0573 | 165.1565 | 159.808 | 154.389 | 147.66 | 137.979 | 132.052 | 0.0051142 | -0.15007 | -0.061345 | -1.0554 | -1.3619 | -0.96567 | -0.34844 | -1.3046 | -1.3108 | -1.6719 | -0.34429 | -0.052599 | 0.56161 | 2.1143 | 6.0505 | 5.6758 | 6.2194 | 5.5564 | 1.7693 | 1.3675 | 1.1853 | 1.2347 | 1.0281 | 0.75039 | 51.564 | 51.1081 | 50.8695 | 50.5509 | 50.1045 | 49.9318 | 49.5473 | 49.8647 | 51.1883 | 54.5888 | 58.3348 | 61.4098 | 62.98 | 63.6493 | 64.1433 | 63.9086 | 63.5452 | 62.6694 | 60.684 | 58.6218 | 57.3872 | 56.438 | 55.4898 | 54.1999 | 3.4741 | 3.3856 | 3.5272 | 3.3286 | 3.3126 | 3.2912 | 3.8032 | 3.6023 | 4.1175 | 4.0122 | 3.5356 | 3.2924 | 3.1249 | 3.1668 | 2.791 | 2.3619 | 2.0766 | 2.1622 | 2.188 | 3.1907 | 3.4161 | 3.5198 | 3.0552 | 3.2816
Portfolio Adjusted1-in-2Size: Over 200kWAll2018March Monthly Peak | Portfolio Adjusted | 1-in-2 | Size: Over 200kW | All | 2018 | March Monthly Peak | 3 | 127.8645 | 123.8735 | 120.1113 | 119.19 | 127.0294 | 148.8798 | 175.7923 | 193.5298 | 203.1653 | 205.873 | 210.3631 | 211.0876 | 209.0384 | 211.1387 | 205.4888 | 194.773 | 183.1287 | 172.6132 | 166.2526 | 165.7505 | 162.5092 | 155.5126 | 144.4057 | 136.8963 | 0.0068425 | -0.15402 | -0.064952 | -1.0832 | -1.3919 | -0.97273 | -0.35031 | -1.3144 | -1.3447 | -1.7059 | -0.36077 | -0.058802 | 0.57346 | 2.2006 | 6.3295 | 5.9694 | 6.5097 | 5.6084 | 1.774 | 1.4086 | 1.2426 | 1.2932 | 1.0716 | 0.77472 | 52.8352 | 51.9335 | 51.3316 | 51.0447 | 50.5296 | 50.163 | 49.8638 | 50.0601 | 51.8544 | 54.063 | 56.8927 | 59.7305 | 62.123 | 64.0462 | 65.1425 | 65.6853 | 65.4225 | 64.469 | 61.9536 | 58.8514 | 57.104 | 55.7326 | 54.5631 | 53.1785 | 3.6195 | 3.5043 | 3.6631 | 3.411 | 3.3753 | 3.3179 | 3.7726 | 3.6144 | 4.1734 | 4.0672 | 3.6137 | 3.3812 | 3.2147 | 3.2761 | 2.9048 | 2.4693 | 2.1665 | 2.1706 | 2.1969 | 3.2945 | 3.5846 | 3.6921 | 3.1893 | 3.3911
Portfolio Adjusted1-in-2Size: Over 200kWAll2018April Monthly Peak | Portfolio Adjusted | 1-in-2 | Size: Over 200kW | All | 2018 | April Monthly Peak | 4 | 127.1934 | 123.4862 | 119.4544 | 118.3263 | 125.9031 | 147.257 | 173.1818 | 191.2856 | 202.7549 | 208.7296 | 216.207 | 219.3644 | 218.9213 | 222.237 | 217.1008 | 205.405 | 191.8205 | 179.1262 | 170.7877 | 168.7433 | 164.6327 | 156.9103 | 145.0093 | 137.2906 | 0.0033111 | -0.15483 | -0.065326 | -1.0737 | -1.3779 | -0.96 | -0.34637 | -1.2977 | -1.3429 | -1.7302 | -0.37149 | -0.06145 | 0.60035 | 2.317 | 6.6896 | 6.3032 | 6.8297 | 5.8274 | 1.8197 | 1.4299 | 1.2561 | 1.3047 | 1.0742 | 0.77527 | 62.4529 | 61.4301 | 60.59 | 59.8779 | 58.9733 | 58.3101 | 57.7586 | 57.7174 | 59.8638 | 63.8863 | 68.6985 | 73.4083 | 77.3327 | 79.7481 | 80.9584 | 81.4041 | 80.8513 | 80.0769 | 78.3203 | 75.7437 | 71.6352 | 69.0694 | 67.0272 | 65.1969 | 3.5988 | 3.4922 | 3.6402 | 3.3784 | 3.3387 | 3.2738 | 3.7108 | 3.5667 | 4.1612 | 4.1232 | 3.7116 | 3.5121 | 3.3659 | 3.4468 | 3.0685 | 2.6011 | 2.2661 | 2.2492 | 2.254 | 3.3457 | 3.6248 | 3.7255 | 3.1972 | 3.3938
Portfolio Adjusted1-in-2Size: Over 200kWAll2018May Monthly Peak | Portfolio Adjusted | 1-in-2 | Size: Over 200kW | All | 2018 | May Monthly Peak | 5 | 130.7628 | 127.3831 | 122.8612 | 122.2703 | 130.6857 | 152.4931 | 177.5849 | 199.6058 | 214.6016 | 222.6979 | 230.816 | 233.4602 | 231.6958 | 233.9543 | 228.3489 | 214.6806 | 199.9828 | 186.0019 | 176.5965 | 172.086 | 169.1719 | 161.4815 | 149.9893 | 142.4324 | -0.1039 | -0.28058 | -0.15771 | -1.0896 | -1.4237 | -1.0435 | -0.54985 | -1.3783 | -1.4716 | -1.8615 | -0.57713 | -0.33127 | 0.3475 | 2.0867 | 6.735 | 6.4146 | 6.8386 | 5.8873 | 1.8824 | 1.3467 | 1.1451 | 1.2542 | 1.047 | 0.77582 | 64.9154 | 63.8328 | 62.7817 | 61.9074 | 61.1703 | 60.2537 | 59.7779 | 60.3476 | 63.179 | 66.8659 | 70.9834 | 75.051 | 78.7218 | 81.2075 | 82.7252 | 83.3724 | 83.4801 | 82.6837 | 80.7763 | 78.207 | 74.1362 | 70.934 | 69.1767 | 67.5754 | 3.5989 | 3.5035 | 3.6399 | 3.4013 | 3.3715 | 3.3006 | 3.6942 | 3.6263 | 4.3078 | 4.3084 | 3.8872 | 3.663 | 3.4906 | 3.5595 | 3.1641 | 2.6622 | 2.3114 | 2.2836 | 2.2746 | 3.3247 | 3.6129 | 3.7243 | 3.215 | 3.4182
Portfolio Adjusted1-in-2Size: Over 200kWAll2018June Monthly Peak | Portfolio Adjusted | 1-in-2 | Size: Over 200kW | All | 2018 | June Monthly Peak | 6 | 138.3594 | 134.7528 | 130.2515 | 129.6399 | 138.0287 | 159.8498 | 184.5383 | 205.0585 | 218.756 | 227.0253 | 235.3254 | 235.7026 | 231.0438 | 232.3826 | 227.2201 | 216.7384 | 203.1844 | 189.6972 | 181.801 | 176.538 | 174.5807 | 167.6393 | 156.1456 | 148.8629 | -0.24502 | -0.45871 | -0.28324 | -1.1046 | -1.4737 | -1.1514 | -0.85005 | -1.4391 | -1.5369 | -1.9089 | -0.84934 | -0.72011 | -0.049938 | 1.5914 | 6.3228 | 6.2745 | 6.5926 | 5.7842 | 1.9442 | 1.2155 | 0.97192 | 1.1756 | 0.99612 | 0.7701 | 67.6 | 66.4199 | 65.3427 | 64.4947 | 63.6893 | 63.0829 | 62.5346 | 63.2049 | 66.1654 | 70.3636 | 74.2204 | 77.7963 | 80.3337 | 82.5214 | 83.8192 | 84.634 | 85.1543 | 84.8287 | 83.545 | 80.9603 | 77.5541 | 73.8106 | 71.3856 | 69.8135 | 3.7078 | 3.6077 | 3.7533 | 3.5046 | 3.4578 | 3.3679 | 3.7431 | 3.6402 | 4.2965 | 4.3097 | 3.8847 | 3.6101 | 3.3841 | 3.4377 | 3.0589 | 2.6137 | 2.2835 | 2.2642 | 2.2808 | 3.3096 | 3.6339 | 3.7615 | 3.2556 | 3.4726
Portfolio Adjusted1-in-2Size: Over 200kWAll2018July Monthly Peak | Portfolio Adjusted | 1-in-2 | Size: Over 200kW | All | 2018 | July Monthly Peak | 7 | 142.4288 | 138.2677 | 134.2339 | 134.2209 | 143.2111 | 166.3452 | 191.1743 | 210.2647 | 222.1131 | 229.6649 | 236.7229 | 236.4821 | 231.8524 | 232.8294 | 227.6026 | 218.6586 | 206.4581 | 193.5818 | 186.0208 | 180.9514 | 178.8711 | 171.4309 | 159.5964 | 152.2475 | -0.55544 | -0.81499 | -0.53643 | -1.1288 | -1.539 | -1.3369 | -1.3377 | -1.5364 | -1.5997 | -1.9332 | -1.2408 | -1.2759 | -0.61521 | 0.91209 | 5.8102 | 6.0382 | 6.1909 | 5.5995 | 2.0475 | 1.0166 | 0.66733 | 0.9855 | 0.83728 | 0.68032 | 69.7904 | 69.0251 | 68.3691 | 67.7092 | 67.0604 | 66.5862 | 66.3393 | 66.733 | 69.1272 | 73.0892 | 77.9949 | 81.6933 | 84.6614 | 87.0403 | 88.7999 | 89.3323 | 89.5298 | 88.6786 | 87.2233 | 84.9671 | 81.3394 | 77.4562 | 74.9669 | 73.4559 | 3.7516 | 3.6323 | 3.7899 | 3.5616 | 3.5219 | 3.4482 | 3.8058 | 3.652 | 4.2562 | 4.248 | 3.7971 | 3.5247 | 3.3084 | 3.3537 | 2.9849 | 2.5743 | 2.27 | 2.2629 | 2.289 | 3.3224 | 3.6493 | 3.7723 | 3.2642 | 3.4825
Portfolio Adjusted1-in-2Size: Over 200kWAll2018August Monthly Peak | Portfolio Adjusted | 1-in-2 | Size: Over 200kW | All | 2018 | August Monthly Peak | 8 | 144.9808 | 140.8738 | 136.6504 | 136.4524 | 146.0379 | 171.0873 | 199.6998 | 222.26 | 239.038 | 249.5822 | 259.385 | 260.4984 | 256.4618 | 258.1535 | 252.0162 | 238.465 | 221.7461 | 205.5686 | 195.4619 | 191.2537 | 186.852 | 176.747 | 164.2554 | 156.1967 | -0.87453 | -1.2054 | -0.80711 | -1.1018 | -1.5476 | -1.5052 | -1.9243 | -1.6763 | -1.7326 | -2.109 | -1.847 | -2.1212 | -1.3931 | 0.085521 | 5.6287 | 6.1155 | 5.9569 | 5.489 | 2.2108 | 0.80244 | 0.29327 | 0.76177 | 0.65137 | 0.57247 | 74.6438 | 73.6611 | 72.759 | 71.64 | 71.0509 | 70.3344 | 69.891 | 70.0256 | 72.5838 | 77.5521 | 82.5706 | 86.7346 | 89.7372 | 91.8471 | 93.1491 | 93.3043 | 93.468 | 92.3135 | 90.3179 | 87.5609 | 83.4112 | 80.3041 | 78.42 | 76.7365 | 3.8752 | 3.7552 | 3.9135 | 3.6774 | 3.6436 | 3.5924 | 4.0214 | 3.9116 | 4.6506 | 4.6962 | 4.2276 | 3.957 | 3.7348 | 3.7998 | 3.3753 | 2.8601 | 2.4773 | 2.4412 | 2.4388 | 3.5742 | 3.8752 | 3.9447 | 3.4056 | 3.6134
Portfolio Adjusted1-in-2Size: Over 200kWAll2018September Monthly Peak | Portfolio Adjusted | 1-in-2 | Size: Over 200kW | All | 2018 | September Monthly Peak | 9 | 142.3841 | 138.5013 | 133.9081 | 134.5518 | 144.4742 | 169.861 | 200.2917 | 221.5182 | 239.6091 | 249.7559 | 258.274 | 258.9999 | 254.655 | 256.7207 | 250.1021 | 235.3333 | 218.2599 | 202.1638 | 193.6834 | 191.3957 | 184.1792 | 174.3627 | 161.8172 | 153.6109 | -0.67236 | -0.94287 | -0.62391 | -1.1773 | -1.595 | -1.4259 | -1.4997 | -1.663 | -1.7254 | -2.1144 | -1.408 | -1.474 | -0.7487 | 0.88237 | 6.2379 | 6.3981 | 6.46 | 5.7929 | 2.1837 | 1.0608 | 0.6344 | 0.95163 | 0.78792 | 0.62829 | 69.6318 | 68.5558 | 67.7987 | 67.0508 | 66.5138 | 65.9381 | 65.9003 | 65.753 | 67.5229 | 72.5309 | 78.7349 | 84.0031 | 88.3704 | 90.9519 | 92.0684 | 92.2836 | 91.8346 | 90.5782 | 88.079 | 84.5071 | 80.9623 | 78.6191 | 77.0745 | 75.7822 | 3.7591 | 3.6438 | 3.7887 | 3.5812 | 3.5624 | 3.5161 | 3.9727 | 3.8462 | 4.6012 | 4.6298 | 4.156 | 3.8863 | 3.6634 | 3.7285 | 3.3085 | 2.7885 | 2.408 | 2.3723 | 2.3869 | 3.5277 | 3.7723 | 3.8484 | 3.3162 | 3.5132
Portfolio Adjusted1-in-2Size: Over 200kWAll2018October Monthly Peak | Portfolio Adjusted | 1-in-2 | Size: Over 200kW | All | 2018 | October Monthly Peak | 10 | 124.5029 | 121.589 | 117.3603 | 117.4408 | 125.8055 | 148.539 | 178.0683 | 196.7323 | 209.5867 | 217.9277 | 226.0813 | 229.6353 | 229.6047 | 231.7984 | 225.6558 | 211.9005 | 197.2004 | 189.1828 | 179.5671 | 171.4993 | 163.7 | 154.7176 | 143.2181 | 136.3641 | -0.42282 | -0.66387 | -0.42438 | -0.98699 | -1.3405 | -1.1641 | -1.1558 | -1.4188 | -1.452 | -1.8309 | -1.1125 | -1.1395 | -0.48397 | 1.0044 | 5.7615 | 5.8162 | 5.9594 | 5.4507 | 1.9772 | 1.0282 | 0.66473 | 0.93531 | 0.77923 | 0.62532 | 69.5874 | 68.7403 | 67.8105 | 67.0295 | 66.3118 | 65.4811 | 65.4785 | 66.0117 | 66.7584 | 71.0639 | 76.6951 | 81.9858 | 85.685 | 87.8714 | 89.341 | 89.5393 | 88.7396 | 87.2398 | 84.7564 | 81.0689 | 77.6057 | 74.9645 | 72.9243 | 71.3067 | 3.3197 | 3.2451 | 3.3681 | 3.1698 | 3.1475 | 3.123 | 3.6097 | 3.4703 | 4.0692 | 4.0882 | 3.6788 | 3.4786 | 3.3426 | 3.4076 | 3.0177 | 2.5367 | 2.1976 | 2.2423 | 2.2302 | 3.2148 | 3.4028 | 3.4725 | 2.9776 | 3.1774
Portfolio Adjusted1-in-2Size: Over 200kWAll2018November Monthly Peak | Portfolio Adjusted | 1-in-2 | Size: Over 200kW | All | 2018 | November Monthly Peak | 11 | 127.4644 | 124.3003 | 120.1841 | 119.6358 | 128.113 | 150.3737 | 176.3803 | 194.2156 | 205.944 | 211.9947 | 218.4047 | 220.7067 | 219.3557 | 220.8771 | 214.526 | 200.9322 | 188.6965 | 182.8842 | 174.303 | 167.2595 | 161.0594 | 153.4788 | 141.9673 | 135.2366 | 0.012449 | -0.1451 | -0.058314 | -1.0924 | -1.4084 | -0.99697 | -0.35169 | -1.3307 | -1.3666 | -1.7638 | -0.36505 | -0.053851 | 0.61366 | 2.3032 | 6.5955 | 6.1542 | 6.7243 | 5.9547 | 1.8711 | 1.4333 | 1.2365 | 1.2883 | 1.0604 | 0.77013 | 58.9122 | 58.0931 | 57.3454 | 56.6419 | 55.9334 | 55.6486 | 55.2004 | 55.1316 | 58.798 | 63.7952 | 69.9327 | 75.1222 | 78.7331 | 80.2706 | 80.7864 | 80.2789 | 78.0918 | 73.9198 | 69.5271 | 66.9039 | 64.8839 | 63.2076 | 61.9877 | 60.8597 | 3.624 | 3.5339 | 3.6798 | 3.4492 | 3.4271 | 3.3819 | 3.8187 | 3.6644 | 4.2857 | 4.2386 | 3.7886 | 3.5649 | 3.4017 | 3.4556 | 3.0564 | 2.5614 | 2.2435 | 2.3117 | 2.3087 | 3.3381 | 3.5624 | 3.6689 | 3.1488 | 3.3642
Portfolio Adjusted1-in-2Size: Over 200kWAll2018December Monthly Peak | Portfolio Adjusted | 1-in-2 | Size: Over 200kW | All | 2018 | December Monthly Peak | 12 | 122.7381 | 119.649 | 116.2955 | 116.7889 | 125.2652 | 146.6925 | 174.1086 | 188.9495 | 197.2016 | 198.012 | 198.4792 | 195.5114 | 190.7641 | 189.0945 | 182.3324 | 172.5831 | 165.5906 | 163.8637 | 158.6402 | 154.3914 | 149.4088 | 142.9826 | 134.1441 | 128.7187 | 0.021944 | -0.1352 | -0.052477 | -1.0588 | -1.3683 | -0.96608 | -0.34051 | -1.2859 | -1.2961 | -1.6438 | -0.32985 | -0.046588 | 0.53519 | 1.9706 | 5.6081 | 5.2726 | 5.8839 | 5.3195 | 1.71 | 1.3354 | 1.1546 | 1.1983 | 1.0021 | 0.73232 | 47.708 | 47.0275 | 46.0069 | 45.1319 | 44.4969 | 43.8226 | 43.6313 | 43.4063 | 43.8503 | 46.6292 | 49.188 | 51.273 | 52.8566 | 53.7855 | 54.3799 | 54.4344 | 53.8514 | 52.7432 | 51.2358 | 50.0365 | 49.127 | 48.2384 | 47.4374 | 46.5253 | 3.4827 | 3.3922 | 3.5458 | 3.3504 | 3.3367 | 3.298 | 3.7602 | 3.5554 | 4.0826 | 3.9563 | 3.4431 | 3.1591 | 2.9626 | 2.9654 | 2.598 | 2.2082 | 1.9776 | 2.0808 | 2.1094 | 3.1057 | 3.3231 | 3.4144 | 2.976 | 3.1994
Portfolio Adjusted1-in-2Size: Over 200kWAll2018Typical Event Day | Portfolio Adjusted | 1-in-2 | Size: Over 200kW | All | 2018 | Typical Event Day | 8 | 142.2936 | 138.3097 | 134.2291 | 134.0348 | 143.4711 | 167.6708 | 194.969 | 215.188 | 229.5933 | 238.5875 | 247.3452 | 248.2664 | 243.9817 | 245.7515 | 239.9851 | 227.5634 | 212.1263 | 197.2206 | 188.0615 | 184.4342 | 181.1111 | 172.1606 | 160.349 | 152.8568 | -0.5784 | -0.84791 | -0.55753 | -1.1293 | -1.5415 | -1.3565 | -1.3974 | -1.5741 | -1.6367 | -2.0049 | -1.3231 | -1.3816 | -0.68125 | 0.90056 | 6.0544 | 6.2396 | 6.3179 | 5.6645 | 2.0835 | 1.0263 | 0.64779 | 0.96785 | 0.82063 | 0.66381 | 70.4165 | 69.4154 | 68.5674 | 67.7237 | 67.0786 | 66.4854 | 66.1663 | 66.4291 | 68.8498 | 73.3839 | 78.3802 | 82.5568 | 85.7757 | 88.0902 | 89.4591 | 89.8886 | 89.9967 | 89.0998 | 87.2913 | 84.4989 | 80.8168 | 77.5475 | 75.4618 | 73.947 | 3.7551 | 3.6392 | 3.7937 | 3.5619 | 3.5304 | 3.4739 | 3.8747 | 3.737 | 4.406 | 4.4228 | 3.9719 | 3.7151 | 3.4983 | 3.5614 | 3.1664 | 2.6908 | 2.3391 | 2.3121 | 2.3174 | 3.3977 | 3.7046 | 3.7901 | 3.2807 | 3.4919
Portfolio Adjusted1-in-2Size: Over 200kWAll2019January Monthly Peak | Portfolio Adjusted | 1-in-2 | Size: Over 200kW | All | 2019 | January Monthly Peak | 1 | 123.501 | 120.211 | 116.553 | 116.9794 | 125.6633 | 148.5872 | 178.6664 | 194.7813 | 202.6386 | 204.2627 | 206.6169 | 205.9819 | 203.0769 | 203.3002 | 196.5957 | 185.3648 | 174.9015 | 171.525 | 166.0258 | 160.9872 | 155.5266 | 148.6835 | 139.124 | 133.0705 | 0.0096331 | -0.14834 | -0.059436 | -1.0652 | -1.3751 | -0.97592 | -0.3503 | -1.3235 | -1.3276 | -1.6921 | -0.34643 | -0.052497 | 0.56349 | 2.1153 | 6.0451 | 5.6668 | 6.2178 | 5.5675 | 1.78 | 1.3802 | 1.1952 | 1.2437 | 1.0374 | 0.75653 | 51.9046 | 51.4189 | 51.071 | 50.6133 | 50.4088 | 49.9877 | 50.091 | 49.9838 | 50.3451 | 51.7244 | 53.5645 | 55.1191 | 56.2892 | 57.2662 | 57.9192 | 57.8584 | 57.687 | 56.9922 | 55.594 | 54.2851 | 53.6181 | 53.2942 | 52.7804 | 51.9808 | 3.5084 | 3.4151 | 3.5604 | 3.3637 | 3.3486 | 3.333 | 3.8587 | 3.6639 | 4.1869 | 4.0668 | 3.5715 | 3.3133 | 3.1378 | 3.1732 | 2.7917 | 2.3626 | 2.0796 | 2.1697 | 2.2008 | 3.2181 | 3.4436 | 3.5439 | 3.0806 | 3.3066
Portfolio Adjusted1-in-2Size: Over 200kWAll2019February Monthly Peak | Portfolio Adjusted | 1-in-2 | Size: Over 200kW | All | 2019 | February Monthly Peak | 2 | 122.3346 | 119.1962 | 115.4864 | 115.8387 | 124.3848 | 146.8054 | 176.1496 | 191.686 | 199.4194 | 201.6628 | 204.6721 | 204.7839 | 202.3395 | 203.0056 | 196.6072 | 185.4182 | 174.756 | 171.0573 | 165.1565 | 159.808 | 154.389 | 147.66 | 137.979 | 132.052 | 0.0051141 | -0.15007 | -0.061345 | -1.0554 | -1.3619 | -0.96567 | -0.34844 | -1.3046 | -1.3108 | -1.6719 | -0.34429 | -0.052599 | 0.56161 | 2.1143 | 6.0505 | 5.6758 | 6.2194 | 5.5564 | 1.7693 | 1.3675 | 1.1853 | 1.2347 | 1.0281 | 0.75039 | 51.564 | 51.1081 | 50.8695 | 50.5509 | 50.1045 | 49.9318 | 49.5473 | 49.8647 | 51.1883 | 54.5888 | 58.3348 | 61.4098 | 62.98 | 63.6493 | 64.1433 | 63.9086 | 63.5452 | 62.6694 | 60.684 | 58.6218 | 57.3872 | 56.438 | 55.4898 | 54.1999 | 3.4741 | 3.3856 | 3.5272 | 3.3286 | 3.3126 | 3.2912 | 3.8032 | 3.6023 | 4.1175 | 4.0122 | 3.5356 | 3.2924 | 3.1249 | 3.1668 | 2.791 | 2.3619 | 2.0766 | 2.1622 | 2.188 | 3.1907 | 3.4161 | 3.5198 | 3.0552 | 3.2816
Portfolio Adjusted1-in-2Size: Over 200kWAll2019March Monthly Peak | Portfolio Adjusted | 1-in-2 | Size: Over 200kW | All | 2019 | March Monthly Peak | 3 | 127.8645 | 123.8735 | 120.1113 | 119.19 | 127.0294 | 148.8798 | 175.7922 | 193.5298 | 203.1653 | 205.873 | 210.3631 | 211.0876 | 209.0385 | 211.1387 | 205.4888 | 194.773 | 183.1287 | 172.6132 | 166.2526 | 165.7505 | 162.5092 | 155.5126 | 144.4057 | 136.8963 | 0.0068425 | -0.15402 | -0.064952 | -1.0832 | -1.3919 | -0.97273 | -0.35031 | -1.3144 | -1.3447 | -1.7059 | -0.36077 | -0.058802 | 0.57346 | 2.2006 | 6.3295 | 5.9694 | 6.5097 | 5.6084 | 1.774 | 1.4086 | 1.2426 | 1.2932 | 1.0716 | 0.77472 | 52.8352 | 51.9335 | 51.3316 | 51.0447 | 50.5296 | 50.163 | 49.8637 | 50.0601 | 51.8544 | 54.063 | 56.8927 | 59.7305 | 62.123 | 64.0462 | 65.1425 | 65.6853 | 65.4225 | 64.469 | 61.9536 | 58.8514 | 57.104 | 55.7326 | 54.5631 | 53.1785 | 3.6195 | 3.5043 | 3.6631 | 3.411 | 3.3753 | 3.3179 | 3.7726 | 3.6144 | 4.1734 | 4.0672 | 3.6137 | 3.3812 | 3.2147 | 3.2761 | 2.9048 | 2.4693 | 2.1665 | 2.1706 | 2.1969 | 3.2945 | 3.5846 | 3.6921 | 3.1893 | 3.3911
Portfolio Adjusted1-in-2Size: Over 200kWAll2019April Monthly Peak | Portfolio Adjusted | 1-in-2 | Size: Over 200kW | All | 2019 | April Monthly Peak | 4 | 127.1934 | 123.4862 | 119.4544 | 118.3263 | 125.9031 | 147.257 | 173.1818 | 191.2856 | 202.7549 | 208.7296 | 216.207 | 219.3644 | 218.9213 | 222.237 | 217.1008 | 205.405 | 191.8205 | 179.1262 | 170.7877 | 168.7433 | 164.6326 | 156.9103 | 145.0093 | 137.2906 | 0.0033111 | -0.15483 | -0.065326 | -1.0737 | -1.3779 | -0.96 | -0.34637 | -1.2977 | -1.3429 | -1.7302 | -0.37149 | -0.06145 | 0.60035 | 2.317 | 6.6896 | 6.3032 | 6.8297 | 5.8274 | 1.8197 | 1.4299 | 1.2561 | 1.3047 | 1.0742 | 0.77527 | 62.4529 | 61.4301 | 60.59 | 59.8779 | 58.9733 | 58.3101 | 57.7586 | 57.7174 | 59.8638 | 63.8863 | 68.6985 | 73.4083 | 77.3327 | 79.7481 | 80.9584 | 81.4041 | 80.8513 | 80.0769 | 78.3203 | 75.7437 | 71.6352 | 69.0694 | 67.0272 | 65.1968 | 3.5988 | 3.4922 | 3.6402 | 3.3784 | 3.3387 | 3.2738 | 3.7108 | 3.5667 | 4.1612 | 4.1232 | 3.7116 | 3.5121 | 3.3659 | 3.4468 | 3.0685 | 2.6011 | 2.2661 | 2.2492 | 2.254 | 3.3457 | 3.6248 | 3.7255 | 3.1972 | 3.3938
Portfolio Adjusted1-in-2Size: Over 200kWAll2019May Monthly Peak | Portfolio Adjusted | 1-in-2 | Size: Over 200kW | All | 2019 | May Monthly Peak | 5 | 130.7628 | 127.3831 | 122.8612 | 122.2703 | 130.6857 | 152.4931 | 177.5849 | 199.6058 | 214.6016 | 222.6979 | 230.816 | 233.4602 | 231.6958 | 233.9543 | 228.3489 | 214.6806 | 199.9828 | 186.0019 | 176.5965 | 172.086 | 169.1719 | 161.4815 | 149.9892 | 142.4324 | -0.1039 | -0.28058 | -0.15771 | -1.0896 | -1.4237 | -1.0435 | -0.54985 | -1.3783 | -1.4716 | -1.8615 | -0.57713 | -0.33127 | 0.3475 | 2.0867 | 6.735 | 6.4146 | 6.8386 | 5.8873 | 1.8824 | 1.3467 | 1.1451 | 1.2542 | 1.047 | 0.77582 | 64.9154 | 63.8328 | 62.7817 | 61.9074 | 61.1703 | 60.2537 | 59.7779 | 60.3476 | 63.179 | 66.8659 | 70.9834 | 75.051 | 78.7218 | 81.2075 | 82.7252 | 83.3724 | 83.4801 | 82.6837 | 80.7763 | 78.207 | 74.1362 | 70.934 | 69.1767 | 67.5754 | 3.5989 | 3.5035 | 3.6399 | 3.4013 | 3.3715 | 3.3006 | 3.6942 | 3.6263 | 4.3078 | 4.3084 | 3.8872 | 3.663 | 3.4906 | 3.5595 | 3.1641 | 2.6622 | 2.3114 | 2.2836 | 2.2746 | 3.3247 | 3.6129 | 3.7243 | 3.215 | 3.4182
Portfolio Adjusted1-in-2Size: Over 200kWAll2019June Monthly Peak | Portfolio Adjusted | 1-in-2 | Size: Over 200kW | All | 2019 | June Monthly Peak | 6 | 138.3594 | 134.7528 | 130.2515 | 129.6399 | 138.0287 | 159.8498 | 184.5383 | 205.0585 | 218.756 | 227.0253 | 235.3254 | 235.7026 | 231.0438 | 232.3826 | 227.2201 | 216.7384 | 203.1844 | 189.6972 | 181.801 | 176.538 | 174.5807 | 167.6393 | 156.1455 | 148.8629 | -0.24502 | -0.45871 | -0.28324 | -1.1046 | -1.4737 | -1.1514 | -0.85005 | -1.4391 | -1.5369 | -1.9089 | -0.84934 | -0.72011 | -0.049938 | 1.5914 | 6.3228 | 6.2745 | 6.5926 | 5.7842 | 1.9442 | 1.2155 | 0.97192 | 1.1756 | 0.99612 | 0.7701 | 67.6 | 66.4199 | 65.3427 | 64.4947 | 63.6893 | 63.0829 | 62.5346 | 63.2049 | 66.1654 | 70.3636 | 74.2204 | 77.7963 | 80.3337 | 82.5214 | 83.8192 | 84.634 | 85.1543 | 84.8287 | 83.545 | 80.9603 | 77.5541 | 73.8106 | 71.3856 | 69.8135 | 3.7078 | 3.6077 | 3.7533 | 3.5046 | 3.4578 | 3.3679 | 3.7431 | 3.6402 | 4.2965 | 4.3097 | 3.8847 | 3.6101 | 3.3841 | 3.4377 | 3.0589 | 2.6137 | 2.2835 | 2.2642 | 2.2808 | 3.3096 | 3.6339 | 3.7615 | 3.2556 | 3.4726
Portfolio Adjusted1-in-2Size: Over 200kWAll2019July Monthly Peak | Portfolio Adjusted | 1-in-2 | Size: Over 200kW | All | 2019 | July Monthly Peak | 7 | 142.4288 | 138.2677 | 134.2339 | 134.2209 | 143.2111 | 166.3452 | 191.1743 | 210.2647 | 222.1131 | 229.6649 | 236.7229 | 236.4821 | 231.8524 | 232.8294 | 227.6026 | 218.6586 | 206.4581 | 193.5818 | 186.0208 | 180.9514 | 178.8711 | 171.4309 | 159.5964 | 152.2475 | -0.55544 | -0.81499 | -0.53643 | -1.1288 | -1.539 | -1.3369 | -1.3377 | -1.5364 | -1.5997 | -1.9332 | -1.2408 | -1.2759 | -0.61521 | 0.91209 | 5.8102 | 6.0382 | 6.1909 | 5.5995 | 2.0475 | 1.0166 | 0.66733 | 0.9855 | 0.83728 | 0.68032 | 69.7904 | 69.0251 | 68.3691 | 67.7092 | 67.0604 | 66.5862 | 66.3393 | 66.733 | 69.1272 | 73.0892 | 77.9949 | 81.6933 | 84.6614 | 87.0403 | 88.7999 | 89.3323 | 89.5298 | 88.6786 | 87.2233 | 84.9671 | 81.3394 | 77.4562 | 74.9669 | 73.4559 | 3.7516 | 3.6323 | 3.7899 | 3.5616 | 3.5219 | 3.4482 | 3.8058 | 3.652 | 4.2562 | 4.248 | 3.7971 | 3.5247 | 3.3084 | 3.3537 | 2.9849 | 2.5743 | 2.27 | 2.2629 | 2.289 | 3.3224 | 3.6493 | 3.7723 | 3.2642 | 3.4825
Portfolio Adjusted1-in-2Size: Over 200kWAll2019August Monthly Peak | Portfolio Adjusted | 1-in-2 | Size: Over 200kW | All | 2019 | August Monthly Peak | 8 | 144.9808 | 140.8738 | 136.6504 | 136.4524 | 146.0379 | 171.0873 | 199.6998 | 222.26 | 239.038 | 249.5822 | 259.385 | 260.4984 | 256.4618 | 258.1535 | 252.0162 | 238.465 | 221.7461 | 205.5686 | 195.4619 | 191.2537 | 186.852 | 176.747 | 164.2553 | 156.1967 | -0.87453 | -1.2054 | -0.80711 | -1.1018 | -1.5476 | -1.5052 | -1.9243 | -1.6763 | -1.7326 | -2.109 | -1.847 | -2.1212 | -1.3931 | 0.085521 | 5.6287 | 6.1155 | 5.9569 | 5.489 | 2.2108 | 0.80244 | 0.29327 | 0.76177 | 0.65137 | 0.57247 | 74.6438 | 73.6611 | 72.759 | 71.64 | 71.0509 | 70.3344 | 69.891 | 70.0256 | 72.5838 | 77.5521 | 82.5706 | 86.7346 | 89.7372 | 91.8471 | 93.1491 | 93.3043 | 93.468 | 92.3135 | 90.3179 | 87.5609 | 83.4112 | 80.3041 | 78.42 | 76.7365 | 3.8752 | 3.7552 | 3.9135 | 3.6774 | 3.6436 | 3.5924 | 4.0214 | 3.9116 | 4.6506 | 4.6962 | 4.2276 | 3.957 | 3.7348 | 3.7998 | 3.3753 | 2.8601 | 2.4773 | 2.4412 | 2.4388 | 3.5742 | 3.8752 | 3.9447 | 3.4056 | 3.6134
Portfolio Adjusted1-in-2Size: Over 200kWAll2019September Monthly Peak | Portfolio Adjusted | 1-in-2 | Size: Over 200kW | All | 2019 | September Monthly Peak | 9 | 142.3841 | 138.5013 | 133.9081 | 134.5518 | 144.4742 | 169.861 | 200.2917 | 221.5182 | 239.6091 | 249.7559 | 258.274 | 258.9998 | 254.655 | 256.7207 | 250.1021 | 235.3333 | 218.2599 | 202.1638 | 193.6834 | 191.3957 | 184.1792 | 174.3627 | 161.8172 | 153.6109 | -0.67236 | -0.94287 | -0.62391 | -1.1773 | -1.595 | -1.4259 | -1.4997 | -1.663 | -1.7254 | -2.1144 | -1.408 | -1.474 | -0.7487 | 0.88237 | 6.2379 | 6.3981 | 6.46 | 5.7929 | 2.1837 | 1.0608 | 0.6344 | 0.95163 | 0.78792 | 0.62829 | 69.6318 | 68.5558 | 67.7987 | 67.0508 | 66.5138 | 65.9381 | 65.9003 | 65.753 | 67.5229 | 72.5309 | 78.7349 | 84.0031 | 88.3704 | 90.9519 | 92.0684 | 92.2836 | 91.8346 | 90.5783 | 88.079 | 84.5071 | 80.9623 | 78.6191 | 77.0745 | 75.7822 | 3.7591 | 3.6438 | 3.7887 | 3.5812 | 3.5624 | 3.5161 | 3.9727 | 3.8462 | 4.6012 | 4.6298 | 4.156 | 3.8863 | 3.6634 | 3.7285 | 3.3085 | 2.7885 | 2.408 | 2.3723 | 2.3869 | 3.5277 | 3.7723 | 3.8484 | 3.3162 | 3.5132
Portfolio Adjusted1-in-2Size: Over 200kWAll2019October Monthly Peak | Portfolio Adjusted | 1-in-2 | Size: Over 200kW | All | 2019 | October Monthly Peak | 10 | 124.5029 | 121.589 | 117.3603 | 117.4408 | 125.8055 | 148.539 | 178.0683 | 196.7323 | 209.5867 | 217.9277 | 226.0813 | 229.6353 | 229.6047 | 231.7984 | 225.6558 | 211.9005 | 197.2004 | 189.1828 | 179.5671 | 171.4993 | 163.7 | 154.7176 | 143.2181 | 136.3641 | -0.42282 | -0.66387 | -0.42438 | -0.98699 | -1.3405 | -1.1641 | -1.1558 | -1.4188 | -1.452 | -1.8309 | -1.1125 | -1.1395 | -0.48397 | 1.0044 | 5.7615 | 5.8162 | 5.9594 | 5.4507 | 1.9772 | 1.0282 | 0.66473 | 0.93531 | 0.77923 | 0.62532 | 69.5874 | 68.7403 | 67.8105 | 67.0295 | 66.3118 | 65.4811 | 65.4785 | 66.0117 | 66.7584 | 71.0639 | 76.6951 | 81.9858 | 85.685 | 87.8714 | 89.341 | 89.5393 | 88.7396 | 87.2398 | 84.7564 | 81.0689 | 77.6057 | 74.9645 | 72.9243 | 71.3067 | 3.3197 | 3.2451 | 3.3681 | 3.1698 | 3.1475 | 3.123 | 3.6097 | 3.4703 | 4.0692 | 4.0882 | 3.6788 | 3.4786 | 3.3426 | 3.4076 | 3.0177 | 2.5367 | 2.1976 | 2.2423 | 2.2302 | 3.2148 | 3.4028 | 3.4725 | 2.9776 | 3.1774
Portfolio Adjusted1-in-2Size: Over 200kWAll2019November Monthly Peak | Portfolio Adjusted | 1-in-2 | Size: Over 200kW | All | 2019 | November Monthly Peak | 11 | 127.4644 | 124.3003 | 120.1842 | 119.6358 | 128.113 | 150.3737 | 176.3803 | 194.2156 | 205.944 | 211.9947 | 218.4047 | 220.7067 | 219.3557 | 220.8771 | 214.526 | 200.9322 | 188.6965 | 182.8842 | 174.303 | 167.2595 | 161.0594 | 153.4788 | 141.9673 | 135.2366 | 0.012449 | -0.1451 | -0.058314 | -1.0924 | -1.4084 | -0.99697 | -0.35169 | -1.3307 | -1.3666 | -1.7638 | -0.36505 | -0.053851 | 0.61366 | 2.3032 | 6.5955 | 6.1542 | 6.7243 | 5.9547 | 1.8711 | 1.4333 | 1.2365 | 1.2883 | 1.0604 | 0.77013 | 58.9122 | 58.0931 | 57.3454 | 56.6419 | 55.9334 | 55.6486 | 55.2004 | 55.1316 | 58.798 | 63.7952 | 69.9327 | 75.1222 | 78.7331 | 80.2706 | 80.7864 | 80.2789 | 78.0918 | 73.9198 | 69.5271 | 66.9039 | 64.8839 | 63.2076 | 61.9877 | 60.8597 | 3.624 | 3.5339 | 3.6798 | 3.4492 | 3.4271 | 3.3819 | 3.8187 | 3.6644 | 4.2857 | 4.2386 | 3.7886 | 3.5649 | 3.4017 | 3.4556 | 3.0564 | 2.5614 | 2.2435 | 2.3117 | 2.3087 | 3.3381 | 3.5624 | 3.6689 | 3.1488 | 3.3642
Portfolio Adjusted1-in-2Size: Over 200kWAll2019December Monthly Peak | Portfolio Adjusted | 1-in-2 | Size: Over 200kW | All | 2019 | December Monthly Peak | 12 | 122.7381 | 119.649 | 116.2955 | 116.7889 | 125.2652 | 146.6925 | 174.1085 | 188.9495 | 197.2016 | 198.012 | 198.4792 | 195.5114 | 190.7641 | 189.0945 | 182.3324 | 172.5831 | 165.5906 | 163.8637 | 158.6402 | 154.3914 | 149.4088 | 142.9826 | 134.1441 | 128.7187 | 0.021944 | -0.1352 | -0.052477 | -1.0588 | -1.3683 | -0.96608 | -0.34051 | -1.2859 | -1.2961 | -1.6438 | -0.32985 | -0.046588 | 0.53519 | 1.9706 | 5.6081 | 5.2726 | 5.8839 | 5.3195 | 1.71 | 1.3354 | 1.1546 | 1.1983 | 1.0021 | 0.73232 | 47.708 | 47.0275 | 46.0069 | 45.1319 | 44.4969 | 43.8226 | 43.6313 | 43.4063 | 43.8503 | 46.6292 | 49.188 | 51.273 | 52.8566 | 53.7855 | 54.3799 | 54.4344 | 53.8514 | 52.7432 | 51.2358 | 50.0365 | 49.127 | 48.2384 | 47.4374 | 46.5253 | 3.4827 | 3.3922 | 3.5459 | 3.3504 | 3.3367 | 3.298 | 3.7602 | 3.5554 | 4.0826 | 3.9563 | 3.4431 | 3.1591 | 2.9626 | 2.9654 | 2.598 | 2.2082 | 1.9776 | 2.0808 | 2.1094 | 3.1057 | 3.3231 | 3.4144 | 2.976 | 3.1994
Portfolio Adjusted1-in-2Size: Over 200kWAll2019Typical Event Day | Portfolio Adjusted | 1-in-2 | Size: Over 200kW | All | 2019 | Typical Event Day | 8 | 142.2936 | 138.3097 | 134.2291 | 134.0348 | 143.4711 | 167.6707 | 194.969 | 215.188 | 229.5933 | 238.5875 | 247.3452 | 248.2664 | 243.9817 | 245.7515 | 239.9851 | 227.5634 | 212.1263 | 197.2205 | 188.0615 | 184.4342 | 181.1111 | 172.1606 | 160.349 | 152.8568 | -0.5784 | -0.84791 | -0.55753 | -1.1293 | -1.5415 | -1.3565 | -1.3974 | -1.5741 | -1.6367 | -2.0049 | -1.3231 | -1.3816 | -0.68125 | 0.90056 | 6.0544 | 6.2396 | 6.3179 | 5.6645 | 2.0835 | 1.0263 | 0.64779 | 0.96785 | 0.82063 | 0.66381 | 70.4165 | 69.4154 | 68.5674 | 67.7237 | 67.0786 | 66.4854 | 66.1663 | 66.4291 | 68.8498 | 73.3839 | 78.3802 | 82.5568 | 85.7757 | 88.0902 | 89.4591 | 89.8886 | 89.9967 | 89.0998 | 87.2913 | 84.4989 | 80.8168 | 77.5475 | 75.4618 | 73.947 | 3.7551 | 3.6392 | 3.7937 | 3.5619 | 3.5304 | 3.4739 | 3.8747 | 3.737 | 4.406 | 4.4228 | 3.9719 | 3.7151 | 3.4983 | 3.5614 | 3.1664 | 2.6908 | 2.3391 | 2.3121 | 2.3174 | 3.3977 | 3.7046 | 3.7901 | 3.2807 | 3.4919
Portfolio Adjusted1-in-2Size: Over 200kWAll2020January Monthly Peak | Portfolio Adjusted | 1-in-2 | Size: Over 200kW | All | 2020 | January Monthly Peak | 1 | 123.501 | 120.211 | 116.553 | 116.9794 | 125.6633 | 148.5872 | 178.6664 | 194.7812 | 202.6386 | 204.2627 | 206.6169 | 205.9819 | 203.0769 | 203.3002 | 196.5957 | 185.3648 | 174.9015 | 171.525 | 166.0259 | 160.9872 | 155.5266 | 148.6835 | 139.124 | 133.0705 | 0.0096331 | -0.14834 | -0.059436 | -1.0652 | -1.3751 | -0.97592 | -0.3503 | -1.3235 | -1.3276 | -1.6921 | -0.34643 | -0.052497 | 0.56349 | 2.1153 | 6.0451 | 5.6668 | 6.2178 | 5.5675 | 1.78 | 1.3802 | 1.1952 | 1.2437 | 1.0374 | 0.75653 | 51.9046 | 51.4189 | 51.071 | 50.6133 | 50.4088 | 49.9877 | 50.091 | 49.9838 | 50.3451 | 51.7244 | 53.5645 | 55.1191 | 56.2892 | 57.2662 | 57.9192 | 57.8584 | 57.687 | 56.9922 | 55.594 | 54.2851 | 53.6181 | 53.2942 | 52.7804 | 51.9808 | 3.5084 | 3.4151 | 3.5604 | 3.3637 | 3.3486 | 3.333 | 3.8587 | 3.6639 | 4.1869 | 4.0668 | 3.5715 | 3.3133 | 3.1378 | 3.1732 | 2.7917 | 2.3626 | 2.0796 | 2.1697 | 2.2008 | 3.2181 | 3.4436 | 3.5439 | 3.0806 | 3.3066
Portfolio Adjusted1-in-2Size: Over 200kWAll2020February Monthly Peak | Portfolio Adjusted | 1-in-2 | Size: Over 200kW | All | 2020 | February Monthly Peak | 2 | 122.3346 | 119.1962 | 115.4864 | 115.8387 | 124.3848 | 146.8054 | 176.1496 | 191.686 | 199.4194 | 201.6628 | 204.6721 | 204.7839 | 202.3395 | 203.0056 | 196.6071 | 185.4182 | 174.756 | 171.0573 | 165.1565 | 159.808 | 154.389 | 147.66 | 137.979 | 132.052 | 0.0051141 | -0.15007 | -0.061345 | -1.0554 | -1.3619 | -0.96567 | -0.34844 | -1.3046 | -1.3108 | -1.6719 | -0.34429 | -0.052599 | 0.56161 | 2.1143 | 6.0505 | 5.6758 | 6.2194 | 5.5564 | 1.7693 | 1.3675 | 1.1853 | 1.2347 | 1.0281 | 0.75039 | 51.564 | 51.1081 | 50.8695 | 50.5509 | 50.1045 | 49.9318 | 49.5473 | 49.8647 | 51.1883 | 54.5888 | 58.3348 | 61.4098 | 62.98 | 63.6493 | 64.1433 | 63.9086 | 63.5452 | 62.6694 | 60.684 | 58.6218 | 57.3872 | 56.438 | 55.4898 | 54.1999 | 3.4741 | 3.3856 | 3.5272 | 3.3286 | 3.3126 | 3.2912 | 3.8032 | 3.6023 | 4.1175 | 4.0122 | 3.5356 | 3.2924 | 3.1249 | 3.1669 | 2.791 | 2.3619 | 2.0766 | 2.1622 | 2.188 | 3.1907 | 3.4161 | 3.5198 | 3.0552 | 3.2816
Portfolio Adjusted1-in-2Size: Over 200kWAll2020March Monthly Peak | Portfolio Adjusted | 1-in-2 | Size: Over 200kW | All | 2020 | March Monthly Peak | 3 | 127.8645 | 123.8735 | 120.1113 | 119.19 | 127.0294 | 148.8798 | 175.7922 | 193.5298 | 203.1653 | 205.873 | 210.3631 | 211.0876 | 209.0385 | 211.1387 | 205.4888 | 194.773 | 183.1287 | 172.6132 | 166.2526 | 165.7505 | 162.5092 | 155.5126 | 144.4057 | 136.8963 | 0.0068425 | -0.15402 | -0.064952 | -1.0832 | -1.3919 | -0.97273 | -0.35031 | -1.3144 | -1.3447 | -1.7059 | -0.36077 | -0.058802 | 0.57346 | 2.2006 | 6.3295 | 5.9694 | 6.5097 | 5.6084 | 1.774 | 1.4086 | 1.2426 | 1.2932 | 1.0716 | 0.77472 | 52.8352 | 51.9335 | 51.3316 | 51.0447 | 50.5296 | 50.163 | 49.8637 | 50.0601 | 51.8544 | 54.063 | 56.8927 | 59.7305 | 62.123 | 64.0462 | 65.1425 | 65.6853 | 65.4225 | 64.469 | 61.9536 | 58.8514 | 57.104 | 55.7326 | 54.5631 | 53.1785 | 3.6195 | 3.5043 | 3.6631 | 3.411 | 3.3753 | 3.3179 | 3.7726 | 3.6144 | 4.1734 | 4.0672 | 3.6137 | 3.3812 | 3.2147 | 3.2761 | 2.9048 | 2.4693 | 2.1665 | 2.1706 | 2.1969 | 3.2945 | 3.5846 | 3.6921 | 3.1893 | 3.3911
Portfolio Adjusted1-in-2Size: Over 200kWAll2020April Monthly Peak | Portfolio Adjusted | 1-in-2 | Size: Over 200kW | All | 2020 | April Monthly Peak | 4 | 127.1934 | 123.4862 | 119.4544 | 118.3263 | 125.9031 | 147.257 | 173.1818 | 191.2856 | 202.7549 | 208.7296 | 216.207 | 219.3644 | 218.9213 | 222.237 | 217.1008 | 205.405 | 191.8205 | 179.1262 | 170.7877 | 168.7433 | 164.6327 | 156.9103 | 145.0093 | 137.2906 | 0.0033111 | -0.15483 | -0.065326 | -1.0737 | -1.3779 | -0.96 | -0.34637 | -1.2977 | -1.3429 | -1.7302 | -0.37149 | -0.06145 | 0.60035 | 2.317 | 6.6896 | 6.3032 | 6.8297 | 5.8274 | 1.8197 | 1.4299 | 1.2561 | 1.3047 | 1.0742 | 0.77527 | 62.4529 | 61.4301 | 60.59 | 59.8779 | 58.9733 | 58.3101 | 57.7586 | 57.7174 | 59.8638 | 63.8863 | 68.6985 | 73.4083 | 77.3327 | 79.7481 | 80.9584 | 81.4041 | 80.8513 | 80.0769 | 78.3203 | 75.7437 | 71.6352 | 69.0694 | 67.0272 | 65.1969 | 3.5988 | 3.4922 | 3.6402 | 3.3784 | 3.3387 | 3.2738 | 3.7108 | 3.5667 | 4.1612 | 4.1232 | 3.7116 | 3.5121 | 3.3659 | 3.4468 | 3.0685 | 2.6011 | 2.2661 | 2.2492 | 2.254 | 3.3457 | 3.6248 | 3.7255 | 3.1972 | 3.3938
Portfolio Adjusted1-in-2Size: Over 200kWAll2020May Monthly Peak | Portfolio Adjusted | 1-in-2 | Size: Over 200kW | All | 2020 | May Monthly Peak | 5 | 130.7628 | 127.3831 | 122.8612 | 122.2703 | 130.6857 | 152.4931 | 177.5849 | 199.6058 | 214.6016 | 222.6979 | 230.816 | 233.4602 | 231.6958 | 233.9543 | 228.3489 | 214.6806 | 199.9828 | 186.0019 | 176.5966 | 172.086 | 169.1719 | 161.4815 | 149.9893 | 142.4324 | -0.1039 | -0.28058 | -0.15771 | -1.0896 | -1.4237 | -1.0435 | -0.54985 | -1.3783 | -1.4716 | -1.8615 | -0.57713 | -0.33127 | 0.3475 | 2.0867 | 6.735 | 6.4146 | 6.8386 | 5.8873 | 1.8824 | 1.3467 | 1.1451 | 1.2542 | 1.047 | 0.77582 | 64.9154 | 63.8328 | 62.7817 | 61.9074 | 61.1703 | 60.2537 | 59.7779 | 60.3476 | 63.179 | 66.8659 | 70.9834 | 75.051 | 78.7218 | 81.2075 | 82.7252 | 83.3724 | 83.4801 | 82.6837 | 80.7763 | 78.207 | 74.1362 | 70.934 | 69.1767 | 67.5754 | 3.5989 | 3.5035 | 3.6399 | 3.4013 | 3.3715 | 3.3006 | 3.6942 | 3.6263 | 4.3078 | 4.3084 | 3.8872 | 3.663 | 3.4906 | 3.5595 | 3.1641 | 2.6622 | 2.3114 | 2.2836 | 2.2746 | 3.3247 | 3.6129 | 3.7243 | 3.215 | 3.4182
Portfolio Adjusted1-in-2Size: Over 200kWAll2020June Monthly Peak | Portfolio Adjusted | 1-in-2 | Size: Over 200kW | All | 2020 | June Monthly Peak | 6 | 138.3594 | 134.7528 | 130.2515 | 129.6399 | 138.0287 | 159.8498 | 184.5383 | 205.0585 | 218.756 | 227.0253 | 235.3254 | 235.7026 | 231.0438 | 232.3826 | 227.2201 | 216.7383 | 203.1844 | 189.6972 | 181.801 | 176.538 | 174.5807 | 167.6393 | 156.1456 | 148.8629 | -0.24502 | -0.45871 | -0.28324 | -1.1046 | -1.4737 | -1.1514 | -0.85005 | -1.4391 | -1.5369 | -1.9089 | -0.84934 | -0.72011 | -0.049938 | 1.5914 | 6.3228 | 6.2745 | 6.5926 | 5.7842 | 1.9442 | 1.2155 | 0.97192 | 1.1756 | 0.99612 | 0.7701 | 67.6 | 66.4199 | 65.3427 | 64.4947 | 63.6893 | 63.0829 | 62.5346 | 63.2049 | 66.1654 | 70.3636 | 74.2204 | 77.7963 | 80.3337 | 82.5214 | 83.8192 | 84.634 | 85.1543 | 84.8287 | 83.545 | 80.9603 | 77.5541 | 73.8106 | 71.3856 | 69.8135 | 3.7078 | 3.6077 | 3.7533 | 3.5046 | 3.4578 | 3.3679 | 3.7431 | 3.6402 | 4.2965 | 4.3097 | 3.8847 | 3.6101 | 3.3841 | 3.4377 | 3.0589 | 2.6137 | 2.2835 | 2.2642 | 2.2808 | 3.3096 | 3.6339 | 3.7615 | 3.2556 | 3.4726
Portfolio Adjusted1-in-2Size: Over 200kWAll2020July Monthly Peak | Portfolio Adjusted | 1-in-2 | Size: Over 200kW | All | 2020 | July Monthly Peak | 7 | 142.4288 | 138.2677 | 134.2339 | 134.2209 | 143.2111 | 166.3452 | 191.1743 | 210.2647 | 222.1131 | 229.6649 | 236.7229 | 236.4821 | 231.8524 | 232.8294 | 227.6026 | 218.6586 | 206.4581 | 193.5818 | 186.0208 | 180.9514 | 178.8711 | 171.4309 | 159.5964 | 152.2475 | -0.55544 | -0.81499 | -0.53643 | -1.1288 | -1.539 | -1.3369 | -1.3377 | -1.5364 | -1.5997 | -1.9332 | -1.2408 | -1.2759 | -0.61521 | 0.91209 | 5.8102 | 6.0382 | 6.1909 | 5.5995 | 2.0475 | 1.0166 | 0.66733 | 0.9855 | 0.83728 | 0.68032 | 69.7904 | 69.0251 | 68.3691 | 67.7092 | 67.0604 | 66.5862 | 66.3393 | 66.733 | 69.1272 | 73.0892 | 77.9949 | 81.6933 | 84.6614 | 87.0403 | 88.7999 | 89.3323 | 89.5298 | 88.6786 | 87.2233 | 84.9671 | 81.3394 | 77.4562 | 74.9669 | 73.4559 | 3.7516 | 3.6323 | 3.7899 | 3.5616 | 3.5219 | 3.4482 | 3.8058 | 3.652 | 4.2562 | 4.248 | 3.7971 | 3.5247 | 3.3084 | 3.3537 | 2.9849 | 2.5743 | 2.27 | 2.2629 | 2.289 | 3.3224 | 3.6493 | 3.7723 | 3.2642 | 3.4825
Portfolio Adjusted1-in-2Size: Over 200kWAll2020August Monthly Peak | Portfolio Adjusted | 1-in-2 | Size: Over 200kW | All | 2020 | August Monthly Peak | 8 | 144.9808 | 140.8738 | 136.6504 | 136.4524 | 146.0379 | 171.0873 | 199.6998 | 222.26 | 239.038 | 249.5822 | 259.385 | 260.4984 | 256.4618 | 258.1535 | 252.0162 | 238.465 | 221.7461 | 205.5686 | 195.4619 | 191.2537 | 186.852 | 176.747 | 164.2554 | 156.1967 | -0.87453 | -1.2054 | -0.80711 | -1.1018 | -1.5476 | -1.5052 | -1.9243 | -1.6763 | -1.7326 | -2.109 | -1.847 | -2.1212 | -1.3931 | 0.085521 | 5.6287 | 6.1155 | 5.9569 | 5.489 | 2.2108 | 0.80244 | 0.29327 | 0.76177 | 0.65137 | 0.57247 | 74.6438 | 73.6611 | 72.759 | 71.64 | 71.0509 | 70.3344 | 69.891 | 70.0256 | 72.5838 | 77.5521 | 82.5706 | 86.7346 | 89.7372 | 91.8471 | 93.1491 | 93.3043 | 93.468 | 92.3135 | 90.3179 | 87.5609 | 83.4112 | 80.3041 | 78.42 | 76.7365 | 3.8752 | 3.7552 | 3.9135 | 3.6774 | 3.6436 | 3.5924 | 4.0214 | 3.9116 | 4.6506 | 4.6962 | 4.2276 | 3.957 | 3.7348 | 3.7998 | 3.3753 | 2.8601 | 2.4773 | 2.4412 | 2.4388 | 3.5742 | 3.8752 | 3.9447 | 3.4056 | 3.6134
Portfolio Adjusted1-in-2Size: Over 200kWAll2020September Monthly Peak | Portfolio Adjusted | 1-in-2 | Size: Over 200kW | All | 2020 | September Monthly Peak | 9 | 142.3841 | 138.5013 | 133.9081 | 134.5518 | 144.4742 | 169.861 | 200.2917 | 221.5182 | 239.6091 | 249.7559 | 258.274 | 258.9999 | 254.655 | 256.7207 | 250.1021 | 235.3333 | 218.2599 | 202.1638 | 193.6834 | 191.3957 | 184.1792 | 174.3627 | 161.8172 | 153.6109 | -0.67236 | -0.94287 | -0.62391 | -1.1773 | -1.595 | -1.4259 | -1.4997 | -1.663 | -1.7254 | -2.1144 | -1.408 | -1.474 | -0.7487 | 0.88237 | 6.2379 | 6.3981 | 6.46 | 5.7929 | 2.1837 | 1.0608 | 0.6344 | 0.95163 | 0.78792 | 0.62829 | 69.6318 | 68.5558 | 67.7987 | 67.0508 | 66.5138 | 65.9381 | 65.9003 | 65.753 | 67.5229 | 72.5309 | 78.7349 | 84.0031 | 88.3704 | 90.9518 | 92.0684 | 92.2836 | 91.8346 | 90.5782 | 88.079 | 84.5071 | 80.9623 | 78.6191 | 77.0745 | 75.7822 | 3.7591 | 3.6438 | 3.7887 | 3.5812 | 3.5624 | 3.5161 | 3.9727 | 3.8462 | 4.6012 | 4.6298 | 4.156 | 3.8863 | 3.6634 | 3.7285 | 3.3085 | 2.7885 | 2.408 | 2.3723 | 2.3869 | 3.5277 | 3.7723 | 3.8484 | 3.3162 | 3.5132
Portfolio Adjusted1-in-2Size: Over 200kWAll2020October Monthly Peak | Portfolio Adjusted | 1-in-2 | Size: Over 200kW | All | 2020 | October Monthly Peak | 10 | 124.5029 | 121.589 | 117.3603 | 117.4408 | 125.8055 | 148.539 | 178.0683 | 196.7323 | 209.5867 | 217.9277 | 226.0813 | 229.6353 | 229.6047 | 231.7984 | 225.6558 | 211.9005 | 197.2004 | 189.1828 | 179.5671 | 171.4993 | 163.7 | 154.7176 | 143.2181 | 136.3641 | -0.42282 | -0.66387 | -0.42438 | -0.98699 | -1.3405 | -1.1641 | -1.1558 | -1.4188 | -1.452 | -1.8309 | -1.1125 | -1.1395 | -0.48397 | 1.0044 | 5.7615 | 5.8162 | 5.9594 | 5.4507 | 1.9772 | 1.0282 | 0.66473 | 0.93531 | 0.77923 | 0.62532 | 69.5874 | 68.7403 | 67.8105 | 67.0295 | 66.3118 | 65.4811 | 65.4785 | 66.0117 | 66.7584 | 71.0639 | 76.6951 | 81.9858 | 85.685 | 87.8714 | 89.341 | 89.5393 | 88.7396 | 87.2398 | 84.7564 | 81.0689 | 77.6057 | 74.9645 | 72.9243 | 71.3067 | 3.3197 | 3.2451 | 3.3681 | 3.1698 | 3.1475 | 3.123 | 3.6097 | 3.4703 | 4.0692 | 4.0882 | 3.6788 | 3.4786 | 3.3426 | 3.4076 | 3.0177 | 2.5367 | 2.1976 | 2.2423 | 2.2302 | 3.2148 | 3.4028 | 3.4725 | 2.9776 | 3.1774
Portfolio Adjusted1-in-2Size: Over 200kWAll2020November Monthly Peak | Portfolio Adjusted | 1-in-2 | Size: Over 200kW | All | 2020 | November Monthly Peak | 11 | 127.4644 | 124.3003 | 120.1842 | 119.6358 | 128.113 | 150.3737 | 176.3803 | 194.2156 | 205.944 | 211.9947 | 218.4047 | 220.7067 | 219.3557 | 220.8771 | 214.526 | 200.9322 | 188.6965 | 182.8842 | 174.303 | 167.2595 | 161.0594 | 153.4788 | 141.9673 | 135.2366 | 0.012449 | -0.1451 | -0.058314 | -1.0924 | -1.4084 | -0.99697 | -0.35169 | -1.3307 | -1.3666 | -1.7638 | -0.36505 | -0.053851 | 0.61366 | 2.3032 | 6.5955 | 6.1542 | 6.7243 | 5.9547 | 1.8711 | 1.4333 | 1.2365 | 1.2883 | 1.0604 | 0.77013 | 58.9122 | 58.0931 | 57.3454 | 56.6419 | 55.9334 | 55.6486 | 55.2004 | 55.1316 | 58.798 | 63.7952 | 69.9327 | 75.1222 | 78.7331 | 80.2706 | 80.7864 | 80.2789 | 78.0918 | 73.9198 | 69.5271 | 66.9039 | 64.8839 | 63.2076 | 61.9877 | 60.8597 | 3.624 | 3.5339 | 3.6798 | 3.4492 | 3.4271 | 3.3819 | 3.8187 | 3.6644 | 4.2857 | 4.2386 | 3.7886 | 3.5649 | 3.4017 | 3.4556 | 3.0564 | 2.5614 | 2.2435 | 2.3117 | 2.3087 | 3.3381 | 3.5624 | 3.6689 | 3.1488 | 3.3642
Portfolio Adjusted1-in-2Size: Over 200kWAll2020December Monthly Peak | Portfolio Adjusted | 1-in-2 | Size: Over 200kW | All | 2020 | December Monthly Peak | 12 | 122.7381 | 119.649 | 116.2954 | 116.7889 | 125.2652 | 146.6925 | 174.1086 | 188.9495 | 197.2016 | 198.012 | 198.4792 | 195.5114 | 190.7641 | 189.0945 | 182.3324 | 172.5831 | 165.5906 | 163.8637 | 158.6402 | 154.3914 | 149.4088 | 142.9826 | 134.1441 | 128.7187 | 0.021944 | -0.1352 | -0.052477 | -1.0588 | -1.3683 | -0.96608 | -0.34051 | -1.2859 | -1.2961 | -1.6438 | -0.32985 | -0.046588 | 0.53519 | 1.9706 | 5.6081 | 5.2726 | 5.8839 | 5.3195 | 1.71 | 1.3354 | 1.1546 | 1.1983 | 1.0021 | 0.73232 | 47.708 | 47.0275 | 46.0069 | 45.1319 | 44.4969 | 43.8226 | 43.6313 | 43.4063 | 43.8503 | 46.6292 | 49.188 | 51.273 | 52.8566 | 53.7855 | 54.3799 | 54.4344 | 53.8514 | 52.7432 | 51.2358 | 50.0365 | 49.127 | 48.2384 | 47.4374 | 46.5253 | 3.4827 | 3.3922 | 3.5459 | 3.3504 | 3.3367 | 3.298 | 3.7602 | 3.5554 | 4.0826 | 3.9563 | 3.4431 | 3.1591 | 2.9626 | 2.9654 | 2.598 | 2.2082 | 1.9776 | 2.0808 | 2.1094 | 3.1057 | 3.3231 | 3.4144 | 2.976 | 3.1994
Portfolio Adjusted1-in-2Size: Over 200kWAll2020Typical Event Day | Portfolio Adjusted | 1-in-2 | Size: Over 200kW | All | 2020 | Typical Event Day | 8 | 142.2936 | 138.3097 | 134.2291 | 134.0348 | 143.4711 | 167.6708 | 194.969 | 215.188 | 229.5933 | 238.5875 | 247.3452 | 248.2663 | 243.9817 | 245.7515 | 239.9851 | 227.5634 | 212.1263 | 197.2205 | 188.0615 | 184.4342 | 181.1112 | 172.1606 | 160.349 | 152.8568 | -0.5784 | -0.84791 | -0.55753 | -1.1293 | -1.5415 | -1.3565 | -1.3974 | -1.5741 | -1.6367 | -2.0049 | -1.3231 | -1.3816 | -0.68125 | 0.90056 | 6.0544 | 6.2396 | 6.3179 | 5.6645 | 2.0835 | 1.0263 | 0.64779 | 0.96785 | 0.82063 | 0.66381 | 70.4165 | 69.4154 | 68.5674 | 67.7237 | 67.0786 | 66.4854 | 66.1663 | 66.4291 | 68.8498 | 73.3839 | 78.3802 | 82.5568 | 85.7757 | 88.0902 | 89.4591 | 89.8886 | 89.9967 | 89.0998 | 87.2913 | 84.4989 | 80.8168 | 77.5475 | 75.4618 | 73.947 | 3.7551 | 3.6392 | 3.7937 | 3.5619 | 3.5304 | 3.4739 | 3.8747 | 3.737 | 4.406 | 4.4228 | 3.9719 | 3.7151 | 3.4983 | 3.5614 | 3.1664 | 2.6908 | 2.3391 | 2.3121 | 2.3174 | 3.3977 | 3.7046 | 3.7901 | 3.2807 | 3.4919
Portfolio Adjusted1-in-2Size: Over 200kWAll2021January Monthly Peak | Portfolio Adjusted | 1-in-2 | Size: Over 200kW | All | 2021 | January Monthly Peak | 1 | 123.501 | 120.211 | 116.553 | 116.9794 | 125.6633 | 148.5872 | 178.6664 | 194.7812 | 202.6386 | 204.2626 | 206.6169 | 205.9819 | 203.0769 | 203.3002 | 196.5957 | 185.3648 | 174.9015 | 171.525 | 166.0258 | 160.9872 | 155.5266 | 148.6835 | 139.124 | 133.0705 | 0.0096331 | -0.14834 | -0.059436 | -1.0652 | -1.3751 | -0.97592 | -0.3503 | -1.3235 | -1.3276 | -1.6921 | -0.34643 | -0.052497 | 0.56349 | 2.1153 | 6.0451 | 5.6668 | 6.2178 | 5.5675 | 1.78 | 1.3802 | 1.1952 | 1.2437 | 1.0374 | 0.75653 | 51.9046 | 51.4189 | 51.071 | 50.6133 | 50.4088 | 49.9877 | 50.0909 | 49.9838 | 50.3451 | 51.7244 | 53.5645 | 55.1191 | 56.2892 | 57.2662 | 57.9192 | 57.8584 | 57.687 | 56.9922 | 55.594 | 54.2851 | 53.6181 | 53.2942 | 52.7804 | 51.9808 | 3.5084 | 3.4151 | 3.5604 | 3.3637 | 3.3486 | 3.333 | 3.8587 | 3.6639 | 4.1869 | 4.0668 | 3.5715 | 3.3133 | 3.1378 | 3.1732 | 2.7917 | 2.3626 | 2.0796 | 2.1697 | 2.2008 | 3.2181 | 3.4436 | 3.5439 | 3.0806 | 3.3066
Portfolio Adjusted1-in-2Size: Over 200kWAll2021February Monthly Peak | Portfolio Adjusted | 1-in-2 | Size: Over 200kW | All | 2021 | February Monthly Peak | 2 | 122.3346 | 119.1962 | 115.4864 | 115.8387 | 124.3848 | 146.8054 | 176.1496 | 191.686 | 199.4194 | 201.6628 | 204.6721 | 204.7839 | 202.3395 | 203.0056 | 196.6072 | 185.4182 | 174.756 | 171.0573 | 165.1565 | 159.808 | 154.389 | 147.66 | 137.979 | 132.052 | 0.0051142 | -0.15007 | -0.061345 | -1.0554 | -1.3619 | -0.96567 | -0.34844 | -1.3046 | -1.3108 | -1.6719 | -0.34429 | -0.052599 | 0.56161 | 2.1143 | 6.0505 | 5.6758 | 6.2194 | 5.5564 | 1.7693 | 1.3675 | 1.1853 | 1.2347 | 1.0281 | 0.75039 | 51.564 | 51.1081 | 50.8695 | 50.5509 | 50.1045 | 49.9318 | 49.5473 | 49.8647 | 51.1883 | 54.5888 | 58.3348 | 61.4098 | 62.98 | 63.6493 | 64.1433 | 63.9086 | 63.5452 | 62.6694 | 60.684 | 58.6218 | 57.3872 | 56.438 | 55.4898 | 54.1999 | 3.4741 | 3.3856 | 3.5272 | 3.3286 | 3.3126 | 3.2912 | 3.8032 | 3.6023 | 4.1175 | 4.0122 | 3.5356 | 3.2924 | 3.1249 | 3.1668 | 2.791 | 2.3619 | 2.0766 | 2.1622 | 2.188 | 3.1907 | 3.4161 | 3.5198 | 3.0552 | 3.2816
Portfolio Adjusted1-in-2Size: Over 200kWAll2021March Monthly Peak | Portfolio Adjusted | 1-in-2 | Size: Over 200kW | All | 2021 | March Monthly Peak | 3 | 127.8645 | 123.8735 | 120.1113 | 119.19 | 127.0294 | 148.8798 | 175.7922 | 193.5298 | 203.1653 | 205.873 | 210.3631 | 211.0876 | 209.0384 | 211.1387 | 205.4888 | 194.773 | 183.1287 | 172.6132 | 166.2526 | 165.7505 | 162.5092 | 155.5126 | 144.4057 | 136.8963 | 0.0068425 | -0.15402 | -0.064952 | -1.0832 | -1.3919 | -0.97273 | -0.35031 | -1.3144 | -1.3447 | -1.7059 | -0.36077 | -0.058802 | 0.57346 | 2.2006 | 6.3295 | 5.9694 | 6.5097 | 5.6084 | 1.774 | 1.4086 | 1.2426 | 1.2932 | 1.0716 | 0.77472 | 52.8352 | 51.9335 | 51.3316 | 51.0447 | 50.5296 | 50.163 | 49.8637 | 50.0601 | 51.8544 | 54.063 | 56.8927 | 59.7305 | 62.123 | 64.0462 | 65.1425 | 65.6853 | 65.4225 | 64.469 | 61.9536 | 58.8514 | 57.104 | 55.7326 | 54.5631 | 53.1785 | 3.6195 | 3.5043 | 3.6631 | 3.411 | 3.3753 | 3.3179 | 3.7726 | 3.6144 | 4.1734 | 4.0672 | 3.6137 | 3.3812 | 3.2147 | 3.2761 | 2.9048 | 2.4693 | 2.1665 | 2.1706 | 2.1969 | 3.2945 | 3.5846 | 3.6921 | 3.1893 | 3.3911
Portfolio Adjusted1-in-2Size: Over 200kWAll2021April Monthly Peak | Portfolio Adjusted | 1-in-2 | Size: Over 200kW | All | 2021 | April Monthly Peak | 4 | 127.1934 | 123.4862 | 119.4544 | 118.3263 | 125.9031 | 147.257 | 173.1818 | 191.2856 | 202.7549 | 208.7296 | 216.207 | 219.3644 | 218.9213 | 222.237 | 217.1008 | 205.405 | 191.8205 | 179.1262 | 170.7877 | 168.7433 | 164.6327 | 156.9103 | 145.0093 | 137.2906 | 0.0033111 | -0.15483 | -0.065326 | -1.0737 | -1.3779 | -0.96 | -0.34637 | -1.2977 | -1.3429 | -1.7302 | -0.37149 | -0.06145 | 0.60035 | 2.317 | 6.6896 | 6.3032 | 6.8297 | 5.8274 | 1.8197 | 1.4299 | 1.2561 | 1.3047 | 1.0742 | 0.77527 | 62.4529 | 61.4301 | 60.59 | 59.8779 | 58.9733 | 58.3101 | 57.7586 | 57.7174 | 59.8638 | 63.8863 | 68.6985 | 73.4083 | 77.3327 | 79.7481 | 80.9584 | 81.4041 | 80.8513 | 80.0769 | 78.3203 | 75.7437 | 71.6352 | 69.0694 | 67.0272 | 65.1969 | 3.5988 | 3.4922 | 3.6402 | 3.3784 | 3.3387 | 3.2738 | 3.7108 | 3.5667 | 4.1612 | 4.1232 | 3.7116 | 3.5121 | 3.3659 | 3.4468 | 3.0685 | 2.6011 | 2.2661 | 2.2492 | 2.254 | 3.3457 | 3.6248 | 3.7255 | 3.1972 | 3.3938
Portfolio Adjusted1-in-2Size: Over 200kWAll2021May Monthly Peak | Portfolio Adjusted | 1-in-2 | Size: Over 200kW | All | 2021 | May Monthly Peak | 5 | 130.7628 | 127.3831 | 122.8612 | 122.2703 | 130.6857 | 152.4931 | 177.5849 | 199.6058 | 214.6016 | 222.6979 | 230.816 | 233.4602 | 231.6958 | 233.9543 | 228.3489 | 214.6806 | 199.9828 | 186.0019 | 176.5966 | 172.086 | 169.1719 | 161.4815 | 149.9892 | 142.4323 | -0.1039 | -0.28058 | -0.15771 | -1.0896 | -1.4237 | -1.0435 | -0.54985 | -1.3783 | -1.4716 | -1.8615 | -0.57713 | -0.33127 | 0.3475 | 2.0867 | 6.735 | 6.4146 | 6.8386 | 5.8873 | 1.8824 | 1.3467 | 1.1451 | 1.2542 | 1.047 | 0.77582 | 64.9154 | 63.8328 | 62.7817 | 61.9074 | 61.1703 | 60.2537 | 59.7779 | 60.3476 | 63.179 | 66.8659 | 70.9834 | 75.051 | 78.7218 | 81.2075 | 82.7252 | 83.3724 | 83.4801 | 82.6837 | 80.7763 | 78.207 | 74.1362 | 70.934 | 69.1767 | 67.5754 | 3.5989 | 3.5035 | 3.6399 | 3.4013 | 3.3715 | 3.3006 | 3.6942 | 3.6263 | 4.3078 | 4.3084 | 3.8872 | 3.663 | 3.4906 | 3.5595 | 3.1641 | 2.6622 | 2.3114 | 2.2836 | 2.2746 | 3.3247 | 3.6129 | 3.7243 | 3.215 | 3.4182
Portfolio Adjusted1-in-2Size: Over 200kWAll2021June Monthly Peak | Portfolio Adjusted | 1-in-2 | Size: Over 200kW | All | 2021 | June Monthly Peak | 6 | 138.3594 | 134.7528 | 130.2515 | 129.6399 | 138.0287 | 159.8498 | 184.5383 | 205.0585 | 218.756 | 227.0253 | 235.3254 | 235.7026 | 231.0438 | 232.3826 | 227.2201 | 216.7384 | 203.1844 | 189.6972 | 181.801 | 176.538 | 174.5807 | 167.6393 | 156.1455 | 148.8629 | -0.24502 | -0.45871 | -0.28324 | -1.1046 | -1.4737 | -1.1514 | -0.85005 | -1.4391 | -1.5369 | -1.9089 | -0.84934 | -0.72011 | -0.049938 | 1.5914 | 6.3228 | 6.2745 | 6.5926 | 5.7842 | 1.9442 | 1.2155 | 0.97192 | 1.1756 | 0.99612 | 0.7701 | 67.6 | 66.4199 | 65.3427 | 64.4947 | 63.6893 | 63.0829 | 62.5346 | 63.2049 | 66.1654 | 70.3636 | 74.2204 | 77.7963 | 80.3337 | 82.5214 | 83.8192 | 84.634 | 85.1543 | 84.8287 | 83.545 | 80.9603 | 77.5541 | 73.8106 | 71.3856 | 69.8135 | 3.7078 | 3.6077 | 3.7533 | 3.5046 | 3.4578 | 3.3679 | 3.7431 | 3.6402 | 4.2965 | 4.3097 | 3.8847 | 3.6101 | 3.3841 | 3.4377 | 3.0589 | 2.6137 | 2.2835 | 2.2642 | 2.2808 | 3.3096 | 3.6339 | 3.7615 | 3.2556 | 3.4726
Portfolio Adjusted1-in-2Size: Over 200kWAll2021July Monthly Peak | Portfolio Adjusted | 1-in-2 | Size: Over 200kW | All | 2021 | July Monthly Peak | 7 | 142.4288 | 138.2677 | 134.2339 | 134.2209 | 143.2111 | 166.3452 | 191.1743 | 210.2647 | 222.1131 | 229.6649 | 236.7229 | 236.4821 | 231.8524 | 232.8294 | 227.6026 | 218.6586 | 206.4581 | 193.5818 | 186.0208 | 180.9514 | 178.8711 | 171.4309 | 159.5964 | 152.2475 | -0.55544 | -0.81499 | -0.53643 | -1.1288 | -1.539 | -1.3369 | -1.3377 | -1.5364 | -1.5997 | -1.9332 | -1.2408 | -1.2759 | -0.61521 | 0.91209 | 5.8102 | 6.0382 | 6.1909 | 5.5995 | 2.0475 | 1.0166 | 0.66733 | 0.9855 | 0.83728 | 0.68032 | 69.7904 | 69.0251 | 68.3691 | 67.7092 | 67.0604 | 66.5862 | 66.3393 | 66.733 | 69.1272 | 73.0892 | 77.9949 | 81.6933 | 84.6614 | 87.0403 | 88.7999 | 89.3323 | 89.5298 | 88.6786 | 87.2233 | 84.9671 | 81.3394 | 77.4562 | 74.9669 | 73.4559 | 3.7516 | 3.6323 | 3.7899 | 3.5616 | 3.5219 | 3.4482 | 3.8058 | 3.652 | 4.2562 | 4.248 | 3.7971 | 3.5247 | 3.3084 | 3.3537 | 2.9849 | 2.5743 | 2.27 | 2.2629 | 2.289 | 3.3224 | 3.6493 | 3.7723 | 3.2642 | 3.4825
Portfolio Adjusted1-in-2Size: Over 200kWAll2021August Monthly Peak | Portfolio Adjusted | 1-in-2 | Size: Over 200kW | All | 2021 | August Monthly Peak | 8 | 144.9808 | 140.8738 | 136.6504 | 136.4524 | 146.0379 | 171.0873 | 199.6998 | 222.26 | 239.038 | 249.5822 | 259.385 | 260.4984 | 256.4618 | 258.1535 | 252.0162 | 238.465 | 221.7461 | 205.5686 | 195.4619 | 191.2537 | 186.852 | 176.747 | 164.2553 | 156.1967 | -0.87453 | -1.2054 | -0.80711 | -1.1018 | -1.5476 | -1.5052 | -1.9243 | -1.6763 | -1.7326 | -2.109 | -1.847 | -2.1212 | -1.3931 | 0.085521 | 5.6287 | 6.1155 | 5.9569 | 5.489 | 2.2108 | 0.80244 | 0.29327 | 0.76177 | 0.65137 | 0.57247 | 74.6438 | 73.6611 | 72.759 | 71.64 | 71.0509 | 70.3344 | 69.891 | 70.0256 | 72.5838 | 77.5521 | 82.5706 | 86.7346 | 89.7372 | 91.8471 | 93.1491 | 93.3043 | 93.468 | 92.3135 | 90.3179 | 87.5609 | 83.4112 | 80.3041 | 78.42 | 76.7365 | 3.8752 | 3.7552 | 3.9135 | 3.6774 | 3.6436 | 3.5924 | 4.0214 | 3.9116 | 4.6506 | 4.6962 | 4.2276 | 3.957 | 3.7348 | 3.7998 | 3.3753 | 2.8601 | 2.4773 | 2.4412 | 2.4388 | 3.5742 | 3.8752 | 3.9447 | 3.4056 | 3.6134
Portfolio Adjusted1-in-2Size: Over 200kWAll2021September Monthly Peak | Portfolio Adjusted | 1-in-2 | Size: Over 200kW | All | 2021 | September Monthly Peak | 9 | 142.3841 | 138.5013 | 133.9081 | 134.5518 | 144.4742 | 169.861 | 200.2917 | 221.5182 | 239.6091 | 249.7559 | 258.274 | 258.9999 | 254.655 | 256.7207 | 250.1021 | 235.3333 | 218.2599 | 202.1638 | 193.6834 | 191.3957 | 184.1792 | 174.3627 | 161.8172 | 153.6109 | -0.67236 | -0.94287 | -0.62391 | -1.1773 | -1.595 | -1.4259 | -1.4997 | -1.663 | -1.7254 | -2.1144 | -1.408 | -1.474 | -0.7487 | 0.88237 | 6.2379 | 6.3981 | 6.46 | 5.7929 | 2.1837 | 1.0608 | 0.6344 | 0.95163 | 0.78792 | 0.62829 | 69.6318 | 68.5558 | 67.7987 | 67.0508 | 66.5138 | 65.9381 | 65.9003 | 65.753 | 67.5229 | 72.5309 | 78.7349 | 84.0031 | 88.3704 | 90.9518 | 92.0684 | 92.2836 | 91.8346 | 90.5782 | 88.079 | 84.5071 | 80.9623 | 78.6191 | 77.0745 | 75.7822 | 3.7591 | 3.6438 | 3.7887 | 3.5812 | 3.5624 | 3.5161 | 3.9727 | 3.8462 | 4.6012 | 4.6298 | 4.156 | 3.8863 | 3.6634 | 3.7285 | 3.3085 | 2.7885 | 2.408 | 2.3723 | 2.3869 | 3.5277 | 3.7723 | 3.8484 | 3.3162 | 3.5132
Portfolio Adjusted1-in-2Size: Over 200kWAll2021October Monthly Peak | Portfolio Adjusted | 1-in-2 | Size: Over 200kW | All | 2021 | October Monthly Peak | 10 | 124.5029 | 121.589 | 117.3603 | 117.4408 | 125.8055 | 148.539 | 178.0683 | 196.7323 | 209.5867 | 217.9277 | 226.0813 | 229.6353 | 229.6047 | 231.7984 | 225.6558 | 211.9004 | 197.2004 | 189.1828 | 179.5671 | 171.4993 | 163.7 | 154.7176 | 143.2181 | 136.3642 | -0.42282 | -0.66387 | -0.42438 | -0.98699 | -1.3405 | -1.1641 | -1.1558 | -1.4188 | -1.452 | -1.8309 | -1.1125 | -1.1395 | -0.48397 | 1.0044 | 5.7615 | 5.8162 | 5.9594 | 5.4507 | 1.9772 | 1.0282 | 0.66473 | 0.93531 | 0.77923 | 0.62532 | 69.5874 | 68.7403 | 67.8105 | 67.0295 | 66.3118 | 65.4811 | 65.4785 | 66.0117 | 66.7584 | 71.0639 | 76.6951 | 81.9858 | 85.685 | 87.8714 | 89.341 | 89.5393 | 88.7396 | 87.2398 | 84.7564 | 81.0689 | 77.6057 | 74.9645 | 72.9243 | 71.3067 | 3.3197 | 3.2451 | 3.3681 | 3.1698 | 3.1475 | 3.123 | 3.6097 | 3.4703 | 4.0692 | 4.0882 | 3.6788 | 3.4786 | 3.3426 | 3.4076 | 3.0177 | 2.5367 | 2.1976 | 2.2423 | 2.2302 | 3.2148 | 3.4028 | 3.4725 | 2.9776 | 3.1774
Portfolio Adjusted1-in-2Size: Over 200kWAll2021November Monthly Peak | Portfolio Adjusted | 1-in-2 | Size: Over 200kW | All | 2021 | November Monthly Peak | 11 | 127.4644 | 124.3003 | 120.1842 | 119.6358 | 128.113 | 150.3737 | 176.3803 | 194.2156 | 205.944 | 211.9947 | 218.4047 | 220.7067 | 219.3557 | 220.8771 | 214.526 | 200.9322 | 188.6965 | 182.8842 | 174.303 | 167.2595 | 161.0594 | 153.4788 | 141.9673 | 135.2366 | 0.012449 | -0.1451 | -0.058314 | -1.0924 | -1.4084 | -0.99697 | -0.35169 | -1.3307 | -1.3666 | -1.7638 | -0.36505 | -0.053851 | 0.61366 | 2.3032 | 6.5955 | 6.1542 | 6.7243 | 5.9547 | 1.8711 | 1.4333 | 1.2365 | 1.2883 | 1.0604 | 0.77013 | 58.9122 | 58.0931 | 57.3454 | 56.6419 | 55.9334 | 55.6486 | 55.2004 | 55.1316 | 58.798 | 63.7952 | 69.9327 | 75.1222 | 78.7331 | 80.2706 | 80.7864 | 80.2789 | 78.0918 | 73.9198 | 69.5271 | 66.9039 | 64.8839 | 63.2076 | 61.9877 | 60.8597 | 3.624 | 3.5339 | 3.6798 | 3.4492 | 3.4271 | 3.3819 | 3.8187 | 3.6644 | 4.2857 | 4.2386 | 3.7886 | 3.5649 | 3.4017 | 3.4556 | 3.0564 | 2.5614 | 2.2435 | 2.3117 | 2.3087 | 3.3381 | 3.5624 | 3.6689 | 3.1488 | 3.3642
Portfolio Adjusted1-in-2Size: Over 200kWAll2021December Monthly Peak | Portfolio Adjusted | 1-in-2 | Size: Over 200kW | All | 2021 | December Monthly Peak | 12 | 122.7381 | 119.649 | 116.2955 | 116.7889 | 125.2652 | 146.6925 | 174.1085 | 188.9495 | 197.2016 | 198.012 | 198.4792 | 195.5114 | 190.7641 | 189.0945 | 182.3324 | 172.5831 | 165.5906 | 163.8637 | 158.6402 | 154.3914 | 149.4088 | 142.9826 | 134.1441 | 128.7187 | 0.021944 | -0.1352 | -0.052477 | -1.0588 | -1.3683 | -0.96608 | -0.34051 | -1.2859 | -1.2961 | -1.6438 | -0.32985 | -0.046588 | 0.53519 | 1.9706 | 5.6081 | 5.2726 | 5.8839 | 5.3195 | 1.71 | 1.3354 | 1.1546 | 1.1983 | 1.0021 | 0.73232 | 47.708 | 47.0275 | 46.0069 | 45.1319 | 44.4969 | 43.8226 | 43.6313 | 43.4063 | 43.8503 | 46.6292 | 49.188 | 51.273 | 52.8566 | 53.7855 | 54.3799 | 54.4344 | 53.8514 | 52.7432 | 51.2358 | 50.0365 | 49.127 | 48.2384 | 47.4374 | 46.5253 | 3.4827 | 3.3922 | 3.5459 | 3.3504 | 3.3367 | 3.298 | 3.7602 | 3.5554 | 4.0826 | 3.9563 | 3.4431 | 3.1591 | 2.9626 | 2.9654 | 2.598 | 2.2082 | 1.9776 | 2.0808 | 2.1094 | 3.1057 | 3.3231 | 3.4144 | 2.976 | 3.1994
Portfolio Adjusted1-in-2Size: Over 200kWAll2021Typical Event Day | Portfolio Adjusted | 1-in-2 | Size: Over 200kW | All | 2021 | Typical Event Day | 8 | 142.2936 | 138.3097 | 134.2291 | 134.0348 | 143.4711 | 167.6708 | 194.969 | 215.188 | 229.5933 | 238.5875 | 247.3452 | 248.2663 | 243.9817 | 245.7515 | 239.9851 | 227.5634 | 212.1263 | 197.2205 | 188.0615 | 184.4342 | 181.1112 | 172.1606 | 160.349 | 152.8568 | -0.5784 | -0.84791 | -0.55753 | -1.1293 | -1.5415 | -1.3565 | -1.3974 | -1.5741 | -1.6367 | -2.0049 | -1.3231 | -1.3816 | -0.68125 | 0.90056 | 6.0544 | 6.2396 | 6.3179 | 5.6645 | 2.0835 | 1.0263 | 0.64779 | 0.96785 | 0.82063 | 0.66381 | 70.4165 | 69.4154 | 68.5674 | 67.7237 | 67.0786 | 66.4854 | 66.1663 | 66.4291 | 68.8498 | 73.3839 | 78.3802 | 82.5568 | 85.7757 | 88.0902 | 89.4591 | 89.8885 | 89.9967 | 89.0998 | 87.2913 | 84.4989 | 80.8168 | 77.5475 | 75.4618 | 73.947 | 3.7551 | 3.6392 | 3.7937 | 3.5619 | 3.5304 | 3.4739 | 3.8747 | 3.737 | 4.406 | 4.4228 | 3.9719 | 3.7151 | 3.4983 | 3.5614 | 3.1664 | 2.6908 | 2.3391 | 2.3121 | 2.3174 | 3.3977 | 3.7046 | 3.7901 | 3.2807 | 3.4919
Portfolio Adjusted1-in-2Size: Over 200kWAll2022January Monthly Peak | Portfolio Adjusted | 1-in-2 | Size: Over 200kW | All | 2022 | January Monthly Peak | 1 | 123.501 | 120.211 | 116.553 | 116.9794 | 125.6633 | 148.5872 | 178.6664 | 194.7812 | 202.6386 | 204.2627 | 206.6169 | 205.9819 | 203.0769 | 203.3002 | 196.5957 | 185.3648 | 174.9015 | 171.525 | 166.0258 | 160.9872 | 155.5266 | 148.6835 | 139.124 | 133.0705 | 0.0096332 | -0.14834 | -0.059436 | -1.0652 | -1.3751 | -0.97592 | -0.3503 | -1.3235 | -1.3276 | -1.6921 | -0.34643 | -0.052497 | 0.56349 | 2.1153 | 6.0451 | 5.6668 | 6.2178 | 5.5675 | 1.78 | 1.3802 | 1.1952 | 1.2437 | 1.0374 | 0.75653 | 51.9046 | 51.4189 | 51.071 | 50.6133 | 50.4088 | 49.9877 | 50.0909 | 49.9838 | 50.3451 | 51.7244 | 53.5645 | 55.1191 | 56.2892 | 57.2662 | 57.9192 | 57.8584 | 57.687 | 56.9922 | 55.594 | 54.2851 | 53.6181 | 53.2942 | 52.7804 | 51.9808 | 3.5084 | 3.4151 | 3.5604 | 3.3637 | 3.3486 | 3.333 | 3.8587 | 3.6639 | 4.1869 | 4.0668 | 3.5715 | 3.3133 | 3.1378 | 3.1732 | 2.7917 | 2.3626 | 2.0796 | 2.1697 | 2.2008 | 3.2181 | 3.4436 | 3.5439 | 3.0806 | 3.3066
Portfolio Adjusted1-in-2Size: Over 200kWAll2022February Monthly Peak | Portfolio Adjusted | 1-in-2 | Size: Over 200kW | All | 2022 | February Monthly Peak | 2 | 122.3346 | 119.1962 | 115.4864 | 115.8387 | 124.3848 | 146.8054 | 176.1497 | 191.686 | 199.4194 | 201.6628 | 204.6721 | 204.7839 | 202.3395 | 203.0056 | 196.6072 | 185.4182 | 174.756 | 171.0573 | 165.1565 | 159.808 | 154.389 | 147.66 | 137.979 | 132.052 | 0.0051142 | -0.15007 | -0.061345 | -1.0554 | -1.3619 | -0.96567 | -0.34844 | -1.3046 | -1.3108 | -1.6719 | -0.34429 | -0.052599 | 0.56161 | 2.1143 | 6.0505 | 5.6758 | 6.2194 | 5.5564 | 1.7693 | 1.3675 | 1.1853 | 1.2347 | 1.0281 | 0.75039 | 51.564 | 51.1081 | 50.8695 | 50.5509 | 50.1045 | 49.9318 | 49.5473 | 49.8647 | 51.1883 | 54.5888 | 58.3348 | 61.4098 | 62.98 | 63.6493 | 64.1433 | 63.9086 | 63.5452 | 62.6694 | 60.684 | 58.6218 | 57.3872 | 56.438 | 55.4898 | 54.1999 | 3.4741 | 3.3856 | 3.5272 | 3.3286 | 3.3126 | 3.2912 | 3.8032 | 3.6023 | 4.1175 | 4.0122 | 3.5356 | 3.2924 | 3.1249 | 3.1668 | 2.791 | 2.3619 | 2.0766 | 2.1622 | 2.188 | 3.1907 | 3.4161 | 3.5198 | 3.0552 | 3.2816
Portfolio Adjusted1-in-2Size: Over 200kWAll2022March Monthly Peak | Portfolio Adjusted | 1-in-2 | Size: Over 200kW | All | 2022 | March Monthly Peak | 3 | 127.8645 | 123.8735 | 120.1113 | 119.19 | 127.0294 | 148.8798 | 175.7922 | 193.5298 | 203.1653 | 205.873 | 210.3631 | 211.0876 | 209.0385 | 211.1387 | 205.4888 | 194.773 | 183.1287 | 172.6132 | 166.2526 | 165.7505 | 162.5092 | 155.5126 | 144.4056 | 136.8963 | 0.0068426 | -0.15402 | -0.064952 | -1.0832 | -1.3919 | -0.97273 | -0.35031 | -1.3144 | -1.3447 | -1.7059 | -0.36077 | -0.058802 | 0.57346 | 2.2006 | 6.3295 | 5.9694 | 6.5097 | 5.6084 | 1.774 | 1.4086 | 1.2426 | 1.2932 | 1.0716 | 0.77472 | 52.8352 | 51.9335 | 51.3316 | 51.0447 | 50.5296 | 50.163 | 49.8638 | 50.0601 | 51.8544 | 54.063 | 56.8927 | 59.7305 | 62.123 | 64.0462 | 65.1425 | 65.6853 | 65.4225 | 64.469 | 61.9536 | 58.8514 | 57.104 | 55.7326 | 54.5631 | 53.1785 | 3.6195 | 3.5043 | 3.6631 | 3.411 | 3.3753 | 3.3179 | 3.7726 | 3.6144 | 4.1734 | 4.0672 | 3.6137 | 3.3812 | 3.2147 | 3.2761 | 2.9048 | 2.4693 | 2.1665 | 2.1706 | 2.1969 | 3.2945 | 3.5846 | 3.6921 | 3.1893 | 3.3911
Portfolio Adjusted1-in-2Size: Over 200kWAll2022April Monthly Peak | Portfolio Adjusted | 1-in-2 | Size: Over 200kW | All | 2022 | April Monthly Peak | 4 | 127.1934 | 123.4862 | 119.4544 | 118.3263 | 125.9031 | 147.257 | 173.1818 | 191.2856 | 202.7549 | 208.7296 | 216.207 | 219.3644 | 218.9213 | 222.237 | 217.1008 | 205.405 | 191.8205 | 179.1262 | 170.7877 | 168.7433 | 164.6326 | 156.9103 | 145.0093 | 137.2906 | 0.0033111 | -0.15483 | -0.065326 | -1.0737 | -1.3779 | -0.96 | -0.34637 | -1.2977 | -1.3429 | -1.7302 | -0.37149 | -0.06145 | 0.60035 | 2.317 | 6.6896 | 6.3032 | 6.8297 | 5.8274 | 1.8197 | 1.4299 | 1.2561 | 1.3047 | 1.0742 | 0.77527 | 62.4529 | 61.4301 | 60.59 | 59.8779 | 58.9733 | 58.3101 | 57.7586 | 57.7174 | 59.8638 | 63.8863 | 68.6985 | 73.4083 | 77.3327 | 79.7481 | 80.9584 | 81.4041 | 80.8513 | 80.0769 | 78.3203 | 75.7437 | 71.6352 | 69.0694 | 67.0272 | 65.1969 | 3.5988 | 3.4922 | 3.6402 | 3.3784 | 3.3387 | 3.2738 | 3.7108 | 3.5667 | 4.1612 | 4.1232 | 3.7116 | 3.5121 | 3.3659 | 3.4468 | 3.0685 | 2.6011 | 2.2661 | 2.2492 | 2.254 | 3.3457 | 3.6248 | 3.7255 | 3.1972 | 3.3938
Portfolio Adjusted1-in-2Size: Over 200kWAll2022May Monthly Peak | Portfolio Adjusted | 1-in-2 | Size: Over 200kW | All | 2022 | May Monthly Peak | 5 | 130.7628 | 127.3831 | 122.8612 | 122.2703 | 130.6857 | 152.4931 | 177.5849 | 199.6058 | 214.6016 | 222.6979 | 230.816 | 233.4602 | 231.6958 | 233.9543 | 228.3489 | 214.6806 | 199.9828 | 186.0019 | 176.5966 | 172.086 | 169.1719 | 161.4815 | 149.9893 | 142.4324 | -0.1039 | -0.28058 | -0.15771 | -1.0896 | -1.4237 | -1.0435 | -0.54985 | -1.3783 | -1.4716 | -1.8615 | -0.57713 | -0.33127 | 0.3475 | 2.0867 | 6.735 | 6.4146 | 6.8386 | 5.8873 | 1.8824 | 1.3467 | 1.1451 | 1.2542 | 1.047 | 0.77582 | 64.9154 | 63.8328 | 62.7817 | 61.9074 | 61.1703 | 60.2537 | 59.7779 | 60.3476 | 63.179 | 66.8659 | 70.9834 | 75.051 | 78.7218 | 81.2075 | 82.7252 | 83.3724 | 83.4801 | 82.6837 | 80.7763 | 78.207 | 74.1362 | 70.934 | 69.1767 | 67.5754 | 3.5989 | 3.5035 | 3.6399 | 3.4013 | 3.3715 | 3.3006 | 3.6942 | 3.6263 | 4.3078 | 4.3084 | 3.8872 | 3.663 | 3.4906 | 3.5595 | 3.1641 | 2.6622 | 2.3114 | 2.2836 | 2.2746 | 3.3247 | 3.6129 | 3.7243 | 3.215 | 3.4182
Portfolio Adjusted1-in-2Size: Over 200kWAll2022June Monthly Peak | Portfolio Adjusted | 1-in-2 | Size: Over 200kW | All | 2022 | June Monthly Peak | 6 | 138.3594 | 134.7528 | 130.2515 | 129.6399 | 138.0287 | 159.8498 | 184.5383 | 205.0585 | 218.756 | 227.0253 | 235.3254 | 235.7026 | 231.0438 | 232.3826 | 227.2201 | 216.7383 | 203.1844 | 189.6972 | 181.801 | 176.538 | 174.5807 | 167.6393 | 156.1455 | 148.8629 | -0.24502 | -0.45871 | -0.28324 | -1.1046 | -1.4737 | -1.1514 | -0.85005 | -1.4391 | -1.5369 | -1.9089 | -0.84934 | -0.72011 | -0.049938 | 1.5914 | 6.3228 | 6.2745 | 6.5926 | 5.7842 | 1.9442 | 1.2155 | 0.97192 | 1.1756 | 0.99612 | 0.7701 | 67.6 | 66.4199 | 65.3427 | 64.4947 | 63.6893 | 63.0829 | 62.5346 | 63.2049 | 66.1654 | 70.3636 | 74.2204 | 77.7963 | 80.3337 | 82.5214 | 83.8192 | 84.634 | 85.1543 | 84.8287 | 83.545 | 80.9603 | 77.5541 | 73.8106 | 71.3856 | 69.8135 | 3.7078 | 3.6077 | 3.7533 | 3.5046 | 3.4578 | 3.3679 | 3.7431 | 3.6402 | 4.2965 | 4.3097 | 3.8847 | 3.6101 | 3.3841 | 3.4377 | 3.0589 | 2.6137 | 2.2835 | 2.2642 | 2.2808 | 3.3096 | 3.6339 | 3.7615 | 3.2556 | 3.4726
Portfolio Adjusted1-in-2Size: Over 200kWAll2022July Monthly Peak | Portfolio Adjusted | 1-in-2 | Size: Over 200kW | All | 2022 | July Monthly Peak | 7 | 142.4288 | 138.2677 | 134.2339 | 134.2209 | 143.2111 | 166.3452 | 191.1743 | 210.2647 | 222.1131 | 229.6649 | 236.7229 | 236.4821 | 231.8524 | 232.8294 | 227.6026 | 218.6586 | 206.4581 | 193.5818 | 186.0208 | 180.9514 | 178.8711 | 171.4309 | 159.5964 | 152.2475 | -0.55544 | -0.81499 | -0.53643 | -1.1288 | -1.539 | -1.3369 | -1.3377 | -1.5364 | -1.5997 | -1.9332 | -1.2408 | -1.2759 | -0.61521 | 0.91209 | 5.8102 | 6.0382 | 6.1909 | 5.5995 | 2.0475 | 1.0166 | 0.66733 | 0.9855 | 0.83728 | 0.68032 | 69.7904 | 69.0251 | 68.3691 | 67.7092 | 67.0604 | 66.5862 | 66.3393 | 66.733 | 69.1272 | 73.0892 | 77.9949 | 81.6933 | 84.6614 | 87.0403 | 88.7999 | 89.3323 | 89.5298 | 88.6786 | 87.2233 | 84.9671 | 81.3394 | 77.4562 | 74.9669 | 73.4559 | 3.7516 | 3.6323 | 3.7899 | 3.5616 | 3.5219 | 3.4482 | 3.8058 | 3.652 | 4.2562 | 4.248 | 3.7971 | 3.5247 | 3.3084 | 3.3537 | 2.9849 | 2.5743 | 2.27 | 2.2629 | 2.289 | 3.3224 | 3.6493 | 3.7723 | 3.2642 | 3.4825
Portfolio Adjusted1-in-2Size: Over 200kWAll2022August Monthly Peak | Portfolio Adjusted | 1-in-2 | Size: Over 200kW | All | 2022 | August Monthly Peak | 8 | 144.9808 | 140.8738 | 136.6504 | 136.4524 | 146.0379 | 171.0873 | 199.6998 | 222.26 | 239.038 | 249.5822 | 259.385 | 260.4984 | 256.4618 | 258.1535 | 252.0162 | 238.465 | 221.7461 | 205.5686 | 195.4619 | 191.2537 | 186.852 | 176.747 | 164.2554 | 156.1967 | -0.87453 | -1.2054 | -0.80711 | -1.1018 | -1.5476 | -1.5052 | -1.9243 | -1.6763 | -1.7326 | -2.109 | -1.847 | -2.1212 | -1.3931 | 0.085521 | 5.6287 | 6.1155 | 5.9569 | 5.489 | 2.2108 | 0.80244 | 0.29327 | 0.76177 | 0.65137 | 0.57247 | 74.6438 | 73.6611 | 72.759 | 71.64 | 71.0509 | 70.3344 | 69.891 | 70.0256 | 72.5838 | 77.5521 | 82.5706 | 86.7346 | 89.7372 | 91.8471 | 93.1491 | 93.3043 | 93.468 | 92.3135 | 90.3179 | 87.5609 | 83.4112 | 80.3041 | 78.42 | 76.7365 | 3.8752 | 3.7552 | 3.9135 | 3.6774 | 3.6436 | 3.5924 | 4.0214 | 3.9116 | 4.6506 | 4.6962 | 4.2276 | 3.957 | 3.7348 | 3.7998 | 3.3753 | 2.8601 | 2.4773 | 2.4412 | 2.4388 | 3.5742 | 3.8752 | 3.9447 | 3.4056 | 3.6134
Portfolio Adjusted1-in-2Size: Over 200kWAll2022September Monthly Peak | Portfolio Adjusted | 1-in-2 | Size: Over 200kW | All | 2022 | September Monthly Peak | 9 | 142.3841 | 138.5013 | 133.9081 | 134.5518 | 144.4742 | 169.861 | 200.2917 | 221.5182 | 239.6091 | 249.7559 | 258.274 | 258.9999 | 254.655 | 256.7207 | 250.1021 | 235.3333 | 218.2599 | 202.1638 | 193.6834 | 191.3957 | 184.1792 | 174.3627 | 161.8172 | 153.6109 | -0.67236 | -0.94287 | -0.62391 | -1.1773 | -1.595 | -1.4259 | -1.4997 | -1.663 | -1.7254 | -2.1144 | -1.408 | -1.474 | -0.7487 | 0.88237 | 6.2379 | 6.3981 | 6.46 | 5.7929 | 2.1837 | 1.0608 | 0.6344 | 0.95163 | 0.78792 | 0.62829 | 69.6318 | 68.5558 | 67.7987 | 67.0508 | 66.5138 | 65.9381 | 65.9003 | 65.753 | 67.5229 | 72.5309 | 78.7349 | 84.0031 | 88.3704 | 90.9519 | 92.0684 | 92.2836 | 91.8346 | 90.5782 | 88.079 | 84.5071 | 80.9623 | 78.6191 | 77.0745 | 75.7822 | 3.7591 | 3.6438 | 3.7887 | 3.5812 | 3.5624 | 3.5161 | 3.9727 | 3.8462 | 4.6012 | 4.6298 | 4.156 | 3.8863 | 3.6634 | 3.7285 | 3.3085 | 2.7885 | 2.408 | 2.3723 | 2.3869 | 3.5277 | 3.7723 | 3.8484 | 3.3162 | 3.5132
Portfolio Adjusted1-in-2Size: Over 200kWAll2022October Monthly Peak | Portfolio Adjusted | 1-in-2 | Size: Over 200kW | All | 2022 | October Monthly Peak | 10 | 124.5029 | 121.589 | 117.3603 | 117.4408 | 125.8055 | 148.539 | 178.0683 | 196.7323 | 209.5867 | 217.9277 | 226.0813 | 229.6353 | 229.6047 | 231.7984 | 225.6558 | 211.9005 | 197.2004 | 189.1828 | 179.5671 | 171.4993 | 163.7 | 154.7176 | 143.2181 | 136.3642 | -0.42282 | -0.66387 | -0.42438 | -0.98699 | -1.3405 | -1.1641 | -1.1558 | -1.4188 | -1.452 | -1.8309 | -1.1125 | -1.1395 | -0.48397 | 1.0044 | 5.7615 | 5.8162 | 5.9594 | 5.4507 | 1.9772 | 1.0282 | 0.66473 | 0.93531 | 0.77923 | 0.62532 | 69.5874 | 68.7403 | 67.8105 | 67.0295 | 66.3118 | 65.4811 | 65.4785 | 66.0117 | 66.7584 | 71.0639 | 76.6951 | 81.9858 | 85.685 | 87.8714 | 89.341 | 89.5393 | 88.7396 | 87.2398 | 84.7564 | 81.0689 | 77.6057 | 74.9645 | 72.9243 | 71.3067 | 3.3197 | 3.2451 | 3.3681 | 3.1698 | 3.1475 | 3.123 | 3.6097 | 3.4703 | 4.0692 | 4.0882 | 3.6788 | 3.4786 | 3.3426 | 3.4076 | 3.0177 | 2.5367 | 2.1976 | 2.2423 | 2.2302 | 3.2148 | 3.4028 | 3.4725 | 2.9776 | 3.1774
Portfolio Adjusted1-in-2Size: Over 200kWAll2022November Monthly Peak | Portfolio Adjusted | 1-in-2 | Size: Over 200kW | All | 2022 | November Monthly Peak | 11 | 127.4644 | 124.3003 | 120.1841 | 119.6358 | 128.113 | 150.3737 | 176.3803 | 194.2156 | 205.9439 | 211.9947 | 218.4047 | 220.7067 | 219.3557 | 220.8771 | 214.526 | 200.9322 | 188.6965 | 182.8842 | 174.303 | 167.2595 | 161.0594 | 153.4788 | 141.9673 | 135.2366 | 0.012449 | -0.1451 | -0.058314 | -1.0924 | -1.4084 | -0.99697 | -0.35169 | -1.3307 | -1.3666 | -1.7638 | -0.36505 | -0.053851 | 0.61366 | 2.3032 | 6.5955 | 6.1542 | 6.7243 | 5.9547 | 1.8711 | 1.4333 | 1.2365 | 1.2883 | 1.0604 | 0.77013 | 58.9122 | 58.0931 | 57.3454 | 56.6419 | 55.9334 | 55.6486 | 55.2004 | 55.1316 | 58.798 | 63.7952 | 69.9327 | 75.1222 | 78.7331 | 80.2706 | 80.7864 | 80.2789 | 78.0918 | 73.9198 | 69.5271 | 66.9039 | 64.8839 | 63.2076 | 61.9877 | 60.8597 | 3.624 | 3.5339 | 3.6798 | 3.4492 | 3.4271 | 3.3819 | 3.8187 | 3.6644 | 4.2857 | 4.2386 | 3.7886 | 3.5649 | 3.4017 | 3.4556 | 3.0564 | 2.5614 | 2.2435 | 2.3117 | 2.3087 | 3.3381 | 3.5624 | 3.6689 | 3.1488 | 3.3642
Portfolio Adjusted1-in-2Size: Over 200kWAll2022December Monthly Peak | Portfolio Adjusted | 1-in-2 | Size: Over 200kW | All | 2022 | December Monthly Peak | 12 | 122.7381 | 119.649 | 116.2955 | 116.7889 | 125.2652 | 146.6925 | 174.1086 | 188.9495 | 197.2016 | 198.012 | 198.4792 | 195.5114 | 190.7641 | 189.0945 | 182.3324 | 172.5831 | 165.5906 | 163.8637 | 158.6402 | 154.3914 | 149.4088 | 142.9826 | 134.1441 | 128.7187 | 0.021944 | -0.1352 | -0.052477 | -1.0588 | -1.3683 | -0.96608 | -0.34051 | -1.2859 | -1.2961 | -1.6438 | -0.32985 | -0.046588 | 0.53519 | 1.9706 | 5.6081 | 5.2726 | 5.8839 | 5.3195 | 1.71 | 1.3354 | 1.1546 | 1.1983 | 1.0021 | 0.73232 | 47.708 | 47.0275 | 46.0069 | 45.1319 | 44.4969 | 43.8226 | 43.6313 | 43.4063 | 43.8503 | 46.6292 | 49.188 | 51.273 | 52.8566 | 53.7855 | 54.3799 | 54.4344 | 53.8514 | 52.7432 | 51.2358 | 50.0365 | 49.127 | 48.2384 | 47.4374 | 46.5253 | 3.4827 | 3.3922 | 3.5459 | 3.3504 | 3.3367 | 3.298 | 3.7602 | 3.5554 | 4.0826 | 3.9563 | 3.4431 | 3.1591 | 2.9626 | 2.9654 | 2.598 | 2.2082 | 1.9776 | 2.0808 | 2.1094 | 3.1057 | 3.3231 | 3.4144 | 2.976 | 3.1994
Portfolio Adjusted1-in-2Size: Over 200kWAll2022Typical Event Day | Portfolio Adjusted | 1-in-2 | Size: Over 200kW | All | 2022 | Typical Event Day | 8 | 142.2936 | 138.3097 | 134.2291 | 134.0348 | 143.4711 | 167.6708 | 194.969 | 215.188 | 229.5933 | 238.5875 | 247.3452 | 248.2663 | 243.9817 | 245.7515 | 239.9851 | 227.5634 | 212.1263 | 197.2205 | 188.0615 | 184.4342 | 181.1112 | 172.1606 | 160.349 | 152.8568 | -0.5784 | -0.84791 | -0.55753 | -1.1293 | -1.5415 | -1.3565 | -1.3974 | -1.5741 | -1.6367 | -2.0049 | -1.3231 | -1.3816 | -0.68125 | 0.90056 | 6.0544 | 6.2396 | 6.3179 | 5.6645 | 2.0835 | 1.0263 | 0.64779 | 0.96785 | 0.82063 | 0.66381 | 70.4165 | 69.4154 | 68.5674 | 67.7237 | 67.0786 | 66.4854 | 66.1663 | 66.4291 | 68.8498 | 73.3839 | 78.3802 | 82.5568 | 85.7757 | 88.0902 | 89.4591 | 89.8886 | 89.9967 | 89.0998 | 87.2913 | 84.4989 | 80.8168 | 77.5475 | 75.4618 | 73.947 | 3.7551 | 3.6392 | 3.7937 | 3.5619 | 3.5304 | 3.4739 | 3.8747 | 3.737 | 4.406 | 4.4228 | 3.9719 | 3.7151 | 3.4983 | 3.5614 | 3.1664 | 2.6908 | 2.3391 | 2.3121 | 2.3174 | 3.3977 | 3.7046 | 3.7901 | 3.2807 | 3.4919
Portfolio Adjusted1-in-2Size: Over 200kWAll2023January Monthly Peak | Portfolio Adjusted | 1-in-2 | Size: Over 200kW | All | 2023 | January Monthly Peak | 1 | 123.501 | 120.211 | 116.553 | 116.9794 | 125.6633 | 148.5872 | 178.6664 | 194.7812 | 202.6386 | 204.2627 | 206.6169 | 205.9819 | 203.0769 | 203.3002 | 196.5957 | 185.3648 | 174.9015 | 171.525 | 166.0258 | 160.9872 | 155.5266 | 148.6835 | 139.124 | 133.0705 | 0.0096332 | -0.14834 | -0.059436 | -1.0652 | -1.3751 | -0.97592 | -0.3503 | -1.3235 | -1.3276 | -1.6921 | -0.34643 | -0.052497 | 0.56349 | 2.1153 | 6.0451 | 5.6668 | 6.2178 | 5.5675 | 1.78 | 1.3802 | 1.1952 | 1.2437 | 1.0374 | 0.75653 | 51.9046 | 51.4189 | 51.071 | 50.6133 | 50.4088 | 49.9877 | 50.0909 | 49.9838 | 50.3451 | 51.7244 | 53.5645 | 55.1191 | 56.2892 | 57.2662 | 57.9192 | 57.8584 | 57.687 | 56.9922 | 55.594 | 54.2851 | 53.6181 | 53.2942 | 52.7804 | 51.9808 | 3.5084 | 3.4151 | 3.5604 | 3.3637 | 3.3486 | 3.333 | 3.8587 | 3.6639 | 4.1869 | 4.0668 | 3.5715 | 3.3133 | 3.1378 | 3.1732 | 2.7917 | 2.3626 | 2.0796 | 2.1697 | 2.2008 | 3.2181 | 3.4436 | 3.5439 | 3.0806 | 3.3066
Portfolio Adjusted1-in-2Size: Over 200kWAll2023February Monthly Peak | Portfolio Adjusted | 1-in-2 | Size: Over 200kW | All | 2023 | February Monthly Peak | 2 | 122.3346 | 119.1962 | 115.4864 | 115.8387 | 124.3848 | 146.8054 | 176.1497 | 191.686 | 199.4194 | 201.6628 | 204.6721 | 204.7839 | 202.3395 | 203.0056 | 196.6072 | 185.4182 | 174.756 | 171.0573 | 165.1565 | 159.808 | 154.389 | 147.66 | 137.979 | 132.052 | 0.0051141 | -0.15007 | -0.061345 | -1.0554 | -1.3619 | -0.96567 | -0.34844 | -1.3046 | -1.3108 | -1.6719 | -0.34429 | -0.052599 | 0.56161 | 2.1143 | 6.0505 | 5.6758 | 6.2194 | 5.5564 | 1.7693 | 1.3675 | 1.1853 | 1.2347 | 1.0281 | 0.75039 | 51.564 | 51.1081 | 50.8695 | 50.5509 | 50.1045 | 49.9318 | 49.5473 | 49.8647 | 51.1883 | 54.5888 | 58.3348 | 61.4098 | 62.98 | 63.6493 | 64.1433 | 63.9086 | 63.5452 | 62.6694 | 60.684 | 58.6218 | 57.3872 | 56.438 | 55.4898 | 54.1999 | 3.4741 | 3.3856 | 3.5272 | 3.3286 | 3.3126 | 3.2912 | 3.8032 | 3.6023 | 4.1175 | 4.0122 | 3.5356 | 3.2924 | 3.1249 | 3.1668 | 2.791 | 2.3619 | 2.0766 | 2.1622 | 2.188 | 3.1907 | 3.4161 | 3.5198 | 3.0552 | 3.2816
Portfolio Adjusted1-in-2Size: Over 200kWAll2023March Monthly Peak | Portfolio Adjusted | 1-in-2 | Size: Over 200kW | All | 2023 | March Monthly Peak | 3 | 127.8645 | 123.8735 | 120.1113 | 119.19 | 127.0294 | 148.8798 | 175.7922 | 193.5298 | 203.1653 | 205.873 | 210.3631 | 211.0876 | 209.0385 | 211.1387 | 205.4888 | 194.773 | 183.1287 | 172.6132 | 166.2526 | 165.7505 | 162.5092 | 155.5126 | 144.4057 | 136.8963 | 0.0068425 | -0.15402 | -0.064952 | -1.0832 | -1.3919 | -0.97273 | -0.35031 | -1.3144 | -1.3447 | -1.7059 | -0.36077 | -0.058802 | 0.57346 | 2.2006 | 6.3295 | 5.9694 | 6.5097 | 5.6084 | 1.774 | 1.4086 | 1.2426 | 1.2932 | 1.0716 | 0.77472 | 52.8352 | 51.9335 | 51.3316 | 51.0447 | 50.5296 | 50.163 | 49.8637 | 50.0601 | 51.8544 | 54.063 | 56.8927 | 59.7305 | 62.123 | 64.0462 | 65.1425 | 65.6853 | 65.4225 | 64.469 | 61.9536 | 58.8514 | 57.104 | 55.7326 | 54.5631 | 53.1785 | 3.6195 | 3.5043 | 3.6631 | 3.411 | 3.3753 | 3.3179 | 3.7726 | 3.6144 | 4.1734 | 4.0672 | 3.6137 | 3.3812 | 3.2147 | 3.2761 | 2.9048 | 2.4693 | 2.1665 | 2.1706 | 2.1969 | 3.2945 | 3.5846 | 3.6921 | 3.1893 | 3.3911
Portfolio Adjusted1-in-2Size: Over 200kWAll2023April Monthly Peak | Portfolio Adjusted | 1-in-2 | Size: Over 200kW | All | 2023 | April Monthly Peak | 4 | 127.1934 | 123.4862 | 119.4544 | 118.3263 | 125.9031 | 147.257 | 173.1818 | 191.2856 | 202.7549 | 208.7296 | 216.207 | 219.3644 | 218.9213 | 222.237 | 217.1008 | 205.405 | 191.8205 | 179.1262 | 170.7877 | 168.7433 | 164.6326 | 156.9103 | 145.0093 | 137.2906 | 0.0033112 | -0.15483 | -0.065326 | -1.0737 | -1.3779 | -0.96 | -0.34637 | -1.2977 | -1.3429 | -1.7302 | -0.37149 | -0.06145 | 0.60035 | 2.317 | 6.6896 | 6.3032 | 6.8297 | 5.8274 | 1.8197 | 1.4299 | 1.2561 | 1.3047 | 1.0742 | 0.77527 | 62.4529 | 61.4301 | 60.59 | 59.8779 | 58.9733 | 58.3101 | 57.7586 | 57.7174 | 59.8638 | 63.8863 | 68.6985 | 73.4083 | 77.3327 | 79.7481 | 80.9584 | 81.4041 | 80.8513 | 80.0769 | 78.3203 | 75.7437 | 71.6352 | 69.0694 | 67.0272 | 65.1969 | 3.5988 | 3.4922 | 3.6402 | 3.3784 | 3.3387 | 3.2738 | 3.7108 | 3.5667 | 4.1612 | 4.1232 | 3.7116 | 3.5121 | 3.3659 | 3.4468 | 3.0685 | 2.6011 | 2.2661 | 2.2492 | 2.254 | 3.3457 | 3.6248 | 3.7255 | 3.1972 | 3.3938
Portfolio Adjusted1-in-2Size: Over 200kWAll2023May Monthly Peak | Portfolio Adjusted | 1-in-2 | Size: Over 200kW | All | 2023 | May Monthly Peak | 5 | 130.7628 | 127.3831 | 122.8612 | 122.2703 | 130.6857 | 152.4931 | 177.5849 | 199.6058 | 214.6016 | 222.6979 | 230.816 | 233.4602 | 231.6958 | 233.9543 | 228.3489 | 214.6806 | 199.9828 | 186.0019 | 176.5966 | 172.086 | 169.1719 | 161.4815 | 149.9893 | 142.4323 | -0.1039 | -0.28058 | -0.15771 | -1.0896 | -1.4237 | -1.0435 | -0.54985 | -1.3783 | -1.4716 | -1.8615 | -0.57713 | -0.33127 | 0.3475 | 2.0867 | 6.735 | 6.4146 | 6.8386 | 5.8873 | 1.8824 | 1.3467 | 1.1451 | 1.2542 | 1.047 | 0.77582 | 64.9154 | 63.8328 | 62.7817 | 61.9074 | 61.1703 | 60.2537 | 59.7779 | 60.3476 | 63.179 | 66.8659 | 70.9834 | 75.051 | 78.7218 | 81.2075 | 82.7252 | 83.3724 | 83.4801 | 82.6837 | 80.7763 | 78.207 | 74.1362 | 70.934 | 69.1767 | 67.5754 | 3.5989 | 3.5035 | 3.6399 | 3.4013 | 3.3715 | 3.3006 | 3.6942 | 3.6263 | 4.3078 | 4.3084 | 3.8872 | 3.663 | 3.4906 | 3.5595 | 3.1641 | 2.6622 | 2.3114 | 2.2836 | 2.2746 | 3.3247 | 3.6129 | 3.7243 | 3.215 | 3.4182
Portfolio Adjusted1-in-2Size: Over 200kWAll2023June Monthly Peak | Portfolio Adjusted | 1-in-2 | Size: Over 200kW | All | 2023 | June Monthly Peak | 6 | 138.3594 | 134.7528 | 130.2515 | 129.6399 | 138.0287 | 159.8498 | 184.5383 | 205.0585 | 218.756 | 227.0253 | 235.3254 | 235.7026 | 231.0438 | 232.3826 | 227.2201 | 216.7383 | 203.1844 | 189.6972 | 181.801 | 176.538 | 174.5807 | 167.6393 | 156.1456 | 148.8629 | -0.24502 | -0.45871 | -0.28324 | -1.1046 | -1.4737 | -1.1514 | -0.85005 | -1.4391 | -1.5369 | -1.9089 | -0.84934 | -0.72011 | -0.049938 | 1.5914 | 6.3228 | 6.2745 | 6.5926 | 5.7842 | 1.9442 | 1.2155 | 0.97192 | 1.1756 | 0.99612 | 0.7701 | 67.6 | 66.4199 | 65.3427 | 64.4947 | 63.6893 | 63.0829 | 62.5346 | 63.2049 | 66.1654 | 70.3636 | 74.2204 | 77.7963 | 80.3337 | 82.5214 | 83.8192 | 84.634 | 85.1543 | 84.8287 | 83.545 | 80.9603 | 77.5541 | 73.8106 | 71.3856 | 69.8135 | 3.7078 | 3.6077 | 3.7533 | 3.5046 | 3.4578 | 3.3679 | 3.7431 | 3.6402 | 4.2965 | 4.3097 | 3.8847 | 3.6101 | 3.3841 | 3.4377 | 3.0589 | 2.6137 | 2.2835 | 2.2642 | 2.2808 | 3.3096 | 3.6339 | 3.7615 | 3.2556 | 3.4726
Portfolio Adjusted1-in-2Size: Over 200kWAll2023July Monthly Peak | Portfolio Adjusted | 1-in-2 | Size: Over 200kW | All | 2023 | July Monthly Peak | 7 | 142.4288 | 138.2677 | 134.2339 | 134.2209 | 143.2111 | 166.3452 | 191.1743 | 210.2647 | 222.1131 | 229.6649 | 236.7229 | 236.4821 | 231.8524 | 232.8294 | 227.6026 | 218.6586 | 206.4581 | 193.5818 | 186.0208 | 180.9514 | 178.8711 | 171.4309 | 159.5964 | 152.2475 | -0.55544 | -0.81499 | -0.53643 | -1.1288 | -1.539 | -1.3369 | -1.3377 | -1.5364 | -1.5997 | -1.9332 | -1.2408 | -1.2759 | -0.61521 | 0.91209 | 5.8102 | 6.0382 | 6.1909 | 5.5995 | 2.0475 | 1.0166 | 0.66733 | 0.9855 | 0.83728 | 0.68032 | 69.7904 | 69.0251 | 68.3691 | 67.7092 | 67.0604 | 66.5862 | 66.3393 | 66.733 | 69.1272 | 73.0892 | 77.9949 | 81.6933 | 84.6614 | 87.0403 | 88.7999 | 89.3323 | 89.5298 | 88.6786 | 87.2233 | 84.9671 | 81.3394 | 77.4562 | 74.9669 | 73.4559 | 3.7516 | 3.6323 | 3.7899 | 3.5616 | 3.5219 | 3.4482 | 3.8058 | 3.652 | 4.2562 | 4.248 | 3.7971 | 3.5247 | 3.3084 | 3.3537 | 2.9849 | 2.5743 | 2.27 | 2.2629 | 2.289 | 3.3224 | 3.6493 | 3.7723 | 3.2642 | 3.4825
Portfolio Adjusted1-in-2Size: Over 200kWAll2023August Monthly Peak | Portfolio Adjusted | 1-in-2 | Size: Over 200kW | All | 2023 | August Monthly Peak | 8 | 144.9808 | 140.8738 | 136.6504 | 136.4524 | 146.0379 | 171.0873 | 199.6998 | 222.26 | 239.038 | 249.5822 | 259.385 | 260.4984 | 256.4618 | 258.1535 | 252.0162 | 238.465 | 221.7461 | 205.5686 | 195.4619 | 191.2537 | 186.852 | 176.747 | 164.2554 | 156.1967 | -0.87453 | -1.2054 | -0.80711 | -1.1018 | -1.5476 | -1.5052 | -1.9243 | -1.6763 | -1.7326 | -2.109 | -1.847 | -2.1212 | -1.3931 | 0.085521 | 5.6287 | 6.1155 | 5.9569 | 5.489 | 2.2108 | 0.80244 | 0.29327 | 0.76177 | 0.65137 | 0.57247 | 74.6438 | 73.6611 | 72.759 | 71.64 | 71.0509 | 70.3344 | 69.891 | 70.0256 | 72.5838 | 77.5521 | 82.5706 | 86.7346 | 89.7372 | 91.8471 | 93.1491 | 93.3043 | 93.468 | 92.3135 | 90.3179 | 87.5609 | 83.4112 | 80.3041 | 78.42 | 76.7365 | 3.8752 | 3.7552 | 3.9135 | 3.6774 | 3.6436 | 3.5924 | 4.0214 | 3.9116 | 4.6506 | 4.6962 | 4.2276 | 3.957 | 3.7348 | 3.7998 | 3.3753 | 2.8601 | 2.4773 | 2.4412 | 2.4388 | 3.5742 | 3.8752 | 3.9447 | 3.4056 | 3.6134
Portfolio Adjusted1-in-2Size: Over 200kWAll2023September Monthly Peak | Portfolio Adjusted | 1-in-2 | Size: Over 200kW | All | 2023 | September Monthly Peak | 9 | 142.3841 | 138.5013 | 133.9081 | 134.5518 | 144.4742 | 169.861 | 200.2917 | 221.5182 | 239.6091 | 249.7559 | 258.274 | 258.9999 | 254.655 | 256.7207 | 250.1021 | 235.3333 | 218.2599 | 202.1638 | 193.6834 | 191.3957 | 184.1792 | 174.3627 | 161.8172 | 153.6109 | -0.67236 | -0.94287 | -0.62391 | -1.1773 | -1.595 | -1.4259 | -1.4997 | -1.663 | -1.7254 | -2.1144 | -1.408 | -1.474 | -0.7487 | 0.88237 | 6.2379 | 6.3981 | 6.46 | 5.7929 | 2.1837 | 1.0608 | 0.6344 | 0.95163 | 0.78792 | 0.62829 | 69.6318 | 68.5558 | 67.7987 | 67.0508 | 66.5138 | 65.9381 | 65.9003 | 65.753 | 67.5229 | 72.5309 | 78.7349 | 84.0031 | 88.3704 | 90.9518 | 92.0684 | 92.2836 | 91.8346 | 90.5782 | 88.079 | 84.5071 | 80.9623 | 78.6191 | 77.0745 | 75.7822 | 3.7591 | 3.6438 | 3.7887 | 3.5812 | 3.5624 | 3.5161 | 3.9727 | 3.8462 | 4.6012 | 4.6298 | 4.156 | 3.8863 | 3.6634 | 3.7285 | 3.3085 | 2.7885 | 2.408 | 2.3723 | 2.3869 | 3.5277 | 3.7723 | 3.8484 | 3.3162 | 3.5132
Portfolio Adjusted1-in-2Size: Over 200kWAll2023October Monthly Peak | Portfolio Adjusted | 1-in-2 | Size: Over 200kW | All | 2023 | October Monthly Peak | 10 | 124.5029 | 121.589 | 117.3603 | 117.4408 | 125.8055 | 148.539 | 178.0683 | 196.7323 | 209.5867 | 217.9277 | 226.0813 | 229.6353 | 229.6047 | 231.7984 | 225.6558 | 211.9005 | 197.2004 | 189.1828 | 179.5671 | 171.4993 | 163.7 | 154.7176 | 143.2181 | 136.3641 | -0.42282 | -0.66387 | -0.42438 | -0.98699 | -1.3405 | -1.1641 | -1.1558 | -1.4188 | -1.452 | -1.8309 | -1.1125 | -1.1395 | -0.48397 | 1.0044 | 5.7615 | 5.8162 | 5.9594 | 5.4507 | 1.9772 | 1.0282 | 0.66473 | 0.93531 | 0.77923 | 0.62532 | 69.5874 | 68.7403 | 67.8104 | 67.0295 | 66.3118 | 65.4811 | 65.4785 | 66.0117 | 66.7584 | 71.0639 | 76.6951 | 81.9858 | 85.685 | 87.8714 | 89.341 | 89.5393 | 88.7396 | 87.2398 | 84.7564 | 81.0689 | 77.6057 | 74.9645 | 72.9243 | 71.3067 | 3.3197 | 3.2451 | 3.3681 | 3.1698 | 3.1475 | 3.123 | 3.6097 | 3.4703 | 4.0692 | 4.0882 | 3.6788 | 3.4786 | 3.3426 | 3.4076 | 3.0177 | 2.5367 | 2.1976 | 2.2423 | 2.2302 | 3.2148 | 3.4028 | 3.4725 | 2.9776 | 3.1774
Portfolio Adjusted1-in-2Size: Over 200kWAll2023November Monthly Peak | Portfolio Adjusted | 1-in-2 | Size: Over 200kW | All | 2023 | November Monthly Peak | 11 | 127.4644 | 124.3003 | 120.1841 | 119.6358 | 128.113 | 150.3737 | 176.3803 | 194.2156 | 205.9439 | 211.9947 | 218.4047 | 220.7067 | 219.3557 | 220.8771 | 214.526 | 200.9322 | 188.6965 | 182.8842 | 174.303 | 167.2595 | 161.0594 | 153.4788 | 141.9673 | 135.2366 | 0.012449 | -0.1451 | -0.058314 | -1.0924 | -1.4084 | -0.99697 | -0.35169 | -1.3307 | -1.3666 | -1.7638 | -0.36505 | -0.053851 | 0.61366 | 2.3032 | 6.5955 | 6.1542 | 6.7243 | 5.9547 | 1.8711 | 1.4333 | 1.2365 | 1.2883 | 1.0604 | 0.77013 | 58.9122 | 58.0931 | 57.3454 | 56.6419 | 55.9334 | 55.6486 | 55.2004 | 55.1316 | 58.798 | 63.7952 | 69.9327 | 75.1222 | 78.7331 | 80.2706 | 80.7864 | 80.2789 | 78.0918 | 73.9198 | 69.5271 | 66.9039 | 64.8839 | 63.2076 | 61.9877 | 60.8597 | 3.624 | 3.5339 | 3.6798 | 3.4492 | 3.4271 | 3.3819 | 3.8187 | 3.6644 | 4.2857 | 4.2386 | 3.7886 | 3.5649 | 3.4017 | 3.4556 | 3.0564 | 2.5614 | 2.2435 | 2.3117 | 2.3087 | 3.3381 | 3.5624 | 3.6689 | 3.1488 | 3.3642
Portfolio Adjusted1-in-2Size: Over 200kWAll2023December Monthly Peak | Portfolio Adjusted | 1-in-2 | Size: Over 200kW | All | 2023 | December Monthly Peak | 12 | 122.7381 | 119.649 | 116.2954 | 116.7889 | 125.2652 | 146.6925 | 174.1086 | 188.9495 | 197.2016 | 198.012 | 198.4792 | 195.5114 | 190.7641 | 189.0945 | 182.3324 | 172.5831 | 165.5906 | 163.8637 | 158.6402 | 154.3914 | 149.4088 | 142.9826 | 134.1441 | 128.7187 | 0.021944 | -0.1352 | -0.052477 | -1.0588 | -1.3683 | -0.96608 | -0.34051 | -1.2859 | -1.2961 | -1.6438 | -0.32985 | -0.046588 | 0.53519 | 1.9706 | 5.6081 | 5.2726 | 5.8839 | 5.3195 | 1.71 | 1.3354 | 1.1546 | 1.1983 | 1.0021 | 0.73232 | 47.708 | 47.0274 | 46.0069 | 45.1319 | 44.4969 | 43.8226 | 43.6313 | 43.4063 | 43.8503 | 46.6292 | 49.188 | 51.273 | 52.8566 | 53.7855 | 54.3799 | 54.4344 | 53.8514 | 52.7432 | 51.2358 | 50.0365 | 49.127 | 48.2384 | 47.4374 | 46.5253 | 3.4827 | 3.3922 | 3.5459 | 3.3504 | 3.3367 | 3.298 | 3.7602 | 3.5554 | 4.0826 | 3.9563 | 3.4431 | 3.1591 | 2.9626 | 2.9654 | 2.598 | 2.2082 | 1.9776 | 2.0808 | 2.1094 | 3.1057 | 3.3231 | 3.4144 | 2.976 | 3.1994
Portfolio Adjusted1-in-2Size: Over 200kWAll2023Typical Event Day | Portfolio Adjusted | 1-in-2 | Size: Over 200kW | All | 2023 | Typical Event Day | 8 | 142.2936 | 138.3097 | 134.2291 | 134.0348 | 143.4711 | 167.6708 | 194.969 | 215.188 | 229.5933 | 238.5875 | 247.3452 | 248.2663 | 243.9817 | 245.7515 | 239.9851 | 227.5634 | 212.1263 | 197.2205 | 188.0615 | 184.4342 | 181.1112 | 172.1606 | 160.349 | 152.8568 | -0.5784 | -0.84791 | -0.55753 | -1.1293 | -1.5415 | -1.3565 | -1.3974 | -1.5741 | -1.6367 | -2.0049 | -1.3231 | -1.3816 | -0.68125 | 0.90056 | 6.0544 | 6.2396 | 6.3179 | 5.6645 | 2.0835 | 1.0263 | 0.64779 | 0.96785 | 0.82063 | 0.66381 | 70.4165 | 69.4154 | 68.5674 | 67.7237 | 67.0786 | 66.4854 | 66.1663 | 66.4291 | 68.8498 | 73.3839 | 78.3802 | 82.5568 | 85.7757 | 88.0902 | 89.4591 | 89.8886 | 89.9967 | 89.0998 | 87.2913 | 84.4989 | 80.8168 | 77.5475 | 75.4618 | 73.947 | 3.7551 | 3.6392 | 3.7937 | 3.5619 | 3.5304 | 3.4739 | 3.8747 | 3.737 | 4.406 | 4.4228 | 3.9719 | 3.7151 | 3.4983 | 3.5614 | 3.1664 | 2.6908 | 2.3391 | 2.3121 | 2.3174 | 3.3977 | 3.7046 | 3.7901 | 3.2807 | 3.4919
Portfolio Adjusted1-in-2Size: Over 200kWAll2024January Monthly Peak | Portfolio Adjusted | 1-in-2 | Size: Over 200kW | All | 2024 | January Monthly Peak | 1 | 123.501 | 120.211 | 116.553 | 116.9794 | 125.6633 | 148.5872 | 178.6664 | 194.7812 | 202.6386 | 204.2627 | 206.6169 | 205.9819 | 203.0769 | 203.3002 | 196.5957 | 185.3648 | 174.9015 | 171.525 | 166.0258 | 160.9872 | 155.5266 | 148.6835 | 139.124 | 133.0705 | 0.0096332 | -0.14834 | -0.059436 | -1.0652 | -1.3751 | -0.97592 | -0.3503 | -1.3235 | -1.3276 | -1.6921 | -0.34643 | -0.052497 | 0.56349 | 2.1153 | 6.0451 | 5.6668 | 6.2178 | 5.5675 | 1.78 | 1.3802 | 1.1952 | 1.2437 | 1.0374 | 0.75653 | 51.9046 | 51.4189 | 51.071 | 50.6133 | 50.4088 | 49.9877 | 50.0909 | 49.9838 | 50.3451 | 51.7244 | 53.5645 | 55.1191 | 56.2892 | 57.2662 | 57.9192 | 57.8584 | 57.687 | 56.9922 | 55.594 | 54.2851 | 53.6181 | 53.2942 | 52.7804 | 51.9808 | 3.5084 | 3.4151 | 3.5604 | 3.3637 | 3.3486 | 3.333 | 3.8587 | 3.6639 | 4.1869 | 4.0668 | 3.5715 | 3.3133 | 3.1378 | 3.1732 | 2.7917 | 2.3626 | 2.0796 | 2.1697 | 2.2008 | 3.2181 | 3.4436 | 3.5439 | 3.0806 | 3.3066
Portfolio Adjusted1-in-2Size: Over 200kWAll2024February Monthly Peak | Portfolio Adjusted | 1-in-2 | Size: Over 200kW | All | 2024 | February Monthly Peak | 2 | 122.3346 | 119.1962 | 115.4864 | 115.8387 | 124.3848 | 146.8054 | 176.1497 | 191.686 | 199.4194 | 201.6628 | 204.6721 | 204.7839 | 202.3395 | 203.0056 | 196.6072 | 185.4182 | 174.756 | 171.0573 | 165.1565 | 159.808 | 154.389 | 147.66 | 137.979 | 132.052 | 0.0051142 | -0.15007 | -0.061345 | -1.0554 | -1.3619 | -0.96567 | -0.34844 | -1.3046 | -1.3108 | -1.6719 | -0.34429 | -0.052599 | 0.56161 | 2.1143 | 6.0505 | 5.6758 | 6.2194 | 5.5564 | 1.7693 | 1.3675 | 1.1853 | 1.2347 | 1.0281 | 0.75039 | 51.564 | 51.1081 | 50.8695 | 50.5509 | 50.1045 | 49.9318 | 49.5473 | 49.8647 | 51.1883 | 54.5888 | 58.3348 | 61.4098 | 62.98 | 63.6493 | 64.1433 | 63.9086 | 63.5452 | 62.6694 | 60.684 | 58.6218 | 57.3872 | 56.438 | 55.4898 | 54.1999 | 3.4741 | 3.3856 | 3.5272 | 3.3286 | 3.3126 | 3.2912 | 3.8032 | 3.6023 | 4.1175 | 4.0122 | 3.5356 | 3.2924 | 3.1249 | 3.1668 | 2.791 | 2.3619 | 2.0766 | 2.1622 | 2.188 | 3.1907 | 3.4161 | 3.5198 | 3.0552 | 3.2816
Portfolio Adjusted1-in-2Size: Over 200kWAll2024March Monthly Peak | Portfolio Adjusted | 1-in-2 | Size: Over 200kW | All | 2024 | March Monthly Peak | 3 | 127.8645 | 123.8735 | 120.1113 | 119.19 | 127.0294 | 148.8798 | 175.7922 | 193.5298 | 203.1653 | 205.873 | 210.3631 | 211.0876 | 209.0384 | 211.1387 | 205.4888 | 194.773 | 183.1287 | 172.6132 | 166.2526 | 165.7505 | 162.5092 | 155.5126 | 144.4057 | 136.8963 | 0.0068425 | -0.15402 | -0.064952 | -1.0832 | -1.3919 | -0.97273 | -0.35031 | -1.3144 | -1.3447 | -1.7059 | -0.36077 | -0.058802 | 0.57346 | 2.2006 | 6.3295 | 5.9694 | 6.5097 | 5.6084 | 1.774 | 1.4086 | 1.2426 | 1.2932 | 1.0716 | 0.77472 | 52.8352 | 51.9335 | 51.3316 | 51.0447 | 50.5296 | 50.163 | 49.8637 | 50.0601 | 51.8544 | 54.063 | 56.8927 | 59.7305 | 62.123 | 64.0462 | 65.1425 | 65.6853 | 65.4225 | 64.469 | 61.9536 | 58.8514 | 57.104 | 55.7326 | 54.5631 | 53.1785 | 3.6195 | 3.5043 | 3.6631 | 3.411 | 3.3753 | 3.3179 | 3.7726 | 3.6144 | 4.1734 | 4.0672 | 3.6137 | 3.3812 | 3.2147 | 3.2761 | 2.9048 | 2.4693 | 2.1665 | 2.1706 | 2.1969 | 3.2945 | 3.5846 | 3.6921 | 3.1893 | 3.3911
Portfolio Adjusted1-in-2Size: Over 200kWAll2024April Monthly Peak | Portfolio Adjusted | 1-in-2 | Size: Over 200kW | All | 2024 | April Monthly Peak | 4 | 127.1934 | 123.4862 | 119.4544 | 118.3263 | 125.9031 | 147.257 | 173.1818 | 191.2856 | 202.7549 | 208.7296 | 216.207 | 219.3644 | 218.9213 | 222.237 | 217.1008 | 205.405 | 191.8205 | 179.1262 | 170.7877 | 168.7433 | 164.6326 | 156.9103 | 145.0093 | 137.2906 | 0.0033111 | -0.15483 | -0.065326 | -1.0737 | -1.3779 | -0.96 | -0.34637 | -1.2977 | -1.3429 | -1.7302 | -0.37149 | -0.06145 | 0.60035 | 2.317 | 6.6896 | 6.3032 | 6.8297 | 5.8274 | 1.8197 | 1.4299 | 1.2561 | 1.3047 | 1.0742 | 0.77527 | 62.4529 | 61.4301 | 60.59 | 59.8779 | 58.9733 | 58.3101 | 57.7586 | 57.7174 | 59.8638 | 63.8863 | 68.6985 | 73.4083 | 77.3327 | 79.7481 | 80.9584 | 81.4041 | 80.8513 | 80.0769 | 78.3203 | 75.7437 | 71.6352 | 69.0694 | 67.0272 | 65.1968 | 3.5988 | 3.4922 | 3.6402 | 3.3784 | 3.3387 | 3.2738 | 3.7108 | 3.5667 | 4.1612 | 4.1232 | 3.7116 | 3.5121 | 3.3659 | 3.4468 | 3.0685 | 2.6011 | 2.2661 | 2.2492 | 2.254 | 3.3457 | 3.6248 | 3.7255 | 3.1972 | 3.3938
Portfolio Adjusted1-in-2Size: Over 200kWAll2024May Monthly Peak | Portfolio Adjusted | 1-in-2 | Size: Over 200kW | All | 2024 | May Monthly Peak | 5 | 130.7628 | 127.3831 | 122.8612 | 122.2703 | 130.6857 | 152.4931 | 177.5849 | 199.6058 | 214.6016 | 222.6979 | 230.816 | 233.4602 | 231.6958 | 233.9543 | 228.3489 | 214.6806 | 199.9828 | 186.0019 | 176.5966 | 172.086 | 169.1719 | 161.4815 | 149.9893 | 142.4324 | -0.1039 | -0.28058 | -0.15771 | -1.0896 | -1.4237 | -1.0435 | -0.54985 | -1.3783 | -1.4716 | -1.8615 | -0.57713 | -0.33127 | 0.3475 | 2.0867 | 6.735 | 6.4146 | 6.8386 | 5.8873 | 1.8824 | 1.3467 | 1.1451 | 1.2542 | 1.047 | 0.77582 | 64.9154 | 63.8328 | 62.7817 | 61.9074 | 61.1703 | 60.2537 | 59.7779 | 60.3476 | 63.179 | 66.8659 | 70.9834 | 75.051 | 78.7218 | 81.2075 | 82.7252 | 83.3724 | 83.4801 | 82.6837 | 80.7763 | 78.207 | 74.1362 | 70.934 | 69.1767 | 67.5754 | 3.5989 | 3.5035 | 3.6399 | 3.4013 | 3.3715 | 3.3006 | 3.6942 | 3.6263 | 4.3078 | 4.3084 | 3.8872 | 3.663 | 3.4906 | 3.5595 | 3.1641 | 2.6622 | 2.3114 | 2.2836 | 2.2746 | 3.3247 | 3.6129 | 3.7243 | 3.215 | 3.4182
Portfolio Adjusted1-in-2Size: Over 200kWAll2024June Monthly Peak | Portfolio Adjusted | 1-in-2 | Size: Over 200kW | All | 2024 | June Monthly Peak | 6 | 138.3594 | 134.7528 | 130.2515 | 129.6399 | 138.0287 | 159.8498 | 184.5383 | 205.0585 | 218.756 | 227.0253 | 235.3254 | 235.7026 | 231.0438 | 232.3826 | 227.2201 | 216.7383 | 203.1844 | 189.6972 | 181.801 | 176.538 | 174.5807 | 167.6393 | 156.1456 | 148.8629 | -0.24502 | -0.45871 | -0.28324 | -1.1046 | -1.4737 | -1.1514 | -0.85005 | -1.4391 | -1.5369 | -1.9089 | -0.84934 | -0.72011 | -0.049938 | 1.5914 | 6.3228 | 6.2745 | 6.5926 | 5.7842 | 1.9442 | 1.2155 | 0.97192 | 1.1756 | 0.99612 | 0.7701 | 67.6 | 66.4199 | 65.3427 | 64.4947 | 63.6893 | 63.0829 | 62.5346 | 63.2049 | 66.1654 | 70.3636 | 74.2204 | 77.7963 | 80.3337 | 82.5214 | 83.8192 | 84.634 | 85.1543 | 84.8287 | 83.545 | 80.9603 | 77.5541 | 73.8106 | 71.3856 | 69.8135 | 3.7078 | 3.6077 | 3.7533 | 3.5046 | 3.4578 | 3.3679 | 3.7431 | 3.6402 | 4.2965 | 4.3097 | 3.8847 | 3.6101 | 3.3841 | 3.4377 | 3.0589 | 2.6137 | 2.2835 | 2.2642 | 2.2808 | 3.3096 | 3.6339 | 3.7615 | 3.2556 | 3.4726
Portfolio Adjusted1-in-2Size: Over 200kWAll2024July Monthly Peak | Portfolio Adjusted | 1-in-2 | Size: Over 200kW | All | 2024 | July Monthly Peak | 7 | 142.4288 | 138.2677 | 134.2339 | 134.2209 | 143.2111 | 166.3452 | 191.1743 | 210.2647 | 222.1131 | 229.6649 | 236.7229 | 236.4821 | 231.8524 | 232.8294 | 227.6026 | 218.6586 | 206.4581 | 193.5818 | 186.0208 | 180.9514 | 178.8711 | 171.4309 | 159.5964 | 152.2475 | -0.55544 | -0.81499 | -0.53643 | -1.1288 | -1.539 | -1.3369 | -1.3377 | -1.5364 | -1.5997 | -1.9332 | -1.2408 | -1.2759 | -0.61521 | 0.91209 | 5.8102 | 6.0382 | 6.1909 | 5.5995 | 2.0475 | 1.0166 | 0.66733 | 0.9855 | 0.83728 | 0.68032 | 69.7904 | 69.0251 | 68.3691 | 67.7092 | 67.0604 | 66.5862 | 66.3393 | 66.733 | 69.1272 | 73.0892 | 77.9949 | 81.6933 | 84.6614 | 87.0403 | 88.7999 | 89.3323 | 89.5298 | 88.6786 | 87.2233 | 84.9671 | 81.3394 | 77.4562 | 74.9669 | 73.4559 | 3.7516 | 3.6323 | 3.7899 | 3.5616 | 3.5219 | 3.4482 | 3.8058 | 3.652 | 4.2562 | 4.248 | 3.7971 | 3.5247 | 3.3084 | 3.3537 | 2.9849 | 2.5743 | 2.27 | 2.2629 | 2.289 | 3.3224 | 3.6493 | 3.7723 | 3.2642 | 3.4825
Portfolio Adjusted1-in-2Size: Over 200kWAll2024August Monthly Peak | Portfolio Adjusted | 1-in-2 | Size: Over 200kW | All | 2024 | August Monthly Peak | 8 | 144.9808 | 140.8738 | 136.6504 | 136.4524 | 146.0379 | 171.0873 | 199.6998 | 222.26 | 239.038 | 249.5822 | 259.385 | 260.4984 | 256.4618 | 258.1535 | 252.0162 | 238.465 | 221.7461 | 205.5686 | 195.4619 | 191.2537 | 186.852 | 176.747 | 164.2554 | 156.1967 | -0.87453 | -1.2054 | -0.80711 | -1.1018 | -1.5476 | -1.5052 | -1.9243 | -1.6763 | -1.7326 | -2.109 | -1.847 | -2.1212 | -1.3931 | 0.085521 | 5.6287 | 6.1155 | 5.9569 | 5.489 | 2.2108 | 0.80244 | 0.29327 | 0.76177 | 0.65137 | 0.57247 | 74.6438 | 73.6611 | 72.759 | 71.64 | 71.0509 | 70.3344 | 69.891 | 70.0256 | 72.5838 | 77.5521 | 82.5706 | 86.7346 | 89.7372 | 91.8471 | 93.1491 | 93.3043 | 93.468 | 92.3135 | 90.3179 | 87.5609 | 83.4112 | 80.3041 | 78.42 | 76.7365 | 3.8752 | 3.7552 | 3.9135 | 3.6774 | 3.6436 | 3.5924 | 4.0214 | 3.9116 | 4.6506 | 4.6962 | 4.2276 | 3.957 | 3.7348 | 3.7998 | 3.3753 | 2.8601 | 2.4773 | 2.4412 | 2.4388 | 3.5742 | 3.8752 | 3.9447 | 3.4056 | 3.6134
Portfolio Adjusted1-in-2Size: Over 200kWAll2024September Monthly Peak | Portfolio Adjusted | 1-in-2 | Size: Over 200kW | All | 2024 | September Monthly Peak | 9 | 142.3841 | 138.5013 | 133.9081 | 134.5518 | 144.4742 | 169.861 | 200.2917 | 221.5182 | 239.6092 | 249.7559 | 258.274 | 258.9999 | 254.655 | 256.7207 | 250.1021 | 235.3333 | 218.2599 | 202.1638 | 193.6834 | 191.3957 | 184.1792 | 174.3627 | 161.8172 | 153.6109 | -0.67236 | -0.94287 | -0.62391 | -1.1773 | -1.595 | -1.4259 | -1.4997 | -1.663 | -1.7254 | -2.1144 | -1.408 | -1.474 | -0.7487 | 0.88237 | 6.2379 | 6.3981 | 6.46 | 5.7929 | 2.1837 | 1.0608 | 0.6344 | 0.95163 | 0.78792 | 0.62829 | 69.6318 | 68.5558 | 67.7987 | 67.0508 | 66.5138 | 65.9381 | 65.9003 | 65.753 | 67.5229 | 72.5309 | 78.7349 | 84.0031 | 88.3704 | 90.9518 | 92.0684 | 92.2836 | 91.8346 | 90.5782 | 88.079 | 84.5071 | 80.9623 | 78.6191 | 77.0745 | 75.7822 | 3.7591 | 3.6438 | 3.7887 | 3.5812 | 3.5624 | 3.5161 | 3.9727 | 3.8462 | 4.6012 | 4.6298 | 4.156 | 3.8863 | 3.6634 | 3.7285 | 3.3085 | 2.7885 | 2.408 | 2.3723 | 2.3869 | 3.5277 | 3.7723 | 3.8484 | 3.3162 | 3.5132
Portfolio Adjusted1-in-2Size: Over 200kWAll2024October Monthly Peak | Portfolio Adjusted | 1-in-2 | Size: Over 200kW | All | 2024 | October Monthly Peak | 10 | 124.5029 | 121.589 | 117.3603 | 117.4408 | 125.8055 | 148.539 | 178.0683 | 196.7323 | 209.5867 | 217.9277 | 226.0813 | 229.6353 | 229.6047 | 231.7984 | 225.6558 | 211.9005 | 197.2004 | 189.1828 | 179.5671 | 171.4993 | 163.7 | 154.7176 | 143.2181 | 136.3641 | -0.42282 | -0.66387 | -0.42438 | -0.98699 | -1.3405 | -1.1641 | -1.1558 | -1.4188 | -1.452 | -1.8309 | -1.1125 | -1.1395 | -0.48397 | 1.0044 | 5.7615 | 5.8162 | 5.9594 | 5.4507 | 1.9772 | 1.0282 | 0.66473 | 0.93531 | 0.77923 | 0.62532 | 69.5874 | 68.7403 | 67.8104 | 67.0295 | 66.3118 | 65.4811 | 65.4785 | 66.0117 | 66.7584 | 71.0639 | 76.6951 | 81.9858 | 85.685 | 87.8714 | 89.341 | 89.5393 | 88.7396 | 87.2398 | 84.7564 | 81.0689 | 77.6057 | 74.9645 | 72.9243 | 71.3067 | 3.3197 | 3.2451 | 3.3681 | 3.1698 | 3.1475 | 3.123 | 3.6097 | 3.4703 | 4.0692 | 4.0882 | 3.6788 | 3.4786 | 3.3426 | 3.4076 | 3.0177 | 2.5367 | 2.1976 | 2.2423 | 2.2302 | 3.2148 | 3.4028 | 3.4725 | 2.9776 | 3.1774
Portfolio Adjusted1-in-2Size: Over 200kWAll2024November Monthly Peak | Portfolio Adjusted | 1-in-2 | Size: Over 200kW | All | 2024 | November Monthly Peak | 11 | 127.4644 | 124.3003 | 120.1842 | 119.6358 | 128.113 | 150.3737 | 176.3803 | 194.2156 | 205.944 | 211.9947 | 218.4047 | 220.7067 | 219.3557 | 220.8771 | 214.526 | 200.9322 | 188.6965 | 182.8842 | 174.303 | 167.2595 | 161.0594 | 153.4788 | 141.9673 | 135.2366 | 0.012449 | -0.1451 | -0.058314 | -1.0924 | -1.4084 | -0.99697 | -0.35169 | -1.3307 | -1.3666 | -1.7638 | -0.36505 | -0.053851 | 0.61366 | 2.3032 | 6.5955 | 6.1542 | 6.7243 | 5.9547 | 1.8711 | 1.4333 | 1.2365 | 1.2883 | 1.0604 | 0.77013 | 58.9122 | 58.0931 | 57.3454 | 56.6419 | 55.9334 | 55.6486 | 55.2004 | 55.1316 | 58.798 | 63.7952 | 69.9327 | 75.1222 | 78.7331 | 80.2706 | 80.7864 | 80.2789 | 78.0918 | 73.9198 | 69.5271 | 66.9039 | 64.8839 | 63.2076 | 61.9877 | 60.8597 | 3.624 | 3.5339 | 3.6798 | 3.4492 | 3.4271 | 3.3819 | 3.8187 | 3.6644 | 4.2857 | 4.2386 | 3.7886 | 3.5649 | 3.4017 | 3.4556 | 3.0564 | 2.5614 | 2.2435 | 2.3117 | 2.3087 | 3.3381 | 3.5624 | 3.6689 | 3.1488 | 3.3642
Portfolio Adjusted1-in-2Size: Over 200kWAll2024December Monthly Peak | Portfolio Adjusted | 1-in-2 | Size: Over 200kW | All | 2024 | December Monthly Peak | 12 | 122.7381 | 119.649 | 116.2955 | 116.7889 | 125.2652 | 146.6925 | 174.1086 | 188.9495 | 197.2016 | 198.012 | 198.4792 | 195.5114 | 190.7641 | 189.0945 | 182.3324 | 172.5831 | 165.5906 | 163.8637 | 158.6402 | 154.3914 | 149.4088 | 142.9826 | 134.1441 | 128.7187 | 0.021944 | -0.1352 | -0.052477 | -1.0588 | -1.3683 | -0.96608 | -0.34051 | -1.2859 | -1.2961 | -1.6438 | -0.32985 | -0.046588 | 0.53519 | 1.9706 | 5.6081 | 5.2726 | 5.8839 | 5.3195 | 1.71 | 1.3354 | 1.1546 | 1.1983 | 1.0021 | 0.73232 | 47.708 | 47.0275 | 46.0069 | 45.1319 | 44.4969 | 43.8226 | 43.6313 | 43.4063 | 43.8503 | 46.6292 | 49.188 | 51.273 | 52.8566 | 53.7855 | 54.3799 | 54.4344 | 53.8514 | 52.7432 | 51.2358 | 50.0365 | 49.127 | 48.2384 | 47.4374 | 46.5253 | 3.4827 | 3.3922 | 3.5459 | 3.3504 | 3.3367 | 3.298 | 3.7602 | 3.5554 | 4.0826 | 3.9563 | 3.4431 | 3.1591 | 2.9626 | 2.9654 | 2.598 | 2.2082 | 1.9776 | 2.0808 | 2.1094 | 3.1057 | 3.3231 | 3.4144 | 2.976 | 3.1994
Portfolio Adjusted1-in-2Size: Over 200kWAll2024Typical Event Day | Portfolio Adjusted | 1-in-2 | Size: Over 200kW | All | 2024 | Typical Event Day | 8 | 142.2936 | 138.3097 | 134.2291 | 134.0348 | 143.4711 | 167.6708 | 194.969 | 215.188 | 229.5933 | 238.5875 | 247.3452 | 248.2663 | 243.9817 | 245.7515 | 239.9851 | 227.5634 | 212.1263 | 197.2206 | 188.0615 | 184.4342 | 181.1112 | 172.1606 | 160.349 | 152.8568 | -0.5784 | -0.84791 | -0.55753 | -1.1293 | -1.5415 | -1.3565 | -1.3974 | -1.5741 | -1.6367 | -2.0049 | -1.3231 | -1.3816 | -0.68125 | 0.90056 | 6.0544 | 6.2396 | 6.3179 | 5.6645 | 2.0835 | 1.0263 | 0.64779 | 0.96785 | 0.82063 | 0.66381 | 70.4165 | 69.4154 | 68.5674 | 67.7237 | 67.0786 | 66.4854 | 66.1663 | 66.4291 | 68.8498 | 73.3839 | 78.3802 | 82.5568 | 85.7757 | 88.0902 | 89.4591 | 89.8886 | 89.9967 | 89.0998 | 87.2913 | 84.4989 | 80.8168 | 77.5475 | 75.4618 | 73.947 | 3.7551 | 3.6392 | 3.7937 | 3.5619 | 3.5304 | 3.4739 | 3.8747 | 3.737 | 4.406 | 4.4228 | 3.9719 | 3.7151 | 3.4983 | 3.5614 | 3.1664 | 2.6908 | 2.3391 | 2.3121 | 2.3174 | 3.3977 | 3.7046 | 3.7901 | 3.2807 | 3.4919
Portfolio Adjusted1-in-2Size: Over 200kWAll2025January Monthly Peak | Portfolio Adjusted | 1-in-2 | Size: Over 200kW | All | 2025 | January Monthly Peak | 1 | 123.501 | 120.211 | 116.553 | 116.9794 | 125.6633 | 148.5872 | 178.6664 | 194.7813 | 202.6386 | 204.2627 | 206.6169 | 205.9819 | 203.0769 | 203.3002 | 196.5957 | 185.3648 | 174.9015 | 171.525 | 166.0258 | 160.9872 | 155.5266 | 148.6835 | 139.124 | 133.0705 | 0.0096331 | -0.14834 | -0.059436 | -1.0652 | -1.3751 | -0.97592 | -0.3503 | -1.3235 | -1.3276 | -1.6921 | -0.34643 | -0.052497 | 0.56349 | 2.1153 | 6.0451 | 5.6668 | 6.2178 | 5.5675 | 1.78 | 1.3802 | 1.1952 | 1.2437 | 1.0374 | 0.75653 | 51.9046 | 51.4189 | 51.071 | 50.6133 | 50.4088 | 49.9877 | 50.0909 | 49.9838 | 50.3451 | 51.7244 | 53.5645 | 55.1191 | 56.2892 | 57.2662 | 57.9192 | 57.8584 | 57.687 | 56.9922 | 55.594 | 54.2851 | 53.6181 | 53.2942 | 52.7804 | 51.9808 | 3.5084 | 3.4151 | 3.5604 | 3.3637 | 3.3486 | 3.333 | 3.8587 | 3.6639 | 4.1869 | 4.0668 | 3.5715 | 3.3133 | 3.1378 | 3.1732 | 2.7917 | 2.3626 | 2.0796 | 2.1697 | 2.2008 | 3.2181 | 3.4436 | 3.5439 | 3.0806 | 3.3066
Portfolio Adjusted1-in-2Size: Over 200kWAll2025February Monthly Peak | Portfolio Adjusted | 1-in-2 | Size: Over 200kW | All | 2025 | February Monthly Peak | 2 | 122.3346 | 119.1962 | 115.4864 | 115.8387 | 124.3848 | 146.8054 | 176.1496 | 191.686 | 199.4194 | 201.6628 | 204.6721 | 204.7839 | 202.3395 | 203.0056 | 196.6072 | 185.4182 | 174.756 | 171.0573 | 165.1565 | 159.808 | 154.389 | 147.66 | 137.979 | 132.052 | 0.0051142 | -0.15007 | -0.061345 | -1.0554 | -1.3619 | -0.96567 | -0.34844 | -1.3046 | -1.3108 | -1.6719 | -0.34429 | -0.052599 | 0.56161 | 2.1143 | 6.0505 | 5.6758 | 6.2194 | 5.5564 | 1.7693 | 1.3675 | 1.1853 | 1.2347 | 1.0281 | 0.75039 | 51.564 | 51.1081 | 50.8695 | 50.5509 | 50.1045 | 49.9318 | 49.5473 | 49.8647 | 51.1883 | 54.5888 | 58.3348 | 61.4098 | 62.98 | 63.6493 | 64.1433 | 63.9086 | 63.5452 | 62.6694 | 60.684 | 58.6218 | 57.3872 | 56.438 | 55.4898 | 54.1999 | 3.4741 | 3.3856 | 3.5272 | 3.3286 | 3.3126 | 3.2912 | 3.8032 | 3.6023 | 4.1175 | 4.0122 | 3.5356 | 3.2924 | 3.1249 | 3.1669 | 2.791 | 2.3619 | 2.0766 | 2.1622 | 2.188 | 3.1907 | 3.4161 | 3.5198 | 3.0552 | 3.2816
Portfolio Adjusted1-in-2Size: Over 200kWAll2025March Monthly Peak | Portfolio Adjusted | 1-in-2 | Size: Over 200kW | All | 2025 | March Monthly Peak | 3 | 127.8645 | 123.8735 | 120.1113 | 119.19 | 127.0294 | 148.8798 | 175.7922 | 193.5298 | 203.1653 | 205.873 | 210.3631 | 211.0876 | 209.0385 | 211.1387 | 205.4888 | 194.773 | 183.1287 | 172.6132 | 166.2526 | 165.7505 | 162.5092 | 155.5126 | 144.4057 | 136.8963 | 0.0068425 | -0.15402 | -0.064952 | -1.0832 | -1.3919 | -0.97273 | -0.35031 | -1.3144 | -1.3447 | -1.7059 | -0.36077 | -0.058802 | 0.57346 | 2.2006 | 6.3295 | 5.9694 | 6.5097 | 5.6084 | 1.774 | 1.4086 | 1.2426 | 1.2932 | 1.0716 | 0.77472 | 52.8352 | 51.9335 | 51.3316 | 51.0447 | 50.5296 | 50.163 | 49.8638 | 50.0601 | 51.8544 | 54.063 | 56.8927 | 59.7305 | 62.123 | 64.0462 | 65.1425 | 65.6853 | 65.4225 | 64.469 | 61.9536 | 58.8514 | 57.104 | 55.7326 | 54.5631 | 53.1785 | 3.6195 | 3.5043 | 3.6631 | 3.411 | 3.3753 | 3.3179 | 3.7726 | 3.6144 | 4.1734 | 4.0672 | 3.6137 | 3.3812 | 3.2147 | 3.2761 | 2.9048 | 2.4693 | 2.1665 | 2.1706 | 2.1969 | 3.2945 | 3.5846 | 3.6921 | 3.1893 | 3.3911
Portfolio Adjusted1-in-2Size: Over 200kWAll2025April Monthly Peak | Portfolio Adjusted | 1-in-2 | Size: Over 200kW | All | 2025 | April Monthly Peak | 4 | 127.1934 | 123.4862 | 119.4544 | 118.3263 | 125.9031 | 147.257 | 173.1818 | 191.2856 | 202.7549 | 208.7296 | 216.207 | 219.3644 | 218.9213 | 222.237 | 217.1008 | 205.405 | 191.8205 | 179.1262 | 170.7877 | 168.7433 | 164.6326 | 156.9103 | 145.0093 | 137.2906 | 0.0033111 | -0.15483 | -0.065326 | -1.0737 | -1.3779 | -0.96 | -0.34637 | -1.2977 | -1.3429 | -1.7302 | -0.37149 | -0.06145 | 0.60035 | 2.317 | 6.6896 | 6.3032 | 6.8297 | 5.8274 | 1.8197 | 1.4299 | 1.2561 | 1.3047 | 1.0742 | 0.77527 | 62.4529 | 61.4301 | 60.59 | 59.8779 | 58.9733 | 58.3101 | 57.7586 | 57.7174 | 59.8638 | 63.8863 | 68.6985 | 73.4083 | 77.3327 | 79.7481 | 80.9584 | 81.4042 | 80.8513 | 80.0769 | 78.3203 | 75.7437 | 71.6352 | 69.0694 | 67.0272 | 65.1969 | 3.5988 | 3.4922 | 3.6402 | 3.3784 | 3.3387 | 3.2738 | 3.7108 | 3.5667 | 4.1612 | 4.1232 | 3.7116 | 3.5121 | 3.3659 | 3.4468 | 3.0685 | 2.6011 | 2.2661 | 2.2492 | 2.254 | 3.3457 | 3.6248 | 3.7255 | 3.1972 | 3.3938
Portfolio Adjusted1-in-2Size: Over 200kWAll2025May Monthly Peak | Portfolio Adjusted | 1-in-2 | Size: Over 200kW | All | 2025 | May Monthly Peak | 5 | 130.7628 | 127.3831 | 122.8612 | 122.2703 | 130.6857 | 152.4931 | 177.5849 | 199.6058 | 214.6016 | 222.6979 | 230.816 | 233.4602 | 231.6958 | 233.9543 | 228.3489 | 214.6806 | 199.9828 | 186.0019 | 176.5966 | 172.086 | 169.1719 | 161.4815 | 149.9893 | 142.4324 | -0.1039 | -0.28058 | -0.15771 | -1.0896 | -1.4237 | -1.0435 | -0.54985 | -1.3783 | -1.4716 | -1.8615 | -0.57713 | -0.33127 | 0.3475 | 2.0867 | 6.735 | 6.4146 | 6.8386 | 5.8873 | 1.8824 | 1.3467 | 1.1451 | 1.2542 | 1.047 | 0.77582 | 64.9154 | 63.8328 | 62.7817 | 61.9074 | 61.1703 | 60.2537 | 59.7779 | 60.3476 | 63.179 | 66.8659 | 70.9834 | 75.051 | 78.7218 | 81.2075 | 82.7252 | 83.3724 | 83.4801 | 82.6837 | 80.7763 | 78.207 | 74.1362 | 70.934 | 69.1767 | 67.5754 | 3.5989 | 3.5035 | 3.6399 | 3.4013 | 3.3715 | 3.3006 | 3.6942 | 3.6263 | 4.3078 | 4.3084 | 3.8872 | 3.663 | 3.4906 | 3.5595 | 3.1641 | 2.6622 | 2.3114 | 2.2836 | 2.2746 | 3.3247 | 3.6129 | 3.7243 | 3.215 | 3.4182
Portfolio Adjusted1-in-2Size: Over 200kWAll2025June Monthly Peak | Portfolio Adjusted | 1-in-2 | Size: Over 200kW | All | 2025 | June Monthly Peak | 6 | 138.3594 | 134.7528 | 130.2515 | 129.6399 | 138.0287 | 159.8498 | 184.5383 | 205.0585 | 218.756 | 227.0253 | 235.3254 | 235.7026 | 231.0438 | 232.3826 | 227.2201 | 216.7384 | 203.1844 | 189.6972 | 181.801 | 176.538 | 174.5807 | 167.6393 | 156.1456 | 148.8629 | -0.24502 | -0.45871 | -0.28324 | -1.1046 | -1.4737 | -1.1514 | -0.85005 | -1.4391 | -1.5369 | -1.9089 | -0.84934 | -0.72011 | -0.049938 | 1.5914 | 6.3228 | 6.2745 | 6.5926 | 5.7842 | 1.9442 | 1.2155 | 0.97192 | 1.1756 | 0.99612 | 0.7701 | 67.6 | 66.4199 | 65.3427 | 64.4947 | 63.6893 | 63.0829 | 62.5346 | 63.2049 | 66.1654 | 70.3636 | 74.2204 | 77.7963 | 80.3337 | 82.5214 | 83.8192 | 84.634 | 85.1543 | 84.8287 | 83.545 | 80.9603 | 77.5541 | 73.8106 | 71.3856 | 69.8135 | 3.7078 | 3.6077 | 3.7533 | 3.5046 | 3.4578 | 3.3679 | 3.7431 | 3.6402 | 4.2965 | 4.3097 | 3.8847 | 3.6101 | 3.3841 | 3.4377 | 3.0589 | 2.6137 | 2.2835 | 2.2642 | 2.2808 | 3.3096 | 3.6339 | 3.7615 | 3.2556 | 3.4726
Portfolio Adjusted1-in-2Size: Over 200kWAll2025July Monthly Peak | Portfolio Adjusted | 1-in-2 | Size: Over 200kW | All | 2025 | July Monthly Peak | 7 | 142.4288 | 138.2677 | 134.2339 | 134.2209 | 143.2111 | 166.3452 | 191.1743 | 210.2647 | 222.1131 | 229.6649 | 236.7229 | 236.4821 | 231.8524 | 232.8294 | 227.6026 | 218.6586 | 206.4581 | 193.5818 | 186.0208 | 180.9514 | 178.8711 | 171.4309 | 159.5964 | 152.2475 | -0.55544 | -0.81499 | -0.53643 | -1.1288 | -1.539 | -1.3369 | -1.3377 | -1.5364 | -1.5997 | -1.9332 | -1.2408 | -1.2759 | -0.61521 | 0.91209 | 5.8102 | 6.0382 | 6.1909 | 5.5995 | 2.0475 | 1.0166 | 0.66733 | 0.9855 | 0.83728 | 0.68032 | 69.7904 | 69.0251 | 68.3691 | 67.7092 | 67.0604 | 66.5862 | 66.3393 | 66.733 | 69.1272 | 73.0892 | 77.9949 | 81.6933 | 84.6614 | 87.0403 | 88.7999 | 89.3323 | 89.5298 | 88.6786 | 87.2233 | 84.9671 | 81.3394 | 77.4562 | 74.9669 | 73.4559 | 3.7516 | 3.6323 | 3.7899 | 3.5616 | 3.5219 | 3.4482 | 3.8058 | 3.652 | 4.2562 | 4.248 | 3.7971 | 3.5247 | 3.3084 | 3.3537 | 2.9849 | 2.5743 | 2.27 | 2.2629 | 2.289 | 3.3224 | 3.6493 | 3.7723 | 3.2642 | 3.4825
Portfolio Adjusted1-in-2Size: Over 200kWAll2025August Monthly Peak | Portfolio Adjusted | 1-in-2 | Size: Over 200kW | All | 2025 | August Monthly Peak | 8 | 144.9808 | 140.8738 | 136.6504 | 136.4524 | 146.0379 | 171.0873 | 199.6998 | 222.26 | 239.038 | 249.5822 | 259.385 | 260.4984 | 256.4618 | 258.1535 | 252.0162 | 238.465 | 221.7461 | 205.5686 | 195.4619 | 191.2537 | 186.852 | 176.747 | 164.2554 | 156.1967 | -0.87453 | -1.2054 | -0.80711 | -1.1018 | -1.5476 | -1.5052 | -1.9243 | -1.6763 | -1.7326 | -2.109 | -1.847 | -2.1212 | -1.3931 | 0.085521 | 5.6287 | 6.1155 | 5.9569 | 5.489 | 2.2108 | 0.80244 | 0.29327 | 0.76177 | 0.65137 | 0.57247 | 74.6438 | 73.6611 | 72.759 | 71.6401 | 71.0509 | 70.3344 | 69.891 | 70.0256 | 72.5838 | 77.5521 | 82.5706 | 86.7346 | 89.7372 | 91.8471 | 93.1491 | 93.3043 | 93.468 | 92.3135 | 90.3179 | 87.5609 | 83.4112 | 80.3041 | 78.42 | 76.7365 | 3.8752 | 3.7552 | 3.9135 | 3.6774 | 3.6436 | 3.5924 | 4.0214 | 3.9116 | 4.6506 | 4.6962 | 4.2276 | 3.957 | 3.7348 | 3.7998 | 3.3753 | 2.8601 | 2.4773 | 2.4412 | 2.4388 | 3.5742 | 3.8752 | 3.9447 | 3.4056 | 3.6134
Portfolio Adjusted1-in-2Size: Over 200kWAll2025September Monthly Peak | Portfolio Adjusted | 1-in-2 | Size: Over 200kW | All | 2025 | September Monthly Peak | 9 | 142.3841 | 138.5013 | 133.9081 | 134.5518 | 144.4742 | 169.861 | 200.2917 | 221.5182 | 239.6091 | 249.7559 | 258.274 | 258.9999 | 254.655 | 256.7207 | 250.1021 | 235.3333 | 218.2599 | 202.1638 | 193.6834 | 191.3957 | 184.1792 | 174.3627 | 161.8172 | 153.6109 | -0.67236 | -0.94287 | -0.62391 | -1.1773 | -1.595 | -1.4259 | -1.4997 | -1.663 | -1.7254 | -2.1144 | -1.408 | -1.474 | -0.7487 | 0.88237 | 6.2379 | 6.3981 | 6.46 | 5.7929 | 2.1837 | 1.0608 | 0.6344 | 0.95163 | 0.78792 | 0.62829 | 69.6318 | 68.5558 | 67.7987 | 67.0508 | 66.5138 | 65.9381 | 65.9003 | 65.753 | 67.5229 | 72.5309 | 78.7349 | 84.0031 | 88.3704 | 90.9518 | 92.0684 | 92.2836 | 91.8346 | 90.5782 | 88.079 | 84.5071 | 80.9623 | 78.6191 | 77.0745 | 75.7822 | 3.7591 | 3.6438 | 3.7887 | 3.5812 | 3.5624 | 3.5161 | 3.9727 | 3.8462 | 4.6012 | 4.6298 | 4.156 | 3.8863 | 3.6634 | 3.7285 | 3.3085 | 2.7885 | 2.408 | 2.3723 | 2.3869 | 3.5277 | 3.7723 | 3.8484 | 3.3162 | 3.5132
Portfolio Adjusted1-in-2Size: Over 200kWAll2025October Monthly Peak | Portfolio Adjusted | 1-in-2 | Size: Over 200kW | All | 2025 | October Monthly Peak | 10 | 124.5029 | 121.589 | 117.3603 | 117.4408 | 125.8055 | 148.539 | 178.0683 | 196.7323 | 209.5867 | 217.9277 | 226.0813 | 229.6353 | 229.6047 | 231.7984 | 225.6558 | 211.9004 | 197.2004 | 189.1828 | 179.5671 | 171.4993 | 163.7 | 154.7176 | 143.2181 | 136.3642 | -0.42282 | -0.66387 | -0.42438 | -0.98699 | -1.3405 | -1.1641 | -1.1558 | -1.4188 | -1.452 | -1.8309 | -1.1125 | -1.1395 | -0.48397 | 1.0044 | 5.7615 | 5.8162 | 5.9594 | 5.4507 | 1.9772 | 1.0282 | 0.66473 | 0.93531 | 0.77923 | 0.62532 | 69.5874 | 68.7403 | 67.8104 | 67.0295 | 66.3118 | 65.4811 | 65.4785 | 66.0117 | 66.7584 | 71.0639 | 76.6951 | 81.9858 | 85.685 | 87.8714 | 89.341 | 89.5393 | 88.7396 | 87.2398 | 84.7564 | 81.0689 | 77.6057 | 74.9645 | 72.9243 | 71.3067 | 3.3197 | 3.2451 | 3.3681 | 3.1698 | 3.1475 | 3.123 | 3.6097 | 3.4703 | 4.0692 | 4.0882 | 3.6788 | 3.4786 | 3.3426 | 3.4076 | 3.0177 | 2.5367 | 2.1976 | 2.2423 | 2.2302 | 3.2148 | 3.4028 | 3.4725 | 2.9776 | 3.1774
Portfolio Adjusted1-in-2Size: Over 200kWAll2025November Monthly Peak | Portfolio Adjusted | 1-in-2 | Size: Over 200kW | All | 2025 | November Monthly Peak | 11 | 127.4644 | 124.3003 | 120.1841 | 119.6358 | 128.113 | 150.3737 | 176.3803 | 194.2156 | 205.944 | 211.9947 | 218.4047 | 220.7067 | 219.3557 | 220.8771 | 214.526 | 200.9322 | 188.6965 | 182.8842 | 174.303 | 167.2595 | 161.0594 | 153.4788 | 141.9673 | 135.2366 | 0.012449 | -0.1451 | -0.058314 | -1.0924 | -1.4084 | -0.99697 | -0.35169 | -1.3307 | -1.3666 | -1.7638 | -0.36505 | -0.053851 | 0.61366 | 2.3032 | 6.5955 | 6.1542 | 6.7243 | 5.9547 | 1.8711 | 1.4333 | 1.2365 | 1.2883 | 1.0604 | 0.77013 | 58.9122 | 58.0931 | 57.3454 | 56.6419 | 55.9334 | 55.6486 | 55.2004 | 55.1316 | 58.798 | 63.7952 | 69.9327 | 75.1222 | 78.7331 | 80.2706 | 80.7864 | 80.2789 | 78.0918 | 73.9198 | 69.5271 | 66.9039 | 64.8839 | 63.2076 | 61.9877 | 60.8597 | 3.624 | 3.5339 | 3.6798 | 3.4492 | 3.4271 | 3.3819 | 3.8187 | 3.6644 | 4.2857 | 4.2386 | 3.7886 | 3.5649 | 3.4017 | 3.4556 | 3.0564 | 2.5614 | 2.2435 | 2.3117 | 2.3087 | 3.3381 | 3.5624 | 3.6689 | 3.1488 | 3.3642
Portfolio Adjusted1-in-2Size: Over 200kWAll2025December Monthly Peak | Portfolio Adjusted | 1-in-2 | Size: Over 200kW | All | 2025 | December Monthly Peak | 12 | 122.7381 | 119.649 | 116.2955 | 116.7889 | 125.2652 | 146.6925 | 174.1086 | 188.9495 | 197.2016 | 198.012 | 198.4792 | 195.5114 | 190.7641 | 189.0945 | 182.3324 | 172.5831 | 165.5906 | 163.8637 | 158.6402 | 154.3914 | 149.4088 | 142.9826 | 134.1441 | 128.7187 | 0.021944 | -0.1352 | -0.052477 | -1.0588 | -1.3683 | -0.96608 | -0.34051 | -1.2859 | -1.2961 | -1.6438 | -0.32985 | -0.046588 | 0.53519 | 1.9706 | 5.6081 | 5.2726 | 5.8839 | 5.3195 | 1.71 | 1.3354 | 1.1546 | 1.1983 | 1.0021 | 0.73232 | 47.708 | 47.0275 | 46.0069 | 45.1319 | 44.4969 | 43.8226 | 43.6313 | 43.4063 | 43.8503 | 46.6292 | 49.188 | 51.273 | 52.8566 | 53.7855 | 54.3799 | 54.4344 | 53.8514 | 52.7432 | 51.2358 | 50.0365 | 49.127 | 48.2384 | 47.4374 | 46.5253 | 3.4827 | 3.3922 | 3.5459 | 3.3504 | 3.3367 | 3.298 | 3.7602 | 3.5554 | 4.0826 | 3.9563 | 3.4431 | 3.1591 | 2.9626 | 2.9654 | 2.598 | 2.2082 | 1.9776 | 2.0808 | 2.1094 | 3.1057 | 3.3231 | 3.4144 | 2.976 | 3.1994
Portfolio Adjusted1-in-2Size: Over 200kWAll2025Typical Event Day | Portfolio Adjusted | 1-in-2 | Size: Over 200kW | All | 2025 | Typical Event Day | 8 | 142.2936 | 138.3097 | 134.2291 | 134.0348 | 143.4711 | 167.6708 | 194.969 | 215.188 | 229.5933 | 238.5875 | 247.3452 | 248.2663 | 243.9817 | 245.7515 | 239.9851 | 227.5634 | 212.1263 | 197.2205 | 188.0615 | 184.4342 | 181.1111 | 172.1606 | 160.349 | 152.8568 | -0.5784 | -0.84791 | -0.55753 | -1.1293 | -1.5415 | -1.3565 | -1.3974 | -1.5741 | -1.6367 | -2.0049 | -1.3231 | -1.3816 | -0.68125 | 0.90056 | 6.0544 | 6.2396 | 6.3179 | 5.6645 | 2.0835 | 1.0263 | 0.64779 | 0.96785 | 0.82063 | 0.66381 | 70.4165 | 69.4154 | 68.5674 | 67.7237 | 67.0786 | 66.4854 | 66.1663 | 66.4291 | 68.8498 | 73.3839 | 78.3802 | 82.5569 | 85.7757 | 88.0902 | 89.4591 | 89.8886 | 89.9967 | 89.0998 | 87.2913 | 84.4989 | 80.8168 | 77.5475 | 75.4618 | 73.947 | 3.7551 | 3.6392 | 3.7937 | 3.5619 | 3.5304 | 3.4739 | 3.8747 | 3.737 | 4.406 | 4.4228 | 3.9719 | 3.7151 | 3.4983 | 3.5614 | 3.1664 | 2.6908 | 2.3391 | 2.3121 | 2.3174 | 3.3977 | 3.7046 | 3.7901 | 3.2807 | 3.4919
Portfolio Adjusted1-in-10Size: Over 200kWOrange County2015January Monthly Peak | Portfolio Adjusted | 1-in-10 | Size: Over 200kW | Orange County | 2015 | January Monthly Peak | 1 | 121.9076 | 116.8069 | 114.2396 | 115.7265 | 127.946 | 158.855 | 194.2628 | 212.7203 | 224.5817 | 222.9682 | 222.499 | 220.097 | 215.9226 | 211.2284 | 202.7208 | 188.3753 | 176.4092 | 172.2757 | 165.7797 | 163.4704 | 158.1028 | 150.5662 | 140.8619 | 132.4168 | 2.0133 | 1.6537 | 1.292 | 0.3001 | 0.20764 | 0.78771 | 0.69569 | 0.34741 | 0.04145 | -0.50574 | -0.57421 | -0.22849 | 0.81742 | 3.585 | 10.0731 | 9.567 | 9.3751 | 8.0352 | 1.5916 | 0.3073 | 0.041082 | 0.34017 | 0.7628 | 0.38001 | 45.9493 | 45.1684 | 44.1825 | 43.4532 | 43.1512 | 42.5868 | 42.1217 | 42.0422 | 42.5521 | 44.8717 | 47.469 | 49.2796 | 51.0765 | 52.0723 | 52.7224 | 52.6851 | 51.5266 | 49.8794 | 47.4458 | 46.0597 | 45.2341 | 44.7816 | 44.2107 | 43.4604 | 5.3369 | 4.7071 | 4.0279 | 2.3818 | 2.6532 | 3.7825 | 3.5809 | 4.3153 | 4.0603 | 3.5844 | 3.2363 | 3.2337 | 3.2542 | 3.2521 | 3.1276 | 2.8526 | 2.8627 | 3.0222 | 3.3217 | 2.7714 | 2.4362 | 2.5842 | 2.1527 | 2.2372
Portfolio Adjusted1-in-10Size: Over 200kWOrange County2015February Monthly Peak | Portfolio Adjusted | 1-in-10 | Size: Over 200kW | Orange County | 2015 | February Monthly Peak | 2 | 117.319 | 112.9195 | 110.3582 | 112.1584 | 123.7842 | 152.6864 | 185.0855 | 201.5117 | 212.091 | 212.3874 | 213.886 | 213.7936 | 211.1973 | 208.2113 | 200.533 | 187.0976 | 174.9865 | 170.2458 | 162.382 | 158.9278 | 153.5075 | 146.1133 | 136.4115 | 128.3933 | 1.9375 | 1.5987 | 1.2481 | 0.29085 | 0.20089 | 0.75712 | 0.66282 | 0.32911 | 0.039145 | -0.48174 | -0.55198 | -0.22195 | 0.79953 | 3.5338 | 9.9644 | 9.5022 | 9.2994 | 7.9405 | 1.5589 | 0.29876 | 0.039888 | 0.33011 | 0.7387 | 0.36846 | 51.5378 | 51.8117 | 51.3798 | 50.8617 | 50.7707 | 50.0416 | 48.9309 | 49.3826 | 50.4015 | 52.6623 | 54.8496 | 55.87 | 56.7089 | 57.9668 | 59.0811 | 59.3532 | 58.5489 | 58.1463 | 56.586 | 55.1309 | 53.9097 | 52.4167 | 51.6908 | 50.8989 | 5.136 | 4.5504 | 3.8911 | 2.3084 | 2.5669 | 3.6357 | 3.4117 | 4.0879 | 3.8345 | 3.4143 | 3.111 | 3.1411 | 3.183 | 3.2056 | 3.0939 | 2.8332 | 2.8396 | 2.9866 | 3.2536 | 2.6944 | 2.3654 | 2.5078 | 2.0847 | 2.1692
Portfolio Adjusted1-in-10Size: Over 200kWOrange County2015March Monthly Peak | Portfolio Adjusted | 1-in-10 | Size: Over 200kW | Orange County | 2015 | March Monthly Peak | 3 | 120.0969 | 115.5043 | 112.4464 | 113.6737 | 123.5145 | 151.7756 | 178.885 | 196.7526 | 208.8846 | 213.9124 | 220.0254 | 222.8027 | 223.2864 | 224.3317 | 217.2016 | 204.2307 | 189.8366 | 177.3104 | 166.7002 | 165.7138 | 161.1045 | 152.5619 | 140.6879 | 131.5957 | 1.9834 | 1.6353 | 1.2717 | 0.29478 | 0.20045 | 0.75261 | 0.64062 | 0.32133 | 0.038553 | -0.4852 | -0.56783 | -0.2313 | 0.8453 | 3.8074 | 10.7926 | 10.3723 | 10.0886 | 8.27 | 1.6004 | 0.31152 | 0.041862 | 0.34468 | 0.76186 | 0.37765 | 62.2169 | 60.4255 | 58.6945 | 57.9104 | 57.4423 | 57.0706 | 57.0319 | 57.2675 | 58.2788 | 61.9432 | 66.1721 | 70.6922 | 74.4012 | 76.4374 | 77.4258 | 78.0834 | 78.2033 | 77.5636 | 76.0095 | 73.2897 | 69.845 | 66.8212 | 64.4179 | 61.8008 | 5.2577 | 4.6546 | 3.9647 | 2.3395 | 2.5613 | 3.614 | 3.2974 | 3.9914 | 3.7765 | 3.4388 | 3.2003 | 3.2735 | 3.3652 | 3.4538 | 3.351 | 3.0927 | 3.0806 | 3.1105 | 3.3401 | 2.8094 | 2.4824 | 2.6184 | 2.1501 | 2.2233
Portfolio Adjusted1-in-10Size: Over 200kWOrange County2015April Monthly Peak | Portfolio Adjusted | 1-in-10 | Size: Over 200kW | Orange County | 2015 | April Monthly Peak | 4 | 123.258 | 118.6918 | 115.4208 | 116.4203 | 126.4102 | 155.8971 | 184.123 | 205.0459 | 220.8966 | 228.7378 | 237.8636 | 242.0702 | 243.4182 | 244.6707 | 237.3826 | 222.5899 | 206.1065 | 190.7072 | 178.3187 | 175.9688 | 169.7053 | 158.9286 | 146.2408 | 136.5866 | 0.29727 | 0.048956 | 0.10178 | -0.47523 | -0.58968 | -0.21855 | -0.55018 | -0.44781 | -0.4654 | -0.74991 | -1.0767 | -0.87315 | 0.11377 | 3.1879 | 11.0133 | 10.7993 | 10.3168 | 8.8869 | 2.3188 | 0.21515 | -0.31073 | -0.13547 | 0.16045 | -0.17691 | 72.2566 | 70.2738 | 68.5389 | 66.7299 | 65.7959 | 65.0804 | 64.404 | 64.5662 | 67.7345 | 73.4304 | 79.8164 | 85.7013 | 89.5654 | 91.5443 | 92.2852 | 92.8744 | 92.8398 | 92.0063 | 90.4213 | 86.83 | 81.7749 | 77.6989 | 74.9034 | 72.6485 | 5.0367 | 4.4645 | 3.7986 | 2.2365 | 2.4468 | 3.4649 | 3.168 | 3.8826 | 3.7277 | 3.4323 | 3.2294 | 3.3197 | 3.4243 | 3.5161 | 3.4185 | 3.1462 | 3.1219 | 3.1227 | 3.335 | 2.7846 | 2.4408 | 2.5461 | 2.0861 | 2.154
Portfolio Adjusted1-in-10Size: Over 200kWOrange County2015May Monthly Peak | Portfolio Adjusted | 1-in-10 | Size: Over 200kW | Orange County | 2015 | May Monthly Peak | 5 | 129.7201 | 124.9643 | 120.8524 | 121.7975 | 133.3281 | 164.1308 | 193.5261 | 218.0307 | 237.2682 | 247.1909 | 256.579 | 260.9706 | 261.1828 | 260.3494 | 252.6255 | 235.591 | 218.2217 | 201.6748 | 189.1769 | 184.3099 | 179.8035 | 167.8995 | 154.7102 | 145.0699 | -0.61201 | -0.81682 | -0.53052 | -0.90819 | -1.0458 | -0.75785 | -1.221 | -0.8969 | -0.77475 | -0.93665 | -1.4139 | -1.2802 | -0.31607 | 2.8732 | 11.2997 | 11.1597 | 10.5826 | 9.3937 | 2.7855 | 0.16411 | -0.51927 | -0.40723 | -0.16798 | -0.49336 | 75.6445 | 73.8394 | 72.2507 | 71.6009 | 70.8403 | 69.8401 | 69.3117 | 69.6638 | 73.3142 | 79.2497 | 84.4319 | 88.2985 | 90.9584 | 93.1288 | 94.5235 | 94.9138 | 94.7976 | 93.7549 | 92.1475 | 89.4637 | 85.3952 | 80.8811 | 78.2165 | 75.9677 | 5.2898 | 4.6908 | 3.9691 | 2.335 | 2.5753 | 3.6404 | 3.3229 | 4.12 | 3.9958 | 3.7015 | 3.4763 | 3.5716 | 3.6666 | 3.7337 | 3.6305 | 3.3231 | 3.2986 | 3.2955 | 3.5308 | 2.9106 | 2.5807 | 2.6842 | 2.2024 | 2.283
Portfolio Adjusted1-in-10Size: Over 200kWOrange County2015June Monthly Peak | Portfolio Adjusted | 1-in-10 | Size: Over 200kW | Orange County | 2015 | June Monthly Peak | 6 | 137.2903 | 132.5067 | 127.935 | 129.0961 | 140.573 | 170.0444 | 197.8677 | 218.4445 | 234.4947 | 243.0478 | 252.2649 | 255.5857 | 254.5329 | 252.5447 | 245.9179 | 233.2168 | 218.6579 | 203.4906 | 192.6591 | 186.7464 | 182.0933 | 172.3085 | 159.0389 | 150.1428 | -0.34312 | -0.57959 | -0.35174 | -0.82704 | -0.96353 | -0.61501 | -1.0439 | -0.76743 | -0.68117 | -0.88232 | -1.3129 | -1.1505 | -0.17515 | 2.9437 | 11.1271 | 11.1305 | 10.71 | 9.4796 | 2.7336 | 0.18559 | -0.46599 | -0.33358 | -0.064649 | -0.41223 | 73.5048 | 72.0936 | 70.7965 | 69.8053 | 68.5049 | 67.6475 | 67.2648 | 68.1119 | 71.6265 | 76.8764 | 82.3236 | 87.0356 | 90.6764 | 93.26 | 95.1018 | 95.9857 | 96.335 | 95.169 | 93.5488 | 90.4033 | 86.1424 | 82.1353 | 79.3865 | 77.2478 | 5.5878 | 4.9644 | 4.1937 | 2.4702 | 2.7101 | 3.7644 | 3.391 | 4.1199 | 3.9415 | 3.6325 | 3.4113 | 3.4912 | 3.5665 | 3.6149 | 3.5274 | 3.2833 | 3.2989 | 3.3188 | 3.5889 | 2.9435 | 2.6086 | 2.7495 | 2.2597 | 2.3584
Portfolio Adjusted1-in-10Size: Over 200kWOrange County2015July Monthly Peak | Portfolio Adjusted | 1-in-10 | Size: Over 200kW | Orange County | 2015 | July Monthly Peak | 7 | 144.0879 | 138.7871 | 134.5197 | 135.3572 | 147.5343 | 178.4248 | 207.0891 | 228.1095 | 243.9489 | 252.5311 | 260.9701 | 262.8305 | 261.1452 | 259.2607 | 252.6834 | 240.0668 | 226.5848 | 211.3636 | 200.5761 | 194.7074 | 189.14 | 178.5646 | 164.8338 | 155.8139 | -1.3937 | -1.5774 | -1.0834 | -1.3267 | -1.4831 | -1.2226 | -1.7845 | -1.2443 | -0.99296 | -1.0465 | -1.6165 | -1.5266 | -0.62048 | 2.502 | 11.0098 | 11.1802 | 10.7423 | 9.8419 | 3.1932 | 0.12842 | -0.68517 | -0.62831 | -0.42904 | -0.7579 | 79.0173 | 77.6188 | 76.2958 | 74.8931 | 73.9919 | 73.1506 | 72.3373 | 72.7641 | 75.9111 | 80.8671 | 86.2063 | 90.8475 | 93.7095 | 95.1572 | 96.0793 | 95.9179 | 95.7448 | 95.3588 | 93.834 | 91.233 | 87.3193 | 83.3836 | 80.8109 | 79.1092 | 5.9492 | 5.2748 | 4.4732 | 2.6274 | 2.8854 | 4.0069 | 3.6002 | 4.3643 | 4.1596 | 3.8288 | 3.58 | 3.642 | 3.712 | 3.7646 | 3.6767 | 3.4286 | 3.4678 | 3.497 | 3.7903 | 3.1132 | 2.7487 | 2.8904 | 2.3758 | 2.4828
Portfolio Adjusted1-in-10Size: Over 200kWOrange County2015August Monthly Peak | Portfolio Adjusted | 1-in-10 | Size: Over 200kW | Orange County | 2015 | August Monthly Peak | 8 | 146.9167 | 141.3995 | 137.0469 | 137.1832 | 150.4608 | 184.0629 | 216.944 | 241.1765 | 261.241 | 270.9726 | 282.0699 | 283.614 | 281.8915 | 279.3841 | 271.7639 | 255.1312 | 237.296 | 218.2928 | 205.8642 | 202.1084 | 195.5088 | 183.1532 | 169.5315 | 160.4724 | -2.1894 | -2.3277 | -1.6336 | -1.6842 | -1.8633 | -1.6953 | -2.3979 | -1.6569 | -1.2853 | -1.2244 | -1.9507 | -1.9174 | -1.0166 | 2.2878 | 11.5092 | 11.6669 | 10.9784 | 10.1611 | 3.5371 | 0.084049 | -0.85981 | -0.85577 | -0.7127 | -1.0284 | 79.2576 | 78.3776 | 77.5154 | 76.537 | 75.8788 | 75.3398 | 75.3646 | 75.9682 | 78.6152 | 83.4956 | 88.4391 | 93.119 | 97.0899 | 99.3763 | 100.2775 | 101.0554 | 101.1341 | 100.2095 | 99.4057 | 96.6763 | 92.4508 | 88.6822 | 86.053 | 83.9449 | 6.2164 | 5.5073 | 4.6703 | 2.7289 | 3.0156 | 4.236 | 3.8651 | 4.7288 | 4.565 | 4.2103 | 3.9654 | 4.0274 | 4.1062 | 4.1574 | 4.0525 | 3.7341 | 3.7218 | 3.7012 | 3.9867 | 3.3117 | 2.9117 | 3.0382 | 2.5041 | 2.6204
Portfolio Adjusted1-in-10Size: Over 200kWOrange County2015September Monthly Peak | Portfolio Adjusted | 1-in-10 | Size: Over 200kW | Orange County | 2015 | September Monthly Peak | 9 | 145.1753 | 140.2864 | 135.3605 | 136.6533 | 150.0757 | 185.4953 | 221.6347 | 245.1688 | 267.9871 | 278.736 | 288.4093 | 289.4356 | 287.3599 | 285.7991 | 277.3604 | 258.945 | 240.2684 | 220.5156 | 210.0516 | 207.7556 | 196.9662 | 183.7162 | 169.6719 | 160.0584 | -2.2198 | -2.3626 | -1.6524 | -1.7028 | -1.8845 | -1.741 | -2.4898 | -1.7101 | -1.3354 | -1.2673 | -2.01 | -1.9773 | -1.0626 | 2.3093 | 11.721 | 11.8251 | 11.0955 | 10.2644 | 3.6288 | 0.082634 | -0.87757 | -0.87416 | -0.73349 | -1.0441 | 81.2614 | 80.3116 | 79.4059 | 78.9993 | 78.2611 | 77.9324 | 77.3091 | 76.8117 | 78.8182 | 82.8724 | 87.4341 | 92.0243 | 95.3242 | 97.2847 | 98.2635 | 98.9112 | 99.0603 | 97.8539 | 95.9786 | 92.6478 | 88.6056 | 85.1991 | 82.5697 | 80.4443 | 6.1566 | 5.4763 | 4.6232 | 2.7245 | 3.0146 | 4.2786 | 3.9576 | 4.8179 | 4.6934 | 4.3406 | 4.0636 | 4.1194 | 4.1953 | 4.2624 | 4.1452 | 3.7984 | 3.7769 | 3.7473 | 4.077 | 3.4119 | 2.94 | 3.0544 | 2.5118 | 2.6195
Portfolio Adjusted1-in-10Size: Over 200kWOrange County2015October Monthly Peak | Portfolio Adjusted | 1-in-10 | Size: Over 200kW | Orange County | 2015 | October Monthly Peak | 10 | 119.8772 | 116.0539 | 113.0928 | 114.6954 | 126.1589 | 155.8825 | 188.1437 | 208.8459 | 225.523 | 232.5933 | 241.2877 | 245.6414 | 245.8701 | 244.5588 | 237.2029 | 220.9919 | 204.8056 | 194.1551 | 181.8892 | 174.9876 | 166.3875 | 154.859 | 143.6141 | 134.8493 | -0.5563 | -0.74982 | -0.48999 | -0.85103 | -0.98517 | -0.71433 | -1.1802 | -0.85474 | -0.73357 | -0.88005 | -1.327 | -1.2016 | -0.29307 | 2.7042 | 10.6142 | 10.4709 | 9.9354 | 9.0435 | 2.6748 | 0.15644 | -0.47862 | -0.37296 | -0.15253 | -0.45552 | 76.0626 | 74.3324 | 73.004 | 71.7832 | 70.8328 | 70.1602 | 69.6223 | 69.5506 | 71.0785 | 75.4245 | 81.2516 | 86.919 | 91.6799 | 94.8559 | 96.0534 | 96.7207 | 96.5912 | 95.0362 | 91.9498 | 87.3133 | 82.7377 | 79.7097 | 77.6436 | 75.8095 | 4.8879 | 4.3558 | 3.7139 | 2.1986 | 2.4366 | 3.4571 | 3.2301 | 3.946 | 3.7976 | 3.4826 | 3.2687 | 3.3614 | 3.4513 | 3.5069 | 3.4085 | 3.1169 | 3.0955 | 3.1723 | 3.3944 | 2.7631 | 2.3879 | 2.4755 | 2.0442 | 2.122
Portfolio Adjusted1-in-10Size: Over 200kWOrange County2015November Monthly Peak | Portfolio Adjusted | 1-in-10 | Size: Over 200kW | Orange County | 2015 | November Monthly Peak | 11 | 123.4111 | 119.818 | 115.9409 | 115.9892 | 127.0916 | 155.6101 | 184.5404 | 203.6103 | 218.2821 | 226.5854 | 234.1704 | 238.0044 | 238.26 | 237.4707 | 229.3447 | 213.4755 | 198.608 | 190.7063 | 179.275 | 172.3121 | 164.9804 | 154.1904 | 142.3949 | 133.5399 | 0.75369 | 0.48096 | 0.41903 | -0.27059 | -0.38347 | 0.041196 | -0.23378 | -0.24103 | -0.32884 | -0.68287 | -0.94061 | -0.69828 | 0.31852 | 3.3394 | 10.8384 | 10.4841 | 10.1022 | 8.8889 | 2.1714 | 0.24035 | -0.21169 | -0.0057118 | 0.31734 | -0.027229 | 70.291 | 68.2344 | 67.6459 | 66.2804 | 65.1646 | 64.0411 | 64.2996 | 64.6571 | 66.9973 | 71.5591 | 77.789 | 83.1397 | 86.4278 | 88.1734 | 89.1728 | 89.0352 | 87.7873 | 85.1783 | 81.7366 | 78.7651 | 76.1218 | 73.915 | 72.0375 | 71.046 | 5.0951 | 4.5535 | 3.8551 | 2.2513 | 2.4854 | 3.4943 | 3.208 | 3.8953 | 3.7217 | 3.4351 | 3.2121 | 3.2977 | 3.3864 | 3.4479 | 3.3369 | 3.0486 | 3.0394 | 3.155 | 3.3875 | 2.755 | 2.3974 | 2.4957 | 2.0522 | 2.1277
Portfolio Adjusted1-in-10Size: Over 200kWOrange County2015December Monthly Peak | Portfolio Adjusted | 1-in-10 | Size: Over 200kW | Orange County | 2015 | December Monthly Peak | 12 | 119.3755 | 115.1092 | 112.2912 | 113.8017 | 124.9885 | 152.1269 | 183.0969 | 198.0756 | 208.7323 | 207.7752 | 207.1989 | 203.94 | 199.014 | 194.514 | 186.9988 | 174.4822 | 165.0153 | 162.5602 | 155.4553 | 152.6677 | 148.2724 | 141.3072 | 132.6255 | 125.4803 | 1.9715 | 1.6297 | 1.27 | 0.29511 | 0.20284 | 0.75435 | 0.6557 | 0.32349 | 0.038525 | -0.47128 | -0.53473 | -0.21172 | 0.75341 | 3.3013 | 9.2919 | 8.8615 | 8.7695 | 7.5821 | 1.4924 | 0.28699 | 0.038528 | 0.31926 | 0.7182 | 0.3601 | 45.0709 | 44.4609 | 44.2837 | 44.5676 | 44.8006 | 44.7062 | 44.9005 | 44.8336 | 45.4304 | 46.5799 | 47.6592 | 49.1651 | 50.2951 | 50.862 | 51.1567 | 51.1098 | 50.6093 | 49.7077 | 48.4811 | 47.2729 | 46.2418 | 45.7052 | 45.3185 | 44.4472 | 5.2261 | 4.6387 | 3.9592 | 2.3422 | 2.5918 | 3.6223 | 3.3751 | 4.0182 | 3.7738 | 3.3402 | 3.0137 | 2.9964 | 2.9994 | 2.9948 | 2.8851 | 2.6422 | 2.6778 | 2.8517 | 3.1148 | 2.5883 | 2.2847 | 2.4253 | 2.0269 | 2.12
Portfolio Adjusted1-in-10Size: Over 200kWOrange County2015Typical Event Day | Portfolio Adjusted | 1-in-10 | Size: Over 200kW | Orange County | 2015 | Typical Event Day | 8 | 144.9144 | 139.5374 | 135.2554 | 135.5323 | 148.6354 | 181.4129 | 213.2923 | 236.0994 | 254.6815 | 263.9024 | 274.4364 | 276.0052 | 274.3361 | 272.1236 | 264.7307 | 248.884 | 231.6982 | 213.5014 | 201.3616 | 197.8068 | 191.7345 | 180.1362 | 166.7799 | 157.9944 | -1.5348 | -1.7108 | -1.1811 | -1.3874 | -1.555 | -1.3182 | -1.9292 | -1.3465 | -1.0747 | -1.111 | -1.7347 | -1.6493 | -0.7111 | 2.5563 | 11.4779 | 11.554 | 10.9382 | 9.9408 | 3.2503 | 0.122 | -0.72068 | -0.67034 | -0.48101 | -0.81136 | 78.2603 | 77.1004 | 76.0034 | 75.0587 | 74.1592 | 73.5176 | 73.0689 | 73.414 | 76.2428 | 81.0279 | 86.1008 | 90.7566 | 94.2 | 96.2696 | 97.4305 | 97.9675 | 98.0686 | 97.1478 | 95.6918 | 92.7401 | 88.6295 | 84.8501 | 82.205 | 80.1865 | 6.0043 | 5.3218 | 4.5134 | 2.64 | 2.9171 | 4.0883 | 3.7211 | 4.533 | 4.3578 | 4.0152 | 3.7779 | 3.8379 | 3.9131 | 3.9652 | 3.8655 | 3.5669 | 3.5585 | 3.5447 | 3.8185 | 3.1739 | 2.7961 | 2.9261 | 2.4123 | 2.5263
Portfolio Adjusted1-in-10Size: Over 200kWOrange County2016January Monthly Peak | Portfolio Adjusted | 1-in-10 | Size: Over 200kW | Orange County | 2016 | January Monthly Peak | 1 | 121.9076 | 116.8069 | 114.2396 | 115.7265 | 127.946 | 158.855 | 194.2629 | 212.7203 | 224.5817 | 222.9682 | 222.499 | 220.0971 | 215.9226 | 211.2284 | 202.7208 | 188.3753 | 176.4092 | 172.2757 | 165.7797 | 163.4704 | 158.1027 | 150.5662 | 140.8619 | 132.4168 | 2.0133 | 1.6537 | 1.292 | 0.3001 | 0.20764 | 0.78771 | 0.69569 | 0.34741 | 0.04145 | -0.50574 | -0.57421 | -0.22849 | 0.81742 | 3.585 | 10.0731 | 9.567 | 9.3751 | 8.0352 | 1.5916 | 0.3073 | 0.041082 | 0.34017 | 0.7628 | 0.38001 | 45.9493 | 45.1684 | 44.1825 | 43.4532 | 43.1512 | 42.5868 | 42.1217 | 42.0422 | 42.5521 | 44.8717 | 47.469 | 49.2796 | 51.0765 | 52.0723 | 52.7224 | 52.6851 | 51.5266 | 49.8794 | 47.4458 | 46.0597 | 45.2341 | 44.7816 | 44.2107 | 43.4604 | 5.3369 | 4.7071 | 4.0279 | 2.3818 | 2.6532 | 3.7825 | 3.5809 | 4.3153 | 4.0603 | 3.5844 | 3.2363 | 3.2337 | 3.2542 | 3.2521 | 3.1276 | 2.8526 | 2.8627 | 3.0222 | 3.3217 | 2.7714 | 2.4362 | 2.5842 | 2.1527 | 2.2372
Portfolio Adjusted1-in-10Size: Over 200kWOrange County2016February Monthly Peak | Portfolio Adjusted | 1-in-10 | Size: Over 200kW | Orange County | 2016 | February Monthly Peak | 2 | 117.319 | 112.9195 | 110.3582 | 112.1584 | 123.7841 | 152.6865 | 185.0855 | 201.5117 | 212.091 | 212.3874 | 213.886 | 213.7936 | 211.1973 | 208.2113 | 200.533 | 187.0976 | 174.9865 | 170.2458 | 162.382 | 158.9278 | 153.5075 | 146.1133 | 136.4115 | 128.3933 | 1.9375 | 1.5987 | 1.2481 | 0.29085 | 0.20089 | 0.75712 | 0.66282 | 0.32911 | 0.039145 | -0.48174 | -0.55198 | -0.22195 | 0.79953 | 3.5338 | 9.9644 | 9.5022 | 9.2994 | 7.9405 | 1.5589 | 0.29876 | 0.039888 | 0.33011 | 0.7387 | 0.36846 | 51.5378 | 51.8117 | 51.3798 | 50.8617 | 50.7707 | 50.0416 | 48.9309 | 49.3826 | 50.4015 | 52.6623 | 54.8496 | 55.87 | 56.7089 | 57.9668 | 59.0811 | 59.3532 | 58.5489 | 58.1463 | 56.586 | 55.1309 | 53.9097 | 52.4167 | 51.6908 | 50.8989 | 5.136 | 4.5504 | 3.8911 | 2.3084 | 2.5669 | 3.6357 | 3.4117 | 4.0879 | 3.8345 | 3.4143 | 3.111 | 3.1411 | 3.183 | 3.2056 | 3.0939 | 2.8332 | 2.8396 | 2.9866 | 3.2536 | 2.6944 | 2.3654 | 2.5078 | 2.0847 | 2.1692
Portfolio Adjusted1-in-10Size: Over 200kWOrange County2016March Monthly Peak | Portfolio Adjusted | 1-in-10 | Size: Over 200kW | Orange County | 2016 | March Monthly Peak | 3 | 120.0969 | 115.5043 | 112.4464 | 113.6737 | 123.5145 | 151.7756 | 178.885 | 196.7526 | 208.8846 | 213.9124 | 220.0254 | 222.8027 | 223.2864 | 224.3317 | 217.2016 | 204.2307 | 189.8366 | 177.3104 | 166.7002 | 165.7138 | 161.1045 | 152.5619 | 140.6879 | 131.5957 | 1.9834 | 1.6353 | 1.2717 | 0.29478 | 0.20045 | 0.75261 | 0.64062 | 0.32133 | 0.038553 | -0.4852 | -0.56783 | -0.2313 | 0.8453 | 3.8074 | 10.7926 | 10.3723 | 10.0886 | 8.27 | 1.6004 | 0.31152 | 0.041862 | 0.34468 | 0.76186 | 0.37765 | 62.2169 | 60.4255 | 58.6945 | 57.9104 | 57.4423 | 57.0706 | 57.0319 | 57.2675 | 58.2788 | 61.9432 | 66.1721 | 70.6922 | 74.4012 | 76.4374 | 77.4258 | 78.0834 | 78.2033 | 77.5636 | 76.0095 | 73.2897 | 69.845 | 66.8212 | 64.4179 | 61.8008 | 5.2577 | 4.6546 | 3.9647 | 2.3395 | 2.5613 | 3.614 | 3.2974 | 3.9914 | 3.7765 | 3.4388 | 3.2003 | 3.2735 | 3.3652 | 3.4538 | 3.351 | 3.0927 | 3.0806 | 3.1105 | 3.3401 | 2.8094 | 2.4824 | 2.6184 | 2.1501 | 2.2233
Portfolio Adjusted1-in-10Size: Over 200kWOrange County2016April Monthly Peak | Portfolio Adjusted | 1-in-10 | Size: Over 200kW | Orange County | 2016 | April Monthly Peak | 4 | 123.258 | 118.6918 | 115.4208 | 116.4203 | 126.4102 | 155.8971 | 184.123 | 205.0459 | 220.8966 | 228.7378 | 237.8636 | 242.0702 | 243.4182 | 244.6707 | 237.3826 | 222.5899 | 206.1065 | 190.7072 | 178.3187 | 175.9688 | 169.7053 | 158.9286 | 146.2408 | 136.5866 | 0.29727 | 0.048956 | 0.10178 | -0.47523 | -0.58968 | -0.21855 | -0.55018 | -0.44781 | -0.4654 | -0.74991 | -1.0767 | -0.87315 | 0.11377 | 3.1879 | 11.0133 | 10.7993 | 10.3168 | 8.8869 | 2.3188 | 0.21515 | -0.31073 | -0.13547 | 0.16045 | -0.17691 | 72.2566 | 70.2738 | 68.5389 | 66.7299 | 65.7959 | 65.0804 | 64.404 | 64.5662 | 67.7345 | 73.4304 | 79.8164 | 85.7013 | 89.5654 | 91.5443 | 92.2852 | 92.8744 | 92.8398 | 92.0063 | 90.4214 | 86.83 | 81.7749 | 77.6989 | 74.9034 | 72.6485 | 5.0367 | 4.4645 | 3.7986 | 2.2365 | 2.4468 | 3.4649 | 3.168 | 3.8826 | 3.7277 | 3.4323 | 3.2294 | 3.3197 | 3.4243 | 3.5161 | 3.4185 | 3.1462 | 3.1219 | 3.1227 | 3.335 | 2.7846 | 2.4408 | 2.5461 | 2.0861 | 2.154
Portfolio Adjusted1-in-10Size: Over 200kWOrange County2016May Monthly Peak | Portfolio Adjusted | 1-in-10 | Size: Over 200kW | Orange County | 2016 | May Monthly Peak | 5 | 129.7201 | 124.9643 | 120.8524 | 121.7975 | 133.3281 | 164.1308 | 193.5261 | 218.0307 | 237.2682 | 247.1909 | 256.579 | 260.9706 | 261.1828 | 260.3494 | 252.6255 | 235.591 | 218.2217 | 201.6748 | 189.1769 | 184.3099 | 179.8035 | 167.8995 | 154.7102 | 145.0699 | -0.61201 | -0.81682 | -0.53052 | -0.90819 | -1.0458 | -0.75785 | -1.221 | -0.8969 | -0.77475 | -0.93665 | -1.4139 | -1.2802 | -0.31607 | 2.8732 | 11.2997 | 11.1597 | 10.5826 | 9.3937 | 2.7855 | 0.16411 | -0.51927 | -0.40723 | -0.16798 | -0.49336 | 75.6445 | 73.8394 | 72.2507 | 71.6009 | 70.8403 | 69.8401 | 69.3117 | 69.6638 | 73.3142 | 79.2497 | 84.4319 | 88.2984 | 90.9584 | 93.1288 | 94.5235 | 94.9138 | 94.7976 | 93.7549 | 92.1475 | 89.4637 | 85.3952 | 80.8811 | 78.2165 | 75.9677 | 5.2898 | 4.6908 | 3.9691 | 2.335 | 2.5753 | 3.6404 | 3.3229 | 4.12 | 3.9958 | 3.7015 | 3.4763 | 3.5716 | 3.6666 | 3.7337 | 3.6305 | 3.3231 | 3.2986 | 3.2955 | 3.5308 | 2.9106 | 2.5807 | 2.6842 | 2.2024 | 2.283
Portfolio Adjusted1-in-10Size: Over 200kWOrange County2016June Monthly Peak | Portfolio Adjusted | 1-in-10 | Size: Over 200kW | Orange County | 2016 | June Monthly Peak | 6 | 137.2903 | 132.5067 | 127.935 | 129.0961 | 140.573 | 170.0444 | 197.8678 | 218.4445 | 234.4947 | 243.0478 | 252.265 | 255.5857 | 254.5329 | 252.5447 | 245.9179 | 233.2168 | 218.6579 | 203.4906 | 192.6591 | 186.7464 | 182.0933 | 172.3085 | 159.0389 | 150.1428 | -0.34312 | -0.57959 | -0.35174 | -0.82704 | -0.96353 | -0.61501 | -1.0439 | -0.76743 | -0.68117 | -0.88232 | -1.3129 | -1.1505 | -0.17515 | 2.9437 | 11.1271 | 11.1305 | 10.71 | 9.4796 | 2.7336 | 0.18559 | -0.46599 | -0.33358 | -0.064649 | -0.41223 | 73.5048 | 72.0936 | 70.7965 | 69.8053 | 68.5049 | 67.6475 | 67.2648 | 68.1119 | 71.6265 | 76.8764 | 82.3236 | 87.0356 | 90.6764 | 93.26 | 95.1018 | 95.9857 | 96.335 | 95.169 | 93.5488 | 90.4033 | 86.1424 | 82.1353 | 79.3865 | 77.2478 | 5.5878 | 4.9644 | 4.1937 | 2.4702 | 2.7101 | 3.7644 | 3.391 | 4.1199 | 3.9415 | 3.6325 | 3.4113 | 3.4912 | 3.5665 | 3.6149 | 3.5274 | 3.2833 | 3.2989 | 3.3188 | 3.5889 | 2.9435 | 2.6086 | 2.7495 | 2.2597 | 2.3584
Portfolio Adjusted1-in-10Size: Over 200kWOrange County2016July Monthly Peak | Portfolio Adjusted | 1-in-10 | Size: Over 200kW | Orange County | 2016 | July Monthly Peak | 7 | 144.0879 | 138.7871 | 134.5197 | 135.3572 | 147.5343 | 178.4248 | 207.0891 | 228.1095 | 243.9489 | 252.5311 | 260.9701 | 262.8305 | 261.1452 | 259.2607 | 252.6834 | 240.0668 | 226.5848 | 211.3636 | 200.5761 | 194.7074 | 189.14 | 178.5646 | 164.8338 | 155.8139 | -1.3937 | -1.5774 | -1.0834 | -1.3267 | -1.4831 | -1.2226 | -1.7845 | -1.2443 | -0.99296 | -1.0465 | -1.6165 | -1.5266 | -0.62048 | 2.502 | 11.0098 | 11.1802 | 10.7423 | 9.8419 | 3.1932 | 0.12842 | -0.68517 | -0.62831 | -0.42904 | -0.7579 | 79.0173 | 77.6188 | 76.2958 | 74.8931 | 73.9919 | 73.1506 | 72.3373 | 72.7641 | 75.9111 | 80.8671 | 86.2063 | 90.8475 | 93.7095 | 95.1572 | 96.0793 | 95.9179 | 95.7448 | 95.3588 | 93.834 | 91.233 | 87.3193 | 83.3836 | 80.8109 | 79.1092 | 5.9492 | 5.2748 | 4.4732 | 2.6274 | 2.8854 | 4.0069 | 3.6002 | 4.3643 | 4.1596 | 3.8288 | 3.58 | 3.642 | 3.712 | 3.7646 | 3.6767 | 3.4286 | 3.4678 | 3.497 | 3.7903 | 3.1132 | 2.7487 | 2.8904 | 2.3758 | 2.4828
Portfolio Adjusted1-in-10Size: Over 200kWOrange County2016August Monthly Peak | Portfolio Adjusted | 1-in-10 | Size: Over 200kW | Orange County | 2016 | August Monthly Peak | 8 | 146.9167 | 141.3995 | 137.0469 | 137.1832 | 150.4608 | 184.0629 | 216.944 | 241.1765 | 261.241 | 270.9726 | 282.0699 | 283.614 | 281.8915 | 279.3841 | 271.7639 | 255.1311 | 237.296 | 218.2928 | 205.8642 | 202.1084 | 195.5088 | 183.1532 | 169.5315 | 160.4724 | -2.1894 | -2.3277 | -1.6336 | -1.6842 | -1.8633 | -1.6953 | -2.3979 | -1.6569 | -1.2853 | -1.2244 | -1.9507 | -1.9174 | -1.0166 | 2.2878 | 11.5092 | 11.6669 | 10.9784 | 10.1611 | 3.5371 | 0.084049 | -0.85981 | -0.85577 | -0.7127 | -1.0284 | 79.2576 | 78.3776 | 77.5154 | 76.537 | 75.8788 | 75.3398 | 75.3646 | 75.9682 | 78.6152 | 83.4956 | 88.4391 | 93.119 | 97.0899 | 99.3763 | 100.2775 | 101.0554 | 101.1341 | 100.2095 | 99.4057 | 96.6763 | 92.4508 | 88.6822 | 86.053 | 83.9449 | 6.2164 | 5.5073 | 4.6703 | 2.7289 | 3.0156 | 4.236 | 3.8651 | 4.7288 | 4.565 | 4.2103 | 3.9654 | 4.0274 | 4.1062 | 4.1574 | 4.0525 | 3.7341 | 3.7218 | 3.7012 | 3.9867 | 3.3117 | 2.9117 | 3.0382 | 2.5041 | 2.6204
Portfolio Adjusted1-in-10Size: Over 200kWOrange County2016September Monthly Peak | Portfolio Adjusted | 1-in-10 | Size: Over 200kW | Orange County | 2016 | September Monthly Peak | 9 | 145.1752 | 140.2864 | 135.3605 | 136.6533 | 150.0757 | 185.4953 | 221.6347 | 245.1688 | 267.9871 | 278.736 | 288.4093 | 289.4356 | 287.3599 | 285.7991 | 277.3604 | 258.945 | 240.2684 | 220.5156 | 210.0516 | 207.7556 | 196.9662 | 183.7162 | 169.6719 | 160.0584 | -2.2198 | -2.3626 | -1.6524 | -1.7028 | -1.8845 | -1.741 | -2.4898 | -1.7101 | -1.3354 | -1.2673 | -2.01 | -1.9773 | -1.0626 | 2.3093 | 11.721 | 11.8251 | 11.0955 | 10.2644 | 3.6288 | 0.082634 | -0.87757 | -0.87416 | -0.73349 | -1.0441 | 81.2614 | 80.3116 | 79.4059 | 78.9993 | 78.2611 | 77.9324 | 77.3091 | 76.8117 | 78.8182 | 82.8724 | 87.4341 | 92.0243 | 95.3242 | 97.2847 | 98.2635 | 98.9112 | 99.0603 | 97.8539 | 95.9786 | 92.6478 | 88.6056 | 85.1991 | 82.5697 | 80.4443 | 6.1566 | 5.4763 | 4.6232 | 2.7245 | 3.0146 | 4.2786 | 3.9576 | 4.8179 | 4.6934 | 4.3406 | 4.0636 | 4.1194 | 4.1953 | 4.2624 | 4.1452 | 3.7984 | 3.7769 | 3.7473 | 4.077 | 3.4119 | 2.94 | 3.0544 | 2.5118 | 2.6195
Portfolio Adjusted1-in-10Size: Over 200kWOrange County2016October Monthly Peak | Portfolio Adjusted | 1-in-10 | Size: Over 200kW | Orange County | 2016 | October Monthly Peak | 10 | 119.8772 | 116.0539 | 113.0928 | 114.6954 | 126.1589 | 155.8825 | 188.1438 | 208.8459 | 225.523 | 232.5933 | 241.2877 | 245.6414 | 245.8701 | 244.5588 | 237.2029 | 220.9919 | 204.8056 | 194.1551 | 181.8892 | 174.9876 | 166.3875 | 154.859 | 143.6141 | 134.8493 | -0.5563 | -0.74982 | -0.48999 | -0.85103 | -0.98517 | -0.71433 | -1.1802 | -0.85474 | -0.73357 | -0.88005 | -1.327 | -1.2016 | -0.29307 | 2.7042 | 10.6142 | 10.4709 | 9.9354 | 9.0435 | 2.6748 | 0.15644 | -0.47862 | -0.37296 | -0.15253 | -0.45552 | 76.0626 | 74.3324 | 73.004 | 71.7832 | 70.8328 | 70.1602 | 69.6223 | 69.5506 | 71.0785 | 75.4245 | 81.2516 | 86.919 | 91.6799 | 94.8559 | 96.0534 | 96.7207 | 96.5912 | 95.0362 | 91.9498 | 87.3133 | 82.7377 | 79.7097 | 77.6436 | 75.8095 | 4.8879 | 4.3558 | 3.7139 | 2.1986 | 2.4366 | 3.4571 | 3.2301 | 3.946 | 3.7976 | 3.4826 | 3.2687 | 3.3614 | 3.4513 | 3.5069 | 3.4085 | 3.1169 | 3.0955 | 3.1723 | 3.3944 | 2.7631 | 2.3879 | 2.4755 | 2.0442 | 2.122
Portfolio Adjusted1-in-10Size: Over 200kWOrange County2016November Monthly Peak | Portfolio Adjusted | 1-in-10 | Size: Over 200kW | Orange County | 2016 | November Monthly Peak | 11 | 123.4111 | 119.818 | 115.9409 | 115.9892 | 127.0916 | 155.6101 | 184.5404 | 203.6103 | 218.2821 | 226.5854 | 234.1704 | 238.0044 | 238.2599 | 237.4707 | 229.3447 | 213.4755 | 198.608 | 190.7063 | 179.275 | 172.3121 | 164.9804 | 154.1904 | 142.3949 | 133.5399 | 0.75369 | 0.48096 | 0.41903 | -0.27059 | -0.38347 | 0.041196 | -0.23378 | -0.24103 | -0.32884 | -0.68287 | -0.94061 | -0.69828 | 0.31852 | 3.3394 | 10.8384 | 10.4841 | 10.1022 | 8.8889 | 2.1714 | 0.24035 | -0.21169 | -0.0057118 | 0.31734 | -0.027229 | 70.291 | 68.2344 | 67.6459 | 66.2804 | 65.1646 | 64.0411 | 64.2996 | 64.6571 | 66.9973 | 71.559 | 77.789 | 83.1397 | 86.4278 | 88.1734 | 89.1728 | 89.0352 | 87.7873 | 85.1783 | 81.7366 | 78.7651 | 76.1218 | 73.915 | 72.0375 | 71.046 | 5.0951 | 4.5535 | 3.8551 | 2.2513 | 2.4854 | 3.4943 | 3.208 | 3.8953 | 3.7217 | 3.4351 | 3.2121 | 3.2977 | 3.3864 | 3.4479 | 3.3369 | 3.0486 | 3.0394 | 3.155 | 3.3875 | 2.755 | 2.3974 | 2.4957 | 2.0522 | 2.1277
Portfolio Adjusted1-in-10Size: Over 200kWOrange County2016December Monthly Peak | Portfolio Adjusted | 1-in-10 | Size: Over 200kW | Orange County | 2016 | December Monthly Peak | 12 | 119.3755 | 115.1092 | 112.2912 | 113.8017 | 124.9885 | 152.1269 | 183.0969 | 198.0756 | 208.7323 | 207.7752 | 207.1989 | 203.94 | 199.0139 | 194.514 | 186.9988 | 174.4822 | 165.0153 | 162.5603 | 155.4554 | 152.6678 | 148.2724 | 141.3072 | 132.6255 | 125.4803 | 1.9715 | 1.6297 | 1.27 | 0.29511 | 0.20284 | 0.75435 | 0.6557 | 0.32349 | 0.038525 | -0.47128 | -0.53473 | -0.21172 | 0.75341 | 3.3013 | 9.2919 | 8.8615 | 8.7695 | 7.5821 | 1.4924 | 0.28699 | 0.038528 | 0.31926 | 0.7182 | 0.3601 | 45.0709 | 44.4609 | 44.2837 | 44.5676 | 44.8006 | 44.7062 | 44.9005 | 44.8336 | 45.4304 | 46.5799 | 47.6592 | 49.1651 | 50.2951 | 50.862 | 51.1567 | 51.1098 | 50.6093 | 49.7077 | 48.4811 | 47.2729 | 46.2418 | 45.7052 | 45.3185 | 44.4472 | 5.2261 | 4.6387 | 3.9592 | 2.3422 | 2.5918 | 3.6223 | 3.3751 | 4.0182 | 3.7738 | 3.3402 | 3.0137 | 2.9964 | 2.9994 | 2.9948 | 2.8851 | 2.6422 | 2.6778 | 2.8517 | 3.1148 | 2.5883 | 2.2847 | 2.4253 | 2.0269 | 2.12
Portfolio Adjusted1-in-10Size: Over 200kWOrange County2016Typical Event Day | Portfolio Adjusted | 1-in-10 | Size: Over 200kW | Orange County | 2016 | Typical Event Day | 8 | 144.9144 | 139.5374 | 135.2554 | 135.5323 | 148.6354 | 181.4129 | 213.2923 | 236.0994 | 254.6815 | 263.9024 | 274.4364 | 276.0052 | 274.3361 | 272.1236 | 264.7307 | 248.884 | 231.6982 | 213.5014 | 201.3616 | 197.8067 | 191.7345 | 180.1362 | 166.7799 | 157.9944 | -1.5348 | -1.7108 | -1.1811 | -1.3874 | -1.555 | -1.3182 | -1.9292 | -1.3465 | -1.0747 | -1.111 | -1.7347 | -1.6493 | -0.7111 | 2.5563 | 11.4779 | 11.554 | 10.9382 | 9.9408 | 3.2503 | 0.122 | -0.72068 | -0.67034 | -0.48101 | -0.81136 | 78.2603 | 77.1004 | 76.0034 | 75.0587 | 74.1592 | 73.5176 | 73.0689 | 73.414 | 76.2428 | 81.0279 | 86.1008 | 90.7566 | 94.2 | 96.2696 | 97.4305 | 97.9675 | 98.0686 | 97.1478 | 95.6918 | 92.7401 | 88.6295 | 84.8501 | 82.205 | 80.1865 | 6.0043 | 5.3218 | 4.5134 | 2.64 | 2.9171 | 4.0883 | 3.7211 | 4.533 | 4.3578 | 4.0152 | 3.7779 | 3.8379 | 3.9131 | 3.9652 | 3.8655 | 3.5669 | 3.5585 | 3.5447 | 3.8185 | 3.1739 | 2.7961 | 2.9261 | 2.4123 | 2.5263
Portfolio Adjusted1-in-10Size: Over 200kWOrange County2017January Monthly Peak | Portfolio Adjusted | 1-in-10 | Size: Over 200kW | Orange County | 2017 | January Monthly Peak | 1 | 121.9076 | 116.8069 | 114.2396 | 115.7265 | 127.946 | 158.855 | 194.2629 | 212.7203 | 224.5817 | 222.9683 | 222.499 | 220.0971 | 215.9226 | 211.2284 | 202.7208 | 188.3753 | 176.4092 | 172.2757 | 165.7797 | 163.4704 | 158.1028 | 150.5662 | 140.8619 | 132.4168 | 2.0133 | 1.6537 | 1.292 | 0.3001 | 0.20764 | 0.78771 | 0.69569 | 0.34741 | 0.04145 | -0.50574 | -0.57421 | -0.22849 | 0.81742 | 3.585 | 10.0731 | 9.567 | 9.3751 | 8.0352 | 1.5916 | 0.3073 | 0.041082 | 0.34017 | 0.7628 | 0.38001 | 45.9493 | 45.1684 | 44.1825 | 43.4532 | 43.1512 | 42.5868 | 42.1217 | 42.0422 | 42.5521 | 44.8717 | 47.469 | 49.2796 | 51.0765 | 52.0723 | 52.7224 | 52.6851 | 51.5266 | 49.8794 | 47.4458 | 46.0596 | 45.2341 | 44.7816 | 44.2107 | 43.4604 | 5.3369 | 4.7071 | 4.0279 | 2.3818 | 2.6532 | 3.7825 | 3.5809 | 4.3153 | 4.0603 | 3.5844 | 3.2363 | 3.2337 | 3.2542 | 3.2521 | 3.1276 | 2.8526 | 2.8627 | 3.0222 | 3.3217 | 2.7714 | 2.4362 | 2.5842 | 2.1527 | 2.2372
Portfolio Adjusted1-in-10Size: Over 200kWOrange County2017February Monthly Peak | Portfolio Adjusted | 1-in-10 | Size: Over 200kW | Orange County | 2017 | February Monthly Peak | 2 | 117.319 | 112.9195 | 110.3582 | 112.1584 | 123.7842 | 152.6865 | 185.0855 | 201.5117 | 212.091 | 212.3874 | 213.886 | 213.7936 | 211.1973 | 208.2113 | 200.533 | 187.0976 | 174.9865 | 170.2458 | 162.382 | 158.9278 | 153.5075 | 146.1133 | 136.4115 | 128.3933 | 1.9375 | 1.5987 | 1.2481 | 0.29085 | 0.20089 | 0.75712 | 0.66282 | 0.32911 | 0.039145 | -0.48174 | -0.55198 | -0.22195 | 0.79953 | 3.5338 | 9.9644 | 9.5022 | 9.2994 | 7.9405 | 1.5589 | 0.29876 | 0.039888 | 0.33011 | 0.7387 | 0.36846 | 51.5378 | 51.8117 | 51.3798 | 50.8617 | 50.7707 | 50.0416 | 48.9309 | 49.3826 | 50.4015 | 52.6623 | 54.8496 | 55.87 | 56.7089 | 57.9668 | 59.0811 | 59.3532 | 58.5489 | 58.1463 | 56.586 | 55.1309 | 53.9097 | 52.4167 | 51.6908 | 50.8989 | 5.136 | 4.5504 | 3.8911 | 2.3084 | 2.5669 | 3.6357 | 3.4117 | 4.0879 | 3.8345 | 3.4143 | 3.111 | 3.1411 | 3.183 | 3.2056 | 3.0939 | 2.8332 | 2.8396 | 2.9866 | 3.2536 | 2.6944 | 2.3654 | 2.5078 | 2.0847 | 2.1692
Portfolio Adjusted1-in-10Size: Over 200kWOrange County2017March Monthly Peak | Portfolio Adjusted | 1-in-10 | Size: Over 200kW | Orange County | 2017 | March Monthly Peak | 3 | 120.0969 | 115.5043 | 112.4464 | 113.6737 | 123.5145 | 151.7756 | 178.885 | 196.7526 | 208.8846 | 213.9124 | 220.0254 | 222.8027 | 223.2864 | 224.3317 | 217.2016 | 204.2307 | 189.8367 | 177.3104 | 166.7002 | 165.7138 | 161.1045 | 152.5619 | 140.6879 | 131.5957 | 1.9834 | 1.6353 | 1.2717 | 0.29478 | 0.20045 | 0.75261 | 0.64062 | 0.32133 | 0.038553 | -0.4852 | -0.56783 | -0.2313 | 0.8453 | 3.8074 | 10.7926 | 10.3723 | 10.0886 | 8.27 | 1.6004 | 0.31152 | 0.041862 | 0.34468 | 0.76186 | 0.37765 | 62.2169 | 60.4255 | 58.6945 | 57.9104 | 57.4423 | 57.0706 | 57.0319 | 57.2675 | 58.2788 | 61.9432 | 66.1721 | 70.6922 | 74.4012 | 76.4374 | 77.4258 | 78.0834 | 78.2033 | 77.5636 | 76.0095 | 73.2897 | 69.845 | 66.8212 | 64.4179 | 61.8008 | 5.2577 | 4.6546 | 3.9647 | 2.3395 | 2.5613 | 3.614 | 3.2974 | 3.9914 | 3.7765 | 3.4388 | 3.2003 | 3.2735 | 3.3652 | 3.4538 | 3.351 | 3.0927 | 3.0806 | 3.1105 | 3.3401 | 2.8094 | 2.4824 | 2.6184 | 2.1501 | 2.2233
Portfolio Adjusted1-in-10Size: Over 200kWOrange County2017April Monthly Peak | Portfolio Adjusted | 1-in-10 | Size: Over 200kW | Orange County | 2017 | April Monthly Peak | 4 | 123.258 | 118.6918 | 115.4208 | 116.4203 | 126.4102 | 155.8971 | 184.123 | 205.0459 | 220.8966 | 228.7378 | 237.8636 | 242.0702 | 243.4182 | 244.6707 | 237.3825 | 222.5899 | 206.1065 | 190.7072 | 178.3187 | 175.9688 | 169.7053 | 158.9286 | 146.2408 | 136.5866 | 0.29727 | 0.048956 | 0.10178 | -0.47523 | -0.58968 | -0.21855 | -0.55018 | -0.44781 | -0.4654 | -0.74991 | -1.0767 | -0.87315 | 0.11377 | 3.1879 | 11.0133 | 10.7993 | 10.3168 | 8.8869 | 2.3188 | 0.21515 | -0.31073 | -0.13547 | 0.16045 | -0.17691 | 72.2566 | 70.2738 | 68.5389 | 66.7299 | 65.7959 | 65.0804 | 64.404 | 64.5662 | 67.7345 | 73.4304 | 79.8164 | 85.7013 | 89.5654 | 91.5443 | 92.2852 | 92.8744 | 92.8398 | 92.0063 | 90.4214 | 86.83 | 81.7749 | 77.6989 | 74.9034 | 72.6485 | 5.0367 | 4.4645 | 3.7986 | 2.2365 | 2.4468 | 3.4649 | 3.168 | 3.8826 | 3.7277 | 3.4323 | 3.2294 | 3.3197 | 3.4243 | 3.5161 | 3.4185 | 3.1462 | 3.1219 | 3.1227 | 3.335 | 2.7846 | 2.4408 | 2.5461 | 2.0861 | 2.154
Portfolio Adjusted1-in-10Size: Over 200kWOrange County2017May Monthly Peak | Portfolio Adjusted | 1-in-10 | Size: Over 200kW | Orange County | 2017 | May Monthly Peak | 5 | 129.7201 | 124.9643 | 120.8524 | 121.7975 | 133.3281 | 164.1308 | 193.5261 | 218.0307 | 237.2682 | 247.1909 | 256.579 | 260.9706 | 261.1828 | 260.3494 | 252.6255 | 235.591 | 218.2217 | 201.6748 | 189.1769 | 184.3099 | 179.8035 | 167.8995 | 154.7102 | 145.0699 | -0.61201 | -0.81682 | -0.53052 | -0.90819 | -1.0458 | -0.75785 | -1.221 | -0.8969 | -0.77475 | -0.93665 | -1.4139 | -1.2802 | -0.31607 | 2.8732 | 11.2997 | 11.1597 | 10.5826 | 9.3937 | 2.7855 | 0.16411 | -0.51927 | -0.40723 | -0.16798 | -0.49336 | 75.6445 | 73.8394 | 72.2507 | 71.6009 | 70.8403 | 69.8401 | 69.3117 | 69.6638 | 73.3142 | 79.2497 | 84.4319 | 88.2985 | 90.9584 | 93.1288 | 94.5235 | 94.9138 | 94.7976 | 93.7549 | 92.1475 | 89.4637 | 85.3952 | 80.8811 | 78.2165 | 75.9677 | 5.2898 | 4.6908 | 3.9691 | 2.335 | 2.5753 | 3.6404 | 3.3229 | 4.12 | 3.9958 | 3.7015 | 3.4763 | 3.5716 | 3.6666 | 3.7337 | 3.6305 | 3.3231 | 3.2986 | 3.2955 | 3.5308 | 2.9106 | 2.5807 | 2.6842 | 2.2024 | 2.283
Portfolio Adjusted1-in-10Size: Over 200kWOrange County2017June Monthly Peak | Portfolio Adjusted | 1-in-10 | Size: Over 200kW | Orange County | 2017 | June Monthly Peak | 6 | 137.2903 | 132.5067 | 127.935 | 129.0961 | 140.573 | 170.0444 | 197.8677 | 218.4445 | 234.4947 | 243.0478 | 252.265 | 255.5857 | 254.5329 | 252.5447 | 245.9179 | 233.2168 | 218.6579 | 203.4907 | 192.6591 | 186.7464 | 182.0933 | 172.3085 | 159.0389 | 150.1428 | -0.34312 | -0.57959 | -0.35174 | -0.82704 | -0.96353 | -0.61501 | -1.0439 | -0.76743 | -0.68117 | -0.88232 | -1.3129 | -1.1505 | -0.17515 | 2.9437 | 11.1271 | 11.1305 | 10.71 | 9.4796 | 2.7336 | 0.18559 | -0.46599 | -0.33358 | -0.064649 | -0.41223 | 73.5048 | 72.0936 | 70.7965 | 69.8053 | 68.5049 | 67.6475 | 67.2648 | 68.1119 | 71.6265 | 76.8764 | 82.3236 | 87.0356 | 90.6764 | 93.26 | 95.1018 | 95.9857 | 96.335 | 95.169 | 93.5488 | 90.4033 | 86.1424 | 82.1353 | 79.3865 | 77.2478 | 5.5878 | 4.9644 | 4.1937 | 2.4702 | 2.7101 | 3.7644 | 3.391 | 4.1199 | 3.9415 | 3.6325 | 3.4113 | 3.4912 | 3.5665 | 3.6149 | 3.5274 | 3.2833 | 3.2989 | 3.3188 | 3.5889 | 2.9435 | 2.6086 | 2.7495 | 2.2597 | 2.3584
Portfolio Adjusted1-in-10Size: Over 200kWOrange County2017July Monthly Peak | Portfolio Adjusted | 1-in-10 | Size: Over 200kW | Orange County | 2017 | July Monthly Peak | 7 | 144.0879 | 138.7871 | 134.5197 | 135.3572 | 147.5343 | 178.4248 | 207.0891 | 228.1095 | 243.9489 | 252.5311 | 260.9701 | 262.8305 | 261.1452 | 259.2607 | 252.6834 | 240.0668 | 226.5848 | 211.3637 | 200.5761 | 194.7074 | 189.14 | 178.5646 | 164.8338 | 155.8139 | -1.3937 | -1.5774 | -1.0834 | -1.3267 | -1.4831 | -1.2226 | -1.7845 | -1.2443 | -0.99296 | -1.0465 | -1.6165 | -1.5266 | -0.62048 | 2.502 | 11.0098 | 11.1802 | 10.7423 | 9.8419 | 3.1932 | 0.12842 | -0.68517 | -0.62831 | -0.42904 | -0.7579 | 79.0173 | 77.6188 | 76.2958 | 74.8931 | 73.9919 | 73.1506 | 72.3373 | 72.7641 | 75.9111 | 80.8671 | 86.2063 | 90.8475 | 93.7095 | 95.1572 | 96.0793 | 95.9179 | 95.7448 | 95.3588 | 93.834 | 91.233 | 87.3193 | 83.3836 | 80.8109 | 79.1092 | 5.9492 | 5.2748 | 4.4732 | 2.6274 | 2.8854 | 4.0069 | 3.6002 | 4.3643 | 4.1596 | 3.8288 | 3.58 | 3.642 | 3.712 | 3.7646 | 3.6767 | 3.4286 | 3.4678 | 3.497 | 3.7903 | 3.1132 | 2.7487 | 2.8904 | 2.3758 | 2.4828
Portfolio Adjusted1-in-10Size: Over 200kWOrange County2017August Monthly Peak | Portfolio Adjusted | 1-in-10 | Size: Over 200kW | Orange County | 2017 | August Monthly Peak | 8 | 146.9167 | 141.3995 | 137.0469 | 137.1832 | 150.4608 | 184.0629 | 216.944 | 241.1765 | 261.241 | 270.9726 | 282.0699 | 283.614 | 281.8915 | 279.3841 | 271.7639 | 255.1312 | 237.296 | 218.2928 | 205.8642 | 202.1084 | 195.5088 | 183.1532 | 169.5315 | 160.4724 | -2.1894 | -2.3277 | -1.6336 | -1.6842 | -1.8633 | -1.6953 | -2.3979 | -1.6569 | -1.2853 | -1.2244 | -1.9507 | -1.9174 | -1.0166 | 2.2878 | 11.5092 | 11.6669 | 10.9784 | 10.1611 | 3.5371 | 0.084049 | -0.85981 | -0.85577 | -0.7127 | -1.0284 | 79.2576 | 78.3776 | 77.5154 | 76.537 | 75.8788 | 75.3398 | 75.3646 | 75.9682 | 78.6152 | 83.4956 | 88.4391 | 93.119 | 97.0899 | 99.3763 | 100.2775 | 101.0554 | 101.1341 | 100.2095 | 99.4058 | 96.6763 | 92.4508 | 88.6822 | 86.053 | 83.9449 | 6.2164 | 5.5073 | 4.6703 | 2.7289 | 3.0156 | 4.236 | 3.8651 | 4.7288 | 4.565 | 4.2103 | 3.9654 | 4.0274 | 4.1062 | 4.1574 | 4.0525 | 3.7341 | 3.7218 | 3.7012 | 3.9867 | 3.3117 | 2.9117 | 3.0382 | 2.5041 | 2.6204
Portfolio Adjusted1-in-10Size: Over 200kWOrange County2017September Monthly Peak | Portfolio Adjusted | 1-in-10 | Size: Over 200kW | Orange County | 2017 | September Monthly Peak | 9 | 145.1752 | 140.2864 | 135.3605 | 136.6533 | 150.0757 | 185.4953 | 221.6347 | 245.1688 | 267.9871 | 278.736 | 288.4093 | 289.4356 | 287.3599 | 285.7991 | 277.3604 | 258.945 | 240.2684 | 220.5156 | 210.0516 | 207.7556 | 196.9662 | 183.7162 | 169.6719 | 160.0584 | -2.2198 | -2.3626 | -1.6524 | -1.7028 | -1.8845 | -1.741 | -2.4898 | -1.7101 | -1.3354 | -1.2673 | -2.01 | -1.9773 | -1.0626 | 2.3093 | 11.721 | 11.8251 | 11.0955 | 10.2644 | 3.6288 | 0.082634 | -0.87757 | -0.87416 | -0.73349 | -1.0441 | 81.2614 | 80.3116 | 79.4059 | 78.9993 | 78.2611 | 77.9324 | 77.3091 | 76.8117 | 78.8182 | 82.8724 | 87.4341 | 92.0243 | 95.3242 | 97.2847 | 98.2635 | 98.9112 | 99.0603 | 97.8539 | 95.9786 | 92.6478 | 88.6056 | 85.1991 | 82.5697 | 80.4443 | 6.1566 | 5.4763 | 4.6232 | 2.7245 | 3.0146 | 4.2786 | 3.9576 | 4.8179 | 4.6934 | 4.3406 | 4.0636 | 4.1194 | 4.1953 | 4.2624 | 4.1452 | 3.7984 | 3.7769 | 3.7473 | 4.077 | 3.4119 | 2.94 | 3.0544 | 2.5118 | 2.6195
Portfolio Adjusted1-in-10Size: Over 200kWOrange County2017October Monthly Peak | Portfolio Adjusted | 1-in-10 | Size: Over 200kW | Orange County | 2017 | October Monthly Peak | 10 | 119.8772 | 116.0539 | 113.0928 | 114.6954 | 126.1589 | 155.8825 | 188.1438 | 208.8459 | 225.523 | 232.5933 | 241.2877 | 245.6414 | 245.8701 | 244.5588 | 237.2029 | 220.9919 | 204.8056 | 194.1551 | 181.8892 | 174.9876 | 166.3875 | 154.859 | 143.6141 | 134.8493 | -0.5563 | -0.74982 | -0.48999 | -0.85103 | -0.98517 | -0.71433 | -1.1802 | -0.85474 | -0.73357 | -0.88005 | -1.327 | -1.2016 | -0.29307 | 2.7042 | 10.6142 | 10.4709 | 9.9354 | 9.0435 | 2.6748 | 0.15644 | -0.47862 | -0.37296 | -0.15253 | -0.45552 | 76.0626 | 74.3324 | 73.004 | 71.7832 | 70.8328 | 70.1602 | 69.6223 | 69.5506 | 71.0785 | 75.4245 | 81.2516 | 86.919 | 91.6799 | 94.8559 | 96.0534 | 96.7207 | 96.5912 | 95.0362 | 91.9498 | 87.3133 | 82.7377 | 79.7097 | 77.6436 | 75.8095 | 4.8879 | 4.3558 | 3.7139 | 2.1986 | 2.4366 | 3.4571 | 3.2301 | 3.946 | 3.7976 | 3.4826 | 3.2687 | 3.3614 | 3.4513 | 3.5069 | 3.4085 | 3.1169 | 3.0955 | 3.1723 | 3.3944 | 2.7631 | 2.3879 | 2.4755 | 2.0442 | 2.122
Portfolio Adjusted1-in-10Size: Over 200kWOrange County2017November Monthly Peak | Portfolio Adjusted | 1-in-10 | Size: Over 200kW | Orange County | 2017 | November Monthly Peak | 11 | 123.4111 | 119.818 | 115.9409 | 115.9892 | 127.0916 | 155.6101 | 184.5404 | 203.6103 | 218.2821 | 226.5854 | 234.1704 | 238.0044 | 238.2599 | 237.4707 | 229.3447 | 213.4755 | 198.608 | 190.7063 | 179.275 | 172.3121 | 164.9804 | 154.1903 | 142.3949 | 133.5399 | 0.75369 | 0.48096 | 0.41903 | -0.27059 | -0.38347 | 0.041196 | -0.23378 | -0.24103 | -0.32884 | -0.68287 | -0.94061 | -0.69828 | 0.31852 | 3.3394 | 10.8384 | 10.4841 | 10.1022 | 8.8889 | 2.1714 | 0.24035 | -0.21169 | -0.0057118 | 0.31734 | -0.027229 | 70.291 | 68.2344 | 67.6459 | 66.2804 | 65.1646 | 64.0411 | 64.2996 | 64.6571 | 66.9973 | 71.559 | 77.789 | 83.1397 | 86.4278 | 88.1734 | 89.1728 | 89.0352 | 87.7873 | 85.1783 | 81.7366 | 78.7651 | 76.1218 | 73.915 | 72.0375 | 71.0461 | 5.0951 | 4.5535 | 3.8551 | 2.2513 | 2.4854 | 3.4943 | 3.208 | 3.8953 | 3.7217 | 3.4351 | 3.2121 | 3.2977 | 3.3864 | 3.4479 | 3.3369 | 3.0486 | 3.0394 | 3.155 | 3.3875 | 2.755 | 2.3974 | 2.4957 | 2.0522 | 2.1277
Portfolio Adjusted1-in-10Size: Over 200kWOrange County2017December Monthly Peak | Portfolio Adjusted | 1-in-10 | Size: Over 200kW | Orange County | 2017 | December Monthly Peak | 12 | 119.3755 | 115.1092 | 112.2912 | 113.8017 | 124.9885 | 152.1269 | 183.0969 | 198.0756 | 208.7323 | 207.7752 | 207.1989 | 203.94 | 199.014 | 194.514 | 186.9988 | 174.4822 | 165.0153 | 162.5602 | 155.4554 | 152.6678 | 148.2724 | 141.3072 | 132.6255 | 125.4803 | 1.9715 | 1.6297 | 1.27 | 0.29511 | 0.20284 | 0.75435 | 0.6557 | 0.32349 | 0.038525 | -0.47128 | -0.53473 | -0.21172 | 0.75341 | 3.3013 | 9.2919 | 8.8615 | 8.7695 | 7.5821 | 1.4924 | 0.28699 | 0.038528 | 0.31926 | 0.7182 | 0.3601 | 45.0709 | 44.4609 | 44.2837 | 44.5676 | 44.8006 | 44.7062 | 44.9005 | 44.8336 | 45.4304 | 46.5799 | 47.6592 | 49.1651 | 50.2951 | 50.862 | 51.1567 | 51.1098 | 50.6093 | 49.7077 | 48.4811 | 47.2729 | 46.2418 | 45.7053 | 45.3185 | 44.4472 | 5.2261 | 4.6387 | 3.9592 | 2.3422 | 2.5918 | 3.6223 | 3.3751 | 4.0182 | 3.7738 | 3.3402 | 3.0137 | 2.9964 | 2.9994 | 2.9948 | 2.8851 | 2.6422 | 2.6778 | 2.8517 | 3.1148 | 2.5883 | 2.2847 | 2.4253 | 2.0269 | 2.12
Portfolio Adjusted1-in-10Size: Over 200kWOrange County2017Typical Event Day | Portfolio Adjusted | 1-in-10 | Size: Over 200kW | Orange County | 2017 | Typical Event Day | 8 | 144.9145 | 139.5374 | 135.2554 | 135.5323 | 148.6354 | 181.4129 | 213.2923 | 236.0994 | 254.6815 | 263.9024 | 274.4364 | 276.0052 | 274.3361 | 272.1236 | 264.7307 | 248.884 | 231.6982 | 213.5014 | 201.3616 | 197.8067 | 191.7345 | 180.1363 | 166.7799 | 157.9944 | -1.5348 | -1.7108 | -1.1811 | -1.3874 | -1.555 | -1.3182 | -1.9292 | -1.3465 | -1.0747 | -1.111 | -1.7347 | -1.6493 | -0.7111 | 2.5563 | 11.4779 | 11.554 | 10.9382 | 9.9408 | 3.2503 | 0.122 | -0.72068 | -0.67034 | -0.48101 | -0.81136 | 78.2603 | 77.1004 | 76.0034 | 75.0587 | 74.1592 | 73.5176 | 73.0689 | 73.414 | 76.2428 | 81.0279 | 86.1008 | 90.7566 | 94.2 | 96.2696 | 97.4305 | 97.9675 | 98.0686 | 97.1478 | 95.6918 | 92.7401 | 88.6295 | 84.8501 | 82.205 | 80.1865 | 6.0043 | 5.3218 | 4.5134 | 2.64 | 2.9171 | 4.0883 | 3.7211 | 4.533 | 4.3578 | 4.0152 | 3.7779 | 3.8379 | 3.9131 | 3.9652 | 3.8655 | 3.5669 | 3.5585 | 3.5447 | 3.8185 | 3.1739 | 2.7961 | 2.9261 | 2.4123 | 2.5263
Portfolio Adjusted1-in-10Size: Over 200kWOrange County2018January Monthly Peak | Portfolio Adjusted | 1-in-10 | Size: Over 200kW | Orange County | 2018 | January Monthly Peak | 1 | 121.9076 | 116.8069 | 114.2396 | 115.7265 | 127.946 | 158.855 | 194.2629 | 212.7203 | 224.5817 | 222.9682 | 222.499 | 220.097 | 215.9226 | 211.2284 | 202.7208 | 188.3753 | 176.4092 | 172.2757 | 165.7797 | 163.4704 | 158.1027 | 150.5662 | 140.8619 | 132.4168 | 2.0133 | 1.6537 | 1.292 | 0.3001 | 0.20764 | 0.78771 | 0.69569 | 0.34741 | 0.04145 | -0.50574 | -0.57421 | -0.22849 | 0.81742 | 3.585 | 10.0731 | 9.567 | 9.3751 | 8.0352 | 1.5916 | 0.3073 | 0.041082 | 0.34017 | 0.7628 | 0.38001 | 45.9493 | 45.1684 | 44.1825 | 43.4532 | 43.1512 | 42.5868 | 42.1217 | 42.0422 | 42.5521 | 44.8717 | 47.469 | 49.2796 | 51.0765 | 52.0723 | 52.7224 | 52.6851 | 51.5266 | 49.8794 | 47.4458 | 46.0597 | 45.2341 | 44.7816 | 44.2107 | 43.4604 | 5.3369 | 4.7071 | 4.0279 | 2.3818 | 2.6532 | 3.7825 | 3.5809 | 4.3153 | 4.0603 | 3.5844 | 3.2363 | 3.2337 | 3.2542 | 3.2521 | 3.1276 | 2.8526 | 2.8627 | 3.0222 | 3.3217 | 2.7714 | 2.4362 | 2.5842 | 2.1527 | 2.2372
Portfolio Adjusted1-in-10Size: Over 200kWOrange County2018February Monthly Peak | Portfolio Adjusted | 1-in-10 | Size: Over 200kW | Orange County | 2018 | February Monthly Peak | 2 | 117.319 | 112.9195 | 110.3582 | 112.1584 | 123.7841 | 152.6864 | 185.0855 | 201.5117 | 212.091 | 212.3874 | 213.886 | 213.7936 | 211.1973 | 208.2113 | 200.533 | 187.0976 | 174.9865 | 170.2458 | 162.382 | 158.9278 | 153.5075 | 146.1133 | 136.4115 | 128.3933 | 1.9375 | 1.5987 | 1.2481 | 0.29085 | 0.20089 | 0.75712 | 0.66282 | 0.32911 | 0.039145 | -0.48174 | -0.55198 | -0.22195 | 0.79953 | 3.5338 | 9.9644 | 9.5022 | 9.2994 | 7.9405 | 1.5589 | 0.29876 | 0.039888 | 0.33011 | 0.7387 | 0.36846 | 51.5378 | 51.8117 | 51.3798 | 50.8617 | 50.7707 | 50.0416 | 48.9309 | 49.3826 | 50.4015 | 52.6622 | 54.8496 | 55.87 | 56.7089 | 57.9668 | 59.0811 | 59.3532 | 58.5489 | 58.1463 | 56.586 | 55.1309 | 53.9097 | 52.4167 | 51.6908 | 50.8989 | 5.136 | 4.5504 | 3.8911 | 2.3084 | 2.5669 | 3.6357 | 3.4117 | 4.0879 | 3.8345 | 3.4143 | 3.111 | 3.1411 | 3.183 | 3.2056 | 3.0939 | 2.8332 | 2.8396 | 2.9866 | 3.2536 | 2.6944 | 2.3654 | 2.5078 | 2.0847 | 2.1692
Portfolio Adjusted1-in-10Size: Over 200kWOrange County2018March Monthly Peak | Portfolio Adjusted | 1-in-10 | Size: Over 200kW | Orange County | 2018 | March Monthly Peak | 3 | 120.0969 | 115.5043 | 112.4464 | 113.6737 | 123.5145 | 151.7756 | 178.885 | 196.7526 | 208.8846 | 213.9124 | 220.0254 | 222.8027 | 223.2864 | 224.3317 | 217.2016 | 204.2307 | 189.8366 | 177.3104 | 166.7002 | 165.7138 | 161.1045 | 152.5619 | 140.6879 | 131.5957 | 1.9834 | 1.6353 | 1.2717 | 0.29478 | 0.20045 | 0.75261 | 0.64062 | 0.32133 | 0.038553 | -0.4852 | -0.56783 | -0.2313 | 0.8453 | 3.8074 | 10.7926 | 10.3723 | 10.0886 | 8.27 | 1.6004 | 0.31152 | 0.041862 | 0.34468 | 0.76186 | 0.37765 | 62.2169 | 60.4255 | 58.6945 | 57.9104 | 57.4423 | 57.0706 | 57.0319 | 57.2675 | 58.2788 | 61.9432 | 66.1721 | 70.6922 | 74.4012 | 76.4374 | 77.4258 | 78.0834 | 78.2033 | 77.5636 | 76.0095 | 73.2897 | 69.845 | 66.8212 | 64.4179 | 61.8008 | 5.2577 | 4.6546 | 3.9647 | 2.3395 | 2.5613 | 3.614 | 3.2974 | 3.9914 | 3.7765 | 3.4388 | 3.2003 | 3.2735 | 3.3652 | 3.4538 | 3.351 | 3.0927 | 3.0806 | 3.1105 | 3.3401 | 2.8094 | 2.4824 | 2.6184 | 2.1501 | 2.2233
Portfolio Adjusted1-in-10Size: Over 200kWOrange County2018April Monthly Peak | Portfolio Adjusted | 1-in-10 | Size: Over 200kW | Orange County | 2018 | April Monthly Peak | 4 | 123.258 | 118.6918 | 115.4208 | 116.4203 | 126.4102 | 155.8971 | 184.123 | 205.0459 | 220.8966 | 228.7378 | 237.8636 | 242.0702 | 243.4182 | 244.6707 | 237.3826 | 222.5899 | 206.1065 | 190.7072 | 178.3187 | 175.9688 | 169.7053 | 158.9286 | 146.2408 | 136.5866 | 0.29727 | 0.048956 | 0.10178 | -0.47523 | -0.58968 | -0.21855 | -0.55018 | -0.44781 | -0.4654 | -0.74991 | -1.0767 | -0.87315 | 0.11377 | 3.1879 | 11.0133 | 10.7993 | 10.3168 | 8.8869 | 2.3188 | 0.21515 | -0.31073 | -0.13547 | 0.16045 | -0.17691 | 72.2566 | 70.2738 | 68.5389 | 66.7299 | 65.7959 | 65.0804 | 64.404 | 64.5662 | 67.7345 | 73.4304 | 79.8164 | 85.7013 | 89.5654 | 91.5443 | 92.2852 | 92.8744 | 92.8398 | 92.0063 | 90.4213 | 86.83 | 81.7749 | 77.6989 | 74.9034 | 72.6485 | 5.0367 | 4.4645 | 3.7986 | 2.2365 | 2.4468 | 3.4649 | 3.168 | 3.8826 | 3.7277 | 3.4323 | 3.2294 | 3.3197 | 3.4243 | 3.5161 | 3.4185 | 3.1462 | 3.1219 | 3.1227 | 3.335 | 2.7846 | 2.4408 | 2.5461 | 2.0861 | 2.154
Portfolio Adjusted1-in-10Size: Over 200kWOrange County2018May Monthly Peak | Portfolio Adjusted | 1-in-10 | Size: Over 200kW | Orange County | 2018 | May Monthly Peak | 5 | 129.7201 | 124.9643 | 120.8524 | 121.7975 | 133.3281 | 164.1308 | 193.5261 | 218.0307 | 237.2682 | 247.1909 | 256.579 | 260.9706 | 261.1828 | 260.3494 | 252.6255 | 235.591 | 218.2217 | 201.6748 | 189.1769 | 184.3099 | 179.8035 | 167.8995 | 154.7102 | 145.0699 | -0.61201 | -0.81682 | -0.53052 | -0.90819 | -1.0458 | -0.75785 | -1.221 | -0.8969 | -0.77475 | -0.93665 | -1.4139 | -1.2802 | -0.31607 | 2.8732 | 11.2997 | 11.1597 | 10.5826 | 9.3937 | 2.7855 | 0.16411 | -0.51927 | -0.40723 | -0.16798 | -0.49336 | 75.6445 | 73.8394 | 72.2507 | 71.6009 | 70.8403 | 69.8401 | 69.3117 | 69.6638 | 73.3142 | 79.2497 | 84.4319 | 88.2984 | 90.9584 | 93.1288 | 94.5235 | 94.9138 | 94.7976 | 93.7549 | 92.1475 | 89.4637 | 85.3952 | 80.8811 | 78.2165 | 75.9677 | 5.2898 | 4.6908 | 3.9691 | 2.335 | 2.5753 | 3.6404 | 3.3229 | 4.12 | 3.9958 | 3.7015 | 3.4763 | 3.5716 | 3.6666 | 3.7337 | 3.6305 | 3.3231 | 3.2986 | 3.2955 | 3.5308 | 2.9106 | 2.5807 | 2.6842 | 2.2024 | 2.283
Portfolio Adjusted1-in-10Size: Over 200kWOrange County2018June Monthly Peak | Portfolio Adjusted | 1-in-10 | Size: Over 200kW | Orange County | 2018 | June Monthly Peak | 6 | 137.2903 | 132.5067 | 127.935 | 129.0961 | 140.573 | 170.0444 | 197.8678 | 218.4445 | 234.4947 | 243.0478 | 252.2649 | 255.5857 | 254.5329 | 252.5447 | 245.9179 | 233.2168 | 218.6579 | 203.4907 | 192.6591 | 186.7464 | 182.0933 | 172.3085 | 159.0389 | 150.1428 | -0.34312 | -0.57959 | -0.35174 | -0.82704 | -0.96353 | -0.61501 | -1.0439 | -0.76743 | -0.68117 | -0.88232 | -1.3129 | -1.1505 | -0.17515 | 2.9437 | 11.1271 | 11.1305 | 10.71 | 9.4796 | 2.7336 | 0.18559 | -0.46599 | -0.33358 | -0.064649 | -0.41223 | 73.5048 | 72.0936 | 70.7965 | 69.8053 | 68.5049 | 67.6475 | 67.2648 | 68.1119 | 71.6265 | 76.8764 | 82.3236 | 87.0356 | 90.6764 | 93.26 | 95.1018 | 95.9857 | 96.335 | 95.169 | 93.5488 | 90.4033 | 86.1424 | 82.1353 | 79.3865 | 77.2478 | 5.5878 | 4.9644 | 4.1937 | 2.4702 | 2.7101 | 3.7644 | 3.391 | 4.1199 | 3.9415 | 3.6325 | 3.4113 | 3.4912 | 3.5665 | 3.6149 | 3.5274 | 3.2833 | 3.2989 | 3.3188 | 3.5889 | 2.9435 | 2.6086 | 2.7495 | 2.2597 | 2.3584
Portfolio Adjusted1-in-10Size: Over 200kWOrange County2018July Monthly Peak | Portfolio Adjusted | 1-in-10 | Size: Over 200kW | Orange County | 2018 | July Monthly Peak | 7 | 144.0879 | 138.7871 | 134.5197 | 135.3572 | 147.5343 | 178.4249 | 207.0891 | 228.1095 | 243.9489 | 252.5311 | 260.9701 | 262.8305 | 261.1452 | 259.2607 | 252.6834 | 240.0668 | 226.5848 | 211.3637 | 200.5761 | 194.7074 | 189.14 | 178.5646 | 164.8338 | 155.8139 | -1.3937 | -1.5774 | -1.0834 | -1.3267 | -1.4831 | -1.2226 | -1.7845 | -1.2443 | -0.99296 | -1.0465 | -1.6165 | -1.5266 | -0.62048 | 2.502 | 11.0098 | 11.1802 | 10.7423 | 9.8419 | 3.1932 | 0.12842 | -0.68517 | -0.62831 | -0.42904 | -0.7579 | 79.0173 | 77.6188 | 76.2958 | 74.8931 | 73.9919 | 73.1506 | 72.3373 | 72.7641 | 75.9111 | 80.8671 | 86.2063 | 90.8475 | 93.7095 | 95.1572 | 96.0793 | 95.9179 | 95.7448 | 95.3588 | 93.834 | 91.233 | 87.3193 | 83.3836 | 80.8109 | 79.1092 | 5.9492 | 5.2748 | 4.4732 | 2.6274 | 2.8854 | 4.0069 | 3.6002 | 4.3643 | 4.1596 | 3.8288 | 3.58 | 3.642 | 3.712 | 3.7646 | 3.6767 | 3.4286 | 3.4678 | 3.497 | 3.7903 | 3.1132 | 2.7487 | 2.8904 | 2.3758 | 2.4828
Portfolio Adjusted1-in-10Size: Over 200kWOrange County2018August Monthly Peak | Portfolio Adjusted | 1-in-10 | Size: Over 200kW | Orange County | 2018 | August Monthly Peak | 8 | 146.9167 | 141.3995 | 137.0469 | 137.1832 | 150.4608 | 184.0629 | 216.944 | 241.1765 | 261.241 | 270.9726 | 282.0699 | 283.614 | 281.8916 | 279.3841 | 271.7638 | 255.1312 | 237.296 | 218.2928 | 205.8642 | 202.1084 | 195.5088 | 183.1532 | 169.5315 | 160.4724 | -2.1894 | -2.3277 | -1.6336 | -1.6842 | -1.8633 | -1.6953 | -2.3979 | -1.6569 | -1.2853 | -1.2244 | -1.9507 | -1.9174 | -1.0166 | 2.2878 | 11.5092 | 11.6669 | 10.9784 | 10.1611 | 3.5371 | 0.084049 | -0.85981 | -0.85577 | -0.7127 | -1.0284 | 79.2576 | 78.3776 | 77.5154 | 76.537 | 75.8788 | 75.3398 | 75.3646 | 75.9682 | 78.6152 | 83.4956 | 88.4391 | 93.119 | 97.0899 | 99.3763 | 100.2775 | 101.0554 | 101.1341 | 100.2095 | 99.4058 | 96.6763 | 92.4508 | 88.6822 | 86.053 | 83.9449 | 6.2164 | 5.5073 | 4.6703 | 2.7289 | 3.0156 | 4.236 | 3.8651 | 4.7288 | 4.565 | 4.2103 | 3.9654 | 4.0274 | 4.1062 | 4.1574 | 4.0525 | 3.7341 | 3.7218 | 3.7012 | 3.9867 | 3.3117 | 2.9117 | 3.0382 | 2.5041 | 2.6204
Portfolio Adjusted1-in-10Size: Over 200kWOrange County2018September Monthly Peak | Portfolio Adjusted | 1-in-10 | Size: Over 200kW | Orange County | 2018 | September Monthly Peak | 9 | 145.1752 | 140.2864 | 135.3605 | 136.6533 | 150.0757 | 185.4953 | 221.6347 | 245.1688 | 267.9871 | 278.736 | 288.4093 | 289.4356 | 287.3599 | 285.7991 | 277.3604 | 258.945 | 240.2684 | 220.5156 | 210.0516 | 207.7556 | 196.9662 | 183.7162 | 169.6719 | 160.0584 | -2.2198 | -2.3626 | -1.6524 | -1.7028 | -1.8845 | -1.741 | -2.4898 | -1.7101 | -1.3354 | -1.2673 | -2.01 | -1.9773 | -1.0626 | 2.3093 | 11.721 | 11.8251 | 11.0955 | 10.2644 | 3.6288 | 0.082634 | -0.87757 | -0.87416 | -0.73349 | -1.0441 | 81.2614 | 80.3116 | 79.4059 | 78.9993 | 78.2611 | 77.9324 | 77.3091 | 76.8117 | 78.8182 | 82.8724 | 87.4341 | 92.0243 | 95.3242 | 97.2847 | 98.2635 | 98.9112 | 99.0603 | 97.8539 | 95.9786 | 92.6478 | 88.6056 | 85.1991 | 82.5697 | 80.4443 | 6.1566 | 5.4763 | 4.6232 | 2.7245 | 3.0146 | 4.2786 | 3.9576 | 4.8179 | 4.6934 | 4.3406 | 4.0636 | 4.1194 | 4.1953 | 4.2624 | 4.1452 | 3.7984 | 3.7769 | 3.7473 | 4.077 | 3.4119 | 2.94 | 3.0544 | 2.5118 | 2.6195
Portfolio Adjusted1-in-10Size: Over 200kWOrange County2018October Monthly Peak | Portfolio Adjusted | 1-in-10 | Size: Over 200kW | Orange County | 2018 | October Monthly Peak | 10 | 119.8772 | 116.0539 | 113.0928 | 114.6954 | 126.1589 | 155.8825 | 188.1438 | 208.8459 | 225.523 | 232.5933 | 241.2877 | 245.6414 | 245.8701 | 244.5588 | 237.2029 | 220.9919 | 204.8056 | 194.1551 | 181.8892 | 174.9876 | 166.3875 | 154.859 | 143.6141 | 134.8493 | -0.5563 | -0.74982 | -0.48999 | -0.85103 | -0.98517 | -0.71433 | -1.1802 | -0.85474 | -0.73357 | -0.88005 | -1.327 | -1.2016 | -0.29307 | 2.7042 | 10.6142 | 10.4709 | 9.9354 | 9.0435 | 2.6748 | 0.15644 | -0.47862 | -0.37296 | -0.15253 | -0.45552 | 76.0625 | 74.3324 | 73.004 | 71.7832 | 70.8328 | 70.1602 | 69.6223 | 69.5506 | 71.0785 | 75.4245 | 81.2516 | 86.919 | 91.6799 | 94.8559 | 96.0534 | 96.7207 | 96.5912 | 95.0362 | 91.9498 | 87.3133 | 82.7377 | 79.7097 | 77.6436 | 75.8095 | 4.8879 | 4.3558 | 3.7139 | 2.1986 | 2.4366 | 3.4571 | 3.2301 | 3.946 | 3.7976 | 3.4826 | 3.2687 | 3.3614 | 3.4513 | 3.5069 | 3.4085 | 3.1169 | 3.0955 | 3.1723 | 3.3944 | 2.7631 | 2.3879 | 2.4755 | 2.0442 | 2.122
Portfolio Adjusted1-in-10Size: Over 200kWOrange County2018November Monthly Peak | Portfolio Adjusted | 1-in-10 | Size: Over 200kW | Orange County | 2018 | November Monthly Peak | 11 | 123.4111 | 119.818 | 115.9409 | 115.9892 | 127.0916 | 155.6101 | 184.5404 | 203.6103 | 218.2821 | 226.5854 | 234.1704 | 238.0044 | 238.2599 | 237.4707 | 229.3447 | 213.4755 | 198.608 | 190.7063 | 179.275 | 172.3121 | 164.9804 | 154.1903 | 142.3949 | 133.5399 | 0.75369 | 0.48096 | 0.41903 | -0.27059 | -0.38347 | 0.041196 | -0.23378 | -0.24103 | -0.32884 | -0.68287 | -0.94061 | -0.69828 | 0.31852 | 3.3394 | 10.8384 | 10.4841 | 10.1022 | 8.8889 | 2.1714 | 0.24035 | -0.21169 | -0.0057118 | 0.31734 | -0.027229 | 70.291 | 68.2344 | 67.6459 | 66.2804 | 65.1646 | 64.0411 | 64.2996 | 64.6571 | 66.9973 | 71.5591 | 77.789 | 83.1397 | 86.4278 | 88.1734 | 89.1728 | 89.0352 | 87.7873 | 85.1783 | 81.7366 | 78.7651 | 76.1218 | 73.915 | 72.0375 | 71.0461 | 5.0951 | 4.5535 | 3.8551 | 2.2513 | 2.4854 | 3.4943 | 3.208 | 3.8953 | 3.7217 | 3.4351 | 3.2121 | 3.2977 | 3.3864 | 3.4479 | 3.3369 | 3.0486 | 3.0394 | 3.155 | 3.3875 | 2.755 | 2.3974 | 2.4957 | 2.0522 | 2.1277
Portfolio Adjusted1-in-10Size: Over 200kWOrange County2018December Monthly Peak | Portfolio Adjusted | 1-in-10 | Size: Over 200kW | Orange County | 2018 | December Monthly Peak | 12 | 119.3755 | 115.1092 | 112.2912 | 113.8017 | 124.9885 | 152.1269 | 183.0969 | 198.0756 | 208.7323 | 207.7752 | 207.1989 | 203.94 | 199.0139 | 194.514 | 186.9988 | 174.4822 | 165.0153 | 162.5602 | 155.4554 | 152.6677 | 148.2724 | 141.3072 | 132.6255 | 125.4803 | 1.9715 | 1.6297 | 1.27 | 0.29511 | 0.20284 | 0.75435 | 0.6557 | 0.32349 | 0.038525 | -0.47128 | -0.53473 | -0.21172 | 0.75341 | 3.3013 | 9.2919 | 8.8615 | 8.7695 | 7.5821 | 1.4924 | 0.28699 | 0.038528 | 0.31926 | 0.7182 | 0.3601 | 45.0709 | 44.4609 | 44.2837 | 44.5676 | 44.8006 | 44.7062 | 44.9005 | 44.8336 | 45.4304 | 46.5799 | 47.6592 | 49.1651 | 50.2951 | 50.862 | 51.1567 | 51.1098 | 50.6093 | 49.7077 | 48.4811 | 47.2729 | 46.2418 | 45.7053 | 45.3185 | 44.4472 | 5.2261 | 4.6387 | 3.9592 | 2.3422 | 2.5918 | 3.6223 | 3.3751 | 4.0182 | 3.7738 | 3.3402 | 3.0137 | 2.9964 | 2.9994 | 2.9948 | 2.8851 | 2.6422 | 2.6778 | 2.8517 | 3.1148 | 2.5883 | 2.2847 | 2.4253 | 2.0269 | 2.12
Portfolio Adjusted1-in-10Size: Over 200kWOrange County2018Typical Event Day | Portfolio Adjusted | 1-in-10 | Size: Over 200kW | Orange County | 2018 | Typical Event Day | 8 | 144.9145 | 139.5374 | 135.2554 | 135.5323 | 148.6354 | 181.4129 | 213.2923 | 236.0994 | 254.6815 | 263.9024 | 274.4364 | 276.0052 | 274.3361 | 272.1236 | 264.7307 | 248.884 | 231.6982 | 213.5014 | 201.3616 | 197.8068 | 191.7344 | 180.1362 | 166.7799 | 157.9944 | -1.5348 | -1.7108 | -1.1811 | -1.3874 | -1.555 | -1.3182 | -1.9292 | -1.3465 | -1.0747 | -1.111 | -1.7347 | -1.6493 | -0.7111 | 2.5563 | 11.4779 | 11.554 | 10.9382 | 9.9408 | 3.2503 | 0.122 | -0.72068 | -0.67034 | -0.48101 | -0.81136 | 78.2603 | 77.1004 | 76.0034 | 75.0587 | 74.1592 | 73.5176 | 73.0689 | 73.414 | 76.2428 | 81.0279 | 86.1008 | 90.7566 | 94.2 | 96.2696 | 97.4305 | 97.9675 | 98.0686 | 97.1478 | 95.6918 | 92.7401 | 88.6295 | 84.8501 | 82.205 | 80.1865 | 6.0043 | 5.3218 | 4.5134 | 2.64 | 2.9171 | 4.0883 | 3.7211 | 4.533 | 4.3578 | 4.0152 | 3.7779 | 3.8379 | 3.9131 | 3.9652 | 3.8655 | 3.5669 | 3.5585 | 3.5447 | 3.8185 | 3.1739 | 2.7961 | 2.9261 | 2.4123 | 2.5263
Portfolio Adjusted1-in-10Size: Over 200kWOrange County2019January Monthly Peak | Portfolio Adjusted | 1-in-10 | Size: Over 200kW | Orange County | 2019 | January Monthly Peak | 1 | 121.9076 | 116.8069 | 114.2396 | 115.7265 | 127.946 | 158.855 | 194.2628 | 212.7203 | 224.5817 | 222.9682 | 222.499 | 220.097 | 215.9226 | 211.2284 | 202.7208 | 188.3753 | 176.4092 | 172.2757 | 165.7797 | 163.4704 | 158.1028 | 150.5662 | 140.8619 | 132.4168 | 2.0133 | 1.6537 | 1.292 | 0.3001 | 0.20764 | 0.78771 | 0.69569 | 0.34741 | 0.04145 | -0.50574 | -0.57421 | -0.22849 | 0.81742 | 3.585 | 10.0731 | 9.567 | 9.3751 | 8.0352 | 1.5916 | 0.3073 | 0.041082 | 0.34017 | 0.7628 | 0.38001 | 45.9493 | 45.1684 | 44.1825 | 43.4532 | 43.1512 | 42.5868 | 42.1217 | 42.0422 | 42.5521 | 44.8717 | 47.469 | 49.2796 | 51.0765 | 52.0723 | 52.7224 | 52.6851 | 51.5266 | 49.8794 | 47.4458 | 46.0596 | 45.2341 | 44.7816 | 44.2107 | 43.4604 | 5.3369 | 4.7071 | 4.0279 | 2.3818 | 2.6532 | 3.7825 | 3.5809 | 4.3153 | 4.0603 | 3.5844 | 3.2363 | 3.2337 | 3.2542 | 3.2521 | 3.1276 | 2.8526 | 2.8627 | 3.0222 | 3.3217 | 2.7714 | 2.4362 | 2.5842 | 2.1527 | 2.2372
Portfolio Adjusted1-in-10Size: Over 200kWOrange County2019February Monthly Peak | Portfolio Adjusted | 1-in-10 | Size: Over 200kW | Orange County | 2019 | February Monthly Peak | 2 | 117.319 | 112.9195 | 110.3582 | 112.1584 | 123.7841 | 152.6864 | 185.0855 | 201.5117 | 212.091 | 212.3874 | 213.886 | 213.7936 | 211.1973 | 208.2113 | 200.533 | 187.0976 | 174.9865 | 170.2458 | 162.382 | 158.9278 | 153.5075 | 146.1133 | 136.4115 | 128.3933 | 1.9375 | 1.5987 | 1.2481 | 0.29085 | 0.20089 | 0.75712 | 0.66282 | 0.32911 | 0.039145 | -0.48174 | -0.55198 | -0.22195 | 0.79953 | 3.5338 | 9.9644 | 9.5022 | 9.2994 | 7.9405 | 1.5589 | 0.29876 | 0.039888 | 0.33011 | 0.7387 | 0.36846 | 51.5378 | 51.8117 | 51.3798 | 50.8617 | 50.7707 | 50.0416 | 48.9309 | 49.3826 | 50.4015 | 52.6622 | 54.8496 | 55.87 | 56.7089 | 57.9668 | 59.0811 | 59.3532 | 58.5489 | 58.1463 | 56.586 | 55.1309 | 53.9097 | 52.4167 | 51.6908 | 50.8989 | 5.136 | 4.5504 | 3.8911 | 2.3084 | 2.5669 | 3.6357 | 3.4117 | 4.0879 | 3.8345 | 3.4143 | 3.111 | 3.1411 | 3.183 | 3.2056 | 3.0939 | 2.8332 | 2.8396 | 2.9866 | 3.2536 | 2.6944 | 2.3654 | 2.5078 | 2.0847 | 2.1692
Portfolio Adjusted1-in-10Size: Over 200kWOrange County2019March Monthly Peak | Portfolio Adjusted | 1-in-10 | Size: Over 200kW | Orange County | 2019 | March Monthly Peak | 3 | 120.0969 | 115.5043 | 112.4464 | 113.6737 | 123.5145 | 151.7756 | 178.885 | 196.7526 | 208.8846 | 213.9124 | 220.0254 | 222.8027 | 223.2864 | 224.3317 | 217.2016 | 204.2307 | 189.8366 | 177.3104 | 166.7002 | 165.7138 | 161.1045 | 152.5619 | 140.6879 | 131.5957 | 1.9834 | 1.6353 | 1.2717 | 0.29478 | 0.20045 | 0.75261 | 0.64062 | 0.32133 | 0.038553 | -0.4852 | -0.56783 | -0.2313 | 0.8453 | 3.8074 | 10.7926 | 10.3723 | 10.0886 | 8.27 | 1.6004 | 0.31152 | 0.041862 | 0.34468 | 0.76186 | 0.37765 | 62.2169 | 60.4255 | 58.6945 | 57.9104 | 57.4423 | 57.0706 | 57.0319 | 57.2675 | 58.2788 | 61.9432 | 66.1721 | 70.6922 | 74.4012 | 76.4374 | 77.4258 | 78.0834 | 78.2033 | 77.5636 | 76.0095 | 73.2897 | 69.845 | 66.8212 | 64.4179 | 61.8008 | 5.2577 | 4.6546 | 3.9647 | 2.3395 | 2.5613 | 3.614 | 3.2974 | 3.9914 | 3.7765 | 3.4388 | 3.2003 | 3.2735 | 3.3652 | 3.4538 | 3.351 | 3.0927 | 3.0806 | 3.1105 | 3.3401 | 2.8094 | 2.4824 | 2.6184 | 2.1501 | 2.2233
Portfolio Adjusted1-in-10Size: Over 200kWOrange County2019April Monthly Peak | Portfolio Adjusted | 1-in-10 | Size: Over 200kW | Orange County | 2019 | April Monthly Peak | 4 | 123.258 | 118.6918 | 115.4208 | 116.4203 | 126.4102 | 155.8971 | 184.123 | 205.0459 | 220.8966 | 228.7378 | 237.8636 | 242.0702 | 243.4182 | 244.6707 | 237.3826 | 222.5899 | 206.1065 | 190.7072 | 178.3187 | 175.9688 | 169.7053 | 158.9286 | 146.2408 | 136.5866 | 0.29727 | 0.048956 | 0.10178 | -0.47523 | -0.58968 | -0.21855 | -0.55018 | -0.44781 | -0.4654 | -0.74991 | -1.0767 | -0.87315 | 0.11377 | 3.1879 | 11.0133 | 10.7993 | 10.3168 | 8.8869 | 2.3188 | 0.21515 | -0.31073 | -0.13547 | 0.16045 | -0.17691 | 72.2566 | 70.2738 | 68.5389 | 66.7299 | 65.7959 | 65.0804 | 64.404 | 64.5662 | 67.7345 | 73.4304 | 79.8164 | 85.7013 | 89.5654 | 91.5443 | 92.2852 | 92.8744 | 92.8398 | 92.0063 | 90.4214 | 86.83 | 81.7749 | 77.6989 | 74.9034 | 72.6485 | 5.0367 | 4.4645 | 3.7986 | 2.2365 | 2.4468 | 3.4649 | 3.168 | 3.8826 | 3.7277 | 3.4323 | 3.2294 | 3.3197 | 3.4243 | 3.5161 | 3.4185 | 3.1462 | 3.1219 | 3.1227 | 3.335 | 2.7846 | 2.4408 | 2.5461 | 2.0861 | 2.154
Portfolio Adjusted1-in-10Size: Over 200kWOrange County2019May Monthly Peak | Portfolio Adjusted | 1-in-10 | Size: Over 200kW | Orange County | 2019 | May Monthly Peak | 5 | 129.7201 | 124.9643 | 120.8524 | 121.7975 | 133.3281 | 164.1308 | 193.5261 | 218.0307 | 237.2682 | 247.1909 | 256.579 | 260.9706 | 261.1828 | 260.3494 | 252.6255 | 235.591 | 218.2217 | 201.6748 | 189.1769 | 184.3099 | 179.8035 | 167.8995 | 154.7102 | 145.0699 | -0.61201 | -0.81682 | -0.53052 | -0.90819 | -1.0458 | -0.75785 | -1.221 | -0.8969 | -0.77475 | -0.93665 | -1.4139 | -1.2802 | -0.31607 | 2.8732 | 11.2997 | 11.1597 | 10.5826 | 9.3937 | 2.7855 | 0.16411 | -0.51927 | -0.40723 | -0.16798 | -0.49336 | 75.6445 | 73.8394 | 72.2507 | 71.6009 | 70.8403 | 69.8401 | 69.3117 | 69.6638 | 73.3142 | 79.2497 | 84.4319 | 88.2985 | 90.9584 | 93.1288 | 94.5234 | 94.9138 | 94.7976 | 93.7549 | 92.1475 | 89.4637 | 85.3952 | 80.8811 | 78.2165 | 75.9677 | 5.2898 | 4.6908 | 3.9691 | 2.335 | 2.5753 | 3.6404 | 3.3229 | 4.12 | 3.9958 | 3.7015 | 3.4763 | 3.5716 | 3.6666 | 3.7337 | 3.6305 | 3.3231 | 3.2986 | 3.2955 | 3.5308 | 2.9106 | 2.5807 | 2.6842 | 2.2024 | 2.283
Portfolio Adjusted1-in-10Size: Over 200kWOrange County2019June Monthly Peak | Portfolio Adjusted | 1-in-10 | Size: Over 200kW | Orange County | 2019 | June Monthly Peak | 6 | 137.2903 | 132.5067 | 127.935 | 129.0961 | 140.573 | 170.0444 | 197.8678 | 218.4445 | 234.4947 | 243.0478 | 252.265 | 255.5857 | 254.5328 | 252.5447 | 245.9179 | 233.2168 | 218.6579 | 203.4906 | 192.6591 | 186.7464 | 182.0933 | 172.3085 | 159.0389 | 150.1428 | -0.34312 | -0.57959 | -0.35174 | -0.82704 | -0.96353 | -0.61501 | -1.0439 | -0.76743 | -0.68117 | -0.88232 | -1.3129 | -1.1505 | -0.17515 | 2.9437 | 11.1272 | 11.1305 | 10.71 | 9.4796 | 2.7336 | 0.18559 | -0.46599 | -0.33358 | -0.064649 | -0.41223 | 73.5048 | 72.0936 | 70.7965 | 69.8053 | 68.5049 | 67.6475 | 67.2648 | 68.1119 | 71.6265 | 76.8764 | 82.3236 | 87.0356 | 90.6764 | 93.26 | 95.1018 | 95.9857 | 96.335 | 95.169 | 93.5488 | 90.4033 | 86.1424 | 82.1353 | 79.3865 | 77.2478 | 5.5878 | 4.9644 | 4.1937 | 2.4702 | 2.7101 | 3.7644 | 3.391 | 4.1199 | 3.9415 | 3.6325 | 3.4113 | 3.4912 | 3.5665 | 3.6149 | 3.5274 | 3.2833 | 3.2989 | 3.3188 | 3.5889 | 2.9435 | 2.6086 | 2.7495 | 2.2597 | 2.3584
Portfolio Adjusted1-in-10Size: Over 200kWOrange County2019July Monthly Peak | Portfolio Adjusted | 1-in-10 | Size: Over 200kW | Orange County | 2019 | July Monthly Peak | 7 | 144.0879 | 138.7871 | 134.5197 | 135.3572 | 147.5343 | 178.4248 | 207.0891 | 228.1095 | 243.9489 | 252.5311 | 260.9701 | 262.8305 | 261.1452 | 259.2607 | 252.6834 | 240.0668 | 226.5848 | 211.3637 | 200.5761 | 194.7074 | 189.14 | 178.5646 | 164.8338 | 155.8139 | -1.3937 | -1.5774 | -1.0834 | -1.3267 | -1.4831 | -1.2226 | -1.7845 | -1.2443 | -0.99296 | -1.0465 | -1.6165 | -1.5266 | -0.62048 | 2.502 | 11.0098 | 11.1802 | 10.7423 | 9.8419 | 3.1932 | 0.12842 | -0.68517 | -0.62831 | -0.42904 | -0.7579 | 79.0173 | 77.6188 | 76.2958 | 74.8931 | 73.9919 | 73.1506 | 72.3373 | 72.7641 | 75.9111 | 80.8671 | 86.2063 | 90.8475 | 93.7095 | 95.1572 | 96.0793 | 95.9179 | 95.7448 | 95.3589 | 93.834 | 91.233 | 87.3193 | 83.3836 | 80.8109 | 79.1092 | 5.9492 | 5.2748 | 4.4732 | 2.6274 | 2.8854 | 4.0069 | 3.6002 | 4.3643 | 4.1596 | 3.8288 | 3.58 | 3.642 | 3.712 | 3.7646 | 3.6767 | 3.4286 | 3.4678 | 3.497 | 3.7903 | 3.1132 | 2.7487 | 2.8904 | 2.3758 | 2.4828
Portfolio Adjusted1-in-10Size: Over 200kWOrange County2019August Monthly Peak | Portfolio Adjusted | 1-in-10 | Size: Over 200kW | Orange County | 2019 | August Monthly Peak | 8 | 146.9167 | 141.3995 | 137.0469 | 137.1832 | 150.4608 | 184.0629 | 216.944 | 241.1765 | 261.241 | 270.9726 | 282.0699 | 283.614 | 281.8916 | 279.3841 | 271.7639 | 255.1312 | 237.296 | 218.2928 | 205.8642 | 202.1084 | 195.5088 | 183.1532 | 169.5315 | 160.4724 | -2.1894 | -2.3277 | -1.6336 | -1.6842 | -1.8633 | -1.6953 | -2.3979 | -1.6569 | -1.2853 | -1.2244 | -1.9507 | -1.9174 | -1.0166 | 2.2878 | 11.5092 | 11.6669 | 10.9784 | 10.1611 | 3.5371 | 0.084049 | -0.85981 | -0.85577 | -0.7127 | -1.0284 | 79.2576 | 78.3776 | 77.5154 | 76.537 | 75.8788 | 75.3398 | 75.3646 | 75.9682 | 78.6152 | 83.4956 | 88.4391 | 93.119 | 97.0899 | 99.3763 | 100.2775 | 101.0554 | 101.1341 | 100.2095 | 99.4058 | 96.6763 | 92.4508 | 88.6822 | 86.053 | 83.9449 | 6.2164 | 5.5073 | 4.6703 | 2.7289 | 3.0156 | 4.236 | 3.8651 | 4.7288 | 4.565 | 4.2103 | 3.9654 | 4.0274 | 4.1062 | 4.1574 | 4.0525 | 3.7341 | 3.7218 | 3.7012 | 3.9867 | 3.3117 | 2.9117 | 3.0382 | 2.5041 | 2.6204
Portfolio Adjusted1-in-10Size: Over 200kWOrange County2019September Monthly Peak | Portfolio Adjusted | 1-in-10 | Size: Over 200kW | Orange County | 2019 | September Monthly Peak | 9 | 145.1752 | 140.2864 | 135.3605 | 136.6533 | 150.0757 | 185.4953 | 221.6347 | 245.1688 | 267.9871 | 278.736 | 288.4093 | 289.4356 | 287.3599 | 285.7991 | 277.3604 | 258.945 | 240.2684 | 220.5156 | 210.0516 | 207.7556 | 196.9662 | 183.7162 | 169.6719 | 160.0584 | -2.2198 | -2.3626 | -1.6524 | -1.7028 | -1.8845 | -1.741 | -2.4898 | -1.7101 | -1.3354 | -1.2673 | -2.01 | -1.9773 | -1.0626 | 2.3093 | 11.721 | 11.8251 | 11.0955 | 10.2644 | 3.6288 | 0.082634 | -0.87757 | -0.87416 | -0.73349 | -1.0441 | 81.2614 | 80.3116 | 79.4059 | 78.9993 | 78.2611 | 77.9324 | 77.3091 | 76.8117 | 78.8182 | 82.8724 | 87.4341 | 92.0243 | 95.3242 | 97.2847 | 98.2635 | 98.9112 | 99.0603 | 97.8539 | 95.9786 | 92.6478 | 88.6056 | 85.1991 | 82.5697 | 80.4443 | 6.1566 | 5.4763 | 4.6232 | 2.7245 | 3.0146 | 4.2786 | 3.9576 | 4.8179 | 4.6934 | 4.3406 | 4.0636 | 4.1194 | 4.1953 | 4.2624 | 4.1452 | 3.7984 | 3.7769 | 3.7473 | 4.077 | 3.4119 | 2.94 | 3.0544 | 2.5118 | 2.6195
Portfolio Adjusted1-in-10Size: Over 200kWOrange County2019October Monthly Peak | Portfolio Adjusted | 1-in-10 | Size: Over 200kW | Orange County | 2019 | October Monthly Peak | 10 | 119.8772 | 116.0539 | 113.0928 | 114.6954 | 126.1589 | 155.8825 | 188.1438 | 208.8459 | 225.523 | 232.5933 | 241.2877 | 245.6414 | 245.8701 | 244.5588 | 237.2029 | 220.9919 | 204.8056 | 194.1551 | 181.8892 | 174.9876 | 166.3875 | 154.859 | 143.6141 | 134.8493 | -0.5563 | -0.74982 | -0.48999 | -0.85103 | -0.98517 | -0.71433 | -1.1802 | -0.85474 | -0.73357 | -0.88005 | -1.327 | -1.2016 | -0.29307 | 2.7042 | 10.6142 | 10.4709 | 9.9354 | 9.0435 | 2.6748 | 0.15644 | -0.47862 | -0.37296 | -0.15253 | -0.45552 | 76.0625 | 74.3324 | 73.004 | 71.7832 | 70.8328 | 70.1602 | 69.6223 | 69.5506 | 71.0785 | 75.4245 | 81.2516 | 86.919 | 91.6799 | 94.8559 | 96.0534 | 96.7207 | 96.5912 | 95.0362 | 91.9498 | 87.3133 | 82.7377 | 79.7097 | 77.6436 | 75.8095 | 4.8879 | 4.3558 | 3.7139 | 2.1986 | 2.4366 | 3.4571 | 3.2301 | 3.946 | 3.7976 | 3.4826 | 3.2687 | 3.3614 | 3.4513 | 3.5069 | 3.4085 | 3.1169 | 3.0955 | 3.1723 | 3.3944 | 2.7631 | 2.3879 | 2.4755 | 2.0442 | 2.122
Portfolio Adjusted1-in-10Size: Over 200kWOrange County2019November Monthly Peak | Portfolio Adjusted | 1-in-10 | Size: Over 200kW | Orange County | 2019 | November Monthly Peak | 11 | 123.4111 | 119.818 | 115.9409 | 115.9892 | 127.0916 | 155.6101 | 184.5404 | 203.6103 | 218.2821 | 226.5854 | 234.1704 | 238.0044 | 238.2599 | 237.4707 | 229.3447 | 213.4755 | 198.608 | 190.7063 | 179.275 | 172.3121 | 164.9804 | 154.1904 | 142.3949 | 133.5399 | 0.75369 | 0.48096 | 0.41903 | -0.27059 | -0.38347 | 0.041196 | -0.23378 | -0.24103 | -0.32884 | -0.68287 | -0.94061 | -0.69828 | 0.31852 | 3.3394 | 10.8384 | 10.4841 | 10.1022 | 8.8889 | 2.1714 | 0.24035 | -0.21169 | -0.0057118 | 0.31734 | -0.027229 | 70.291 | 68.2344 | 67.6459 | 66.2804 | 65.1646 | 64.0411 | 64.2996 | 64.6571 | 66.9973 | 71.5591 | 77.789 | 83.1397 | 86.4278 | 88.1734 | 89.1728 | 89.0352 | 87.7873 | 85.1783 | 81.7366 | 78.7651 | 76.1218 | 73.915 | 72.0375 | 71.0461 | 5.0951 | 4.5535 | 3.8551 | 2.2513 | 2.4854 | 3.4943 | 3.208 | 3.8953 | 3.7217 | 3.4351 | 3.2121 | 3.2977 | 3.3864 | 3.4479 | 3.3369 | 3.0486 | 3.0394 | 3.155 | 3.3875 | 2.755 | 2.3974 | 2.4957 | 2.0522 | 2.1277
Portfolio Adjusted1-in-10Size: Over 200kWOrange County2019December Monthly Peak | Portfolio Adjusted | 1-in-10 | Size: Over 200kW | Orange County | 2019 | December Monthly Peak | 12 | 119.3755 | 115.1092 | 112.2912 | 113.8017 | 124.9885 | 152.1269 | 183.0969 | 198.0756 | 208.7323 | 207.7752 | 207.1989 | 203.94 | 199.014 | 194.514 | 186.9988 | 174.4822 | 165.0153 | 162.5602 | 155.4554 | 152.6678 | 148.2724 | 141.3072 | 132.6255 | 125.4803 | 1.9715 | 1.6297 | 1.27 | 0.29511 | 0.20284 | 0.75435 | 0.6557 | 0.32349 | 0.038525 | -0.47128 | -0.53473 | -0.21172 | 0.75341 | 3.3013 | 9.2919 | 8.8615 | 8.7695 | 7.5821 | 1.4924 | 0.28699 | 0.038528 | 0.31926 | 0.7182 | 0.3601 | 45.0709 | 44.4609 | 44.2837 | 44.5676 | 44.8006 | 44.7062 | 44.9005 | 44.8336 | 45.4304 | 46.5799 | 47.6592 | 49.1651 | 50.2951 | 50.862 | 51.1567 | 51.1098 | 50.6093 | 49.7077 | 48.4811 | 47.2729 | 46.2418 | 45.7052 | 45.3185 | 44.4472 | 5.2261 | 4.6387 | 3.9592 | 2.3422 | 2.5918 | 3.6223 | 3.3751 | 4.0182 | 3.7738 | 3.3402 | 3.0137 | 2.9964 | 2.9994 | 2.9948 | 2.8851 | 2.6422 | 2.6778 | 2.8517 | 3.1148 | 2.5883 | 2.2847 | 2.4253 | 2.0269 | 2.12
Portfolio Adjusted1-in-10Size: Over 200kWOrange County2019Typical Event Day | Portfolio Adjusted | 1-in-10 | Size: Over 200kW | Orange County | 2019 | Typical Event Day | 8 | 144.9144 | 139.5374 | 135.2554 | 135.5323 | 148.6354 | 181.4129 | 213.2923 | 236.0994 | 254.6815 | 263.9024 | 274.4364 | 276.0052 | 274.3361 | 272.1236 | 264.7307 | 248.884 | 231.6982 | 213.5014 | 201.3616 | 197.8067 | 191.7345 | 180.1363 | 166.7799 | 157.9944 | -1.5348 | -1.7108 | -1.1811 | -1.3874 | -1.555 | -1.3182 | -1.9292 | -1.3465 | -1.0747 | -1.111 | -1.7347 | -1.6493 | -0.7111 | 2.5563 | 11.4779 | 11.554 | 10.9382 | 9.9408 | 3.2503 | 0.122 | -0.72068 | -0.67034 | -0.48101 | -0.81136 | 78.2603 | 77.1004 | 76.0034 | 75.0587 | 74.1592 | 73.5176 | 73.0689 | 73.414 | 76.2428 | 81.0279 | 86.1008 | 90.7566 | 94.2 | 96.2696 | 97.4305 | 97.9675 | 98.0686 | 97.1478 | 95.6918 | 92.7401 | 88.6295 | 84.8501 | 82.205 | 80.1865 | 6.0043 | 5.3218 | 4.5134 | 2.64 | 2.9171 | 4.0883 | 3.7211 | 4.533 | 4.3578 | 4.0152 | 3.7779 | 3.8379 | 3.9131 | 3.9652 | 3.8655 | 3.5669 | 3.5585 | 3.5447 | 3.8185 | 3.1739 | 2.7961 | 2.9261 | 2.4123 | 2.5263
Portfolio Adjusted1-in-10Size: Over 200kWOrange County2020January Monthly Peak | Portfolio Adjusted | 1-in-10 | Size: Over 200kW | Orange County | 2020 | January Monthly Peak | 1 | 121.9076 | 116.8069 | 114.2396 | 115.7265 | 127.946 | 158.855 | 194.2628 | 212.7203 | 224.5817 | 222.9682 | 222.499 | 220.0971 | 215.9226 | 211.2284 | 202.7208 | 188.3753 | 176.4092 | 172.2757 | 165.7797 | 163.4704 | 158.1028 | 150.5662 | 140.8619 | 132.4168 | 2.0133 | 1.6537 | 1.292 | 0.3001 | 0.20764 | 0.78771 | 0.69569 | 0.34741 | 0.04145 | -0.50574 | -0.57421 | -0.22849 | 0.81742 | 3.585 | 10.0731 | 9.567 | 9.3751 | 8.0352 | 1.5916 | 0.3073 | 0.041082 | 0.34017 | 0.7628 | 0.38001 | 45.9493 | 45.1684 | 44.1825 | 43.4532 | 43.1512 | 42.5868 | 42.1217 | 42.0422 | 42.5521 | 44.8717 | 47.469 | 49.2796 | 51.0765 | 52.0723 | 52.7224 | 52.6851 | 51.5266 | 49.8794 | 47.4458 | 46.0597 | 45.2341 | 44.7816 | 44.2107 | 43.4604 | 5.3369 | 4.7071 | 4.0279 | 2.3818 | 2.6532 | 3.7825 | 3.5809 | 4.3153 | 4.0603 | 3.5844 | 3.2363 | 3.2337 | 3.2542 | 3.2521 | 3.1276 | 2.8526 | 2.8627 | 3.0222 | 3.3217 | 2.7714 | 2.4362 | 2.5842 | 2.1527 | 2.2372
Portfolio Adjusted1-in-10Size: Over 200kWOrange County2020February Monthly Peak | Portfolio Adjusted | 1-in-10 | Size: Over 200kW | Orange County | 2020 | February Monthly Peak | 2 | 117.319 | 112.9195 | 110.3582 | 112.1584 | 123.7842 | 152.6864 | 185.0855 | 201.5117 | 212.091 | 212.3874 | 213.886 | 213.7936 | 211.1973 | 208.2113 | 200.533 | 187.0976 | 174.9865 | 170.2458 | 162.382 | 158.9278 | 153.5075 | 146.1133 | 136.4115 | 128.3933 | 1.9375 | 1.5987 | 1.2481 | 0.29085 | 0.20089 | 0.75712 | 0.66282 | 0.32911 | 0.039145 | -0.48174 | -0.55198 | -0.22195 | 0.79953 | 3.5338 | 9.9644 | 9.5022 | 9.2994 | 7.9405 | 1.5589 | 0.29876 | 0.039888 | 0.33011 | 0.7387 | 0.36846 | 51.5378 | 51.8117 | 51.3798 | 50.8617 | 50.7707 | 50.0416 | 48.9309 | 49.3826 | 50.4015 | 52.6623 | 54.8496 | 55.87 | 56.7089 | 57.9668 | 59.0811 | 59.3532 | 58.5489 | 58.1463 | 56.586 | 55.1309 | 53.9097 | 52.4167 | 51.6908 | 50.8989 | 5.136 | 4.5504 | 3.8911 | 2.3084 | 2.5669 | 3.6357 | 3.4117 | 4.0879 | 3.8345 | 3.4143 | 3.111 | 3.1411 | 3.183 | 3.2056 | 3.0939 | 2.8332 | 2.8396 | 2.9866 | 3.2536 | 2.6944 | 2.3654 | 2.5078 | 2.0847 | 2.1692
Portfolio Adjusted1-in-10Size: Over 200kWOrange County2020March Monthly Peak | Portfolio Adjusted | 1-in-10 | Size: Over 200kW | Orange County | 2020 | March Monthly Peak | 3 | 120.0969 | 115.5043 | 112.4464 | 113.6737 | 123.5145 | 151.7756 | 178.885 | 196.7526 | 208.8846 | 213.9124 | 220.0254 | 222.8027 | 223.2864 | 224.3317 | 217.2016 | 204.2307 | 189.8367 | 177.3104 | 166.7002 | 165.7138 | 161.1045 | 152.5619 | 140.6879 | 131.5957 | 1.9834 | 1.6353 | 1.2717 | 0.29478 | 0.20045 | 0.75261 | 0.64062 | 0.32133 | 0.038553 | -0.4852 | -0.56783 | -0.2313 | 0.8453 | 3.8074 | 10.7926 | 10.3723 | 10.0886 | 8.27 | 1.6004 | 0.31152 | 0.041862 | 0.34468 | 0.76186 | 0.37765 | 62.2169 | 60.4255 | 58.6945 | 57.9104 | 57.4423 | 57.0706 | 57.0319 | 57.2675 | 58.2788 | 61.9432 | 66.1721 | 70.6922 | 74.4012 | 76.4374 | 77.4258 | 78.0834 | 78.2033 | 77.5636 | 76.0095 | 73.2897 | 69.845 | 66.8212 | 64.4179 | 61.8008 | 5.2577 | 4.6546 | 3.9647 | 2.3395 | 2.5613 | 3.614 | 3.2974 | 3.9914 | 3.7765 | 3.4388 | 3.2003 | 3.2735 | 3.3652 | 3.4538 | 3.351 | 3.0927 | 3.0806 | 3.1105 | 3.3401 | 2.8094 | 2.4824 | 2.6184 | 2.1501 | 2.2233
Portfolio Adjusted1-in-10Size: Over 200kWOrange County2020April Monthly Peak | Portfolio Adjusted | 1-in-10 | Size: Over 200kW | Orange County | 2020 | April Monthly Peak | 4 | 123.258 | 118.6918 | 115.4208 | 116.4203 | 126.4102 | 155.8971 | 184.123 | 205.0459 | 220.8966 | 228.7378 | 237.8636 | 242.0702 | 243.4182 | 244.6707 | 237.3825 | 222.5899 | 206.1065 | 190.7072 | 178.3187 | 175.9688 | 169.7053 | 158.9286 | 146.2408 | 136.5866 | 0.29727 | 0.048956 | 0.10178 | -0.47523 | -0.58968 | -0.21855 | -0.55018 | -0.44781 | -0.4654 | -0.74991 | -1.0767 | -0.87315 | 0.11377 | 3.1879 | 11.0133 | 10.7993 | 10.3168 | 8.8869 | 2.3188 | 0.21515 | -0.31073 | -0.13547 | 0.16045 | -0.17691 | 72.2566 | 70.2738 | 68.5389 | 66.7299 | 65.7959 | 65.0804 | 64.404 | 64.5662 | 67.7345 | 73.4304 | 79.8164 | 85.7013 | 89.5654 | 91.5443 | 92.2852 | 92.8744 | 92.8398 | 92.0063 | 90.4214 | 86.83 | 81.7749 | 77.6989 | 74.9034 | 72.6485 | 5.0367 | 4.4645 | 3.7986 | 2.2365 | 2.4468 | 3.4649 | 3.168 | 3.8826 | 3.7277 | 3.4323 | 3.2294 | 3.3197 | 3.4243 | 3.5161 | 3.4185 | 3.1462 | 3.1219 | 3.1227 | 3.335 | 2.7846 | 2.4408 | 2.5461 | 2.0861 | 2.154
Portfolio Adjusted1-in-10Size: Over 200kWOrange County2020May Monthly Peak | Portfolio Adjusted | 1-in-10 | Size: Over 200kW | Orange County | 2020 | May Monthly Peak | 5 | 129.7201 | 124.9643 | 120.8524 | 121.7975 | 133.3281 | 164.1308 | 193.5261 | 218.0307 | 237.2682 | 247.1909 | 256.579 | 260.9706 | 261.1828 | 260.3494 | 252.6255 | 235.591 | 218.2217 | 201.6748 | 189.1769 | 184.3099 | 179.8035 | 167.8995 | 154.7102 | 145.0699 | -0.61201 | -0.81682 | -0.53052 | -0.90819 | -1.0458 | -0.75785 | -1.221 | -0.8969 | -0.77475 | -0.93665 | -1.4139 | -1.2802 | -0.31607 | 2.8732 | 11.2997 | 11.1597 | 10.5826 | 9.3937 | 2.7855 | 0.16411 | -0.51927 | -0.40723 | -0.16798 | -0.49336 | 75.6445 | 73.8394 | 72.2507 | 71.6009 | 70.8403 | 69.8401 | 69.3117 | 69.6638 | 73.3142 | 79.2497 | 84.4319 | 88.2984 | 90.9584 | 93.1288 | 94.5235 | 94.9138 | 94.7976 | 93.7549 | 92.1475 | 89.4637 | 85.3952 | 80.8811 | 78.2165 | 75.9677 | 5.2898 | 4.6908 | 3.9691 | 2.335 | 2.5753 | 3.6404 | 3.3229 | 4.12 | 3.9958 | 3.7015 | 3.4763 | 3.5716 | 3.6666 | 3.7337 | 3.6305 | 3.3231 | 3.2986 | 3.2955 | 3.5308 | 2.9106 | 2.5807 | 2.6842 | 2.2024 | 2.283
Portfolio Adjusted1-in-10Size: Over 200kWOrange County2020June Monthly Peak | Portfolio Adjusted | 1-in-10 | Size: Over 200kW | Orange County | 2020 | June Monthly Peak | 6 | 137.2903 | 132.5067 | 127.935 | 129.0961 | 140.573 | 170.0444 | 197.8678 | 218.4445 | 234.4947 | 243.0478 | 252.265 | 255.5857 | 254.5329 | 252.5447 | 245.9179 | 233.2168 | 218.6579 | 203.4907 | 192.6591 | 186.7464 | 182.0933 | 172.3085 | 159.0389 | 150.1428 | -0.34312 | -0.57959 | -0.35174 | -0.82704 | -0.96353 | -0.61501 | -1.0439 | -0.76743 | -0.68117 | -0.88232 | -1.3129 | -1.1505 | -0.17515 | 2.9437 | 11.1272 | 11.1305 | 10.71 | 9.4796 | 2.7336 | 0.18559 | -0.46599 | -0.33358 | -0.064649 | -0.41223 | 73.5048 | 72.0936 | 70.7965 | 69.8053 | 68.5049 | 67.6475 | 67.2648 | 68.1119 | 71.6265 | 76.8764 | 82.3236 | 87.0356 | 90.6764 | 93.26 | 95.1018 | 95.9857 | 96.335 | 95.169 | 93.5488 | 90.4033 | 86.1424 | 82.1353 | 79.3865 | 77.2478 | 5.5878 | 4.9644 | 4.1937 | 2.4702 | 2.7101 | 3.7644 | 3.391 | 4.1199 | 3.9415 | 3.6325 | 3.4113 | 3.4912 | 3.5665 | 3.6149 | 3.5274 | 3.2833 | 3.2989 | 3.3188 | 3.5889 | 2.9435 | 2.6086 | 2.7495 | 2.2597 | 2.3584
Portfolio Adjusted1-in-10Size: Over 200kWOrange County2020July Monthly Peak | Portfolio Adjusted | 1-in-10 | Size: Over 200kW | Orange County | 2020 | July Monthly Peak | 7 | 144.0879 | 138.7871 | 134.5197 | 135.3572 | 147.5343 | 178.4249 | 207.0891 | 228.1095 | 243.9489 | 252.5311 | 260.9701 | 262.8305 | 261.1452 | 259.2607 | 252.6834 | 240.0668 | 226.5848 | 211.3636 | 200.5761 | 194.7074 | 189.14 | 178.5646 | 164.8338 | 155.8139 | -1.3937 | -1.5774 | -1.0834 | -1.3267 | -1.4831 | -1.2226 | -1.7845 | -1.2443 | -0.99296 | -1.0465 | -1.6165 | -1.5266 | -0.62048 | 2.502 | 11.0098 | 11.1802 | 10.7423 | 9.8419 | 3.1932 | 0.12842 | -0.68517 | -0.62831 | -0.42904 | -0.7579 | 79.0173 | 77.6188 | 76.2958 | 74.8931 | 73.9919 | 73.1506 | 72.3373 | 72.7641 | 75.9111 | 80.8671 | 86.2063 | 90.8475 | 93.7095 | 95.1572 | 96.0793 | 95.9179 | 95.7448 | 95.3588 | 93.834 | 91.233 | 87.3193 | 83.3836 | 80.8109 | 79.1092 | 5.9492 | 5.2748 | 4.4732 | 2.6274 | 2.8854 | 4.0069 | 3.6002 | 4.3643 | 4.1596 | 3.8288 | 3.58 | 3.642 | 3.712 | 3.7646 | 3.6767 | 3.4286 | 3.4678 | 3.497 | 3.7903 | 3.1132 | 2.7487 | 2.8904 | 2.3758 | 2.4828
Portfolio Adjusted1-in-10Size: Over 200kWOrange County2020August Monthly Peak | Portfolio Adjusted | 1-in-10 | Size: Over 200kW | Orange County | 2020 | August Monthly Peak | 8 | 146.9167 | 141.3995 | 137.0469 | 137.1832 | 150.4608 | 184.0629 | 216.944 | 241.1765 | 261.241 | 270.9726 | 282.0699 | 283.6141 | 281.8916 | 279.3841 | 271.7638 | 255.1312 | 237.296 | 218.2928 | 205.8642 | 202.1084 | 195.5088 | 183.1532 | 169.5315 | 160.4724 | -2.1894 | -2.3277 | -1.6336 | -1.6842 | -1.8633 | -1.6953 | -2.3979 | -1.6569 | -1.2853 | -1.2244 | -1.9507 | -1.9174 | -1.0166 | 2.2878 | 11.5092 | 11.6669 | 10.9784 | 10.1611 | 3.5371 | 0.084049 | -0.85981 | -0.85577 | -0.7127 | -1.0284 | 79.2576 | 78.3776 | 77.5154 | 76.537 | 75.8788 | 75.3398 | 75.3646 | 75.9682 | 78.6152 | 83.4956 | 88.4391 | 93.119 | 97.0899 | 99.3763 | 100.2775 | 101.0554 | 101.1341 | 100.2095 | 99.4058 | 96.6763 | 92.4508 | 88.6822 | 86.053 | 83.9449 | 6.2164 | 5.5073 | 4.6703 | 2.7289 | 3.0156 | 4.236 | 3.8651 | 4.7288 | 4.565 | 4.2103 | 3.9654 | 4.0274 | 4.1062 | 4.1574 | 4.0525 | 3.7341 | 3.7218 | 3.7012 | 3.9867 | 3.3117 | 2.9117 | 3.0382 | 2.5041 | 2.6204
Portfolio Adjusted1-in-10Size: Over 200kWOrange County2020September Monthly Peak | Portfolio Adjusted | 1-in-10 | Size: Over 200kW | Orange County | 2020 | September Monthly Peak | 9 | 145.1752 | 140.2864 | 135.3605 | 136.6533 | 150.0757 | 185.4953 | 221.6347 | 245.1688 | 267.9871 | 278.736 | 288.4093 | 289.4356 | 287.3599 | 285.7991 | 277.3604 | 258.945 | 240.2684 | 220.5156 | 210.0516 | 207.7556 | 196.9662 | 183.7162 | 169.6719 | 160.0584 | -2.2198 | -2.3626 | -1.6524 | -1.7028 | -1.8845 | -1.741 | -2.4898 | -1.7101 | -1.3354 | -1.2673 | -2.01 | -1.9773 | -1.0626 | 2.3093 | 11.721 | 11.8251 | 11.0955 | 10.2644 | 3.6288 | 0.082634 | -0.87757 | -0.87416 | -0.73349 | -1.0441 | 81.2614 | 80.3116 | 79.4059 | 78.9993 | 78.2611 | 77.9324 | 77.3091 | 76.8117 | 78.8182 | 82.8724 | 87.4341 | 92.0243 | 95.3242 | 97.2847 | 98.2635 | 98.9112 | 99.0603 | 97.8539 | 95.9786 | 92.6478 | 88.6056 | 85.1991 | 82.5697 | 80.4443 | 6.1566 | 5.4763 | 4.6232 | 2.7245 | 3.0146 | 4.2786 | 3.9576 | 4.8179 | 4.6934 | 4.3406 | 4.0636 | 4.1194 | 4.1953 | 4.2624 | 4.1452 | 3.7984 | 3.7769 | 3.7473 | 4.077 | 3.4119 | 2.94 | 3.0544 | 2.5118 | 2.6195
Portfolio Adjusted1-in-10Size: Over 200kWOrange County2020October Monthly Peak | Portfolio Adjusted | 1-in-10 | Size: Over 200kW | Orange County | 2020 | October Monthly Peak | 10 | 119.8772 | 116.0539 | 113.0928 | 114.6954 | 126.1589 | 155.8825 | 188.1438 | 208.8459 | 225.523 | 232.5933 | 241.2877 | 245.6414 | 245.8701 | 244.5588 | 237.2028 | 220.9919 | 204.8056 | 194.1551 | 181.8892 | 174.9876 | 166.3875 | 154.859 | 143.6141 | 134.8493 | -0.5563 | -0.74982 | -0.48999 | -0.85103 | -0.98517 | -0.71433 | -1.1802 | -0.85474 | -0.73357 | -0.88005 | -1.327 | -1.2016 | -0.29307 | 2.7042 | 10.6142 | 10.4709 | 9.9354 | 9.0435 | 2.6748 | 0.15644 | -0.47862 | -0.37296 | -0.15253 | -0.45552 | 76.0626 | 74.3324 | 73.004 | 71.7832 | 70.8328 | 70.1602 | 69.6223 | 69.5506 | 71.0785 | 75.4245 | 81.2516 | 86.919 | 91.6799 | 94.8559 | 96.0534 | 96.7207 | 96.5912 | 95.0362 | 91.9498 | 87.3133 | 82.7377 | 79.7097 | 77.6436 | 75.8095 | 4.8879 | 4.3558 | 3.7139 | 2.1986 | 2.4366 | 3.4571 | 3.2301 | 3.946 | 3.7976 | 3.4826 | 3.2687 | 3.3614 | 3.4513 | 3.5069 | 3.4085 | 3.1169 | 3.0955 | 3.1723 | 3.3944 | 2.7631 | 2.3879 | 2.4755 | 2.0442 | 2.122
Portfolio Adjusted1-in-10Size: Over 200kWOrange County2020November Monthly Peak | Portfolio Adjusted | 1-in-10 | Size: Over 200kW | Orange County | 2020 | November Monthly Peak | 11 | 123.4111 | 119.818 | 115.9409 | 115.9892 | 127.0916 | 155.6101 | 184.5404 | 203.6103 | 218.2821 | 226.5854 | 234.1704 | 238.0044 | 238.2599 | 237.4707 | 229.3447 | 213.4755 | 198.608 | 190.7063 | 179.275 | 172.3121 | 164.9804 | 154.1904 | 142.3949 | 133.5399 | 0.75369 | 0.48096 | 0.41903 | -0.27059 | -0.38347 | 0.041196 | -0.23378 | -0.24103 | -0.32884 | -0.68287 | -0.94061 | -0.69828 | 0.31852 | 3.3394 | 10.8384 | 10.4841 | 10.1022 | 8.8889 | 2.1714 | 0.24035 | -0.21169 | -0.0057118 | 0.31734 | -0.027229 | 70.291 | 68.2344 | 67.6459 | 66.2804 | 65.1646 | 64.0411 | 64.2996 | 64.6571 | 66.9973 | 71.559 | 77.789 | 83.1397 | 86.4278 | 88.1734 | 89.1728 | 89.0352 | 87.7873 | 85.1783 | 81.7366 | 78.7651 | 76.1218 | 73.915 | 72.0375 | 71.0461 | 5.0951 | 4.5535 | 3.8551 | 2.2513 | 2.4854 | 3.4943 | 3.208 | 3.8953 | 3.7217 | 3.4351 | 3.2121 | 3.2977 | 3.3864 | 3.4479 | 3.3369 | 3.0486 | 3.0394 | 3.155 | 3.3875 | 2.755 | 2.3974 | 2.4957 | 2.0522 | 2.1277
Portfolio Adjusted1-in-10Size: Over 200kWOrange County2020December Monthly Peak | Portfolio Adjusted | 1-in-10 | Size: Over 200kW | Orange County | 2020 | December Monthly Peak | 12 | 119.3755 | 115.1092 | 112.2912 | 113.8017 | 124.9885 | 152.1269 | 183.0969 | 198.0756 | 208.7323 | 207.7752 | 207.1989 | 203.94 | 199.0139 | 194.514 | 186.9988 | 174.4822 | 165.0153 | 162.5602 | 155.4554 | 152.6678 | 148.2724 | 141.3072 | 132.6255 | 125.4803 | 1.9715 | 1.6297 | 1.27 | 0.29511 | 0.20284 | 0.75435 | 0.6557 | 0.32349 | 0.038525 | -0.47128 | -0.53473 | -0.21172 | 0.75341 | 3.3013 | 9.2919 | 8.8615 | 8.7695 | 7.5821 | 1.4924 | 0.28699 | 0.038528 | 0.31926 | 0.7182 | 0.3601 | 45.0709 | 44.4609 | 44.2837 | 44.5676 | 44.8006 | 44.7062 | 44.9005 | 44.8336 | 45.4304 | 46.5799 | 47.6592 | 49.1651 | 50.2951 | 50.862 | 51.1567 | 51.1098 | 50.6093 | 49.7077 | 48.4811 | 47.2729 | 46.2418 | 45.7053 | 45.3185 | 44.4472 | 5.2261 | 4.6387 | 3.9592 | 2.3422 | 2.5918 | 3.6223 | 3.3751 | 4.0182 | 3.7738 | 3.3402 | 3.0137 | 2.9964 | 2.9994 | 2.9948 | 2.8851 | 2.6422 | 2.6778 | 2.8517 | 3.1148 | 2.5883 | 2.2847 | 2.4253 | 2.0269 | 2.12
Portfolio Adjusted1-in-10Size: Over 200kWOrange County2020Typical Event Day | Portfolio Adjusted | 1-in-10 | Size: Over 200kW | Orange County | 2020 | Typical Event Day | 8 | 144.9144 | 139.5374 | 135.2554 | 135.5323 | 148.6354 | 181.4129 | 213.2923 | 236.0994 | 254.6815 | 263.9024 | 274.4364 | 276.0052 | 274.3361 | 272.1236 | 264.7307 | 248.884 | 231.6982 | 213.5014 | 201.3616 | 197.8068 | 191.7345 | 180.1362 | 166.7799 | 157.9944 | -1.5348 | -1.7108 | -1.1811 | -1.3874 | -1.555 | -1.3182 | -1.9292 | -1.3465 | -1.0747 | -1.111 | -1.7347 | -1.6493 | -0.7111 | 2.5563 | 11.4779 | 11.554 | 10.9382 | 9.9408 | 3.2503 | 0.122 | -0.72068 | -0.67034 | -0.48101 | -0.81136 | 78.2603 | 77.1004 | 76.0034 | 75.0587 | 74.1592 | 73.5176 | 73.0689 | 73.414 | 76.2428 | 81.0279 | 86.1008 | 90.7566 | 94.2 | 96.2696 | 97.4305 | 97.9675 | 98.0686 | 97.1478 | 95.6918 | 92.7401 | 88.6295 | 84.8501 | 82.205 | 80.1865 | 6.0043 | 5.3218 | 4.5134 | 2.64 | 2.9171 | 4.0883 | 3.7211 | 4.533 | 4.3578 | 4.0152 | 3.7779 | 3.8379 | 3.9131 | 3.9652 | 3.8655 | 3.5669 | 3.5585 | 3.5447 | 3.8185 | 3.1739 | 2.7961 | 2.9261 | 2.4123 | 2.5263
Portfolio Adjusted1-in-10Size: Over 200kWOrange County2021January Monthly Peak | Portfolio Adjusted | 1-in-10 | Size: Over 200kW | Orange County | 2021 | January Monthly Peak | 1 | 121.9076 | 116.8069 | 114.2396 | 115.7265 | 127.946 | 158.855 | 194.2629 | 212.7203 | 224.5817 | 222.9682 | 222.499 | 220.097 | 215.9226 | 211.2284 | 202.7208 | 188.3753 | 176.4092 | 172.2757 | 165.7797 | 163.4704 | 158.1028 | 150.5662 | 140.8619 | 132.4168 | 2.0133 | 1.6537 | 1.292 | 0.3001 | 0.20764 | 0.78771 | 0.69569 | 0.34741 | 0.04145 | -0.50574 | -0.57421 | -0.22849 | 0.81742 | 3.585 | 10.0731 | 9.567 | 9.3751 | 8.0352 | 1.5916 | 0.3073 | 0.041082 | 0.34017 | 0.7628 | 0.38001 | 45.9493 | 45.1684 | 44.1825 | 43.4532 | 43.1512 | 42.5868 | 42.1217 | 42.0422 | 42.5521 | 44.8717 | 47.469 | 49.2796 | 51.0765 | 52.0723 | 52.7224 | 52.6851 | 51.5266 | 49.8794 | 47.4458 | 46.0597 | 45.2341 | 44.7816 | 44.2107 | 43.4604 | 5.3369 | 4.7071 | 4.0279 | 2.3818 | 2.6532 | 3.7825 | 3.5809 | 4.3153 | 4.0603 | 3.5844 | 3.2363 | 3.2337 | 3.2542 | 3.2521 | 3.1276 | 2.8526 | 2.8627 | 3.0222 | 3.3217 | 2.7714 | 2.4362 | 2.5842 | 2.1527 | 2.2372
Portfolio Adjusted1-in-10Size: Over 200kWOrange County2021February Monthly Peak | Portfolio Adjusted | 1-in-10 | Size: Over 200kW | Orange County | 2021 | February Monthly Peak | 2 | 117.319 | 112.9195 | 110.3582 | 112.1584 | 123.7841 | 152.6864 | 185.0855 | 201.5117 | 212.091 | 212.3874 | 213.886 | 213.7936 | 211.1973 | 208.2113 | 200.533 | 187.0976 | 174.9865 | 170.2458 | 162.382 | 158.9278 | 153.5075 | 146.1133 | 136.4115 | 128.3933 | 1.9375 | 1.5987 | 1.2481 | 0.29085 | 0.20089 | 0.75712 | 0.66282 | 0.32911 | 0.039145 | -0.48174 | -0.55198 | -0.22195 | 0.79953 | 3.5338 | 9.9644 | 9.5022 | 9.2994 | 7.9405 | 1.5589 | 0.29876 | 0.039888 | 0.33011 | 0.7387 | 0.36846 | 51.5378 | 51.8117 | 51.3798 | 50.8617 | 50.7707 | 50.0416 | 48.9309 | 49.3826 | 50.4015 | 52.6623 | 54.8496 | 55.87 | 56.7089 | 57.9668 | 59.0811 | 59.3532 | 58.5489 | 58.1463 | 56.586 | 55.1309 | 53.9097 | 52.4167 | 51.6908 | 50.8989 | 5.136 | 4.5504 | 3.8911 | 2.3084 | 2.5669 | 3.6357 | 3.4117 | 4.0879 | 3.8345 | 3.4143 | 3.111 | 3.1411 | 3.183 | 3.2056 | 3.0939 | 2.8332 | 2.8396 | 2.9866 | 3.2536 | 2.6944 | 2.3654 | 2.5078 | 2.0847 | 2.1692
Portfolio Adjusted1-in-10Size: Over 200kWOrange County2021March Monthly Peak | Portfolio Adjusted | 1-in-10 | Size: Over 200kW | Orange County | 2021 | March Monthly Peak | 3 | 120.0969 | 115.5043 | 112.4464 | 113.6737 | 123.5145 | 151.7756 | 178.885 | 196.7526 | 208.8846 | 213.9124 | 220.0254 | 222.8027 | 223.2864 | 224.3317 | 217.2016 | 204.2307 | 189.8367 | 177.3104 | 166.7002 | 165.7138 | 161.1045 | 152.5619 | 140.6879 | 131.5957 | 1.9834 | 1.6353 | 1.2717 | 0.29478 | 0.20045 | 0.75261 | 0.64062 | 0.32133 | 0.038553 | -0.4852 | -0.56783 | -0.2313 | 0.8453 | 3.8074 | 10.7926 | 10.3723 | 10.0886 | 8.27 | 1.6004 | 0.31152 | 0.041862 | 0.34468 | 0.76186 | 0.37765 | 62.2169 | 60.4255 | 58.6945 | 57.9104 | 57.4423 | 57.0706 | 57.0319 | 57.2675 | 58.2788 | 61.9432 | 66.1721 | 70.6922 | 74.4012 | 76.4374 | 77.4258 | 78.0834 | 78.2033 | 77.5636 | 76.0095 | 73.2897 | 69.845 | 66.8212 | 64.4179 | 61.8008 | 5.2577 | 4.6546 | 3.9647 | 2.3395 | 2.5613 | 3.614 | 3.2974 | 3.9914 | 3.7765 | 3.4388 | 3.2003 | 3.2735 | 3.3652 | 3.4538 | 3.351 | 3.0927 | 3.0806 | 3.1105 | 3.3401 | 2.8094 | 2.4824 | 2.6184 | 2.1501 | 2.2233
Portfolio Adjusted1-in-10Size: Over 200kWOrange County2021April Monthly Peak | Portfolio Adjusted | 1-in-10 | Size: Over 200kW | Orange County | 2021 | April Monthly Peak | 4 | 123.258 | 118.6918 | 115.4208 | 116.4203 | 126.4102 | 155.8971 | 184.123 | 205.0459 | 220.8966 | 228.7378 | 237.8636 | 242.0702 | 243.4182 | 244.6707 | 237.3826 | 222.5899 | 206.1065 | 190.7072 | 178.3187 | 175.9688 | 169.7053 | 158.9286 | 146.2408 | 136.5866 | 0.29727 | 0.048956 | 0.10178 | -0.47523 | -0.58968 | -0.21855 | -0.55018 | -0.44781 | -0.4654 | -0.74991 | -1.0767 | -0.87315 | 0.11377 | 3.1879 | 11.0133 | 10.7993 | 10.3168 | 8.8869 | 2.3188 | 0.21515 | -0.31073 | -0.13547 | 0.16045 | -0.17691 | 72.2566 | 70.2738 | 68.5389 | 66.7299 | 65.7959 | 65.0804 | 64.404 | 64.5662 | 67.7345 | 73.4304 | 79.8164 | 85.7013 | 89.5654 | 91.5443 | 92.2852 | 92.8744 | 92.8398 | 92.0063 | 90.4214 | 86.83 | 81.7749 | 77.6989 | 74.9034 | 72.6485 | 5.0367 | 4.4645 | 3.7986 | 2.2365 | 2.4468 | 3.4649 | 3.168 | 3.8826 | 3.7277 | 3.4323 | 3.2294 | 3.3197 | 3.4243 | 3.5161 | 3.4185 | 3.1462 | 3.1219 | 3.1227 | 3.335 | 2.7846 | 2.4408 | 2.5461 | 2.0861 | 2.154
Portfolio Adjusted1-in-10Size: Over 200kWOrange County2021May Monthly Peak | Portfolio Adjusted | 1-in-10 | Size: Over 200kW | Orange County | 2021 | May Monthly Peak | 5 | 129.7201 | 124.9643 | 120.8524 | 121.7975 | 133.3281 | 164.1308 | 193.5261 | 218.0307 | 237.2682 | 247.1909 | 256.579 | 260.9706 | 261.1828 | 260.3494 | 252.6255 | 235.591 | 218.2217 | 201.6748 | 189.1769 | 184.3099 | 179.8035 | 167.8995 | 154.7102 | 145.0699 | -0.61201 | -0.81681 | -0.53052 | -0.90819 | -1.0458 | -0.75785 | -1.221 | -0.8969 | -0.77475 | -0.93665 | -1.4139 | -1.2802 | -0.31607 | 2.8732 | 11.2997 | 11.1597 | 10.5826 | 9.3937 | 2.7855 | 0.16411 | -0.51927 | -0.40723 | -0.16798 | -0.49336 | 75.6445 | 73.8394 | 72.2507 | 71.6009 | 70.8403 | 69.8401 | 69.3117 | 69.6638 | 73.3142 | 79.2497 | 84.4319 | 88.2985 | 90.9584 | 93.1288 | 94.5235 | 94.9138 | 94.7976 | 93.7549 | 92.1475 | 89.4637 | 85.3952 | 80.8811 | 78.2165 | 75.9677 | 5.2898 | 4.6908 | 3.9691 | 2.335 | 2.5753 | 3.6404 | 3.3229 | 4.12 | 3.9958 | 3.7015 | 3.4763 | 3.5716 | 3.6666 | 3.7337 | 3.6305 | 3.3231 | 3.2986 | 3.2955 | 3.5308 | 2.9106 | 2.5807 | 2.6842 | 2.2024 | 2.283
Portfolio Adjusted1-in-10Size: Over 200kWOrange County2021June Monthly Peak | Portfolio Adjusted | 1-in-10 | Size: Over 200kW | Orange County | 2021 | June Monthly Peak | 6 | 137.2903 | 132.5067 | 127.935 | 129.0961 | 140.573 | 170.0444 | 197.8678 | 218.4445 | 234.4947 | 243.0478 | 252.265 | 255.5857 | 254.5328 | 252.5447 | 245.9179 | 233.2168 | 218.6579 | 203.4906 | 192.6591 | 186.7464 | 182.0933 | 172.3085 | 159.0389 | 150.1428 | -0.34312 | -0.57959 | -0.35174 | -0.82704 | -0.96353 | -0.61501 | -1.0439 | -0.76743 | -0.68117 | -0.88232 | -1.3129 | -1.1505 | -0.17515 | 2.9437 | 11.1271 | 11.1305 | 10.71 | 9.4796 | 2.7336 | 0.18559 | -0.46599 | -0.33358 | -0.064649 | -0.41223 | 73.5048 | 72.0936 | 70.7965 | 69.8053 | 68.5049 | 67.6475 | 67.2648 | 68.1119 | 71.6265 | 76.8764 | 82.3236 | 87.0356 | 90.6764 | 93.26 | 95.1018 | 95.9857 | 96.335 | 95.169 | 93.5488 | 90.4033 | 86.1424 | 82.1353 | 79.3865 | 77.2478 | 5.5878 | 4.9644 | 4.1937 | 2.4702 | 2.7101 | 3.7644 | 3.391 | 4.1199 | 3.9415 | 3.6325 | 3.4113 | 3.4912 | 3.5665 | 3.6149 | 3.5274 | 3.2833 | 3.2989 | 3.3188 | 3.5889 | 2.9435 | 2.6086 | 2.7495 | 2.2597 | 2.3584
Portfolio Adjusted1-in-10Size: Over 200kWOrange County2021July Monthly Peak | Portfolio Adjusted | 1-in-10 | Size: Over 200kW | Orange County | 2021 | July Monthly Peak | 7 | 144.0879 | 138.7871 | 134.5197 | 135.3572 | 147.5343 | 178.4248 | 207.0891 | 228.1095 | 243.9489 | 252.5311 | 260.9701 | 262.8305 | 261.1452 | 259.2607 | 252.6834 | 240.0668 | 226.5848 | 211.3636 | 200.5761 | 194.7074 | 189.14 | 178.5646 | 164.8338 | 155.8139 | -1.3937 | -1.5774 | -1.0834 | -1.3267 | -1.4831 | -1.2226 | -1.7845 | -1.2443 | -0.99296 | -1.0465 | -1.6165 | -1.5266 | -0.62048 | 2.502 | 11.0098 | 11.1802 | 10.7423 | 9.8419 | 3.1932 | 0.12842 | -0.68517 | -0.62831 | -0.42904 | -0.7579 | 79.0173 | 77.6188 | 76.2958 | 74.8931 | 73.9919 | 73.1506 | 72.3373 | 72.7641 | 75.9111 | 80.8671 | 86.2063 | 90.8475 | 93.7095 | 95.1572 | 96.0793 | 95.9179 | 95.7448 | 95.3589 | 93.834 | 91.233 | 87.3193 | 83.3836 | 80.8109 | 79.1092 | 5.9492 | 5.2748 | 4.4732 | 2.6274 | 2.8854 | 4.0069 | 3.6002 | 4.3643 | 4.1596 | 3.8288 | 3.58 | 3.642 | 3.712 | 3.7646 | 3.6767 | 3.4286 | 3.4678 | 3.497 | 3.7903 | 3.1132 | 2.7487 | 2.8904 | 2.3758 | 2.4828
Portfolio Adjusted1-in-10Size: Over 200kWOrange County2021August Monthly Peak | Portfolio Adjusted | 1-in-10 | Size: Over 200kW | Orange County | 2021 | August Monthly Peak | 8 | 146.9167 | 141.3995 | 137.0469 | 137.1832 | 150.4608 | 184.0629 | 216.944 | 241.1765 | 261.241 | 270.9726 | 282.0699 | 283.614 | 281.8915 | 279.3841 | 271.7639 | 255.1311 | 237.296 | 218.2928 | 205.8642 | 202.1084 | 195.5088 | 183.1532 | 169.5315 | 160.4724 | -2.1894 | -2.3277 | -1.6336 | -1.6842 | -1.8633 | -1.6953 | -2.3979 | -1.6569 | -1.2853 | -1.2244 | -1.9507 | -1.9174 | -1.0166 | 2.2878 | 11.5092 | 11.6669 | 10.9784 | 10.1611 | 3.5371 | 0.084049 | -0.85981 | -0.85577 | -0.7127 | -1.0284 | 79.2576 | 78.3776 | 77.5154 | 76.537 | 75.8788 | 75.3398 | 75.3646 | 75.9682 | 78.6152 | 83.4956 | 88.4391 | 93.119 | 97.0899 | 99.3763 | 100.2775 | 101.0554 | 101.1341 | 100.2095 | 99.4058 | 96.6763 | 92.4508 | 88.6822 | 86.053 | 83.9449 | 6.2164 | 5.5073 | 4.6703 | 2.7289 | 3.0156 | 4.236 | 3.8651 | 4.7288 | 4.565 | 4.2103 | 3.9654 | 4.0274 | 4.1062 | 4.1574 | 4.0525 | 3.7341 | 3.7218 | 3.7012 | 3.9867 | 3.3117 | 2.9117 | 3.0382 | 2.5041 | 2.6204
Portfolio Adjusted1-in-10Size: Over 200kWOrange County2021September Monthly Peak | Portfolio Adjusted | 1-in-10 | Size: Over 200kW | Orange County | 2021 | September Monthly Peak | 9 | 145.1753 | 140.2864 | 135.3605 | 136.6533 | 150.0757 | 185.4953 | 221.6347 | 245.1688 | 267.9871 | 278.736 | 288.4093 | 289.4356 | 287.3599 | 285.7991 | 277.3604 | 258.945 | 240.2684 | 220.5156 | 210.0516 | 207.7556 | 196.9662 | 183.7162 | 169.6719 | 160.0584 | -2.2198 | -2.3626 | -1.6524 | -1.7028 | -1.8845 | -1.741 | -2.4898 | -1.7101 | -1.3354 | -1.2673 | -2.01 | -1.9773 | -1.0626 | 2.3093 | 11.721 | 11.8251 | 11.0955 | 10.2644 | 3.6288 | 0.082634 | -0.87757 | -0.87416 | -0.73349 | -1.0441 | 81.2614 | 80.3116 | 79.4059 | 78.9993 | 78.2611 | 77.9324 | 77.3091 | 76.8117 | 78.8182 | 82.8724 | 87.4341 | 92.0243 | 95.3242 | 97.2847 | 98.2635 | 98.9112 | 99.0603 | 97.8539 | 95.9786 | 92.6478 | 88.6056 | 85.1991 | 82.5697 | 80.4443 | 6.1566 | 5.4763 | 4.6232 | 2.7245 | 3.0146 | 4.2786 | 3.9576 | 4.8179 | 4.6934 | 4.3406 | 4.0636 | 4.1194 | 4.1953 | 4.2624 | 4.1452 | 3.7984 | 3.7769 | 3.7473 | 4.077 | 3.4119 | 2.94 | 3.0544 | 2.5118 | 2.6195
Portfolio Adjusted1-in-10Size: Over 200kWOrange County2021October Monthly Peak | Portfolio Adjusted | 1-in-10 | Size: Over 200kW | Orange County | 2021 | October Monthly Peak | 10 | 119.8772 | 116.0539 | 113.0928 | 114.6954 | 126.1589 | 155.8825 | 188.1438 | 208.8459 | 225.523 | 232.5933 | 241.2877 | 245.6414 | 245.8701 | 244.5588 | 237.2028 | 220.9919 | 204.8056 | 194.1551 | 181.8892 | 174.9876 | 166.3875 | 154.859 | 143.6141 | 134.8493 | -0.5563 | -0.74982 | -0.48999 | -0.85103 | -0.98517 | -0.71433 | -1.1802 | -0.85474 | -0.73357 | -0.88005 | -1.327 | -1.2016 | -0.29307 | 2.7042 | 10.6142 | 10.4709 | 9.9354 | 9.0435 | 2.6748 | 0.15644 | -0.47862 | -0.37296 | -0.15253 | -0.45552 | 76.0625 | 74.3324 | 73.004 | 71.7832 | 70.8328 | 70.1602 | 69.6223 | 69.5507 | 71.0785 | 75.4245 | 81.2516 | 86.919 | 91.6799 | 94.8559 | 96.0534 | 96.7207 | 96.5912 | 95.0362 | 91.9498 | 87.3133 | 82.7377 | 79.7097 | 77.6436 | 75.8095 | 4.8879 | 4.3558 | 3.7139 | 2.1986 | 2.4366 | 3.4571 | 3.2301 | 3.946 | 3.7976 | 3.4826 | 3.2687 | 3.3614 | 3.4513 | 3.5069 | 3.4085 | 3.1169 | 3.0955 | 3.1723 | 3.3944 | 2.7631 | 2.3879 | 2.4755 | 2.0442 | 2.122
Portfolio Adjusted1-in-10Size: Over 200kWOrange County2021November Monthly Peak | Portfolio Adjusted | 1-in-10 | Size: Over 200kW | Orange County | 2021 | November Monthly Peak | 11 | 123.4111 | 119.818 | 115.9409 | 115.9892 | 127.0916 | 155.6101 | 184.5404 | 203.6103 | 218.2821 | 226.5854 | 234.1704 | 238.0044 | 238.2599 | 237.4707 | 229.3447 | 213.4755 | 198.608 | 190.7063 | 179.275 | 172.3121 | 164.9804 | 154.1904 | 142.3949 | 133.5399 | 0.75369 | 0.48096 | 0.41903 | -0.27059 | -0.38347 | 0.041196 | -0.23378 | -0.24103 | -0.32884 | -0.68287 | -0.94061 | -0.69828 | 0.31852 | 3.3394 | 10.8384 | 10.4841 | 10.1022 | 8.8889 | 2.1714 | 0.24035 | -0.21169 | -0.0057118 | 0.31734 | -0.027229 | 70.291 | 68.2344 | 67.6459 | 66.2804 | 65.1646 | 64.0411 | 64.2996 | 64.6571 | 66.9973 | 71.559 | 77.789 | 83.1397 | 86.4278 | 88.1734 | 89.1728 | 89.0352 | 87.7873 | 85.1783 | 81.7366 | 78.7651 | 76.1218 | 73.915 | 72.0375 | 71.0461 | 5.0951 | 4.5535 | 3.8551 | 2.2513 | 2.4854 | 3.4943 | 3.208 | 3.8953 | 3.7217 | 3.4351 | 3.2121 | 3.2977 | 3.3864 | 3.4479 | 3.3369 | 3.0486 | 3.0394 | 3.155 | 3.3875 | 2.755 | 2.3974 | 2.4957 | 2.0522 | 2.1277
Portfolio Adjusted1-in-10Size: Over 200kWOrange County2021December Monthly Peak | Portfolio Adjusted | 1-in-10 | Size: Over 200kW | Orange County | 2021 | December Monthly Peak | 12 | 119.3755 | 115.1092 | 112.2912 | 113.8017 | 124.9885 | 152.1269 | 183.0969 | 198.0756 | 208.7323 | 207.7752 | 207.1989 | 203.94 | 199.0139 | 194.514 | 186.9988 | 174.4822 | 165.0153 | 162.5602 | 155.4554 | 152.6678 | 148.2724 | 141.3072 | 132.6255 | 125.4803 | 1.9715 | 1.6297 | 1.27 | 0.29511 | 0.20284 | 0.75435 | 0.6557 | 0.32349 | 0.038525 | -0.47128 | -0.53473 | -0.21172 | 0.75341 | 3.3013 | 9.2919 | 8.8615 | 8.7695 | 7.5821 | 1.4924 | 0.28699 | 0.038528 | 0.31926 | 0.7182 | 0.3601 | 45.0709 | 44.4609 | 44.2837 | 44.5676 | 44.8006 | 44.7062 | 44.9005 | 44.8336 | 45.4304 | 46.5799 | 47.6592 | 49.1651 | 50.2951 | 50.862 | 51.1567 | 51.1098 | 50.6093 | 49.7077 | 48.4811 | 47.2729 | 46.2418 | 45.7052 | 45.3185 | 44.4472 | 5.2261 | 4.6387 | 3.9592 | 2.3422 | 2.5918 | 3.6223 | 3.3751 | 4.0182 | 3.7738 | 3.3402 | 3.0137 | 2.9964 | 2.9994 | 2.9948 | 2.8851 | 2.6422 | 2.6778 | 2.8517 | 3.1148 | 2.5883 | 2.2847 | 2.4253 | 2.0269 | 2.12
Portfolio Adjusted1-in-10Size: Over 200kWOrange County2021Typical Event Day | Portfolio Adjusted | 1-in-10 | Size: Over 200kW | Orange County | 2021 | Typical Event Day | 8 | 144.9144 | 139.5374 | 135.2554 | 135.5323 | 148.6354 | 181.4129 | 213.2923 | 236.0994 | 254.6815 | 263.9024 | 274.4364 | 276.0052 | 274.3361 | 272.1236 | 264.7307 | 248.884 | 231.6982 | 213.5014 | 201.3616 | 197.8067 | 191.7344 | 180.1362 | 166.7799 | 157.9944 | -1.5348 | -1.7108 | -1.1811 | -1.3874 | -1.555 | -1.3182 | -1.9292 | -1.3465 | -1.0747 | -1.111 | -1.7347 | -1.6493 | -0.7111 | 2.5563 | 11.4779 | 11.554 | 10.9382 | 9.9408 | 3.2503 | 0.122 | -0.72068 | -0.67034 | -0.48101 | -0.81136 | 78.2603 | 77.1004 | 76.0034 | 75.0587 | 74.1592 | 73.5176 | 73.0689 | 73.414 | 76.2428 | 81.0279 | 86.1008 | 90.7566 | 94.2 | 96.2696 | 97.4305 | 97.9675 | 98.0686 | 97.1478 | 95.6918 | 92.7401 | 88.6295 | 84.8501 | 82.205 | 80.1865 | 6.0043 | 5.3218 | 4.5134 | 2.64 | 2.9171 | 4.0883 | 3.7211 | 4.533 | 4.3578 | 4.0152 | 3.7779 | 3.8379 | 3.9131 | 3.9652 | 3.8655 | 3.5669 | 3.5585 | 3.5447 | 3.8185 | 3.1739 | 2.7961 | 2.9261 | 2.4123 | 2.5263
Portfolio Adjusted1-in-10Size: Over 200kWOrange County2022January Monthly Peak | Portfolio Adjusted | 1-in-10 | Size: Over 200kW | Orange County | 2022 | January Monthly Peak | 1 | 121.9076 | 116.8069 | 114.2396 | 115.7265 | 127.946 | 158.855 | 194.2629 | 212.7203 | 224.5817 | 222.9682 | 222.499 | 220.097 | 215.9226 | 211.2284 | 202.7208 | 188.3753 | 176.4092 | 172.2757 | 165.7797 | 163.4704 | 158.1027 | 150.5662 | 140.8619 | 132.4168 | 2.0133 | 1.6537 | 1.292 | 0.3001 | 0.20764 | 0.78771 | 0.69569 | 0.34741 | 0.04145 | -0.50574 | -0.57421 | -0.22849 | 0.81742 | 3.585 | 10.0731 | 9.567 | 9.3751 | 8.0352 | 1.5916 | 0.3073 | 0.041082 | 0.34017 | 0.7628 | 0.38001 | 45.9493 | 45.1684 | 44.1825 | 43.4532 | 43.1512 | 42.5868 | 42.1217 | 42.0422 | 42.5521 | 44.8717 | 47.469 | 49.2796 | 51.0765 | 52.0723 | 52.7224 | 52.6851 | 51.5266 | 49.8794 | 47.4458 | 46.0597 | 45.2341 | 44.7816 | 44.2107 | 43.4604 | 5.3369 | 4.7071 | 4.0279 | 2.3818 | 2.6532 | 3.7825 | 3.5809 | 4.3153 | 4.0603 | 3.5844 | 3.2363 | 3.2337 | 3.2542 | 3.2521 | 3.1276 | 2.8526 | 2.8627 | 3.0222 | 3.3217 | 2.7714 | 2.4362 | 2.5842 | 2.1527 | 2.2372
Portfolio Adjusted1-in-10Size: Over 200kWOrange County2022February Monthly Peak | Portfolio Adjusted | 1-in-10 | Size: Over 200kW | Orange County | 2022 | February Monthly Peak | 2 | 117.319 | 112.9195 | 110.3582 | 112.1584 | 123.7841 | 152.6864 | 185.0855 | 201.5117 | 212.091 | 212.3874 | 213.886 | 213.7936 | 211.1973 | 208.2113 | 200.533 | 187.0976 | 174.9865 | 170.2458 | 162.382 | 158.9278 | 153.5075 | 146.1133 | 136.4115 | 128.3933 | 1.9375 | 1.5987 | 1.2481 | 0.29085 | 0.20089 | 0.75712 | 0.66282 | 0.32911 | 0.039145 | -0.48174 | -0.55198 | -0.22195 | 0.79953 | 3.5338 | 9.9644 | 9.5022 | 9.2994 | 7.9405 | 1.5589 | 0.29876 | 0.039888 | 0.33011 | 0.7387 | 0.36846 | 51.5378 | 51.8117 | 51.3798 | 50.8617 | 50.7707 | 50.0416 | 48.9309 | 49.3826 | 50.4015 | 52.6623 | 54.8496 | 55.87 | 56.7089 | 57.9668 | 59.0811 | 59.3532 | 58.5489 | 58.1463 | 56.586 | 55.1309 | 53.9097 | 52.4167 | 51.6908 | 50.8989 | 5.136 | 4.5504 | 3.8911 | 2.3084 | 2.5669 | 3.6357 | 3.4117 | 4.0879 | 3.8345 | 3.4143 | 3.111 | 3.1411 | 3.183 | 3.2056 | 3.0939 | 2.8332 | 2.8396 | 2.9866 | 3.2536 | 2.6944 | 2.3654 | 2.5078 | 2.0847 | 2.1692
Portfolio Adjusted1-in-10Size: Over 200kWOrange County2022March Monthly Peak | Portfolio Adjusted | 1-in-10 | Size: Over 200kW | Orange County | 2022 | March Monthly Peak | 3 | 120.0969 | 115.5043 | 112.4464 | 113.6737 | 123.5145 | 151.7756 | 178.885 | 196.7526 | 208.8846 | 213.9124 | 220.0254 | 222.8027 | 223.2864 | 224.3317 | 217.2016 | 204.2307 | 189.8367 | 177.3104 | 166.7002 | 165.7138 | 161.1045 | 152.5619 | 140.6879 | 131.5957 | 1.9834 | 1.6353 | 1.2717 | 0.29478 | 0.20045 | 0.75261 | 0.64062 | 0.32133 | 0.038553 | -0.4852 | -0.56783 | -0.2313 | 0.8453 | 3.8074 | 10.7926 | 10.3723 | 10.0886 | 8.27 | 1.6004 | 0.31152 | 0.041862 | 0.34468 | 0.76186 | 0.37765 | 62.2169 | 60.4255 | 58.6945 | 57.9104 | 57.4423 | 57.0706 | 57.0319 | 57.2675 | 58.2788 | 61.9432 | 66.1721 | 70.6922 | 74.4012 | 76.4374 | 77.4258 | 78.0834 | 78.2033 | 77.5636 | 76.0095 | 73.2897 | 69.845 | 66.8212 | 64.4179 | 61.8008 | 5.2577 | 4.6546 | 3.9647 | 2.3395 | 2.5613 | 3.614 | 3.2974 | 3.9914 | 3.7765 | 3.4388 | 3.2003 | 3.2735 | 3.3652 | 3.4538 | 3.351 | 3.0927 | 3.0806 | 3.1105 | 3.3401 | 2.8094 | 2.4824 | 2.6184 | 2.1501 | 2.2233
Portfolio Adjusted1-in-10Size: Over 200kWOrange County2022April Monthly Peak | Portfolio Adjusted | 1-in-10 | Size: Over 200kW | Orange County | 2022 | April Monthly Peak | 4 | 123.258 | 118.6918 | 115.4208 | 116.4203 | 126.4102 | 155.8971 | 184.123 | 205.0459 | 220.8966 | 228.7378 | 237.8636 | 242.0702 | 243.4182 | 244.6707 | 237.3826 | 222.5899 | 206.1065 | 190.7072 | 178.3187 | 175.9688 | 169.7053 | 158.9286 | 146.2408 | 136.5866 | 0.29727 | 0.048956 | 0.10178 | -0.47523 | -0.58968 | -0.21855 | -0.55018 | -0.44781 | -0.4654 | -0.74991 | -1.0767 | -0.87315 | 0.11377 | 3.1879 | 11.0133 | 10.7993 | 10.3168 | 8.8869 | 2.3188 | 0.21515 | -0.31073 | -0.13547 | 0.16045 | -0.17691 | 72.2566 | 70.2738 | 68.5389 | 66.7299 | 65.7959 | 65.0804 | 64.404 | 64.5662 | 67.7345 | 73.4304 | 79.8164 | 85.7013 | 89.5654 | 91.5443 | 92.2852 | 92.8744 | 92.8398 | 92.0063 | 90.4214 | 86.83 | 81.7749 | 77.6989 | 74.9034 | 72.6485 | 5.0367 | 4.4645 | 3.7986 | 2.2365 | 2.4468 | 3.4649 | 3.168 | 3.8826 | 3.7277 | 3.4323 | 3.2294 | 3.3197 | 3.4243 | 3.5161 | 3.4185 | 3.1462 | 3.1219 | 3.1227 | 3.335 | 2.7846 | 2.4408 | 2.5461 | 2.0861 | 2.154
Portfolio Adjusted1-in-10Size: Over 200kWOrange County2022May Monthly Peak | Portfolio Adjusted | 1-in-10 | Size: Over 200kW | Orange County | 2022 | May Monthly Peak | 5 | 129.7201 | 124.9643 | 120.8524 | 121.7975 | 133.3281 | 164.1308 | 193.5261 | 218.0307 | 237.2682 | 247.1909 | 256.579 | 260.9706 | 261.1828 | 260.3494 | 252.6255 | 235.591 | 218.2217 | 201.6748 | 189.1769 | 184.3099 | 179.8035 | 167.8995 | 154.7102 | 145.0698 | -0.61201 | -0.81682 | -0.53052 | -0.90819 | -1.0458 | -0.75785 | -1.221 | -0.8969 | -0.77475 | -0.93665 | -1.4139 | -1.2802 | -0.31607 | 2.8732 | 11.2997 | 11.1597 | 10.5826 | 9.3937 | 2.7855 | 0.16411 | -0.51927 | -0.40723 | -0.16798 | -0.49336 | 75.6445 | 73.8394 | 72.2507 | 71.6009 | 70.8403 | 69.8401 | 69.3117 | 69.6638 | 73.3142 | 79.2497 | 84.4319 | 88.2985 | 90.9584 | 93.1288 | 94.5235 | 94.9138 | 94.7976 | 93.7549 | 92.1475 | 89.4637 | 85.3952 | 80.8811 | 78.2165 | 75.9677 | 5.2898 | 4.6908 | 3.9691 | 2.335 | 2.5753 | 3.6404 | 3.3229 | 4.12 | 3.9958 | 3.7015 | 3.4763 | 3.5716 | 3.6666 | 3.7337 | 3.6305 | 3.3231 | 3.2986 | 3.2955 | 3.5308 | 2.9106 | 2.5807 | 2.6842 | 2.2024 | 2.283
Portfolio Adjusted1-in-10Size: Over 200kWOrange County2022June Monthly Peak | Portfolio Adjusted | 1-in-10 | Size: Over 200kW | Orange County | 2022 | June Monthly Peak | 6 | 137.2903 | 132.5067 | 127.935 | 129.096 | 140.573 | 170.0444 | 197.8677 | 218.4445 | 234.4947 | 243.0478 | 252.265 | 255.5857 | 254.5328 | 252.5447 | 245.9179 | 233.2168 | 218.6579 | 203.4906 | 192.6591 | 186.7464 | 182.0933 | 172.3085 | 159.0389 | 150.1428 | -0.34312 | -0.57959 | -0.35174 | -0.82704 | -0.96353 | -0.61501 | -1.0439 | -0.76743 | -0.68117 | -0.88232 | -1.3129 | -1.1505 | -0.17515 | 2.9437 | 11.1271 | 11.1305 | 10.71 | 9.4796 | 2.7336 | 0.18559 | -0.46599 | -0.33358 | -0.064649 | -0.41223 | 73.5048 | 72.0936 | 70.7965 | 69.8053 | 68.5049 | 67.6475 | 67.2648 | 68.1119 | 71.6265 | 76.8764 | 82.3236 | 87.0356 | 90.6764 | 93.26 | 95.1018 | 95.9857 | 96.335 | 95.169 | 93.5488 | 90.4033 | 86.1424 | 82.1353 | 79.3865 | 77.2478 | 5.5878 | 4.9644 | 4.1937 | 2.4702 | 2.7101 | 3.7644 | 3.391 | 4.1199 | 3.9415 | 3.6325 | 3.4113 | 3.4912 | 3.5665 | 3.6149 | 3.5274 | 3.2833 | 3.2989 | 3.3188 | 3.5889 | 2.9435 | 2.6086 | 2.7495 | 2.2597 | 2.3584
Portfolio Adjusted1-in-10Size: Over 200kWOrange County2022July Monthly Peak | Portfolio Adjusted | 1-in-10 | Size: Over 200kW | Orange County | 2022 | July Monthly Peak | 7 | 144.0879 | 138.7871 | 134.5197 | 135.3572 | 147.5343 | 178.4248 | 207.0891 | 228.1095 | 243.9489 | 252.5311 | 260.9701 | 262.8305 | 261.1452 | 259.2607 | 252.6834 | 240.0668 | 226.5848 | 211.3636 | 200.5761 | 194.7074 | 189.14 | 178.5646 | 164.8338 | 155.8139 | -1.3937 | -1.5774 | -1.0834 | -1.3267 | -1.4831 | -1.2226 | -1.7845 | -1.2443 | -0.99296 | -1.0465 | -1.6165 | -1.5266 | -0.62048 | 2.502 | 11.0098 | 11.1802 | 10.7423 | 9.8419 | 3.1932 | 0.12842 | -0.68517 | -0.62831 | -0.42904 | -0.7579 | 79.0173 | 77.6188 | 76.2958 | 74.8931 | 73.9919 | 73.1506 | 72.3373 | 72.7641 | 75.9111 | 80.8671 | 86.2063 | 90.8475 | 93.7095 | 95.1572 | 96.0793 | 95.9179 | 95.7448 | 95.3589 | 93.834 | 91.233 | 87.3193 | 83.3836 | 80.8109 | 79.1092 | 5.9492 | 5.2748 | 4.4732 | 2.6274 | 2.8854 | 4.0069 | 3.6002 | 4.3643 | 4.1596 | 3.8288 | 3.58 | 3.642 | 3.712 | 3.7646 | 3.6767 | 3.4286 | 3.4678 | 3.497 | 3.7903 | 3.1132 | 2.7487 | 2.8904 | 2.3758 | 2.4828
Portfolio Adjusted1-in-10Size: Over 200kWOrange County2022August Monthly Peak | Portfolio Adjusted | 1-in-10 | Size: Over 200kW | Orange County | 2022 | August Monthly Peak | 8 | 146.9167 | 141.3995 | 137.0469 | 137.1832 | 150.4608 | 184.0629 | 216.944 | 241.1765 | 261.241 | 270.9726 | 282.0699 | 283.614 | 281.8915 | 279.3841 | 271.7638 | 255.1311 | 237.296 | 218.2928 | 205.8642 | 202.1084 | 195.5088 | 183.1532 | 169.5315 | 160.4724 | -2.1894 | -2.3277 | -1.6336 | -1.6842 | -1.8633 | -1.6953 | -2.3979 | -1.6569 | -1.2853 | -1.2244 | -1.9507 | -1.9174 | -1.0166 | 2.2878 | 11.5092 | 11.6669 | 10.9784 | 10.1611 | 3.5371 | 0.084049 | -0.85981 | -0.85577 | -0.7127 | -1.0284 | 79.2576 | 78.3776 | 77.5154 | 76.537 | 75.8788 | 75.3398 | 75.3646 | 75.9682 | 78.6152 | 83.4956 | 88.4391 | 93.119 | 97.0899 | 99.3763 | 100.2775 | 101.0554 | 101.1341 | 100.2095 | 99.4057 | 96.6763 | 92.4508 | 88.6822 | 86.053 | 83.9449 | 6.2164 | 5.5073 | 4.6703 | 2.7289 | 3.0156 | 4.236 | 3.8651 | 4.7288 | 4.565 | 4.2103 | 3.9654 | 4.0274 | 4.1062 | 4.1574 | 4.0525 | 3.7341 | 3.7218 | 3.7012 | 3.9867 | 3.3117 | 2.9117 | 3.0382 | 2.5041 | 2.6204
Portfolio Adjusted1-in-10Size: Over 200kWOrange County2022September Monthly Peak | Portfolio Adjusted | 1-in-10 | Size: Over 200kW | Orange County | 2022 | September Monthly Peak | 9 | 145.1752 | 140.2864 | 135.3605 | 136.6533 | 150.0757 | 185.4953 | 221.6347 | 245.1688 | 267.9871 | 278.736 | 288.4093 | 289.4356 | 287.3599 | 285.7991 | 277.3604 | 258.945 | 240.2684 | 220.5156 | 210.0516 | 207.7556 | 196.9662 | 183.7162 | 169.6719 | 160.0584 | -2.2198 | -2.3626 | -1.6524 | -1.7028 | -1.8845 | -1.741 | -2.4898 | -1.7101 | -1.3354 | -1.2673 | -2.01 | -1.9773 | -1.0626 | 2.3093 | 11.721 | 11.8251 | 11.0955 | 10.2644 | 3.6288 | 0.082634 | -0.87757 | -0.87416 | -0.73349 | -1.0441 | 81.2614 | 80.3116 | 79.4059 | 78.9993 | 78.2611 | 77.9324 | 77.3091 | 76.8117 | 78.8182 | 82.8724 | 87.4341 | 92.0243 | 95.3242 | 97.2847 | 98.2635 | 98.9112 | 99.0603 | 97.8539 | 95.9786 | 92.6478 | 88.6056 | 85.1991 | 82.5697 | 80.4443 | 6.1566 | 5.4763 | 4.6232 | 2.7245 | 3.0146 | 4.2786 | 3.9576 | 4.8179 | 4.6934 | 4.3406 | 4.0636 | 4.1194 | 4.1953 | 4.2624 | 4.1452 | 3.7984 | 3.7769 | 3.7473 | 4.077 | 3.4119 | 2.94 | 3.0544 | 2.5118 | 2.6195
Portfolio Adjusted1-in-10Size: Over 200kWOrange County2022October Monthly Peak | Portfolio Adjusted | 1-in-10 | Size: Over 200kW | Orange County | 2022 | October Monthly Peak | 10 | 119.8772 | 116.0539 | 113.0928 | 114.6954 | 126.1589 | 155.8825 | 188.1438 | 208.8459 | 225.523 | 232.5933 | 241.2877 | 245.6414 | 245.8701 | 244.5588 | 237.2028 | 220.9919 | 204.8056 | 194.1551 | 181.8892 | 174.9876 | 166.3875 | 154.859 | 143.6141 | 134.8493 | -0.5563 | -0.74982 | -0.48999 | -0.85103 | -0.98517 | -0.71433 | -1.1802 | -0.85474 | -0.73357 | -0.88005 | -1.327 | -1.2016 | -0.29307 | 2.7042 | 10.6142 | 10.4709 | 9.9354 | 9.0435 | 2.6748 | 0.15644 | -0.47862 | -0.37296 | -0.15253 | -0.45552 | 76.0625 | 74.3324 | 73.004 | 71.7832 | 70.8328 | 70.1602 | 69.6223 | 69.5506 | 71.0785 | 75.4245 | 81.2516 | 86.919 | 91.6799 | 94.8559 | 96.0534 | 96.7207 | 96.5912 | 95.0362 | 91.9498 | 87.3133 | 82.7377 | 79.7097 | 77.6436 | 75.8095 | 4.8879 | 4.3558 | 3.7139 | 2.1986 | 2.4366 | 3.4571 | 3.2301 | 3.946 | 3.7976 | 3.4826 | 3.2687 | 3.3614 | 3.4513 | 3.5069 | 3.4085 | 3.1169 | 3.0955 | 3.1723 | 3.3944 | 2.7631 | 2.3879 | 2.4755 | 2.0442 | 2.122
Portfolio Adjusted1-in-10Size: Over 200kWOrange County2022November Monthly Peak | Portfolio Adjusted | 1-in-10 | Size: Over 200kW | Orange County | 2022 | November Monthly Peak | 11 | 123.4111 | 119.818 | 115.9409 | 115.9892 | 127.0916 | 155.6101 | 184.5404 | 203.6103 | 218.2821 | 226.5854 | 234.1704 | 238.0044 | 238.2599 | 237.4707 | 229.3447 | 213.4755 | 198.608 | 190.7063 | 179.275 | 172.3121 | 164.9804 | 154.1904 | 142.3949 | 133.5399 | 0.75369 | 0.48096 | 0.41903 | -0.27059 | -0.38347 | 0.041196 | -0.23378 | -0.24103 | -0.32884 | -0.68287 | -0.94061 | -0.69828 | 0.31852 | 3.3394 | 10.8384 | 10.4841 | 10.1022 | 8.8889 | 2.1714 | 0.24035 | -0.21169 | -0.0057118 | 0.31734 | -0.027229 | 70.291 | 68.2344 | 67.646 | 66.2804 | 65.1646 | 64.0411 | 64.2996 | 64.6571 | 66.9973 | 71.559 | 77.789 | 83.1397 | 86.4278 | 88.1734 | 89.1728 | 89.0352 | 87.7873 | 85.1783 | 81.7366 | 78.7651 | 76.1218 | 73.915 | 72.0375 | 71.0461 | 5.0951 | 4.5535 | 3.8551 | 2.2513 | 2.4854 | 3.4943 | 3.208 | 3.8953 | 3.7217 | 3.4351 | 3.2121 | 3.2977 | 3.3864 | 3.4479 | 3.3369 | 3.0486 | 3.0394 | 3.155 | 3.3875 | 2.755 | 2.3974 | 2.4957 | 2.0522 | 2.1277
Portfolio Adjusted1-in-10Size: Over 200kWOrange County2022December Monthly Peak | Portfolio Adjusted | 1-in-10 | Size: Over 200kW | Orange County | 2022 | December Monthly Peak | 12 | 119.3755 | 115.1092 | 112.2912 | 113.8017 | 124.9885 | 152.1269 | 183.0969 | 198.0756 | 208.7323 | 207.7752 | 207.1989 | 203.94 | 199.014 | 194.514 | 186.9988 | 174.4822 | 165.0153 | 162.5602 | 155.4554 | 152.6677 | 148.2724 | 141.3072 | 132.6255 | 125.4803 | 1.9715 | 1.6297 | 1.27 | 0.29511 | 0.20284 | 0.75435 | 0.6557 | 0.32349 | 0.038525 | -0.47128 | -0.53473 | -0.21172 | 0.75341 | 3.3013 | 9.2919 | 8.8615 | 8.7695 | 7.5821 | 1.4924 | 0.28699 | 0.038528 | 0.31926 | 0.7182 | 0.3601 | 45.0709 | 44.4609 | 44.2837 | 44.5676 | 44.8006 | 44.7062 | 44.9005 | 44.8336 | 45.4304 | 46.5799 | 47.6592 | 49.1651 | 50.2951 | 50.862 | 51.1567 | 51.1098 | 50.6093 | 49.7077 | 48.4811 | 47.2729 | 46.2418 | 45.7053 | 45.3184 | 44.4472 | 5.2261 | 4.6387 | 3.9592 | 2.3422 | 2.5918 | 3.6223 | 3.3751 | 4.0182 | 3.7738 | 3.3402 | 3.0137 | 2.9964 | 2.9994 | 2.9948 | 2.8851 | 2.6422 | 2.6778 | 2.8517 | 3.1148 | 2.5883 | 2.2847 | 2.4253 | 2.0269 | 2.12
Portfolio Adjusted1-in-10Size: Over 200kWOrange County2022Typical Event Day | Portfolio Adjusted | 1-in-10 | Size: Over 200kW | Orange County | 2022 | Typical Event Day | 8 | 144.9144 | 139.5374 | 135.2554 | 135.5323 | 148.6354 | 181.4129 | 213.2923 | 236.0994 | 254.6815 | 263.9024 | 274.4364 | 276.0052 | 274.3361 | 272.1236 | 264.7307 | 248.884 | 231.6982 | 213.5014 | 201.3616 | 197.8068 | 191.7344 | 180.1362 | 166.7799 | 157.9944 | -1.5348 | -1.7108 | -1.1811 | -1.3874 | -1.555 | -1.3182 | -1.9292 | -1.3465 | -1.0747 | -1.111 | -1.7347 | -1.6493 | -0.7111 | 2.5563 | 11.4779 | 11.554 | 10.9382 | 9.9408 | 3.2503 | 0.122 | -0.72068 | -0.67034 | -0.48101 | -0.81136 | 78.2603 | 77.1004 | 76.0034 | 75.0587 | 74.1592 | 73.5176 | 73.0689 | 73.414 | 76.2428 | 81.0279 | 86.1008 | 90.7566 | 94.2 | 96.2696 | 97.4305 | 97.9675 | 98.0686 | 97.1478 | 95.6918 | 92.7401 | 88.6295 | 84.8501 | 82.205 | 80.1865 | 6.0043 | 5.3218 | 4.5134 | 2.64 | 2.9171 | 4.0883 | 3.7211 | 4.533 | 4.3578 | 4.0152 | 3.7779 | 3.8379 | 3.9131 | 3.9652 | 3.8655 | 3.5669 | 3.5585 | 3.5447 | 3.8185 | 3.1739 | 2.7961 | 2.9261 | 2.4123 | 2.5263
Portfolio Adjusted1-in-10Size: Over 200kWOrange County2023January Monthly Peak | Portfolio Adjusted | 1-in-10 | Size: Over 200kW | Orange County | 2023 | January Monthly Peak | 1 | 121.9076 | 116.8069 | 114.2396 | 115.7265 | 127.946 | 158.855 | 194.2628 | 212.7203 | 224.5817 | 222.9682 | 222.499 | 220.0971 | 215.9226 | 211.2284 | 202.7208 | 188.3753 | 176.4092 | 172.2757 | 165.7797 | 163.4704 | 158.1027 | 150.5662 | 140.8619 | 132.4168 | 2.0133 | 1.6537 | 1.292 | 0.3001 | 0.20764 | 0.78771 | 0.69569 | 0.34741 | 0.04145 | -0.50574 | -0.57421 | -0.22849 | 0.81742 | 3.585 | 10.0731 | 9.567 | 9.3751 | 8.0352 | 1.5916 | 0.3073 | 0.041082 | 0.34017 | 0.7628 | 0.38001 | 45.9493 | 45.1684 | 44.1825 | 43.4532 | 43.1512 | 42.5868 | 42.1217 | 42.0422 | 42.5521 | 44.8717 | 47.469 | 49.2796 | 51.0765 | 52.0723 | 52.7224 | 52.6851 | 51.5266 | 49.8794 | 47.4458 | 46.0597 | 45.2341 | 44.7816 | 44.2107 | 43.4604 | 5.3369 | 4.7071 | 4.0279 | 2.3818 | 2.6532 | 3.7825 | 3.5809 | 4.3153 | 4.0603 | 3.5844 | 3.2363 | 3.2337 | 3.2542 | 3.2521 | 3.1276 | 2.8526 | 2.8627 | 3.0222 | 3.3217 | 2.7714 | 2.4362 | 2.5842 | 2.1527 | 2.2372
Portfolio Adjusted1-in-10Size: Over 200kWOrange County2023February Monthly Peak | Portfolio Adjusted | 1-in-10 | Size: Over 200kW | Orange County | 2023 | February Monthly Peak | 2 | 117.319 | 112.9195 | 110.3582 | 112.1584 | 123.7842 | 152.6864 | 185.0855 | 201.5117 | 212.091 | 212.3874 | 213.886 | 213.7936 | 211.1973 | 208.2113 | 200.533 | 187.0976 | 174.9865 | 170.2458 | 162.382 | 158.9278 | 153.5075 | 146.1133 | 136.4115 | 128.3933 | 1.9375 | 1.5987 | 1.2481 | 0.29085 | 0.20089 | 0.75712 | 0.66282 | 0.32911 | 0.039145 | -0.48174 | -0.55198 | -0.22195 | 0.79953 | 3.5338 | 9.9644 | 9.5022 | 9.2994 | 7.9405 | 1.5589 | 0.29876 | 0.039888 | 0.33011 | 0.7387 | 0.36846 | 51.5378 | 51.8117 | 51.3798 | 50.8617 | 50.7707 | 50.0416 | 48.9309 | 49.3826 | 50.4015 | 52.6623 | 54.8496 | 55.87 | 56.7089 | 57.9668 | 59.0811 | 59.3532 | 58.5489 | 58.1463 | 56.586 | 55.1309 | 53.9097 | 52.4167 | 51.6908 | 50.8989 | 5.136 | 4.5504 | 3.8911 | 2.3084 | 2.5669 | 3.6357 | 3.4117 | 4.0879 | 3.8345 | 3.4143 | 3.111 | 3.1411 | 3.183 | 3.2056 | 3.0939 | 2.8332 | 2.8396 | 2.9866 | 3.2536 | 2.6944 | 2.3654 | 2.5078 | 2.0847 | 2.1692
Portfolio Adjusted1-in-10Size: Over 200kWOrange County2023March Monthly Peak | Portfolio Adjusted | 1-in-10 | Size: Over 200kW | Orange County | 2023 | March Monthly Peak | 3 | 120.0969 | 115.5043 | 112.4464 | 113.6737 | 123.5145 | 151.7756 | 178.885 | 196.7526 | 208.8846 | 213.9124 | 220.0254 | 222.8027 | 223.2864 | 224.3317 | 217.2016 | 204.2307 | 189.8367 | 177.3104 | 166.7002 | 165.7138 | 161.1045 | 152.5619 | 140.6879 | 131.5957 | 1.9834 | 1.6353 | 1.2717 | 0.29478 | 0.20045 | 0.75261 | 0.64062 | 0.32133 | 0.038553 | -0.4852 | -0.56783 | -0.2313 | 0.8453 | 3.8074 | 10.7926 | 10.3723 | 10.0886 | 8.27 | 1.6004 | 0.31152 | 0.041862 | 0.34468 | 0.76186 | 0.37765 | 62.2169 | 60.4255 | 58.6945 | 57.9104 | 57.4423 | 57.0706 | 57.0319 | 57.2675 | 58.2788 | 61.9432 | 66.1721 | 70.6922 | 74.4012 | 76.4374 | 77.4258 | 78.0834 | 78.2033 | 77.5636 | 76.0095 | 73.2897 | 69.845 | 66.8212 | 64.4179 | 61.8008 | 5.2577 | 4.6546 | 3.9647 | 2.3395 | 2.5613 | 3.614 | 3.2974 | 3.9914 | 3.7765 | 3.4388 | 3.2003 | 3.2735 | 3.3652 | 3.4538 | 3.351 | 3.0927 | 3.0806 | 3.1105 | 3.3401 | 2.8094 | 2.4824 | 2.6184 | 2.1501 | 2.2233
Portfolio Adjusted1-in-10Size: Over 200kWOrange County2023April Monthly Peak | Portfolio Adjusted | 1-in-10 | Size: Over 200kW | Orange County | 2023 | April Monthly Peak | 4 | 123.258 | 118.6918 | 115.4208 | 116.4203 | 126.4102 | 155.8971 | 184.123 | 205.0459 | 220.8966 | 228.7378 | 237.8636 | 242.0702 | 243.4182 | 244.6707 | 237.3825 | 222.5899 | 206.1065 | 190.7071 | 178.3187 | 175.9688 | 169.7053 | 158.9286 | 146.2408 | 136.5866 | 0.29727 | 0.048956 | 0.10178 | -0.47523 | -0.58968 | -0.21855 | -0.55018 | -0.44781 | -0.4654 | -0.74991 | -1.0767 | -0.87315 | 0.11377 | 3.1879 | 11.0133 | 10.7993 | 10.3168 | 8.8869 | 2.3188 | 0.21515 | -0.31073 | -0.13547 | 0.16045 | -0.17691 | 72.2566 | 70.2738 | 68.5389 | 66.7299 | 65.7959 | 65.0804 | 64.404 | 64.5662 | 67.7345 | 73.4304 | 79.8164 | 85.7013 | 89.5654 | 91.5443 | 92.2852 | 92.8744 | 92.8398 | 92.0063 | 90.4213 | 86.83 | 81.7749 | 77.6989 | 74.9034 | 72.6485 | 5.0367 | 4.4645 | 3.7986 | 2.2365 | 2.4468 | 3.4649 | 3.168 | 3.8826 | 3.7277 | 3.4323 | 3.2294 | 3.3197 | 3.4243 | 3.5161 | 3.4185 | 3.1462 | 3.1219 | 3.1227 | 3.335 | 2.7846 | 2.4408 | 2.5461 | 2.0861 | 2.154
Portfolio Adjusted1-in-10Size: Over 200kWOrange County2023May Monthly Peak | Portfolio Adjusted | 1-in-10 | Size: Over 200kW | Orange County | 2023 | May Monthly Peak | 5 | 129.7201 | 124.9643 | 120.8524 | 121.7975 | 133.3281 | 164.1308 | 193.5261 | 218.0307 | 237.2682 | 247.1909 | 256.579 | 260.9706 | 261.1828 | 260.3494 | 252.6255 | 235.591 | 218.2217 | 201.6748 | 189.1769 | 184.3099 | 179.8035 | 167.8995 | 154.7102 | 145.0699 | -0.61201 | -0.81682 | -0.53052 | -0.90819 | -1.0458 | -0.75785 | -1.221 | -0.8969 | -0.77475 | -0.93665 | -1.4139 | -1.2802 | -0.31607 | 2.8732 | 11.2997 | 11.1597 | 10.5826 | 9.3937 | 2.7855 | 0.16411 | -0.51927 | -0.40723 | -0.16798 | -0.49336 | 75.6445 | 73.8394 | 72.2507 | 71.6009 | 70.8403 | 69.8401 | 69.3117 | 69.6638 | 73.3142 | 79.2497 | 84.4319 | 88.2985 | 90.9584 | 93.1288 | 94.5234 | 94.9138 | 94.7976 | 93.7549 | 92.1475 | 89.4637 | 85.3952 | 80.8811 | 78.2165 | 75.9677 | 5.2898 | 4.6908 | 3.9691 | 2.335 | 2.5753 | 3.6404 | 3.3229 | 4.12 | 3.9958 | 3.7015 | 3.4763 | 3.5716 | 3.6666 | 3.7337 | 3.6305 | 3.3231 | 3.2986 | 3.2955 | 3.5308 | 2.9106 | 2.5807 | 2.6842 | 2.2024 | 2.283
Portfolio Adjusted1-in-10Size: Over 200kWOrange County2023June Monthly Peak | Portfolio Adjusted | 1-in-10 | Size: Over 200kW | Orange County | 2023 | June Monthly Peak | 6 | 137.2903 | 132.5067 | 127.935 | 129.0961 | 140.573 | 170.0444 | 197.8678 | 218.4445 | 234.4947 | 243.0478 | 252.265 | 255.5857 | 254.5329 | 252.5447 | 245.9179 | 233.2168 | 218.6579 | 203.4907 | 192.6591 | 186.7464 | 182.0933 | 172.3085 | 159.0389 | 150.1428 | -0.34312 | -0.57959 | -0.35174 | -0.82704 | -0.96353 | -0.61501 | -1.0439 | -0.76743 | -0.68117 | -0.88232 | -1.3129 | -1.1505 | -0.17515 | 2.9437 | 11.1272 | 11.1305 | 10.71 | 9.4796 | 2.7336 | 0.18559 | -0.46599 | -0.33358 | -0.064649 | -0.41223 | 73.5048 | 72.0936 | 70.7965 | 69.8053 | 68.5049 | 67.6475 | 67.2648 | 68.1119 | 71.6265 | 76.8764 | 82.3236 | 87.0356 | 90.6764 | 93.26 | 95.1018 | 95.9857 | 96.335 | 95.169 | 93.5488 | 90.4033 | 86.1424 | 82.1353 | 79.3865 | 77.2478 | 5.5878 | 4.9644 | 4.1937 | 2.4702 | 2.7101 | 3.7644 | 3.391 | 4.1199 | 3.9415 | 3.6325 | 3.4113 | 3.4912 | 3.5665 | 3.6149 | 3.5274 | 3.2833 | 3.2989 | 3.3188 | 3.5889 | 2.9435 | 2.6086 | 2.7495 | 2.2597 | 2.3584
Portfolio Adjusted1-in-10Size: Over 200kWOrange County2023July Monthly Peak | Portfolio Adjusted | 1-in-10 | Size: Over 200kW | Orange County | 2023 | July Monthly Peak | 7 | 144.0879 | 138.7871 | 134.5197 | 135.3572 | 147.5343 | 178.4249 | 207.0891 | 228.1095 | 243.9489 | 252.5311 | 260.9701 | 262.8305 | 261.1452 | 259.2607 | 252.6834 | 240.0668 | 226.5848 | 211.3637 | 200.5761 | 194.7074 | 189.14 | 178.5646 | 164.8338 | 155.8139 | -1.3937 | -1.5774 | -1.0834 | -1.3267 | -1.4831 | -1.2226 | -1.7845 | -1.2443 | -0.99296 | -1.0465 | -1.6165 | -1.5266 | -0.62048 | 2.502 | 11.0098 | 11.1802 | 10.7423 | 9.8419 | 3.1932 | 0.12842 | -0.68517 | -0.62831 | -0.42904 | -0.7579 | 79.0173 | 77.6188 | 76.2958 | 74.8931 | 73.9919 | 73.1506 | 72.3373 | 72.7641 | 75.9111 | 80.8671 | 86.2063 | 90.8475 | 93.7095 | 95.1572 | 96.0793 | 95.9179 | 95.7448 | 95.3588 | 93.834 | 91.233 | 87.3193 | 83.3836 | 80.8109 | 79.1092 | 5.9492 | 5.2748 | 4.4732 | 2.6274 | 2.8854 | 4.0069 | 3.6002 | 4.3643 | 4.1596 | 3.8288 | 3.58 | 3.642 | 3.712 | 3.7646 | 3.6767 | 3.4286 | 3.4678 | 3.497 | 3.7903 | 3.1132 | 2.7487 | 2.8904 | 2.3758 | 2.4828
Portfolio Adjusted1-in-10Size: Over 200kWOrange County2023August Monthly Peak | Portfolio Adjusted | 1-in-10 | Size: Over 200kW | Orange County | 2023 | August Monthly Peak | 8 | 146.9167 | 141.3995 | 137.0469 | 137.1832 | 150.4608 | 184.0629 | 216.944 | 241.1765 | 261.241 | 270.9726 | 282.0699 | 283.614 | 281.8915 | 279.3841 | 271.7638 | 255.1312 | 237.296 | 218.2928 | 205.8642 | 202.1084 | 195.5088 | 183.1532 | 169.5315 | 160.4724 | -2.1894 | -2.3277 | -1.6336 | -1.6842 | -1.8633 | -1.6953 | -2.3979 | -1.6569 | -1.2853 | -1.2244 | -1.9507 | -1.9174 | -1.0166 | 2.2878 | 11.5092 | 11.6669 | 10.9784 | 10.1611 | 3.5371 | 0.084049 | -0.85981 | -0.85577 | -0.7127 | -1.0284 | 79.2576 | 78.3776 | 77.5154 | 76.537 | 75.8788 | 75.3398 | 75.3646 | 75.9682 | 78.6152 | 83.4956 | 88.4391 | 93.119 | 97.0899 | 99.3763 | 100.2775 | 101.0554 | 101.1341 | 100.2095 | 99.4058 | 96.6763 | 92.4508 | 88.6822 | 86.053 | 83.9449 | 6.2164 | 5.5073 | 4.6703 | 2.7289 | 3.0156 | 4.236 | 3.8651 | 4.7288 | 4.565 | 4.2103 | 3.9654 | 4.0274 | 4.1062 | 4.1574 | 4.0525 | 3.7341 | 3.7218 | 3.7012 | 3.9867 | 3.3117 | 2.9117 | 3.0382 | 2.5041 | 2.6204
Portfolio Adjusted1-in-10Size: Over 200kWOrange County2023September Monthly Peak | Portfolio Adjusted | 1-in-10 | Size: Over 200kW | Orange County | 2023 | September Monthly Peak | 9 | 145.1752 | 140.2864 | 135.3605 | 136.6533 | 150.0757 | 185.4953 | 221.6347 | 245.1688 | 267.9871 | 278.736 | 288.4093 | 289.4356 | 287.3599 | 285.7991 | 277.3604 | 258.945 | 240.2684 | 220.5156 | 210.0516 | 207.7556 | 196.9662 | 183.7162 | 169.6719 | 160.0584 | -2.2198 | -2.3626 | -1.6524 | -1.7028 | -1.8845 | -1.741 | -2.4898 | -1.7101 | -1.3354 | -1.2673 | -2.01 | -1.9773 | -1.0626 | 2.3093 | 11.721 | 11.8251 | 11.0955 | 10.2644 | 3.6288 | 0.082634 | -0.87757 | -0.87416 | -0.73349 | -1.0441 | 81.2614 | 80.3116 | 79.4059 | 78.9993 | 78.2611 | 77.9324 | 77.3091 | 76.8117 | 78.8182 | 82.8724 | 87.4341 | 92.0243 | 95.3242 | 97.2847 | 98.2635 | 98.9112 | 99.0603 | 97.8539 | 95.9786 | 92.6478 | 88.6056 | 85.1991 | 82.5697 | 80.4443 | 6.1566 | 5.4763 | 4.6232 | 2.7245 | 3.0146 | 4.2786 | 3.9576 | 4.8179 | 4.6934 | 4.3406 | 4.0636 | 4.1194 | 4.1953 | 4.2624 | 4.1452 | 3.7984 | 3.7769 | 3.7473 | 4.077 | 3.4119 | 2.94 | 3.0544 | 2.5118 | 2.6195
Portfolio Adjusted1-in-10Size: Over 200kWOrange County2023October Monthly Peak | Portfolio Adjusted | 1-in-10 | Size: Over 200kW | Orange County | 2023 | October Monthly Peak | 10 | 119.8772 | 116.0539 | 113.0928 | 114.6954 | 126.1589 | 155.8825 | 188.1438 | 208.8459 | 225.523 | 232.5933 | 241.2877 | 245.6414 | 245.8701 | 244.5588 | 237.2029 | 220.9919 | 204.8056 | 194.1551 | 181.8892 | 174.9876 | 166.3875 | 154.859 | 143.6141 | 134.8493 | -0.5563 | -0.74982 | -0.48999 | -0.85103 | -0.98517 | -0.71433 | -1.1802 | -0.85474 | -0.73357 | -0.88005 | -1.327 | -1.2016 | -0.29307 | 2.7042 | 10.6142 | 10.4709 | 9.9354 | 9.0435 | 2.6748 | 0.15644 | -0.47862 | -0.37296 | -0.15253 | -0.45552 | 76.0625 | 74.3324 | 73.004 | 71.7832 | 70.8328 | 70.1602 | 69.6223 | 69.5506 | 71.0785 | 75.4245 | 81.2516 | 86.919 | 91.6799 | 94.8559 | 96.0534 | 96.7207 | 96.5912 | 95.0362 | 91.9498 | 87.3133 | 82.7377 | 79.7097 | 77.6436 | 75.8095 | 4.8879 | 4.3558 | 3.7139 | 2.1986 | 2.4366 | 3.4571 | 3.2301 | 3.946 | 3.7976 | 3.4826 | 3.2687 | 3.3614 | 3.4513 | 3.5069 | 3.4085 | 3.1169 | 3.0955 | 3.1723 | 3.3944 | 2.7631 | 2.3879 | 2.4755 | 2.0442 | 2.122
Portfolio Adjusted1-in-10Size: Over 200kWOrange County2023November Monthly Peak | Portfolio Adjusted | 1-in-10 | Size: Over 200kW | Orange County | 2023 | November Monthly Peak | 11 | 123.4111 | 119.818 | 115.9409 | 115.9892 | 127.0916 | 155.6101 | 184.5404 | 203.6103 | 218.2821 | 226.5854 | 234.1704 | 238.0044 | 238.2599 | 237.4707 | 229.3447 | 213.4755 | 198.608 | 190.7063 | 179.275 | 172.3121 | 164.9804 | 154.1904 | 142.3949 | 133.5399 | 0.75369 | 0.48096 | 0.41903 | -0.27059 | -0.38347 | 0.041196 | -0.23378 | -0.24103 | -0.32884 | -0.68287 | -0.94061 | -0.69828 | 0.31852 | 3.3394 | 10.8384 | 10.4841 | 10.1022 | 8.8889 | 2.1714 | 0.24035 | -0.21169 | -0.0057118 | 0.31734 | -0.027229 | 70.291 | 68.2344 | 67.6459 | 66.2804 | 65.1646 | 64.0411 | 64.2996 | 64.6571 | 66.9973 | 71.559 | 77.789 | 83.1397 | 86.4278 | 88.1734 | 89.1728 | 89.0352 | 87.7873 | 85.1783 | 81.7366 | 78.7651 | 76.1218 | 73.915 | 72.0375 | 71.0461 | 5.0951 | 4.5535 | 3.8551 | 2.2513 | 2.4854 | 3.4943 | 3.208 | 3.8953 | 3.7217 | 3.4351 | 3.2121 | 3.2977 | 3.3864 | 3.4479 | 3.3369 | 3.0486 | 3.0394 | 3.155 | 3.3875 | 2.755 | 2.3974 | 2.4957 | 2.0522 | 2.1277
Portfolio Adjusted1-in-10Size: Over 200kWOrange County2023December Monthly Peak | Portfolio Adjusted | 1-in-10 | Size: Over 200kW | Orange County | 2023 | December Monthly Peak | 12 | 119.3755 | 115.1092 | 112.2912 | 113.8017 | 124.9885 | 152.1269 | 183.0969 | 198.0756 | 208.7323 | 207.7752 | 207.1989 | 203.94 | 199.0139 | 194.514 | 186.9988 | 174.4822 | 165.0153 | 162.5602 | 155.4554 | 152.6678 | 148.2724 | 141.3072 | 132.6255 | 125.4803 | 1.9715 | 1.6297 | 1.27 | 0.29511 | 0.20284 | 0.75435 | 0.6557 | 0.32349 | 0.038525 | -0.47128 | -0.53473 | -0.21172 | 0.75341 | 3.3013 | 9.2919 | 8.8615 | 8.7695 | 7.5821 | 1.4924 | 0.28699 | 0.038528 | 0.31926 | 0.7182 | 0.3601 | 45.0709 | 44.4609 | 44.2837 | 44.5676 | 44.8006 | 44.7062 | 44.9005 | 44.8336 | 45.4304 | 46.5799 | 47.6592 | 49.1651 | 50.2951 | 50.862 | 51.1567 | 51.1098 | 50.6093 | 49.7077 | 48.4811 | 47.2729 | 46.2418 | 45.7052 | 45.3185 | 44.4472 | 5.2261 | 4.6387 | 3.9592 | 2.3422 | 2.5918 | 3.6223 | 3.3751 | 4.0182 | 3.7738 | 3.3402 | 3.0137 | 2.9964 | 2.9994 | 2.9948 | 2.8851 | 2.6422 | 2.6778 | 2.8517 | 3.1148 | 2.5883 | 2.2847 | 2.4253 | 2.0269 | 2.12
Portfolio Adjusted1-in-10Size: Over 200kWOrange County2023Typical Event Day | Portfolio Adjusted | 1-in-10 | Size: Over 200kW | Orange County | 2023 | Typical Event Day | 8 | 144.9144 | 139.5374 | 135.2554 | 135.5323 | 148.6354 | 181.4129 | 213.2923 | 236.0994 | 254.6815 | 263.9024 | 274.4364 | 276.0052 | 274.3361 | 272.1236 | 264.7307 | 248.884 | 231.6982 | 213.5014 | 201.3616 | 197.8067 | 191.7344 | 180.1362 | 166.7799 | 157.9944 | -1.5348 | -1.7108 | -1.1811 | -1.3874 | -1.555 | -1.3182 | -1.9292 | -1.3465 | -1.0747 | -1.111 | -1.7347 | -1.6493 | -0.7111 | 2.5563 | 11.4779 | 11.554 | 10.9382 | 9.9408 | 3.2503 | 0.122 | -0.72068 | -0.67034 | -0.48101 | -0.81136 | 78.2603 | 77.1004 | 76.0034 | 75.0587 | 74.1592 | 73.5176 | 73.0689 | 73.414 | 76.2428 | 81.0279 | 86.1008 | 90.7566 | 94.2 | 96.2696 | 97.4305 | 97.9675 | 98.0686 | 97.1478 | 95.6918 | 92.7401 | 88.6295 | 84.8501 | 82.205 | 80.1865 | 6.0043 | 5.3218 | 4.5134 | 2.64 | 2.9171 | 4.0883 | 3.7211 | 4.533 | 4.3578 | 4.0152 | 3.7779 | 3.8379 | 3.9131 | 3.9652 | 3.8655 | 3.5669 | 3.5585 | 3.5447 | 3.8185 | 3.1739 | 2.7961 | 2.9261 | 2.4123 | 2.5263
Portfolio Adjusted1-in-10Size: Over 200kWOrange County2024January Monthly Peak | Portfolio Adjusted | 1-in-10 | Size: Over 200kW | Orange County | 2024 | January Monthly Peak | 1 | 121.9076 | 116.8069 | 114.2396 | 115.7265 | 127.946 | 158.855 | 194.2629 | 212.7203 | 224.5817 | 222.9683 | 222.499 | 220.097 | 215.9226 | 211.2284 | 202.7208 | 188.3753 | 176.4092 | 172.2757 | 165.7797 | 163.4704 | 158.1027 | 150.5662 | 140.8619 | 132.4168 | 2.0133 | 1.6537 | 1.292 | 0.3001 | 0.20764 | 0.78771 | 0.69569 | 0.34741 | 0.04145 | -0.50574 | -0.57421 | -0.22849 | 0.81742 | 3.585 | 10.0731 | 9.567 | 9.3751 | 8.0352 | 1.5916 | 0.3073 | 0.041082 | 0.34017 | 0.7628 | 0.38001 | 45.9493 | 45.1684 | 44.1825 | 43.4532 | 43.1512 | 42.5868 | 42.1217 | 42.0422 | 42.5521 | 44.8717 | 47.469 | 49.2796 | 51.0765 | 52.0723 | 52.7224 | 52.6851 | 51.5266 | 49.8794 | 47.4458 | 46.0597 | 45.2341 | 44.7816 | 44.2107 | 43.4604 | 5.3369 | 4.7071 | 4.0279 | 2.3818 | 2.6532 | 3.7825 | 3.5809 | 4.3153 | 4.0603 | 3.5844 | 3.2363 | 3.2337 | 3.2542 | 3.2521 | 3.1276 | 2.8526 | 2.8627 | 3.0222 | 3.3217 | 2.7714 | 2.4362 | 2.5842 | 2.1527 | 2.2372
Portfolio Adjusted1-in-10Size: Over 200kWOrange County2024February Monthly Peak | Portfolio Adjusted | 1-in-10 | Size: Over 200kW | Orange County | 2024 | February Monthly Peak | 2 | 117.319 | 112.9195 | 110.3582 | 112.1584 | 123.7841 | 152.6865 | 185.0855 | 201.5117 | 212.091 | 212.3874 | 213.886 | 213.7936 | 211.1973 | 208.2113 | 200.533 | 187.0976 | 174.9865 | 170.2458 | 162.382 | 158.9278 | 153.5075 | 146.1133 | 136.4115 | 128.3933 | 1.9375 | 1.5987 | 1.2481 | 0.29085 | 0.20089 | 0.75712 | 0.66282 | 0.32911 | 0.039145 | -0.48174 | -0.55198 | -0.22195 | 0.79953 | 3.5338 | 9.9644 | 9.5022 | 9.2994 | 7.9405 | 1.5589 | 0.29876 | 0.039888 | 0.33011 | 0.7387 | 0.36846 | 51.5378 | 51.8117 | 51.3798 | 50.8617 | 50.7707 | 50.0416 | 48.9309 | 49.3826 | 50.4015 | 52.6623 | 54.8496 | 55.87 | 56.7089 | 57.9668 | 59.0811 | 59.3532 | 58.5489 | 58.1463 | 56.586 | 55.1309 | 53.9097 | 52.4167 | 51.6908 | 50.8989 | 5.136 | 4.5504 | 3.8911 | 2.3084 | 2.5669 | 3.6357 | 3.4117 | 4.0879 | 3.8345 | 3.4143 | 3.111 | 3.1411 | 3.183 | 3.2056 | 3.0939 | 2.8332 | 2.8396 | 2.9866 | 3.2536 | 2.6944 | 2.3654 | 2.5078 | 2.0847 | 2.1692
Portfolio Adjusted1-in-10Size: Over 200kWOrange County2024March Monthly Peak | Portfolio Adjusted | 1-in-10 | Size: Over 200kW | Orange County | 2024 | March Monthly Peak | 3 | 120.0969 | 115.5043 | 112.4464 | 113.6737 | 123.5145 | 151.7756 | 178.885 | 196.7526 | 208.8846 | 213.9124 | 220.0254 | 222.8027 | 223.2864 | 224.3317 | 217.2016 | 204.2307 | 189.8367 | 177.3104 | 166.7002 | 165.7138 | 161.1045 | 152.5619 | 140.6879 | 131.5957 | 1.9834 | 1.6353 | 1.2717 | 0.29478 | 0.20045 | 0.75261 | 0.64062 | 0.32133 | 0.038553 | -0.4852 | -0.56783 | -0.2313 | 0.8453 | 3.8074 | 10.7926 | 10.3723 | 10.0886 | 8.27 | 1.6004 | 0.31152 | 0.041862 | 0.34468 | 0.76186 | 0.37765 | 62.2169 | 60.4255 | 58.6945 | 57.9104 | 57.4423 | 57.0706 | 57.0319 | 57.2675 | 58.2788 | 61.9432 | 66.1721 | 70.6922 | 74.4012 | 76.4374 | 77.4258 | 78.0834 | 78.2033 | 77.5636 | 76.0095 | 73.2897 | 69.845 | 66.8212 | 64.4179 | 61.8008 | 5.2577 | 4.6546 | 3.9647 | 2.3395 | 2.5613 | 3.614 | 3.2974 | 3.9914 | 3.7765 | 3.4388 | 3.2003 | 3.2735 | 3.3652 | 3.4538 | 3.351 | 3.0927 | 3.0806 | 3.1105 | 3.3401 | 2.8094 | 2.4824 | 2.6184 | 2.1501 | 2.2233
Portfolio Adjusted1-in-10Size: Over 200kWOrange County2024April Monthly Peak | Portfolio Adjusted | 1-in-10 | Size: Over 200kW | Orange County | 2024 | April Monthly Peak | 4 | 123.258 | 118.6918 | 115.4208 | 116.4203 | 126.4102 | 155.8971 | 184.123 | 205.0459 | 220.8966 | 228.7378 | 237.8636 | 242.0702 | 243.4182 | 244.6707 | 237.3826 | 222.5899 | 206.1065 | 190.7072 | 178.3187 | 175.9688 | 169.7053 | 158.9286 | 146.2408 | 136.5866 | 0.29727 | 0.048956 | 0.10178 | -0.47523 | -0.58968 | -0.21855 | -0.55018 | -0.44781 | -0.4654 | -0.74991 | -1.0767 | -0.87315 | 0.11377 | 3.1879 | 11.0133 | 10.7993 | 10.3168 | 8.8869 | 2.3188 | 0.21515 | -0.31073 | -0.13547 | 0.16045 | -0.17691 | 72.2566 | 70.2738 | 68.5389 | 66.7299 | 65.7959 | 65.0804 | 64.404 | 64.5662 | 67.7345 | 73.4304 | 79.8164 | 85.7013 | 89.5654 | 91.5443 | 92.2852 | 92.8744 | 92.8398 | 92.0063 | 90.4213 | 86.83 | 81.7749 | 77.6989 | 74.9034 | 72.6485 | 5.0367 | 4.4645 | 3.7986 | 2.2365 | 2.4468 | 3.4649 | 3.168 | 3.8826 | 3.7277 | 3.4323 | 3.2294 | 3.3197 | 3.4243 | 3.5161 | 3.4185 | 3.1462 | 3.1219 | 3.1227 | 3.335 | 2.7846 | 2.4408 | 2.5461 | 2.0861 | 2.154
Portfolio Adjusted1-in-10Size: Over 200kWOrange County2024May Monthly Peak | Portfolio Adjusted | 1-in-10 | Size: Over 200kW | Orange County | 2024 | May Monthly Peak | 5 | 129.7201 | 124.9643 | 120.8524 | 121.7975 | 133.3281 | 164.1308 | 193.5261 | 218.0307 | 237.2682 | 247.1909 | 256.579 | 260.9706 | 261.1828 | 260.3494 | 252.6255 | 235.591 | 218.2217 | 201.6748 | 189.1769 | 184.3099 | 179.8035 | 167.8995 | 154.7102 | 145.0698 | -0.61201 | -0.81682 | -0.53052 | -0.90819 | -1.0458 | -0.75785 | -1.221 | -0.8969 | -0.77475 | -0.93665 | -1.4139 | -1.2802 | -0.31607 | 2.8732 | 11.2997 | 11.1597 | 10.5826 | 9.3937 | 2.7855 | 0.16411 | -0.51927 | -0.40723 | -0.16798 | -0.49336 | 75.6445 | 73.8394 | 72.2507 | 71.6009 | 70.8403 | 69.8401 | 69.3117 | 69.6638 | 73.3142 | 79.2497 | 84.4319 | 88.2984 | 90.9584 | 93.1288 | 94.5235 | 94.9138 | 94.7976 | 93.7549 | 92.1475 | 89.4637 | 85.3952 | 80.8811 | 78.2165 | 75.9677 | 5.2898 | 4.6908 | 3.9691 | 2.335 | 2.5753 | 3.6404 | 3.3229 | 4.12 | 3.9958 | 3.7015 | 3.4763 | 3.5716 | 3.6666 | 3.7337 | 3.6305 | 3.3231 | 3.2986 | 3.2955 | 3.5308 | 2.9106 | 2.5807 | 2.6842 | 2.2024 | 2.283
Portfolio Adjusted1-in-10Size: Over 200kWOrange County2024June Monthly Peak | Portfolio Adjusted | 1-in-10 | Size: Over 200kW | Orange County | 2024 | June Monthly Peak | 6 | 137.2903 | 132.5067 | 127.935 | 129.0961 | 140.573 | 170.0444 | 197.8678 | 218.4445 | 234.4947 | 243.0478 | 252.265 | 255.5857 | 254.5329 | 252.5447 | 245.9179 | 233.2168 | 218.6579 | 203.4906 | 192.6591 | 186.7464 | 182.0933 | 172.3085 | 159.0389 | 150.1428 | -0.34312 | -0.57959 | -0.35174 | -0.82704 | -0.96353 | -0.61501 | -1.0439 | -0.76743 | -0.68117 | -0.88232 | -1.3129 | -1.1505 | -0.17515 | 2.9437 | 11.1271 | 11.1305 | 10.71 | 9.4796 | 2.7336 | 0.18559 | -0.46599 | -0.33358 | -0.064649 | -0.41223 | 73.5048 | 72.0936 | 70.7965 | 69.8053 | 68.5049 | 67.6475 | 67.2648 | 68.1119 | 71.6265 | 76.8764 | 82.3236 | 87.0356 | 90.6764 | 93.26 | 95.1018 | 95.9857 | 96.335 | 95.169 | 93.5488 | 90.4033 | 86.1424 | 82.1353 | 79.3865 | 77.2478 | 5.5878 | 4.9644 | 4.1937 | 2.4702 | 2.7101 | 3.7644 | 3.391 | 4.1199 | 3.9415 | 3.6325 | 3.4113 | 3.4912 | 3.5665 | 3.6149 | 3.5274 | 3.2833 | 3.2989 | 3.3188 | 3.5889 | 2.9435 | 2.6086 | 2.7495 | 2.2597 | 2.3584
Portfolio Adjusted1-in-10Size: Over 200kWOrange County2024July Monthly Peak | Portfolio Adjusted | 1-in-10 | Size: Over 200kW | Orange County | 2024 | July Monthly Peak | 7 | 144.0879 | 138.7871 | 134.5197 | 135.3572 | 147.5343 | 178.4249 | 207.0891 | 228.1095 | 243.9489 | 252.5311 | 260.9701 | 262.8305 | 261.1452 | 259.2607 | 252.6834 | 240.0668 | 226.5848 | 211.3636 | 200.5761 | 194.7074 | 189.14 | 178.5646 | 164.8338 | 155.8139 | -1.3937 | -1.5774 | -1.0834 | -1.3267 | -1.4831 | -1.2226 | -1.7845 | -1.2443 | -0.99296 | -1.0465 | -1.6165 | -1.5266 | -0.62048 | 2.502 | 11.0098 | 11.1802 | 10.7423 | 9.8419 | 3.1932 | 0.12842 | -0.68517 | -0.62831 | -0.42904 | -0.7579 | 79.0173 | 77.6188 | 76.2958 | 74.8931 | 73.9919 | 73.1506 | 72.3373 | 72.7641 | 75.9111 | 80.8671 | 86.2063 | 90.8475 | 93.7095 | 95.1572 | 96.0793 | 95.9179 | 95.7448 | 95.3588 | 93.834 | 91.233 | 87.3193 | 83.3836 | 80.8109 | 79.1092 | 5.9492 | 5.2748 | 4.4732 | 2.6274 | 2.8854 | 4.0069 | 3.6002 | 4.3643 | 4.1596 | 3.8288 | 3.58 | 3.642 | 3.712 | 3.7646 | 3.6767 | 3.4286 | 3.4678 | 3.497 | 3.7903 | 3.1132 | 2.7487 | 2.8904 | 2.3758 | 2.4828
Portfolio Adjusted1-in-10Size: Over 200kWOrange County2024August Monthly Peak | Portfolio Adjusted | 1-in-10 | Size: Over 200kW | Orange County | 2024 | August Monthly Peak | 8 | 146.9167 | 141.3995 | 137.0469 | 137.1832 | 150.4608 | 184.0629 | 216.944 | 241.1765 | 261.241 | 270.9726 | 282.0699 | 283.614 | 281.8915 | 279.3841 | 271.7639 | 255.1311 | 237.296 | 218.2928 | 205.8642 | 202.1084 | 195.5088 | 183.1532 | 169.5315 | 160.4724 | -2.1894 | -2.3277 | -1.6336 | -1.6842 | -1.8633 | -1.6953 | -2.3979 | -1.6569 | -1.2853 | -1.2244 | -1.9507 | -1.9174 | -1.0166 | 2.2878 | 11.5092 | 11.6669 | 10.9784 | 10.1611 | 3.5371 | 0.084049 | -0.85981 | -0.85577 | -0.7127 | -1.0284 | 79.2576 | 78.3776 | 77.5154 | 76.537 | 75.8788 | 75.3398 | 75.3646 | 75.9682 | 78.6152 | 83.4956 | 88.4391 | 93.119 | 97.0899 | 99.3763 | 100.2775 | 101.0554 | 101.1341 | 100.2095 | 99.4058 | 96.6763 | 92.4508 | 88.6822 | 86.053 | 83.9449 | 6.2164 | 5.5073 | 4.6703 | 2.7289 | 3.0156 | 4.236 | 3.8651 | 4.7288 | 4.565 | 4.2103 | 3.9654 | 4.0274 | 4.1062 | 4.1574 | 4.0525 | 3.7341 | 3.7218 | 3.7012 | 3.9867 | 3.3117 | 2.9117 | 3.0382 | 2.5041 | 2.6204
Portfolio Adjusted1-in-10Size: Over 200kWOrange County2024September Monthly Peak | Portfolio Adjusted | 1-in-10 | Size: Over 200kW | Orange County | 2024 | September Monthly Peak | 9 | 145.1752 | 140.2864 | 135.3605 | 136.6533 | 150.0757 | 185.4953 | 221.6347 | 245.1689 | 267.9871 | 278.736 | 288.4093 | 289.4356 | 287.3599 | 285.7991 | 277.3604 | 258.945 | 240.2684 | 220.5156 | 210.0516 | 207.7556 | 196.9663 | 183.7162 | 169.6719 | 160.0584 | -2.2198 | -2.3626 | -1.6524 | -1.7028 | -1.8845 | -1.741 | -2.4898 | -1.7101 | -1.3354 | -1.2673 | -2.01 | -1.9773 | -1.0626 | 2.3093 | 11.721 | 11.8251 | 11.0955 | 10.2644 | 3.6288 | 0.082634 | -0.87757 | -0.87416 | -0.73349 | -1.0441 | 81.2614 | 80.3116 | 79.4059 | 78.9993 | 78.2611 | 77.9324 | 77.3091 | 76.8117 | 78.8182 | 82.8724 | 87.4341 | 92.0243 | 95.3242 | 97.2847 | 98.2635 | 98.9112 | 99.0603 | 97.8539 | 95.9786 | 92.6478 | 88.6056 | 85.1991 | 82.5697 | 80.4443 | 6.1566 | 5.4763 | 4.6232 | 2.7245 | 3.0146 | 4.2786 | 3.9576 | 4.8179 | 4.6934 | 4.3406 | 4.0636 | 4.1194 | 4.1953 | 4.2624 | 4.1452 | 3.7984 | 3.7769 | 3.7473 | 4.077 | 3.4119 | 2.94 | 3.0544 | 2.5118 | 2.6195
Portfolio Adjusted1-in-10Size: Over 200kWOrange County2024October Monthly Peak | Portfolio Adjusted | 1-in-10 | Size: Over 200kW | Orange County | 2024 | October Monthly Peak | 10 | 119.8772 | 116.0539 | 113.0928 | 114.6954 | 126.1589 | 155.8825 | 188.1437 | 208.8459 | 225.523 | 232.5933 | 241.2877 | 245.6414 | 245.8701 | 244.5588 | 237.2029 | 220.9919 | 204.8056 | 194.1551 | 181.8892 | 174.9876 | 166.3875 | 154.859 | 143.6141 | 134.8493 | -0.5563 | -0.74982 | -0.48999 | -0.85103 | -0.98517 | -0.71433 | -1.1802 | -0.85474 | -0.73357 | -0.88005 | -1.327 | -1.2016 | -0.29307 | 2.7042 | 10.6142 | 10.4709 | 9.9354 | 9.0435 | 2.6748 | 0.15644 | -0.47862 | -0.37296 | -0.15253 | -0.45552 | 76.0626 | 74.3324 | 73.004 | 71.7832 | 70.8328 | 70.1602 | 69.6223 | 69.5506 | 71.0785 | 75.4245 | 81.2516 | 86.919 | 91.6799 | 94.8559 | 96.0534 | 96.7207 | 96.5912 | 95.0362 | 91.9498 | 87.3133 | 82.7377 | 79.7097 | 77.6436 | 75.8095 | 4.8879 | 4.3558 | 3.7139 | 2.1986 | 2.4366 | 3.4571 | 3.2301 | 3.946 | 3.7976 | 3.4826 | 3.2687 | 3.3614 | 3.4513 | 3.5069 | 3.4085 | 3.1169 | 3.0955 | 3.1723 | 3.3944 | 2.7631 | 2.3879 | 2.4755 | 2.0442 | 2.122
Portfolio Adjusted1-in-10Size: Over 200kWOrange County2024November Monthly Peak | Portfolio Adjusted | 1-in-10 | Size: Over 200kW | Orange County | 2024 | November Monthly Peak | 11 | 123.4111 | 119.818 | 115.9409 | 115.9892 | 127.0916 | 155.6101 | 184.5404 | 203.6103 | 218.2821 | 226.5854 | 234.1704 | 238.0044 | 238.2599 | 237.4707 | 229.3447 | 213.4755 | 198.608 | 190.7063 | 179.275 | 172.3121 | 164.9804 | 154.1904 | 142.3949 | 133.5399 | 0.75369 | 0.48096 | 0.41903 | -0.27059 | -0.38347 | 0.041196 | -0.23378 | -0.24103 | -0.32884 | -0.68287 | -0.94061 | -0.69828 | 0.31852 | 3.3394 | 10.8384 | 10.4841 | 10.1022 | 8.8889 | 2.1714 | 0.24035 | -0.21169 | -0.0057118 | 0.31734 | -0.027229 | 70.291 | 68.2344 | 67.646 | 66.2804 | 65.1646 | 64.0411 | 64.2996 | 64.6571 | 66.9973 | 71.5591 | 77.789 | 83.1397 | 86.4278 | 88.1734 | 89.1728 | 89.0352 | 87.7873 | 85.1783 | 81.7366 | 78.7651 | 76.1218 | 73.915 | 72.0375 | 71.0461 | 5.0951 | 4.5535 | 3.8551 | 2.2513 | 2.4854 | 3.4943 | 3.208 | 3.8953 | 3.7217 | 3.4351 | 3.2121 | 3.2977 | 3.3864 | 3.4479 | 3.3369 | 3.0486 | 3.0394 | 3.155 | 3.3875 | 2.755 | 2.3974 | 2.4957 | 2.0522 | 2.1277
Portfolio Adjusted1-in-10Size: Over 200kWOrange County2024December Monthly Peak | Portfolio Adjusted | 1-in-10 | Size: Over 200kW | Orange County | 2024 | December Monthly Peak | 12 | 119.3755 | 115.1092 | 112.2912 | 113.8017 | 124.9885 | 152.1269 | 183.0969 | 198.0756 | 208.7323 | 207.7752 | 207.1989 | 203.94 | 199.0139 | 194.514 | 186.9988 | 174.4822 | 165.0153 | 162.5602 | 155.4554 | 152.6678 | 148.2724 | 141.3072 | 132.6255 | 125.4803 | 1.9715 | 1.6297 | 1.27 | 0.29511 | 0.20284 | 0.75435 | 0.6557 | 0.32349 | 0.038525 | -0.47128 | -0.53473 | -0.21172 | 0.75341 | 3.3013 | 9.2919 | 8.8615 | 8.7695 | 7.5821 | 1.4924 | 0.28699 | 0.038528 | 0.31926 | 0.7182 | 0.3601 | 45.0709 | 44.4609 | 44.2837 | 44.5676 | 44.8006 | 44.7062 | 44.9005 | 44.8336 | 45.4304 | 46.5799 | 47.6592 | 49.1651 | 50.2951 | 50.862 | 51.1567 | 51.1098 | 50.6093 | 49.7077 | 48.4811 | 47.2729 | 46.2418 | 45.7052 | 45.3185 | 44.4472 | 5.2261 | 4.6387 | 3.9592 | 2.3422 | 2.5918 | 3.6223 | 3.3751 | 4.0182 | 3.7738 | 3.3402 | 3.0137 | 2.9964 | 2.9994 | 2.9948 | 2.8851 | 2.6422 | 2.6778 | 2.8517 | 3.1148 | 2.5883 | 2.2847 | 2.4253 | 2.0269 | 2.12
Portfolio Adjusted1-in-10Size: Over 200kWOrange County2024Typical Event Day | Portfolio Adjusted | 1-in-10 | Size: Over 200kW | Orange County | 2024 | Typical Event Day | 8 | 144.9144 | 139.5374 | 135.2554 | 135.5323 | 148.6354 | 181.4129 | 213.2923 | 236.0994 | 254.6815 | 263.9024 | 274.4364 | 276.0052 | 274.3361 | 272.1236 | 264.7307 | 248.884 | 231.6982 | 213.5014 | 201.3616 | 197.8067 | 191.7345 | 180.1362 | 166.7799 | 157.9944 | -1.5348 | -1.7108 | -1.1811 | -1.3874 | -1.555 | -1.3182 | -1.9292 | -1.3465 | -1.0747 | -1.111 | -1.7347 | -1.6493 | -0.7111 | 2.5563 | 11.4779 | 11.554 | 10.9382 | 9.9408 | 3.2503 | 0.122 | -0.72068 | -0.67034 | -0.48101 | -0.81136 | 78.2603 | 77.1004 | 76.0034 | 75.0587 | 74.1592 | 73.5176 | 73.0689 | 73.414 | 76.2428 | 81.0279 | 86.1008 | 90.7566 | 94.2 | 96.2696 | 97.4305 | 97.9675 | 98.0686 | 97.1478 | 95.6918 | 92.7401 | 88.6295 | 84.8501 | 82.205 | 80.1865 | 6.0043 | 5.3218 | 4.5134 | 2.64 | 2.9171 | 4.0883 | 3.7211 | 4.533 | 4.3578 | 4.0152 | 3.7779 | 3.8379 | 3.9131 | 3.9652 | 3.8655 | 3.5669 | 3.5585 | 3.5447 | 3.8185 | 3.1739 | 2.7961 | 2.9261 | 2.4123 | 2.5263
Portfolio Adjusted1-in-10Size: Over 200kWOrange County2025January Monthly Peak | Portfolio Adjusted | 1-in-10 | Size: Over 200kW | Orange County | 2025 | January Monthly Peak | 1 | 121.9076 | 116.8069 | 114.2396 | 115.7265 | 127.946 | 158.855 | 194.2628 | 212.7203 | 224.5817 | 222.9682 | 222.499 | 220.097 | 215.9226 | 211.2284 | 202.7208 | 188.3753 | 176.4092 | 172.2757 | 165.7797 | 163.4704 | 158.1027 | 150.5662 | 140.8619 | 132.4168 | 2.0133 | 1.6537 | 1.292 | 0.3001 | 0.20764 | 0.78771 | 0.69569 | 0.34741 | 0.04145 | -0.50574 | -0.57421 | -0.22849 | 0.81742 | 3.585 | 10.0731 | 9.567 | 9.3751 | 8.0352 | 1.5916 | 0.3073 | 0.041082 | 0.34017 | 0.7628 | 0.38001 | 45.9493 | 45.1684 | 44.1825 | 43.4532 | 43.1512 | 42.5868 | 42.1217 | 42.0422 | 42.5521 | 44.8717 | 47.469 | 49.2796 | 51.0765 | 52.0723 | 52.7224 | 52.6851 | 51.5266 | 49.8794 | 47.4458 | 46.0596 | 45.2341 | 44.7816 | 44.2107 | 43.4604 | 5.3369 | 4.7071 | 4.0279 | 2.3818 | 2.6532 | 3.7825 | 3.5809 | 4.3153 | 4.0603 | 3.5844 | 3.2363 | 3.2337 | 3.2542 | 3.2521 | 3.1276 | 2.8526 | 2.8627 | 3.0222 | 3.3217 | 2.7714 | 2.4362 | 2.5842 | 2.1527 | 2.2372
Portfolio Adjusted1-in-10Size: Over 200kWOrange County2025February Monthly Peak | Portfolio Adjusted | 1-in-10 | Size: Over 200kW | Orange County | 2025 | February Monthly Peak | 2 | 117.319 | 112.9195 | 110.3582 | 112.1584 | 123.7842 | 152.6865 | 185.0855 | 201.5117 | 212.091 | 212.3874 | 213.886 | 213.7936 | 211.1973 | 208.2113 | 200.533 | 187.0976 | 174.9865 | 170.2458 | 162.382 | 158.9278 | 153.5075 | 146.1133 | 136.4115 | 128.3933 | 1.9375 | 1.5987 | 1.2481 | 0.29085 | 0.20089 | 0.75712 | 0.66282 | 0.32911 | 0.039145 | -0.48174 | -0.55198 | -0.22195 | 0.79953 | 3.5338 | 9.9644 | 9.5022 | 9.2994 | 7.9405 | 1.5589 | 0.29876 | 0.039888 | 0.33011 | 0.7387 | 0.36846 | 51.5378 | 51.8117 | 51.3798 | 50.8617 | 50.7707 | 50.0416 | 48.9309 | 49.3826 | 50.4015 | 52.6623 | 54.8496 | 55.87 | 56.7089 | 57.9668 | 59.0811 | 59.3532 | 58.5489 | 58.1463 | 56.586 | 55.1309 | 53.9097 | 52.4167 | 51.6908 | 50.8989 | 5.136 | 4.5504 | 3.8911 | 2.3084 | 2.5669 | 3.6357 | 3.4117 | 4.0879 | 3.8345 | 3.4143 | 3.111 | 3.1411 | 3.183 | 3.2056 | 3.0939 | 2.8332 | 2.8396 | 2.9866 | 3.2536 | 2.6944 | 2.3654 | 2.5078 | 2.0847 | 2.1692
Portfolio Adjusted1-in-10Size: Over 200kWOrange County2025March Monthly Peak | Portfolio Adjusted | 1-in-10 | Size: Over 200kW | Orange County | 2025 | March Monthly Peak | 3 | 120.0969 | 115.5043 | 112.4464 | 113.6737 | 123.5145 | 151.7756 | 178.885 | 196.7526 | 208.8846 | 213.9124 | 220.0254 | 222.8027 | 223.2864 | 224.3317 | 217.2016 | 204.2307 | 189.8367 | 177.3104 | 166.7002 | 165.7138 | 161.1045 | 152.5619 | 140.6879 | 131.5957 | 1.9834 | 1.6353 | 1.2717 | 0.29478 | 0.20045 | 0.75261 | 0.64062 | 0.32133 | 0.038553 | -0.4852 | -0.56783 | -0.2313 | 0.8453 | 3.8074 | 10.7926 | 10.3723 | 10.0886 | 8.27 | 1.6004 | 0.31152 | 0.041862 | 0.34468 | 0.76186 | 0.37765 | 62.2169 | 60.4255 | 58.6945 | 57.9104 | 57.4423 | 57.0706 | 57.0319 | 57.2675 | 58.2788 | 61.9432 | 66.1721 | 70.6922 | 74.4012 | 76.4374 | 77.4258 | 78.0834 | 78.2033 | 77.5636 | 76.0095 | 73.2897 | 69.845 | 66.8212 | 64.4179 | 61.8008 | 5.2577 | 4.6546 | 3.9647 | 2.3395 | 2.5613 | 3.614 | 3.2974 | 3.9914 | 3.7765 | 3.4388 | 3.2003 | 3.2735 | 3.3652 | 3.4538 | 3.351 | 3.0927 | 3.0806 | 3.1105 | 3.3401 | 2.8094 | 2.4824 | 2.6184 | 2.1501 | 2.2233
Portfolio Adjusted1-in-10Size: Over 200kWOrange County2025April Monthly Peak | Portfolio Adjusted | 1-in-10 | Size: Over 200kW | Orange County | 2025 | April Monthly Peak | 4 | 123.258 | 118.6918 | 115.4208 | 116.4203 | 126.4102 | 155.8971 | 184.123 | 205.0459 | 220.8966 | 228.7378 | 237.8636 | 242.0702 | 243.4182 | 244.6707 | 237.3826 | 222.5898 | 206.1065 | 190.7071 | 178.3187 | 175.9688 | 169.7053 | 158.9286 | 146.2408 | 136.5866 | 0.29727 | 0.048956 | 0.10178 | -0.47523 | -0.58968 | -0.21855 | -0.55018 | -0.44781 | -0.4654 | -0.74991 | -1.0767 | -0.87315 | 0.11377 | 3.1879 | 11.0133 | 10.7993 | 10.3168 | 8.8869 | 2.3188 | 0.21515 | -0.31073 | -0.13547 | 0.16045 | -0.17691 | 72.2566 | 70.2738 | 68.5389 | 66.7299 | 65.7959 | 65.0804 | 64.404 | 64.5662 | 67.7345 | 73.4304 | 79.8164 | 85.7013 | 89.5654 | 91.5443 | 92.2852 | 92.8744 | 92.8398 | 92.0063 | 90.4213 | 86.83 | 81.7749 | 77.6989 | 74.9034 | 72.6485 | 5.0367 | 4.4645 | 3.7986 | 2.2365 | 2.4468 | 3.4649 | 3.168 | 3.8826 | 3.7277 | 3.4323 | 3.2294 | 3.3197 | 3.4243 | 3.5161 | 3.4185 | 3.1462 | 3.1219 | 3.1227 | 3.335 | 2.7846 | 2.4408 | 2.5461 | 2.0861 | 2.154
Portfolio Adjusted1-in-10Size: Over 200kWOrange County2025May Monthly Peak | Portfolio Adjusted | 1-in-10 | Size: Over 200kW | Orange County | 2025 | May Monthly Peak | 5 | 129.7201 | 124.9643 | 120.8524 | 121.7975 | 133.3281 | 164.1308 | 193.5261 | 218.0307 | 237.2682 | 247.1909 | 256.579 | 260.9706 | 261.1828 | 260.3494 | 252.6255 | 235.591 | 218.2217 | 201.6748 | 189.1769 | 184.3099 | 179.8035 | 167.8995 | 154.7102 | 145.0699 | -0.61201 | -0.81681 | -0.53052 | -0.90819 | -1.0458 | -0.75785 | -1.221 | -0.8969 | -0.77475 | -0.93665 | -1.4139 | -1.2802 | -0.31607 | 2.8732 | 11.2997 | 11.1597 | 10.5826 | 9.3937 | 2.7855 | 0.16411 | -0.51927 | -0.40723 | -0.16798 | -0.49336 | 75.6445 | 73.8394 | 72.2507 | 71.6009 | 70.8403 | 69.8401 | 69.3117 | 69.6638 | 73.3142 | 79.2497 | 84.4319 | 88.2985 | 90.9584 | 93.1288 | 94.5235 | 94.9138 | 94.7976 | 93.7549 | 92.1475 | 89.4637 | 85.3952 | 80.8811 | 78.2165 | 75.9677 | 5.2898 | 4.6908 | 3.9691 | 2.335 | 2.5753 | 3.6404 | 3.3229 | 4.12 | 3.9958 | 3.7015 | 3.4763 | 3.5716 | 3.6666 | 3.7337 | 3.6305 | 3.3231 | 3.2986 | 3.2955 | 3.5308 | 2.9106 | 2.5807 | 2.6842 | 2.2024 | 2.283
Portfolio Adjusted1-in-10Size: Over 200kWOrange County2025June Monthly Peak | Portfolio Adjusted | 1-in-10 | Size: Over 200kW | Orange County | 2025 | June Monthly Peak | 6 | 137.2903 | 132.5067 | 127.935 | 129.0961 | 140.573 | 170.0444 | 197.8678 | 218.4445 | 234.4947 | 243.0478 | 252.2649 | 255.5857 | 254.5329 | 252.5447 | 245.9179 | 233.2168 | 218.6579 | 203.4906 | 192.6591 | 186.7464 | 182.0933 | 172.3085 | 159.0389 | 150.1428 | -0.34312 | -0.57959 | -0.35174 | -0.82704 | -0.96353 | -0.61501 | -1.0439 | -0.76743 | -0.68117 | -0.88232 | -1.3129 | -1.1505 | -0.17515 | 2.9437 | 11.1271 | 11.1305 | 10.71 | 9.4796 | 2.7336 | 0.18559 | -0.46599 | -0.33358 | -0.064649 | -0.41223 | 73.5048 | 72.0936 | 70.7965 | 69.8053 | 68.5049 | 67.6475 | 67.2648 | 68.1119 | 71.6265 | 76.8764 | 82.3236 | 87.0356 | 90.6764 | 93.26 | 95.1018 | 95.9857 | 96.335 | 95.169 | 93.5488 | 90.4033 | 86.1424 | 82.1353 | 79.3865 | 77.2478 | 5.5878 | 4.9644 | 4.1937 | 2.4702 | 2.7101 | 3.7644 | 3.391 | 4.1199 | 3.9415 | 3.6325 | 3.4113 | 3.4912 | 3.5665 | 3.6149 | 3.5274 | 3.2833 | 3.2989 | 3.3188 | 3.5889 | 2.9435 | 2.6086 | 2.7495 | 2.2597 | 2.3584
Portfolio Adjusted1-in-10Size: Over 200kWOrange County2025July Monthly Peak | Portfolio Adjusted | 1-in-10 | Size: Over 200kW | Orange County | 2025 | July Monthly Peak | 7 | 144.0879 | 138.7871 | 134.5197 | 135.3572 | 147.5343 | 178.4248 | 207.0891 | 228.1095 | 243.9489 | 252.5311 | 260.9701 | 262.8305 | 261.1452 | 259.2607 | 252.6834 | 240.0668 | 226.5848 | 211.3636 | 200.5761 | 194.7074 | 189.14 | 178.5646 | 164.8338 | 155.8139 | -1.3937 | -1.5774 | -1.0834 | -1.3267 | -1.4831 | -1.2226 | -1.7845 | -1.2443 | -0.99296 | -1.0465 | -1.6165 | -1.5266 | -0.62048 | 2.502 | 11.0098 | 11.1802 | 10.7423 | 9.8419 | 3.1932 | 0.12842 | -0.68517 | -0.62831 | -0.42904 | -0.7579 | 79.0173 | 77.6188 | 76.2958 | 74.8931 | 73.9919 | 73.1506 | 72.3373 | 72.7641 | 75.9111 | 80.8671 | 86.2063 | 90.8475 | 93.7095 | 95.1572 | 96.0793 | 95.9179 | 95.7448 | 95.3588 | 93.834 | 91.233 | 87.3193 | 83.3836 | 80.8109 | 79.1092 | 5.9492 | 5.2748 | 4.4732 | 2.6274 | 2.8854 | 4.0069 | 3.6002 | 4.3643 | 4.1596 | 3.8288 | 3.58 | 3.642 | 3.712 | 3.7646 | 3.6767 | 3.4286 | 3.4678 | 3.497 | 3.7903 | 3.1132 | 2.7487 | 2.8904 | 2.3758 | 2.4828
Portfolio Adjusted1-in-10Size: Over 200kWOrange County2025August Monthly Peak | Portfolio Adjusted | 1-in-10 | Size: Over 200kW | Orange County | 2025 | August Monthly Peak | 8 | 146.9167 | 141.3995 | 137.0469 | 137.1832 | 150.4608 | 184.0629 | 216.944 | 241.1765 | 261.241 | 270.9726 | 282.0699 | 283.614 | 281.8915 | 279.3841 | 271.7638 | 255.1312 | 237.296 | 218.2928 | 205.8642 | 202.1084 | 195.5088 | 183.1532 | 169.5315 | 160.4724 | -2.1894 | -2.3277 | -1.6336 | -1.6842 | -1.8633 | -1.6953 | -2.3979 | -1.6569 | -1.2853 | -1.2244 | -1.9507 | -1.9174 | -1.0166 | 2.2878 | 11.5092 | 11.6669 | 10.9784 | 10.1611 | 3.5371 | 0.084049 | -0.85981 | -0.85577 | -0.7127 | -1.0284 | 79.2576 | 78.3776 | 77.5154 | 76.537 | 75.8788 | 75.3398 | 75.3646 | 75.9682 | 78.6152 | 83.4956 | 88.4391 | 93.119 | 97.0899 | 99.3763 | 100.2775 | 101.0554 | 101.1341 | 100.2095 | 99.4058 | 96.6763 | 92.4508 | 88.6822 | 86.053 | 83.9449 | 6.2164 | 5.5073 | 4.6703 | 2.7289 | 3.0156 | 4.236 | 3.8651 | 4.7288 | 4.565 | 4.2103 | 3.9654 | 4.0274 | 4.1062 | 4.1574 | 4.0525 | 3.7341 | 3.7218 | 3.7012 | 3.9867 | 3.3117 | 2.9117 | 3.0382 | 2.5041 | 2.6204
Portfolio Adjusted1-in-10Size: Over 200kWOrange County2025September Monthly Peak | Portfolio Adjusted | 1-in-10 | Size: Over 200kW | Orange County | 2025 | September Monthly Peak | 9 | 145.1752 | 140.2864 | 135.3605 | 136.6533 | 150.0757 | 185.4953 | 221.6347 | 245.1688 | 267.9871 | 278.736 | 288.4093 | 289.4356 | 287.3599 | 285.7991 | 277.3604 | 258.945 | 240.2684 | 220.5156 | 210.0516 | 207.7556 | 196.9663 | 183.7162 | 169.6719 | 160.0584 | -2.2198 | -2.3626 | -1.6524 | -1.7028 | -1.8845 | -1.741 | -2.4898 | -1.7101 | -1.3354 | -1.2673 | -2.01 | -1.9773 | -1.0626 | 2.3093 | 11.721 | 11.8251 | 11.0955 | 10.2644 | 3.6288 | 0.082634 | -0.87757 | -0.87416 | -0.73349 | -1.0441 | 81.2614 | 80.3116 | 79.4059 | 78.9993 | 78.2611 | 77.9324 | 77.3091 | 76.8117 | 78.8182 | 82.8724 | 87.4341 | 92.0243 | 95.3242 | 97.2847 | 98.2635 | 98.9112 | 99.0603 | 97.8539 | 95.9786 | 92.6478 | 88.6056 | 85.1991 | 82.5697 | 80.4443 | 6.1566 | 5.4763 | 4.6232 | 2.7245 | 3.0146 | 4.2786 | 3.9576 | 4.8179 | 4.6934 | 4.3406 | 4.0636 | 4.1194 | 4.1953 | 4.2624 | 4.1452 | 3.7984 | 3.7769 | 3.7473 | 4.077 | 3.4119 | 2.94 | 3.0544 | 2.5118 | 2.6195
Portfolio Adjusted1-in-10Size: Over 200kWOrange County2025October Monthly Peak | Portfolio Adjusted | 1-in-10 | Size: Over 200kW | Orange County | 2025 | October Monthly Peak | 10 | 119.8772 | 116.0539 | 113.0928 | 114.6954 | 126.1589 | 155.8825 | 188.1437 | 208.8459 | 225.523 | 232.5933 | 241.2877 | 245.6414 | 245.8701 | 244.5588 | 237.2029 | 220.9919 | 204.8056 | 194.1551 | 181.8892 | 174.9876 | 166.3875 | 154.859 | 143.6141 | 134.8493 | -0.5563 | -0.74982 | -0.48999 | -0.85103 | -0.98517 | -0.71433 | -1.1802 | -0.85474 | -0.73357 | -0.88005 | -1.327 | -1.2016 | -0.29307 | 2.7042 | 10.6142 | 10.4709 | 9.9354 | 9.0435 | 2.6748 | 0.15644 | -0.47862 | -0.37296 | -0.15253 | -0.45552 | 76.0626 | 74.3324 | 73.004 | 71.7832 | 70.8328 | 70.1602 | 69.6223 | 69.5506 | 71.0785 | 75.4245 | 81.2516 | 86.919 | 91.6799 | 94.8559 | 96.0534 | 96.7207 | 96.5912 | 95.0362 | 91.9498 | 87.3133 | 82.7377 | 79.7097 | 77.6436 | 75.8095 | 4.8879 | 4.3558 | 3.7139 | 2.1986 | 2.4366 | 3.4571 | 3.2301 | 3.946 | 3.7976 | 3.4826 | 3.2687 | 3.3614 | 3.4513 | 3.5069 | 3.4085 | 3.1169 | 3.0955 | 3.1723 | 3.3944 | 2.7631 | 2.3879 | 2.4755 | 2.0442 | 2.122
Portfolio Adjusted1-in-10Size: Over 200kWOrange County2025November Monthly Peak | Portfolio Adjusted | 1-in-10 | Size: Over 200kW | Orange County | 2025 | November Monthly Peak | 11 | 123.4111 | 119.818 | 115.9409 | 115.9892 | 127.0916 | 155.6101 | 184.5404 | 203.6103 | 218.2821 | 226.5854 | 234.1704 | 238.0044 | 238.26 | 237.4707 | 229.3447 | 213.4755 | 198.608 | 190.7063 | 179.275 | 172.3121 | 164.9804 | 154.1904 | 142.3949 | 133.5399 | 0.75369 | 0.48096 | 0.41903 | -0.27059 | -0.38347 | 0.041196 | -0.23378 | -0.24103 | -0.32884 | -0.68287 | -0.94061 | -0.69828 | 0.31852 | 3.3394 | 10.8384 | 10.4841 | 10.1022 | 8.8889 | 2.1714 | 0.24035 | -0.21169 | -0.0057118 | 0.31734 | -0.027229 | 70.291 | 68.2344 | 67.6459 | 66.2804 | 65.1646 | 64.0411 | 64.2996 | 64.6571 | 66.9973 | 71.559 | 77.789 | 83.1397 | 86.4278 | 88.1734 | 89.1728 | 89.0352 | 87.7873 | 85.1783 | 81.7366 | 78.7651 | 76.1218 | 73.915 | 72.0375 | 71.0461 | 5.0951 | 4.5535 | 3.8551 | 2.2513 | 2.4854 | 3.4943 | 3.208 | 3.8953 | 3.7217 | 3.4351 | 3.2121 | 3.2977 | 3.3864 | 3.4479 | 3.3369 | 3.0486 | 3.0394 | 3.155 | 3.3875 | 2.755 | 2.3974 | 2.4957 | 2.0522 | 2.1277
Portfolio Adjusted1-in-10Size: Over 200kWOrange County2025December Monthly Peak | Portfolio Adjusted | 1-in-10 | Size: Over 200kW | Orange County | 2025 | December Monthly Peak | 12 | 119.3755 | 115.1092 | 112.2912 | 113.8017 | 124.9885 | 152.1269 | 183.0969 | 198.0756 | 208.7323 | 207.7752 | 207.1989 | 203.94 | 199.0139 | 194.514 | 186.9988 | 174.4822 | 165.0153 | 162.5602 | 155.4554 | 152.6678 | 148.2724 | 141.3072 | 132.6255 | 125.4803 | 1.9715 | 1.6297 | 1.27 | 0.29511 | 0.20284 | 0.75435 | 0.6557 | 0.32349 | 0.038525 | -0.47128 | -0.53473 | -0.21172 | 0.75341 | 3.3013 | 9.2919 | 8.8615 | 8.7695 | 7.5821 | 1.4924 | 0.28699 | 0.038528 | 0.31926 | 0.7182 | 0.3601 | 45.0709 | 44.4609 | 44.2837 | 44.5676 | 44.8006 | 44.7062 | 44.9005 | 44.8336 | 45.4304 | 46.5799 | 47.6592 | 49.1651 | 50.2951 | 50.862 | 51.1567 | 51.1098 | 50.6093 | 49.7077 | 48.4811 | 47.2729 | 46.2418 | 45.7052 | 45.3185 | 44.4472 | 5.2261 | 4.6387 | 3.9592 | 2.3422 | 2.5918 | 3.6223 | 3.3751 | 4.0182 | 3.7738 | 3.3402 | 3.0137 | 2.9964 | 2.9994 | 2.9948 | 2.8851 | 2.6422 | 2.6778 | 2.8517 | 3.1148 | 2.5883 | 2.2847 | 2.4253 | 2.0269 | 2.12
Portfolio Adjusted1-in-10Size: Over 200kWOrange County2025Typical Event Day | Portfolio Adjusted | 1-in-10 | Size: Over 200kW | Orange County | 2025 | Typical Event Day | 8 | 144.9144 | 139.5374 | 135.2554 | 135.5323 | 148.6354 | 181.4129 | 213.2923 | 236.0994 | 254.6815 | 263.9024 | 274.4364 | 276.0052 | 274.3361 | 272.1236 | 264.7307 | 248.884 | 231.6982 | 213.5014 | 201.3616 | 197.8067 | 191.7344 | 180.1362 | 166.7799 | 157.9944 | -1.5348 | -1.7108 | -1.1811 | -1.3874 | -1.555 | -1.3182 | -1.9292 | -1.3465 | -1.0747 | -1.111 | -1.7347 | -1.6493 | -0.7111 | 2.5563 | 11.4779 | 11.554 | 10.9382 | 9.9408 | 3.2503 | 0.122 | -0.72068 | -0.67034 | -0.48101 | -0.81136 | 78.2603 | 77.1004 | 76.0034 | 75.0587 | 74.1592 | 73.5176 | 73.0689 | 73.414 | 76.2428 | 81.0279 | 86.1008 | 90.7566 | 94.2 | 96.2696 | 97.4305 | 97.9675 | 98.0686 | 97.1478 | 95.6918 | 92.7401 | 88.6295 | 84.8501 | 82.205 | 80.1865 | 6.0043 | 5.3218 | 4.5134 | 2.64 | 2.9171 | 4.0883 | 3.7211 | 4.533 | 4.3578 | 4.0152 | 3.7779 | 3.8379 | 3.9131 | 3.9652 | 3.8655 | 3.5669 | 3.5585 | 3.5447 | 3.8185 | 3.1739 | 2.7961 | 2.9261 | 2.4123 | 2.5263
Portfolio Adjusted1-in-2Size: Over 200kWOrange County2015January Monthly Peak | Portfolio Adjusted | 1-in-2 | Size: Over 200kW | Orange County | 2015 | January Monthly Peak | 1 | 117.585 | 113.1414 | 110.5812 | 112.3633 | 124.0252 | 153.0449 | 185.625 | 202.1576 | 212.7919 | 212.9492 | 214.3038 | 214.0568 | 211.3557 | 208.2611 | 200.5319 | 187.052 | 174.9643 | 170.2813 | 162.5155 | 159.1424 | 153.7367 | 146.3489 | 136.6525 | 128.6114 | 1.9419 | 1.6018 | 1.2506 | 0.29138 | 0.20128 | 0.7589 | 0.66476 | 0.33016 | 0.039274 | -0.48301 | -0.55306 | -0.22222 | 0.80013 | 3.5346 | 9.9643 | 9.4998 | 9.2983 | 7.9422 | 1.5602 | 0.29916 | 0.039947 | 0.33065 | 0.74001 | 0.36909 | 52.3805 | 51.9024 | 51.4204 | 50.8623 | 50.7385 | 50.3848 | 50.2528 | 50.2949 | 50.8656 | 52.1723 | 53.859 | 54.9711 | 55.3321 | 56.2579 | 56.7753 | 56.6605 | 56.3514 | 55.8413 | 54.7592 | 53.6493 | 52.8607 | 52.7024 | 52.7384 | 52.14 | 5.1477 | 4.5594 | 3.8989 | 2.3126 | 2.5719 | 3.6442 | 3.4217 | 4.1011 | 3.8472 | 3.4233 | 3.1171 | 3.145 | 3.1854 | 3.2064 | 3.0939 | 2.8325 | 2.8393 | 2.9872 | 3.2563 | 2.698 | 2.3689 | 2.5118 | 2.0884 | 2.1729
Portfolio Adjusted1-in-2Size: Over 200kWOrange County2015February Monthly Peak | Portfolio Adjusted | 1-in-2 | Size: Over 200kW | Orange County | 2015 | February Monthly Peak | 2 | 115.9727 | 111.8115 | 109.2386 | 111.1299 | 122.5649 | 150.8684 | 182.3236 | 198.2595 | 208.6439 | 209.7643 | 212.1193 | 212.8974 | 210.8888 | 208.4923 | 201.0838 | 187.8391 | 175.5456 | 170.4165 | 161.9777 | 158.0502 | 152.5064 | 145.0175 | 135.2646 | 127.3546 | 1.9153 | 1.583 | 1.2354 | 0.28818 | 0.19891 | 0.74811 | 0.65293 | 0.32379 | 0.038509 | -0.47579 | -0.54742 | -0.22102 | 0.79836 | 3.5385 | 9.9918 | 9.5398 | 9.3292 | 7.9485 | 1.5551 | 0.29711 | 0.039628 | 0.32764 | 0.73249 | 0.36548 | 52.4777 | 52.3177 | 52.3348 | 52.1622 | 51.5151 | 51.5563 | 51.2585 | 51.5891 | 52.7587 | 55.708 | 58.8498 | 61.5526 | 62.9698 | 63.5891 | 64.1427 | 63.9028 | 63.408 | 62.2377 | 60.4715 | 58.8966 | 57.8206 | 56.576 | 55.4903 | 54.105 | 5.0771 | 4.5058 | 3.8516 | 2.2872 | 2.5416 | 3.5924 | 3.3608 | 4.022 | 3.7722 | 3.3721 | 3.0853 | 3.128 | 3.1784 | 3.21 | 3.1024 | 2.8444 | 2.8487 | 2.9896 | 3.2455 | 2.6795 | 2.35 | 2.4889 | 2.0672 | 2.1517
Portfolio Adjusted1-in-2Size: Over 200kWOrange County2015March Monthly Peak | Portfolio Adjusted | 1-in-2 | Size: Over 200kW | Orange County | 2015 | March Monthly Peak | 3 | 121.5579 | 116.5431 | 113.5648 | 114.6971 | 124.8285 | 153.7898 | 182.2308 | 200.0982 | 211.5306 | 214.337 | 218.1167 | 218.9785 | 218.1973 | 218.158 | 210.6024 | 197.8084 | 184.3159 | 173.2689 | 164.1572 | 164.3762 | 160.4441 | 152.6907 | 141.1332 | 132.0097 | 2.0075 | 1.65 | 1.2844 | 0.29743 | 0.20258 | 0.76259 | 0.6526 | 0.3268 | 0.039041 | -0.48616 | -0.5629 | -0.22733 | 0.82603 | 3.7026 | 10.4647 | 10.0461 | 9.7953 | 8.0815 | 1.576 | 0.309 | 0.04169 | 0.34497 | 0.76427 | 0.37884 | 52.9993 | 51.9132 | 51.3476 | 51.1641 | 50.7028 | 50.2367 | 49.9439 | 50.3054 | 52.3809 | 54.8365 | 58.1434 | 61.1404 | 63.2311 | 65.2041 | 66.7006 | 67.3959 | 67.4656 | 66.7008 | 64.0683 | 60.4283 | 58.3494 | 56.6818 | 55.5693 | 53.9098 | 5.3216 | 4.6965 | 4.0041 | 2.3606 | 2.5885 | 3.6619 | 3.3591 | 4.0593 | 3.8244 | 3.4457 | 3.1725 | 3.2173 | 3.2885 | 3.3588 | 3.2492 | 2.9954 | 2.991 | 3.0396 | 3.2892 | 2.7868 | 2.4723 | 2.6206 | 2.1569 | 2.2303
Portfolio Adjusted1-in-2Size: Over 200kWOrange County2015April Monthly Peak | Portfolio Adjusted | 1-in-2 | Size: Over 200kW | Orange County | 2015 | April Monthly Peak | 4 | 120.5343 | 116.0212 | 112.9027 | 114.0967 | 123.9194 | 152.3269 | 179.4486 | 197.9852 | 211.0534 | 217.0846 | 224.2641 | 227.6883 | 228.5818 | 229.8616 | 222.7711 | 209.3704 | 194.3617 | 180.9484 | 169.6876 | 168.1925 | 163.1029 | 153.9335 | 141.8261 | 132.6163 | 1.9906 | 1.6426 | 1.2769 | 0.29588 | 0.20111 | 0.75534 | 0.64264 | 0.32335 | 0.038953 | -0.49239 | -0.57877 | -0.23637 | 0.86534 | 3.9012 | 11.0694 | 10.6333 | 10.3291 | 8.4397 | 1.6291 | 0.31618 | 0.042381 | 0.34778 | 0.76802 | 0.38058 | 63.5876 | 62.385 | 61.3793 | 60.7217 | 59.6452 | 58.9144 | 58.1552 | 58.2357 | 60.7716 | 65.2625 | 70.4155 | 75.6969 | 80.4982 | 83.6763 | 85.4644 | 86.4301 | 86.0888 | 84.8975 | 82.5577 | 79.3295 | 74.2343 | 71.0423 | 68.9114 | 66.85 | 5.2768 | 4.6754 | 3.9808 | 2.3483 | 2.5697 | 3.6271 | 3.3078 | 4.0164 | 3.8157 | 3.4898 | 3.2619 | 3.3453 | 3.445 | 3.539 | 3.437 | 3.1705 | 3.154 | 3.1743 | 3.4 | 2.8515 | 2.5132 | 2.642 | 2.1675 | 2.2406
Portfolio Adjusted1-in-2Size: Over 200kWOrange County2015May Monthly Peak | Portfolio Adjusted | 1-in-2 | Size: Over 200kW | Orange County | 2015 | May Monthly Peak | 5 | 125.2039 | 120.6376 | 116.7369 | 118.0022 | 129.2038 | 158.1854 | 185.5591 | 206.4372 | 221.6265 | 229.3713 | 236.4035 | 240.1002 | 239.948 | 239.4358 | 232.1221 | 217.1574 | 201.7966 | 187.8865 | 176.7157 | 172.8369 | 169.9398 | 160.2749 | 147.8861 | 138.9292 | 1.5905 | 1.2598 | 0.99127 | 0.093127 | -0.0098696 | 0.51247 | 0.33508 | 0.12419 | -0.096344 | -0.58289 | -0.73442 | -0.41595 | 0.69319 | 3.8086 | 11.3273 | 10.8956 | 10.5558 | 8.7612 | 1.8591 | 0.29421 | -0.051868 | 0.22733 | 0.62826 | 0.24232 | 66.2326 | 65.0807 | 63.8494 | 62.733 | 61.9699 | 60.9693 | 60.5041 | 60.877 | 63.6999 | 67.752 | 72.2759 | 77.0962 | 81.5213 | 84.6243 | 86.7821 | 87.9652 | 88.3177 | 87.2725 | 84.8482 | 81.7672 | 77.2515 | 73.8317 | 71.9107 | 70.1917 | 5.3404 | 4.7365 | 4.0102 | 2.3662 | 2.6104 | 3.6698 | 3.3326 | 4.0803 | 3.9039 | 3.5926 | 3.3502 | 3.437 | 3.5234 | 3.5917 | 3.4892 | 3.2039 | 3.1905 | 3.2113 | 3.4498 | 2.8549 | 2.5513 | 2.6801 | 2.202 | 2.2869
Portfolio Adjusted1-in-2Size: Over 200kWOrange County2015June Monthly Peak | Portfolio Adjusted | 1-in-2 | Size: Over 200kW | Orange County | 2015 | June Monthly Peak | 6 | 134.3982 | 129.746 | 125.3053 | 126.6712 | 137.9324 | 166.2345 | 192.7445 | 211.0313 | 224.5447 | 231.7841 | 239.5782 | 242.5132 | 241.2652 | 239.5099 | 233.1538 | 221.7548 | 208.4392 | 194.896 | 184.861 | 179.5389 | 175.8833 | 167.4905 | 154.7176 | 146.2539 | 1.0819 | 0.76646 | 0.63285 | -0.17905 | -0.29672 | 0.18965 | -0.069763 | -0.13886 | -0.2674 | -0.66629 | -0.89812 | -0.6257 | 0.43281 | 3.4981 | 11.1242 | 10.9601 | 10.6909 | 9.0854 | 2.1524 | 0.26668 | -0.17503 | 0.065583 | 0.43682 | 0.054084 | 69.0516 | 67.8275 | 66.5949 | 65.6489 | 64.821 | 64.1045 | 63.3882 | 63.9648 | 67.1071 | 71.7165 | 75.8093 | 79.8958 | 82.8981 | 85.4292 | 87.3908 | 88.5978 | 89.2381 | 88.7144 | 87.1868 | 84.2626 | 80.4068 | 76.2227 | 73.5157 | 71.7035 | 5.5921 | 4.9694 | 4.1991 | 2.4778 | 2.7185 | 3.7621 | 3.3768 | 4.0689 | 3.8584 | 3.5414 | 3.312 | 3.3865 | 3.456 | 3.5048 | 3.4189 | 3.1916 | 3.2148 | 3.2495 | 3.5204 | 2.893 | 2.5758 | 2.7322 | 2.2473 | 2.3485
Portfolio Adjusted1-in-2Size: Over 200kWOrange County2015July Monthly Peak | Portfolio Adjusted | 1-in-2 | Size: Over 200kW | Orange County | 2015 | July Monthly Peak | 7 | 140.6188 | 135.529 | 131.3971 | 132.4789 | 144.3699 | 173.8414 | 200.8298 | 219.2775 | 232.3719 | 239.8123 | 247.0036 | 248.7187 | 247.0045 | 245.5448 | 239.3358 | 228.1554 | 215.9347 | 202.3155 | 192.1975 | 186.8109 | 182.2624 | 173.1321 | 159.9118 | 151.3824 | -0.038812 | -0.29914 | -0.14526 | -0.70931 | -0.84646 | -0.45443 | -0.85154 | -0.63841 | -0.59106 | -0.83239 | -1.2097 | -1.0189 | -0.040764 | 3.0147 | 10.9536 | 10.9706 | 10.6817 | 9.4262 | 2.624 | 0.20501 | -0.40635 | -0.25025 | 0.043849 | -0.31624 | 71.7941 | 70.9699 | 70.0983 | 69.2013 | 68.427 | 67.8445 | 67.6947 | 68.0986 | 70.4421 | 74.8914 | 81.0934 | 84.951 | 88.5324 | 91.2618 | 93.3046 | 94.0727 | 94.5743 | 93.8093 | 92.0269 | 89.2505 | 85.1805 | 80.9483 | 78.1532 | 76.5867 | 5.7256 | 5.0797 | 4.3089 | 2.5359 | 2.7844 | 3.85 | 3.4431 | 4.1373 | 3.9074 | 3.5856 | 3.3415 | 3.3987 | 3.4624 | 3.5161 | 3.4343 | 3.2134 | 3.2591 | 3.301 | 3.5817 | 2.9457 | 2.6121 | 2.7637 | 2.273 | 2.3788
Portfolio Adjusted1-in-2Size: Over 200kWOrange County2015August Monthly Peak | Portfolio Adjusted | 1-in-2 | Size: Over 200kW | Orange County | 2015 | August Monthly Peak | 8 | 144.0559 | 138.7361 | 134.4855 | 134.8228 | 147.8525 | 180.2773 | 211.7324 | 233.9193 | 251.8503 | 260.8297 | 271.0985 | 272.6614 | 271.0046 | 268.911 | 261.6133 | 246.1102 | 229.2148 | 211.3816 | 199.3804 | 195.9235 | 190.0865 | 178.8247 | 165.5866 | 156.9198 | -1.2352 | -1.4283 | -0.97384 | -1.2514 | -1.4139 | -1.1459 | -1.7162 | -1.2064 | -0.98017 | -1.0604 | -1.6381 | -1.5291 | -0.57386 | 2.6778 | 11.466 | 11.5051 | 10.9221 | 9.8434 | 3.1213 | 0.13925 | -0.65764 | -0.58588 | -0.37531 | -0.71237 | 77.0273 | 75.7851 | 74.8752 | 73.7101 | 73.2687 | 72.427 | 72.1289 | 72.3312 | 74.7691 | 79.9381 | 85.0511 | 89.7083 | 93.0348 | 95.3863 | 96.8784 | 97.1287 | 97.3281 | 96.1901 | 94.0697 | 91.0907 | 86.6023 | 82.7607 | 80.6817 | 78.9178 | 5.9259 | 5.2533 | 4.4556 | 2.6073 | 2.8809 | 4.0335 | 3.6674 | 4.459 | 4.2785 | 3.94 | 3.7052 | 3.7642 | 3.8379 | 3.8903 | 3.7926 | 3.5019 | 3.4951 | 3.4844 | 3.7538 | 3.1211 | 2.7522 | 2.8839 | 2.3778 | 2.4912
Portfolio Adjusted1-in-2Size: Over 200kWOrange County2015September Monthly Peak | Portfolio Adjusted | 1-in-2 | Size: Over 200kW | Orange County | 2015 | September Monthly Peak | 9 | 139.9004 | 135.3602 | 130.6287 | 132.2925 | 145.2657 | 178.5191 | 212.0585 | 231.7706 | 250.569 | 259.8057 | 267.8187 | 268.7878 | 266.7741 | 265.9342 | 258.0778 | 241.7814 | 224.9038 | 207.4084 | 197.8149 | 196.1354 | 186.8034 | 175.6349 | 162.3227 | 153.4406 | -0.37534 | -0.6163 | -0.37689 | -0.85902 | -1.0076 | -0.66044 | -1.1369 | -0.82576 | -0.73534 | -0.94658 | -1.4006 | -1.219 | -0.1951 | 3.0861 | 11.6663 | 11.5321 | 11.0068 | 9.662 | 2.8155 | 0.19324 | -0.48313 | -0.34713 | -0.075111 | -0.42961 | 71.5088 | 70.2322 | 69.5263 | 69.1119 | 68.7103 | 68.0643 | 68.284 | 68.3332 | 69.7924 | 75.2434 | 82.9109 | 88.4143 | 92.9246 | 95.5355 | 96.5514 | 96.8185 | 96.6155 | 95.3559 | 92.7816 | 88.7636 | 85.2625 | 82.7378 | 80.939 | 79.1781 | 5.6945 | 5.0717 | 4.2823 | 2.5315 | 2.8008 | 3.9522 | 3.6344 | 4.3716 | 4.212 | 3.8833 | 3.6219 | 3.6718 | 3.7383 | 3.8068 | 3.702 | 3.4042 | 3.3933 | 3.383 | 3.6852 | 3.0917 | 2.6763 | 2.8027 | 2.3065 | 2.4103
Portfolio Adjusted1-in-2Size: Over 200kWOrange County2015October Monthly Peak | Portfolio Adjusted | 1-in-2 | Size: Over 200kW | Orange County | 2015 | October Monthly Peak | 10 | 117.7061 | 114.0014 | 111.1306 | 112.8864 | 124.1777 | 153.0174 | 184.2551 | 203.3033 | 218.1876 | 224.434 | 232.2319 | 236.4148 | 236.5737 | 235.4917 | 228.3552 | 213.0747 | 197.7357 | 188.1749 | 176.4001 | 169.8572 | 161.9394 | 151.3719 | 140.4679 | 132.0172 | 0.2425 | 0.0079581 | 0.069108 | -0.47958 | -0.59873 | -0.23877 | -0.58075 | -0.46335 | -0.47216 | -0.74145 | -1.0625 | -0.86789 | 0.091 | 3.0451 | 10.5757 | 10.3256 | 9.8826 | 8.7687 | 2.3088 | 0.20489 | -0.30495 | -0.14077 | 0.13899 | -0.1847 | 71.1706 | 69.7394 | 69.0175 | 68.6197 | 67.8101 | 67.021 | 67.7187 | 69.201 | 69.5839 | 73.4906 | 78.3454 | 83.3475 | 86.9918 | 89.4602 | 91.1994 | 91.9653 | 91.8702 | 90.4504 | 87.6208 | 83.4953 | 79.8727 | 76.9973 | 74.9195 | 73.1505 | 4.8067 | 4.2853 | 3.655 | 2.1672 | 2.402 | 3.3987 | 3.1682 | 3.8471 | 3.6796 | 3.3655 | 3.1508 | 3.24 | 3.3258 | 3.382 | 3.2863 | 3.0097 | 2.9931 | 3.0792 | 3.2969 | 2.6862 | 2.3276 | 2.4234 | 2.0024 | 2.0805
Portfolio Adjusted1-in-2Size: Over 200kWOrange County2015November Monthly Peak | Portfolio Adjusted | 1-in-2 | Size: Over 200kW | Orange County | 2015 | November Monthly Peak | 11 | 121.6095 | 118.0291 | 114.262 | 114.4395 | 125.4427 | 153.254 | 181.4957 | 198.9147 | 211.6219 | 218.5471 | 224.6536 | 227.8379 | 227.7075 | 226.8757 | 218.8624 | 203.9662 | 190.17 | 183.7261 | 173.1597 | 166.8564 | 160.3751 | 150.7418 | 139.3658 | 130.8165 | 2.0084 | 1.671 | 1.2923 | 0.29676 | 0.20358 | 0.75994 | 0.64997 | 0.32486 | 0.039058 | -0.49571 | -0.57977 | -0.23653 | 0.86203 | 3.8505 | 10.8752 | 10.3589 | 10.1064 | 8.5693 | 1.6624 | 0.31366 | 0.041672 | 0.34057 | 0.7547 | 0.37542 | 60.5251 | 60.0372 | 59.6507 | 59.0976 | 58.6707 | 58.9004 | 58.5223 | 58.4972 | 62.5689 | 67.5324 | 73.8642 | 78.9838 | 82.7441 | 84.1888 | 84.8508 | 84.3058 | 82.326 | 78.0191 | 73.3994 | 70.563 | 68.4084 | 66.5345 | 65.008 | 63.6657 | 5.3239 | 4.7563 | 4.0287 | 2.3553 | 2.6013 | 3.6492 | 3.3456 | 4.0353 | 3.826 | 3.5133 | 3.2676 | 3.3475 | 3.4318 | 3.493 | 3.3767 | 3.0887 | 3.086 | 3.223 | 3.4695 | 2.8288 | 2.4712 | 2.5872 | 2.1299 | 2.2102
Portfolio Adjusted1-in-2Size: Over 200kWOrange County2015December Monthly Peak | Portfolio Adjusted | 1-in-2 | Size: Over 200kW | Orange County | 2015 | December Monthly Peak | 12 | 118.3656 | 114.247 | 111.433 | 113.0126 | 124.0721 | 150.7709 | 181.091 | 195.6012 | 205.9392 | 205.3491 | 205.1494 | 202.3598 | 197.7559 | 193.6141 | 186.2761 | 173.9753 | 164.5047 | 161.9585 | 154.5877 | 151.5759 | 147.1908 | 140.2845 | 131.6139 | 124.5661 | 1.9548 | 1.6175 | 1.2603 | 0.29306 | 0.20136 | 0.74762 | 0.64852 | 0.31945 | 0.038009 | -0.46577 | -0.52944 | -0.21008 | 0.74865 | 3.286 | 9.256 | 8.8357 | 8.7424 | 7.554 | 1.4841 | 0.28494 | 0.038247 | 0.31694 | 0.71272 | 0.35748 | 47.9306 | 47.2398 | 46.5259 | 45.6549 | 45.1221 | 44.2641 | 43.9535 | 43.7838 | 44.3187 | 46.9487 | 49.101 | 50.7821 | 52.3644 | 53.5031 | 53.9698 | 53.9466 | 53.3428 | 52.4477 | 51.1671 | 49.9331 | 49.1648 | 48.3015 | 47.5698 | 46.8593 | 5.1819 | 4.6039 | 3.929 | 2.3259 | 2.5728 | 3.5901 | 3.3381 | 3.968 | 3.7233 | 3.3012 | 2.9839 | 2.9731 | 2.9804 | 2.9809 | 2.8739 | 2.6345 | 2.6695 | 2.8412 | 3.0974 | 2.5698 | 2.268 | 2.4077 | 2.0114 | 2.1046
Portfolio Adjusted1-in-2Size: Over 200kWOrange County2015Typical Event Day | Portfolio Adjusted | 1-in-2 | Size: Over 200kW | Orange County | 2015 | Typical Event Day | 8 | 141.2357 | 136.0865 | 131.9464 | 132.4823 | 145.28 | 176.5515 | 206.6462 | 226.7382 | 242.4319 | 250.4746 | 259.7199 | 261.1584 | 259.4741 | 257.7229 | 250.7238 | 236.3907 | 220.5251 | 204.0011 | 192.5499 | 189.4894 | 184.4841 | 174.4016 | 161.5801 | 153.3126 | -0.123 | -0.37926 | -0.20391 | -0.74663 | -0.89032 | -0.50888 | -0.93346 | -0.69663 | -0.64008 | -0.88007 | -1.2933 | -1.0982 | -0.079138 | 3.1214 | 11.44 | 11.3439 | 10.88 | 9.5044 | 2.6564 | 0.2027 | -0.42757 | -0.27497 | 0.014878 | -0.34721 | 72.3455 | 71.2037 | 70.2737 | 69.4181 | 68.8067 | 68.11 | 67.874 | 68.1819 | 70.5277 | 75.4473 | 81.2162 | 85.7423 | 89.3475 | 91.9032 | 93.5313 | 94.1544 | 94.439 | 93.5174 | 91.5162 | 88.3418 | 84.363 | 80.6674 | 78.3224 | 76.5965 | 5.7488 | 5.0989 | 4.3255 | 2.5352 | 2.801 | 3.9087 | 3.5416 | 4.2766 | 4.0752 | 3.7438 | 3.5123 | 3.5675 | 3.636 | 3.6893 | 3.5965 | 3.3283 | 3.3273 | 3.3274 | 3.5871 | 2.9869 | 2.643 | 2.783 | 2.2959 | 2.4083
Portfolio Adjusted1-in-2Size: Over 200kWOrange County2016January Monthly Peak | Portfolio Adjusted | 1-in-2 | Size: Over 200kW | Orange County | 2016 | January Monthly Peak | 1 | 117.585 | 113.1414 | 110.5812 | 112.3633 | 124.0252 | 153.0449 | 185.625 | 202.1576 | 212.7919 | 212.9492 | 214.3038 | 214.0568 | 211.3557 | 208.2611 | 200.532 | 187.052 | 174.9642 | 170.2813 | 162.5155 | 159.1424 | 153.7367 | 146.3489 | 136.6525 | 128.6114 | 1.9419 | 1.6018 | 1.2506 | 0.29138 | 0.20128 | 0.7589 | 0.66476 | 0.33016 | 0.039274 | -0.48301 | -0.55306 | -0.22222 | 0.80013 | 3.5346 | 9.9643 | 9.4998 | 9.2983 | 7.9422 | 1.5602 | 0.29916 | 0.039947 | 0.33065 | 0.74001 | 0.36909 | 52.3805 | 51.9024 | 51.4204 | 50.8623 | 50.7385 | 50.3848 | 50.2528 | 50.2949 | 50.8656 | 52.1723 | 53.859 | 54.9711 | 55.3321 | 56.2579 | 56.7753 | 56.6605 | 56.3514 | 55.8413 | 54.7592 | 53.6493 | 52.8607 | 52.7024 | 52.7384 | 52.14 | 5.1477 | 4.5594 | 3.8989 | 2.3126 | 2.5719 | 3.6442 | 3.4217 | 4.1011 | 3.8472 | 3.4233 | 3.1171 | 3.145 | 3.1854 | 3.2064 | 3.0939 | 2.8325 | 2.8393 | 2.9872 | 3.2563 | 2.698 | 2.3689 | 2.5118 | 2.0884 | 2.1729
Portfolio Adjusted1-in-2Size: Over 200kWOrange County2016February Monthly Peak | Portfolio Adjusted | 1-in-2 | Size: Over 200kW | Orange County | 2016 | February Monthly Peak | 2 | 115.9727 | 111.8115 | 109.2386 | 111.1299 | 122.5649 | 150.8684 | 182.3236 | 198.2595 | 208.6439 | 209.7643 | 212.1193 | 212.8974 | 210.8888 | 208.4923 | 201.0838 | 187.8391 | 175.5456 | 170.4165 | 161.9777 | 158.0501 | 152.5064 | 145.0175 | 135.2646 | 127.3546 | 1.9153 | 1.583 | 1.2354 | 0.28818 | 0.19891 | 0.74811 | 0.65293 | 0.32379 | 0.038509 | -0.47579 | -0.54742 | -0.22102 | 0.79836 | 3.5385 | 9.9918 | 9.5398 | 9.3292 | 7.9485 | 1.5551 | 0.29711 | 0.039628 | 0.32764 | 0.73249 | 0.36548 | 52.4777 | 52.3177 | 52.3348 | 52.1622 | 51.5151 | 51.5563 | 51.2585 | 51.5891 | 52.7587 | 55.708 | 58.8498 | 61.5526 | 62.9698 | 63.5891 | 64.1427 | 63.9028 | 63.408 | 62.2377 | 60.4715 | 58.8966 | 57.8206 | 56.576 | 55.4903 | 54.105 | 5.0771 | 4.5058 | 3.8516 | 2.2872 | 2.5416 | 3.5924 | 3.3608 | 4.022 | 3.7722 | 3.3721 | 3.0853 | 3.128 | 3.1784 | 3.21 | 3.1024 | 2.8444 | 2.8487 | 2.9896 | 3.2455 | 2.6795 | 2.35 | 2.4889 | 2.0672 | 2.1517
Portfolio Adjusted1-in-2Size: Over 200kWOrange County2016March Monthly Peak | Portfolio Adjusted | 1-in-2 | Size: Over 200kW | Orange County | 2016 | March Monthly Peak | 3 | 121.5579 | 116.5431 | 113.5648 | 114.6971 | 124.8285 | 153.7898 | 182.2308 | 200.0982 | 211.5305 | 214.337 | 218.1167 | 218.9785 | 218.1973 | 218.1581 | 210.6024 | 197.8084 | 184.3159 | 173.2689 | 164.1572 | 164.3762 | 160.4441 | 152.6907 | 141.1332 | 132.0097 | 2.0075 | 1.65 | 1.2844 | 0.29743 | 0.20258 | 0.76259 | 0.6526 | 0.3268 | 0.039041 | -0.48616 | -0.5629 | -0.22733 | 0.82603 | 3.7026 | 10.4647 | 10.0461 | 9.7953 | 8.0815 | 1.576 | 0.309 | 0.04169 | 0.34497 | 0.76427 | 0.37884 | 52.9993 | 51.9132 | 51.3476 | 51.1641 | 50.7028 | 50.2367 | 49.9439 | 50.3054 | 52.3809 | 54.8365 | 58.1434 | 61.1404 | 63.2311 | 65.2041 | 66.7006 | 67.3959 | 67.4656 | 66.7008 | 64.0683 | 60.4283 | 58.3494 | 56.6818 | 55.5693 | 53.9099 | 5.3216 | 4.6965 | 4.0041 | 2.3606 | 2.5885 | 3.6619 | 3.3591 | 4.0593 | 3.8244 | 3.4456 | 3.1725 | 3.2173 | 3.2885 | 3.3588 | 3.2492 | 2.9954 | 2.991 | 3.0396 | 3.2892 | 2.7868 | 2.4723 | 2.6206 | 2.1569 | 2.2303
Portfolio Adjusted1-in-2Size: Over 200kWOrange County2016April Monthly Peak | Portfolio Adjusted | 1-in-2 | Size: Over 200kW | Orange County | 2016 | April Monthly Peak | 4 | 120.5343 | 116.0212 | 112.9027 | 114.0967 | 123.9194 | 152.3269 | 179.4486 | 197.9852 | 211.0534 | 217.0846 | 224.2641 | 227.6883 | 228.5818 | 229.8616 | 222.7711 | 209.3704 | 194.3617 | 180.9484 | 169.6876 | 168.1925 | 163.1029 | 153.9335 | 141.8261 | 132.6163 | 1.9906 | 1.6426 | 1.2769 | 0.29588 | 0.20111 | 0.75534 | 0.64264 | 0.32335 | 0.038953 | -0.49239 | -0.57877 | -0.23637 | 0.86534 | 3.9012 | 11.0694 | 10.6333 | 10.3291 | 8.4397 | 1.6291 | 0.31618 | 0.042381 | 0.34778 | 0.76802 | 0.38058 | 63.5876 | 62.385 | 61.3793 | 60.7217 | 59.6452 | 58.9144 | 58.1552 | 58.2357 | 60.7716 | 65.2625 | 70.4155 | 75.6969 | 80.4982 | 83.6763 | 85.4644 | 86.4301 | 86.0888 | 84.8975 | 82.5576 | 79.3295 | 74.2343 | 71.0423 | 68.9114 | 66.85 | 5.2768 | 4.6754 | 3.9808 | 2.3483 | 2.5697 | 3.6271 | 3.3078 | 4.0164 | 3.8157 | 3.4898 | 3.2619 | 3.3453 | 3.445 | 3.539 | 3.437 | 3.1705 | 3.154 | 3.1743 | 3.4 | 2.8515 | 2.5132 | 2.642 | 2.1675 | 2.2406
Portfolio Adjusted1-in-2Size: Over 200kWOrange County2016May Monthly Peak | Portfolio Adjusted | 1-in-2 | Size: Over 200kW | Orange County | 2016 | May Monthly Peak | 5 | 125.2039 | 120.6376 | 116.7369 | 118.0021 | 129.2038 | 158.1854 | 185.5591 | 206.4372 | 221.6265 | 229.3713 | 236.4035 | 240.1002 | 239.948 | 239.4358 | 232.1221 | 217.1574 | 201.7966 | 187.8865 | 176.7157 | 172.8369 | 169.9398 | 160.2749 | 147.8861 | 138.9292 | 1.5905 | 1.2598 | 0.99127 | 0.093127 | -0.0098696 | 0.51247 | 0.33508 | 0.12419 | -0.096344 | -0.58289 | -0.73442 | -0.41595 | 0.69319 | 3.8086 | 11.3273 | 10.8956 | 10.5558 | 8.7612 | 1.8591 | 0.29421 | -0.051868 | 0.22733 | 0.62826 | 0.24232 | 66.2326 | 65.0807 | 63.8494 | 62.733 | 61.9699 | 60.9693 | 60.5041 | 60.877 | 63.6999 | 67.752 | 72.2759 | 77.0962 | 81.5213 | 84.6243 | 86.7821 | 87.9652 | 88.3177 | 87.2725 | 84.8482 | 81.7672 | 77.2515 | 73.8317 | 71.9107 | 70.1917 | 5.3404 | 4.7365 | 4.0102 | 2.3662 | 2.6104 | 3.6698 | 3.3326 | 4.0803 | 3.9039 | 3.5926 | 3.3502 | 3.437 | 3.5234 | 3.5917 | 3.4892 | 3.2039 | 3.1905 | 3.2113 | 3.4498 | 2.8549 | 2.5513 | 2.6801 | 2.202 | 2.2869
Portfolio Adjusted1-in-2Size: Over 200kWOrange County2016June Monthly Peak | Portfolio Adjusted | 1-in-2 | Size: Over 200kW | Orange County | 2016 | June Monthly Peak | 6 | 134.3982 | 129.746 | 125.3053 | 126.6712 | 137.9324 | 166.2345 | 192.7445 | 211.0313 | 224.5447 | 231.7841 | 239.5782 | 242.5132 | 241.2652 | 239.51 | 233.1538 | 221.7548 | 208.4392 | 194.896 | 184.861 | 179.5389 | 175.8833 | 167.4905 | 154.7176 | 146.2539 | 1.0819 | 0.76646 | 0.63285 | -0.17905 | -0.29672 | 0.18965 | -0.069763 | -0.13886 | -0.2674 | -0.66629 | -0.89812 | -0.6257 | 0.43281 | 3.4981 | 11.1242 | 10.9601 | 10.6909 | 9.0854 | 2.1524 | 0.26668 | -0.17503 | 0.065583 | 0.43682 | 0.054084 | 69.0516 | 67.8275 | 66.5949 | 65.6489 | 64.821 | 64.1045 | 63.3882 | 63.9648 | 67.1071 | 71.7165 | 75.8093 | 79.8958 | 82.8981 | 85.4292 | 87.3908 | 88.5978 | 89.2381 | 88.7144 | 87.1868 | 84.2626 | 80.4068 | 76.2227 | 73.5157 | 71.7035 | 5.5921 | 4.9694 | 4.1991 | 2.4778 | 2.7185 | 3.7621 | 3.3768 | 4.0689 | 3.8584 | 3.5414 | 3.312 | 3.3865 | 3.456 | 3.5048 | 3.4189 | 3.1916 | 3.2148 | 3.2495 | 3.5204 | 2.893 | 2.5758 | 2.7322 | 2.2473 | 2.3485
Portfolio Adjusted1-in-2Size: Over 200kWOrange County2016July Monthly Peak | Portfolio Adjusted | 1-in-2 | Size: Over 200kW | Orange County | 2016 | July Monthly Peak | 7 | 140.6188 | 135.529 | 131.3971 | 132.4789 | 144.3699 | 173.8414 | 200.8298 | 219.2775 | 232.3719 | 239.8123 | 247.0036 | 248.7187 | 247.0045 | 245.5448 | 239.3358 | 228.1554 | 215.9347 | 202.3155 | 192.1975 | 186.8109 | 182.2624 | 173.1321 | 159.9118 | 151.3824 | -0.038812 | -0.29914 | -0.14526 | -0.70931 | -0.84646 | -0.45443 | -0.85154 | -0.63841 | -0.59106 | -0.83239 | -1.2097 | -1.0189 | -0.040764 | 3.0147 | 10.9536 | 10.9706 | 10.6817 | 9.4262 | 2.624 | 0.20501 | -0.40635 | -0.25025 | 0.043849 | -0.31624 | 71.7941 | 70.9699 | 70.0983 | 69.2013 | 68.427 | 67.8445 | 67.6947 | 68.0986 | 70.4421 | 74.8914 | 81.0934 | 84.951 | 88.5324 | 91.2618 | 93.3046 | 94.0727 | 94.5743 | 93.8093 | 92.0269 | 89.2505 | 85.1805 | 80.9483 | 78.1532 | 76.5867 | 5.7256 | 5.0797 | 4.3089 | 2.5359 | 2.7844 | 3.85 | 3.4431 | 4.1373 | 3.9074 | 3.5856 | 3.3415 | 3.3987 | 3.4624 | 3.5161 | 3.4343 | 3.2134 | 3.2591 | 3.301 | 3.5817 | 2.9457 | 2.6121 | 2.7637 | 2.273 | 2.3788
Portfolio Adjusted1-in-2Size: Over 200kWOrange County2016August Monthly Peak | Portfolio Adjusted | 1-in-2 | Size: Over 200kW | Orange County | 2016 | August Monthly Peak | 8 | 144.0559 | 138.7361 | 134.4855 | 134.8228 | 147.8525 | 180.2773 | 211.7324 | 233.9193 | 251.8503 | 260.8297 | 271.0985 | 272.6614 | 271.0046 | 268.911 | 261.6133 | 246.1102 | 229.2148 | 211.3816 | 199.3804 | 195.9235 | 190.0865 | 178.8247 | 165.5866 | 156.9198 | -1.2352 | -1.4283 | -0.97384 | -1.2514 | -1.4139 | -1.1459 | -1.7162 | -1.2064 | -0.98017 | -1.0604 | -1.6381 | -1.5291 | -0.57386 | 2.6778 | 11.466 | 11.5051 | 10.9221 | 9.8434 | 3.1213 | 0.13925 | -0.65764 | -0.58588 | -0.37531 | -0.71237 | 77.0273 | 75.7851 | 74.8752 | 73.7101 | 73.2687 | 72.427 | 72.1289 | 72.3312 | 74.769 | 79.9381 | 85.0511 | 89.7083 | 93.0348 | 95.3863 | 96.8784 | 97.1287 | 97.3281 | 96.1901 | 94.0697 | 91.0907 | 86.6023 | 82.7607 | 80.6817 | 78.9178 | 5.9259 | 5.2533 | 4.4556 | 2.6073 | 2.8809 | 4.0335 | 3.6674 | 4.459 | 4.2785 | 3.94 | 3.7052 | 3.7642 | 3.8379 | 3.8903 | 3.7926 | 3.5019 | 3.4951 | 3.4844 | 3.7538 | 3.1211 | 2.7522 | 2.8839 | 2.3778 | 2.4912
Portfolio Adjusted1-in-2Size: Over 200kWOrange County2016September Monthly Peak | Portfolio Adjusted | 1-in-2 | Size: Over 200kW | Orange County | 2016 | September Monthly Peak | 9 | 139.9004 | 135.3602 | 130.6287 | 132.2925 | 145.2657 | 178.5192 | 212.0585 | 231.7706 | 250.569 | 259.8057 | 267.8187 | 268.7878 | 266.7741 | 265.9342 | 258.0778 | 241.7814 | 224.9038 | 207.4084 | 197.8149 | 196.1354 | 186.8034 | 175.6349 | 162.3227 | 153.4406 | -0.37534 | -0.6163 | -0.37689 | -0.85902 | -1.0076 | -0.66045 | -1.1369 | -0.82576 | -0.73534 | -0.94658 | -1.4006 | -1.219 | -0.1951 | 3.0861 | 11.6663 | 11.5321 | 11.0068 | 9.662 | 2.8155 | 0.19324 | -0.48313 | -0.34713 | -0.075111 | -0.42961 | 71.5088 | 70.2322 | 69.5263 | 69.1119 | 68.7103 | 68.0643 | 68.284 | 68.3332 | 69.7924 | 75.2434 | 82.9109 | 88.4143 | 92.9246 | 95.5355 | 96.5514 | 96.8185 | 96.6155 | 95.3559 | 92.7816 | 88.7636 | 85.2625 | 82.7378 | 80.939 | 79.1781 | 5.6945 | 5.0717 | 4.2823 | 2.5315 | 2.8008 | 3.9522 | 3.6344 | 4.3716 | 4.212 | 3.8833 | 3.6219 | 3.6718 | 3.7383 | 3.8068 | 3.702 | 3.4042 | 3.3933 | 3.383 | 3.6852 | 3.0917 | 2.6763 | 2.8027 | 2.3065 | 2.4103
Portfolio Adjusted1-in-2Size: Over 200kWOrange County2016October Monthly Peak | Portfolio Adjusted | 1-in-2 | Size: Over 200kW | Orange County | 2016 | October Monthly Peak | 10 | 117.7061 | 114.0014 | 111.1306 | 112.8864 | 124.1777 | 153.0174 | 184.2551 | 203.3033 | 218.1876 | 224.434 | 232.2319 | 236.4148 | 236.5737 | 235.4917 | 228.3552 | 213.0747 | 197.7357 | 188.1749 | 176.4001 | 169.8572 | 161.9394 | 151.3719 | 140.4679 | 132.0172 | 0.2425 | 0.0079581 | 0.069108 | -0.47958 | -0.59873 | -0.23877 | -0.58075 | -0.46335 | -0.47216 | -0.74145 | -1.0625 | -0.86789 | 0.091 | 3.0451 | 10.5757 | 10.3256 | 9.8826 | 8.7687 | 2.3088 | 0.20489 | -0.30495 | -0.14077 | 0.13899 | -0.1847 | 71.1706 | 69.7394 | 69.0175 | 68.6197 | 67.8101 | 67.021 | 67.7187 | 69.201 | 69.5839 | 73.4906 | 78.3454 | 83.3475 | 86.9918 | 89.4602 | 91.1994 | 91.9653 | 91.8702 | 90.4503 | 87.6208 | 83.4953 | 79.8727 | 76.9973 | 74.9195 | 73.1505 | 4.8067 | 4.2853 | 3.655 | 2.1672 | 2.402 | 3.3987 | 3.1682 | 3.8471 | 3.6796 | 3.3655 | 3.1508 | 3.24 | 3.3258 | 3.382 | 3.2863 | 3.0097 | 2.9931 | 3.0792 | 3.2969 | 2.6862 | 2.3276 | 2.4234 | 2.0024 | 2.0805
Portfolio Adjusted1-in-2Size: Over 200kWOrange County2016November Monthly Peak | Portfolio Adjusted | 1-in-2 | Size: Over 200kW | Orange County | 2016 | November Monthly Peak | 11 | 121.6095 | 118.0291 | 114.262 | 114.4395 | 125.4427 | 153.254 | 181.4957 | 198.9147 | 211.6219 | 218.5471 | 224.6536 | 227.8379 | 227.7075 | 226.8757 | 218.8624 | 203.9662 | 190.17 | 183.7261 | 173.1597 | 166.8564 | 160.3751 | 150.7418 | 139.3658 | 130.8165 | 2.0084 | 1.671 | 1.2923 | 0.29676 | 0.20358 | 0.75994 | 0.64997 | 0.32486 | 0.039058 | -0.49571 | -0.57977 | -0.23653 | 0.86203 | 3.8505 | 10.8752 | 10.3589 | 10.1064 | 8.5693 | 1.6624 | 0.31366 | 0.041672 | 0.34057 | 0.7547 | 0.37542 | 60.5251 | 60.0372 | 59.6507 | 59.0976 | 58.6707 | 58.9004 | 58.5223 | 58.4972 | 62.5689 | 67.5324 | 73.8642 | 78.9839 | 82.7441 | 84.1888 | 84.8508 | 84.3058 | 82.326 | 78.0191 | 73.3994 | 70.563 | 68.4084 | 66.5345 | 65.008 | 63.6657 | 5.3239 | 4.7563 | 4.0287 | 2.3553 | 2.6013 | 3.6492 | 3.3456 | 4.0353 | 3.826 | 3.5133 | 3.2676 | 3.3475 | 3.4318 | 3.493 | 3.3767 | 3.0887 | 3.086 | 3.223 | 3.4695 | 2.8288 | 2.4712 | 2.5872 | 2.1299 | 2.2102
Portfolio Adjusted1-in-2Size: Over 200kWOrange County2016December Monthly Peak | Portfolio Adjusted | 1-in-2 | Size: Over 200kW | Orange County | 2016 | December Monthly Peak | 12 | 118.3656 | 114.247 | 111.433 | 113.0126 | 124.0721 | 150.7709 | 181.091 | 195.6012 | 205.9392 | 205.3491 | 205.1494 | 202.3598 | 197.7559 | 193.614 | 186.2761 | 173.9753 | 164.5047 | 161.9585 | 154.5877 | 151.5759 | 147.1908 | 140.2845 | 131.6139 | 124.5661 | 1.9548 | 1.6175 | 1.2603 | 0.29306 | 0.20136 | 0.74762 | 0.64852 | 0.31945 | 0.038009 | -0.46577 | -0.52944 | -0.21008 | 0.74865 | 3.286 | 9.256 | 8.8357 | 8.7424 | 7.554 | 1.4841 | 0.28494 | 0.038247 | 0.31694 | 0.71272 | 0.35748 | 47.9306 | 47.2398 | 46.5259 | 45.6549 | 45.1221 | 44.264 | 43.9535 | 43.7838 | 44.3187 | 46.9487 | 49.101 | 50.7821 | 52.3644 | 53.5031 | 53.9698 | 53.9466 | 53.3428 | 52.4477 | 51.1671 | 49.9331 | 49.1648 | 48.3015 | 47.5698 | 46.8593 | 5.1819 | 4.6039 | 3.929 | 2.3259 | 2.5728 | 3.5901 | 3.3381 | 3.968 | 3.7233 | 3.3012 | 2.9839 | 2.9731 | 2.9804 | 2.9809 | 2.8739 | 2.6345 | 2.6695 | 2.8412 | 3.0974 | 2.5698 | 2.268 | 2.4077 | 2.0114 | 2.1046
Portfolio Adjusted1-in-2Size: Over 200kWOrange County2016Typical Event Day | Portfolio Adjusted | 1-in-2 | Size: Over 200kW | Orange County | 2016 | Typical Event Day | 8 | 141.2357 | 136.0865 | 131.9464 | 132.4823 | 145.28 | 176.5515 | 206.6462 | 226.7382 | 242.4319 | 250.4746 | 259.7199 | 261.1584 | 259.4741 | 257.7229 | 250.7238 | 236.3907 | 220.5251 | 204.0011 | 192.5499 | 189.4894 | 184.4841 | 174.4016 | 161.5801 | 153.3126 | -0.123 | -0.37926 | -0.20391 | -0.74663 | -0.89032 | -0.50888 | -0.93346 | -0.69663 | -0.64008 | -0.88007 | -1.2933 | -1.0982 | -0.079138 | 3.1214 | 11.44 | 11.3439 | 10.88 | 9.5044 | 2.6564 | 0.2027 | -0.42757 | -0.27497 | 0.014878 | -0.34721 | 72.3455 | 71.2037 | 70.2737 | 69.4181 | 68.8067 | 68.11 | 67.874 | 68.1819 | 70.5277 | 75.4473 | 81.2162 | 85.7423 | 89.3475 | 91.9032 | 93.5313 | 94.1544 | 94.439 | 93.5174 | 91.5162 | 88.3418 | 84.363 | 80.6674 | 78.3224 | 76.5965 | 5.7488 | 5.0989 | 4.3255 | 2.5352 | 2.801 | 3.9087 | 3.5416 | 4.2766 | 4.0752 | 3.7438 | 3.5123 | 3.5675 | 3.636 | 3.6893 | 3.5965 | 3.3283 | 3.3273 | 3.3274 | 3.5871 | 2.9869 | 2.643 | 2.783 | 2.2959 | 2.4083
Portfolio Adjusted1-in-2Size: Over 200kWOrange County2017January Monthly Peak | Portfolio Adjusted | 1-in-2 | Size: Over 200kW | Orange County | 2017 | January Monthly Peak | 1 | 117.585 | 113.1414 | 110.5812 | 112.3633 | 124.0252 | 153.0449 | 185.625 | 202.1576 | 212.7919 | 212.9492 | 214.3038 | 214.0568 | 211.3557 | 208.2611 | 200.5319 | 187.052 | 174.9642 | 170.2813 | 162.5155 | 159.1424 | 153.7367 | 146.3489 | 136.6525 | 128.6114 | 1.9419 | 1.6018 | 1.2506 | 0.29138 | 0.20128 | 0.7589 | 0.66476 | 0.33016 | 0.039274 | -0.48301 | -0.55306 | -0.22222 | 0.80013 | 3.5346 | 9.9643 | 9.4998 | 9.2983 | 7.9422 | 1.5602 | 0.29916 | 0.039947 | 0.33065 | 0.74001 | 0.36909 | 52.3805 | 51.9024 | 51.4204 | 50.8623 | 50.7385 | 50.3848 | 50.2528 | 50.2949 | 50.8656 | 52.1723 | 53.859 | 54.9711 | 55.3321 | 56.2579 | 56.7753 | 56.6605 | 56.3514 | 55.8413 | 54.7592 | 53.6493 | 52.8607 | 52.7024 | 52.7384 | 52.14 | 5.1477 | 4.5594 | 3.8989 | 2.3126 | 2.5719 | 3.6442 | 3.4217 | 4.1011 | 3.8472 | 3.4233 | 3.1171 | 3.145 | 3.1854 | 3.2064 | 3.0939 | 2.8325 | 2.8393 | 2.9872 | 3.2563 | 2.698 | 2.3689 | 2.5118 | 2.0884 | 2.1729
Portfolio Adjusted1-in-2Size: Over 200kWOrange County2017February Monthly Peak | Portfolio Adjusted | 1-in-2 | Size: Over 200kW | Orange County | 2017 | February Monthly Peak | 2 | 115.9727 | 111.8115 | 109.2386 | 111.1299 | 122.5649 | 150.8684 | 182.3236 | 198.2595 | 208.6439 | 209.7643 | 212.1193 | 212.8974 | 210.8888 | 208.4923 | 201.0838 | 187.8391 | 175.5456 | 170.4165 | 161.9777 | 158.0502 | 152.5064 | 145.0175 | 135.2646 | 127.3546 | 1.9153 | 1.583 | 1.2354 | 0.28818 | 0.19891 | 0.74811 | 0.65293 | 0.32379 | 0.038509 | -0.47579 | -0.54742 | -0.22102 | 0.79836 | 3.5385 | 9.9918 | 9.5398 | 9.3292 | 7.9485 | 1.5551 | 0.29711 | 0.039628 | 0.32764 | 0.73249 | 0.36548 | 52.4777 | 52.3177 | 52.3348 | 52.1622 | 51.5151 | 51.5563 | 51.2585 | 51.5891 | 52.7587 | 55.708 | 58.8498 | 61.5526 | 62.9698 | 63.5891 | 64.1427 | 63.9028 | 63.408 | 62.2377 | 60.4715 | 58.8966 | 57.8206 | 56.576 | 55.4903 | 54.105 | 5.0771 | 4.5058 | 3.8516 | 2.2872 | 2.5416 | 3.5924 | 3.3608 | 4.022 | 3.7722 | 3.3721 | 3.0853 | 3.128 | 3.1784 | 3.21 | 3.1024 | 2.8444 | 2.8487 | 2.9896 | 3.2455 | 2.6795 | 2.35 | 2.4889 | 2.0672 | 2.1517
Portfolio Adjusted1-in-2Size: Over 200kWOrange County2017March Monthly Peak | Portfolio Adjusted | 1-in-2 | Size: Over 200kW | Orange County | 2017 | March Monthly Peak | 3 | 121.5579 | 116.5431 | 113.5648 | 114.6971 | 124.8285 | 153.7898 | 182.2308 | 200.0982 | 211.5306 | 214.337 | 218.1167 | 218.9785 | 218.1973 | 218.1581 | 210.6024 | 197.8084 | 184.3159 | 173.2689 | 164.1572 | 164.3762 | 160.4441 | 152.6907 | 141.1332 | 132.0097 | 2.0075 | 1.65 | 1.2844 | 0.29743 | 0.20258 | 0.76259 | 0.6526 | 0.3268 | 0.039041 | -0.48616 | -0.5629 | -0.22733 | 0.82603 | 3.7026 | 10.4647 | 10.0461 | 9.7953 | 8.0815 | 1.576 | 0.309 | 0.04169 | 0.34497 | 0.76427 | 0.37884 | 52.9993 | 51.9132 | 51.3476 | 51.1641 | 50.7028 | 50.2367 | 49.9439 | 50.3054 | 52.3809 | 54.8365 | 58.1434 | 61.1404 | 63.2311 | 65.2041 | 66.7006 | 67.3959 | 67.4656 | 66.7008 | 64.0683 | 60.4283 | 58.3494 | 56.6818 | 55.5693 | 53.9099 | 5.3216 | 4.6965 | 4.0041 | 2.3606 | 2.5885 | 3.6619 | 3.3591 | 4.0593 | 3.8244 | 3.4457 | 3.1725 | 3.2173 | 3.2885 | 3.3588 | 3.2492 | 2.9954 | 2.991 | 3.0396 | 3.2892 | 2.7868 | 2.4723 | 2.6206 | 2.1569 | 2.2303
Portfolio Adjusted1-in-2Size: Over 200kWOrange County2017April Monthly Peak | Portfolio Adjusted | 1-in-2 | Size: Over 200kW | Orange County | 2017 | April Monthly Peak | 4 | 120.5343 | 116.0212 | 112.9027 | 114.0967 | 123.9194 | 152.3269 | 179.4486 | 197.9852 | 211.0534 | 217.0846 | 224.2641 | 227.6883 | 228.5818 | 229.8616 | 222.7711 | 209.3704 | 194.3617 | 180.9484 | 169.6876 | 168.1925 | 163.1029 | 153.9335 | 141.8261 | 132.6163 | 1.9906 | 1.6426 | 1.2769 | 0.29588 | 0.20111 | 0.75534 | 0.64264 | 0.32335 | 0.038953 | -0.49239 | -0.57877 | -0.23637 | 0.86534 | 3.9012 | 11.0694 | 10.6333 | 10.3291 | 8.4397 | 1.6291 | 0.31618 | 0.042381 | 0.34778 | 0.76802 | 0.38058 | 63.5876 | 62.385 | 61.3793 | 60.7217 | 59.6452 | 58.9144 | 58.1552 | 58.2357 | 60.7716 | 65.2625 | 70.4155 | 75.6969 | 80.4982 | 83.6763 | 85.4644 | 86.4301 | 86.0888 | 84.8975 | 82.5576 | 79.3295 | 74.2343 | 71.0423 | 68.9114 | 66.85 | 5.2768 | 4.6754 | 3.9808 | 2.3483 | 2.5697 | 3.6271 | 3.3078 | 4.0164 | 3.8157 | 3.4898 | 3.2619 | 3.3453 | 3.445 | 3.539 | 3.437 | 3.1705 | 3.154 | 3.1743 | 3.4 | 2.8515 | 2.5132 | 2.642 | 2.1675 | 2.2406
Portfolio Adjusted1-in-2Size: Over 200kWOrange County2017May Monthly Peak | Portfolio Adjusted | 1-in-2 | Size: Over 200kW | Orange County | 2017 | May Monthly Peak | 5 | 125.2039 | 120.6376 | 116.7369 | 118.0022 | 129.2038 | 158.1854 | 185.5591 | 206.4372 | 221.6265 | 229.3713 | 236.4035 | 240.1002 | 239.948 | 239.4358 | 232.1221 | 217.1574 | 201.7966 | 187.8865 | 176.7157 | 172.8369 | 169.9398 | 160.2749 | 147.8861 | 138.9292 | 1.5905 | 1.2598 | 0.99127 | 0.093127 | -0.0098696 | 0.51247 | 0.33508 | 0.12419 | -0.096344 | -0.58289 | -0.73442 | -0.41595 | 0.69319 | 3.8086 | 11.3273 | 10.8956 | 10.5558 | 8.7612 | 1.8591 | 0.29421 | -0.051868 | 0.22733 | 0.62826 | 0.24232 | 66.2326 | 65.0807 | 63.8494 | 62.733 | 61.9699 | 60.9693 | 60.5041 | 60.877 | 63.6999 | 67.752 | 72.2759 | 77.0962 | 81.5213 | 84.6243 | 86.7821 | 87.9652 | 88.3177 | 87.2725 | 84.8482 | 81.7672 | 77.2515 | 73.8317 | 71.9107 | 70.1917 | 5.3404 | 4.7365 | 4.0102 | 2.3662 | 2.6104 | 3.6698 | 3.3326 | 4.0803 | 3.9039 | 3.5926 | 3.3502 | 3.437 | 3.5234 | 3.5917 | 3.4892 | 3.2039 | 3.1905 | 3.2113 | 3.4498 | 2.8549 | 2.5513 | 2.6801 | 2.202 | 2.2869
Portfolio Adjusted1-in-2Size: Over 200kWOrange County2017June Monthly Peak | Portfolio Adjusted | 1-in-2 | Size: Over 200kW | Orange County | 2017 | June Monthly Peak | 6 | 134.3982 | 129.746 | 125.3053 | 126.6712 | 137.9324 | 166.2345 | 192.7445 | 211.0313 | 224.5447 | 231.7841 | 239.5782 | 242.5132 | 241.2652 | 239.5099 | 233.1538 | 221.7548 | 208.4392 | 194.896 | 184.861 | 179.5389 | 175.8833 | 167.4905 | 154.7176 | 146.2539 | 1.0819 | 0.76646 | 0.63285 | -0.17905 | -0.29672 | 0.18965 | -0.069763 | -0.13886 | -0.2674 | -0.66629 | -0.89812 | -0.6257 | 0.43281 | 3.4981 | 11.1242 | 10.9601 | 10.6909 | 9.0854 | 2.1524 | 0.26668 | -0.17503 | 0.065583 | 0.43682 | 0.054084 | 69.0516 | 67.8275 | 66.5949 | 65.6489 | 64.821 | 64.1045 | 63.3882 | 63.9648 | 67.1071 | 71.7165 | 75.8093 | 79.8958 | 82.8981 | 85.4292 | 87.3908 | 88.5978 | 89.2381 | 88.7144 | 87.1868 | 84.2626 | 80.4068 | 76.2227 | 73.5157 | 71.7035 | 5.5921 | 4.9694 | 4.1991 | 2.4778 | 2.7185 | 3.7621 | 3.3768 | 4.0689 | 3.8584 | 3.5414 | 3.312 | 3.3865 | 3.456 | 3.5048 | 3.4189 | 3.1916 | 3.2148 | 3.2495 | 3.5204 | 2.893 | 2.5758 | 2.7322 | 2.2473 | 2.3485
Portfolio Adjusted1-in-2Size: Over 200kWOrange County2017July Monthly Peak | Portfolio Adjusted | 1-in-2 | Size: Over 200kW | Orange County | 2017 | July Monthly Peak | 7 | 140.6188 | 135.529 | 131.3971 | 132.4789 | 144.3699 | 173.8414 | 200.8298 | 219.2774 | 232.3719 | 239.8123 | 247.0036 | 248.7187 | 247.0045 | 245.5448 | 239.3358 | 228.1554 | 215.9347 | 202.3155 | 192.1975 | 186.8109 | 182.2624 | 173.1321 | 159.9118 | 151.3824 | -0.038812 | -0.29914 | -0.14526 | -0.70931 | -0.84646 | -0.45443 | -0.85154 | -0.63841 | -0.59106 | -0.83239 | -1.2097 | -1.0189 | -0.040764 | 3.0147 | 10.9536 | 10.9706 | 10.6817 | 9.4262 | 2.624 | 0.20501 | -0.40635 | -0.25025 | 0.043849 | -0.31624 | 71.7941 | 70.9699 | 70.0983 | 69.2013 | 68.427 | 67.8445 | 67.6947 | 68.0986 | 70.4421 | 74.8914 | 81.0934 | 84.951 | 88.5324 | 91.2618 | 93.3046 | 94.0727 | 94.5743 | 93.8093 | 92.0269 | 89.2505 | 85.1805 | 80.9483 | 78.1532 | 76.5867 | 5.7256 | 5.0797 | 4.3089 | 2.5359 | 2.7844 | 3.85 | 3.4431 | 4.1373 | 3.9074 | 3.5856 | 3.3415 | 3.3987 | 3.4624 | 3.5161 | 3.4343 | 3.2134 | 3.2591 | 3.301 | 3.5817 | 2.9457 | 2.6121 | 2.7637 | 2.273 | 2.3788
Portfolio Adjusted1-in-2Size: Over 200kWOrange County2017August Monthly Peak | Portfolio Adjusted | 1-in-2 | Size: Over 200kW | Orange County | 2017 | August Monthly Peak | 8 | 144.0559 | 138.7361 | 134.4855 | 134.8228 | 147.8525 | 180.2773 | 211.7324 | 233.9193 | 251.8503 | 260.8297 | 271.0985 | 272.6614 | 271.0046 | 268.911 | 261.6133 | 246.1102 | 229.2148 | 211.3816 | 199.3804 | 195.9235 | 190.0865 | 178.8247 | 165.5866 | 156.9198 | -1.2352 | -1.4283 | -0.97384 | -1.2514 | -1.4139 | -1.1459 | -1.7162 | -1.2064 | -0.98017 | -1.0604 | -1.6381 | -1.5291 | -0.57386 | 2.6778 | 11.466 | 11.5051 | 10.9221 | 9.8434 | 3.1213 | 0.13925 | -0.65764 | -0.58588 | -0.37531 | -0.71237 | 77.0273 | 75.7851 | 74.8752 | 73.7101 | 73.2687 | 72.427 | 72.1289 | 72.3312 | 74.769 | 79.9381 | 85.0511 | 89.7083 | 93.0348 | 95.3863 | 96.8784 | 97.1287 | 97.3281 | 96.1901 | 94.0697 | 91.0907 | 86.6023 | 82.7607 | 80.6817 | 78.9178 | 5.9259 | 5.2533 | 4.4556 | 2.6073 | 2.8809 | 4.0335 | 3.6674 | 4.459 | 4.2785 | 3.94 | 3.7052 | 3.7642 | 3.8379 | 3.8903 | 3.7926 | 3.5019 | 3.4951 | 3.4844 | 3.7538 | 3.1211 | 2.7522 | 2.8839 | 2.3778 | 2.4912
Portfolio Adjusted1-in-2Size: Over 200kWOrange County2017September Monthly Peak | Portfolio Adjusted | 1-in-2 | Size: Over 200kW | Orange County | 2017 | September Monthly Peak | 9 | 139.9004 | 135.3602 | 130.6287 | 132.2925 | 145.2657 | 178.5191 | 212.0585 | 231.7706 | 250.569 | 259.8057 | 267.8187 | 268.7878 | 266.7741 | 265.9342 | 258.0778 | 241.7814 | 224.9038 | 207.4084 | 197.8149 | 196.1354 | 186.8034 | 175.6349 | 162.3227 | 153.4406 | -0.37534 | -0.6163 | -0.37689 | -0.85902 | -1.0076 | -0.66044 | -1.1369 | -0.82576 | -0.73534 | -0.94658 | -1.4006 | -1.219 | -0.1951 | 3.0861 | 11.6663 | 11.5321 | 11.0068 | 9.662 | 2.8155 | 0.19324 | -0.48313 | -0.34713 | -0.075111 | -0.42961 | 71.5088 | 70.2322 | 69.5263 | 69.1119 | 68.7103 | 68.0643 | 68.284 | 68.3332 | 69.7924 | 75.2434 | 82.9109 | 88.4143 | 92.9246 | 95.5355 | 96.5514 | 96.8185 | 96.6155 | 95.3559 | 92.7816 | 88.7636 | 85.2625 | 82.7378 | 80.939 | 79.1781 | 5.6945 | 5.0717 | 4.2823 | 2.5315 | 2.8008 | 3.9522 | 3.6344 | 4.3716 | 4.212 | 3.8833 | 3.6219 | 3.6718 | 3.7383 | 3.8068 | 3.702 | 3.4042 | 3.3933 | 3.383 | 3.6852 | 3.0917 | 2.6763 | 2.8027 | 2.3065 | 2.4103
Portfolio Adjusted1-in-2Size: Over 200kWOrange County2017October Monthly Peak | Portfolio Adjusted | 1-in-2 | Size: Over 200kW | Orange County | 2017 | October Monthly Peak | 10 | 117.7061 | 114.0014 | 111.1306 | 112.8864 | 124.1777 | 153.0174 | 184.2551 | 203.3033 | 218.1876 | 224.434 | 232.2319 | 236.4148 | 236.5737 | 235.4917 | 228.3552 | 213.0747 | 197.7357 | 188.1749 | 176.4 | 169.8572 | 161.9394 | 151.3719 | 140.4679 | 132.0172 | 0.2425 | 0.0079581 | 0.069108 | -0.47958 | -0.59873 | -0.23877 | -0.58075 | -0.46335 | -0.47216 | -0.74145 | -1.0625 | -0.86789 | 0.091 | 3.0451 | 10.5757 | 10.3256 | 9.8826 | 8.7687 | 2.3088 | 0.20489 | -0.30495 | -0.14077 | 0.13899 | -0.1847 | 71.1706 | 69.7394 | 69.0175 | 68.6197 | 67.8101 | 67.021 | 67.7187 | 69.201 | 69.5839 | 73.4906 | 78.3454 | 83.3475 | 86.9918 | 89.4602 | 91.1994 | 91.9653 | 91.8702 | 90.4503 | 87.6208 | 83.4953 | 79.8727 | 76.9973 | 74.9195 | 73.1505 | 4.8067 | 4.2853 | 3.655 | 2.1672 | 2.402 | 3.3987 | 3.1682 | 3.8471 | 3.6796 | 3.3655 | 3.1508 | 3.24 | 3.3258 | 3.382 | 3.2863 | 3.0097 | 2.9931 | 3.0792 | 3.2969 | 2.6862 | 2.3276 | 2.4234 | 2.0024 | 2.0805
Portfolio Adjusted1-in-2Size: Over 200kWOrange County2017November Monthly Peak | Portfolio Adjusted | 1-in-2 | Size: Over 200kW | Orange County | 2017 | November Monthly Peak | 11 | 121.6095 | 118.0291 | 114.262 | 114.4395 | 125.4427 | 153.254 | 181.4957 | 198.9147 | 211.6219 | 218.5471 | 224.6536 | 227.8379 | 227.7075 | 226.8757 | 218.8624 | 203.9662 | 190.17 | 183.7261 | 173.1597 | 166.8564 | 160.3751 | 150.7418 | 139.3658 | 130.8165 | 2.0084 | 1.671 | 1.2923 | 0.29676 | 0.20358 | 0.75994 | 0.64997 | 0.32486 | 0.039058 | -0.49571 | -0.57977 | -0.23653 | 0.86203 | 3.8505 | 10.8752 | 10.3589 | 10.1064 | 8.5693 | 1.6624 | 0.31366 | 0.041672 | 0.34057 | 0.7547 | 0.37542 | 60.5251 | 60.0372 | 59.6507 | 59.0976 | 58.6707 | 58.9004 | 58.5223 | 58.4972 | 62.5689 | 67.5324 | 73.8642 | 78.9839 | 82.7441 | 84.1888 | 84.8508 | 84.3058 | 82.326 | 78.0191 | 73.3994 | 70.563 | 68.4084 | 66.5345 | 65.008 | 63.6657 | 5.3239 | 4.7563 | 4.0287 | 2.3553 | 2.6013 | 3.6492 | 3.3456 | 4.0353 | 3.826 | 3.5133 | 3.2676 | 3.3475 | 3.4318 | 3.493 | 3.3767 | 3.0887 | 3.086 | 3.223 | 3.4695 | 2.8288 | 2.4712 | 2.5872 | 2.1299 | 2.2102
Portfolio Adjusted1-in-2Size: Over 200kWOrange County2017December Monthly Peak | Portfolio Adjusted | 1-in-2 | Size: Over 200kW | Orange County | 2017 | December Monthly Peak | 12 | 118.3656 | 114.247 | 111.433 | 113.0126 | 124.0722 | 150.7709 | 181.0911 | 195.6012 | 205.9392 | 205.3491 | 205.1494 | 202.3598 | 197.7559 | 193.614 | 186.2761 | 173.9753 | 164.5047 | 161.9585 | 154.5877 | 151.5759 | 147.1908 | 140.2845 | 131.6139 | 124.5661 | 1.9548 | 1.6175 | 1.2603 | 0.29306 | 0.20136 | 0.74762 | 0.64852 | 0.31945 | 0.038009 | -0.46577 | -0.52944 | -0.21008 | 0.74865 | 3.286 | 9.256 | 8.8357 | 8.7424 | 7.554 | 1.4841 | 0.28494 | 0.038247 | 0.31694 | 0.71272 | 0.35748 | 47.9306 | 47.2398 | 46.5259 | 45.6549 | 45.1221 | 44.264 | 43.9535 | 43.7838 | 44.3187 | 46.9487 | 49.101 | 50.7821 | 52.3644 | 53.5031 | 53.9698 | 53.9466 | 53.3428 | 52.4477 | 51.1671 | 49.9331 | 49.1648 | 48.3015 | 47.5698 | 46.8593 | 5.1819 | 4.6039 | 3.929 | 2.3259 | 2.5728 | 3.5901 | 3.3381 | 3.968 | 3.7233 | 3.3012 | 2.9839 | 2.9731 | 2.9804 | 2.9809 | 2.8739 | 2.6345 | 2.6695 | 2.8412 | 3.0974 | 2.5698 | 2.268 | 2.4077 | 2.0114 | 2.1046
Portfolio Adjusted1-in-2Size: Over 200kWOrange County2017Typical Event Day | Portfolio Adjusted | 1-in-2 | Size: Over 200kW | Orange County | 2017 | Typical Event Day | 8 | 141.2357 | 136.0865 | 131.9464 | 132.4823 | 145.28 | 176.5515 | 206.6462 | 226.7382 | 242.4319 | 250.4746 | 259.7199 | 261.1584 | 259.4741 | 257.7229 | 250.7238 | 236.3907 | 220.5251 | 204.0011 | 192.5499 | 189.4894 | 184.4841 | 174.4016 | 161.5801 | 153.3126 | -0.123 | -0.37926 | -0.20391 | -0.74663 | -0.89032 | -0.50888 | -0.93346 | -0.69663 | -0.64008 | -0.88007 | -1.2933 | -1.0982 | -0.079138 | 3.1214 | 11.44 | 11.3439 | 10.88 | 9.5044 | 2.6564 | 0.2027 | -0.42757 | -0.27497 | 0.014878 | -0.34721 | 72.3455 | 71.2037 | 70.2737 | 69.4181 | 68.8067 | 68.11 | 67.874 | 68.1819 | 70.5277 | 75.4473 | 81.2162 | 85.7423 | 89.3475 | 91.9032 | 93.5313 | 94.1544 | 94.439 | 93.5174 | 91.5162 | 88.3418 | 84.363 | 80.6674 | 78.3224 | 76.5965 | 5.7488 | 5.0989 | 4.3255 | 2.5352 | 2.801 | 3.9087 | 3.5416 | 4.2766 | 4.0752 | 3.7438 | 3.5123 | 3.5675 | 3.636 | 3.6893 | 3.5965 | 3.3283 | 3.3273 | 3.3274 | 3.5871 | 2.9869 | 2.643 | 2.783 | 2.2959 | 2.4083
Portfolio Adjusted1-in-2Size: Over 200kWOrange County2018January Monthly Peak | Portfolio Adjusted | 1-in-2 | Size: Over 200kW | Orange County | 2018 | January Monthly Peak | 1 | 117.585 | 113.1414 | 110.5812 | 112.3633 | 124.0252 | 153.0449 | 185.625 | 202.1576 | 212.7919 | 212.9492 | 214.3038 | 214.0568 | 211.3557 | 208.2611 | 200.5319 | 187.052 | 174.9642 | 170.2813 | 162.5155 | 159.1424 | 153.7367 | 146.3489 | 136.6525 | 128.6114 | 1.9419 | 1.6018 | 1.2506 | 0.29138 | 0.20128 | 0.7589 | 0.66476 | 0.33016 | 0.039274 | -0.48301 | -0.55306 | -0.22222 | 0.80013 | 3.5346 | 9.9643 | 9.4998 | 9.2983 | 7.9422 | 1.5602 | 0.29916 | 0.039947 | 0.33065 | 0.74001 | 0.36909 | 52.3805 | 51.9024 | 51.4204 | 50.8623 | 50.7385 | 50.3848 | 50.2528 | 50.2949 | 50.8656 | 52.1723 | 53.859 | 54.9711 | 55.3321 | 56.2579 | 56.7753 | 56.6605 | 56.3514 | 55.8413 | 54.7592 | 53.6493 | 52.8607 | 52.7024 | 52.7384 | 52.14 | 5.1477 | 4.5594 | 3.8989 | 2.3126 | 2.5719 | 3.6442 | 3.4217 | 4.1011 | 3.8472 | 3.4233 | 3.1171 | 3.145 | 3.1854 | 3.2064 | 3.0939 | 2.8325 | 2.8393 | 2.9872 | 3.2563 | 2.698 | 2.3689 | 2.5118 | 2.0884 | 2.1729
Portfolio Adjusted1-in-2Size: Over 200kWOrange County2018February Monthly Peak | Portfolio Adjusted | 1-in-2 | Size: Over 200kW | Orange County | 2018 | February Monthly Peak | 2 | 115.9727 | 111.8115 | 109.2386 | 111.1299 | 122.5649 | 150.8684 | 182.3236 | 198.2595 | 208.6439 | 209.7643 | 212.1192 | 212.8974 | 210.8888 | 208.4923 | 201.0838 | 187.8391 | 175.5456 | 170.4165 | 161.9777 | 158.0502 | 152.5064 | 145.0175 | 135.2646 | 127.3546 | 1.9153 | 1.583 | 1.2354 | 0.28818 | 0.19891 | 0.74811 | 0.65293 | 0.32379 | 0.038509 | -0.47579 | -0.54742 | -0.22102 | 0.79836 | 3.5385 | 9.9918 | 9.5398 | 9.3292 | 7.9485 | 1.5551 | 0.29711 | 0.039628 | 0.32764 | 0.73249 | 0.36548 | 52.4777 | 52.3177 | 52.3348 | 52.1622 | 51.5151 | 51.5563 | 51.2585 | 51.5891 | 52.7587 | 55.708 | 58.8498 | 61.5526 | 62.9698 | 63.5891 | 64.1427 | 63.9028 | 63.408 | 62.2377 | 60.4715 | 58.8966 | 57.8206 | 56.576 | 55.4903 | 54.105 | 5.0771 | 4.5058 | 3.8516 | 2.2872 | 2.5416 | 3.5924 | 3.3608 | 4.022 | 3.7722 | 3.3721 | 3.0853 | 3.128 | 3.1784 | 3.21 | 3.1024 | 2.8444 | 2.8487 | 2.9896 | 3.2455 | 2.6795 | 2.35 | 2.4889 | 2.0672 | 2.1517
Portfolio Adjusted1-in-2Size: Over 200kWOrange County2018March Monthly Peak | Portfolio Adjusted | 1-in-2 | Size: Over 200kW | Orange County | 2018 | March Monthly Peak | 3 | 121.5579 | 116.5431 | 113.5648 | 114.6971 | 124.8285 | 153.7898 | 182.2308 | 200.0982 | 211.5305 | 214.337 | 218.1167 | 218.9785 | 218.1973 | 218.158 | 210.6024 | 197.8084 | 184.3159 | 173.2689 | 164.1572 | 164.3762 | 160.4441 | 152.6907 | 141.1332 | 132.0097 | 2.0075 | 1.65 | 1.2844 | 0.29743 | 0.20258 | 0.76259 | 0.6526 | 0.3268 | 0.039041 | -0.48616 | -0.5629 | -0.22733 | 0.82603 | 3.7026 | 10.4647 | 10.0461 | 9.7953 | 8.0815 | 1.576 | 0.309 | 0.04169 | 0.34497 | 0.76427 | 0.37884 | 52.9993 | 51.9132 | 51.3476 | 51.1641 | 50.7028 | 50.2367 | 49.9439 | 50.3054 | 52.3809 | 54.8365 | 58.1434 | 61.1404 | 63.2311 | 65.2041 | 66.7006 | 67.3959 | 67.4656 | 66.7008 | 64.0683 | 60.4283 | 58.3494 | 56.6818 | 55.5693 | 53.9099 | 5.3216 | 4.6965 | 4.0041 | 2.3606 | 2.5885 | 3.6619 | 3.3591 | 4.0593 | 3.8244 | 3.4457 | 3.1725 | 3.2173 | 3.2885 | 3.3588 | 3.2492 | 2.9954 | 2.991 | 3.0396 | 3.2892 | 2.7868 | 2.4723 | 2.6206 | 2.1569 | 2.2303
Portfolio Adjusted1-in-2Size: Over 200kWOrange County2018April Monthly Peak | Portfolio Adjusted | 1-in-2 | Size: Over 200kW | Orange County | 2018 | April Monthly Peak | 4 | 120.5343 | 116.0212 | 112.9027 | 114.0967 | 123.9194 | 152.3269 | 179.4486 | 197.9852 | 211.0534 | 217.0846 | 224.2641 | 227.6883 | 228.5818 | 229.8617 | 222.7711 | 209.3704 | 194.3617 | 180.9484 | 169.6876 | 168.1925 | 163.1029 | 153.9335 | 141.8261 | 132.6163 | 1.9906 | 1.6426 | 1.2769 | 0.29588 | 0.20111 | 0.75534 | 0.64264 | 0.32335 | 0.038953 | -0.49239 | -0.57877 | -0.23637 | 0.86534 | 3.9012 | 11.0694 | 10.6333 | 10.3291 | 8.4397 | 1.6291 | 0.31618 | 0.042381 | 0.34778 | 0.76802 | 0.38058 | 63.5876 | 62.385 | 61.3793 | 60.7217 | 59.6452 | 58.9144 | 58.1552 | 58.2357 | 60.7716 | 65.2625 | 70.4155 | 75.6969 | 80.4982 | 83.6763 | 85.4644 | 86.4301 | 86.0888 | 84.8975 | 82.5577 | 79.3295 | 74.2343 | 71.0423 | 68.9114 | 66.85 | 5.2768 | 4.6754 | 3.9808 | 2.3483 | 2.5697 | 3.6271 | 3.3078 | 4.0164 | 3.8157 | 3.4898 | 3.2619 | 3.3453 | 3.445 | 3.539 | 3.437 | 3.1705 | 3.154 | 3.1743 | 3.4 | 2.8515 | 2.5132 | 2.642 | 2.1675 | 2.2406
Portfolio Adjusted1-in-2Size: Over 200kWOrange County2018May Monthly Peak | Portfolio Adjusted | 1-in-2 | Size: Over 200kW | Orange County | 2018 | May Monthly Peak | 5 | 125.2039 | 120.6376 | 116.7369 | 118.0021 | 129.2038 | 158.1854 | 185.5591 | 206.4372 | 221.6265 | 229.3713 | 236.4035 | 240.1002 | 239.9481 | 239.4358 | 232.1221 | 217.1574 | 201.7966 | 187.8865 | 176.7157 | 172.8369 | 169.9398 | 160.2749 | 147.8861 | 138.9292 | 1.5905 | 1.2598 | 0.99127 | 0.093127 | -0.0098696 | 0.51247 | 0.33508 | 0.12419 | -0.096344 | -0.58289 | -0.73442 | -0.41595 | 0.69319 | 3.8086 | 11.3273 | 10.8956 | 10.5558 | 8.7612 | 1.8591 | 0.29421 | -0.051868 | 0.22733 | 0.62826 | 0.24232 | 66.2326 | 65.0807 | 63.8494 | 62.733 | 61.9699 | 60.9693 | 60.5041 | 60.877 | 63.6999 | 67.752 | 72.2759 | 77.0962 | 81.5213 | 84.6243 | 86.7821 | 87.9652 | 88.3177 | 87.2725 | 84.8482 | 81.7672 | 77.2515 | 73.8318 | 71.9107 | 70.1917 | 5.3404 | 4.7365 | 4.0102 | 2.3662 | 2.6104 | 3.6698 | 3.3326 | 4.0803 | 3.9039 | 3.5926 | 3.3502 | 3.437 | 3.5234 | 3.5917 | 3.4892 | 3.2039 | 3.1905 | 3.2113 | 3.4498 | 2.8549 | 2.5513 | 2.6801 | 2.202 | 2.2869
Portfolio Adjusted1-in-2Size: Over 200kWOrange County2018June Monthly Peak | Portfolio Adjusted | 1-in-2 | Size: Over 200kW | Orange County | 2018 | June Monthly Peak | 6 | 134.3982 | 129.746 | 125.3053 | 126.6712 | 137.9324 | 166.2345 | 192.7445 | 211.0313 | 224.5447 | 231.7841 | 239.5782 | 242.5132 | 241.2652 | 239.5099 | 233.1538 | 221.7548 | 208.4392 | 194.896 | 184.861 | 179.5389 | 175.8833 | 167.4905 | 154.7176 | 146.2539 | 1.0819 | 0.76646 | 0.63285 | -0.17905 | -0.29672 | 0.18965 | -0.069763 | -0.13886 | -0.2674 | -0.66629 | -0.89812 | -0.6257 | 0.43281 | 3.4981 | 11.1242 | 10.9601 | 10.6909 | 9.0854 | 2.1524 | 0.26668 | -0.17503 | 0.065583 | 0.43682 | 0.054084 | 69.0516 | 67.8275 | 66.5949 | 65.6489 | 64.821 | 64.1045 | 63.3882 | 63.9648 | 67.1071 | 71.7165 | 75.8093 | 79.8958 | 82.8981 | 85.4292 | 87.3908 | 88.5978 | 89.2381 | 88.7144 | 87.1868 | 84.2626 | 80.4068 | 76.2227 | 73.5157 | 71.7035 | 5.5921 | 4.9694 | 4.1991 | 2.4778 | 2.7185 | 3.7621 | 3.3768 | 4.0689 | 3.8584 | 3.5414 | 3.312 | 3.3865 | 3.456 | 3.5048 | 3.4189 | 3.1916 | 3.2148 | 3.2495 | 3.5204 | 2.893 | 2.5758 | 2.7322 | 2.2473 | 2.3485
Portfolio Adjusted1-in-2Size: Over 200kWOrange County2018July Monthly Peak | Portfolio Adjusted | 1-in-2 | Size: Over 200kW | Orange County | 2018 | July Monthly Peak | 7 | 140.6188 | 135.529 | 131.3971 | 132.4789 | 144.3699 | 173.8414 | 200.8298 | 219.2775 | 232.3719 | 239.8123 | 247.0036 | 248.7187 | 247.0045 | 245.5448 | 239.3358 | 228.1554 | 215.9347 | 202.3155 | 192.1975 | 186.8109 | 182.2624 | 173.1321 | 159.9118 | 151.3824 | -0.038812 | -0.29914 | -0.14526 | -0.70931 | -0.84646 | -0.45443 | -0.85154 | -0.63841 | -0.59106 | -0.83239 | -1.2097 | -1.0189 | -0.040764 | 3.0147 | 10.9536 | 10.9706 | 10.6817 | 9.4262 | 2.624 | 0.20501 | -0.40635 | -0.25025 | 0.043849 | -0.31624 | 71.7941 | 70.9699 | 70.0983 | 69.2013 | 68.427 | 67.8445 | 67.6947 | 68.0986 | 70.4421 | 74.8914 | 81.0934 | 84.951 | 88.5324 | 91.2618 | 93.3046 | 94.0727 | 94.5743 | 93.8093 | 92.0269 | 89.2505 | 85.1805 | 80.9483 | 78.1532 | 76.5867 | 5.7256 | 5.0797 | 4.3089 | 2.5359 | 2.7844 | 3.85 | 3.4431 | 4.1373 | 3.9074 | 3.5856 | 3.3415 | 3.3987 | 3.4624 | 3.5161 | 3.4343 | 3.2134 | 3.2591 | 3.301 | 3.5817 | 2.9457 | 2.6121 | 2.7637 | 2.273 | 2.3788
Portfolio Adjusted1-in-2Size: Over 200kWOrange County2018August Monthly Peak | Portfolio Adjusted | 1-in-2 | Size: Over 200kW | Orange County | 2018 | August Monthly Peak | 8 | 144.0559 | 138.7361 | 134.4855 | 134.8228 | 147.8525 | 180.2773 | 211.7324 | 233.9193 | 251.8503 | 260.8297 | 271.0985 | 272.6614 | 271.0046 | 268.911 | 261.6133 | 246.1102 | 229.2148 | 211.3816 | 199.3804 | 195.9235 | 190.0865 | 178.8247 | 165.5866 | 156.9198 | -1.2352 | -1.4283 | -0.97384 | -1.2514 | -1.4139 | -1.1459 | -1.7162 | -1.2064 | -0.98017 | -1.0604 | -1.6381 | -1.5291 | -0.57386 | 2.6778 | 11.466 | 11.5051 | 10.9221 | 9.8434 | 3.1213 | 0.13925 | -0.65764 | -0.58588 | -0.37531 | -0.71237 | 77.0273 | 75.7851 | 74.8752 | 73.7101 | 73.2687 | 72.427 | 72.1289 | 72.3312 | 74.7691 | 79.9381 | 85.0511 | 89.7083 | 93.0348 | 95.3863 | 96.8784 | 97.1287 | 97.3281 | 96.1901 | 94.0697 | 91.0907 | 86.6023 | 82.7607 | 80.6817 | 78.9178 | 5.9259 | 5.2533 | 4.4556 | 2.6073 | 2.8809 | 4.0335 | 3.6674 | 4.459 | 4.2785 | 3.94 | 3.7052 | 3.7642 | 3.8379 | 3.8903 | 3.7926 | 3.5019 | 3.4951 | 3.4844 | 3.7538 | 3.1211 | 2.7522 | 2.8839 | 2.3778 | 2.4912
Portfolio Adjusted1-in-2Size: Over 200kWOrange County2018September Monthly Peak | Portfolio Adjusted | 1-in-2 | Size: Over 200kW | Orange County | 2018 | September Monthly Peak | 9 | 139.9004 | 135.3602 | 130.6287 | 132.2925 | 145.2656 | 178.5191 | 212.0585 | 231.7706 | 250.569 | 259.8057 | 267.8187 | 268.7878 | 266.7741 | 265.9342 | 258.0778 | 241.7814 | 224.9038 | 207.4084 | 197.8149 | 196.1354 | 186.8034 | 175.6349 | 162.3227 | 153.4406 | -0.37534 | -0.6163 | -0.37689 | -0.85902 | -1.0076 | -0.66044 | -1.1369 | -0.82576 | -0.73534 | -0.94658 | -1.4006 | -1.219 | -0.1951 | 3.0861 | 11.6663 | 11.5321 | 11.0068 | 9.662 | 2.8155 | 0.19324 | -0.48313 | -0.34713 | -0.075111 | -0.42961 | 71.5088 | 70.2322 | 69.5263 | 69.1119 | 68.7103 | 68.0643 | 68.284 | 68.3332 | 69.7924 | 75.2434 | 82.9109 | 88.4143 | 92.9246 | 95.5355 | 96.5514 | 96.8185 | 96.6155 | 95.3559 | 92.7816 | 88.7636 | 85.2625 | 82.7378 | 80.939 | 79.1781 | 5.6945 | 5.0717 | 4.2823 | 2.5315 | 2.8008 | 3.9522 | 3.6344 | 4.3716 | 4.212 | 3.8833 | 3.6219 | 3.6718 | 3.7383 | 3.8068 | 3.702 | 3.4042 | 3.3933 | 3.383 | 3.6852 | 3.0917 | 2.6763 | 2.8027 | 2.3065 | 2.4103
Portfolio Adjusted1-in-2Size: Over 200kWOrange County2018October Monthly Peak | Portfolio Adjusted | 1-in-2 | Size: Over 200kW | Orange County | 2018 | October Monthly Peak | 10 | 117.7061 | 114.0014 | 111.1306 | 112.8864 | 124.1777 | 153.0174 | 184.2551 | 203.3033 | 218.1876 | 224.434 | 232.2319 | 236.4148 | 236.5737 | 235.4917 | 228.3552 | 213.0747 | 197.7357 | 188.1749 | 176.4001 | 169.8572 | 161.9394 | 151.3719 | 140.4679 | 132.0172 | 0.2425 | 0.0079581 | 0.069108 | -0.47958 | -0.59873 | -0.23877 | -0.58075 | -0.46335 | -0.47216 | -0.74145 | -1.0625 | -0.86789 | 0.091 | 3.0451 | 10.5757 | 10.3256 | 9.8826 | 8.7687 | 2.3088 | 0.20489 | -0.30495 | -0.14077 | 0.13899 | -0.1847 | 71.1706 | 69.7394 | 69.0175 | 68.6197 | 67.8101 | 67.021 | 67.7187 | 69.201 | 69.5839 | 73.4906 | 78.3454 | 83.3475 | 86.9918 | 89.4602 | 91.1994 | 91.9653 | 91.8702 | 90.4504 | 87.6208 | 83.4953 | 79.8727 | 76.9973 | 74.9195 | 73.1505 | 4.8067 | 4.2853 | 3.655 | 2.1672 | 2.402 | 3.3987 | 3.1682 | 3.8471 | 3.6796 | 3.3655 | 3.1508 | 3.24 | 3.3258 | 3.382 | 3.2863 | 3.0097 | 2.9931 | 3.0792 | 3.2969 | 2.6862 | 2.3276 | 2.4234 | 2.0024 | 2.0805
Portfolio Adjusted1-in-2Size: Over 200kWOrange County2018November Monthly Peak | Portfolio Adjusted | 1-in-2 | Size: Over 200kW | Orange County | 2018 | November Monthly Peak | 11 | 121.6095 | 118.0291 | 114.262 | 114.4395 | 125.4427 | 153.254 | 181.4957 | 198.9147 | 211.6219 | 218.5471 | 224.6536 | 227.8379 | 227.7075 | 226.8757 | 218.8624 | 203.9662 | 190.17 | 183.7261 | 173.1597 | 166.8564 | 160.3751 | 150.7418 | 139.3658 | 130.8165 | 2.0084 | 1.671 | 1.2923 | 0.29676 | 0.20358 | 0.75994 | 0.64997 | 0.32486 | 0.039058 | -0.49571 | -0.57977 | -0.23653 | 0.86203 | 3.8505 | 10.8752 | 10.3589 | 10.1064 | 8.5693 | 1.6624 | 0.31366 | 0.041672 | 0.34057 | 0.7547 | 0.37542 | 60.5251 | 60.0372 | 59.6507 | 59.0976 | 58.6707 | 58.9004 | 58.5223 | 58.4972 | 62.5689 | 67.5324 | 73.8642 | 78.9838 | 82.7441 | 84.1888 | 84.8508 | 84.3058 | 82.326 | 78.0191 | 73.3994 | 70.563 | 68.4084 | 66.5345 | 65.008 | 63.6657 | 5.3239 | 4.7563 | 4.0287 | 2.3553 | 2.6013 | 3.6492 | 3.3456 | 4.0353 | 3.826 | 3.5133 | 3.2676 | 3.3475 | 3.4318 | 3.493 | 3.3767 | 3.0887 | 3.086 | 3.223 | 3.4695 | 2.8288 | 2.4712 | 2.5872 | 2.1299 | 2.2102
Portfolio Adjusted1-in-2Size: Over 200kWOrange County2018December Monthly Peak | Portfolio Adjusted | 1-in-2 | Size: Over 200kW | Orange County | 2018 | December Monthly Peak | 12 | 118.3656 | 114.247 | 111.433 | 113.0126 | 124.0722 | 150.7709 | 181.0911 | 195.6012 | 205.9392 | 205.3491 | 205.1494 | 202.3598 | 197.7559 | 193.614 | 186.2761 | 173.9753 | 164.5047 | 161.9585 | 154.5877 | 151.5759 | 147.1908 | 140.2845 | 131.6139 | 124.5661 | 1.9548 | 1.6175 | 1.2603 | 0.29306 | 0.20136 | 0.74762 | 0.64852 | 0.31945 | 0.038009 | -0.46577 | -0.52944 | -0.21008 | 0.74865 | 3.286 | 9.256 | 8.8357 | 8.7424 | 7.554 | 1.4841 | 0.28494 | 0.038247 | 0.31694 | 0.71272 | 0.35748 | 47.9306 | 47.2398 | 46.5259 | 45.6549 | 45.1221 | 44.2641 | 43.9535 | 43.7838 | 44.3187 | 46.9487 | 49.101 | 50.7821 | 52.3644 | 53.5031 | 53.9698 | 53.9466 | 53.3428 | 52.4477 | 51.1671 | 49.9331 | 49.1648 | 48.3015 | 47.5698 | 46.8593 | 5.1819 | 4.6039 | 3.929 | 2.3259 | 2.5728 | 3.5901 | 3.3381 | 3.968 | 3.7233 | 3.3012 | 2.9839 | 2.9731 | 2.9804 | 2.9809 | 2.8739 | 2.6345 | 2.6695 | 2.8412 | 3.0974 | 2.5698 | 2.268 | 2.4077 | 2.0114 | 2.1046
Portfolio Adjusted1-in-2Size: Over 200kWOrange County2018Typical Event Day | Portfolio Adjusted | 1-in-2 | Size: Over 200kW | Orange County | 2018 | Typical Event Day | 8 | 141.2357 | 136.0865 | 131.9464 | 132.4823 | 145.28 | 176.5515 | 206.6462 | 226.7382 | 242.4319 | 250.4746 | 259.7199 | 261.1584 | 259.4741 | 257.7229 | 250.7238 | 236.3907 | 220.5251 | 204.0011 | 192.5499 | 189.4894 | 184.4841 | 174.4016 | 161.5801 | 153.3126 | -0.123 | -0.37926 | -0.20391 | -0.74663 | -0.89032 | -0.50888 | -0.93346 | -0.69663 | -0.64008 | -0.88007 | -1.2933 | -1.0982 | -0.079138 | 3.1214 | 11.44 | 11.3439 | 10.88 | 9.5044 | 2.6564 | 0.2027 | -0.42757 | -0.27497 | 0.014878 | -0.34721 | 72.3455 | 71.2037 | 70.2737 | 69.4181 | 68.8067 | 68.11 | 67.874 | 68.1819 | 70.5277 | 75.4473 | 81.2162 | 85.7423 | 89.3475 | 91.9032 | 93.5313 | 94.1544 | 94.439 | 93.5174 | 91.5162 | 88.3418 | 84.363 | 80.6674 | 78.3224 | 76.5965 | 5.7488 | 5.0989 | 4.3255 | 2.5352 | 2.801 | 3.9087 | 3.5416 | 4.2766 | 4.0752 | 3.7438 | 3.5123 | 3.5675 | 3.636 | 3.6893 | 3.5965 | 3.3283 | 3.3273 | 3.3274 | 3.5871 | 2.9869 | 2.643 | 2.783 | 2.2959 | 2.4083
Portfolio Adjusted1-in-2Size: Over 200kWOrange County2019January Monthly Peak | Portfolio Adjusted | 1-in-2 | Size: Over 200kW | Orange County | 2019 | January Monthly Peak | 1 | 117.585 | 113.1414 | 110.5812 | 112.3633 | 124.0252 | 153.0449 | 185.625 | 202.1576 | 212.7918 | 212.9492 | 214.3038 | 214.0568 | 211.3557 | 208.2611 | 200.532 | 187.052 | 174.9642 | 170.2813 | 162.5155 | 159.1424 | 153.7367 | 146.3489 | 136.6525 | 128.6114 | 1.9419 | 1.6018 | 1.2506 | 0.29138 | 0.20128 | 0.7589 | 0.66476 | 0.33016 | 0.039274 | -0.48301 | -0.55306 | -0.22222 | 0.80013 | 3.5346 | 9.9643 | 9.4998 | 9.2983 | 7.9422 | 1.5602 | 0.29916 | 0.039947 | 0.33065 | 0.74001 | 0.36909 | 52.3805 | 51.9024 | 51.4204 | 50.8623 | 50.7385 | 50.3848 | 50.2528 | 50.2949 | 50.8656 | 52.1723 | 53.859 | 54.9711 | 55.3321 | 56.2579 | 56.7753 | 56.6605 | 56.3514 | 55.8413 | 54.7592 | 53.6493 | 52.8607 | 52.7024 | 52.7384 | 52.14 | 5.1477 | 4.5594 | 3.8989 | 2.3126 | 2.5719 | 3.6442 | 3.4217 | 4.1011 | 3.8472 | 3.4233 | 3.1171 | 3.145 | 3.1854 | 3.2064 | 3.0939 | 2.8325 | 2.8393 | 2.9872 | 3.2563 | 2.698 | 2.3689 | 2.5118 | 2.0884 | 2.1729
Portfolio Adjusted1-in-2Size: Over 200kWOrange County2019February Monthly Peak | Portfolio Adjusted | 1-in-2 | Size: Over 200kW | Orange County | 2019 | February Monthly Peak | 2 | 115.9727 | 111.8115 | 109.2386 | 111.1299 | 122.5649 | 150.8684 | 182.3236 | 198.2595 | 208.6439 | 209.7643 | 212.1192 | 212.8973 | 210.8888 | 208.4923 | 201.0838 | 187.8391 | 175.5456 | 170.4165 | 161.9777 | 158.0502 | 152.5064 | 145.0175 | 135.2646 | 127.3546 | 1.9153 | 1.583 | 1.2354 | 0.28818 | 0.19891 | 0.74811 | 0.65293 | 0.32379 | 0.038509 | -0.47579 | -0.54742 | -0.22102 | 0.79836 | 3.5385 | 9.9918 | 9.5398 | 9.3292 | 7.9485 | 1.5551 | 0.29711 | 0.039628 | 0.32764 | 0.73249 | 0.36548 | 52.4777 | 52.3177 | 52.3348 | 52.1622 | 51.5151 | 51.5563 | 51.2585 | 51.5891 | 52.7587 | 55.708 | 58.8498 | 61.5526 | 62.9698 | 63.5891 | 64.1427 | 63.9028 | 63.408 | 62.2378 | 60.4715 | 58.8966 | 57.8206 | 56.576 | 55.4903 | 54.105 | 5.0771 | 4.5058 | 3.8516 | 2.2872 | 2.5416 | 3.5924 | 3.3608 | 4.022 | 3.7722 | 3.3721 | 3.0853 | 3.128 | 3.1784 | 3.21 | 3.1024 | 2.8444 | 2.8487 | 2.9896 | 3.2455 | 2.6795 | 2.35 | 2.4889 | 2.0672 | 2.1517
Portfolio Adjusted1-in-2Size: Over 200kWOrange County2019March Monthly Peak | Portfolio Adjusted | 1-in-2 | Size: Over 200kW | Orange County | 2019 | March Monthly Peak | 3 | 121.5579 | 116.5431 | 113.5648 | 114.6971 | 124.8285 | 153.7898 | 182.2308 | 200.0982 | 211.5305 | 214.337 | 218.1167 | 218.9785 | 218.1973 | 218.1581 | 210.6024 | 197.8084 | 184.3159 | 173.2689 | 164.1572 | 164.3762 | 160.4441 | 152.6907 | 141.1332 | 132.0097 | 2.0075 | 1.65 | 1.2844 | 0.29743 | 0.20258 | 0.76259 | 0.6526 | 0.3268 | 0.039041 | -0.48616 | -0.5629 | -0.22733 | 0.82603 | 3.7026 | 10.4647 | 10.0461 | 9.7953 | 8.0815 | 1.576 | 0.309 | 0.04169 | 0.34497 | 0.76427 | 0.37884 | 52.9993 | 51.9132 | 51.3476 | 51.1641 | 50.7028 | 50.2367 | 49.9439 | 50.3054 | 52.3809 | 54.8365 | 58.1434 | 61.1404 | 63.2311 | 65.2041 | 66.7006 | 67.3959 | 67.4656 | 66.7008 | 64.0683 | 60.4283 | 58.3494 | 56.6818 | 55.5693 | 53.9098 | 5.3216 | 4.6965 | 4.0041 | 2.3606 | 2.5885 | 3.6619 | 3.3591 | 4.0593 | 3.8244 | 3.4456 | 3.1725 | 3.2173 | 3.2885 | 3.3588 | 3.2492 | 2.9954 | 2.991 | 3.0396 | 3.2892 | 2.7868 | 2.4723 | 2.6206 | 2.1569 | 2.2303
Portfolio Adjusted1-in-2Size: Over 200kWOrange County2019April Monthly Peak | Portfolio Adjusted | 1-in-2 | Size: Over 200kW | Orange County | 2019 | April Monthly Peak | 4 | 120.5343 | 116.0212 | 112.9027 | 114.0967 | 123.9194 | 152.3269 | 179.4486 | 197.9852 | 211.0534 | 217.0846 | 224.2641 | 227.6883 | 228.5818 | 229.8616 | 222.7711 | 209.3704 | 194.3617 | 180.9484 | 169.6876 | 168.1925 | 163.1029 | 153.9335 | 141.8261 | 132.6163 | 1.9906 | 1.6426 | 1.2769 | 0.29588 | 0.20111 | 0.75534 | 0.64264 | 0.32335 | 0.038953 | -0.49239 | -0.57877 | -0.23637 | 0.86534 | 3.9012 | 11.0694 | 10.6333 | 10.3291 | 8.4397 | 1.6291 | 0.31618 | 0.042381 | 0.34778 | 0.76802 | 0.38058 | 63.5876 | 62.385 | 61.3793 | 60.7217 | 59.6452 | 58.9144 | 58.1552 | 58.2357 | 60.7716 | 65.2625 | 70.4155 | 75.6969 | 80.4982 | 83.6763 | 85.4644 | 86.4301 | 86.0888 | 84.8975 | 82.5576 | 79.3295 | 74.2343 | 71.0423 | 68.9114 | 66.85 | 5.2768 | 4.6754 | 3.9808 | 2.3483 | 2.5697 | 3.6271 | 3.3078 | 4.0164 | 3.8157 | 3.4898 | 3.2619 | 3.3453 | 3.445 | 3.539 | 3.437 | 3.1705 | 3.154 | 3.1743 | 3.4 | 2.8515 | 2.5132 | 2.642 | 2.1675 | 2.2406
Portfolio Adjusted1-in-2Size: Over 200kWOrange County2019May Monthly Peak | Portfolio Adjusted | 1-in-2 | Size: Over 200kW | Orange County | 2019 | May Monthly Peak | 5 | 125.2039 | 120.6376 | 116.7369 | 118.0022 | 129.2038 | 158.1854 | 185.5591 | 206.4372 | 221.6265 | 229.3713 | 236.4035 | 240.1002 | 239.948 | 239.4358 | 232.1221 | 217.1574 | 201.7966 | 187.8865 | 176.7157 | 172.8369 | 169.9398 | 160.2749 | 147.8861 | 138.9292 | 1.5905 | 1.2598 | 0.99127 | 0.093127 | -0.0098696 | 0.51247 | 0.33508 | 0.12419 | -0.096344 | -0.58289 | -0.73442 | -0.41595 | 0.69319 | 3.8086 | 11.3273 | 10.8956 | 10.5558 | 8.7612 | 1.8591 | 0.29421 | -0.051868 | 0.22733 | 0.62826 | 0.24232 | 66.2326 | 65.0807 | 63.8494 | 62.733 | 61.9699 | 60.9693 | 60.5041 | 60.877 | 63.6999 | 67.752 | 72.2759 | 77.0962 | 81.5213 | 84.6243 | 86.7821 | 87.9652 | 88.3177 | 87.2725 | 84.8482 | 81.7672 | 77.2515 | 73.8317 | 71.9107 | 70.1917 | 5.3404 | 4.7365 | 4.0102 | 2.3662 | 2.6104 | 3.6698 | 3.3326 | 4.0803 | 3.9039 | 3.5926 | 3.3502 | 3.437 | 3.5234 | 3.5917 | 3.4892 | 3.2039 | 3.1905 | 3.2113 | 3.4498 | 2.8549 | 2.5513 | 2.6801 | 2.202 | 2.2869
Portfolio Adjusted1-in-2Size: Over 200kWOrange County2019June Monthly Peak | Portfolio Adjusted | 1-in-2 | Size: Over 200kW | Orange County | 2019 | June Monthly Peak | 6 | 134.3982 | 129.746 | 125.3053 | 126.6712 | 137.9324 | 166.2345 | 192.7445 | 211.0313 | 224.5447 | 231.7841 | 239.5782 | 242.5132 | 241.2652 | 239.5099 | 233.1538 | 221.7548 | 208.4392 | 194.896 | 184.861 | 179.5389 | 175.8833 | 167.4905 | 154.7176 | 146.2539 | 1.0819 | 0.76646 | 0.63285 | -0.17905 | -0.29672 | 0.18965 | -0.069763 | -0.13886 | -0.2674 | -0.66629 | -0.89812 | -0.6257 | 0.43281 | 3.4981 | 11.1242 | 10.9601 | 10.6909 | 9.0854 | 2.1524 | 0.26668 | -0.17503 | 0.065583 | 0.43682 | 0.054084 | 69.0516 | 67.8275 | 66.5949 | 65.6489 | 64.821 | 64.1045 | 63.3882 | 63.9648 | 67.1071 | 71.7165 | 75.8094 | 79.8958 | 82.8981 | 85.4292 | 87.3908 | 88.5978 | 89.2381 | 88.7144 | 87.1868 | 84.2626 | 80.4068 | 76.2227 | 73.5157 | 71.7035 | 5.5921 | 4.9694 | 4.1991 | 2.4778 | 2.7185 | 3.7621 | 3.3768 | 4.0689 | 3.8584 | 3.5414 | 3.312 | 3.3865 | 3.456 | 3.5048 | 3.4189 | 3.1916 | 3.2148 | 3.2495 | 3.5204 | 2.893 | 2.5758 | 2.7322 | 2.2473 | 2.3485
Portfolio Adjusted1-in-2Size: Over 200kWOrange County2019July Monthly Peak | Portfolio Adjusted | 1-in-2 | Size: Over 200kW | Orange County | 2019 | July Monthly Peak | 7 | 140.6188 | 135.529 | 131.3971 | 132.4789 | 144.3699 | 173.8414 | 200.8298 | 219.2775 | 232.3719 | 239.8123 | 247.0036 | 248.7187 | 247.0045 | 245.5448 | 239.3357 | 228.1554 | 215.9347 | 202.3155 | 192.1975 | 186.8109 | 182.2624 | 173.1321 | 159.9118 | 151.3824 | -0.038812 | -0.29914 | -0.14526 | -0.70931 | -0.84646 | -0.45443 | -0.85154 | -0.63841 | -0.59106 | -0.83239 | -1.2097 | -1.0189 | -0.040764 | 3.0147 | 10.9536 | 10.9706 | 10.6817 | 9.4262 | 2.624 | 0.20501 | -0.40635 | -0.25025 | 0.043849 | -0.31624 | 71.7941 | 70.9699 | 70.0983 | 69.2013 | 68.427 | 67.8445 | 67.6947 | 68.0986 | 70.4421 | 74.8914 | 81.0934 | 84.951 | 88.5324 | 91.2618 | 93.3046 | 94.0727 | 94.5743 | 93.8093 | 92.0269 | 89.2505 | 85.1805 | 80.9483 | 78.1532 | 76.5867 | 5.7256 | 5.0797 | 4.3089 | 2.5359 | 2.7844 | 3.85 | 3.4431 | 4.1373 | 3.9074 | 3.5856 | 3.3415 | 3.3987 | 3.4624 | 3.5161 | 3.4343 | 3.2134 | 3.2591 | 3.301 | 3.5817 | 2.9457 | 2.6121 | 2.7637 | 2.273 | 2.3788
Portfolio Adjusted1-in-2Size: Over 200kWOrange County2019August Monthly Peak | Portfolio Adjusted | 1-in-2 | Size: Over 200kW | Orange County | 2019 | August Monthly Peak | 8 | 144.0559 | 138.7362 | 134.4855 | 134.8228 | 147.8525 | 180.2773 | 211.7324 | 233.9193 | 251.8503 | 260.8297 | 271.0985 | 272.6614 | 271.0046 | 268.911 | 261.6133 | 246.1102 | 229.2148 | 211.3816 | 199.3804 | 195.9235 | 190.0865 | 178.8247 | 165.5866 | 156.9198 | -1.2352 | -1.4283 | -0.97384 | -1.2514 | -1.4139 | -1.1459 | -1.7162 | -1.2064 | -0.98017 | -1.0604 | -1.6381 | -1.5291 | -0.57386 | 2.6778 | 11.466 | 11.5051 | 10.9221 | 9.8434 | 3.1213 | 0.13925 | -0.65764 | -0.58588 | -0.37531 | -0.71237 | 77.0273 | 75.7851 | 74.8752 | 73.7101 | 73.2687 | 72.427 | 72.1289 | 72.3312 | 74.769 | 79.9381 | 85.0511 | 89.7083 | 93.0348 | 95.3863 | 96.8784 | 97.1287 | 97.3281 | 96.1901 | 94.0697 | 91.0907 | 86.6023 | 82.7607 | 80.6817 | 78.9178 | 5.9259 | 5.2533 | 4.4556 | 2.6073 | 2.8809 | 4.0335 | 3.6674 | 4.459 | 4.2785 | 3.94 | 3.7052 | 3.7642 | 3.8379 | 3.8903 | 3.7926 | 3.5019 | 3.4951 | 3.4844 | 3.7538 | 3.1211 | 2.7522 | 2.8839 | 2.3778 | 2.4912
Portfolio Adjusted1-in-2Size: Over 200kWOrange County2019September Monthly Peak | Portfolio Adjusted | 1-in-2 | Size: Over 200kW | Orange County | 2019 | September Monthly Peak | 9 | 139.9004 | 135.3602 | 130.6287 | 132.2925 | 145.2656 | 178.5191 | 212.0585 | 231.7706 | 250.569 | 259.8057 | 267.8187 | 268.7878 | 266.7741 | 265.9342 | 258.0778 | 241.7814 | 224.9038 | 207.4084 | 197.8149 | 196.1354 | 186.8034 | 175.6349 | 162.3227 | 153.4406 | -0.37534 | -0.6163 | -0.37689 | -0.85902 | -1.0076 | -0.66044 | -1.1369 | -0.82576 | -0.73534 | -0.94658 | -1.4006 | -1.219 | -0.1951 | 3.0861 | 11.6663 | 11.5321 | 11.0068 | 9.662 | 2.8155 | 0.19324 | -0.48313 | -0.34713 | -0.075111 | -0.42961 | 71.5088 | 70.2322 | 69.5263 | 69.1119 | 68.7103 | 68.0643 | 68.284 | 68.3332 | 69.7924 | 75.2434 | 82.9109 | 88.4143 | 92.9246 | 95.5355 | 96.5514 | 96.8185 | 96.6155 | 95.3559 | 92.7816 | 88.7636 | 85.2625 | 82.7378 | 80.939 | 79.1781 | 5.6945 | 5.0717 | 4.2823 | 2.5315 | 2.8008 | 3.9522 | 3.6344 | 4.3716 | 4.212 | 3.8833 | 3.6219 | 3.6718 | 3.7383 | 3.8068 | 3.702 | 3.4042 | 3.3933 | 3.383 | 3.6852 | 3.0917 | 2.6763 | 2.8027 | 2.3065 | 2.4103
Portfolio Adjusted1-in-2Size: Over 200kWOrange County2019October Monthly Peak | Portfolio Adjusted | 1-in-2 | Size: Over 200kW | Orange County | 2019 | October Monthly Peak | 10 | 117.7061 | 114.0014 | 111.1306 | 112.8864 | 124.1777 | 153.0174 | 184.2551 | 203.3033 | 218.1876 | 224.434 | 232.2319 | 236.4148 | 236.5737 | 235.4917 | 228.3552 | 213.0747 | 197.7357 | 188.1749 | 176.4001 | 169.8572 | 161.9394 | 151.3719 | 140.4679 | 132.0172 | 0.2425 | 0.0079581 | 0.069108 | -0.47958 | -0.59873 | -0.23877 | -0.58075 | -0.46335 | -0.47216 | -0.74145 | -1.0625 | -0.86789 | 0.091 | 3.0451 | 10.5757 | 10.3256 | 9.8826 | 8.7687 | 2.3088 | 0.20489 | -0.30495 | -0.14077 | 0.13899 | -0.1847 | 71.1706 | 69.7394 | 69.0175 | 68.6197 | 67.8101 | 67.021 | 67.7187 | 69.201 | 69.5839 | 73.4906 | 78.3454 | 83.3475 | 86.9918 | 89.4602 | 91.1994 | 91.9653 | 91.8702 | 90.4504 | 87.6208 | 83.4953 | 79.8727 | 76.9973 | 74.9195 | 73.1505 | 4.8067 | 4.2853 | 3.655 | 2.1672 | 2.402 | 3.3987 | 3.1682 | 3.8471 | 3.6796 | 3.3655 | 3.1508 | 3.24 | 3.3258 | 3.382 | 3.2863 | 3.0097 | 2.9931 | 3.0792 | 3.2969 | 2.6862 | 2.3276 | 2.4234 | 2.0024 | 2.0805
Portfolio Adjusted1-in-2Size: Over 200kWOrange County2019November Monthly Peak | Portfolio Adjusted | 1-in-2 | Size: Over 200kW | Orange County | 2019 | November Monthly Peak | 11 | 121.6095 | 118.0291 | 114.262 | 114.4395 | 125.4427 | 153.254 | 181.4957 | 198.9147 | 211.6219 | 218.5471 | 224.6536 | 227.8379 | 227.7075 | 226.8757 | 218.8624 | 203.9662 | 190.17 | 183.7261 | 173.1597 | 166.8564 | 160.3751 | 150.7418 | 139.3658 | 130.8165 | 2.0084 | 1.671 | 1.2923 | 0.29676 | 0.20358 | 0.75994 | 0.64997 | 0.32486 | 0.039058 | -0.49571 | -0.57977 | -0.23653 | 0.86203 | 3.8505 | 10.8752 | 10.3589 | 10.1064 | 8.5693 | 1.6624 | 0.31366 | 0.041672 | 0.34057 | 0.7547 | 0.37542 | 60.5251 | 60.0372 | 59.6507 | 59.0976 | 58.6707 | 58.9004 | 58.5223 | 58.4972 | 62.5689 | 67.5324 | 73.8642 | 78.9838 | 82.7441 | 84.1888 | 84.8508 | 84.3058 | 82.326 | 78.0191 | 73.3994 | 70.563 | 68.4084 | 66.5345 | 65.008 | 63.6657 | 5.3239 | 4.7563 | 4.0287 | 2.3553 | 2.6013 | 3.6492 | 3.3456 | 4.0353 | 3.826 | 3.5133 | 3.2676 | 3.3475 | 3.4318 | 3.493 | 3.3767 | 3.0887 | 3.086 | 3.223 | 3.4695 | 2.8288 | 2.4712 | 2.5872 | 2.1299 | 2.2102
Portfolio Adjusted1-in-2Size: Over 200kWOrange County2019December Monthly Peak | Portfolio Adjusted | 1-in-2 | Size: Over 200kW | Orange County | 2019 | December Monthly Peak | 12 | 118.3656 | 114.247 | 111.433 | 113.0126 | 124.0722 | 150.7709 | 181.0911 | 195.6012 | 205.9392 | 205.3491 | 205.1494 | 202.3598 | 197.7559 | 193.614 | 186.2761 | 173.9753 | 164.5047 | 161.9585 | 154.5877 | 151.5759 | 147.1908 | 140.2845 | 131.6139 | 124.5661 | 1.9548 | 1.6175 | 1.2603 | 0.29306 | 0.20136 | 0.74762 | 0.64852 | 0.31945 | 0.038009 | -0.46577 | -0.52944 | -0.21008 | 0.74865 | 3.286 | 9.256 | 8.8357 | 8.7424 | 7.554 | 1.4841 | 0.28494 | 0.038247 | 0.31694 | 0.71272 | 0.35748 | 47.9306 | 47.2398 | 46.5259 | 45.6549 | 45.1221 | 44.264 | 43.9535 | 43.7838 | 44.3187 | 46.9487 | 49.101 | 50.7821 | 52.3644 | 53.5031 | 53.9698 | 53.9466 | 53.3428 | 52.4477 | 51.1671 | 49.9331 | 49.1648 | 48.3015 | 47.5698 | 46.8593 | 5.1819 | 4.6039 | 3.929 | 2.3259 | 2.5728 | 3.5901 | 3.3381 | 3.968 | 3.7233 | 3.3012 | 2.9839 | 2.9731 | 2.9804 | 2.9809 | 2.8739 | 2.6345 | 2.6695 | 2.8412 | 3.0974 | 2.5698 | 2.268 | 2.4077 | 2.0114 | 2.1046
Portfolio Adjusted1-in-2Size: Over 200kWOrange County2019Typical Event Day | Portfolio Adjusted | 1-in-2 | Size: Over 200kW | Orange County | 2019 | Typical Event Day | 8 | 141.2357 | 136.0865 | 131.9464 | 132.4823 | 145.28 | 176.5515 | 206.6462 | 226.7382 | 242.4319 | 250.4746 | 259.7199 | 261.1584 | 259.4741 | 257.7229 | 250.7237 | 236.3907 | 220.5251 | 204.0011 | 192.5499 | 189.4894 | 184.4841 | 174.4016 | 161.5801 | 153.3126 | -0.123 | -0.37926 | -0.20391 | -0.74663 | -0.89032 | -0.50888 | -0.93346 | -0.69663 | -0.64008 | -0.88007 | -1.2933 | -1.0982 | -0.079138 | 3.1214 | 11.44 | 11.3439 | 10.88 | 9.5044 | 2.6564 | 0.2027 | -0.42757 | -0.27497 | 0.014878 | -0.34721 | 72.3455 | 71.2037 | 70.2737 | 69.4181 | 68.8067 | 68.11 | 67.874 | 68.1819 | 70.5277 | 75.4473 | 81.2162 | 85.7423 | 89.3475 | 91.9032 | 93.5313 | 94.1544 | 94.439 | 93.5174 | 91.5162 | 88.3418 | 84.363 | 80.6674 | 78.3224 | 76.5965 | 5.7488 | 5.0989 | 4.3255 | 2.5351 | 2.801 | 3.9087 | 3.5416 | 4.2766 | 4.0752 | 3.7438 | 3.5123 | 3.5675 | 3.636 | 3.6893 | 3.5965 | 3.3283 | 3.3273 | 3.3274 | 3.5871 | 2.9869 | 2.643 | 2.783 | 2.2959 | 2.4083
Portfolio Adjusted1-in-2Size: Over 200kWOrange County2020January Monthly Peak | Portfolio Adjusted | 1-in-2 | Size: Over 200kW | Orange County | 2020 | January Monthly Peak | 1 | 117.585 | 113.1414 | 110.5812 | 112.3633 | 124.0252 | 153.0449 | 185.625 | 202.1576 | 212.7918 | 212.9492 | 214.3038 | 214.0568 | 211.3557 | 208.2611 | 200.532 | 187.052 | 174.9642 | 170.2813 | 162.5155 | 159.1424 | 153.7367 | 146.3489 | 136.6525 | 128.6114 | 1.9419 | 1.6018 | 1.2506 | 0.29138 | 0.20128 | 0.7589 | 0.66476 | 0.33016 | 0.039274 | -0.48301 | -0.55306 | -0.22222 | 0.80013 | 3.5346 | 9.9643 | 9.4998 | 9.2983 | 7.9422 | 1.5602 | 0.29916 | 0.039947 | 0.33065 | 0.74001 | 0.36909 | 52.3805 | 51.9024 | 51.4204 | 50.8623 | 50.7385 | 50.3848 | 50.2528 | 50.2949 | 50.8656 | 52.1723 | 53.859 | 54.9711 | 55.3321 | 56.2579 | 56.7753 | 56.6605 | 56.3514 | 55.8413 | 54.7592 | 53.6493 | 52.8607 | 52.7024 | 52.7384 | 52.14 | 5.1477 | 4.5594 | 3.8989 | 2.3126 | 2.5719 | 3.6442 | 3.4217 | 4.1011 | 3.8472 | 3.4233 | 3.1171 | 3.145 | 3.1854 | 3.2064 | 3.0939 | 2.8325 | 2.8393 | 2.9872 | 3.2563 | 2.698 | 2.3689 | 2.5118 | 2.0884 | 2.1729
Portfolio Adjusted1-in-2Size: Over 200kWOrange County2020February Monthly Peak | Portfolio Adjusted | 1-in-2 | Size: Over 200kW | Orange County | 2020 | February Monthly Peak | 2 | 115.9727 | 111.8115 | 109.2386 | 111.1299 | 122.5649 | 150.8684 | 182.3236 | 198.2595 | 208.6439 | 209.7643 | 212.1192 | 212.8974 | 210.8888 | 208.4923 | 201.0838 | 187.8391 | 175.5456 | 170.4165 | 161.9777 | 158.0502 | 152.5064 | 145.0175 | 135.2646 | 127.3546 | 1.9153 | 1.583 | 1.2354 | 0.28818 | 0.19891 | 0.74811 | 0.65293 | 0.32379 | 0.038509 | -0.47579 | -0.54742 | -0.22102 | 0.79836 | 3.5385 | 9.9918 | 9.5398 | 9.3292 | 7.9485 | 1.5551 | 0.29711 | 0.039628 | 0.32764 | 0.73249 | 0.36548 | 52.4777 | 52.3177 | 52.3348 | 52.1622 | 51.5151 | 51.5563 | 51.2585 | 51.5891 | 52.7587 | 55.708 | 58.8498 | 61.5526 | 62.9698 | 63.5891 | 64.1427 | 63.9028 | 63.408 | 62.2377 | 60.4715 | 58.8966 | 57.8206 | 56.576 | 55.4903 | 54.105 | 5.0771 | 4.5058 | 3.8516 | 2.2872 | 2.5416 | 3.5924 | 3.3608 | 4.022 | 3.7722 | 3.3721 | 3.0853 | 3.128 | 3.1784 | 3.21 | 3.1024 | 2.8444 | 2.8487 | 2.9896 | 3.2455 | 2.6795 | 2.35 | 2.4889 | 2.0672 | 2.1517
Portfolio Adjusted1-in-2Size: Over 200kWOrange County2020March Monthly Peak | Portfolio Adjusted | 1-in-2 | Size: Over 200kW | Orange County | 2020 | March Monthly Peak | 3 | 121.5579 | 116.5431 | 113.5648 | 114.6971 | 124.8285 | 153.7898 | 182.2308 | 200.0982 | 211.5305 | 214.337 | 218.1167 | 218.9785 | 218.1973 | 218.158 | 210.6024 | 197.8084 | 184.3159 | 173.2689 | 164.1572 | 164.3762 | 160.4441 | 152.6907 | 141.1332 | 132.0097 | 2.0075 | 1.65 | 1.2844 | 0.29743 | 0.20258 | 0.76259 | 0.6526 | 0.3268 | 0.039041 | -0.48616 | -0.5629 | -0.22733 | 0.82603 | 3.7026 | 10.4647 | 10.0461 | 9.7953 | 8.0815 | 1.576 | 0.309 | 0.04169 | 0.34497 | 0.76427 | 0.37884 | 52.9993 | 51.9132 | 51.3476 | 51.1641 | 50.7028 | 50.2367 | 49.9439 | 50.3054 | 52.3809 | 54.8365 | 58.1434 | 61.1404 | 63.2311 | 65.2041 | 66.7006 | 67.3959 | 67.4656 | 66.7008 | 64.0683 | 60.4283 | 58.3494 | 56.6818 | 55.5693 | 53.9099 | 5.3216 | 4.6965 | 4.0041 | 2.3606 | 2.5885 | 3.6619 | 3.3591 | 4.0593 | 3.8244 | 3.4456 | 3.1725 | 3.2173 | 3.2885 | 3.3588 | 3.2492 | 2.9954 | 2.991 | 3.0396 | 3.2892 | 2.7868 | 2.4723 | 2.6206 | 2.1569 | 2.2303
Portfolio Adjusted1-in-2Size: Over 200kWOrange County2020April Monthly Peak | Portfolio Adjusted | 1-in-2 | Size: Over 200kW | Orange County | 2020 | April Monthly Peak | 4 | 120.5343 | 116.0212 | 112.9027 | 114.0967 | 123.9194 | 152.3269 | 179.4486 | 197.9852 | 211.0534 | 217.0846 | 224.2641 | 227.6883 | 228.5818 | 229.8617 | 222.7711 | 209.3704 | 194.3617 | 180.9484 | 169.6876 | 168.1925 | 163.1029 | 153.9335 | 141.8261 | 132.6163 | 1.9906 | 1.6426 | 1.2769 | 0.29588 | 0.20111 | 0.75534 | 0.64264 | 0.32335 | 0.038953 | -0.49239 | -0.57877 | -0.23637 | 0.86534 | 3.9012 | 11.0694 | 10.6333 | 10.3291 | 8.4397 | 1.6291 | 0.31618 | 0.042381 | 0.34778 | 0.76802 | 0.38058 | 63.5876 | 62.385 | 61.3793 | 60.7217 | 59.6452 | 58.9144 | 58.1552 | 58.2357 | 60.7716 | 65.2625 | 70.4155 | 75.6969 | 80.4982 | 83.6763 | 85.4644 | 86.4301 | 86.0888 | 84.8975 | 82.5577 | 79.3295 | 74.2343 | 71.0423 | 68.9114 | 66.85 | 5.2768 | 4.6754 | 3.9808 | 2.3483 | 2.5697 | 3.6271 | 3.3078 | 4.0164 | 3.8157 | 3.4898 | 3.2619 | 3.3453 | 3.445 | 3.539 | 3.437 | 3.1705 | 3.154 | 3.1743 | 3.4 | 2.8515 | 2.5132 | 2.642 | 2.1675 | 2.2406
Portfolio Adjusted1-in-2Size: Over 200kWOrange County2020May Monthly Peak | Portfolio Adjusted | 1-in-2 | Size: Over 200kW | Orange County | 2020 | May Monthly Peak | 5 | 125.2039 | 120.6376 | 116.7369 | 118.0021 | 129.2038 | 158.1854 | 185.5591 | 206.4372 | 221.6265 | 229.3713 | 236.4035 | 240.1002 | 239.948 | 239.4358 | 232.1221 | 217.1574 | 201.7966 | 187.8865 | 176.7157 | 172.8369 | 169.9398 | 160.2749 | 147.8861 | 138.9292 | 1.5905 | 1.2598 | 0.99127 | 0.093127 | -0.0098696 | 0.51247 | 0.33508 | 0.12419 | -0.096344 | -0.58289 | -0.73442 | -0.41595 | 0.69319 | 3.8086 | 11.3273 | 10.8956 | 10.5558 | 8.7612 | 1.8591 | 0.29421 | -0.051868 | 0.22733 | 0.62826 | 0.24232 | 66.2326 | 65.0807 | 63.8494 | 62.733 | 61.9699 | 60.9693 | 60.5041 | 60.877 | 63.6999 | 67.752 | 72.2759 | 77.0962 | 81.5213 | 84.6243 | 86.7821 | 87.9652 | 88.3177 | 87.2725 | 84.8482 | 81.7672 | 77.2515 | 73.8317 | 71.9107 | 70.1917 | 5.3404 | 4.7365 | 4.0102 | 2.3662 | 2.6104 | 3.6698 | 3.3326 | 4.0803 | 3.9039 | 3.5926 | 3.3502 | 3.437 | 3.5234 | 3.5917 | 3.4892 | 3.2039 | 3.1905 | 3.2113 | 3.4498 | 2.8549 | 2.5513 | 2.6801 | 2.202 | 2.2869
Portfolio Adjusted1-in-2Size: Over 200kWOrange County2020June Monthly Peak | Portfolio Adjusted | 1-in-2 | Size: Over 200kW | Orange County | 2020 | June Monthly Peak | 6 | 134.3982 | 129.746 | 125.3053 | 126.6712 | 137.9324 | 166.2346 | 192.7445 | 211.0313 | 224.5447 | 231.7841 | 239.5782 | 242.5132 | 241.2652 | 239.5099 | 233.1538 | 221.7548 | 208.4392 | 194.896 | 184.861 | 179.5389 | 175.8833 | 167.4905 | 154.7176 | 146.2539 | 1.0819 | 0.76646 | 0.63285 | -0.17905 | -0.29672 | 0.18965 | -0.069763 | -0.13886 | -0.2674 | -0.66629 | -0.89812 | -0.6257 | 0.43281 | 3.4981 | 11.1242 | 10.9601 | 10.6909 | 9.0854 | 2.1524 | 0.26668 | -0.17503 | 0.065583 | 0.43682 | 0.054084 | 69.0516 | 67.8275 | 66.5949 | 65.6489 | 64.821 | 64.1045 | 63.3882 | 63.9648 | 67.1071 | 71.7165 | 75.8093 | 79.8958 | 82.8981 | 85.4292 | 87.3908 | 88.5978 | 89.2381 | 88.7144 | 87.1868 | 84.2626 | 80.4068 | 76.2227 | 73.5157 | 71.7035 | 5.5921 | 4.9694 | 4.1991 | 2.4778 | 2.7185 | 3.7621 | 3.3768 | 4.0689 | 3.8584 | 3.5414 | 3.312 | 3.3865 | 3.456 | 3.5048 | 3.4189 | 3.1916 | 3.2148 | 3.2495 | 3.5204 | 2.893 | 2.5758 | 2.7322 | 2.2473 | 2.3485
Portfolio Adjusted1-in-2Size: Over 200kWOrange County2020July Monthly Peak | Portfolio Adjusted | 1-in-2 | Size: Over 200kW | Orange County | 2020 | July Monthly Peak | 7 | 140.6188 | 135.529 | 131.3971 | 132.4789 | 144.3699 | 173.8414 | 200.8298 | 219.2774 | 232.3719 | 239.8123 | 247.0036 | 248.7187 | 247.0045 | 245.5448 | 239.3358 | 228.1554 | 215.9347 | 202.3155 | 192.1975 | 186.8109 | 182.2624 | 173.1321 | 159.9118 | 151.3824 | -0.038812 | -0.29914 | -0.14526 | -0.70931 | -0.84646 | -0.45443 | -0.85154 | -0.63841 | -0.59106 | -0.83239 | -1.2097 | -1.0189 | -0.040764 | 3.0147 | 10.9536 | 10.9706 | 10.6817 | 9.4262 | 2.624 | 0.20501 | -0.40635 | -0.25025 | 0.043849 | -0.31624 | 71.7941 | 70.9699 | 70.0983 | 69.2013 | 68.427 | 67.8445 | 67.6947 | 68.0986 | 70.4421 | 74.8914 | 81.0934 | 84.951 | 88.5324 | 91.2618 | 93.3046 | 94.0727 | 94.5743 | 93.8093 | 92.0269 | 89.2505 | 85.1805 | 80.9483 | 78.1532 | 76.5867 | 5.7256 | 5.0797 | 4.3089 | 2.5359 | 2.7844 | 3.85 | 3.4431 | 4.1373 | 3.9074 | 3.5856 | 3.3415 | 3.3987 | 3.4624 | 3.5161 | 3.4343 | 3.2134 | 3.2591 | 3.301 | 3.5817 | 2.9457 | 2.6121 | 2.7637 | 2.273 | 2.3788
Portfolio Adjusted1-in-2Size: Over 200kWOrange County2020August Monthly Peak | Portfolio Adjusted | 1-in-2 | Size: Over 200kW | Orange County | 2020 | August Monthly Peak | 8 | 144.0559 | 138.7361 | 134.4855 | 134.8228 | 147.8525 | 180.2773 | 211.7324 | 233.9193 | 251.8503 | 260.8297 | 271.0985 | 272.6614 | 271.0046 | 268.911 | 261.6133 | 246.1102 | 229.2148 | 211.3816 | 199.3804 | 195.9235 | 190.0865 | 178.8247 | 165.5866 | 156.9198 | -1.2352 | -1.4283 | -0.97384 | -1.2514 | -1.4139 | -1.1459 | -1.7162 | -1.2064 | -0.98017 | -1.0604 | -1.6381 | -1.5291 | -0.57386 | 2.6778 | 11.466 | 11.5051 | 10.9221 | 9.8434 | 3.1213 | 0.13925 | -0.65764 | -0.58588 | -0.37531 | -0.71237 | 77.0273 | 75.7851 | 74.8752 | 73.7101 | 73.2687 | 72.427 | 72.1289 | 72.3312 | 74.7691 | 79.9381 | 85.0511 | 89.7083 | 93.0348 | 95.3863 | 96.8784 | 97.1287 | 97.3281 | 96.1901 | 94.0697 | 91.0907 | 86.6023 | 82.7607 | 80.6817 | 78.9178 | 5.9259 | 5.2533 | 4.4556 | 2.6073 | 2.8809 | 4.0335 | 3.6674 | 4.459 | 4.2785 | 3.94 | 3.7052 | 3.7642 | 3.8379 | 3.8903 | 3.7926 | 3.5019 | 3.4951 | 3.4844 | 3.7538 | 3.1211 | 2.7522 | 2.8839 | 2.3778 | 2.4912
Portfolio Adjusted1-in-2Size: Over 200kWOrange County2020September Monthly Peak | Portfolio Adjusted | 1-in-2 | Size: Over 200kW | Orange County | 2020 | September Monthly Peak | 9 | 139.9004 | 135.3602 | 130.6287 | 132.2925 | 145.2657 | 178.5191 | 212.0585 | 231.7706 | 250.569 | 259.8057 | 267.8187 | 268.7878 | 266.7741 | 265.9342 | 258.0778 | 241.7814 | 224.9038 | 207.4084 | 197.8149 | 196.1354 | 186.8034 | 175.6349 | 162.3227 | 153.4406 | -0.37534 | -0.6163 | -0.37689 | -0.85902 | -1.0076 | -0.66045 | -1.1369 | -0.82576 | -0.73534 | -0.94658 | -1.4006 | -1.219 | -0.1951 | 3.0861 | 11.6663 | 11.5321 | 11.0068 | 9.662 | 2.8155 | 0.19324 | -0.48313 | -0.34713 | -0.075111 | -0.42961 | 71.5088 | 70.2322 | 69.5263 | 69.1119 | 68.7103 | 68.0643 | 68.284 | 68.3332 | 69.7924 | 75.2434 | 82.9109 | 88.4143 | 92.9246 | 95.5355 | 96.5514 | 96.8185 | 96.6155 | 95.3559 | 92.7816 | 88.7636 | 85.2625 | 82.7378 | 80.939 | 79.1781 | 5.6945 | 5.0717 | 4.2823 | 2.5315 | 2.8008 | 3.9522 | 3.6344 | 4.3716 | 4.212 | 3.8833 | 3.6219 | 3.6718 | 3.7383 | 3.8068 | 3.702 | 3.4042 | 3.3933 | 3.383 | 3.6852 | 3.0917 | 2.6763 | 2.8027 | 2.3065 | 2.4103
Portfolio Adjusted1-in-2Size: Over 200kWOrange County2020October Monthly Peak | Portfolio Adjusted | 1-in-2 | Size: Over 200kW | Orange County | 2020 | October Monthly Peak | 10 | 117.7061 | 114.0014 | 111.1306 | 112.8864 | 124.1777 | 153.0174 | 184.2551 | 203.3033 | 218.1876 | 224.434 | 232.2319 | 236.4148 | 236.5737 | 235.4917 | 228.3552 | 213.0747 | 197.7357 | 188.1749 | 176.4001 | 169.8572 | 161.9394 | 151.3719 | 140.4679 | 132.0172 | 0.2425 | 0.0079581 | 0.069108 | -0.47958 | -0.59873 | -0.23877 | -0.58075 | -0.46335 | -0.47216 | -0.74145 | -1.0625 | -0.86789 | 0.091 | 3.0451 | 10.5757 | 10.3256 | 9.8826 | 8.7687 | 2.3088 | 0.20489 | -0.30495 | -0.14077 | 0.13899 | -0.1847 | 71.1706 | 69.7394 | 69.0175 | 68.6197 | 67.8101 | 67.021 | 67.7187 | 69.201 | 69.5839 | 73.4906 | 78.3454 | 83.3475 | 86.9918 | 89.4602 | 91.1994 | 91.9653 | 91.8702 | 90.4504 | 87.6208 | 83.4953 | 79.8727 | 76.9973 | 74.9195 | 73.1505 | 4.8067 | 4.2853 | 3.655 | 2.1672 | 2.402 | 3.3987 | 3.1682 | 3.8471 | 3.6796 | 3.3655 | 3.1508 | 3.24 | 3.3258 | 3.382 | 3.2863 | 3.0097 | 2.9931 | 3.0792 | 3.2969 | 2.6862 | 2.3276 | 2.4234 | 2.0024 | 2.0805
Portfolio Adjusted1-in-2Size: Over 200kWOrange County2020November Monthly Peak | Portfolio Adjusted | 1-in-2 | Size: Over 200kW | Orange County | 2020 | November Monthly Peak | 11 | 121.6095 | 118.0291 | 114.262 | 114.4395 | 125.4427 | 153.254 | 181.4957 | 198.9147 | 211.6219 | 218.5471 | 224.6536 | 227.8379 | 227.7075 | 226.8757 | 218.8624 | 203.9662 | 190.17 | 183.7261 | 173.1597 | 166.8564 | 160.3751 | 150.7418 | 139.3658 | 130.8165 | 2.0084 | 1.671 | 1.2923 | 0.29676 | 0.20358 | 0.75994 | 0.64997 | 0.32486 | 0.039058 | -0.49571 | -0.57977 | -0.23653 | 0.86203 | 3.8505 | 10.8752 | 10.3589 | 10.1064 | 8.5693 | 1.6624 | 0.31366 | 0.041672 | 0.34057 | 0.7547 | 0.37542 | 60.5251 | 60.0372 | 59.6507 | 59.0976 | 58.6707 | 58.9004 | 58.5223 | 58.4972 | 62.5689 | 67.5324 | 73.8642 | 78.9839 | 82.7441 | 84.1888 | 84.8508 | 84.3058 | 82.326 | 78.0191 | 73.3994 | 70.563 | 68.4084 | 66.5345 | 65.008 | 63.6657 | 5.3239 | 4.7563 | 4.0287 | 2.3553 | 2.6013 | 3.6492 | 3.3456 | 4.0353 | 3.826 | 3.5133 | 3.2676 | 3.3475 | 3.4318 | 3.493 | 3.3767 | 3.0887 | 3.086 | 3.223 | 3.4695 | 2.8288 | 2.4712 | 2.5872 | 2.1299 | 2.2102
Portfolio Adjusted1-in-2Size: Over 200kWOrange County2020December Monthly Peak | Portfolio Adjusted | 1-in-2 | Size: Over 200kW | Orange County | 2020 | December Monthly Peak | 12 | 118.3656 | 114.247 | 111.433 | 113.0126 | 124.0721 | 150.7709 | 181.0911 | 195.6012 | 205.9392 | 205.3491 | 205.1494 | 202.3598 | 197.7559 | 193.614 | 186.2761 | 173.9752 | 164.5047 | 161.9585 | 154.5877 | 151.5759 | 147.1908 | 140.2845 | 131.6139 | 124.5661 | 1.9548 | 1.6175 | 1.2603 | 0.29306 | 0.20136 | 0.74762 | 0.64852 | 0.31945 | 0.038009 | -0.46577 | -0.52944 | -0.21008 | 0.74865 | 3.286 | 9.256 | 8.8357 | 8.7424 | 7.554 | 1.4841 | 0.28494 | 0.038247 | 0.31694 | 0.71272 | 0.35748 | 47.9306 | 47.2398 | 46.5259 | 45.6549 | 45.1221 | 44.264 | 43.9535 | 43.7838 | 44.3187 | 46.9487 | 49.101 | 50.7821 | 52.3644 | 53.5031 | 53.9698 | 53.9466 | 53.3428 | 52.4477 | 51.1671 | 49.9331 | 49.1648 | 48.3015 | 47.5698 | 46.8593 | 5.1819 | 4.6039 | 3.929 | 2.3259 | 2.5728 | 3.5901 | 3.3381 | 3.968 | 3.7233 | 3.3012 | 2.9839 | 2.9731 | 2.9804 | 2.9809 | 2.8739 | 2.6345 | 2.6695 | 2.8412 | 3.0974 | 2.5698 | 2.268 | 2.4077 | 2.0114 | 2.1046
Portfolio Adjusted1-in-2Size: Over 200kWOrange County2020Typical Event Day | Portfolio Adjusted | 1-in-2 | Size: Over 200kW | Orange County | 2020 | Typical Event Day | 8 | 141.2357 | 136.0865 | 131.9464 | 132.4824 | 145.28 | 176.5515 | 206.6462 | 226.7382 | 242.4319 | 250.4746 | 259.7199 | 261.1584 | 259.4741 | 257.7229 | 250.7238 | 236.3907 | 220.5251 | 204.0011 | 192.5499 | 189.4894 | 184.4841 | 174.4015 | 161.5801 | 153.3126 | -0.123 | -0.37926 | -0.20391 | -0.74663 | -0.89032 | -0.50888 | -0.93346 | -0.69663 | -0.64008 | -0.88007 | -1.2933 | -1.0982 | -0.079138 | 3.1214 | 11.44 | 11.3439 | 10.88 | 9.5044 | 2.6564 | 0.2027 | -0.42757 | -0.27497 | 0.014878 | -0.34721 | 72.3455 | 71.2037 | 70.2737 | 69.4181 | 68.8067 | 68.11 | 67.874 | 68.1819 | 70.5277 | 75.4473 | 81.2162 | 85.7423 | 89.3475 | 91.9032 | 93.5313 | 94.1544 | 94.439 | 93.5174 | 91.5162 | 88.3418 | 84.363 | 80.6674 | 78.3224 | 76.5965 | 5.7488 | 5.0989 | 4.3255 | 2.5352 | 2.801 | 3.9087 | 3.5416 | 4.2766 | 4.0752 | 3.7438 | 3.5123 | 3.5675 | 3.636 | 3.6893 | 3.5965 | 3.3283 | 3.3273 | 3.3274 | 3.5871 | 2.9869 | 2.643 | 2.783 | 2.2959 | 2.4083
Portfolio Adjusted1-in-2Size: Over 200kWOrange County2021January Monthly Peak | Portfolio Adjusted | 1-in-2 | Size: Over 200kW | Orange County | 2021 | January Monthly Peak | 1 | 117.585 | 113.1414 | 110.5812 | 112.3633 | 124.0252 | 153.0449 | 185.625 | 202.1576 | 212.7919 | 212.9492 | 214.3038 | 214.0568 | 211.3557 | 208.2611 | 200.5319 | 187.052 | 174.9643 | 170.2813 | 162.5155 | 159.1424 | 153.7367 | 146.3489 | 136.6525 | 128.6114 | 1.9419 | 1.6018 | 1.2506 | 0.29138 | 0.20128 | 0.7589 | 0.66476 | 0.33016 | 0.039274 | -0.48301 | -0.55306 | -0.22222 | 0.80013 | 3.5346 | 9.9643 | 9.4998 | 9.2983 | 7.9422 | 1.5602 | 0.29916 | 0.039947 | 0.33065 | 0.74001 | 0.36909 | 52.3805 | 51.9024 | 51.4204 | 50.8623 | 50.7385 | 50.3848 | 50.2528 | 50.2949 | 50.8656 | 52.1723 | 53.859 | 54.9711 | 55.3321 | 56.2579 | 56.7753 | 56.6605 | 56.3514 | 55.8413 | 54.7592 | 53.6493 | 52.8607 | 52.7024 | 52.7384 | 52.14 | 5.1477 | 4.5594 | 3.8989 | 2.3126 | 2.5719 | 3.6442 | 3.4217 | 4.1011 | 3.8472 | 3.4233 | 3.1171 | 3.145 | 3.1854 | 3.2064 | 3.0939 | 2.8325 | 2.8393 | 2.9872 | 3.2563 | 2.698 | 2.3689 | 2.5118 | 2.0884 | 2.1729
Portfolio Adjusted1-in-2Size: Over 200kWOrange County2021February Monthly Peak | Portfolio Adjusted | 1-in-2 | Size: Over 200kW | Orange County | 2021 | February Monthly Peak | 2 | 115.9727 | 111.8115 | 109.2386 | 111.1299 | 122.5649 | 150.8684 | 182.3236 | 198.2595 | 208.6439 | 209.7643 | 212.1192 | 212.8973 | 210.8888 | 208.4923 | 201.0838 | 187.8391 | 175.5456 | 170.4165 | 161.9777 | 158.0502 | 152.5064 | 145.0175 | 135.2646 | 127.3546 | 1.9153 | 1.583 | 1.2354 | 0.28818 | 0.19891 | 0.74811 | 0.65293 | 0.32379 | 0.038509 | -0.47579 | -0.54742 | -0.22102 | 0.79836 | 3.5385 | 9.9918 | 9.5398 | 9.3292 | 7.9485 | 1.5551 | 0.29711 | 0.039628 | 0.32764 | 0.73249 | 0.36548 | 52.4777 | 52.3177 | 52.3348 | 52.1622 | 51.5151 | 51.5563 | 51.2585 | 51.5891 | 52.7587 | 55.708 | 58.8498 | 61.5526 | 62.9698 | 63.5891 | 64.1427 | 63.9028 | 63.408 | 62.2377 | 60.4715 | 58.8966 | 57.8206 | 56.576 | 55.4903 | 54.105 | 5.0771 | 4.5058 | 3.8516 | 2.2872 | 2.5416 | 3.5924 | 3.3608 | 4.022 | 3.7722 | 3.3721 | 3.0853 | 3.128 | 3.1784 | 3.21 | 3.1024 | 2.8444 | 2.8487 | 2.9896 | 3.2455 | 2.6795 | 2.35 | 2.4889 | 2.0672 | 2.1517
Portfolio Adjusted1-in-2Size: Over 200kWOrange County2021March Monthly Peak | Portfolio Adjusted | 1-in-2 | Size: Over 200kW | Orange County | 2021 | March Monthly Peak | 3 | 121.5579 | 116.5431 | 113.5648 | 114.6971 | 124.8285 | 153.7898 | 182.2308 | 200.0982 | 211.5305 | 214.337 | 218.1167 | 218.9785 | 218.1973 | 218.1581 | 210.6024 | 197.8084 | 184.3159 | 173.2689 | 164.1572 | 164.3762 | 160.4441 | 152.6907 | 141.1332 | 132.0097 | 2.0075 | 1.65 | 1.2844 | 0.29743 | 0.20258 | 0.76259 | 0.6526 | 0.3268 | 0.039041 | -0.48616 | -0.5629 | -0.22733 | 0.82603 | 3.7026 | 10.4647 | 10.0461 | 9.7953 | 8.0815 | 1.576 | 0.309 | 0.04169 | 0.34497 | 0.76427 | 0.37884 | 52.9993 | 51.9132 | 51.3476 | 51.1641 | 50.7028 | 50.2367 | 49.9439 | 50.3054 | 52.3809 | 54.8365 | 58.1434 | 61.1404 | 63.2311 | 65.2041 | 66.7006 | 67.3959 | 67.4656 | 66.7008 | 64.0683 | 60.4283 | 58.3494 | 56.6818 | 55.5693 | 53.9099 | 5.3216 | 4.6965 | 4.0041 | 2.3606 | 2.5885 | 3.6619 | 3.3591 | 4.0593 | 3.8244 | 3.4456 | 3.1725 | 3.2173 | 3.2885 | 3.3588 | 3.2492 | 2.9954 | 2.991 | 3.0396 | 3.2892 | 2.7868 | 2.4723 | 2.6206 | 2.1569 | 2.2303
Portfolio Adjusted1-in-2Size: Over 200kWOrange County2021April Monthly Peak | Portfolio Adjusted | 1-in-2 | Size: Over 200kW | Orange County | 2021 | April Monthly Peak | 4 | 120.5343 | 116.0212 | 112.9027 | 114.0967 | 123.9194 | 152.3269 | 179.4486 | 197.9852 | 211.0534 | 217.0846 | 224.2641 | 227.6883 | 228.5818 | 229.8616 | 222.7711 | 209.3704 | 194.3617 | 180.9484 | 169.6876 | 168.1925 | 163.1029 | 153.9335 | 141.8261 | 132.6163 | 1.9906 | 1.6426 | 1.2769 | 0.29588 | 0.20111 | 0.75534 | 0.64264 | 0.32335 | 0.038953 | -0.49239 | -0.57877 | -0.23637 | 0.86534 | 3.9012 | 11.0694 | 10.6333 | 10.3291 | 8.4397 | 1.6291 | 0.31618 | 0.042381 | 0.34778 | 0.76802 | 0.38058 | 63.5876 | 62.385 | 61.3793 | 60.7217 | 59.6452 | 58.9144 | 58.1552 | 58.2357 | 60.7716 | 65.2625 | 70.4155 | 75.6969 | 80.4982 | 83.6763 | 85.4644 | 86.4301 | 86.0888 | 84.8975 | 82.5576 | 79.3295 | 74.2343 | 71.0423 | 68.9114 | 66.85 | 5.2768 | 4.6754 | 3.9808 | 2.3483 | 2.5697 | 3.6271 | 3.3078 | 4.0164 | 3.8157 | 3.4898 | 3.2619 | 3.3453 | 3.445 | 3.539 | 3.437 | 3.1705 | 3.154 | 3.1743 | 3.4 | 2.8515 | 2.5132 | 2.642 | 2.1675 | 2.2406
Portfolio Adjusted1-in-2Size: Over 200kWOrange County2021May Monthly Peak | Portfolio Adjusted | 1-in-2 | Size: Over 200kW | Orange County | 2021 | May Monthly Peak | 5 | 125.2039 | 120.6376 | 116.7369 | 118.0022 | 129.2038 | 158.1854 | 185.5591 | 206.4372 | 221.6265 | 229.3713 | 236.4035 | 240.1002 | 239.948 | 239.4358 | 232.1221 | 217.1574 | 201.7966 | 187.8865 | 176.7157 | 172.8369 | 169.9398 | 160.2749 | 147.8861 | 138.9292 | 1.5905 | 1.2598 | 0.99127 | 0.093127 | -0.0098696 | 0.51247 | 0.33508 | 0.12419 | -0.096344 | -0.58289 | -0.73442 | -0.41595 | 0.69319 | 3.8086 | 11.3273 | 10.8956 | 10.5558 | 8.7612 | 1.8591 | 0.29421 | -0.051868 | 0.22733 | 0.62826 | 0.24232 | 66.2326 | 65.0807 | 63.8494 | 62.733 | 61.9699 | 60.9693 | 60.5041 | 60.877 | 63.6999 | 67.7519 | 72.2759 | 77.0962 | 81.5213 | 84.6243 | 86.7821 | 87.9652 | 88.3177 | 87.2725 | 84.8482 | 81.7672 | 77.2515 | 73.8317 | 71.9107 | 70.1917 | 5.3404 | 4.7365 | 4.0102 | 2.3662 | 2.6104 | 3.6698 | 3.3326 | 4.0803 | 3.9039 | 3.5926 | 3.3502 | 3.437 | 3.5234 | 3.5917 | 3.4892 | 3.2039 | 3.1905 | 3.2113 | 3.4498 | 2.8549 | 2.5513 | 2.6801 | 2.202 | 2.2869
Portfolio Adjusted1-in-2Size: Over 200kWOrange County2021June Monthly Peak | Portfolio Adjusted | 1-in-2 | Size: Over 200kW | Orange County | 2021 | June Monthly Peak | 6 | 134.3982 | 129.746 | 125.3053 | 126.6712 | 137.9324 | 166.2345 | 192.7445 | 211.0313 | 224.5447 | 231.7841 | 239.5782 | 242.5132 | 241.2652 | 239.51 | 233.1538 | 221.7548 | 208.4392 | 194.896 | 184.861 | 179.5389 | 175.8833 | 167.4905 | 154.7176 | 146.2539 | 1.0819 | 0.76646 | 0.63285 | -0.17905 | -0.29672 | 0.18965 | -0.069763 | -0.13886 | -0.2674 | -0.66629 | -0.89812 | -0.6257 | 0.43281 | 3.4981 | 11.1242 | 10.9601 | 10.6909 | 9.0854 | 2.1524 | 0.26668 | -0.17503 | 0.065583 | 0.43682 | 0.054084 | 69.0516 | 67.8275 | 66.5949 | 65.6489 | 64.821 | 64.1045 | 63.3882 | 63.9648 | 67.1071 | 71.7165 | 75.8093 | 79.8958 | 82.8981 | 85.4292 | 87.3908 | 88.5978 | 89.2381 | 88.7144 | 87.1868 | 84.2626 | 80.4068 | 76.2227 | 73.5157 | 71.7035 | 5.5921 | 4.9694 | 4.1991 | 2.4778 | 2.7185 | 3.7621 | 3.3768 | 4.0689 | 3.8584 | 3.5414 | 3.312 | 3.3865 | 3.456 | 3.5048 | 3.4189 | 3.1916 | 3.2148 | 3.2495 | 3.5204 | 2.893 | 2.5758 | 2.7322 | 2.2473 | 2.3485
Portfolio Adjusted1-in-2Size: Over 200kWOrange County2021July Monthly Peak | Portfolio Adjusted | 1-in-2 | Size: Over 200kW | Orange County | 2021 | July Monthly Peak | 7 | 140.6188 | 135.529 | 131.3971 | 132.4789 | 144.3699 | 173.8414 | 200.8298 | 219.2774 | 232.3719 | 239.8123 | 247.0036 | 248.7187 | 247.0045 | 245.5448 | 239.3358 | 228.1554 | 215.9347 | 202.3155 | 192.1975 | 186.8109 | 182.2624 | 173.1321 | 159.9118 | 151.3824 | -0.038812 | -0.29914 | -0.14526 | -0.70931 | -0.84646 | -0.45443 | -0.85154 | -0.63841 | -0.59106 | -0.83239 | -1.2097 | -1.0189 | -0.040764 | 3.0147 | 10.9536 | 10.9706 | 10.6817 | 9.4262 | 2.624 | 0.20501 | -0.40635 | -0.25025 | 0.043849 | -0.31624 | 71.7941 | 70.9699 | 70.0983 | 69.2013 | 68.427 | 67.8445 | 67.6947 | 68.0986 | 70.4421 | 74.8914 | 81.0934 | 84.951 | 88.5324 | 91.2618 | 93.3046 | 94.0727 | 94.5743 | 93.8093 | 92.0269 | 89.2505 | 85.1805 | 80.9482 | 78.1532 | 76.5867 | 5.7256 | 5.0797 | 4.3089 | 2.5359 | 2.7844 | 3.85 | 3.4431 | 4.1373 | 3.9074 | 3.5856 | 3.3415 | 3.3987 | 3.4624 | 3.5161 | 3.4343 | 3.2134 | 3.2591 | 3.301 | 3.5817 | 2.9457 | 2.6121 | 2.7637 | 2.273 | 2.3788
Portfolio Adjusted1-in-2Size: Over 200kWOrange County2021August Monthly Peak | Portfolio Adjusted | 1-in-2 | Size: Over 200kW | Orange County | 2021 | August Monthly Peak | 8 | 144.0559 | 138.7361 | 134.4855 | 134.8228 | 147.8525 | 180.2773 | 211.7324 | 233.9193 | 251.8503 | 260.8297 | 271.0985 | 272.6614 | 271.0046 | 268.911 | 261.6133 | 246.1102 | 229.2148 | 211.3816 | 199.3804 | 195.9235 | 190.0865 | 178.8247 | 165.5866 | 156.9198 | -1.2352 | -1.4283 | -0.97384 | -1.2514 | -1.4139 | -1.1459 | -1.7162 | -1.2064 | -0.98017 | -1.0604 | -1.6381 | -1.5291 | -0.57386 | 2.6778 | 11.466 | 11.5051 | 10.9221 | 9.8434 | 3.1213 | 0.13925 | -0.65764 | -0.58588 | -0.37531 | -0.71237 | 77.0273 | 75.7851 | 74.8752 | 73.7101 | 73.2687 | 72.427 | 72.1289 | 72.3312 | 74.769 | 79.9381 | 85.0511 | 89.7083 | 93.0348 | 95.3863 | 96.8784 | 97.1287 | 97.3281 | 96.1901 | 94.0697 | 91.0907 | 86.6023 | 82.7607 | 80.6817 | 78.9178 | 5.9259 | 5.2533 | 4.4556 | 2.6073 | 2.8809 | 4.0335 | 3.6674 | 4.459 | 4.2785 | 3.94 | 3.7052 | 3.7642 | 3.8379 | 3.8903 | 3.7926 | 3.5019 | 3.4951 | 3.4844 | 3.7538 | 3.1211 | 2.7522 | 2.8839 | 2.3778 | 2.4912
Portfolio Adjusted1-in-2Size: Over 200kWOrange County2021September Monthly Peak | Portfolio Adjusted | 1-in-2 | Size: Over 200kW | Orange County | 2021 | September Monthly Peak | 9 | 139.9004 | 135.3602 | 130.6287 | 132.2925 | 145.2657 | 178.5192 | 212.0585 | 231.7706 | 250.569 | 259.8057 | 267.8187 | 268.7878 | 266.7741 | 265.9342 | 258.0778 | 241.7814 | 224.9038 | 207.4084 | 197.8149 | 196.1354 | 186.8034 | 175.6349 | 162.3227 | 153.4406 | -0.37534 | -0.6163 | -0.37689 | -0.85902 | -1.0076 | -0.66045 | -1.1369 | -0.82576 | -0.73534 | -0.94658 | -1.4006 | -1.219 | -0.1951 | 3.0861 | 11.6663 | 11.5321 | 11.0068 | 9.662 | 2.8155 | 0.19324 | -0.48313 | -0.34713 | -0.075111 | -0.42961 | 71.5088 | 70.2322 | 69.5263 | 69.1119 | 68.7103 | 68.0643 | 68.284 | 68.3332 | 69.7924 | 75.2434 | 82.9109 | 88.4143 | 92.9246 | 95.5355 | 96.5514 | 96.8185 | 96.6155 | 95.3559 | 92.7816 | 88.7636 | 85.2625 | 82.7378 | 80.939 | 79.1781 | 5.6945 | 5.0717 | 4.2823 | 2.5315 | 2.8008 | 3.9522 | 3.6344 | 4.3716 | 4.212 | 3.8833 | 3.6219 | 3.6718 | 3.7383 | 3.8068 | 3.702 | 3.4042 | 3.3933 | 3.383 | 3.6852 | 3.0917 | 2.6763 | 2.8027 | 2.3065 | 2.4103
Portfolio Adjusted1-in-2Size: Over 200kWOrange County2021October Monthly Peak | Portfolio Adjusted | 1-in-2 | Size: Over 200kW | Orange County | 2021 | October Monthly Peak | 10 | 117.7061 | 114.0014 | 111.1306 | 112.8864 | 124.1777 | 153.0174 | 184.2551 | 203.3033 | 218.1876 | 224.434 | 232.2319 | 236.4148 | 236.5737 | 235.4917 | 228.3552 | 213.0747 | 197.7357 | 188.1749 | 176.4001 | 169.8572 | 161.9394 | 151.3719 | 140.4679 | 132.0172 | 0.2425 | 0.0079581 | 0.069108 | -0.47958 | -0.59873 | -0.23877 | -0.58075 | -0.46335 | -0.47216 | -0.74145 | -1.0625 | -0.86789 | 0.091 | 3.0451 | 10.5757 | 10.3256 | 9.8826 | 8.7687 | 2.3088 | 0.20489 | -0.30495 | -0.14077 | 0.13899 | -0.1847 | 71.1706 | 69.7394 | 69.0175 | 68.6197 | 67.8101 | 67.021 | 67.7187 | 69.201 | 69.5839 | 73.4906 | 78.3454 | 83.3475 | 86.9918 | 89.4602 | 91.1994 | 91.9653 | 91.8702 | 90.4504 | 87.6208 | 83.4953 | 79.8727 | 76.9973 | 74.9195 | 73.1505 | 4.8067 | 4.2853 | 3.655 | 2.1672 | 2.402 | 3.3987 | 3.1682 | 3.8471 | 3.6796 | 3.3655 | 3.1508 | 3.24 | 3.3258 | 3.382 | 3.2863 | 3.0097 | 2.9931 | 3.0792 | 3.2969 | 2.6862 | 2.3276 | 2.4234 | 2.0024 | 2.0805
Portfolio Adjusted1-in-2Size: Over 200kWOrange County2021November Monthly Peak | Portfolio Adjusted | 1-in-2 | Size: Over 200kW | Orange County | 2021 | November Monthly Peak | 11 | 121.6095 | 118.0291 | 114.262 | 114.4395 | 125.4427 | 153.254 | 181.4957 | 198.9147 | 211.6219 | 218.5471 | 224.6536 | 227.8379 | 227.7075 | 226.8757 | 218.8624 | 203.9662 | 190.17 | 183.7261 | 173.1597 | 166.8564 | 160.3751 | 150.7418 | 139.3658 | 130.8165 | 2.0084 | 1.671 | 1.2923 | 0.29676 | 0.20358 | 0.75994 | 0.64997 | 0.32486 | 0.039058 | -0.49571 | -0.57977 | -0.23653 | 0.86203 | 3.8505 | 10.8752 | 10.3589 | 10.1064 | 8.5693 | 1.6624 | 0.31366 | 0.041672 | 0.34057 | 0.7547 | 0.37542 | 60.5251 | 60.0372 | 59.6507 | 59.0976 | 58.6707 | 58.9004 | 58.5223 | 58.4972 | 62.5689 | 67.5324 | 73.8642 | 78.9838 | 82.7441 | 84.1888 | 84.8508 | 84.3058 | 82.326 | 78.0191 | 73.3994 | 70.563 | 68.4084 | 66.5345 | 65.008 | 63.6657 | 5.3239 | 4.7563 | 4.0287 | 2.3553 | 2.6013 | 3.6492 | 3.3456 | 4.0353 | 3.826 | 3.5133 | 3.2676 | 3.3475 | 3.4318 | 3.493 | 3.3767 | 3.0887 | 3.086 | 3.223 | 3.4695 | 2.8288 | 2.4712 | 2.5872 | 2.1299 | 2.2102
Portfolio Adjusted1-in-2Size: Over 200kWOrange County2021December Monthly Peak | Portfolio Adjusted | 1-in-2 | Size: Over 200kW | Orange County | 2021 | December Monthly Peak | 12 | 118.3656 | 114.247 | 111.433 | 113.0126 | 124.0721 | 150.7709 | 181.091 | 195.6012 | 205.9392 | 205.3491 | 205.1494 | 202.3598 | 197.7559 | 193.614 | 186.2761 | 173.9753 | 164.5047 | 161.9585 | 154.5877 | 151.5759 | 147.1908 | 140.2845 | 131.6139 | 124.5661 | 1.9548 | 1.6175 | 1.2603 | 0.29306 | 0.20136 | 0.74762 | 0.64852 | 0.31945 | 0.038009 | -0.46577 | -0.52944 | -0.21008 | 0.74865 | 3.286 | 9.256 | 8.8357 | 8.7424 | 7.554 | 1.4841 | 0.28494 | 0.038247 | 0.31694 | 0.71272 | 0.35748 | 47.9306 | 47.2398 | 46.5259 | 45.6549 | 45.1221 | 44.264 | 43.9535 | 43.7838 | 44.3187 | 46.9487 | 49.101 | 50.7821 | 52.3644 | 53.5031 | 53.9698 | 53.9466 | 53.3428 | 52.4477 | 51.1671 | 49.9331 | 49.1648 | 48.3015 | 47.5698 | 46.8593 | 5.1819 | 4.6039 | 3.929 | 2.3259 | 2.5728 | 3.5901 | 3.3381 | 3.968 | 3.7233 | 3.3012 | 2.9839 | 2.9731 | 2.9804 | 2.9809 | 2.8739 | 2.6345 | 2.6695 | 2.8412 | 3.0974 | 2.5698 | 2.268 | 2.4077 | 2.0114 | 2.1046
Portfolio Adjusted1-in-2Size: Over 200kWOrange County2021Typical Event Day | Portfolio Adjusted | 1-in-2 | Size: Over 200kW | Orange County | 2021 | Typical Event Day | 8 | 141.2357 | 136.0865 | 131.9464 | 132.4823 | 145.28 | 176.5515 | 206.6462 | 226.7382 | 242.4319 | 250.4746 | 259.7199 | 261.1584 | 259.4741 | 257.7229 | 250.7237 | 236.3907 | 220.5251 | 204.0011 | 192.5499 | 189.4894 | 184.4841 | 174.4016 | 161.5801 | 153.3126 | -0.123 | -0.37926 | -0.20391 | -0.74663 | -0.89032 | -0.50888 | -0.93346 | -0.69663 | -0.64008 | -0.88007 | -1.2933 | -1.0982 | -0.079138 | 3.1214 | 11.44 | 11.3439 | 10.88 | 9.5044 | 2.6564 | 0.2027 | -0.42757 | -0.27497 | 0.014878 | -0.34721 | 72.3455 | 71.2037 | 70.2737 | 69.4181 | 68.8067 | 68.11 | 67.874 | 68.1819 | 70.5277 | 75.4473 | 81.2162 | 85.7423 | 89.3475 | 91.9032 | 93.5313 | 94.1544 | 94.439 | 93.5174 | 91.5162 | 88.3418 | 84.363 | 80.6674 | 78.3224 | 76.5965 | 5.7488 | 5.0989 | 4.3255 | 2.5351 | 2.801 | 3.9087 | 3.5416 | 4.2766 | 4.0752 | 3.7438 | 3.5123 | 3.5675 | 3.636 | 3.6893 | 3.5965 | 3.3283 | 3.3273 | 3.3274 | 3.5871 | 2.9869 | 2.643 | 2.783 | 2.2959 | 2.4083
Portfolio Adjusted1-in-2Size: Over 200kWOrange County2022January Monthly Peak | Portfolio Adjusted | 1-in-2 | Size: Over 200kW | Orange County | 2022 | January Monthly Peak | 1 | 117.585 | 113.1414 | 110.5812 | 112.3633 | 124.0252 | 153.0449 | 185.625 | 202.1576 | 212.7919 | 212.9492 | 214.3038 | 214.0568 | 211.3557 | 208.2611 | 200.5319 | 187.052 | 174.9642 | 170.2813 | 162.5155 | 159.1424 | 153.7367 | 146.3489 | 136.6525 | 128.6114 | 1.9419 | 1.6018 | 1.2506 | 0.29138 | 0.20128 | 0.7589 | 0.66476 | 0.33016 | 0.039274 | -0.48301 | -0.55306 | -0.22222 | 0.80013 | 3.5346 | 9.9643 | 9.4998 | 9.2983 | 7.9422 | 1.5602 | 0.29916 | 0.039947 | 0.33065 | 0.74001 | 0.36909 | 52.3805 | 51.9024 | 51.4204 | 50.8623 | 50.7385 | 50.3848 | 50.2528 | 50.2949 | 50.8656 | 52.1723 | 53.859 | 54.9711 | 55.3321 | 56.2579 | 56.7753 | 56.6605 | 56.3514 | 55.8413 | 54.7592 | 53.6493 | 52.8607 | 52.7024 | 52.7384 | 52.14 | 5.1477 | 4.5594 | 3.8989 | 2.3126 | 2.5719 | 3.6442 | 3.4217 | 4.1011 | 3.8472 | 3.4233 | 3.1171 | 3.145 | 3.1854 | 3.2064 | 3.0939 | 2.8325 | 2.8393 | 2.9872 | 3.2563 | 2.698 | 2.3689 | 2.5118 | 2.0884 | 2.1729
Portfolio Adjusted1-in-2Size: Over 200kWOrange County2022February Monthly Peak | Portfolio Adjusted | 1-in-2 | Size: Over 200kW | Orange County | 2022 | February Monthly Peak | 2 | 115.9727 | 111.8115 | 109.2386 | 111.1299 | 122.5649 | 150.8684 | 182.3236 | 198.2595 | 208.6439 | 209.7643 | 212.1192 | 212.8974 | 210.8888 | 208.4923 | 201.0838 | 187.8391 | 175.5456 | 170.4165 | 161.9777 | 158.0502 | 152.5064 | 145.0175 | 135.2646 | 127.3546 | 1.9153 | 1.583 | 1.2354 | 0.28818 | 0.19891 | 0.74811 | 0.65293 | 0.32379 | 0.038509 | -0.47579 | -0.54742 | -0.22102 | 0.79836 | 3.5385 | 9.9918 | 9.5398 | 9.3292 | 7.9485 | 1.5551 | 0.29711 | 0.039628 | 0.32764 | 0.73249 | 0.36548 | 52.4777 | 52.3177 | 52.3348 | 52.1622 | 51.5151 | 51.5563 | 51.2585 | 51.5891 | 52.7587 | 55.708 | 58.8498 | 61.5526 | 62.9698 | 63.5891 | 64.1427 | 63.9028 | 63.408 | 62.2377 | 60.4715 | 58.8966 | 57.8206 | 56.576 | 55.4903 | 54.105 | 5.0771 | 4.5058 | 3.8516 | 2.2872 | 2.5416 | 3.5924 | 3.3608 | 4.022 | 3.7722 | 3.3721 | 3.0853 | 3.128 | 3.1784 | 3.21 | 3.1024 | 2.8444 | 2.8487 | 2.9896 | 3.2455 | 2.6795 | 2.35 | 2.4889 | 2.0672 | 2.1517
Portfolio Adjusted1-in-2Size: Over 200kWOrange County2022March Monthly Peak | Portfolio Adjusted | 1-in-2 | Size: Over 200kW | Orange County | 2022 | March Monthly Peak | 3 | 121.5579 | 116.5431 | 113.5648 | 114.6971 | 124.8285 | 153.7898 | 182.2308 | 200.0982 | 211.5305 | 214.337 | 218.1167 | 218.9785 | 218.1973 | 218.158 | 210.6024 | 197.8084 | 184.3159 | 173.2689 | 164.1572 | 164.3762 | 160.4441 | 152.6907 | 141.1332 | 132.0097 | 2.0075 | 1.65 | 1.2844 | 0.29743 | 0.20258 | 0.76259 | 0.6526 | 0.3268 | 0.039041 | -0.48616 | -0.5629 | -0.22733 | 0.82603 | 3.7026 | 10.4647 | 10.0461 | 9.7953 | 8.0815 | 1.576 | 0.309 | 0.04169 | 0.34497 | 0.76427 | 0.37884 | 52.9993 | 51.9132 | 51.3476 | 51.1641 | 50.7028 | 50.2367 | 49.9439 | 50.3054 | 52.3809 | 54.8365 | 58.1434 | 61.1404 | 63.2311 | 65.2041 | 66.7006 | 67.3959 | 67.4656 | 66.7008 | 64.0683 | 60.4283 | 58.3494 | 56.6818 | 55.5693 | 53.9099 | 5.3216 | 4.6965 | 4.0041 | 2.3606 | 2.5885 | 3.6619 | 3.3591 | 4.0593 | 3.8244 | 3.4457 | 3.1725 | 3.2173 | 3.2885 | 3.3588 | 3.2492 | 2.9954 | 2.991 | 3.0396 | 3.2892 | 2.7868 | 2.4723 | 2.6206 | 2.1569 | 2.2303
Portfolio Adjusted1-in-2Size: Over 200kWOrange County2022April Monthly Peak | Portfolio Adjusted | 1-in-2 | Size: Over 200kW | Orange County | 2022 | April Monthly Peak | 4 | 120.5343 | 116.0212 | 112.9027 | 114.0967 | 123.9194 | 152.3269 | 179.4486 | 197.9852 | 211.0534 | 217.0846 | 224.2641 | 227.6883 | 228.5818 | 229.8617 | 222.7711 | 209.3704 | 194.3617 | 180.9484 | 169.6876 | 168.1925 | 163.1029 | 153.9335 | 141.8261 | 132.6163 | 1.9906 | 1.6426 | 1.2769 | 0.29588 | 0.20111 | 0.75534 | 0.64264 | 0.32335 | 0.038953 | -0.49239 | -0.57877 | -0.23637 | 0.86534 | 3.9012 | 11.0694 | 10.6333 | 10.3291 | 8.4397 | 1.6291 | 0.31618 | 0.042381 | 0.34778 | 0.76802 | 0.38058 | 63.5876 | 62.385 | 61.3793 | 60.7217 | 59.6452 | 58.9144 | 58.1552 | 58.2357 | 60.7716 | 65.2625 | 70.4155 | 75.6969 | 80.4982 | 83.6763 | 85.4644 | 86.4301 | 86.0888 | 84.8975 | 82.5577 | 79.3295 | 74.2343 | 71.0423 | 68.9114 | 66.85 | 5.2768 | 4.6754 | 3.9808 | 2.3483 | 2.5697 | 3.6271 | 3.3078 | 4.0164 | 3.8157 | 3.4898 | 3.2619 | 3.3453 | 3.445 | 3.539 | 3.437 | 3.1705 | 3.154 | 3.1743 | 3.4 | 2.8515 | 2.5132 | 2.642 | 2.1675 | 2.2406
Portfolio Adjusted1-in-2Size: Over 200kWOrange County2022May Monthly Peak | Portfolio Adjusted | 1-in-2 | Size: Over 200kW | Orange County | 2022 | May Monthly Peak | 5 | 125.2039 | 120.6376 | 116.7369 | 118.0022 | 129.2038 | 158.1854 | 185.5591 | 206.4372 | 221.6265 | 229.3713 | 236.4035 | 240.1002 | 239.948 | 239.4358 | 232.1221 | 217.1574 | 201.7966 | 187.8865 | 176.7157 | 172.8369 | 169.9398 | 160.2749 | 147.8861 | 138.9292 | 1.5905 | 1.2598 | 0.99127 | 0.093127 | -0.0098696 | 0.51247 | 0.33508 | 0.12419 | -0.096344 | -0.58289 | -0.73442 | -0.41595 | 0.69319 | 3.8086 | 11.3273 | 10.8956 | 10.5558 | 8.7612 | 1.8591 | 0.29421 | -0.051868 | 0.22733 | 0.62826 | 0.24232 | 66.2326 | 65.0807 | 63.8494 | 62.733 | 61.9699 | 60.9693 | 60.5041 | 60.877 | 63.6999 | 67.752 | 72.2759 | 77.0962 | 81.5213 | 84.6243 | 86.7821 | 87.9652 | 88.3177 | 87.2725 | 84.8482 | 81.7672 | 77.2515 | 73.8317 | 71.9107 | 70.1917 | 5.3404 | 4.7365 | 4.0102 | 2.3662 | 2.6104 | 3.6698 | 3.3326 | 4.0803 | 3.9039 | 3.5926 | 3.3502 | 3.437 | 3.5234 | 3.5917 | 3.4892 | 3.2039 | 3.1905 | 3.2113 | 3.4498 | 2.8549 | 2.5513 | 2.6801 | 2.202 | 2.2869
Portfolio Adjusted1-in-2Size: Over 200kWOrange County2022June Monthly Peak | Portfolio Adjusted | 1-in-2 | Size: Over 200kW | Orange County | 2022 | June Monthly Peak | 6 | 134.3982 | 129.746 | 125.3053 | 126.6712 | 137.9324 | 166.2345 | 192.7445 | 211.0313 | 224.5447 | 231.7841 | 239.5782 | 242.5132 | 241.2652 | 239.5099 | 233.1538 | 221.7548 | 208.4392 | 194.896 | 184.861 | 179.5389 | 175.8833 | 167.4905 | 154.7176 | 146.2539 | 1.0819 | 0.76646 | 0.63285 | -0.17905 | -0.29672 | 0.18965 | -0.069763 | -0.13886 | -0.2674 | -0.66629 | -0.89812 | -0.6257 | 0.43281 | 3.4981 | 11.1242 | 10.9601 | 10.6909 | 9.0854 | 2.1524 | 0.26668 | -0.17503 | 0.065583 | 0.43682 | 0.054084 | 69.0516 | 67.8275 | 66.5949 | 65.6489 | 64.821 | 64.1045 | 63.3882 | 63.9648 | 67.1071 | 71.7165 | 75.8093 | 79.8958 | 82.8981 | 85.4292 | 87.3908 | 88.5978 | 89.2381 | 88.7144 | 87.1868 | 84.2626 | 80.4068 | 76.2227 | 73.5157 | 71.7035 | 5.5921 | 4.9694 | 4.1991 | 2.4778 | 2.7185 | 3.7621 | 3.3768 | 4.0689 | 3.8584 | 3.5414 | 3.312 | 3.3865 | 3.456 | 3.5048 | 3.4189 | 3.1916 | 3.2148 | 3.2495 | 3.5204 | 2.893 | 2.5758 | 2.7322 | 2.2473 | 2.3485
Portfolio Adjusted1-in-2Size: Over 200kWOrange County2022July Monthly Peak | Portfolio Adjusted | 1-in-2 | Size: Over 200kW | Orange County | 2022 | July Monthly Peak | 7 | 140.6188 | 135.529 | 131.3971 | 132.4789 | 144.3699 | 173.8414 | 200.8298 | 219.2775 | 232.3719 | 239.8123 | 247.0036 | 248.7187 | 247.0045 | 245.5448 | 239.3358 | 228.1554 | 215.9347 | 202.3155 | 192.1975 | 186.8109 | 182.2624 | 173.1321 | 159.9118 | 151.3824 | -0.038812 | -0.29914 | -0.14526 | -0.70931 | -0.84646 | -0.45443 | -0.85154 | -0.63841 | -0.59106 | -0.83239 | -1.2097 | -1.0189 | -0.040764 | 3.0147 | 10.9536 | 10.9706 | 10.6817 | 9.4262 | 2.624 | 0.20501 | -0.40635 | -0.25025 | 0.043849 | -0.31624 | 71.7941 | 70.9699 | 70.0983 | 69.2013 | 68.427 | 67.8445 | 67.6947 | 68.0986 | 70.4421 | 74.8914 | 81.0934 | 84.951 | 88.5324 | 91.2618 | 93.3046 | 94.0727 | 94.5743 | 93.8093 | 92.0269 | 89.2505 | 85.1805 | 80.9483 | 78.1532 | 76.5867 | 5.7256 | 5.0797 | 4.3089 | 2.5359 | 2.7844 | 3.85 | 3.4431 | 4.1373 | 3.9074 | 3.5856 | 3.3415 | 3.3987 | 3.4624 | 3.5161 | 3.4343 | 3.2134 | 3.2591 | 3.301 | 3.5817 | 2.9457 | 2.6121 | 2.7637 | 2.273 | 2.3788
Portfolio Adjusted1-in-2Size: Over 200kWOrange County2022August Monthly Peak | Portfolio Adjusted | 1-in-2 | Size: Over 200kW | Orange County | 2022 | August Monthly Peak | 8 | 144.0559 | 138.7361 | 134.4855 | 134.8228 | 147.8525 | 180.2773 | 211.7324 | 233.9193 | 251.8503 | 260.8297 | 271.0985 | 272.6614 | 271.0046 | 268.911 | 261.6133 | 246.1102 | 229.2148 | 211.3816 | 199.3804 | 195.9235 | 190.0865 | 178.8247 | 165.5866 | 156.9198 | -1.2352 | -1.4283 | -0.97384 | -1.2514 | -1.4139 | -1.1459 | -1.7162 | -1.2064 | -0.98017 | -1.0604 | -1.6381 | -1.5291 | -0.57386 | 2.6778 | 11.466 | 11.5051 | 10.9221 | 9.8434 | 3.1213 | 0.13925 | -0.65764 | -0.58588 | -0.37531 | -0.71237 | 77.0273 | 75.7851 | 74.8752 | 73.7101 | 73.2687 | 72.427 | 72.1289 | 72.3312 | 74.769 | 79.9381 | 85.0511 | 89.7083 | 93.0348 | 95.3863 | 96.8784 | 97.1287 | 97.3281 | 96.1901 | 94.0697 | 91.0907 | 86.6023 | 82.7607 | 80.6817 | 78.9178 | 5.9259 | 5.2533 | 4.4556 | 2.6073 | 2.8809 | 4.0335 | 3.6674 | 4.459 | 4.2785 | 3.94 | 3.7052 | 3.7642 | 3.8379 | 3.8903 | 3.7926 | 3.5019 | 3.4951 | 3.4844 | 3.7538 | 3.1211 | 2.7522 | 2.8839 | 2.3778 | 2.4912
Portfolio Adjusted1-in-2Size: Over 200kWOrange County2022September Monthly Peak | Portfolio Adjusted | 1-in-2 | Size: Over 200kW | Orange County | 2022 | September Monthly Peak | 9 | 139.9004 | 135.3602 | 130.6287 | 132.2925 | 145.2657 | 178.5191 | 212.0585 | 231.7706 | 250.569 | 259.8057 | 267.8187 | 268.7878 | 266.7741 | 265.9342 | 258.0778 | 241.7814 | 224.9038 | 207.4084 | 197.8149 | 196.1354 | 186.8034 | 175.6349 | 162.3227 | 153.4406 | -0.37534 | -0.6163 | -0.37689 | -0.85902 | -1.0076 | -0.66044 | -1.1369 | -0.82576 | -0.73534 | -0.94658 | -1.4006 | -1.219 | -0.1951 | 3.0861 | 11.6663 | 11.5321 | 11.0068 | 9.662 | 2.8155 | 0.19324 | -0.48313 | -0.34713 | -0.075111 | -0.42961 | 71.5088 | 70.2322 | 69.5263 | 69.1119 | 68.7103 | 68.0643 | 68.284 | 68.3332 | 69.7924 | 75.2434 | 82.9109 | 88.4143 | 92.9246 | 95.5355 | 96.5514 | 96.8185 | 96.6155 | 95.3559 | 92.7816 | 88.7636 | 85.2625 | 82.7378 | 80.939 | 79.1781 | 5.6945 | 5.0717 | 4.2823 | 2.5315 | 2.8008 | 3.9522 | 3.6344 | 4.3716 | 4.212 | 3.8833 | 3.6219 | 3.6718 | 3.7383 | 3.8068 | 3.702 | 3.4042 | 3.3933 | 3.383 | 3.6852 | 3.0917 | 2.6763 | 2.8027 | 2.3065 | 2.4103
Portfolio Adjusted1-in-2Size: Over 200kWOrange County2022October Monthly Peak | Portfolio Adjusted | 1-in-2 | Size: Over 200kW | Orange County | 2022 | October Monthly Peak | 10 | 117.7061 | 114.0014 | 111.1306 | 112.8864 | 124.1777 | 153.0174 | 184.2551 | 203.3033 | 218.1876 | 224.434 | 232.2319 | 236.4148 | 236.5737 | 235.4917 | 228.3552 | 213.0747 | 197.7357 | 188.1749 | 176.4001 | 169.8572 | 161.9394 | 151.3719 | 140.4679 | 132.0172 | 0.2425 | 0.0079581 | 0.069108 | -0.47958 | -0.59873 | -0.23877 | -0.58075 | -0.46335 | -0.47216 | -0.74145 | -1.0625 | -0.86789 | 0.091 | 3.0451 | 10.5757 | 10.3256 | 9.8826 | 8.7687 | 2.3088 | 0.20489 | -0.30495 | -0.14077 | 0.13899 | -0.1847 | 71.1706 | 69.7394 | 69.0175 | 68.6197 | 67.8101 | 67.021 | 67.7187 | 69.201 | 69.5839 | 73.4906 | 78.3454 | 83.3475 | 86.9918 | 89.4602 | 91.1994 | 91.9653 | 91.8702 | 90.4504 | 87.6208 | 83.4953 | 79.8727 | 76.9973 | 74.9195 | 73.1505 | 4.8067 | 4.2853 | 3.655 | 2.1672 | 2.402 | 3.3987 | 3.1682 | 3.8471 | 3.6796 | 3.3655 | 3.1508 | 3.24 | 3.3258 | 3.382 | 3.2863 | 3.0097 | 2.9931 | 3.0792 | 3.2969 | 2.6862 | 2.3276 | 2.4234 | 2.0024 | 2.0805
Portfolio Adjusted1-in-2Size: Over 200kWOrange County2022November Monthly Peak | Portfolio Adjusted | 1-in-2 | Size: Over 200kW | Orange County | 2022 | November Monthly Peak | 11 | 121.6095 | 118.0291 | 114.262 | 114.4395 | 125.4427 | 153.254 | 181.4957 | 198.9147 | 211.6219 | 218.5471 | 224.6536 | 227.8379 | 227.7075 | 226.8757 | 218.8624 | 203.9662 | 190.17 | 183.7261 | 173.1597 | 166.8564 | 160.3751 | 150.7418 | 139.3658 | 130.8165 | 2.0084 | 1.671 | 1.2923 | 0.29676 | 0.20358 | 0.75994 | 0.64997 | 0.32486 | 0.039058 | -0.49571 | -0.57977 | -0.23653 | 0.86203 | 3.8505 | 10.8752 | 10.3589 | 10.1064 | 8.5693 | 1.6624 | 0.31366 | 0.041672 | 0.34057 | 0.7547 | 0.37542 | 60.5251 | 60.0372 | 59.6507 | 59.0976 | 58.6707 | 58.9004 | 58.5223 | 58.4972 | 62.5689 | 67.5324 | 73.8642 | 78.9838 | 82.7441 | 84.1888 | 84.8508 | 84.3058 | 82.326 | 78.0191 | 73.3994 | 70.563 | 68.4084 | 66.5345 | 65.008 | 63.6657 | 5.3239 | 4.7563 | 4.0287 | 2.3553 | 2.6013 | 3.6492 | 3.3456 | 4.0353 | 3.826 | 3.5133 | 3.2676 | 3.3475 | 3.4318 | 3.493 | 3.3767 | 3.0887 | 3.086 | 3.223 | 3.4695 | 2.8288 | 2.4712 | 2.5872 | 2.1299 | 2.2102
Portfolio Adjusted1-in-2Size: Over 200kWOrange County2022December Monthly Peak | Portfolio Adjusted | 1-in-2 | Size: Over 200kW | Orange County | 2022 | December Monthly Peak | 12 | 118.3656 | 114.247 | 111.433 | 113.0126 | 124.0721 | 150.7709 | 181.0911 | 195.6012 | 205.9392 | 205.3491 | 205.1494 | 202.3598 | 197.7559 | 193.614 | 186.2761 | 173.9752 | 164.5047 | 161.9585 | 154.5877 | 151.5759 | 147.1908 | 140.2845 | 131.6139 | 124.5661 | 1.9548 | 1.6175 | 1.2603 | 0.29306 | 0.20136 | 0.74762 | 0.64852 | 0.31945 | 0.038009 | -0.46577 | -0.52944 | -0.21008 | 0.74865 | 3.286 | 9.256 | 8.8357 | 8.7424 | 7.554 | 1.4841 | 0.28494 | 0.038247 | 0.31694 | 0.71272 | 0.35748 | 47.9306 | 47.2398 | 46.5259 | 45.6549 | 45.1221 | 44.2641 | 43.9535 | 43.7838 | 44.3187 | 46.9487 | 49.101 | 50.7821 | 52.3644 | 53.5031 | 53.9698 | 53.9466 | 53.3428 | 52.4477 | 51.1671 | 49.9331 | 49.1648 | 48.3015 | 47.5698 | 46.8593 | 5.1819 | 4.6039 | 3.929 | 2.3259 | 2.5728 | 3.5901 | 3.3381 | 3.968 | 3.7233 | 3.3012 | 2.9839 | 2.9731 | 2.9804 | 2.9809 | 2.8739 | 2.6345 | 2.6695 | 2.8412 | 3.0974 | 2.5698 | 2.268 | 2.4077 | 2.0114 | 2.1046
Portfolio Adjusted1-in-2Size: Over 200kWOrange County2022Typical Event Day | Portfolio Adjusted | 1-in-2 | Size: Over 200kW | Orange County | 2022 | Typical Event Day | 8 | 141.2357 | 136.0865 | 131.9464 | 132.4823 | 145.28 | 176.5515 | 206.6462 | 226.7382 | 242.4319 | 250.4746 | 259.7199 | 261.1584 | 259.4741 | 257.7229 | 250.7238 | 236.3907 | 220.5251 | 204.0011 | 192.5499 | 189.4894 | 184.4841 | 174.4016 | 161.5801 | 153.3126 | -0.123 | -0.37926 | -0.20391 | -0.74663 | -0.89032 | -0.50888 | -0.93346 | -0.69663 | -0.64008 | -0.88007 | -1.2933 | -1.0982 | -0.079138 | 3.1214 | 11.44 | 11.3439 | 10.88 | 9.5044 | 2.6564 | 0.2027 | -0.42757 | -0.27497 | 0.014878 | -0.34721 | 72.3455 | 71.2037 | 70.2737 | 69.4181 | 68.8067 | 68.11 | 67.874 | 68.1819 | 70.5277 | 75.4473 | 81.2162 | 85.7423 | 89.3475 | 91.9032 | 93.5313 | 94.1544 | 94.439 | 93.5174 | 91.5162 | 88.3418 | 84.363 | 80.6674 | 78.3224 | 76.5965 | 5.7488 | 5.0989 | 4.3255 | 2.5352 | 2.801 | 3.9087 | 3.5416 | 4.2766 | 4.0752 | 3.7438 | 3.5123 | 3.5675 | 3.636 | 3.6893 | 3.5965 | 3.3283 | 3.3273 | 3.3274 | 3.5871 | 2.9869 | 2.643 | 2.783 | 2.2959 | 2.4083
Portfolio Adjusted1-in-2Size: Over 200kWOrange County2023January Monthly Peak | Portfolio Adjusted | 1-in-2 | Size: Over 200kW | Orange County | 2023 | January Monthly Peak | 1 | 117.585 | 113.1414 | 110.5812 | 112.3633 | 124.0252 | 153.0449 | 185.625 | 202.1576 | 212.7919 | 212.9492 | 214.3038 | 214.0568 | 211.3557 | 208.2611 | 200.532 | 187.052 | 174.9643 | 170.2813 | 162.5155 | 159.1424 | 153.7367 | 146.3489 | 136.6525 | 128.6114 | 1.9419 | 1.6018 | 1.2506 | 0.29138 | 0.20128 | 0.7589 | 0.66476 | 0.33016 | 0.039274 | -0.48301 | -0.55306 | -0.22222 | 0.80013 | 3.5346 | 9.9643 | 9.4998 | 9.2983 | 7.9422 | 1.5602 | 0.29916 | 0.039947 | 0.33065 | 0.74001 | 0.36909 | 52.3805 | 51.9024 | 51.4204 | 50.8623 | 50.7385 | 50.3848 | 50.2528 | 50.2949 | 50.8656 | 52.1723 | 53.859 | 54.9711 | 55.3321 | 56.2579 | 56.7753 | 56.6605 | 56.3514 | 55.8413 | 54.7592 | 53.6493 | 52.8607 | 52.7024 | 52.7384 | 52.14 | 5.1477 | 4.5594 | 3.8989 | 2.3126 | 2.5719 | 3.6442 | 3.4217 | 4.1011 | 3.8472 | 3.4233 | 3.1171 | 3.145 | 3.1854 | 3.2064 | 3.0939 | 2.8325 | 2.8393 | 2.9872 | 3.2563 | 2.698 | 2.3689 | 2.5118 | 2.0884 | 2.1729
Portfolio Adjusted1-in-2Size: Over 200kWOrange County2023February Monthly Peak | Portfolio Adjusted | 1-in-2 | Size: Over 200kW | Orange County | 2023 | February Monthly Peak | 2 | 115.9727 | 111.8115 | 109.2386 | 111.1299 | 122.5649 | 150.8684 | 182.3236 | 198.2595 | 208.6439 | 209.7643 | 212.1193 | 212.8974 | 210.8888 | 208.4923 | 201.0838 | 187.8391 | 175.5456 | 170.4165 | 161.9777 | 158.0502 | 152.5064 | 145.0175 | 135.2646 | 127.3546 | 1.9153 | 1.583 | 1.2354 | 0.28818 | 0.19891 | 0.74811 | 0.65293 | 0.32379 | 0.038509 | -0.47579 | -0.54742 | -0.22102 | 0.79836 | 3.5385 | 9.9918 | 9.5398 | 9.3292 | 7.9485 | 1.5551 | 0.29711 | 0.039628 | 0.32764 | 0.73249 | 0.36548 | 52.4777 | 52.3177 | 52.3348 | 52.1622 | 51.5151 | 51.5563 | 51.2585 | 51.5891 | 52.7587 | 55.708 | 58.8498 | 61.5526 | 62.9698 | 63.5891 | 64.1427 | 63.9028 | 63.408 | 62.2377 | 60.4715 | 58.8966 | 57.8206 | 56.576 | 55.4903 | 54.105 | 5.0771 | 4.5058 | 3.8516 | 2.2872 | 2.5416 | 3.5924 | 3.3608 | 4.022 | 3.7722 | 3.3721 | 3.0853 | 3.128 | 3.1784 | 3.21 | 3.1024 | 2.8444 | 2.8487 | 2.9896 | 3.2455 | 2.6795 | 2.35 | 2.4889 | 2.0672 | 2.1517
Portfolio Adjusted1-in-2Size: Over 200kWOrange County2023March Monthly Peak | Portfolio Adjusted | 1-in-2 | Size: Over 200kW | Orange County | 2023 | March Monthly Peak | 3 | 121.5579 | 116.5431 | 113.5648 | 114.6971 | 124.8285 | 153.7898 | 182.2308 | 200.0982 | 211.5306 | 214.337 | 218.1167 | 218.9785 | 218.1973 | 218.1581 | 210.6024 | 197.8084 | 184.3159 | 173.2689 | 164.1572 | 164.3762 | 160.4441 | 152.6907 | 141.1332 | 132.0097 | 2.0075 | 1.65 | 1.2844 | 0.29743 | 0.20258 | 0.76259 | 0.6526 | 0.3268 | 0.039041 | -0.48616 | -0.5629 | -0.22733 | 0.82603 | 3.7026 | 10.4647 | 10.0461 | 9.7953 | 8.0815 | 1.576 | 0.309 | 0.04169 | 0.34497 | 0.76427 | 0.37884 | 52.9993 | 51.9132 | 51.3476 | 51.1641 | 50.7028 | 50.2367 | 49.9439 | 50.3054 | 52.3809 | 54.8365 | 58.1434 | 61.1404 | 63.2311 | 65.2041 | 66.7006 | 67.3959 | 67.4656 | 66.7008 | 64.0682 | 60.4283 | 58.3494 | 56.6818 | 55.5693 | 53.9099 | 5.3216 | 4.6965 | 4.0041 | 2.3606 | 2.5885 | 3.6619 | 3.3591 | 4.0593 | 3.8244 | 3.4457 | 3.1725 | 3.2173 | 3.2885 | 3.3588 | 3.2492 | 2.9954 | 2.991 | 3.0396 | 3.2892 | 2.7868 | 2.4723 | 2.6206 | 2.1569 | 2.2303
Portfolio Adjusted1-in-2Size: Over 200kWOrange County2023April Monthly Peak | Portfolio Adjusted | 1-in-2 | Size: Over 200kW | Orange County | 2023 | April Monthly Peak | 4 | 120.5343 | 116.0212 | 112.9027 | 114.0967 | 123.9194 | 152.3269 | 179.4486 | 197.9852 | 211.0534 | 217.0846 | 224.2641 | 227.6883 | 228.5819 | 229.8616 | 222.7711 | 209.3704 | 194.3617 | 180.9484 | 169.6876 | 168.1925 | 163.1029 | 153.9335 | 141.8261 | 132.6163 | 1.9906 | 1.6426 | 1.2769 | 0.29588 | 0.20111 | 0.75534 | 0.64264 | 0.32335 | 0.038953 | -0.49239 | -0.57877 | -0.23637 | 0.86534 | 3.9012 | 11.0694 | 10.6333 | 10.3291 | 8.4397 | 1.6291 | 0.31618 | 0.042381 | 0.34778 | 0.76802 | 0.38058 | 63.5876 | 62.385 | 61.3793 | 60.7217 | 59.6452 | 58.9144 | 58.1552 | 58.2357 | 60.7716 | 65.2625 | 70.4155 | 75.6969 | 80.4982 | 83.6763 | 85.4644 | 86.4301 | 86.0888 | 84.8975 | 82.5577 | 79.3295 | 74.2343 | 71.0423 | 68.9114 | 66.85 | 5.2768 | 4.6754 | 3.9808 | 2.3483 | 2.5697 | 3.6271 | 3.3078 | 4.0164 | 3.8157 | 3.4898 | 3.2619 | 3.3453 | 3.445 | 3.539 | 3.437 | 3.1705 | 3.154 | 3.1743 | 3.4 | 2.8515 | 2.5132 | 2.642 | 2.1675 | 2.2406
Portfolio Adjusted1-in-2Size: Over 200kWOrange County2023May Monthly Peak | Portfolio Adjusted | 1-in-2 | Size: Over 200kW | Orange County | 2023 | May Monthly Peak | 5 | 125.2039 | 120.6376 | 116.7369 | 118.0022 | 129.2038 | 158.1854 | 185.5591 | 206.4372 | 221.6265 | 229.3713 | 236.4035 | 240.1001 | 239.948 | 239.4358 | 232.1221 | 217.1574 | 201.7966 | 187.8865 | 176.7157 | 172.8369 | 169.9398 | 160.2749 | 147.8861 | 138.9292 | 1.5905 | 1.2598 | 0.99127 | 0.093127 | -0.0098696 | 0.51247 | 0.33508 | 0.12419 | -0.096344 | -0.58289 | -0.73442 | -0.41595 | 0.69319 | 3.8086 | 11.3273 | 10.8956 | 10.5558 | 8.7612 | 1.8591 | 0.29421 | -0.051868 | 0.22733 | 0.62826 | 0.24232 | 66.2326 | 65.0807 | 63.8494 | 62.733 | 61.9699 | 60.9693 | 60.5041 | 60.877 | 63.6999 | 67.7519 | 72.2759 | 77.0962 | 81.5213 | 84.6243 | 86.7821 | 87.9652 | 88.3177 | 87.2725 | 84.8482 | 81.7672 | 77.2515 | 73.8317 | 71.9107 | 70.1917 | 5.3404 | 4.7365 | 4.0102 | 2.3662 | 2.6104 | 3.6698 | 3.3326 | 4.0803 | 3.9039 | 3.5926 | 3.3502 | 3.437 | 3.5234 | 3.5917 | 3.4892 | 3.2039 | 3.1905 | 3.2113 | 3.4498 | 2.8549 | 2.5513 | 2.6801 | 2.202 | 2.2869
Portfolio Adjusted1-in-2Size: Over 200kWOrange County2023June Monthly Peak | Portfolio Adjusted | 1-in-2 | Size: Over 200kW | Orange County | 2023 | June Monthly Peak | 6 | 134.3982 | 129.746 | 125.3053 | 126.6712 | 137.9324 | 166.2345 | 192.7445 | 211.0313 | 224.5447 | 231.7841 | 239.5782 | 242.5132 | 241.2652 | 239.51 | 233.1538 | 221.7548 | 208.4392 | 194.896 | 184.861 | 179.5389 | 175.8833 | 167.4905 | 154.7176 | 146.2539 | 1.0819 | 0.76646 | 0.63285 | -0.17905 | -0.29672 | 0.18965 | -0.069763 | -0.13886 | -0.2674 | -0.66629 | -0.89812 | -0.6257 | 0.43281 | 3.4981 | 11.1242 | 10.9601 | 10.6909 | 9.0854 | 2.1524 | 0.26668 | -0.17503 | 0.065583 | 0.43682 | 0.054084 | 69.0516 | 67.8275 | 66.5949 | 65.6489 | 64.821 | 64.1045 | 63.3882 | 63.9648 | 67.1071 | 71.7165 | 75.8093 | 79.8958 | 82.8981 | 85.4292 | 87.3908 | 88.5978 | 89.2381 | 88.7144 | 87.1868 | 84.2626 | 80.4068 | 76.2227 | 73.5157 | 71.7035 | 5.5921 | 4.9694 | 4.1991 | 2.4778 | 2.7185 | 3.7621 | 3.3768 | 4.0689 | 3.8584 | 3.5414 | 3.312 | 3.3865 | 3.456 | 3.5048 | 3.4189 | 3.1916 | 3.2148 | 3.2495 | 3.5204 | 2.893 | 2.5758 | 2.7322 | 2.2473 | 2.3485
Portfolio Adjusted1-in-2Size: Over 200kWOrange County2023July Monthly Peak | Portfolio Adjusted | 1-in-2 | Size: Over 200kW | Orange County | 2023 | July Monthly Peak | 7 | 140.6188 | 135.529 | 131.3971 | 132.4789 | 144.3699 | 173.8414 | 200.8298 | 219.2774 | 232.3719 | 239.8123 | 247.0036 | 248.7187 | 247.0045 | 245.5448 | 239.3358 | 228.1554 | 215.9347 | 202.3155 | 192.1975 | 186.8109 | 182.2624 | 173.1321 | 159.9118 | 151.3824 | -0.038812 | -0.29914 | -0.14526 | -0.70931 | -0.84646 | -0.45443 | -0.85154 | -0.63841 | -0.59106 | -0.83239 | -1.2097 | -1.0189 | -0.040764 | 3.0147 | 10.9536 | 10.9706 | 10.6817 | 9.4262 | 2.624 | 0.20501 | -0.40635 | -0.25025 | 0.043849 | -0.31624 | 71.7941 | 70.9699 | 70.0983 | 69.2013 | 68.427 | 67.8445 | 67.6947 | 68.0986 | 70.4421 | 74.8914 | 81.0934 | 84.951 | 88.5324 | 91.2618 | 93.3046 | 94.0727 | 94.5743 | 93.8093 | 92.0269 | 89.2505 | 85.1805 | 80.9482 | 78.1532 | 76.5867 | 5.7256 | 5.0797 | 4.3089 | 2.5359 | 2.7844 | 3.85 | 3.4431 | 4.1373 | 3.9074 | 3.5856 | 3.3415 | 3.3987 | 3.4624 | 3.5161 | 3.4343 | 3.2134 | 3.2591 | 3.301 | 3.5817 | 2.9457 | 2.6121 | 2.7637 | 2.273 | 2.3788
Portfolio Adjusted1-in-2Size: Over 200kWOrange County2023August Monthly Peak | Portfolio Adjusted | 1-in-2 | Size: Over 200kW | Orange County | 2023 | August Monthly Peak | 8 | 144.0559 | 138.7361 | 134.4855 | 134.8228 | 147.8525 | 180.2773 | 211.7324 | 233.9193 | 251.8503 | 260.8297 | 271.0985 | 272.6614 | 271.0046 | 268.911 | 261.6133 | 246.1102 | 229.2148 | 211.3816 | 199.3804 | 195.9235 | 190.0865 | 178.8247 | 165.5866 | 156.9198 | -1.2352 | -1.4283 | -0.97384 | -1.2514 | -1.4139 | -1.1459 | -1.7162 | -1.2064 | -0.98017 | -1.0604 | -1.6381 | -1.5291 | -0.57386 | 2.6778 | 11.466 | 11.5051 | 10.9221 | 9.8434 | 3.1213 | 0.13925 | -0.65764 | -0.58588 | -0.37531 | -0.71237 | 77.0273 | 75.7851 | 74.8752 | 73.7101 | 73.2687 | 72.427 | 72.1289 | 72.3312 | 74.769 | 79.9381 | 85.0511 | 89.7083 | 93.0348 | 95.3863 | 96.8784 | 97.1287 | 97.3281 | 96.1901 | 94.0697 | 91.0907 | 86.6023 | 82.7607 | 80.6817 | 78.9178 | 5.9259 | 5.2533 | 4.4556 | 2.6073 | 2.8809 | 4.0335 | 3.6674 | 4.459 | 4.2785 | 3.94 | 3.7052 | 3.7642 | 3.8379 | 3.8903 | 3.7926 | 3.5019 | 3.4951 | 3.4844 | 3.7538 | 3.1211 | 2.7522 | 2.8839 | 2.3778 | 2.4912
Portfolio Adjusted1-in-2Size: Over 200kWOrange County2023September Monthly Peak | Portfolio Adjusted | 1-in-2 | Size: Over 200kW | Orange County | 2023 | September Monthly Peak | 9 | 139.9004 | 135.3602 | 130.6287 | 132.2925 | 145.2657 | 178.5192 | 212.0585 | 231.7706 | 250.569 | 259.8057 | 267.8187 | 268.7878 | 266.7741 | 265.9342 | 258.0778 | 241.7814 | 224.9038 | 207.4084 | 197.8149 | 196.1354 | 186.8034 | 175.6349 | 162.3227 | 153.4406 | -0.37534 | -0.6163 | -0.37689 | -0.85902 | -1.0076 | -0.66045 | -1.1369 | -0.82576 | -0.73534 | -0.94658 | -1.4006 | -1.219 | -0.1951 | 3.0861 | 11.6663 | 11.5321 | 11.0068 | 9.662 | 2.8155 | 0.19324 | -0.48313 | -0.34713 | -0.075111 | -0.42961 | 71.5088 | 70.2322 | 69.5263 | 69.1119 | 68.7103 | 68.0643 | 68.284 | 68.3332 | 69.7924 | 75.2434 | 82.9109 | 88.4143 | 92.9246 | 95.5355 | 96.5514 | 96.8185 | 96.6155 | 95.3559 | 92.7816 | 88.7636 | 85.2625 | 82.7378 | 80.939 | 79.1781 | 5.6945 | 5.0717 | 4.2823 | 2.5315 | 2.8008 | 3.9522 | 3.6344 | 4.3716 | 4.212 | 3.8833 | 3.6219 | 3.6718 | 3.7383 | 3.8068 | 3.702 | 3.4042 | 3.3933 | 3.383 | 3.6852 | 3.0917 | 2.6763 | 2.8027 | 2.3065 | 2.4103
Portfolio Adjusted1-in-2Size: Over 200kWOrange County2023October Monthly Peak | Portfolio Adjusted | 1-in-2 | Size: Over 200kW | Orange County | 2023 | October Monthly Peak | 10 | 117.7061 | 114.0014 | 111.1306 | 112.8864 | 124.1777 | 153.0174 | 184.2551 | 203.3033 | 218.1876 | 224.434 | 232.2319 | 236.4148 | 236.5737 | 235.4917 | 228.3552 | 213.0747 | 197.7357 | 188.1749 | 176.4001 | 169.8572 | 161.9394 | 151.3719 | 140.4679 | 132.0172 | 0.2425 | 0.0079581 | 0.069108 | -0.47958 | -0.59873 | -0.23877 | -0.58075 | -0.46335 | -0.47216 | -0.74145 | -1.0625 | -0.86789 | 0.091 | 3.0451 | 10.5757 | 10.3256 | 9.8826 | 8.7687 | 2.3088 | 0.20489 | -0.30495 | -0.14077 | 0.13899 | -0.1847 | 71.1706 | 69.7394 | 69.0175 | 68.6197 | 67.8101 | 67.021 | 67.7187 | 69.201 | 69.5839 | 73.4906 | 78.3454 | 83.3475 | 86.9918 | 89.4602 | 91.1994 | 91.9653 | 91.8702 | 90.4504 | 87.6208 | 83.4953 | 79.8727 | 76.9973 | 74.9195 | 73.1505 | 4.8067 | 4.2853 | 3.655 | 2.1672 | 2.402 | 3.3987 | 3.1682 | 3.8471 | 3.6796 | 3.3655 | 3.1508 | 3.24 | 3.3258 | 3.382 | 3.2863 | 3.0097 | 2.9931 | 3.0792 | 3.2969 | 2.6862 | 2.3276 | 2.4234 | 2.0024 | 2.0805
Portfolio Adjusted1-in-2Size: Over 200kWOrange County2023November Monthly Peak | Portfolio Adjusted | 1-in-2 | Size: Over 200kW | Orange County | 2023 | November Monthly Peak | 11 | 121.6095 | 118.0291 | 114.262 | 114.4395 | 125.4427 | 153.254 | 181.4957 | 198.9147 | 211.6219 | 218.5471 | 224.6536 | 227.8379 | 227.7075 | 226.8757 | 218.8624 | 203.9662 | 190.17 | 183.7261 | 173.1597 | 166.8564 | 160.3751 | 150.7418 | 139.3658 | 130.8165 | 2.0084 | 1.671 | 1.2923 | 0.29676 | 0.20358 | 0.75994 | 0.64997 | 0.32486 | 0.039058 | -0.49571 | -0.57977 | -0.23653 | 0.86203 | 3.8505 | 10.8752 | 10.3589 | 10.1064 | 8.5693 | 1.6624 | 0.31366 | 0.041672 | 0.34057 | 0.7547 | 0.37542 | 60.5251 | 60.0372 | 59.6507 | 59.0976 | 58.6707 | 58.9004 | 58.5223 | 58.4972 | 62.5689 | 67.5324 | 73.8642 | 78.9839 | 82.7441 | 84.1888 | 84.8508 | 84.3058 | 82.326 | 78.0191 | 73.3994 | 70.563 | 68.4084 | 66.5345 | 65.008 | 63.6657 | 5.3239 | 4.7563 | 4.0287 | 2.3553 | 2.6013 | 3.6492 | 3.3456 | 4.0353 | 3.826 | 3.5133 | 3.2676 | 3.3475 | 3.4318 | 3.493 | 3.3767 | 3.0887 | 3.086 | 3.223 | 3.4695 | 2.8288 | 2.4712 | 2.5872 | 2.1299 | 2.2102
Portfolio Adjusted1-in-2Size: Over 200kWOrange County2023December Monthly Peak | Portfolio Adjusted | 1-in-2 | Size: Over 200kW | Orange County | 2023 | December Monthly Peak | 12 | 118.3655 | 114.247 | 111.433 | 113.0126 | 124.0722 | 150.7709 | 181.091 | 195.6012 | 205.9392 | 205.3491 | 205.1494 | 202.3598 | 197.7559 | 193.614 | 186.2761 | 173.9752 | 164.5047 | 161.9585 | 154.5877 | 151.5759 | 147.1908 | 140.2845 | 131.6139 | 124.5661 | 1.9548 | 1.6175 | 1.2603 | 0.29306 | 0.20136 | 0.74762 | 0.64852 | 0.31945 | 0.038009 | -0.46577 | -0.52944 | -0.21008 | 0.74865 | 3.286 | 9.256 | 8.8357 | 8.7424 | 7.554 | 1.4841 | 0.28494 | 0.038247 | 0.31694 | 0.71272 | 0.35748 | 47.9306 | 47.2398 | 46.5259 | 45.6549 | 45.1221 | 44.264 | 43.9535 | 43.7838 | 44.3187 | 46.9487 | 49.101 | 50.7821 | 52.3644 | 53.5031 | 53.9698 | 53.9466 | 53.3428 | 52.4477 | 51.1671 | 49.9331 | 49.1648 | 48.3015 | 47.5698 | 46.8593 | 5.1819 | 4.6039 | 3.929 | 2.3259 | 2.5728 | 3.5901 | 3.3381 | 3.968 | 3.7233 | 3.3012 | 2.9839 | 2.9731 | 2.9804 | 2.9809 | 2.8739 | 2.6345 | 2.6695 | 2.8412 | 3.0974 | 2.5698 | 2.268 | 2.4077 | 2.0114 | 2.1046
Portfolio Adjusted1-in-2Size: Over 200kWOrange County2023Typical Event Day | Portfolio Adjusted | 1-in-2 | Size: Over 200kW | Orange County | 2023 | Typical Event Day | 8 | 141.2357 | 136.0865 | 131.9464 | 132.4824 | 145.28 | 176.5515 | 206.6462 | 226.7382 | 242.4319 | 250.4746 | 259.7199 | 261.1584 | 259.4741 | 257.7229 | 250.7237 | 236.3907 | 220.5251 | 204.0011 | 192.5499 | 189.4894 | 184.4841 | 174.4016 | 161.5801 | 153.3126 | -0.123 | -0.37926 | -0.20391 | -0.74663 | -0.89032 | -0.50888 | -0.93346 | -0.69663 | -0.64008 | -0.88007 | -1.2933 | -1.0982 | -0.079138 | 3.1214 | 11.44 | 11.3439 | 10.88 | 9.5044 | 2.6564 | 0.2027 | -0.42757 | -0.27497 | 0.014878 | -0.34721 | 72.3455 | 71.2037 | 70.2737 | 69.4181 | 68.8067 | 68.11 | 67.874 | 68.1819 | 70.5277 | 75.4473 | 81.2162 | 85.7423 | 89.3475 | 91.9032 | 93.5313 | 94.1544 | 94.439 | 93.5174 | 91.5162 | 88.3418 | 84.363 | 80.6674 | 78.3224 | 76.5965 | 5.7488 | 5.0989 | 4.3255 | 2.5352 | 2.801 | 3.9087 | 3.5416 | 4.2766 | 4.0752 | 3.7438 | 3.5123 | 3.5675 | 3.636 | 3.6893 | 3.5965 | 3.3283 | 3.3273 | 3.3274 | 3.5871 | 2.9869 | 2.643 | 2.783 | 2.2959 | 2.4083
Portfolio Adjusted1-in-2Size: Over 200kWOrange County2024January Monthly Peak | Portfolio Adjusted | 1-in-2 | Size: Over 200kW | Orange County | 2024 | January Monthly Peak | 1 | 117.585 | 113.1414 | 110.5812 | 112.3633 | 124.0252 | 153.0449 | 185.625 | 202.1576 | 212.7919 | 212.9492 | 214.3038 | 214.0568 | 211.3557 | 208.2611 | 200.532 | 187.052 | 174.9642 | 170.2813 | 162.5155 | 159.1424 | 153.7367 | 146.3489 | 136.6525 | 128.6114 | 1.9419 | 1.6018 | 1.2506 | 0.29138 | 0.20128 | 0.7589 | 0.66476 | 0.33016 | 0.039274 | -0.48301 | -0.55306 | -0.22222 | 0.80013 | 3.5346 | 9.9643 | 9.4998 | 9.2983 | 7.9422 | 1.5602 | 0.29916 | 0.039947 | 0.33065 | 0.74001 | 0.36909 | 52.3805 | 51.9024 | 51.4204 | 50.8623 | 50.7385 | 50.3848 | 50.2528 | 50.2949 | 50.8656 | 52.1723 | 53.859 | 54.9711 | 55.3321 | 56.2579 | 56.7753 | 56.6605 | 56.3514 | 55.8413 | 54.7592 | 53.6493 | 52.8607 | 52.7024 | 52.7384 | 52.14 | 5.1477 | 4.5594 | 3.8989 | 2.3126 | 2.5719 | 3.6442 | 3.4217 | 4.1011 | 3.8472 | 3.4233 | 3.1171 | 3.145 | 3.1854 | 3.2064 | 3.0939 | 2.8325 | 2.8393 | 2.9872 | 3.2563 | 2.698 | 2.3689 | 2.5118 | 2.0884 | 2.1729
Portfolio Adjusted1-in-2Size: Over 200kWOrange County2024February Monthly Peak | Portfolio Adjusted | 1-in-2 | Size: Over 200kW | Orange County | 2024 | February Monthly Peak | 2 | 115.9727 | 111.8115 | 109.2386 | 111.1299 | 122.5649 | 150.8684 | 182.3236 | 198.2595 | 208.6439 | 209.7643 | 212.1192 | 212.8974 | 210.8888 | 208.4923 | 201.0838 | 187.8391 | 175.5456 | 170.4165 | 161.9777 | 158.0501 | 152.5064 | 145.0175 | 135.2646 | 127.3546 | 1.9153 | 1.583 | 1.2354 | 0.28818 | 0.19891 | 0.74811 | 0.65293 | 0.32379 | 0.038509 | -0.47579 | -0.54742 | -0.22102 | 0.79836 | 3.5385 | 9.9918 | 9.5398 | 9.3292 | 7.9485 | 1.5551 | 0.29711 | 0.039628 | 0.32764 | 0.73249 | 0.36548 | 52.4777 | 52.3177 | 52.3348 | 52.1622 | 51.5151 | 51.5563 | 51.2585 | 51.5891 | 52.7587 | 55.708 | 58.8498 | 61.5526 | 62.9698 | 63.5891 | 64.1427 | 63.9028 | 63.408 | 62.2378 | 60.4715 | 58.8966 | 57.8206 | 56.576 | 55.4903 | 54.105 | 5.0771 | 4.5058 | 3.8516 | 2.2872 | 2.5416 | 3.5924 | 3.3608 | 4.022 | 3.7722 | 3.3721 | 3.0853 | 3.128 | 3.1784 | 3.21 | 3.1024 | 2.8444 | 2.8487 | 2.9896 | 3.2455 | 2.6795 | 2.35 | 2.4889 | 2.0672 | 2.1517
Portfolio Adjusted1-in-2Size: Over 200kWOrange County2024March Monthly Peak | Portfolio Adjusted | 1-in-2 | Size: Over 200kW | Orange County | 2024 | March Monthly Peak | 3 | 121.5579 | 116.5431 | 113.5648 | 114.6971 | 124.8285 | 153.7898 | 182.2308 | 200.0982 | 211.5306 | 214.337 | 218.1167 | 218.9785 | 218.1973 | 218.158 | 210.6024 | 197.8084 | 184.3159 | 173.2689 | 164.1572 | 164.3762 | 160.4441 | 152.6907 | 141.1332 | 132.0097 | 2.0075 | 1.65 | 1.2844 | 0.29743 | 0.20258 | 0.76259 | 0.6526 | 0.3268 | 0.039041 | -0.48616 | -0.5629 | -0.22733 | 0.82603 | 3.7026 | 10.4647 | 10.0461 | 9.7953 | 8.0815 | 1.576 | 0.309 | 0.04169 | 0.34497 | 0.76427 | 0.37884 | 52.9993 | 51.9132 | 51.3476 | 51.1641 | 50.7028 | 50.2367 | 49.9439 | 50.3054 | 52.3809 | 54.8365 | 58.1434 | 61.1404 | 63.2311 | 65.2041 | 66.7006 | 67.3959 | 67.4656 | 66.7008 | 64.0683 | 60.4283 | 58.3494 | 56.6818 | 55.5693 | 53.9099 | 5.3216 | 4.6965 | 4.0041 | 2.3606 | 2.5885 | 3.6619 | 3.3591 | 4.0593 | 3.8244 | 3.4457 | 3.1725 | 3.2173 | 3.2885 | 3.3588 | 3.2492 | 2.9954 | 2.991 | 3.0396 | 3.2892 | 2.7868 | 2.4723 | 2.6206 | 2.1569 | 2.2303
Portfolio Adjusted1-in-2Size: Over 200kWOrange County2024April Monthly Peak | Portfolio Adjusted | 1-in-2 | Size: Over 200kW | Orange County | 2024 | April Monthly Peak | 4 | 120.5343 | 116.0212 | 112.9027 | 114.0967 | 123.9194 | 152.3269 | 179.4486 | 197.9852 | 211.0534 | 217.0846 | 224.2641 | 227.6883 | 228.5819 | 229.8616 | 222.7711 | 209.3704 | 194.3617 | 180.9484 | 169.6876 | 168.1925 | 163.1029 | 153.9335 | 141.8261 | 132.6163 | 1.9906 | 1.6426 | 1.2769 | 0.29588 | 0.20111 | 0.75534 | 0.64264 | 0.32335 | 0.038953 | -0.49239 | -0.57877 | -0.23637 | 0.86534 | 3.9012 | 11.0694 | 10.6333 | 10.3291 | 8.4397 | 1.6291 | 0.31618 | 0.042381 | 0.34778 | 0.76802 | 0.38058 | 63.5876 | 62.385 | 61.3793 | 60.7217 | 59.6452 | 58.9144 | 58.1552 | 58.2357 | 60.7716 | 65.2625 | 70.4155 | 75.6969 | 80.4982 | 83.6763 | 85.4644 | 86.4301 | 86.0888 | 84.8975 | 82.5576 | 79.3295 | 74.2343 | 71.0423 | 68.9114 | 66.85 | 5.2768 | 4.6754 | 3.9808 | 2.3483 | 2.5697 | 3.6271 | 3.3078 | 4.0164 | 3.8157 | 3.4898 | 3.2619 | 3.3453 | 3.445 | 3.539 | 3.437 | 3.1705 | 3.154 | 3.1743 | 3.4 | 2.8515 | 2.5132 | 2.642 | 2.1675 | 2.2406
Portfolio Adjusted1-in-2Size: Over 200kWOrange County2024May Monthly Peak | Portfolio Adjusted | 1-in-2 | Size: Over 200kW | Orange County | 2024 | May Monthly Peak | 5 | 125.2039 | 120.6376 | 116.7369 | 118.0021 | 129.2038 | 158.1854 | 185.5591 | 206.4372 | 221.6265 | 229.3713 | 236.4035 | 240.1002 | 239.948 | 239.4358 | 232.1221 | 217.1574 | 201.7966 | 187.8865 | 176.7157 | 172.8369 | 169.9398 | 160.2749 | 147.8861 | 138.9292 | 1.5905 | 1.2598 | 0.99127 | 0.093127 | -0.0098696 | 0.51247 | 0.33508 | 0.12419 | -0.096344 | -0.58289 | -0.73442 | -0.41595 | 0.69319 | 3.8086 | 11.3273 | 10.8956 | 10.5558 | 8.7612 | 1.8591 | 0.29421 | -0.051868 | 0.22733 | 0.62826 | 0.24232 | 66.2326 | 65.0807 | 63.8494 | 62.733 | 61.9699 | 60.9693 | 60.5041 | 60.877 | 63.6999 | 67.752 | 72.2759 | 77.0962 | 81.5213 | 84.6243 | 86.7821 | 87.9652 | 88.3177 | 87.2725 | 84.8482 | 81.7672 | 77.2515 | 73.8317 | 71.9107 | 70.1917 | 5.3404 | 4.7365 | 4.0102 | 2.3662 | 2.6104 | 3.6698 | 3.3326 | 4.0803 | 3.9039 | 3.5926 | 3.3502 | 3.437 | 3.5234 | 3.5917 | 3.4892 | 3.2039 | 3.1905 | 3.2113 | 3.4498 | 2.8549 | 2.5513 | 2.6801 | 2.202 | 2.2869
Portfolio Adjusted1-in-2Size: Over 200kWOrange County2024June Monthly Peak | Portfolio Adjusted | 1-in-2 | Size: Over 200kW | Orange County | 2024 | June Monthly Peak | 6 | 134.3982 | 129.746 | 125.3053 | 126.6712 | 137.9324 | 166.2345 | 192.7445 | 211.0313 | 224.5447 | 231.7841 | 239.5782 | 242.5132 | 241.2653 | 239.51 | 233.1538 | 221.7548 | 208.4392 | 194.896 | 184.861 | 179.5389 | 175.8833 | 167.4905 | 154.7176 | 146.2539 | 1.0819 | 0.76646 | 0.63285 | -0.17905 | -0.29672 | 0.18965 | -0.069763 | -0.13886 | -0.2674 | -0.66629 | -0.89812 | -0.6257 | 0.43281 | 3.4981 | 11.1242 | 10.9601 | 10.6909 | 9.0854 | 2.1524 | 0.26668 | -0.17503 | 0.065583 | 0.43682 | 0.054084 | 69.0516 | 67.8275 | 66.5949 | 65.6489 | 64.821 | 64.1045 | 63.3882 | 63.9648 | 67.1071 | 71.7165 | 75.8093 | 79.8958 | 82.8981 | 85.4292 | 87.3908 | 88.5978 | 89.2381 | 88.7144 | 87.1868 | 84.2626 | 80.4068 | 76.2227 | 73.5157 | 71.7035 | 5.5921 | 4.9694 | 4.1991 | 2.4778 | 2.7185 | 3.7621 | 3.3768 | 4.0689 | 3.8584 | 3.5414 | 3.312 | 3.3865 | 3.456 | 3.5048 | 3.4189 | 3.1916 | 3.2148 | 3.2495 | 3.5204 | 2.893 | 2.5758 | 2.7322 | 2.2473 | 2.3485
Portfolio Adjusted1-in-2Size: Over 200kWOrange County2024July Monthly Peak | Portfolio Adjusted | 1-in-2 | Size: Over 200kW | Orange County | 2024 | July Monthly Peak | 7 | 140.6188 | 135.529 | 131.3971 | 132.4789 | 144.3699 | 173.8414 | 200.8298 | 219.2775 | 232.3719 | 239.8123 | 247.0036 | 248.7187 | 247.0045 | 245.5448 | 239.3358 | 228.1554 | 215.9347 | 202.3155 | 192.1975 | 186.8109 | 182.2624 | 173.1321 | 159.9118 | 151.3824 | -0.038812 | -0.29914 | -0.14526 | -0.70931 | -0.84646 | -0.45443 | -0.85154 | -0.63841 | -0.59106 | -0.83239 | -1.2097 | -1.0189 | -0.040764 | 3.0147 | 10.9536 | 10.9706 | 10.6817 | 9.4262 | 2.624 | 0.20501 | -0.40635 | -0.25025 | 0.043849 | -0.31624 | 71.7941 | 70.9699 | 70.0983 | 69.2013 | 68.427 | 67.8445 | 67.6947 | 68.0986 | 70.4421 | 74.8914 | 81.0934 | 84.951 | 88.5324 | 91.2618 | 93.3046 | 94.0727 | 94.5743 | 93.8093 | 92.0269 | 89.2505 | 85.1805 | 80.9483 | 78.1532 | 76.5867 | 5.7256 | 5.0797 | 4.3089 | 2.5359 | 2.7844 | 3.85 | 3.4431 | 4.1373 | 3.9074 | 3.5856 | 3.3415 | 3.3987 | 3.4624 | 3.5161 | 3.4343 | 3.2134 | 3.2591 | 3.301 | 3.5817 | 2.9457 | 2.6121 | 2.7637 | 2.273 | 2.3788
Portfolio Adjusted1-in-2Size: Over 200kWOrange County2024August Monthly Peak | Portfolio Adjusted | 1-in-2 | Size: Over 200kW | Orange County | 2024 | August Monthly Peak | 8 | 144.0559 | 138.7362 | 134.4855 | 134.8228 | 147.8525 | 180.2773 | 211.7324 | 233.9193 | 251.8503 | 260.8297 | 271.0985 | 272.6614 | 271.0046 | 268.911 | 261.6133 | 246.1102 | 229.2148 | 211.3816 | 199.3804 | 195.9235 | 190.0865 | 178.8247 | 165.5866 | 156.9198 | -1.2352 | -1.4283 | -0.97384 | -1.2514 | -1.4139 | -1.1459 | -1.7162 | -1.2064 | -0.98017 | -1.0604 | -1.6381 | -1.5291 | -0.57386 | 2.6778 | 11.466 | 11.5051 | 10.9221 | 9.8434 | 3.1213 | 0.13925 | -0.65764 | -0.58588 | -0.37531 | -0.71237 | 77.0273 | 75.7851 | 74.8752 | 73.7101 | 73.2687 | 72.427 | 72.1289 | 72.3312 | 74.769 | 79.9381 | 85.0511 | 89.7083 | 93.0348 | 95.3863 | 96.8784 | 97.1287 | 97.3281 | 96.1901 | 94.0697 | 91.0907 | 86.6023 | 82.7607 | 80.6817 | 78.9178 | 5.9259 | 5.2533 | 4.4556 | 2.6073 | 2.8809 | 4.0335 | 3.6674 | 4.459 | 4.2785 | 3.94 | 3.7052 | 3.7642 | 3.8379 | 3.8903 | 3.7926 | 3.5019 | 3.4951 | 3.4844 | 3.7538 | 3.1211 | 2.7522 | 2.8839 | 2.3778 | 2.4912
Portfolio Adjusted1-in-2Size: Over 200kWOrange County2024September Monthly Peak | Portfolio Adjusted | 1-in-2 | Size: Over 200kW | Orange County | 2024 | September Monthly Peak | 9 | 139.9004 | 135.3602 | 130.6287 | 132.2925 | 145.2657 | 178.5191 | 212.0585 | 231.7706 | 250.569 | 259.8057 | 267.8187 | 268.7878 | 266.7741 | 265.9342 | 258.0778 | 241.7814 | 224.9038 | 207.4084 | 197.8149 | 196.1354 | 186.8034 | 175.6349 | 162.3227 | 153.4406 | -0.37534 | -0.6163 | -0.37689 | -0.85902 | -1.0076 | -0.66044 | -1.1369 | -0.82576 | -0.73534 | -0.94658 | -1.4006 | -1.219 | -0.1951 | 3.0861 | 11.6663 | 11.5321 | 11.0068 | 9.662 | 2.8155 | 0.19324 | -0.48313 | -0.34713 | -0.075111 | -0.42961 | 71.5088 | 70.2322 | 69.5263 | 69.1119 | 68.7103 | 68.0643 | 68.284 | 68.3332 | 69.7924 | 75.2434 | 82.9109 | 88.4143 | 92.9246 | 95.5355 | 96.5514 | 96.8185 | 96.6155 | 95.3559 | 92.7816 | 88.7636 | 85.2625 | 82.7378 | 80.939 | 79.1781 | 5.6945 | 5.0717 | 4.2823 | 2.5315 | 2.8008 | 3.9522 | 3.6344 | 4.3716 | 4.212 | 3.8833 | 3.6219 | 3.6718 | 3.7383 | 3.8068 | 3.702 | 3.4042 | 3.3933 | 3.383 | 3.6852 | 3.0917 | 2.6763 | 2.8027 | 2.3065 | 2.4103
Portfolio Adjusted1-in-2Size: Over 200kWOrange County2024October Monthly Peak | Portfolio Adjusted | 1-in-2 | Size: Over 200kW | Orange County | 2024 | October Monthly Peak | 10 | 117.7061 | 114.0014 | 111.1306 | 112.8864 | 124.1777 | 153.0174 | 184.2551 | 203.3033 | 218.1876 | 224.434 | 232.2319 | 236.4148 | 236.5737 | 235.4917 | 228.3552 | 213.0747 | 197.7357 | 188.1749 | 176.4001 | 169.8572 | 161.9394 | 151.3719 | 140.4679 | 132.0172 | 0.2425 | 0.007958 | 0.069108 | -0.47958 | -0.59873 | -0.23877 | -0.58075 | -0.46335 | -0.47216 | -0.74145 | -1.0625 | -0.86789 | 0.091 | 3.0451 | 10.5757 | 10.3256 | 9.8826 | 8.7687 | 2.3088 | 0.20489 | -0.30495 | -0.14077 | 0.13899 | -0.1847 | 71.1706 | 69.7394 | 69.0175 | 68.6197 | 67.8101 | 67.021 | 67.7187 | 69.201 | 69.5839 | 73.4906 | 78.3454 | 83.3475 | 86.9918 | 89.4602 | 91.1994 | 91.9653 | 91.8702 | 90.4504 | 87.6208 | 83.4953 | 79.8727 | 76.9973 | 74.9195 | 73.1505 | 4.8067 | 4.2853 | 3.655 | 2.1672 | 2.402 | 3.3987 | 3.1682 | 3.8471 | 3.6796 | 3.3655 | 3.1508 | 3.24 | 3.3258 | 3.382 | 3.2863 | 3.0097 | 2.9931 | 3.0792 | 3.2969 | 2.6862 | 2.3276 | 2.4234 | 2.0024 | 2.0805
Portfolio Adjusted1-in-2Size: Over 200kWOrange County2024November Monthly Peak | Portfolio Adjusted | 1-in-2 | Size: Over 200kW | Orange County | 2024 | November Monthly Peak | 11 | 121.6095 | 118.0291 | 114.262 | 114.4395 | 125.4427 | 153.254 | 181.4957 | 198.9147 | 211.6219 | 218.5471 | 224.6536 | 227.8379 | 227.7075 | 226.8757 | 218.8624 | 203.9662 | 190.17 | 183.7261 | 173.1597 | 166.8564 | 160.3751 | 150.7418 | 139.3658 | 130.8165 | 2.0084 | 1.671 | 1.2923 | 0.29676 | 0.20358 | 0.75994 | 0.64997 | 0.32486 | 0.039058 | -0.49571 | -0.57977 | -0.23653 | 0.86203 | 3.8505 | 10.8752 | 10.3589 | 10.1064 | 8.5693 | 1.6624 | 0.31366 | 0.041672 | 0.34057 | 0.7547 | 0.37542 | 60.5251 | 60.0372 | 59.6507 | 59.0976 | 58.6707 | 58.9004 | 58.5223 | 58.4972 | 62.5689 | 67.5324 | 73.8642 | 78.9839 | 82.7441 | 84.1888 | 84.8508 | 84.3058 | 82.326 | 78.0191 | 73.3994 | 70.563 | 68.4084 | 66.5345 | 65.008 | 63.6657 | 5.3239 | 4.7563 | 4.0287 | 2.3553 | 2.6013 | 3.6492 | 3.3456 | 4.0353 | 3.826 | 3.5133 | 3.2676 | 3.3475 | 3.4318 | 3.493 | 3.3767 | 3.0887 | 3.086 | 3.223 | 3.4695 | 2.8288 | 2.4712 | 2.5872 | 2.1299 | 2.2102
Portfolio Adjusted1-in-2Size: Over 200kWOrange County2024December Monthly Peak | Portfolio Adjusted | 1-in-2 | Size: Over 200kW | Orange County | 2024 | December Monthly Peak | 12 | 118.3656 | 114.247 | 111.433 | 113.0126 | 124.0722 | 150.7709 | 181.0911 | 195.6012 | 205.9392 | 205.3491 | 205.1494 | 202.3598 | 197.7559 | 193.614 | 186.2761 | 173.9752 | 164.5047 | 161.9585 | 154.5877 | 151.5759 | 147.1908 | 140.2845 | 131.6139 | 124.5661 | 1.9548 | 1.6175 | 1.2603 | 0.29306 | 0.20136 | 0.74762 | 0.64852 | 0.31945 | 0.038009 | -0.46577 | -0.52944 | -0.21008 | 0.74865 | 3.286 | 9.256 | 8.8357 | 8.7424 | 7.554 | 1.4841 | 0.28494 | 0.038247 | 0.31694 | 0.71272 | 0.35748 | 47.9306 | 47.2398 | 46.5259 | 45.6549 | 45.1221 | 44.264 | 43.9535 | 43.7838 | 44.3187 | 46.9487 | 49.101 | 50.7821 | 52.3644 | 53.5031 | 53.9698 | 53.9466 | 53.3428 | 52.4477 | 51.1671 | 49.9331 | 49.1648 | 48.3015 | 47.5698 | 46.8593 | 5.1819 | 4.6039 | 3.929 | 2.3259 | 2.5728 | 3.5901 | 3.3381 | 3.968 | 3.7233 | 3.3012 | 2.9839 | 2.9731 | 2.9804 | 2.9809 | 2.8739 | 2.6345 | 2.6695 | 2.8412 | 3.0974 | 2.5698 | 2.268 | 2.4077 | 2.0114 | 2.1046
Portfolio Adjusted1-in-2Size: Over 200kWOrange County2024Typical Event Day | Portfolio Adjusted | 1-in-2 | Size: Over 200kW | Orange County | 2024 | Typical Event Day | 8 | 141.2357 | 136.0865 | 131.9464 | 132.4823 | 145.28 | 176.5515 | 206.6462 | 226.7382 | 242.4319 | 250.4746 | 259.7199 | 261.1584 | 259.4741 | 257.7229 | 250.7238 | 236.3907 | 220.5251 | 204.0011 | 192.5499 | 189.4894 | 184.4841 | 174.4015 | 161.5801 | 153.3126 | -0.123 | -0.37926 | -0.20391 | -0.74663 | -0.89032 | -0.50888 | -0.93346 | -0.69663 | -0.64008 | -0.88007 | -1.2933 | -1.0982 | -0.079138 | 3.1214 | 11.44 | 11.3439 | 10.88 | 9.5044 | 2.6564 | 0.2027 | -0.42757 | -0.27497 | 0.014878 | -0.34721 | 72.3455 | 71.2037 | 70.2737 | 69.4181 | 68.8067 | 68.11 | 67.874 | 68.1819 | 70.5277 | 75.4473 | 81.2162 | 85.7423 | 89.3475 | 91.9032 | 93.5313 | 94.1544 | 94.439 | 93.5174 | 91.5162 | 88.3418 | 84.363 | 80.6674 | 78.3224 | 76.5965 | 5.7488 | 5.0989 | 4.3255 | 2.5352 | 2.801 | 3.9087 | 3.5416 | 4.2766 | 4.0752 | 3.7438 | 3.5123 | 3.5675 | 3.636 | 3.6893 | 3.5965 | 3.3283 | 3.3273 | 3.3274 | 3.5871 | 2.9869 | 2.643 | 2.783 | 2.2959 | 2.4083
Portfolio Adjusted1-in-2Size: Over 200kWOrange County2025January Monthly Peak | Portfolio Adjusted | 1-in-2 | Size: Over 200kW | Orange County | 2025 | January Monthly Peak | 1 | 117.585 | 113.1414 | 110.5812 | 112.3633 | 124.0252 | 153.0449 | 185.625 | 202.1576 | 212.7919 | 212.9492 | 214.3038 | 214.0568 | 211.3557 | 208.2611 | 200.532 | 187.052 | 174.9643 | 170.2813 | 162.5155 | 159.1424 | 153.7367 | 146.3489 | 136.6525 | 128.6114 | 1.9419 | 1.6018 | 1.2506 | 0.29138 | 0.20128 | 0.7589 | 0.66476 | 0.33016 | 0.039274 | -0.48301 | -0.55306 | -0.22222 | 0.80013 | 3.5346 | 9.9643 | 9.4998 | 9.2983 | 7.9422 | 1.5602 | 0.29916 | 0.039947 | 0.33065 | 0.74001 | 0.36909 | 52.3805 | 51.9024 | 51.4204 | 50.8623 | 50.7385 | 50.3848 | 50.2528 | 50.2949 | 50.8656 | 52.1723 | 53.859 | 54.9711 | 55.3321 | 56.2579 | 56.7753 | 56.6605 | 56.3514 | 55.8413 | 54.7592 | 53.6493 | 52.8607 | 52.7024 | 52.7384 | 52.14 | 5.1477 | 4.5594 | 3.8989 | 2.3126 | 2.5719 | 3.6442 | 3.4217 | 4.1011 | 3.8472 | 3.4233 | 3.1171 | 3.145 | 3.1854 | 3.2064 | 3.0939 | 2.8325 | 2.8393 | 2.9872 | 3.2563 | 2.698 | 2.3689 | 2.5118 | 2.0884 | 2.1729
Portfolio Adjusted1-in-2Size: Over 200kWOrange County2025February Monthly Peak | Portfolio Adjusted | 1-in-2 | Size: Over 200kW | Orange County | 2025 | February Monthly Peak | 2 | 115.9727 | 111.8115 | 109.2386 | 111.1299 | 122.5649 | 150.8684 | 182.3236 | 198.2595 | 208.6439 | 209.7643 | 212.1192 | 212.8973 | 210.8888 | 208.4923 | 201.0838 | 187.8391 | 175.5456 | 170.4165 | 161.9777 | 158.0501 | 152.5064 | 145.0175 | 135.2646 | 127.3546 | 1.9153 | 1.583 | 1.2354 | 0.28818 | 0.19891 | 0.74811 | 0.65293 | 0.32379 | 0.038509 | -0.47579 | -0.54742 | -0.22102 | 0.79836 | 3.5385 | 9.9918 | 9.5398 | 9.3292 | 7.9485 | 1.5551 | 0.29711 | 0.039628 | 0.32764 | 0.73249 | 0.36548 | 52.4777 | 52.3177 | 52.3348 | 52.1622 | 51.5151 | 51.5563 | 51.2585 | 51.5891 | 52.7587 | 55.708 | 58.8498 | 61.5526 | 62.9698 | 63.5891 | 64.1427 | 63.9028 | 63.408 | 62.2377 | 60.4715 | 58.8966 | 57.8206 | 56.576 | 55.4903 | 54.105 | 5.0771 | 4.5058 | 3.8516 | 2.2872 | 2.5416 | 3.5924 | 3.3608 | 4.022 | 3.7722 | 3.3721 | 3.0853 | 3.128 | 3.1784 | 3.21 | 3.1024 | 2.8444 | 2.8487 | 2.9896 | 3.2455 | 2.6795 | 2.35 | 2.4889 | 2.0672 | 2.1517
Portfolio Adjusted1-in-2Size: Over 200kWOrange County2025March Monthly Peak | Portfolio Adjusted | 1-in-2 | Size: Over 200kW | Orange County | 2025 | March Monthly Peak | 3 | 121.5579 | 116.5431 | 113.5648 | 114.6971 | 124.8285 | 153.7898 | 182.2308 | 200.0982 | 211.5306 | 214.337 | 218.1167 | 218.9785 | 218.1973 | 218.1581 | 210.6024 | 197.8084 | 184.3159 | 173.2689 | 164.1572 | 164.3762 | 160.4441 | 152.6907 | 141.1332 | 132.0097 | 2.0075 | 1.65 | 1.2844 | 0.29743 | 0.20258 | 0.76259 | 0.6526 | 0.3268 | 0.039041 | -0.48616 | -0.5629 | -0.22733 | 0.82603 | 3.7026 | 10.4647 | 10.0461 | 9.7953 | 8.0815 | 1.576 | 0.309 | 0.04169 | 0.34497 | 0.76427 | 0.37884 | 52.9993 | 51.9132 | 51.3476 | 51.1641 | 50.7028 | 50.2367 | 49.9439 | 50.3054 | 52.3809 | 54.8365 | 58.1434 | 61.1404 | 63.2311 | 65.2041 | 66.7006 | 67.3959 | 67.4656 | 66.7008 | 64.0683 | 60.4283 | 58.3494 | 56.6818 | 55.5693 | 53.9099 | 5.3216 | 4.6965 | 4.0041 | 2.3606 | 2.5885 | 3.6619 | 3.3591 | 4.0593 | 3.8244 | 3.4456 | 3.1725 | 3.2173 | 3.2885 | 3.3588 | 3.2492 | 2.9954 | 2.991 | 3.0396 | 3.2892 | 2.7868 | 2.4723 | 2.6206 | 2.1569 | 2.2303
Portfolio Adjusted1-in-2Size: Over 200kWOrange County2025April Monthly Peak | Portfolio Adjusted | 1-in-2 | Size: Over 200kW | Orange County | 2025 | April Monthly Peak | 4 | 120.5343 | 116.0212 | 112.9027 | 114.0967 | 123.9194 | 152.3269 | 179.4486 | 197.9852 | 211.0534 | 217.0846 | 224.2641 | 227.6883 | 228.5819 | 229.8617 | 222.7711 | 209.3704 | 194.3617 | 180.9484 | 169.6876 | 168.1925 | 163.1029 | 153.9335 | 141.8261 | 132.6163 | 1.9906 | 1.6426 | 1.2769 | 0.29588 | 0.20111 | 0.75534 | 0.64264 | 0.32335 | 0.038953 | -0.49239 | -0.57877 | -0.23637 | 0.86534 | 3.9012 | 11.0694 | 10.6333 | 10.3291 | 8.4397 | 1.6291 | 0.31618 | 0.042381 | 0.34778 | 0.76802 | 0.38058 | 63.5876 | 62.385 | 61.3793 | 60.7217 | 59.6452 | 58.9144 | 58.1552 | 58.2357 | 60.7716 | 65.2625 | 70.4155 | 75.6969 | 80.4982 | 83.6763 | 85.4644 | 86.4301 | 86.0888 | 84.8975 | 82.5577 | 79.3295 | 74.2343 | 71.0423 | 68.9114 | 66.85 | 5.2768 | 4.6754 | 3.9808 | 2.3483 | 2.5697 | 3.6271 | 3.3078 | 4.0164 | 3.8157 | 3.4898 | 3.2619 | 3.3453 | 3.445 | 3.539 | 3.437 | 3.1705 | 3.154 | 3.1743 | 3.4 | 2.8515 | 2.5132 | 2.642 | 2.1675 | 2.2406
Portfolio Adjusted1-in-2Size: Over 200kWOrange County2025May Monthly Peak | Portfolio Adjusted | 1-in-2 | Size: Over 200kW | Orange County | 2025 | May Monthly Peak | 5 | 125.2039 | 120.6376 | 116.7369 | 118.0021 | 129.2038 | 158.1854 | 185.5591 | 206.4372 | 221.6265 | 229.3713 | 236.4035 | 240.1001 | 239.948 | 239.4358 | 232.1221 | 217.1574 | 201.7966 | 187.8865 | 176.7157 | 172.8369 | 169.9398 | 160.2749 | 147.8861 | 138.9292 | 1.5905 | 1.2598 | 0.99127 | 0.093127 | -0.0098696 | 0.51247 | 0.33508 | 0.12419 | -0.096344 | -0.58289 | -0.73442 | -0.41595 | 0.69319 | 3.8086 | 11.3273 | 10.8956 | 10.5558 | 8.7612 | 1.8591 | 0.29421 | -0.051868 | 0.22733 | 0.62826 | 0.24232 | 66.2326 | 65.0807 | 63.8494 | 62.733 | 61.9699 | 60.9693 | 60.5041 | 60.877 | 63.6999 | 67.7519 | 72.2759 | 77.0962 | 81.5213 | 84.6243 | 86.7821 | 87.9652 | 88.3177 | 87.2725 | 84.8482 | 81.7672 | 77.2515 | 73.8317 | 71.9107 | 70.1917 | 5.3404 | 4.7365 | 4.0102 | 2.3662 | 2.6104 | 3.6698 | 3.3326 | 4.0803 | 3.9039 | 3.5926 | 3.3502 | 3.437 | 3.5234 | 3.5917 | 3.4892 | 3.2039 | 3.1905 | 3.2113 | 3.4498 | 2.8549 | 2.5513 | 2.6801 | 2.202 | 2.2869
Portfolio Adjusted1-in-2Size: Over 200kWOrange County2025June Monthly Peak | Portfolio Adjusted | 1-in-2 | Size: Over 200kW | Orange County | 2025 | June Monthly Peak | 6 | 134.3982 | 129.746 | 125.3053 | 126.6712 | 137.9324 | 166.2345 | 192.7445 | 211.0313 | 224.5447 | 231.7841 | 239.5782 | 242.5132 | 241.2652 | 239.5099 | 233.1538 | 221.7548 | 208.4392 | 194.896 | 184.861 | 179.5389 | 175.8833 | 167.4905 | 154.7176 | 146.2539 | 1.0819 | 0.76646 | 0.63285 | -0.17905 | -0.29672 | 0.18965 | -0.069763 | -0.13886 | -0.2674 | -0.66629 | -0.89812 | -0.6257 | 0.43281 | 3.4981 | 11.1242 | 10.9601 | 10.6909 | 9.0854 | 2.1524 | 0.26668 | -0.17503 | 0.065583 | 0.43682 | 0.054084 | 69.0516 | 67.8275 | 66.5949 | 65.6489 | 64.821 | 64.1045 | 63.3882 | 63.9648 | 67.1071 | 71.7165 | 75.8093 | 79.8958 | 82.8981 | 85.4292 | 87.3908 | 88.5978 | 89.2381 | 88.7144 | 87.1868 | 84.2626 | 80.4068 | 76.2227 | 73.5157 | 71.7035 | 5.5921 | 4.9694 | 4.1991 | 2.4778 | 2.7185 | 3.7621 | 3.3768 | 4.0689 | 3.8584 | 3.5414 | 3.312 | 3.3865 | 3.456 | 3.5048 | 3.4189 | 3.1916 | 3.2148 | 3.2495 | 3.5204 | 2.893 | 2.5758 | 2.7322 | 2.2473 | 2.3485
Portfolio Adjusted1-in-2Size: Over 200kWOrange County2025July Monthly Peak | Portfolio Adjusted | 1-in-2 | Size: Over 200kW | Orange County | 2025 | July Monthly Peak | 7 | 140.6188 | 135.529 | 131.3971 | 132.4789 | 144.3699 | 173.8414 | 200.8298 | 219.2774 | 232.3719 | 239.8123 | 247.0036 | 248.7187 | 247.0045 | 245.5448 | 239.3357 | 228.1554 | 215.9347 | 202.3155 | 192.1975 | 186.8109 | 182.2624 | 173.1321 | 159.9118 | 151.3824 | -0.038812 | -0.29914 | -0.14526 | -0.70931 | -0.84646 | -0.45443 | -0.85154 | -0.63841 | -0.59106 | -0.83239 | -1.2097 | -1.0189 | -0.040764 | 3.0147 | 10.9536 | 10.9706 | 10.6817 | 9.4262 | 2.624 | 0.20501 | -0.40635 | -0.25025 | 0.043849 | -0.31624 | 71.7941 | 70.9699 | 70.0983 | 69.2013 | 68.427 | 67.8445 | 67.6947 | 68.0986 | 70.4421 | 74.8914 | 81.0934 | 84.951 | 88.5324 | 91.2618 | 93.3046 | 94.0727 | 94.5743 | 93.8093 | 92.0269 | 89.2505 | 85.1805 | 80.9483 | 78.1532 | 76.5867 | 5.7256 | 5.0797 | 4.3089 | 2.5359 | 2.7844 | 3.85 | 3.4431 | 4.1373 | 3.9074 | 3.5856 | 3.3415 | 3.3987 | 3.4624 | 3.5161 | 3.4343 | 3.2134 | 3.2591 | 3.301 | 3.5817 | 2.9457 | 2.6121 | 2.7637 | 2.273 | 2.3788
Portfolio Adjusted1-in-2Size: Over 200kWOrange County2025August Monthly Peak | Portfolio Adjusted | 1-in-2 | Size: Over 200kW | Orange County | 2025 | August Monthly Peak | 8 | 144.0559 | 138.7361 | 134.4855 | 134.8228 | 147.8525 | 180.2773 | 211.7324 | 233.9193 | 251.8503 | 260.8297 | 271.0985 | 272.6614 | 271.0046 | 268.911 | 261.6134 | 246.1102 | 229.2148 | 211.3816 | 199.3804 | 195.9235 | 190.0865 | 178.8247 | 165.5866 | 156.9198 | -1.2352 | -1.4283 | -0.97384 | -1.2514 | -1.4139 | -1.1459 | -1.7162 | -1.2064 | -0.98017 | -1.0604 | -1.6381 | -1.5291 | -0.57386 | 2.6778 | 11.466 | 11.5051 | 10.9221 | 9.8434 | 3.1213 | 0.13925 | -0.65764 | -0.58588 | -0.37531 | -0.71237 | 77.0273 | 75.7851 | 74.8752 | 73.7101 | 73.2687 | 72.427 | 72.1289 | 72.3312 | 74.769 | 79.9381 | 85.0511 | 89.7083 | 93.0348 | 95.3863 | 96.8784 | 97.1287 | 97.3281 | 96.1901 | 94.0697 | 91.0907 | 86.6023 | 82.7607 | 80.6817 | 78.9178 | 5.9259 | 5.2533 | 4.4556 | 2.6073 | 2.8809 | 4.0335 | 3.6674 | 4.459 | 4.2785 | 3.94 | 3.7052 | 3.7642 | 3.8379 | 3.8903 | 3.7926 | 3.5019 | 3.4951 | 3.4844 | 3.7538 | 3.1211 | 2.7522 | 2.8839 | 2.3778 | 2.4912
Portfolio Adjusted1-in-2Size: Over 200kWOrange County2025September Monthly Peak | Portfolio Adjusted | 1-in-2 | Size: Over 200kW | Orange County | 2025 | September Monthly Peak | 9 | 139.9004 | 135.3602 | 130.6287 | 132.2925 | 145.2657 | 178.5191 | 212.0585 | 231.7706 | 250.569 | 259.8057 | 267.8187 | 268.7878 | 266.7741 | 265.9342 | 258.0778 | 241.7814 | 224.9038 | 207.4084 | 197.8149 | 196.1354 | 186.8034 | 175.6349 | 162.3227 | 153.4406 | -0.37534 | -0.6163 | -0.37689 | -0.85902 | -1.0076 | -0.66044 | -1.1369 | -0.82576 | -0.73534 | -0.94658 | -1.4006 | -1.219 | -0.1951 | 3.0861 | 11.6663 | 11.5321 | 11.0068 | 9.662 | 2.8155 | 0.19324 | -0.48313 | -0.34713 | -0.075111 | -0.42961 | 71.5088 | 70.2322 | 69.5263 | 69.1119 | 68.7103 | 68.0643 | 68.284 | 68.3332 | 69.7924 | 75.2434 | 82.9109 | 88.4143 | 92.9246 | 95.5355 | 96.5514 | 96.8185 | 96.6155 | 95.3559 | 92.7816 | 88.7636 | 85.2625 | 82.7378 | 80.939 | 79.1781 | 5.6945 | 5.0717 | 4.2823 | 2.5315 | 2.8008 | 3.9522 | 3.6344 | 4.3716 | 4.212 | 3.8833 | 3.6219 | 3.6718 | 3.7383 | 3.8068 | 3.702 | 3.4042 | 3.3933 | 3.383 | 3.6852 | 3.0917 | 2.6763 | 2.8027 | 2.3065 | 2.4103
Portfolio Adjusted1-in-2Size: Over 200kWOrange County2025October Monthly Peak | Portfolio Adjusted | 1-in-2 | Size: Over 200kW | Orange County | 2025 | October Monthly Peak | 10 | 117.7061 | 114.0014 | 111.1306 | 112.8864 | 124.1777 | 153.0174 | 184.2551 | 203.3033 | 218.1876 | 224.434 | 232.2319 | 236.4148 | 236.5737 | 235.4917 | 228.3552 | 213.0747 | 197.7357 | 188.1749 | 176.4001 | 169.8572 | 161.9394 | 151.3719 | 140.4679 | 132.0172 | 0.2425 | 0.007958 | 0.069108 | -0.47958 | -0.59873 | -0.23877 | -0.58075 | -0.46335 | -0.47216 | -0.74145 | -1.0625 | -0.86789 | 0.091 | 3.0451 | 10.5757 | 10.3256 | 9.8826 | 8.7687 | 2.3088 | 0.20489 | -0.30495 | -0.14077 | 0.13899 | -0.1847 | 71.1706 | 69.7394 | 69.0175 | 68.6197 | 67.8101 | 67.021 | 67.7187 | 69.201 | 69.5839 | 73.4906 | 78.3454 | 83.3475 | 86.9918 | 89.4602 | 91.1994 | 91.9653 | 91.8702 | 90.4504 | 87.6208 | 83.4953 | 79.8727 | 76.9973 | 74.9195 | 73.1505 | 4.8067 | 4.2853 | 3.655 | 2.1672 | 2.402 | 3.3987 | 3.1682 | 3.8471 | 3.6796 | 3.3655 | 3.1508 | 3.24 | 3.3258 | 3.382 | 3.2863 | 3.0097 | 2.9931 | 3.0792 | 3.2969 | 2.6862 | 2.3276 | 2.4234 | 2.0024 | 2.0805
Portfolio Adjusted1-in-2Size: Over 200kWOrange County2025November Monthly Peak | Portfolio Adjusted | 1-in-2 | Size: Over 200kW | Orange County | 2025 | November Monthly Peak | 11 | 121.6095 | 118.0291 | 114.262 | 114.4395 | 125.4427 | 153.254 | 181.4957 | 198.9147 | 211.6219 | 218.5471 | 224.6536 | 227.8379 | 227.7075 | 226.8757 | 218.8624 | 203.9662 | 190.17 | 183.7261 | 173.1597 | 166.8564 | 160.3751 | 150.7418 | 139.3658 | 130.8165 | 2.0084 | 1.671 | 1.2923 | 0.29676 | 0.20358 | 0.75994 | 0.64997 | 0.32486 | 0.039058 | -0.49571 | -0.57977 | -0.23653 | 0.86203 | 3.8505 | 10.8752 | 10.3589 | 10.1064 | 8.5693 | 1.6624 | 0.31366 | 0.041672 | 0.34057 | 0.7547 | 0.37542 | 60.5251 | 60.0372 | 59.6507 | 59.0976 | 58.6707 | 58.9004 | 58.5223 | 58.4972 | 62.5689 | 67.5324 | 73.8642 | 78.9839 | 82.7441 | 84.1888 | 84.8508 | 84.3058 | 82.326 | 78.0191 | 73.3994 | 70.563 | 68.4084 | 66.5345 | 65.008 | 63.6657 | 5.3239 | 4.7563 | 4.0287 | 2.3553 | 2.6013 | 3.6492 | 3.3456 | 4.0353 | 3.826 | 3.5133 | 3.2676 | 3.3475 | 3.4318 | 3.493 | 3.3767 | 3.0887 | 3.086 | 3.223 | 3.4695 | 2.8288 | 2.4712 | 2.5872 | 2.1299 | 2.2102
Portfolio Adjusted1-in-2Size: Over 200kWOrange County2025December Monthly Peak | Portfolio Adjusted | 1-in-2 | Size: Over 200kW | Orange County | 2025 | December Monthly Peak | 12 | 118.3656 | 114.247 | 111.433 | 113.0126 | 124.0721 | 150.7709 | 181.091 | 195.6012 | 205.9392 | 205.3491 | 205.1494 | 202.3598 | 197.7559 | 193.614 | 186.2761 | 173.9753 | 164.5047 | 161.9585 | 154.5877 | 151.5759 | 147.1908 | 140.2845 | 131.6139 | 124.5661 | 1.9548 | 1.6175 | 1.2603 | 0.29306 | 0.20136 | 0.74762 | 0.64852 | 0.31945 | 0.038009 | -0.46577 | -0.52944 | -0.21008 | 0.74865 | 3.286 | 9.256 | 8.8357 | 8.7424 | 7.554 | 1.4841 | 0.28494 | 0.038247 | 0.31694 | 0.71272 | 0.35748 | 47.9306 | 47.2398 | 46.5259 | 45.6549 | 45.1221 | 44.264 | 43.9535 | 43.7838 | 44.3187 | 46.9487 | 49.101 | 50.7821 | 52.3644 | 53.5031 | 53.9698 | 53.9466 | 53.3428 | 52.4477 | 51.1671 | 49.9331 | 49.1648 | 48.3015 | 47.5698 | 46.8593 | 5.1819 | 4.6039 | 3.929 | 2.3259 | 2.5728 | 3.5901 | 3.3381 | 3.968 | 3.7233 | 3.3012 | 2.9839 | 2.9731 | 2.9804 | 2.9809 | 2.8739 | 2.6345 | 2.6695 | 2.8412 | 3.0974 | 2.5698 | 2.268 | 2.4077 | 2.0114 | 2.1046
Portfolio Adjusted1-in-2Size: Over 200kWOrange County2025Typical Event Day | Portfolio Adjusted | 1-in-2 | Size: Over 200kW | Orange County | 2025 | Typical Event Day | 8 | 141.2357 | 136.0865 | 131.9464 | 132.4823 | 145.28 | 176.5515 | 206.6462 | 226.7382 | 242.4319 | 250.4746 | 259.7199 | 261.1584 | 259.4741 | 257.7229 | 250.7237 | 236.3907 | 220.5251 | 204.0011 | 192.5499 | 189.4894 | 184.4841 | 174.4016 | 161.5801 | 153.3126 | -0.123 | -0.37926 | -0.20391 | -0.74663 | -0.89032 | -0.50888 | -0.93346 | -0.69663 | -0.64008 | -0.88007 | -1.2933 | -1.0982 | -0.079138 | 3.1214 | 11.44 | 11.3439 | 10.88 | 9.5044 | 2.6564 | 0.2027 | -0.42757 | -0.27497 | 0.014878 | -0.34721 | 72.3455 | 71.2037 | 70.2737 | 69.4181 | 68.8067 | 68.11 | 67.874 | 68.1819 | 70.5277 | 75.4473 | 81.2162 | 85.7423 | 89.3475 | 91.9032 | 93.5313 | 94.1544 | 94.439 | 93.5174 | 91.5162 | 88.3418 | 84.363 | 80.6674 | 78.3224 | 76.5965 | 5.7488 | 5.0989 | 4.3255 | 2.5352 | 2.801 | 3.9087 | 3.5416 | 4.2766 | 4.0752 | 3.7438 | 3.5123 | 3.5675 | 3.636 | 3.6893 | 3.5965 | 3.3283 | 3.3273 | 3.3274 | 3.5871 | 2.9869 | 2.643 | 2.783 | 2.2959 | 2.4083
Portfolio Adjusted1-in-10Size: Over 200kWSouth of Lugo2015January Monthly Peak | Portfolio Adjusted | 1-in-10 | Size: Over 200kW | South of Lugo | 2015 | January Monthly Peak | 1 | 103.4846 | 100.6399 | 97.8777 | 98.3778 | 104.4037 | 119.179 | 146.4722 | 164.4789 | 176.7052 | 185.1309 | 187.7726 | 187.4985 | 184.802 | 184.6733 | 180.1376 | 170.8644 | 165.4126 | 165.2393 | 157.6093 | 153.5123 | 145.2525 | 134.7031 | 118.4421 | 111.1559 | -1.1613 | -1.0014 | -1.1214 | -1.2156 | -1.4607 | -1.0771 | -1.3949 | -1.3815 | -2.6886 | -2.0685 | -1.5637 | -1.0681 | -1.566 | 0.3979 | 4.1241 | 3.8979 | 2.4638 | 2.7033 | -0.80774 | -0.9363 | -0.16412 | -0.43904 | -0.29475 | -0.2496 | 48.7341 | 47.8958 | 47.0112 | 46.8227 | 46.2152 | 46.2848 | 46.0395 | 45.839 | 45.8049 | 48.7533 | 51.8339 | 53.2236 | 54.8112 | 55.7264 | 55.5974 | 54.5519 | 52.9408 | 51.6869 | 50.1383 | 48.0373 | 46.7665 | 45.8824 | 45.7735 | 45.35 | 2.9498 | 3.4212 | 3.2427 | 3.7471 | 4.0274 | 3.0258 | 3.4354 | 3.5561 | 4.2759 | 4.9803 | 5.0162 | 4.4745 | 3.7866 | 3.8963 | 3.8798 | 3.8307 | 3.8765 | 4.253 | 4.0789 | 3.434 | 4.044 | 3.5503 | 3.5254 | 3.3153
Portfolio Adjusted1-in-10Size: Over 200kWSouth of Lugo2015February Monthly Peak | Portfolio Adjusted | 1-in-10 | Size: Over 200kW | South of Lugo | 2015 | February Monthly Peak | 2 | 102.2829 | 99.5263 | 96.8267 | 97.5369 | 103.1642 | 118.0176 | 142.8492 | 158.6433 | 170.3087 | 180.5321 | 185.6541 | 187.7689 | 186.5227 | 187.5966 | 183.427 | 174.1988 | 167.0887 | 165.7911 | 157.5133 | 151.7071 | 143.4012 | 133.0302 | 118.08 | 110.6588 | -1.1478 | -0.99035 | -1.1094 | -1.2052 | -1.4434 | -1.0666 | -1.3604 | -1.3325 | -2.5913 | -2.0172 | -1.546 | -1.0696 | -1.5806 | 0.4042 | 4.1994 | 3.974 | 2.4887 | 2.7124 | -0.80725 | -0.92529 | -0.16203 | -0.43358 | -0.29385 | -0.24848 | 54.5534 | 53.4618 | 52.3303 | 51.5464 | 51.9643 | 51.2168 | 48.0913 | 51.3293 | 53.6367 | 56.1918 | 58.7244 | 59.1867 | 60.382 | 62.0241 | 63.0607 | 63.5434 | 62.6188 | 61.9097 | 60.5613 | 58.8969 | 57.4293 | 56.0513 | 55.6476 | 54.4079 | 2.9156 | 3.3834 | 3.2078 | 3.7151 | 3.9796 | 2.9963 | 3.3504 | 3.43 | 4.1212 | 4.8566 | 4.9596 | 4.481 | 3.8219 | 3.9579 | 3.9506 | 3.9055 | 3.9158 | 4.2672 | 4.0765 | 3.3936 | 3.9924 | 3.5062 | 3.5146 | 3.3005
Portfolio Adjusted1-in-10Size: Over 200kWSouth of Lugo2015March Monthly Peak | Portfolio Adjusted | 1-in-10 | Size: Over 200kW | South of Lugo | 2015 | March Monthly Peak | 3 | 110.0646 | 106.9441 | 102.1464 | 102.7196 | 108.4633 | 124.1384 | 148.076 | 167.8638 | 183.4727 | 195.7288 | 203.5989 | 207.2408 | 205.8265 | 208.1738 | 206.1462 | 198.3259 | 189.6196 | 179.3873 | 165.275 | 163.2298 | 156.0827 | 145.4287 | 128.964 | 118.8226 | -1.2352 | -1.0642 | -1.1703 | -1.2692 | -1.5175 | -1.1219 | -1.4102 | -1.4099 | -2.7916 | -2.187 | -1.6955 | -1.1806 | -1.7442 | 0.44854 | 4.7195 | 4.5244 | 2.8243 | 2.9348 | -0.84703 | -0.99557 | -0.17636 | -0.47399 | -0.32094 | -0.26681 | 61.6592 | 60.0844 | 59.0118 | 57.8054 | 56.8213 | 55.8581 | 55.185 | 54.8213 | 56.356 | 59.935 | 64.0569 | 68.5825 | 72.9245 | 74.4727 | 75.2828 | 75.0398 | 73.8807 | 72.1759 | 71.092 | 69.4977 | 66.8483 | 64.3712 | 61.9911 | 60.0774 | 3.1374 | 3.6356 | 3.3841 | 3.9125 | 4.184 | 3.1517 | 3.473 | 3.6293 | 4.4397 | 5.2654 | 5.439 | 4.9456 | 4.2174 | 4.3921 | 4.4399 | 4.4464 | 4.4438 | 4.6172 | 4.2773 | 3.6513 | 4.3455 | 3.833 | 3.8386 | 3.544
Portfolio Adjusted1-in-10Size: Over 200kWSouth of Lugo2015April Monthly Peak | Portfolio Adjusted | 1-in-10 | Size: Over 200kW | South of Lugo | 2015 | April Monthly Peak | 4 | 113.3655 | 109.6913 | 104.6006 | 105.2315 | 111.0073 | 127.7652 | 153.7375 | 177.1309 | 197.3513 | 213.4013 | 224.4007 | 229.3096 | 228.9503 | 231.84 | 229.5303 | 220.7159 | 209.6946 | 196.9602 | 179.0294 | 174.8082 | 165.2497 | 152.8602 | 134.7169 | 123.7722 | -1.5924 | -1.7854 | -1.61 | -1.5019 | -1.5288 | -1.2489 | -1.7222 | -1.5202 | -2.0691 | -2.2698 | -2.0685 | -1.5156 | -1.6463 | 0.2689 | 4.8427 | 4.6997 | 3.6264 | 3.2506 | -0.31124 | -1.085 | -0.9197 | -1.1659 | -1.1171 | -1.088 | 70.8429 | 69.745 | 68.1534 | 66.5131 | 65.11 | 64.2412 | 63.7809 | 63.8764 | 66.561 | 72.1406 | 77.2151 | 82.3949 | 85.7239 | 87.2719 | 86.3088 | 86.0992 | 86.1572 | 86.0162 | 84.5797 | 80.4234 | 75.5045 | 71.171 | 68.7752 | 67.5608 | 2.9918 | 3.4524 | 3.2084 | 3.7109 | 3.9646 | 3.0032 | 3.3384 | 3.5457 | 4.4214 | 5.3151 | 5.5501 | 5.0664 | 4.3433 | 4.5286 | 4.5769 | 4.5814 | 4.5498 | 4.6935 | 4.2897 | 3.6203 | 4.2595 | 3.73 | 3.7125 | 3.4178
Portfolio Adjusted1-in-10Size: Over 200kWSouth of Lugo2015May Monthly Peak | Portfolio Adjusted | 1-in-10 | Size: Over 200kW | South of Lugo | 2015 | May Monthly Peak | 5 | 120.5185 | 117.2707 | 111.6894 | 112.2092 | 118.9076 | 136.384 | 162.8696 | 192.2246 | 216.3275 | 235.1475 | 246.7599 | 249.5649 | 246.6105 | 248.0586 | 245.0407 | 234.792 | 221.9949 | 207.265 | 188.5507 | 180.2746 | 172.9892 | 159.8234 | 142.3982 | 131.7771 | -1.7929 | -2.1267 | -1.8482 | -1.6647 | -1.63 | -1.3626 | -1.9048 | -1.6601 | -1.9674 | -2.4639 | -2.3391 | -1.7164 | -1.6803 | 0.21523 | 5.0406 | 4.8945 | 3.9955 | 3.4294 | -0.14023 | -1.1247 | -1.1882 | -1.4241 | -1.4236 | -1.4118 | 71.2617 | 69.8451 | 68.4253 | 68.0608 | 67.7896 | 67.5107 | 67.4623 | 67.6051 | 70.9452 | 76.4609 | 81.1291 | 84.396 | 86.1283 | 86.7273 | 87.4874 | 87.5875 | 87.4131 | 86.3568 | 86.0944 | 83.5497 | 79.1568 | 74.2915 | 71.532 | 69.1795 | 3.1746 | 3.684 | 3.4193 | 3.9494 | 4.2387 | 3.1997 | 3.53 | 3.8405 | 4.8373 | 5.8456 | 6.0915 | 5.5035 | 4.6695 | 4.8362 | 4.877 | 4.8643 | 4.8075 | 4.9297 | 4.5093 | 3.7265 | 4.4505 | 3.8926 | 3.9167 | 3.632
Portfolio Adjusted1-in-10Size: Over 200kWSouth of Lugo2015June Monthly Peak | Portfolio Adjusted | 1-in-10 | Size: Over 200kW | South of Lugo | 2015 | June Monthly Peak | 6 | 124.6842 | 120.6112 | 115.6698 | 115.5744 | 123.5304 | 141.738 | 165.5264 | 190.2365 | 209.1891 | 223.7629 | 232.9309 | 234.9236 | 229.764 | 231.0535 | 229.1829 | 220.9178 | 210.5641 | 198.7634 | 182.649 | 175.7699 | 171.0394 | 159.7793 | 144.8207 | 134.3871 | -1.6213 | -1.6812 | -1.6122 | -1.5677 | -1.7113 | -1.3468 | -1.7515 | -1.6198 | -2.5589 | -2.4244 | -2.0705 | -1.4735 | -1.7611 | 0.35292 | 4.9874 | 4.8281 | 3.4548 | 3.2698 | -0.5461 | -1.084 | -0.67158 | -0.96081 | -0.89031 | -0.85632 | 65.62 | 65.1576 | 65.1729 | 64.8461 | 63.4476 | 62.4171 | 61.9901 | 63.7479 | 66.7411 | 70.6493 | 75.247 | 79.7934 | 82.0151 | 82.274 | 82.7901 | 83.0673 | 84.2625 | 83.2201 | 83.1734 | 79.3343 | 74.8467 | 71.495 | 69.3703 | 68.496 | 3.3458 | 3.8599 | 3.6075 | 4.1441 | 4.486 | 3.3876 | 3.6548 | 3.872 | 4.7653 | 5.6668 | 5.8578 | 5.2777 | 4.432 | 4.5891 | 4.6468 | 4.6626 | 4.6454 | 4.8161 | 4.4499 | 3.7014 | 4.4828 | 3.9644 | 4.0579 | 3.7733
Portfolio Adjusted1-in-10Size: Over 200kWSouth of Lugo2015July Monthly Peak | Portfolio Adjusted | 1-in-10 | Size: Over 200kW | South of Lugo | 2015 | July Monthly Peak | 7 | 126.8188 | 123.001 | 118.7422 | 118.9317 | 127.7648 | 146.5388 | 173.1953 | 197.7868 | 214.401 | 227.2133 | 238.2682 | 239.588 | 234.3208 | 234.3974 | 231.9302 | 225.9747 | 215.574 | 203.4382 | 186.7914 | 179.1708 | 175.0207 | 163.1364 | 147.0732 | 136.7413 | -1.798 | -2.0382 | -1.8494 | -1.708 | -1.7583 | -1.4374 | -1.9536 | -1.6992 | -2.2008 | -2.411 | -2.2061 | -1.5937 | -1.671 | 0.26105 | 4.874 | 4.7957 | 3.7521 | 3.3589 | -0.29539 | -1.113 | -1.0101 | -1.2774 | -1.2592 | -1.2436 | 70.3835 | 69.0799 | 68.3959 | 67.9509 | 67.6286 | 67.2993 | 67.6444 | 68.5582 | 70.94 | 74.9856 | 79.5697 | 82.4638 | 81.3833 | 80.9629 | 83.3995 | 83.8478 | 83.0283 | 82.3736 | 81.26 | 79.4814 | 76.052 | 73.2392 | 71.7947 | 70.8947 | 3.3436 | 3.8675 | 3.6385 | 4.1899 | 4.5586 | 3.4411 | 3.7572 | 3.9552 | 4.7986 | 5.6535 | 5.8873 | 5.2883 | 4.4408 | 4.5741 | 4.6202 | 4.6859 | 4.6728 | 4.8431 | 4.4713 | 3.707 | 4.5069 | 3.9769 | 4.049 | 3.7722
Portfolio Adjusted1-in-10Size: Over 200kWSouth of Lugo2015August Monthly Peak | Portfolio Adjusted | 1-in-10 | Size: Over 200kW | South of Lugo | 2015 | August Monthly Peak | 8 | 124.1479 | 120.8516 | 116.8849 | 117.3116 | 125.7895 | 145.6155 | 174.9598 | 199.1741 | 216.4707 | 232.3907 | 245.9897 | 248.5958 | 244.0012 | 245.27 | 242.0203 | 233.117 | 221.2199 | 208.5759 | 190.9233 | 183.9645 | 176.4497 | 163.4083 | 145.494 | 135.3272 | -1.897 | -2.3009 | -1.9999 | -1.7725 | -1.7204 | -1.4702 | -2.0881 | -1.7254 | -1.8224 | -2.4172 | -2.3631 | -1.7422 | -1.6178 | 0.17796 | 4.9164 | 4.809 | 4.0574 | 3.4554 | -0.049652 | -1.1505 | -1.3237 | -1.558 | -1.5751 | -1.5763 | 71.2322 | 70.6094 | 70.0508 | 69.5371 | 69.2973 | 69.5668 | 69.7402 | 69.9061 | 72.2647 | 76.2515 | 79.6979 | 83.6159 | 85.7648 | 87.1719 | 87.5408 | 89.2278 | 91.3391 | 93.0227 | 92.7812 | 88.7944 | 82.3867 | 78.6449 | 76.6782 | 74.1722 | 3.2793 | 3.807 | 3.5884 | 4.1406 | 4.4965 | 3.4258 | 3.8026 | 3.9905 | 4.854 | 5.7932 | 6.0894 | 5.4975 | 4.633 | 4.7952 | 4.8303 | 4.8431 | 4.8041 | 4.9747 | 4.5787 | 3.8134 | 4.5522 | 3.991 | 4.013 | 3.7402
Portfolio Adjusted1-in-10Size: Over 200kWSouth of Lugo2015September Monthly Peak | Portfolio Adjusted | 1-in-10 | Size: Over 200kW | South of Lugo | 2015 | September Monthly Peak | 9 | 127.2176 | 124.1141 | 119.2695 | 119.7854 | 129.2106 | 151.1292 | 186.0671 | 214.6638 | 238.9427 | 258.4994 | 272.1088 | 273.6194 | 268.5163 | 269.6005 | 263.8705 | 251.3828 | 237.8829 | 221.8225 | 202.0101 | 196.5968 | 184.4756 | 169.0951 | 149.759 | 138.8751 | -2.1177 | -2.7427 | -2.2677 | -1.9208 | -1.7534 | -1.5797 | -2.3718 | -1.8786 | -1.4649 | -2.6216 | -2.7311 | -2.0384 | -1.6137 | 0.065906 | 5.1311 | 5.001 | 4.639 | 3.6903 | 0.27832 | -1.2398 | -1.7797 | -1.9695 | -2.0417 | -2.0573 | 76.4213 | 75.6563 | 74.763 | 73.8208 | 72.9147 | 72.6612 | 72.5971 | 72.8514 | 74.921 | 78.9995 | 82.5651 | 86.846 | 89.8383 | 91.2177 | 90.9648 | 90.9607 | 90.9576 | 89.908 | 88.5262 | 84.8388 | 80.5436 | 77.377 | 75.1936 | 73.7405 | 3.4512 | 4.0155 | 3.7605 | 4.3421 | 4.7436 | 3.6516 | 4.1533 | 4.417 | 5.5027 | 6.6182 | 6.918 | 6.2143 | 5.2362 | 5.4133 | 5.4087 | 5.3637 | 5.3056 | 5.4336 | 4.9755 | 4.1853 | 4.8879 | 4.2415 | 4.2423 | 3.942
Portfolio Adjusted1-in-10Size: Over 200kWSouth of Lugo2015October Monthly Peak | Portfolio Adjusted | 1-in-10 | Size: Over 200kW | South of Lugo | 2015 | October Monthly Peak | 10 | 106.0524 | 102.5893 | 99.5262 | 100.4535 | 105.8642 | 122.2634 | 148.2915 | 167.6139 | 185.2777 | 201.915 | 212.9809 | 218.4088 | 219.5687 | 222.1787 | 217.8596 | 207.2885 | 195.8969 | 190.4095 | 176.4364 | 166.5074 | 154.8427 | 142.1929 | 125.784 | 117.1655 | -1.5154 | -1.7255 | -1.5655 | -1.4502 | -1.456 | -1.2028 | -1.6825 | -1.4412 | -1.8674 | -2.1383 | -1.9794 | -1.4607 | -1.5547 | 0.23875 | 4.5629 | 4.3868 | 3.4281 | 3.1448 | -0.25552 | -1.035 | -0.92065 | -1.1378 | -1.1056 | -1.0957 | 71.3395 | 70.3739 | 69.3089 | 68.1995 | 67.0541 | 66.7658 | 66.7944 | 66.7193 | 67.8811 | 70.9445 | 75.3227 | 80.1532 | 84.3474 | 86.6593 | 87.0139 | 86.8511 | 86.3576 | 85.3347 | 82.6698 | 78.527 | 74.7156 | 72.5587 | 71.0352 | 69.9015 | 2.7943 | 3.2237 | 3.0478 | 3.5367 | 3.7748 | 2.8692 | 3.2149 | 3.3497 | 4.1442 | 5.0209 | 5.2591 | 4.8178 | 4.1586 | 4.3329 | 4.3372 | 4.2957 | 4.2436 | 4.5301 | 4.2207 | 3.4429 | 3.9848 | 3.4641 | 3.4607 | 3.2302
Portfolio Adjusted1-in-10Size: Over 200kWSouth of Lugo2015November Monthly Peak | Portfolio Adjusted | 1-in-10 | Size: Over 200kW | South of Lugo | 2015 | November Monthly Peak | 11 | 107.397 | 102.7451 | 99.4672 | 101.4864 | 107.2215 | 124.3225 | 148.1958 | 168.9224 | 189.5401 | 205.8193 | 217.3148 | 221.7471 | 221.4364 | 223.0693 | 219.1499 | 208.7477 | 197.7436 | 190.8389 | 176.1109 | 166.1366 | 154.6292 | 142.569 | 124.8939 | 115.9722 | -1.4892 | -1.6308 | -1.506 | -1.436 | -1.4782 | -1.2094 | -1.6442 | -1.4478 | -2.0446 | -2.1962 | -1.9908 | -1.4527 | -1.6105 | 0.27293 | 4.6488 | 4.4651 | 3.3894 | 3.1478 | -0.34432 | -1.0301 | -0.81671 | -1.0476 | -0.98929 | -0.97092 | 69.0779 | 67.2586 | 66.6372 | 64.9934 | 64.1362 | 63.0818 | 62.6457 | 63.2681 | 66.0633 | 71.8035 | 78.4727 | 83.7315 | 86.0957 | 87.6819 | 88.2549 | 86.8732 | 84.6335 | 82.1006 | 79.7539 | 77.0038 | 75.056 | 73.2487 | 71.0994 | 69.5642 | 2.8393 | 3.2395 | 3.0563 | 3.5851 | 3.8361 | 2.9274 | 3.2237 | 3.3873 | 4.2539 | 5.1353 | 5.3843 | 4.908 | 4.2082 | 4.365 | 4.3777 | 4.3406 | 4.2981 | 4.5557 | 4.2272 | 3.4468 | 3.9928 | 3.4851 | 3.4478 | 3.2081
Portfolio Adjusted1-in-10Size: Over 200kWSouth of Lugo2015December Monthly Peak | Portfolio Adjusted | 1-in-10 | Size: Over 200kW | South of Lugo | 2015 | December Monthly Peak | 12 | 100.7859 | 98.064 | 95.4987 | 96.5696 | 101.7784 | 115.0787 | 138.5357 | 154.6408 | 166.5816 | 174.0448 | 176.2868 | 175.3703 | 171.7528 | 169.6139 | 165.7567 | 158.0847 | 154.4773 | 154.1559 | 146.9622 | 142.5489 | 135.1669 | 127.7857 | 112.8271 | 106.4466 | -1.131 | -0.9758 | -1.0942 | -1.1932 | -1.424 | -1.0401 | -1.3193 | -1.2989 | -2.5346 | -1.9447 | -1.468 | -0.99901 | -1.4555 | 0.36546 | 3.7949 | 3.6064 | 2.3009 | 2.522 | -0.75318 | -0.86943 | -0.15273 | -0.41649 | -0.28078 | -0.23902 | 48.0563 | 47.0273 | 46.785 | 47.2251 | 47.791 | 47.2914 | 48.4682 | 48.7361 | 49.5453 | 50.6682 | 51.6613 | 53.181 | 54.8783 | 54.4302 | 54.2407 | 53.8779 | 53.293 | 51.9845 | 50.8356 | 48.9756 | 46.6757 | 46.994 | 46.9601 | 46.1252 | 2.8729 | 3.3337 | 3.1638 | 3.6782 | 3.9262 | 2.9217 | 3.2493 | 3.3434 | 4.031 | 4.6821 | 4.7093 | 4.1851 | 3.5192 | 3.5785 | 3.57 | 3.5442 | 3.6202 | 3.9678 | 3.8034 | 3.1887 | 3.7632 | 3.368 | 3.3583 | 3.1749
Portfolio Adjusted1-in-10Size: Over 200kWSouth of Lugo2015Typical Event Day | Portfolio Adjusted | 1-in-10 | Size: Over 200kW | South of Lugo | 2015 | Typical Event Day | 8 | 123.4739 | 120.28 | 116.369 | 116.8057 | 125.2406 | 144.8899 | 173.6567 | 197.0501 | 213.5104 | 228.9552 | 242.256 | 244.8718 | 240.2346 | 241.5244 | 238.3572 | 229.6269 | 217.9671 | 205.6423 | 188.5774 | 181.8274 | 174.7179 | 161.9881 | 144.4825 | 134.4394 | -1.8245 | -2.1544 | -1.9095 | -1.7249 | -1.7177 | -1.4438 | -2.0207 | -1.7005 | -1.9775 | -2.4034 | -2.2888 | -1.6763 | -1.6478 | 0.21805 | 4.9183 | 4.7992 | 3.9046 | 3.4015 | -0.16282 | -1.1337 | -1.1727 | -1.4184 | -1.4148 | -1.4092 | 70.9143 | 70.1258 | 69.5957 | 69.0387 | 68.322 | 67.9861 | 67.9929 | 68.7659 | 71.2167 | 75.2215 | 79.2699 | 83.1798 | 84.7504 | 85.4066 | 86.1738 | 86.7759 | 87.3969 | 87.1311 | 86.4352 | 83.1122 | 78.4572 | 75.189 | 73.2592 | 71.8259 | 3.2514 | 3.7773 | 3.5614 | 4.1099 | 4.463 | 3.3982 | 3.7626 | 3.9357 | 4.7728 | 5.6899 | 5.9784 | 5.3983 | 4.5473 | 4.7074 | 4.7424 | 4.7558 | 4.7188 | 4.8896 | 4.5085 | 3.7574 | 4.4936 | 3.944 | 3.9728 | 3.7042
Portfolio Adjusted1-in-10Size: Over 200kWSouth of Lugo2016January Monthly Peak | Portfolio Adjusted | 1-in-10 | Size: Over 200kW | South of Lugo | 2016 | January Monthly Peak | 1 | 103.4846 | 100.6399 | 97.8777 | 98.3778 | 104.4037 | 119.179 | 146.4722 | 164.4789 | 176.7052 | 185.1309 | 187.7726 | 187.4985 | 184.802 | 184.6732 | 180.1376 | 170.8645 | 165.4126 | 165.2393 | 157.6093 | 153.5123 | 145.2525 | 134.7031 | 118.4421 | 111.1559 | -1.1613 | -1.0014 | -1.1214 | -1.2156 | -1.4607 | -1.0771 | -1.3949 | -1.3815 | -2.6886 | -2.0685 | -1.5637 | -1.0681 | -1.566 | 0.3979 | 4.1241 | 3.8979 | 2.4638 | 2.7033 | -0.80774 | -0.9363 | -0.16412 | -0.43904 | -0.29475 | -0.2496 | 48.7341 | 47.8958 | 47.0112 | 46.8227 | 46.2152 | 46.2848 | 46.0395 | 45.839 | 45.8049 | 48.7533 | 51.8339 | 53.2236 | 54.8112 | 55.7264 | 55.5974 | 54.5519 | 52.9408 | 51.6869 | 50.1383 | 48.0373 | 46.7665 | 45.8824 | 45.7735 | 45.35 | 2.9498 | 3.4212 | 3.2427 | 3.7471 | 4.0274 | 3.0258 | 3.4354 | 3.5561 | 4.2759 | 4.9803 | 5.0162 | 4.4745 | 3.7866 | 3.8963 | 3.8798 | 3.8307 | 3.8765 | 4.253 | 4.0789 | 3.434 | 4.044 | 3.5503 | 3.5254 | 3.3153
Portfolio Adjusted1-in-10Size: Over 200kWSouth of Lugo2016February Monthly Peak | Portfolio Adjusted | 1-in-10 | Size: Over 200kW | South of Lugo | 2016 | February Monthly Peak | 2 | 102.2829 | 99.5263 | 96.8267 | 97.5369 | 103.1642 | 118.0176 | 142.8492 | 158.6433 | 170.3087 | 180.5321 | 185.6541 | 187.7689 | 186.5227 | 187.5966 | 183.427 | 174.1988 | 167.0887 | 165.7911 | 157.5133 | 151.7071 | 143.4012 | 133.0302 | 118.08 | 110.6588 | -1.1478 | -0.99035 | -1.1094 | -1.2052 | -1.4434 | -1.0666 | -1.3604 | -1.3325 | -2.5913 | -2.0172 | -1.546 | -1.0696 | -1.5806 | 0.4042 | 4.1994 | 3.974 | 2.4887 | 2.7124 | -0.80725 | -0.92529 | -0.16203 | -0.43358 | -0.29385 | -0.24848 | 54.5534 | 53.4618 | 52.3303 | 51.5464 | 51.9643 | 51.2168 | 48.0913 | 51.3293 | 53.6367 | 56.1918 | 58.7244 | 59.1867 | 60.382 | 62.0241 | 63.0607 | 63.5434 | 62.6188 | 61.9097 | 60.5613 | 58.8969 | 57.4293 | 56.0513 | 55.6476 | 54.4079 | 2.9156 | 3.3834 | 3.2078 | 3.7151 | 3.9796 | 2.9963 | 3.3504 | 3.43 | 4.1212 | 4.8566 | 4.9596 | 4.481 | 3.8219 | 3.9579 | 3.9506 | 3.9055 | 3.9158 | 4.2672 | 4.0765 | 3.3936 | 3.9924 | 3.5062 | 3.5146 | 3.3005
Portfolio Adjusted1-in-10Size: Over 200kWSouth of Lugo2016March Monthly Peak | Portfolio Adjusted | 1-in-10 | Size: Over 200kW | South of Lugo | 2016 | March Monthly Peak | 3 | 110.0646 | 106.9441 | 102.1464 | 102.7196 | 108.4633 | 124.1384 | 148.076 | 167.8638 | 183.4727 | 195.7288 | 203.5989 | 207.2408 | 205.8265 | 208.1738 | 206.1462 | 198.3259 | 189.6196 | 179.3873 | 165.275 | 163.2297 | 156.0827 | 145.4287 | 128.964 | 118.8226 | -1.2352 | -1.0642 | -1.1703 | -1.2692 | -1.5175 | -1.1219 | -1.4102 | -1.4099 | -2.7916 | -2.187 | -1.6955 | -1.1806 | -1.7442 | 0.44854 | 4.7195 | 4.5244 | 2.8243 | 2.9348 | -0.84703 | -0.99557 | -0.17636 | -0.47399 | -0.32094 | -0.26681 | 61.6592 | 60.0844 | 59.0118 | 57.8054 | 56.8213 | 55.8581 | 55.185 | 54.8213 | 56.356 | 59.935 | 64.0569 | 68.5825 | 72.9245 | 74.4727 | 75.2828 | 75.0398 | 73.8807 | 72.1759 | 71.092 | 69.4977 | 66.8483 | 64.3712 | 61.9911 | 60.0774 | 3.1374 | 3.6356 | 3.3841 | 3.9125 | 4.184 | 3.1517 | 3.473 | 3.6293 | 4.4397 | 5.2654 | 5.439 | 4.9456 | 4.2174 | 4.3921 | 4.4399 | 4.4464 | 4.4438 | 4.6172 | 4.2773 | 3.6513 | 4.3455 | 3.833 | 3.8386 | 3.544
Portfolio Adjusted1-in-10Size: Over 200kWSouth of Lugo2016April Monthly Peak | Portfolio Adjusted | 1-in-10 | Size: Over 200kW | South of Lugo | 2016 | April Monthly Peak | 4 | 113.3655 | 109.6913 | 104.6006 | 105.2315 | 111.0073 | 127.7652 | 153.7375 | 177.1309 | 197.3513 | 213.4013 | 224.4007 | 229.3096 | 228.9503 | 231.84 | 229.5303 | 220.7159 | 209.6946 | 196.9602 | 179.0294 | 174.8081 | 165.2496 | 152.8602 | 134.7169 | 123.7722 | -1.5924 | -1.7854 | -1.61 | -1.5019 | -1.5288 | -1.2489 | -1.7222 | -1.5202 | -2.0691 | -2.2698 | -2.0685 | -1.5156 | -1.6463 | 0.2689 | 4.8427 | 4.6997 | 3.6264 | 3.2506 | -0.31124 | -1.085 | -0.9197 | -1.1659 | -1.1171 | -1.088 | 70.8429 | 69.745 | 68.1534 | 66.5131 | 65.11 | 64.2412 | 63.7809 | 63.8764 | 66.561 | 72.1406 | 77.2151 | 82.3949 | 85.7239 | 87.2719 | 86.3088 | 86.0992 | 86.1572 | 86.0162 | 84.5797 | 80.4234 | 75.5045 | 71.171 | 68.7752 | 67.5608 | 2.9918 | 3.4524 | 3.2084 | 3.7109 | 3.9646 | 3.0032 | 3.3384 | 3.5457 | 4.4214 | 5.3151 | 5.5501 | 5.0664 | 4.3433 | 4.5286 | 4.5769 | 4.5814 | 4.5498 | 4.6935 | 4.2897 | 3.6203 | 4.2595 | 3.73 | 3.7125 | 3.4178
Portfolio Adjusted1-in-10Size: Over 200kWSouth of Lugo2016May Monthly Peak | Portfolio Adjusted | 1-in-10 | Size: Over 200kW | South of Lugo | 2016 | May Monthly Peak | 5 | 120.5185 | 117.2707 | 111.6894 | 112.2092 | 118.9076 | 136.384 | 162.8696 | 192.2246 | 216.3275 | 235.1475 | 246.7599 | 249.565 | 246.6105 | 248.0586 | 245.0407 | 234.792 | 221.9949 | 207.265 | 188.5507 | 180.2746 | 172.9892 | 159.8234 | 142.3982 | 131.7771 | -1.7929 | -2.1267 | -1.8482 | -1.6647 | -1.63 | -1.3626 | -1.9048 | -1.6601 | -1.9674 | -2.4639 | -2.3391 | -1.7164 | -1.6803 | 0.21523 | 5.0406 | 4.8945 | 3.9955 | 3.4294 | -0.14023 | -1.1247 | -1.1882 | -1.4241 | -1.4236 | -1.4118 | 71.2617 | 69.8451 | 68.4253 | 68.0608 | 67.7896 | 67.5107 | 67.4623 | 67.6051 | 70.9452 | 76.4609 | 81.1291 | 84.396 | 86.1283 | 86.7273 | 87.4874 | 87.5875 | 87.4131 | 86.3568 | 86.0944 | 83.5497 | 79.1568 | 74.2915 | 71.532 | 69.1795 | 3.1746 | 3.684 | 3.4193 | 3.9494 | 4.2387 | 3.1997 | 3.53 | 3.8405 | 4.8373 | 5.8456 | 6.0915 | 5.5035 | 4.6695 | 4.8362 | 4.877 | 4.8643 | 4.8075 | 4.9297 | 4.5093 | 3.7265 | 4.4505 | 3.8926 | 3.9167 | 3.632
Portfolio Adjusted1-in-10Size: Over 200kWSouth of Lugo2016June Monthly Peak | Portfolio Adjusted | 1-in-10 | Size: Over 200kW | South of Lugo | 2016 | June Monthly Peak | 6 | 124.6842 | 120.6112 | 115.6698 | 115.5744 | 123.5304 | 141.738 | 165.5264 | 190.2365 | 209.1891 | 223.7629 | 232.9309 | 234.9236 | 229.764 | 231.0535 | 229.183 | 220.9178 | 210.5641 | 198.7634 | 182.649 | 175.7698 | 171.0394 | 159.7793 | 144.8207 | 134.3871 | -1.6213 | -1.6812 | -1.6122 | -1.5677 | -1.7113 | -1.3468 | -1.7515 | -1.6198 | -2.5589 | -2.4244 | -2.0705 | -1.4735 | -1.7611 | 0.35292 | 4.9874 | 4.8281 | 3.4548 | 3.2698 | -0.5461 | -1.084 | -0.67158 | -0.96081 | -0.89031 | -0.85632 | 65.62 | 65.1576 | 65.1729 | 64.8461 | 63.4476 | 62.4171 | 61.9901 | 63.7479 | 66.7411 | 70.6493 | 75.247 | 79.7934 | 82.0151 | 82.274 | 82.7901 | 83.0673 | 84.2625 | 83.2201 | 83.1734 | 79.3343 | 74.8467 | 71.495 | 69.3703 | 68.496 | 3.3458 | 3.8599 | 3.6075 | 4.1441 | 4.486 | 3.3876 | 3.6548 | 3.872 | 4.7653 | 5.6668 | 5.8578 | 5.2777 | 4.432 | 4.5891 | 4.6468 | 4.6626 | 4.6454 | 4.8161 | 4.4499 | 3.7014 | 4.4828 | 3.9644 | 4.0579 | 3.7733
Portfolio Adjusted1-in-10Size: Over 200kWSouth of Lugo2016July Monthly Peak | Portfolio Adjusted | 1-in-10 | Size: Over 200kW | South of Lugo | 2016 | July Monthly Peak | 7 | 126.8188 | 123.001 | 118.7422 | 118.9317 | 127.7648 | 146.5388 | 173.1953 | 197.7868 | 214.401 | 227.2133 | 238.2682 | 239.588 | 234.3208 | 234.3974 | 231.9302 | 225.9747 | 215.574 | 203.4383 | 186.7914 | 179.1708 | 175.0207 | 163.1364 | 147.0732 | 136.7413 | -1.798 | -2.0382 | -1.8494 | -1.708 | -1.7583 | -1.4374 | -1.9536 | -1.6992 | -2.2008 | -2.411 | -2.2061 | -1.5937 | -1.671 | 0.26105 | 4.874 | 4.7957 | 3.7521 | 3.3589 | -0.29539 | -1.113 | -1.0101 | -1.2774 | -1.2592 | -1.2436 | 70.3835 | 69.0799 | 68.3959 | 67.9509 | 67.6286 | 67.2993 | 67.6444 | 68.5582 | 70.94 | 74.9856 | 79.5697 | 82.4638 | 81.3833 | 80.9629 | 83.3995 | 83.8478 | 83.0283 | 82.3736 | 81.26 | 79.4814 | 76.052 | 73.2392 | 71.7947 | 70.8947 | 3.3436 | 3.8675 | 3.6385 | 4.1899 | 4.5586 | 3.4411 | 3.7572 | 3.9552 | 4.7986 | 5.6535 | 5.8873 | 5.2883 | 4.4408 | 4.5741 | 4.6202 | 4.6859 | 4.6728 | 4.8431 | 4.4713 | 3.707 | 4.5069 | 3.9769 | 4.049 | 3.7722
Portfolio Adjusted1-in-10Size: Over 200kWSouth of Lugo2016August Monthly Peak | Portfolio Adjusted | 1-in-10 | Size: Over 200kW | South of Lugo | 2016 | August Monthly Peak | 8 | 124.1479 | 120.8516 | 116.8849 | 117.3116 | 125.7895 | 145.6155 | 174.9598 | 199.1741 | 216.4707 | 232.3907 | 245.9896 | 248.5958 | 244.0012 | 245.27 | 242.0203 | 233.117 | 221.2199 | 208.5759 | 190.9233 | 183.9645 | 176.4497 | 163.4083 | 145.494 | 135.3272 | -1.897 | -2.3009 | -1.9999 | -1.7725 | -1.7204 | -1.4702 | -2.0881 | -1.7254 | -1.8224 | -2.4172 | -2.3631 | -1.7422 | -1.6178 | 0.17796 | 4.9164 | 4.809 | 4.0574 | 3.4554 | -0.049652 | -1.1505 | -1.3237 | -1.558 | -1.5751 | -1.5763 | 71.2322 | 70.6094 | 70.0508 | 69.5371 | 69.2973 | 69.5668 | 69.7402 | 69.9061 | 72.2647 | 76.2515 | 79.6979 | 83.6159 | 85.7648 | 87.1719 | 87.5408 | 89.2278 | 91.3391 | 93.0227 | 92.7812 | 88.7944 | 82.3867 | 78.6449 | 76.6782 | 74.1722 | 3.2793 | 3.807 | 3.5884 | 4.1406 | 4.4965 | 3.4258 | 3.8026 | 3.9905 | 4.854 | 5.7932 | 6.0894 | 5.4975 | 4.633 | 4.7952 | 4.8303 | 4.8431 | 4.8041 | 4.9747 | 4.5787 | 3.8134 | 4.5522 | 3.991 | 4.013 | 3.7402
Portfolio Adjusted1-in-10Size: Over 200kWSouth of Lugo2016September Monthly Peak | Portfolio Adjusted | 1-in-10 | Size: Over 200kW | South of Lugo | 2016 | September Monthly Peak | 9 | 127.2176 | 124.1141 | 119.2694 | 119.7854 | 129.2106 | 151.1292 | 186.0671 | 214.6638 | 238.9427 | 258.4994 | 272.1088 | 273.6194 | 268.5163 | 269.6005 | 263.8704 | 251.3828 | 237.8829 | 221.8225 | 202.0101 | 196.5968 | 184.4756 | 169.0951 | 149.759 | 138.8751 | -2.1177 | -2.7427 | -2.2677 | -1.9208 | -1.7534 | -1.5797 | -2.3718 | -1.8786 | -1.4649 | -2.6216 | -2.7311 | -2.0384 | -1.6137 | 0.065906 | 5.1311 | 5.001 | 4.639 | 3.6903 | 0.27832 | -1.2398 | -1.7797 | -1.9695 | -2.0417 | -2.0573 | 76.4213 | 75.6563 | 74.763 | 73.8209 | 72.9147 | 72.6612 | 72.597 | 72.8514 | 74.921 | 78.9995 | 82.5651 | 86.846 | 89.8383 | 91.2177 | 90.9648 | 90.9607 | 90.9576 | 89.908 | 88.5262 | 84.8388 | 80.5436 | 77.377 | 75.1936 | 73.7405 | 3.4512 | 4.0155 | 3.7605 | 4.3421 | 4.7436 | 3.6516 | 4.1533 | 4.417 | 5.5027 | 6.6182 | 6.918 | 6.2143 | 5.2362 | 5.4133 | 5.4087 | 5.3637 | 5.3056 | 5.4336 | 4.9755 | 4.1853 | 4.8879 | 4.2415 | 4.2423 | 3.942
Portfolio Adjusted1-in-10Size: Over 200kWSouth of Lugo2016October Monthly Peak | Portfolio Adjusted | 1-in-10 | Size: Over 200kW | South of Lugo | 2016 | October Monthly Peak | 10 | 106.0524 | 102.5893 | 99.5262 | 100.4535 | 105.8642 | 122.2634 | 148.2915 | 167.6139 | 185.2777 | 201.915 | 212.9809 | 218.4088 | 219.5687 | 222.1787 | 217.8596 | 207.2885 | 195.8969 | 190.4095 | 176.4364 | 166.5074 | 154.8427 | 142.1929 | 125.784 | 117.1655 | -1.5154 | -1.7255 | -1.5655 | -1.4502 | -1.456 | -1.2028 | -1.6825 | -1.4412 | -1.8674 | -2.1383 | -1.9794 | -1.4607 | -1.5547 | 0.23875 | 4.5629 | 4.3868 | 3.4281 | 3.1448 | -0.25552 | -1.035 | -0.92065 | -1.1378 | -1.1056 | -1.0957 | 71.3395 | 70.3739 | 69.3089 | 68.1995 | 67.0541 | 66.7658 | 66.7944 | 66.7193 | 67.8811 | 70.9445 | 75.3227 | 80.1532 | 84.3474 | 86.6593 | 87.0139 | 86.8511 | 86.3576 | 85.3347 | 82.6698 | 78.527 | 74.7156 | 72.5587 | 71.0352 | 69.9015 | 2.7943 | 3.2237 | 3.0478 | 3.5367 | 3.7748 | 2.8692 | 3.2149 | 3.3497 | 4.1442 | 5.0209 | 5.2591 | 4.8178 | 4.1586 | 4.3329 | 4.3372 | 4.2957 | 4.2436 | 4.5301 | 4.2207 | 3.4429 | 3.9848 | 3.4641 | 3.4607 | 3.2302
Portfolio Adjusted1-in-10Size: Over 200kWSouth of Lugo2016November Monthly Peak | Portfolio Adjusted | 1-in-10 | Size: Over 200kW | South of Lugo | 2016 | November Monthly Peak | 11 | 107.397 | 102.7451 | 99.4672 | 101.4864 | 107.2215 | 124.3225 | 148.1958 | 168.9224 | 189.5401 | 205.8193 | 217.3148 | 221.7471 | 221.4364 | 223.0693 | 219.1499 | 208.7477 | 197.7437 | 190.8389 | 176.1109 | 166.1366 | 154.6292 | 142.569 | 124.8939 | 115.9723 | -1.4892 | -1.6308 | -1.506 | -1.436 | -1.4782 | -1.2094 | -1.6442 | -1.4478 | -2.0446 | -2.1962 | -1.9908 | -1.4527 | -1.6105 | 0.27293 | 4.6488 | 4.4651 | 3.3894 | 3.1478 | -0.34432 | -1.0301 | -0.81671 | -1.0476 | -0.98929 | -0.97092 | 69.0779 | 67.2586 | 66.6372 | 64.9934 | 64.1362 | 63.0818 | 62.6457 | 63.2681 | 66.0633 | 71.8035 | 78.4727 | 83.7315 | 86.0957 | 87.6819 | 88.2549 | 86.8732 | 84.6335 | 82.1006 | 79.7539 | 77.0038 | 75.056 | 73.2487 | 71.0994 | 69.5642 | 2.8393 | 3.2395 | 3.0563 | 3.5851 | 3.8361 | 2.9274 | 3.2237 | 3.3873 | 4.2539 | 5.1353 | 5.3843 | 4.908 | 4.2082 | 4.365 | 4.3777 | 4.3406 | 4.2981 | 4.5557 | 4.2272 | 3.4468 | 3.9928 | 3.4851 | 3.4478 | 3.2081
Portfolio Adjusted1-in-10Size: Over 200kWSouth of Lugo2016December Monthly Peak | Portfolio Adjusted | 1-in-10 | Size: Over 200kW | South of Lugo | 2016 | December Monthly Peak | 12 | 100.7859 | 98.064 | 95.4987 | 96.5696 | 101.7784 | 115.0787 | 138.5357 | 154.6408 | 166.5816 | 174.0448 | 176.2868 | 175.3703 | 171.7529 | 169.6139 | 165.7567 | 158.0847 | 154.4773 | 154.1559 | 146.9622 | 142.5489 | 135.1669 | 127.7857 | 112.8271 | 106.4466 | -1.131 | -0.9758 | -1.0942 | -1.1932 | -1.424 | -1.0401 | -1.3193 | -1.2989 | -2.5346 | -1.9447 | -1.468 | -0.99901 | -1.4555 | 0.36546 | 3.7949 | 3.6064 | 2.3009 | 2.522 | -0.75318 | -0.86943 | -0.15273 | -0.41649 | -0.28078 | -0.23902 | 48.0563 | 47.0273 | 46.785 | 47.2251 | 47.791 | 47.2914 | 48.4682 | 48.7361 | 49.5453 | 50.6682 | 51.6613 | 53.181 | 54.8783 | 54.4302 | 54.2406 | 53.8779 | 53.293 | 51.9845 | 50.8356 | 48.9756 | 46.6757 | 46.994 | 46.9601 | 46.1252 | 2.8729 | 3.3337 | 3.1638 | 3.6782 | 3.9262 | 2.9217 | 3.2493 | 3.3434 | 4.031 | 4.6821 | 4.7093 | 4.1851 | 3.5192 | 3.5785 | 3.57 | 3.5442 | 3.6202 | 3.9678 | 3.8034 | 3.1887 | 3.7632 | 3.368 | 3.3583 | 3.1749
Portfolio Adjusted1-in-10Size: Over 200kWSouth of Lugo2016Typical Event Day | Portfolio Adjusted | 1-in-10 | Size: Over 200kW | South of Lugo | 2016 | Typical Event Day | 8 | 123.4739 | 120.28 | 116.369 | 116.8057 | 125.2406 | 144.8899 | 173.6567 | 197.0501 | 213.5104 | 228.9552 | 242.256 | 244.8718 | 240.2346 | 241.5244 | 238.3572 | 229.627 | 217.9671 | 205.6423 | 188.5774 | 181.8274 | 174.7179 | 161.9881 | 144.4825 | 134.4394 | -1.8245 | -2.1544 | -1.9095 | -1.7249 | -1.7177 | -1.4438 | -2.0207 | -1.7005 | -1.9775 | -2.4034 | -2.2888 | -1.6763 | -1.6478 | 0.21805 | 4.9183 | 4.7992 | 3.9046 | 3.4015 | -0.16282 | -1.1337 | -1.1727 | -1.4184 | -1.4148 | -1.4092 | 70.9143 | 70.1258 | 69.5957 | 69.0387 | 68.3221 | 67.9861 | 67.9929 | 68.7659 | 71.2167 | 75.2215 | 79.2699 | 83.1798 | 84.7504 | 85.4066 | 86.1738 | 86.7759 | 87.3969 | 87.1311 | 86.4352 | 83.1122 | 78.4572 | 75.189 | 73.2592 | 71.8259 | 3.2514 | 3.7773 | 3.5614 | 4.1099 | 4.463 | 3.3982 | 3.7626 | 3.9357 | 4.7728 | 5.6899 | 5.9784 | 5.3983 | 4.5473 | 4.7074 | 4.7424 | 4.7558 | 4.7188 | 4.8896 | 4.5085 | 3.7574 | 4.4936 | 3.944 | 3.9728 | 3.7042
Portfolio Adjusted1-in-10Size: Over 200kWSouth of Lugo2017January Monthly Peak | Portfolio Adjusted | 1-in-10 | Size: Over 200kW | South of Lugo | 2017 | January Monthly Peak | 1 | 103.4846 | 100.6399 | 97.8777 | 98.3778 | 104.4037 | 119.179 | 146.4722 | 164.4789 | 176.7052 | 185.1309 | 187.7726 | 187.4985 | 184.802 | 184.6732 | 180.1376 | 170.8645 | 165.4126 | 165.2393 | 157.6092 | 153.5123 | 145.2525 | 134.7031 | 118.4422 | 111.1559 | -1.1613 | -1.0014 | -1.1214 | -1.2156 | -1.4607 | -1.0771 | -1.3949 | -1.3815 | -2.6886 | -2.0685 | -1.5637 | -1.0681 | -1.566 | 0.3979 | 4.1241 | 3.8979 | 2.4638 | 2.7033 | -0.80774 | -0.9363 | -0.16412 | -0.43904 | -0.29475 | -0.2496 | 48.7341 | 47.8958 | 47.0112 | 46.8227 | 46.2152 | 46.2848 | 46.0395 | 45.839 | 45.8049 | 48.7533 | 51.8339 | 53.2236 | 54.8112 | 55.7264 | 55.5974 | 54.5519 | 52.9408 | 51.6869 | 50.1383 | 48.0373 | 46.7665 | 45.8824 | 45.7735 | 45.35 | 2.9498 | 3.4212 | 3.2427 | 3.7471 | 4.0274 | 3.0258 | 3.4354 | 3.5561 | 4.2759 | 4.9803 | 5.0162 | 4.4745 | 3.7866 | 3.8963 | 3.8798 | 3.8307 | 3.8765 | 4.253 | 4.0789 | 3.434 | 4.044 | 3.5503 | 3.5254 | 3.3153
Portfolio Adjusted1-in-10Size: Over 200kWSouth of Lugo2017February Monthly Peak | Portfolio Adjusted | 1-in-10 | Size: Over 200kW | South of Lugo | 2017 | February Monthly Peak | 2 | 102.2829 | 99.5263 | 96.8267 | 97.5369 | 103.1642 | 118.0176 | 142.8491 | 158.6433 | 170.3087 | 180.5321 | 185.6541 | 187.7689 | 186.5227 | 187.5966 | 183.427 | 174.1988 | 167.0887 | 165.7911 | 157.5133 | 151.7071 | 143.4012 | 133.0302 | 118.08 | 110.6588 | -1.1478 | -0.99035 | -1.1094 | -1.2052 | -1.4434 | -1.0666 | -1.3604 | -1.3325 | -2.5913 | -2.0172 | -1.546 | -1.0696 | -1.5806 | 0.4042 | 4.1994 | 3.974 | 2.4887 | 2.7124 | -0.80725 | -0.92529 | -0.16203 | -0.43358 | -0.29385 | -0.24848 | 54.5534 | 53.4618 | 52.3303 | 51.5464 | 51.9643 | 51.2168 | 48.0913 | 51.3293 | 53.6367 | 56.1918 | 58.7244 | 59.1867 | 60.382 | 62.024 | 63.0607 | 63.5434 | 62.6188 | 61.9097 | 60.5613 | 58.8968 | 57.4293 | 56.0513 | 55.6476 | 54.4079 | 2.9156 | 3.3834 | 3.2078 | 3.7151 | 3.9796 | 2.9963 | 3.3504 | 3.43 | 4.1212 | 4.8566 | 4.9596 | 4.481 | 3.8219 | 3.9579 | 3.9506 | 3.9055 | 3.9158 | 4.2672 | 4.0765 | 3.3936 | 3.9924 | 3.5062 | 3.5146 | 3.3005
Portfolio Adjusted1-in-10Size: Over 200kWSouth of Lugo2017March Monthly Peak | Portfolio Adjusted | 1-in-10 | Size: Over 200kW | South of Lugo | 2017 | March Monthly Peak | 3 | 110.0646 | 106.9441 | 102.1464 | 102.7196 | 108.4633 | 124.1384 | 148.076 | 167.8638 | 183.4727 | 195.7288 | 203.5989 | 207.2408 | 205.8265 | 208.1738 | 206.1462 | 198.3259 | 189.6196 | 179.3873 | 165.275 | 163.2297 | 156.0827 | 145.4287 | 128.964 | 118.8226 | -1.2352 | -1.0642 | -1.1703 | -1.2692 | -1.5175 | -1.1219 | -1.4102 | -1.4099 | -2.7916 | -2.187 | -1.6955 | -1.1806 | -1.7442 | 0.44854 | 4.7195 | 4.5244 | 2.8243 | 2.9348 | -0.84703 | -0.99557 | -0.17636 | -0.47399 | -0.32094 | -0.26681 | 61.6592 | 60.0844 | 59.0118 | 57.8054 | 56.8213 | 55.8581 | 55.185 | 54.8213 | 56.356 | 59.935 | 64.0569 | 68.5825 | 72.9245 | 74.4727 | 75.2828 | 75.0398 | 73.8807 | 72.1759 | 71.092 | 69.4977 | 66.8483 | 64.3712 | 61.9911 | 60.0774 | 3.1374 | 3.6356 | 3.3841 | 3.9125 | 4.184 | 3.1517 | 3.473 | 3.6293 | 4.4397 | 5.2654 | 5.439 | 4.9456 | 4.2174 | 4.3921 | 4.4399 | 4.4464 | 4.4438 | 4.6172 | 4.2773 | 3.6513 | 4.3455 | 3.833 | 3.8386 | 3.544
Portfolio Adjusted1-in-10Size: Over 200kWSouth of Lugo2017April Monthly Peak | Portfolio Adjusted | 1-in-10 | Size: Over 200kW | South of Lugo | 2017 | April Monthly Peak | 4 | 113.3655 | 109.6913 | 104.6006 | 105.2315 | 111.0073 | 127.7652 | 153.7375 | 177.1309 | 197.3513 | 213.4013 | 224.4007 | 229.3096 | 228.9503 | 231.84 | 229.5303 | 220.7159 | 209.6946 | 196.9602 | 179.0294 | 174.8081 | 165.2496 | 152.8602 | 134.7169 | 123.7722 | -1.5924 | -1.7854 | -1.61 | -1.5019 | -1.5288 | -1.2489 | -1.7222 | -1.5202 | -2.0691 | -2.2698 | -2.0685 | -1.5156 | -1.6463 | 0.2689 | 4.8427 | 4.6997 | 3.6264 | 3.2506 | -0.31124 | -1.085 | -0.9197 | -1.1659 | -1.1171 | -1.088 | 70.8429 | 69.745 | 68.1534 | 66.5131 | 65.11 | 64.2412 | 63.7809 | 63.8764 | 66.561 | 72.1406 | 77.2151 | 82.3949 | 85.7239 | 87.2719 | 86.3088 | 86.0992 | 86.1572 | 86.0162 | 84.5797 | 80.4234 | 75.5045 | 71.171 | 68.7752 | 67.5608 | 2.9918 | 3.4524 | 3.2084 | 3.7109 | 3.9646 | 3.0032 | 3.3384 | 3.5457 | 4.4214 | 5.3151 | 5.5501 | 5.0664 | 4.3433 | 4.5286 | 4.5769 | 4.5814 | 4.5498 | 4.6935 | 4.2897 | 3.6203 | 4.2595 | 3.73 | 3.7125 | 3.4178
Portfolio Adjusted1-in-10Size: Over 200kWSouth of Lugo2017May Monthly Peak | Portfolio Adjusted | 1-in-10 | Size: Over 200kW | South of Lugo | 2017 | May Monthly Peak | 5 | 120.5185 | 117.2707 | 111.6894 | 112.2092 | 118.9076 | 136.384 | 162.8696 | 192.2246 | 216.3275 | 235.1475 | 246.76 | 249.565 | 246.6105 | 248.0586 | 245.0407 | 234.792 | 221.9949 | 207.265 | 188.5507 | 180.2746 | 172.9892 | 159.8234 | 142.3982 | 131.7771 | -1.7929 | -2.1267 | -1.8482 | -1.6647 | -1.63 | -1.3626 | -1.9048 | -1.6601 | -1.9674 | -2.4639 | -2.3391 | -1.7164 | -1.6803 | 0.21523 | 5.0406 | 4.8945 | 3.9955 | 3.4294 | -0.14023 | -1.1247 | -1.1882 | -1.4241 | -1.4236 | -1.4118 | 71.2617 | 69.8451 | 68.4253 | 68.0608 | 67.7896 | 67.5107 | 67.4623 | 67.6051 | 70.9452 | 76.4609 | 81.1291 | 84.396 | 86.1283 | 86.7273 | 87.4874 | 87.5875 | 87.4131 | 86.3568 | 86.0944 | 83.5497 | 79.1568 | 74.2915 | 71.532 | 69.1795 | 3.1746 | 3.684 | 3.4193 | 3.9494 | 4.2387 | 3.1997 | 3.53 | 3.8405 | 4.8373 | 5.8456 | 6.0915 | 5.5035 | 4.6695 | 4.8362 | 4.877 | 4.8643 | 4.8075 | 4.9297 | 4.5093 | 3.7265 | 4.4505 | 3.8926 | 3.9167 | 3.632
Portfolio Adjusted1-in-10Size: Over 200kWSouth of Lugo2017June Monthly Peak | Portfolio Adjusted | 1-in-10 | Size: Over 200kW | South of Lugo | 2017 | June Monthly Peak | 6 | 124.6842 | 120.6112 | 115.6698 | 115.5744 | 123.5304 | 141.738 | 165.5264 | 190.2365 | 209.1892 | 223.7629 | 232.9309 | 234.9236 | 229.764 | 231.0535 | 229.1829 | 220.9179 | 210.5641 | 198.7634 | 182.649 | 175.7698 | 171.0394 | 159.7793 | 144.8207 | 134.3871 | -1.6213 | -1.6812 | -1.6122 | -1.5677 | -1.7113 | -1.3468 | -1.7515 | -1.6198 | -2.5589 | -2.4244 | -2.0705 | -1.4735 | -1.7611 | 0.35292 | 4.9874 | 4.8281 | 3.4548 | 3.2698 | -0.5461 | -1.084 | -0.67158 | -0.96081 | -0.89031 | -0.85632 | 65.62 | 65.1576 | 65.1729 | 64.8461 | 63.4476 | 62.4171 | 61.9901 | 63.7479 | 66.7411 | 70.6493 | 75.247 | 79.7934 | 82.0151 | 82.274 | 82.7901 | 83.0673 | 84.2625 | 83.2201 | 83.1734 | 79.3343 | 74.8467 | 71.495 | 69.3703 | 68.496 | 3.3458 | 3.8599 | 3.6075 | 4.1441 | 4.486 | 3.3876 | 3.6548 | 3.872 | 4.7653 | 5.6668 | 5.8578 | 5.2777 | 4.432 | 4.5891 | 4.6468 | 4.6626 | 4.6454 | 4.8161 | 4.4499 | 3.7014 | 4.4828 | 3.9644 | 4.0579 | 3.7733
Portfolio Adjusted1-in-10Size: Over 200kWSouth of Lugo2017July Monthly Peak | Portfolio Adjusted | 1-in-10 | Size: Over 200kW | South of Lugo | 2017 | July Monthly Peak | 7 | 126.8188 | 123.001 | 118.7422 | 118.9317 | 127.7648 | 146.5388 | 173.1953 | 197.7868 | 214.401 | 227.2133 | 238.2682 | 239.588 | 234.3208 | 234.3974 | 231.9302 | 225.9747 | 215.574 | 203.4382 | 186.7914 | 179.1708 | 175.0207 | 163.1364 | 147.0732 | 136.7413 | -1.798 | -2.0382 | -1.8494 | -1.708 | -1.7583 | -1.4374 | -1.9536 | -1.6992 | -2.2008 | -2.411 | -2.2061 | -1.5937 | -1.671 | 0.26105 | 4.874 | 4.7957 | 3.7521 | 3.3589 | -0.29539 | -1.113 | -1.0101 | -1.2774 | -1.2592 | -1.2436 | 70.3835 | 69.0799 | 68.3959 | 67.9509 | 67.6286 | 67.2993 | 67.6444 | 68.5582 | 70.94 | 74.9856 | 79.5697 | 82.4638 | 81.3833 | 80.9629 | 83.3995 | 83.8478 | 83.0283 | 82.3736 | 81.26 | 79.4814 | 76.052 | 73.2392 | 71.7947 | 70.8947 | 3.3436 | 3.8675 | 3.6385 | 4.1899 | 4.5586 | 3.4411 | 3.7572 | 3.9552 | 4.7986 | 5.6535 | 5.8873 | 5.2883 | 4.4408 | 4.5741 | 4.6202 | 4.6859 | 4.6728 | 4.8431 | 4.4713 | 3.707 | 4.5069 | 3.9769 | 4.049 | 3.7722
Portfolio Adjusted1-in-10Size: Over 200kWSouth of Lugo2017August Monthly Peak | Portfolio Adjusted | 1-in-10 | Size: Over 200kW | South of Lugo | 2017 | August Monthly Peak | 8 | 124.1479 | 120.8516 | 116.8849 | 117.3116 | 125.7895 | 145.6155 | 174.9598 | 199.1741 | 216.4707 | 232.3907 | 245.9896 | 248.5958 | 244.0012 | 245.27 | 242.0203 | 233.117 | 221.2199 | 208.5759 | 190.9233 | 183.9645 | 176.4497 | 163.4083 | 145.494 | 135.3272 | -1.897 | -2.3009 | -1.9999 | -1.7725 | -1.7204 | -1.4702 | -2.0881 | -1.7254 | -1.8224 | -2.4172 | -2.3631 | -1.7422 | -1.6178 | 0.17796 | 4.9164 | 4.809 | 4.0574 | 3.4554 | -0.049652 | -1.1505 | -1.3237 | -1.558 | -1.5751 | -1.5763 | 71.2322 | 70.6094 | 70.0508 | 69.5371 | 69.2973 | 69.5668 | 69.7402 | 69.9061 | 72.2647 | 76.2515 | 79.6979 | 83.6159 | 85.7648 | 87.1719 | 87.5408 | 89.2278 | 91.3391 | 93.0227 | 92.7812 | 88.7944 | 82.3867 | 78.6449 | 76.6782 | 74.1722 | 3.2793 | 3.807 | 3.5884 | 4.1406 | 4.4965 | 3.4258 | 3.8026 | 3.9905 | 4.854 | 5.7932 | 6.0894 | 5.4975 | 4.633 | 4.7952 | 4.8303 | 4.8431 | 4.8041 | 4.9747 | 4.5787 | 3.8134 | 4.5522 | 3.991 | 4.013 | 3.7402
Portfolio Adjusted1-in-10Size: Over 200kWSouth of Lugo2017September Monthly Peak | Portfolio Adjusted | 1-in-10 | Size: Over 200kW | South of Lugo | 2017 | September Monthly Peak | 9 | 127.2176 | 124.1141 | 119.2694 | 119.7854 | 129.2106 | 151.1292 | 186.0671 | 214.6639 | 238.9427 | 258.4994 | 272.1088 | 273.6194 | 268.5163 | 269.6005 | 263.8704 | 251.3828 | 237.8829 | 221.8225 | 202.0101 | 196.5968 | 184.4756 | 169.0951 | 149.759 | 138.8751 | -2.1177 | -2.7427 | -2.2677 | -1.9208 | -1.7534 | -1.5797 | -2.3718 | -1.8786 | -1.4649 | -2.6216 | -2.7311 | -2.0384 | -1.6137 | 0.065906 | 5.1311 | 5.001 | 4.639 | 3.6903 | 0.27832 | -1.2398 | -1.7797 | -1.9695 | -2.0417 | -2.0573 | 76.4213 | 75.6563 | 74.763 | 73.8208 | 72.9147 | 72.6612 | 72.597 | 72.8514 | 74.921 | 78.9995 | 82.5651 | 86.846 | 89.8383 | 91.2177 | 90.9648 | 90.9607 | 90.9576 | 89.908 | 88.5262 | 84.8388 | 80.5436 | 77.377 | 75.1936 | 73.7405 | 3.4512 | 4.0155 | 3.7605 | 4.3421 | 4.7436 | 3.6516 | 4.1533 | 4.417 | 5.5027 | 6.6182 | 6.918 | 6.2143 | 5.2362 | 5.4133 | 5.4087 | 5.3637 | 5.3056 | 5.4336 | 4.9755 | 4.1853 | 4.8879 | 4.2415 | 4.2423 | 3.942
Portfolio Adjusted1-in-10Size: Over 200kWSouth of Lugo2017October Monthly Peak | Portfolio Adjusted | 1-in-10 | Size: Over 200kW | South of Lugo | 2017 | October Monthly Peak | 10 | 106.0524 | 102.5893 | 99.5262 | 100.4535 | 105.8642 | 122.2634 | 148.2915 | 167.6139 | 185.2777 | 201.915 | 212.9809 | 218.4088 | 219.5687 | 222.1787 | 217.8596 | 207.2885 | 195.8969 | 190.4095 | 176.4364 | 166.5074 | 154.8427 | 142.1929 | 125.784 | 117.1655 | -1.5154 | -1.7255 | -1.5655 | -1.4502 | -1.456 | -1.2028 | -1.6825 | -1.4412 | -1.8674 | -2.1383 | -1.9794 | -1.4607 | -1.5547 | 0.23875 | 4.5629 | 4.3868 | 3.4281 | 3.1448 | -0.25552 | -1.035 | -0.92065 | -1.1378 | -1.1056 | -1.0957 | 71.3395 | 70.3739 | 69.3089 | 68.1995 | 67.0541 | 66.7658 | 66.7944 | 66.7193 | 67.8811 | 70.9445 | 75.3227 | 80.1532 | 84.3474 | 86.6593 | 87.0139 | 86.8511 | 86.3576 | 85.3347 | 82.6698 | 78.527 | 74.7156 | 72.5587 | 71.0352 | 69.9015 | 2.7943 | 3.2237 | 3.0478 | 3.5367 | 3.7748 | 2.8692 | 3.2149 | 3.3497 | 4.1442 | 5.0209 | 5.2591 | 4.8178 | 4.1586 | 4.3329 | 4.3372 | 4.2957 | 4.2436 | 4.5301 | 4.2207 | 3.4429 | 3.9848 | 3.4641 | 3.4607 | 3.2302
Portfolio Adjusted1-in-10Size: Over 200kWSouth of Lugo2017November Monthly Peak | Portfolio Adjusted | 1-in-10 | Size: Over 200kW | South of Lugo | 2017 | November Monthly Peak | 11 | 107.397 | 102.7451 | 99.4672 | 101.4864 | 107.2215 | 124.3225 | 148.1958 | 168.9224 | 189.5401 | 205.8193 | 217.3148 | 221.7471 | 221.4364 | 223.0693 | 219.1499 | 208.7477 | 197.7437 | 190.8388 | 176.1109 | 166.1366 | 154.6292 | 142.569 | 124.8939 | 115.9723 | -1.4892 | -1.6308 | -1.506 | -1.436 | -1.4782 | -1.2094 | -1.6442 | -1.4478 | -2.0446 | -2.1962 | -1.9908 | -1.4527 | -1.6105 | 0.27293 | 4.6488 | 4.4651 | 3.3894 | 3.1478 | -0.34432 | -1.0301 | -0.81671 | -1.0476 | -0.98929 | -0.97092 | 69.0779 | 67.2586 | 66.6372 | 64.9934 | 64.1362 | 63.0818 | 62.6457 | 63.2681 | 66.0633 | 71.8035 | 78.4727 | 83.7315 | 86.0957 | 87.6819 | 88.2549 | 86.8732 | 84.6335 | 82.1006 | 79.7539 | 77.0038 | 75.056 | 73.2487 | 71.0994 | 69.5641 | 2.8393 | 3.2395 | 3.0563 | 3.5851 | 3.8361 | 2.9274 | 3.2237 | 3.3873 | 4.2539 | 5.1353 | 5.3843 | 4.908 | 4.2082 | 4.365 | 4.3777 | 4.3406 | 4.2981 | 4.5557 | 4.2272 | 3.4468 | 3.9928 | 3.4851 | 3.4478 | 3.2081
Portfolio Adjusted1-in-10Size: Over 200kWSouth of Lugo2017December Monthly Peak | Portfolio Adjusted | 1-in-10 | Size: Over 200kW | South of Lugo | 2017 | December Monthly Peak | 12 | 100.7859 | 98.064 | 95.4987 | 96.5696 | 101.7784 | 115.0787 | 138.5357 | 154.6408 | 166.5816 | 174.0448 | 176.2868 | 175.3703 | 171.7529 | 169.6139 | 165.7567 | 158.0847 | 154.4773 | 154.1559 | 146.9622 | 142.5489 | 135.1669 | 127.7857 | 112.8271 | 106.4466 | -1.131 | -0.9758 | -1.0942 | -1.1932 | -1.424 | -1.0401 | -1.3193 | -1.2989 | -2.5346 | -1.9447 | -1.468 | -0.99901 | -1.4555 | 0.36546 | 3.7949 | 3.6064 | 2.3009 | 2.522 | -0.75318 | -0.86943 | -0.15273 | -0.41649 | -0.28078 | -0.23902 | 48.0563 | 47.0273 | 46.785 | 47.2251 | 47.791 | 47.2914 | 48.4682 | 48.7361 | 49.5453 | 50.6682 | 51.6613 | 53.181 | 54.8783 | 54.4302 | 54.2406 | 53.8779 | 53.293 | 51.9845 | 50.8356 | 48.9756 | 46.6757 | 46.994 | 46.9601 | 46.1252 | 2.8729 | 3.3337 | 3.1638 | 3.6782 | 3.9262 | 2.9217 | 3.2493 | 3.3434 | 4.031 | 4.6821 | 4.7093 | 4.1851 | 3.5192 | 3.5785 | 3.57 | 3.5442 | 3.6202 | 3.9678 | 3.8034 | 3.1887 | 3.7632 | 3.368 | 3.3583 | 3.1749
Portfolio Adjusted1-in-10Size: Over 200kWSouth of Lugo2017Typical Event Day | Portfolio Adjusted | 1-in-10 | Size: Over 200kW | South of Lugo | 2017 | Typical Event Day | 8 | 123.4739 | 120.28 | 116.369 | 116.8057 | 125.2406 | 144.8899 | 173.6567 | 197.0501 | 213.5104 | 228.9552 | 242.256 | 244.8718 | 240.2346 | 241.5244 | 238.3572 | 229.627 | 217.9671 | 205.6423 | 188.5774 | 181.8274 | 174.7179 | 161.9881 | 144.4825 | 134.4394 | -1.8245 | -2.1544 | -1.9095 | -1.7249 | -1.7177 | -1.4438 | -2.0207 | -1.7005 | -1.9775 | -2.4034 | -2.2888 | -1.6763 | -1.6478 | 0.21805 | 4.9183 | 4.7992 | 3.9046 | 3.4015 | -0.16282 | -1.1337 | -1.1727 | -1.4184 | -1.4148 | -1.4092 | 70.9143 | 70.1258 | 69.5957 | 69.0387 | 68.322 | 67.9861 | 67.9929 | 68.7659 | 71.2167 | 75.2215 | 79.2699 | 83.1798 | 84.7504 | 85.4066 | 86.1738 | 86.7759 | 87.3969 | 87.1311 | 86.4352 | 83.1122 | 78.4572 | 75.189 | 73.2592 | 71.8259 | 3.2514 | 3.7773 | 3.5614 | 4.1099 | 4.463 | 3.3982 | 3.7626 | 3.9357 | 4.7728 | 5.6899 | 5.9784 | 5.3983 | 4.5473 | 4.7074 | 4.7424 | 4.7558 | 4.7188 | 4.8896 | 4.5085 | 3.7574 | 4.4936 | 3.944 | 3.9728 | 3.7042
Portfolio Adjusted1-in-10Size: Over 200kWSouth of Lugo2018January Monthly Peak | Portfolio Adjusted | 1-in-10 | Size: Over 200kW | South of Lugo | 2018 | January Monthly Peak | 1 | 103.4846 | 100.6399 | 97.8777 | 98.3778 | 104.4037 | 119.179 | 146.4722 | 164.4789 | 176.7052 | 185.1309 | 187.7726 | 187.4985 | 184.802 | 184.6732 | 180.1376 | 170.8645 | 165.4125 | 165.2393 | 157.6092 | 153.5123 | 145.2525 | 134.7031 | 118.4422 | 111.1559 | -1.1613 | -1.0014 | -1.1214 | -1.2156 | -1.4607 | -1.0771 | -1.3949 | -1.3815 | -2.6886 | -2.0685 | -1.5637 | -1.0681 | -1.566 | 0.3979 | 4.1241 | 3.8979 | 2.4638 | 2.7033 | -0.80774 | -0.9363 | -0.16412 | -0.43904 | -0.29475 | -0.2496 | 48.7341 | 47.8958 | 47.0112 | 46.8227 | 46.2152 | 46.2848 | 46.0395 | 45.839 | 45.8049 | 48.7533 | 51.8339 | 53.2236 | 54.8112 | 55.7264 | 55.5974 | 54.5519 | 52.9408 | 51.6869 | 50.1383 | 48.0373 | 46.7665 | 45.8824 | 45.7735 | 45.35 | 2.9498 | 3.4212 | 3.2427 | 3.7471 | 4.0274 | 3.0258 | 3.4354 | 3.5561 | 4.2759 | 4.9803 | 5.0162 | 4.4745 | 3.7866 | 3.8963 | 3.8798 | 3.8307 | 3.8765 | 4.253 | 4.0789 | 3.434 | 4.044 | 3.5503 | 3.5254 | 3.3153
Portfolio Adjusted1-in-10Size: Over 200kWSouth of Lugo2018February Monthly Peak | Portfolio Adjusted | 1-in-10 | Size: Over 200kW | South of Lugo | 2018 | February Monthly Peak | 2 | 102.2829 | 99.5263 | 96.8267 | 97.5369 | 103.1642 | 118.0176 | 142.8491 | 158.6433 | 170.3087 | 180.5321 | 185.6541 | 187.7689 | 186.5227 | 187.5966 | 183.427 | 174.1988 | 167.0887 | 165.7911 | 157.5133 | 151.7071 | 143.4012 | 133.0302 | 118.08 | 110.6588 | -1.1478 | -0.99035 | -1.1094 | -1.2052 | -1.4434 | -1.0666 | -1.3604 | -1.3325 | -2.5913 | -2.0172 | -1.546 | -1.0696 | -1.5806 | 0.4042 | 4.1994 | 3.974 | 2.4887 | 2.7124 | -0.80725 | -0.92529 | -0.16203 | -0.43358 | -0.29385 | -0.24848 | 54.5534 | 53.4618 | 52.3303 | 51.5464 | 51.9643 | 51.2168 | 48.0913 | 51.3293 | 53.6367 | 56.1918 | 58.7244 | 59.1867 | 60.382 | 62.0241 | 63.0607 | 63.5434 | 62.6188 | 61.9097 | 60.5613 | 58.8968 | 57.4293 | 56.0513 | 55.6476 | 54.4079 | 2.9156 | 3.3834 | 3.2078 | 3.7151 | 3.9796 | 2.9963 | 3.3504 | 3.43 | 4.1212 | 4.8566 | 4.9596 | 4.481 | 3.8219 | 3.9579 | 3.9506 | 3.9055 | 3.9158 | 4.2672 | 4.0765 | 3.3936 | 3.9924 | 3.5062 | 3.5146 | 3.3005
Portfolio Adjusted1-in-10Size: Over 200kWSouth of Lugo2018March Monthly Peak | Portfolio Adjusted | 1-in-10 | Size: Over 200kW | South of Lugo | 2018 | March Monthly Peak | 3 | 110.0646 | 106.9441 | 102.1464 | 102.7196 | 108.4633 | 124.1384 | 148.076 | 167.8638 | 183.4727 | 195.7288 | 203.5989 | 207.2408 | 205.8265 | 208.1738 | 206.1462 | 198.3259 | 189.6196 | 179.3873 | 165.275 | 163.2298 | 156.0827 | 145.4287 | 128.964 | 118.8226 | -1.2352 | -1.0642 | -1.1703 | -1.2692 | -1.5175 | -1.1219 | -1.4102 | -1.4099 | -2.7916 | -2.187 | -1.6955 | -1.1806 | -1.7442 | 0.44854 | 4.7195 | 4.5244 | 2.8243 | 2.9348 | -0.84703 | -0.99557 | -0.17636 | -0.47399 | -0.32094 | -0.26681 | 61.6592 | 60.0844 | 59.0118 | 57.8054 | 56.8213 | 55.8581 | 55.185 | 54.8213 | 56.356 | 59.935 | 64.0569 | 68.5825 | 72.9245 | 74.4727 | 75.2828 | 75.0398 | 73.8807 | 72.1759 | 71.0921 | 69.4977 | 66.8483 | 64.3712 | 61.9911 | 60.0774 | 3.1374 | 3.6356 | 3.3841 | 3.9125 | 4.184 | 3.1517 | 3.473 | 3.6293 | 4.4397 | 5.2654 | 5.439 | 4.9456 | 4.2174 | 4.3921 | 4.4399 | 4.4464 | 4.4438 | 4.6172 | 4.2773 | 3.6513 | 4.3455 | 3.833 | 3.8386 | 3.544
Portfolio Adjusted1-in-10Size: Over 200kWSouth of Lugo2018April Monthly Peak | Portfolio Adjusted | 1-in-10 | Size: Over 200kW | South of Lugo | 2018 | April Monthly Peak | 4 | 113.3655 | 109.6913 | 104.6006 | 105.2315 | 111.0073 | 127.7652 | 153.7375 | 177.1309 | 197.3513 | 213.4013 | 224.4007 | 229.3096 | 228.9503 | 231.84 | 229.5303 | 220.7159 | 209.6946 | 196.9602 | 179.0294 | 174.8081 | 165.2497 | 152.8602 | 134.7169 | 123.7722 | -1.5924 | -1.7854 | -1.61 | -1.5019 | -1.5288 | -1.2489 | -1.7222 | -1.5202 | -2.0691 | -2.2698 | -2.0685 | -1.5156 | -1.6463 | 0.2689 | 4.8427 | 4.6997 | 3.6264 | 3.2506 | -0.31124 | -1.085 | -0.9197 | -1.1659 | -1.1171 | -1.088 | 70.8429 | 69.745 | 68.1534 | 66.5131 | 65.11 | 64.2412 | 63.7809 | 63.8764 | 66.561 | 72.1405 | 77.2151 | 82.3949 | 85.7239 | 87.2719 | 86.3088 | 86.0992 | 86.1572 | 86.0162 | 84.5797 | 80.4234 | 75.5045 | 71.171 | 68.7752 | 67.5608 | 2.9918 | 3.4524 | 3.2084 | 3.7109 | 3.9646 | 3.0032 | 3.3384 | 3.5457 | 4.4214 | 5.3151 | 5.5501 | 5.0664 | 4.3433 | 4.5286 | 4.5769 | 4.5814 | 4.5498 | 4.6935 | 4.2897 | 3.6203 | 4.2595 | 3.73 | 3.7125 | 3.4178
Portfolio Adjusted1-in-10Size: Over 200kWSouth of Lugo2018May Monthly Peak | Portfolio Adjusted | 1-in-10 | Size: Over 200kW | South of Lugo | 2018 | May Monthly Peak | 5 | 120.5186 | 117.2707 | 111.6894 | 112.2092 | 118.9076 | 136.384 | 162.8696 | 192.2246 | 216.3275 | 235.1475 | 246.7599 | 249.565 | 246.6105 | 248.0586 | 245.0407 | 234.792 | 221.9949 | 207.265 | 188.5507 | 180.2746 | 172.9892 | 159.8234 | 142.3982 | 131.7771 | -1.7929 | -2.1267 | -1.8482 | -1.6647 | -1.63 | -1.3626 | -1.9048 | -1.6601 | -1.9674 | -2.4639 | -2.3391 | -1.7164 | -1.6803 | 0.21523 | 5.0406 | 4.8945 | 3.9955 | 3.4294 | -0.14023 | -1.1247 | -1.1882 | -1.4241 | -1.4236 | -1.4118 | 71.2617 | 69.8451 | 68.4253 | 68.0608 | 67.7896 | 67.5107 | 67.4623 | 67.6051 | 70.9452 | 76.4609 | 81.1291 | 84.396 | 86.1283 | 86.7273 | 87.4874 | 87.5875 | 87.4131 | 86.3568 | 86.0944 | 83.5497 | 79.1568 | 74.2915 | 71.532 | 69.1795 | 3.1746 | 3.684 | 3.4193 | 3.9494 | 4.2387 | 3.1997 | 3.53 | 3.8405 | 4.8373 | 5.8456 | 6.0915 | 5.5035 | 4.6695 | 4.8362 | 4.877 | 4.8643 | 4.8075 | 4.9297 | 4.5093 | 3.7265 | 4.4505 | 3.8926 | 3.9167 | 3.632
Portfolio Adjusted1-in-10Size: Over 200kWSouth of Lugo2018June Monthly Peak | Portfolio Adjusted | 1-in-10 | Size: Over 200kW | South of Lugo | 2018 | June Monthly Peak | 6 | 124.6841 | 120.6112 | 115.6698 | 115.5744 | 123.5304 | 141.738 | 165.5264 | 190.2365 | 209.1892 | 223.7628 | 232.9309 | 234.9236 | 229.764 | 231.0535 | 229.183 | 220.9178 | 210.5641 | 198.7634 | 182.649 | 175.7699 | 171.0394 | 159.7793 | 144.8207 | 134.3871 | -1.6213 | -1.6812 | -1.6122 | -1.5677 | -1.7113 | -1.3468 | -1.7515 | -1.6198 | -2.5589 | -2.4244 | -2.0705 | -1.4735 | -1.7611 | 0.35292 | 4.9874 | 4.8281 | 3.4548 | 3.2698 | -0.5461 | -1.084 | -0.67158 | -0.96081 | -0.89031 | -0.85632 | 65.62 | 65.1576 | 65.1729 | 64.8461 | 63.4476 | 62.4171 | 61.9901 | 63.7479 | 66.7411 | 70.6493 | 75.247 | 79.7934 | 82.0151 | 82.274 | 82.7901 | 83.0673 | 84.2625 | 83.2201 | 83.1734 | 79.3343 | 74.8467 | 71.495 | 69.3703 | 68.496 | 3.3458 | 3.8599 | 3.6075 | 4.1441 | 4.486 | 3.3876 | 3.6548 | 3.872 | 4.7653 | 5.6668 | 5.8578 | 5.2777 | 4.432 | 4.5891 | 4.6468 | 4.6626 | 4.6454 | 4.8161 | 4.4499 | 3.7014 | 4.4828 | 3.9644 | 4.0579 | 3.7733
Portfolio Adjusted1-in-10Size: Over 200kWSouth of Lugo2018July Monthly Peak | Portfolio Adjusted | 1-in-10 | Size: Over 200kW | South of Lugo | 2018 | July Monthly Peak | 7 | 126.8188 | 123.001 | 118.7422 | 118.9317 | 127.7648 | 146.5388 | 173.1953 | 197.7868 | 214.401 | 227.2133 | 238.2682 | 239.588 | 234.3208 | 234.3974 | 231.9302 | 225.9747 | 215.574 | 203.4383 | 186.7914 | 179.1708 | 175.0207 | 163.1364 | 147.0732 | 136.7413 | -1.798 | -2.0382 | -1.8494 | -1.708 | -1.7583 | -1.4374 | -1.9536 | -1.6992 | -2.2008 | -2.411 | -2.2061 | -1.5937 | -1.671 | 0.26105 | 4.874 | 4.7957 | 3.7521 | 3.3589 | -0.29539 | -1.113 | -1.0101 | -1.2774 | -1.2592 | -1.2436 | 70.3835 | 69.0799 | 68.3959 | 67.9509 | 67.6286 | 67.2993 | 67.6444 | 68.5582 | 70.94 | 74.9856 | 79.5697 | 82.4638 | 81.3833 | 80.9629 | 83.3996 | 83.8478 | 83.0283 | 82.3736 | 81.26 | 79.4814 | 76.052 | 73.2392 | 71.7947 | 70.8947 | 3.3436 | 3.8675 | 3.6385 | 4.1899 | 4.5586 | 3.4411 | 3.7572 | 3.9552 | 4.7986 | 5.6535 | 5.8873 | 5.2883 | 4.4408 | 4.5741 | 4.6202 | 4.6859 | 4.6728 | 4.8431 | 4.4713 | 3.707 | 4.5069 | 3.9769 | 4.049 | 3.7722
Portfolio Adjusted1-in-10Size: Over 200kWSouth of Lugo2018August Monthly Peak | Portfolio Adjusted | 1-in-10 | Size: Over 200kW | South of Lugo | 2018 | August Monthly Peak | 8 | 124.1479 | 120.8516 | 116.8849 | 117.3116 | 125.7895 | 145.6155 | 174.9598 | 199.1741 | 216.4707 | 232.3907 | 245.9896 | 248.5958 | 244.0012 | 245.27 | 242.0203 | 233.117 | 221.2199 | 208.5759 | 190.9233 | 183.9645 | 176.4497 | 163.4083 | 145.494 | 135.3272 | -1.897 | -2.3009 | -1.9999 | -1.7725 | -1.7204 | -1.4702 | -2.0881 | -1.7254 | -1.8224 | -2.4172 | -2.3631 | -1.7422 | -1.6178 | 0.17796 | 4.9164 | 4.809 | 4.0574 | 3.4554 | -0.049652 | -1.1505 | -1.3237 | -1.558 | -1.5751 | -1.5763 | 71.2322 | 70.6094 | 70.0508 | 69.5371 | 69.2973 | 69.5668 | 69.7402 | 69.9061 | 72.2647 | 76.2515 | 79.6979 | 83.6159 | 85.7648 | 87.1719 | 87.5408 | 89.2278 | 91.3391 | 93.0227 | 92.7812 | 88.7944 | 82.3867 | 78.6449 | 76.6782 | 74.1722 | 3.2793 | 3.807 | 3.5884 | 4.1406 | 4.4965 | 3.4258 | 3.8026 | 3.9905 | 4.854 | 5.7932 | 6.0894 | 5.4975 | 4.633 | 4.7952 | 4.8303 | 4.8431 | 4.8041 | 4.9747 | 4.5787 | 3.8134 | 4.5522 | 3.991 | 4.013 | 3.7402
Portfolio Adjusted1-in-10Size: Over 200kWSouth of Lugo2018September Monthly Peak | Portfolio Adjusted | 1-in-10 | Size: Over 200kW | South of Lugo | 2018 | September Monthly Peak | 9 | 127.2176 | 124.1141 | 119.2694 | 119.7854 | 129.2106 | 151.1292 | 186.0671 | 214.6638 | 238.9427 | 258.4994 | 272.1088 | 273.6194 | 268.5163 | 269.6005 | 263.8705 | 251.3828 | 237.8829 | 221.8225 | 202.0101 | 196.5968 | 184.4756 | 169.0951 | 149.759 | 138.8751 | -2.1177 | -2.7427 | -2.2677 | -1.9208 | -1.7534 | -1.5797 | -2.3718 | -1.8786 | -1.4649 | -2.6216 | -2.7311 | -2.0384 | -1.6137 | 0.065906 | 5.1311 | 5.001 | 4.639 | 3.6903 | 0.27832 | -1.2398 | -1.7797 | -1.9695 | -2.0417 | -2.0573 | 76.4213 | 75.6563 | 74.763 | 73.8208 | 72.9147 | 72.6612 | 72.597 | 72.8514 | 74.921 | 78.9995 | 82.5651 | 86.846 | 89.8383 | 91.2177 | 90.9648 | 90.9607 | 90.9576 | 89.908 | 88.5262 | 84.8388 | 80.5436 | 77.377 | 75.1936 | 73.7405 | 3.4512 | 4.0155 | 3.7605 | 4.3421 | 4.7436 | 3.6516 | 4.1533 | 4.417 | 5.5027 | 6.6182 | 6.918 | 6.2143 | 5.2362 | 5.4133 | 5.4087 | 5.3637 | 5.3056 | 5.4336 | 4.9755 | 4.1853 | 4.8879 | 4.2415 | 4.2423 | 3.942